## Input Assumptions
WACC | 7.27%
Tax Rate | 26%

## LCOE Cost Summary
Clean Technology Capital Costs (Real 2018$ / kW) |  |  |  |  | Paired Percentage | 0.93
Technology | Scenario | 2020 | 2021 | 2022 | 2023 | 2024 | 2025 | 2026 | 2027 | 2028 | 2029 | 2030 | 2031 | 2032 | 2033 | 2034 | 2035 | 2036 | 2037 | 2038 | 2039 | 2040 | 2041 | 2042 | 2043 | 2044 | 2045 | 2046 | 2047 | 2048 | 2049 | 2050
Solar | ATB Kansas City | 1324.7615 | 1274.1453 | 1223.5291 | 1172.9129 | 1122.2967 | 1071.6806 | 1021.0644 | 970.4482 | 919.832 | 869.2158 | 818.5996 | 811.328 | 804.0563 | 796.7846 | 789.513 | 782.2413 | 774.9696 | 767.698 | 760.4263 | 753.1546 | 745.883 | 738.6113 | 731.3396 | 724.068 | 716.7963 | 709.5246 | 702.253 | 694.9813 | 687.7096 | 680.438 | 673.1663
| Paired Solar (Derived) | 1232.0282 | 1184.9551 | 1137.8821 | 1090.809 | 1043.736 | 996.6629 | 949.5899 | 902.5168 | 855.4438 | 808.3707 | 761.2977 | 754.535 | 747.7724 | 741.0097 | 734.2471 | 727.4844 | 720.7218 | 713.9591 | 707.1965 | 700.4338 | 693.6712 | 686.9085 | 680.1458 | 673.3832 | 666.6205 | 659.8579 | 653.0952 | 646.3326 | 639.5699 | 632.8073 | 626.0446
Wind | ATB 2020 Class 7 Mid | 1785.9813 | 1754.2903 | 1721.3277 | 1687.0937 | 1651.5882 | 1614.8112 | 1576.7627 | 1537.4427 | 1496.8512 | 1454.9883 | 1411.8538 | 1400.9929 | 1390.0583 | 1379.0499 | 1367.9679 | 1356.812 | 1345.5825 | 1334.2792 | 1322.9022 | 1311.4514 | 1299.9269 | 1288.3287 | 1276.6568 | 1264.9111 | 1253.0917 | 1241.1986 | 1229.2317 | 1217.1911 | 1205.0767 | 1192.8887 | 1180.6269
Clean Technology Capital Costs (Real 2018$ / MWh)
Technology | Scenario | 2020 | 2021 | 2022 | 2023 | 2024 | 2025 | 2026 | 2027 | 2028 | 2029 | 2030 | 2031 | 2032 | 2033 | 2034 | 2035 | 2036 | 2037 | 2038 | 2039 | 2040 | 2041 | 2042 | 2043 | 2044 | 2045 | 2046 | 2047 | 2048 | 2049 | 2050
Solar | ATB Kansas City | 33.4948 | 32.0162 | 30.5557 | 29.1131 | 27.6879 | 26.2799 | 24.8887 | 23.5141 | 22.1558 | 20.8134 | 19.4868 | 19.234 | 18.9833 | 18.7346 | 18.4879 | 18.2433 | 18.0006 | 17.7599 | 17.5211 | 17.2842 | 17.0492 | 16.8161 | 16.5848 | 16.3553 | 16.1277 | 15.9018 | 15.6776 | 15.4552 | 15.2345 | 15.0155 | 14.7982
Onshore Wind | ATB 2020 Class 7 Mid | 44.6025 | 43.4818 | 42.3627 | 41.2453 | 40.1293 | 39.0149 | 37.902 | 36.7904 | 35.6803 | 34.5714 | 33.4639 | 33.1424 | 32.821 | 32.4998 | 32.1787 | 31.8577 | 31.5368 | 31.2161 | 30.8955 | 30.575 | 30.2547 | 29.9345 | 29.6144 | 29.2945 | 28.9746 | 28.6549 | 28.3353 | 28.0159 | 27.6965 | 27.3773 | 27.0582
Paired Solar | Paired Solar (Derived) | 29.3558 | 27.1091 | 25.2134 | 23.764 | 22.4318 | 21.2001 | 20.0546 | 18.9852 | 17.986 | 17.049 | 16.4397 | 16.0824 | 15.761 | 15.4549 | 15.1569 | 14.8558 | 14.5553 | 14.2716 | 13.9867 | 13.7057 | 13.4377 | 13.1824 | 12.9203 | 12.669 | 12.4215 | 12.1741 | 11.9269 | 11.692 | 11.4589 | 11.2293 | 11.0015
Clean Technology Capital Costs (Real 2020$ / kW)
Technology | Scenario | 2020 | 2021 | 2022 | 2023 | 2024 | 2025 | 2026 | 2027 | 2028 | 2029 | 2030 | 2031 | 2032 | 2033 | 2034 | 2035 | 2036 | 2037 | 2038 | 2039 | 2040 | 2041 | 2042 | 2043 | 2044 | 2045 | 2046 | 2047 | 2048 | 2049 | 2050
Solar | ATB Kansas City | 1361.6196 | 1309.5951 | 1257.5707 | 1205.5462 | 1153.5218 | 1101.4973 | 1049.4729 | 997.4484 | 945.424 | 893.3995 | 841.3751 | 833.9011 | 826.4271 | 818.9531 | 811.4791 | 804.0051 | 796.5312 | 789.0572 | 781.5832 | 774.1092 | 766.6352 | 759.1612 | 751.6873 | 744.2133 | 736.7393 | 729.2653 | 721.7913 | 714.3173 | 706.8434 | 699.3694 | 691.8954
Solar | EIA AEO2021 |  | 1232.0719 | 1178.9487 | 1133.4871 | 1093.6351 | 1069.9604 | 1048.3566 | 1021.5836 | 995.4146 | 970.9029 | 948.1152 | 926.5696 | 907.2762 | 889.1933 | 872.6007 | 856.2675 | 840.2676 | 825.0939 | 810.2994 | 795.5806 | 780.666 | 766.083 | 752.3527 | 738.5876 | 724.6778 | 710.6877 | 696.0657 | 681.5142 | 667.4537 | 653.9501 | 640.7825
Wind | ATB 2020 Class 7 Mid | 1835.6716 | 1803.0989 | 1769.2192 | 1734.0327 | 1697.5394 | 1659.7392 | 1620.6321 | 1580.2181 | 1538.4973 | 1495.4696 | 1451.135 | 1439.9719 | 1428.7331 | 1417.4184 | 1406.028 | 1394.5618 | 1383.0198 | 1371.4021 | 1359.7085 | 1347.9392 | 1336.0941 | 1324.1732 | 1312.1765 | 1300.104 | 1287.9557 | 1275.7317 | 1263.4319 | 1251.0563 | 1238.6049 | 1226.0777 | 1213.4748
Wind | EIA AEO2021 |  | 1267.8428 | 1275.3027 | 1278.6653 | 1282.3125 | 1278.1031 | 1265.7133 | 1251.7979 | 1236.1141 | 1219.0887 | 1201.3259 | 1184.0103 | 1165.7877 | 1148.7885 | 1133.5792 | 1118.5807 | 1103.8922 | 1090.1691 | 1076.8328 | 1063.4833 | 1049.7539 | 1036.3506 | 1023.9868 | 1011.4652 | 998.6305 | 985.5649 | 971.4927 | 957.38 | 943.8185 | 930.912 | 918.3561
Clean Technology Capital Costs (Real 2020$ / MWh)
Technology | Scenario | 2020 | 2021 | 2022 | 2023 | 2024 | 2025 | 2026 | 2027 | 2028 | 2029 | 2030 | 2031 | 2032 | 2033 | 2034 | 2035 | 2036 | 2037 | 2038 | 2039 | 2040 | 2041 | 2042 | 2043 | 2044 | 2045 | 2046 | 2047 | 2048 | 2049 | 2050
Solar | ATB Kansas City | 34.4268 | 32.907 | 31.4059 | 29.9231 | 28.4582 | 27.011 | 25.5812 | 24.1683 | 22.7722 | 21.3925 | 20.029 | 19.7691 | 19.5114 | 19.2558 | 19.0023 | 18.7508 | 18.5014 | 18.254 | 18.0086 | 17.7651 | 17.5236 | 17.284 | 17.0462 | 16.8104 | 16.5764 | 16.3442 | 16.1138 | 15.8852 | 15.6584 | 15.4333 | 15.2099
Onshore Wind | ATB 2020 Class 7 Mid | 45.8434 | 44.6916 | 43.5414 | 42.3928 | 41.2458 | 40.1004 | 38.9565 | 37.814 | 36.673 | 35.5333 | 34.395 | 34.0645 | 33.7342 | 33.404 | 33.074 | 32.744 | 32.4143 | 32.0846 | 31.7551 | 31.4257 | 31.0965 | 30.7673 | 30.4384 | 30.1095 | 29.7808 | 29.4522 | 29.1237 | 28.7953 | 28.4671 | 28.139 | 27.811
Paired Solar | Paired Solar (Derived) | 30.1725 | 27.8633 | 25.9149 | 24.4251 | 23.0559 | 21.79 | 20.6126 | 19.5135 | 18.4864 | 17.5233 | 16.8971 | 16.5298 | 16.1995 | 15.8849 | 15.5786 | 15.2691 | 14.9603 | 14.6687 | 14.3758 | 14.0871 | 13.8116 | 13.5492 | 13.2798 | 13.0215 | 12.7671 | 12.5128 | 12.2588 | 12.0173 | 11.7777 | 11.5418 | 11.3076
29.1491

## ATB Offshore Wind_SEE
TEST | [9 empty] | https://atb.nrel.gov/electricity/2020/index.html?t=ow
Inputs
[8 empty] | Take me to: | [9 empty] | Calculated
| X |  |  |  | Current Costs
[6 empty] | Techno-Economic Cost and Performance Parameters |  | Net Capacity Factor (%) | Class 1 - Offshore Fixed | 43.89% |  |  | Basis Year: |  | 2018
[9 empty] | Class 2 - Offshore Fixed | 42.77% |  |  | All values are given in 2018 U.S. dollars, using the Consumer Price Index (BLS, 2020) for dollar year conversions. Projections use an inflation assumption of 2.5% per year.
[9 empty] | Class 3 - Offshore Fixed | 43.09% |  |  | Offshore Wind Wind Speed Classes
[9 empty] | Class 4 - Offshore Fixed | 42.89% |  |  | Wind Speed Class |  | Average Water Depth (m) | Average Distance Site to Cable Landfall (km) | Average CAPEX ($/kW) | Average OPEX ($/kW/yr) | Average Net CF (%) | Average Wind Speed (m/s) @ 100m | Potential Wind Plant Capacity (GW) | Potential Wind Plant Energy (TWh) | Share of total fixed-bottom / floating capacity (%)
[9 empty] | Class 5 - Offshore Fixed | 42.2% |  |  | Fixed-Bottom | Wind Speed Class 1 | 22.9554 | 35.1963 | 3640.7539 | 116.3666 | 44.97% | 8.7414 | 13.57 | 55.1028 | 2.001%
[9 empty] | Class 6 - Offshore Fixed | 36.23% |  |  |  | Wind Speed Class 2 | 24.2569 | 38.3038 | 3680.1754 | 118.8683 | 43.82% | 8.6167 | 13.57 | 53.4967 | 2.001%
[9 empty] | Class 7 - Offshore Fixed | 27.99% |  |  |  | Wind Speed Class 3 | 27.8903 | 40.4223 | 3850.5751 | 120.993 | 44.15% | 8.6324 | 27.13 | 105.4389 | 4%
[9 empty] | Class 8 - Offshore Floating | 51.02% |  |  |  | Wind Speed Class 4 | 32.2902 | 44.9336 | 4039.0944 | 122.1199 | 43.95% | 8.6145 | 54.26 | 214.1883 | 7.999%
[9 empty] | Class 9 - Offshore Floating | 49.78% |  |  |  | Wind Speed Class 5 | 32.0863 | 64.9909 | 4236.7389 | 125.4881 | 43.24% | 8.5865 | 108.53 | 419.4797 | 16%
[9 empty] | Class 10 - Offshore Floating | 48.89% |  |  |  | Wind Speed Class 6 | 33.144 | 73.5259 | 4443.7706 | 123.7164 | 37.13% | 7.834 | 217.06 | 732.416 | 32%
[9 empty] | Class 11 - Offshore Floating | 48.23% |  |  |  | Wind Speed Class 7 | 35.8976 | 76.5601 | 5008.5103 | 118.2282 | 28.68% | 6.779 | 244.2 | 633.6871 | 36%
[9 empty] | Class 12 - Offshore Floating | 45.44% |  |  | Floating | Wind Speed Class 8 | 159.3592 | 45.2476 | 5030.6469 | 85.0175 | 51.55% | 9.5934 | 27.6 | 126.3887 | 2%
[9 empty] | Class 13 - Offshore Floating | 36.24% |  |  |  | Wind Speed Class 9 | 176.934 | 53.5778 | 5120.3489 | 85.9785 | 50.29% | 9.4183 | 27.6 | 123.1785 | 2%
[9 empty] | Class 14 - Offshore Floating | 29.79% |  |  |  | Wind Speed Class 10 | 167.2922 | 55.5996 | 5239.2956 | 89.4619 | 49.4% | 9.3037 | 55.19 | 240.853 | 4%
[14 empty] | Wind Speed Class 11 | 128.3166 | 90.1718 | 5595.3976 | 96.8042 | 48.73% | 9.3288 | 110.38 | 477.1538 | 8%
[14 empty] | Wind Speed Class 12 | 193.3462 | 122.1686 | 5828.7731 | 102.9797 | 45.91% | 9.0512 | 220.75 | 919.0147 | 16%
[8 empty] | Annual Energy Production (kWh/kW) | Class 1 - Offshore Fixed | 3844.5498 |  |  |  | Wind Speed Class 13 | 608.4156 | 136.7671 | 6007.5855 | 105.5559 | 36.61% | 7.9635 | 441.5 | 1494.6552 | 32%
[9 empty] | Class 2 - Offshore Fixed | 3746.5374 |  |  |  | Wind Speed Class 14 | 635.0463 | 160.9186 | 6988.6785 | 95.2909 | 30.09% | 7.0415 | 496.7 | 1339.7644 | 36%
[9 empty] | Class 3 - Offshore Fixed | 3774.5422 |  |  | Total | [7 empty] | 2058.04 | 6934.818
[9 empty] | Class 4 - Offshore Fixed | 3757.3716
[9 empty] | Class 5 - Offshore Fixed | 3696.823
[9 empty] | Class 6 - Offshore Fixed | 3173.8991
[9 empty] | Class 7 - Offshore Fixed | 2451.9314 |  |  | Financial Assumptions:
[9 empty] | Class 8 - Offshore Floating | 4469.6466 |  |  | Inflation Rate |  |  |  | 2.2%
[9 empty] | Class 9 - Offshore Floating | 4360.3922 |  |  | Capital Recovery Period (Years) |  |  |  | 30
[9 empty] | Class 10 - Offshore Floating | 4283.1204 |  |  | Interest Rate Nominal - Mid |  |  |  | 4%
[9 empty] | Class 11 - Offshore Floating | 4225.1607 |  |  | Calculated Interest Rate Real - Mid |  |  |  | 1.463%
[9 empty] | Class 12 - Offshore Floating | 3980.9284 |  |  | Interest During Construction - Nominal |  |  |  | 4%
[9 empty] | Class 13 - Offshore Floating | 3174.5904 |  |  | Rate of Return on Equity Nominal - Mid |  |  |  | 10%
[9 empty] | Class 14 - Offshore Floating | 2609.2951 |  |  | Calculated Rate of Return on Equity Real - Mid |  |  |  | 7.317%
[13 empty] | Debt Fraction - Mid |  |  |  | 68.5%
[13 empty] | Tax Rate (Federal and State) |  |  |  | 26%
[8 empty] | CAPEX ($/kW) | Class 1 - Offshore Fixed | 4848.6535 |  |  | WACC Nominal - Mid |  |  |  | 7.27%
[9 empty] | Class 2 - Offshore Fixed | 4906.1004 |  |  | WACC Real - Mid |  |  |  | 4.961%
[9 empty] | Class 3 - Offshore Fixed | 5101.7125 |  |  | Depreciation Period |  |  |  | 5
[9 empty] | Class 4 - Offshore Fixed | 5297.6264 |  |  | Construction Finance Factor |  |  |  | 1.2816
[9 empty] | Class 5 - Offshore Fixed | 5558.931 |  |  | Present Value of Depreciation |  |  |  | 0.82601
[9 empty] | Class 6 - Offshore Fixed | 5519.5592 |  |  | Project Finance Factor |  |  |  | 1.0611
[9 empty] | Class 7 - Offshore Fixed | 5569.267 |  |  | Capital Recovery Factor (CRF) Nominal - Mid |  |  |  | 6.643%
[9 empty] | Class 8 - Offshore Floating | 6772.5841 |  |  | Capital Recovery Factor (CRF) Real - Mid |  |  |  | 4.854% | 5.151%
[9 empty] | Class 9 - Offshore Floating | 6895.5923 |  |  | Cost of equity during construction |  |  |  | 12%
[9 empty] | Class 10 - Offshore Floating | 7047.518 |  |  | Construction Duration yrs |  | 6
[9 empty] | Class 11 - Offshore Floating | 7545.3594 |  |  | Year | Capital | Accumulated | Percent of Leverage During Construction | Percent of Equity During Construction | Accumulated
[9 empty] | Class 12 - Offshore Floating | 7867.6483 |  |  | Index | Fraction | Interest |  |  | Equity Cost
[9 empty] | Class 13 - Offshore Floating | 8077.9365 |  |  | 0 | 1% | 1.0198 | 80% | 20% | 1.0583
[9 empty] | Class 14 - Offshore Floating | 8172.0911 |  |  | 1 | 7% | 1.0606 | 80% | 20% | 1.1853
[13 empty] | 2 | 7% | 1.103 | 80% | 20% | 1.3275
[13 empty] | 3 | 26% | 1.1471 | 80% | 20% | 1.4868
[8 empty] | Construction Financing Cost ($/kW) | Class 1 - Offshore Fixed | 1065.3422 |  |  | 4 | 26% | 1.193 | 80% | 20% | 1.6653
[9 empty] | Class 2 - Offshore Fixed | 1077.9644 |  |  | 5 | 34% | 1.2407 | 80% | 20% | 1.8651
[9 empty] | Class 3 - Offshore Fixed | 1120.9441
[9 empty] | Class 4 - Offshore Fixed | 1163.9901
[9 empty] | Class 5 - Offshore Fixed | 1221.4038
[9 empty] | Class 6 - Offshore Fixed | 1212.753
[9 empty] | Class 7 - Offshore Fixed | 1223.6748
[9 empty] | Class 8 - Offshore Floating | 1488.0667
[9 empty] | Class 9 - Offshore Floating | 1515.0939
[9 empty] | Class 10 - Offshore Floating | 1548.4749
[9 empty] | Class 11 - Offshore Floating | 1657.8602
[9 empty] | Class 12 - Offshore Floating | 1728.6733
[9 empty] | Class 13 - Offshore Floating | 1774.8776
[9 empty] | Class 14 - Offshore Floating | 1795.5652
[12 empty] | MACRS yr | 1 | 2 | 3 | 4 | 5 | 6
[8 empty] | Overnight Capital Cost ($/kW) | Class 1 - Offshore Fixed | 2772.7814 |  | Depreciation | 0.2 | 0.32 | 0.192 | 0.1152 | 0.1152 | 0.0576
[9 empty] | Class 2 - Offshore Fixed | 2781.2745 |  | Fraction
[9 empty] | Class 3 - Offshore Fixed | 2925.9391 |  | Depreciation | 0.93223 | 0.86905 | 0.81015 | 0.75524 | 0.70406 | 0.65634
[9 empty] | Class 4 - Offshore Fixed | 3055.2368 |  | Factor
[9 empty] | Class 5 - Offshore Fixed | 3109.1512
[9 empty] | Class 6 - Offshore Fixed | 3137.9346
[9 empty] | Class 7 - Offshore Fixed | 3424.5729
[9 empty] | Class 8 - Offshore Floating | 4122.7018
[9 empty] | Class 9 - Offshore Floating | 4138.3403
[9 empty] | Class 10 - Offshore Floating | 4252.1895
[9 empty] | Class 11 - Offshore Floating | 4407.5584
[9 empty] | Class 12 - Offshore Floating | 4454.7344
[9 empty] | Class 13 - Offshore Floating | 4459.5597
[9 empty] | Class 14 - Offshore Floating | 4898.9995
[8 empty] | Fixed Operation and Maintenance Expenses ($/kW-yr) | Class 1 - Offshore Fixed | 123.529
[9 empty] | Class 2 - Offshore Fixed | 126.1848
[9 empty] | Class 3 - Offshore Fixed | 128.4402
[9 empty] | Class 4 - Offshore Fixed | 129.6365
[9 empty] | Class 5 - Offshore Fixed | 133.2121
[9 empty] | Class 6 - Offshore Fixed | 131.3312
[9 empty] | Class 7 - Offshore Fixed | 125.5052
[9 empty] | Class 8 - Offshore Floating | 89.2434
[9 empty] | Class 9 - Offshore Floating | 90.2522
[9 empty] | Class 10 - Offshore Floating | 93.9087
[9 empty] | Class 11 - Offshore Floating | 101.6159
[9 empty] | Class 12 - Offshore Floating | 108.0984
[9 empty] | Class 13 - Offshore Floating | 110.8027
[9 empty] | Class 14 - Offshore Floating | 100.0275
[8 empty] | Variable Operation and Maintenance Expenses ($/MWh) | Class 1 - Offshore Fixed | 0
[9 empty] | Class 2 - Offshore Fixed | 0
[9 empty] | Class 3 - Offshore Fixed | 0
[9 empty] | Class 4 - Offshore Fixed | 0
[9 empty] | Class 5 - Offshore Fixed | 0
[9 empty] | Class 6 - Offshore Fixed | 0
[9 empty] | Class 7 - Offshore Fixed | 0
[9 empty] | Class 8 - Offshore Floating | 0
[9 empty] | Class 9 - Offshore Floating | 0
[9 empty] | Class 10 - Offshore Floating | 0
[9 empty] | Class 11 - Offshore Floating | 0
[9 empty] | Class 12 - Offshore Floating | 0
[9 empty] | Class 13 - Offshore Floating | 0
[9 empty] | Class 14 - Offshore Floating | 0
[6 empty] | Finance |  | Weighted Average Cost of Capital (WACC) (Nominal) (%) | Class 1 - Offshore Fixed | 7.27%
[9 empty] | Class 2 - Offshore Fixed | 7.27%
[9 empty] | Class 3 - Offshore Fixed | 7.27%
[9 empty] | Class 4 - Offshore Fixed | 7.27%
[9 empty] | Class 5 - Offshore Fixed | 7.27%
[9 empty] | Class 6 - Offshore Fixed | 7.27%
[9 empty] | Class 7 - Offshore Fixed | 7.27%
[9 empty] | Class 8 - Offshore Floating | 7.27%
[9 empty] | Class 9 - Offshore Floating | 7.27%
[9 empty] | Class 10 - Offshore Floating | 7.27%
[9 empty] | Class 11 - Offshore Floating | 7.27%
[9 empty] | Class 12 - Offshore Floating | 7.27%
[9 empty] | Class 13 - Offshore Floating | 7.27%
[9 empty] | Class 14 - Offshore Floating | 7.27%
[6 empty] | Grid Connection Costs |  | Grid Connection Costs (GCC) ($/kW) | Class 1 - Offshore Fixed | 1010.5299
[9 empty] | Class 2 - Offshore Fixed | 1046.8616
[9 empty] | Class 3 - Offshore Fixed | 1054.8293
[9 empty] | Class 4 - Offshore Fixed | 1078.3994
[9 empty] | Class 5 - Offshore Fixed | 1228.376
[9 empty] | Class 6 - Offshore Fixed | 1168.8716
[9 empty] | Class 7 - Offshore Fixed | 921.0193
[9 empty] | Class 8 - Offshore Floating | 1161.8156
[9 empty] | Class 9 - Offshore Floating | 1242.158
[9 empty] | Class 10 - Offshore Floating | 1246.8536
[9 empty] | Class 11 - Offshore Floating | 1479.9408
[9 empty] | Class 12 - Offshore Floating | 1684.2406
[9 empty] | Class 13 - Offshore Floating | 1843.4992
[9 empty] | Class 14 - Offshore Floating | 1477.5264
[8 empty] | Grid Feature Costs ($/kW) | Class 1 - Offshore Fixed | 0
[9 empty] | Class 2 - Offshore Fixed | 0
[9 empty] | Class 3 - Offshore Fixed | 0
[9 empty] | Class 4 - Offshore Fixed | 0
[9 empty] | Class 5 - Offshore Fixed | 0
[9 empty] | Class 6 - Offshore Fixed | 0
[9 empty] | Class 7 - Offshore Fixed | 0
[9 empty] | Class 8 - Offshore Floating | 0
[9 empty] | Class 9 - Offshore Floating | 0
[9 empty] | Class 10 - Offshore Floating | 0
[9 empty] | Class 11 - Offshore Floating | 0
[9 empty] | Class 12 - Offshore Floating | 0
[9 empty] | Class 13 - Offshore Floating | 0
[9 empty] | Class 14 - Offshore Floating | 0
[8 empty] | Onshore Spur Line Costs ($/kW) | Class 1 - Offshore Fixed | 0
[9 empty] | Class 2 - Offshore Fixed | 0
[9 empty] | Class 3 - Offshore Fixed | 0
[9 empty] | Class 4 - Offshore Fixed | 0
[9 empty] | Class 5 - Offshore Fixed | 0
[9 empty] | Class 6 - Offshore Fixed | 0
[9 empty] | Class 7 - Offshore Fixed | 0
[9 empty] | Class 8 - Offshore Floating | 0
[9 empty] | Class 9 - Offshore Floating | 0
[9 empty] | Class 10 - Offshore Floating | 0
[9 empty] | Class 11 - Offshore Floating | 0
[9 empty] | Class 12 - Offshore Floating | 0
[9 empty] | Class 13 - Offshore Floating | 0
[9 empty] | Class 14 - Offshore Floating | 0
[8 empty] | Offshore Spur Line Costs ($/kW) | Class 1 - Offshore Fixed | 1010.5299
[9 empty] | Class 2 - Offshore Fixed | 1046.8616
[9 empty] | Class 3 - Offshore Fixed | 1054.8293
[9 empty] | Class 4 - Offshore Fixed | 1078.3994
[9 empty] | Class 5 - Offshore Fixed | 1228.376
[9 empty] | Class 6 - Offshore Fixed | 1168.8716
[9 empty] | Class 7 - Offshore Fixed | 921.0193
[9 empty] | Class 8 - Offshore Floating | 1161.8156
[9 empty] | Class 9 - Offshore Floating | 1242.158
[9 empty] | Class 10 - Offshore Floating | 1246.8536
[9 empty] | Class 11 - Offshore Floating | 1479.9408
[9 empty] | Class 12 - Offshore Floating | 1684.2406
[9 empty] | Class 13 - Offshore Floating | 1843.4992
[9 empty] | Class 14 - Offshore Floating | 1477.5264
[6 empty] | LCOE |  | Levelized Cost of Energy ($/MWh) | Class 1 - Offshore Fixed | 97.0915
[9 empty] | Class 2 - Offshore Fixed | 101.1301
[9 empty] | Class 3 - Offshore Fixed | 103.6467
[9 empty] | Class 4 - Offshore Fixed | 107.1244
[9 empty] | Class 5 - Offshore Fixed | 113.4869
[9 empty] | Class 6 - Offshore Fixed | 130.9532
[9 empty] | Class 7 - Offshore Fixed | 168.1803
[9 empty] | Class 8 - Offshore Floating | 98.0134
[9 empty] | Class 9 - Offshore Floating | 102.1536
[9 empty] | Class 10 - Offshore Floating | 106.6773
[9 empty] | Class 11 - Offshore Floating | 116.0339
[9 empty] | Class 12 - Offshore Floating | 128.951
[9 empty] | Class 13 - Offshore Floating | 165.968
[9 empty] | Class 14 - Offshore Floating | 199.6535
[8 empty] | Overnight Levelized Cost of Energy ($/MWh) | Class 1 - Offshore Fixed | 69.2797 | * this is similar to the LCOE used in the TCDB (Transparent Cost Database)
[9 empty] | Class 2 - Offshore Fixed | 71.9177
[9 empty] | Class 3 - Offshore Fixed | 73.9558
[9 empty] | Class 4 - Offshore Fixed | 76.3846
[9 empty] | Class 5 - Offshore Fixed | 79.3541
[9 empty] | Class 6 - Offshore Fixed | 92.3028
[9 empty] | Class 7 - Offshore Fixed | 123.1266
[9 empty] | Class 8 - Offshore Floating | 67.4763
[9 empty] | Class 9 - Offshore Floating | 69.5831
[9 empty] | Class 10 - Offshore Floating | 73.0613
[9 empty] | Class 11 - Offshore Floating | 77.7817
[9 empty] | Class 12 - Offshore Floating | 84.7924
[9 empty] | Class 13 - Offshore Floating | 107.2596
[9 empty] | Class 14 - Offshore Floating | 135.0421
***Note: For future projections, low, mid, and high refer to the resulting low, mid, and high LCOE projections.
|  |  | X |  | Future Projections
Basis Year
[10 empty] | 2018 | 2019 | 2020 | 2021 | 2022 | 2023 | 2024 | 2025 | 2026 | 2027 | 2028 | 2029 | 2030 | 2031 | 2032 | 2033 | 2034 | 2035 | 2036 | 2037 | 2038 | 2039 | 2040 | 2041 | 2042 | 2043 | 2044 | 2045 | 2046 | 2047 | 2048 | 2049 | 2050
[6 empty] | Techno-Economic Cost and Performance Parameters |  | Net Capacity Factor (%) | Class 1 - Advanced | 43.89% | 45.19% | 45.95% | 46.49% | 46.91% | 47.26% | 47.55% | 47.81% | 48.03% | 48.23% | 48.41% | 48.58% | 48.73% | 48.87% | 49% | 49.13% | 49.24% | 49.35% | 49.45% | 49.55% | 49.65% | 49.73% | 49.82% | 49.9% | 49.98% | 50.05% | 50.13% | 50.2% | 50.26% | 50.33% | 50.39% | 50.45% | 50.51%
[9 empty] | Class 1 - Moderate | 43.89% | 44.97% | 45.6% | 46.05% | 46.4% | 46.69% | 46.93% | 47.13% | 47.32% | 47.48% | 47.63% | 47.77% | 47.89% | 48.01% | 48.12% | 48.22% | 48.31% | 48.4% | 48.48% | 48.56% | 48.64% | 48.71% | 48.78% | 48.85% | 48.91% | 48.97% | 49.03% | 49.09% | 49.14% | 49.2% | 49.25% | 49.3% | 49.35%
[9 empty] | Class 1 - Conservative | 43.89% | 44.43% | 44.74% | 44.96% | 45.13% | 45.27% | 45.39% | 45.49% | 45.58% | 45.66% | 45.73% | 45.79% | 45.85% | 45.91% | 45.96% | 46.01% | 46.05% | 46.1% | 46.14% | 46.17% | 46.21% | 46.24% | 46.28% | 46.31% | 46.34% | 46.37% | 46.4% | 46.42% | 46.45% | 46.47% | 46.5% | 46.52% | 46.54%
[9 empty] | Class 2 - Advanced | 42.77% | 44.03% | 44.78% | 45.31% | 45.72% | 46.06% | 46.34% | 46.59% | 46.81% | 47% | 47.18% | 47.34% | 47.49% | 47.63% | 47.75% | 47.87% | 47.99% | 48.09% | 48.19% | 48.29% | 48.38% | 48.47% | 48.55% | 48.63% | 48.7% | 48.78% | 48.85% | 48.92% | 48.98% | 49.04% | 49.11% | 49.17% | 49.22%
[9 empty] | Class 2 - Moderate | 42.77% | 43.82% | 44.44% | 44.88% | 45.22% | 45.49% | 45.73% | 45.93% | 46.11% | 46.27% | 46.42% | 46.55% | 46.67% | 46.78% | 46.89% | 46.99% | 47.08% | 47.17% | 47.25% | 47.33% | 47.4% | 47.47% | 47.54% | 47.6% | 47.67% | 47.73% | 47.78% | 47.84% | 47.89% | 47.94% | 47.99% | 48.04% | 48.09%
[9 empty] | Class 2 - Conservative | 42.77% | 43.3% | 43.6% | 43.82% | 43.98% | 44.12% | 44.23% | 44.33% | 44.41% | 44.49% | 44.56% | 44.63% | 44.68% | 44.74% | 44.79% | 44.83% | 44.88% | 44.92% | 44.96% | 45% | 45.03% | 45.07% | 45.1% | 45.13% | 45.16% | 45.19% | 45.21% | 45.24% | 45.26% | 45.29% | 45.31% | 45.34% | 45.36%
[9 empty] | Class 3 - Advanced | 43.09% | 44.36% | 45.11% | 45.65% | 46.06% | 46.4% | 46.69% | 46.94% | 47.16% | 47.35% | 47.53% | 47.69% | 47.84% | 47.98% | 48.11% | 48.23% | 48.34% | 48.45% | 48.55% | 48.65% | 48.74% | 48.83% | 48.91% | 48.99% | 49.07% | 49.14% | 49.21% | 49.28% | 49.35% | 49.41% | 49.47% | 49.53% | 49.59%
[9 empty] | Class 3 - Moderate | 43.09% | 44.15% | 44.77% | 45.21% | 45.56% | 45.83% | 46.07% | 46.28% | 46.46% | 46.62% | 46.76% | 46.9% | 47.02% | 47.13% | 47.24% | 47.34% | 47.43% | 47.52% | 47.6% | 47.68% | 47.76% | 47.83% | 47.89% | 47.96% | 48.02% | 48.08% | 48.14% | 48.2% | 48.25% | 48.3% | 48.35% | 48.4% | 48.45%
[9 empty] | Class 3 - Conservative | 43.09% | 43.62% | 43.93% | 44.14% | 44.31% | 44.45% | 44.56% | 44.66% | 44.75% | 44.82% | 44.89% | 44.96% | 45.02% | 45.07% | 45.12% | 45.17% | 45.21% | 45.26% | 45.3% | 45.33% | 45.37% | 45.4% | 45.43% | 45.47% | 45.49% | 45.52% | 45.55% | 45.58% | 45.6% | 45.63% | 45.65% | 45.67% | 45.7%
[9 empty] | Class 4 - Advanced | 42.89% | 44.16% | 44.91% | 45.44% | 45.85% | 46.19% | 46.47% | 46.72% | 46.94% | 47.14% | 47.31% | 47.48% | 47.62% | 47.76% | 47.89% | 48.01% | 48.12% | 48.23% | 48.33% | 48.43% | 48.52% | 48.61% | 48.69% | 48.77% | 48.85% | 48.92% | 48.99% | 49.06% | 49.12% | 49.19% | 49.25% | 49.31% | 49.37%
[9 empty] | Class 4 - Moderate | 42.89% | 43.95% | 44.57% | 45.01% | 45.35% | 45.63% | 45.86% | 46.07% | 46.25% | 46.41% | 46.55% | 46.68% | 46.81% | 46.92% | 47.02% | 47.12% | 47.22% | 47.3% | 47.39% | 47.46% | 47.54% | 47.61% | 47.68% | 47.74% | 47.8% | 47.86% | 47.92% | 47.98% | 48.03% | 48.08% | 48.13% | 48.18% | 48.23%
[9 empty] | Class 4 - Conservative | 42.89% | 43.42% | 43.73% | 43.94% | 44.11% | 44.24% | 44.36% | 44.46% | 44.54% | 44.62% | 44.69% | 44.75% | 44.81% | 44.87% | 44.92% | 44.96% | 45.01% | 45.05% | 45.09% | 45.13% | 45.16% | 45.2% | 45.23% | 45.26% | 45.29% | 45.32% | 45.34% | 45.37% | 45.4% | 45.42% | 45.44% | 45.47% | 45.49%
[9 empty] | Class 5 - Advanced | 42.2% | 43.45% | 44.18% | 44.71% | 45.11% | 45.44% | 45.73% | 45.97% | 46.18% | 46.38% | 46.55% | 46.71% | 46.86% | 46.99% | 47.12% | 47.24% | 47.35% | 47.45% | 47.55% | 47.65% | 47.74% | 47.82% | 47.9% | 47.98% | 48.06% | 48.13% | 48.2% | 48.27% | 48.33% | 48.39% | 48.45% | 48.51% | 48.57%
[9 empty] | Class 5 - Moderate | 42.2% | 43.24% | 43.85% | 44.28% | 44.62% | 44.89% | 45.12% | 45.32% | 45.5% | 45.66% | 45.8% | 45.93% | 46.05% | 46.16% | 46.27% | 46.36% | 46.45% | 46.54% | 46.62% | 46.7% | 46.77% | 46.84% | 46.91% | 46.97% | 47.03% | 47.09% | 47.15% | 47.2% | 47.26% | 47.31% | 47.36% | 47.4% | 47.45%
[9 empty] | Class 5 - Conservative | 42.2% | 42.72% | 43.02% | 43.23% | 43.4% | 43.53% | 43.64% | 43.74% | 43.83% | 43.9% | 43.97% | 44.03% | 44.09% | 44.14% | 44.19% | 44.24% | 44.28% | 44.32% | 44.36% | 44.4% | 44.43% | 44.47% | 44.5% | 44.53% | 44.56% | 44.59% | 44.61% | 44.64% | 44.66% | 44.69% | 44.71% | 44.73% | 44.76%
[9 empty] | Class 6 - Advanced | 36.23% | 37.3% | 37.93% | 38.38% | 38.73% | 39.02% | 39.26% | 39.47% | 39.65% | 39.82% | 39.97% | 40.1% | 40.23% | 40.35% | 40.45% | 40.56% | 40.65% | 40.74% | 40.83% | 40.91% | 40.98% | 41.06% | 41.13% | 41.2% | 41.26% | 41.32% | 41.38% | 41.44% | 41.49% | 41.55% | 41.6% | 41.65% | 41.7%
[9 empty] | Class 6 - Moderate | 36.23% | 37.13% | 37.65% | 38.02% | 38.31% | 38.54% | 38.74% | 38.91% | 39.06% | 39.2% | 39.32% | 39.43% | 39.54% | 39.63% | 39.72% | 39.81% | 39.88% | 39.96% | 40.03% | 40.09% | 40.16% | 40.22% | 40.27% | 40.33% | 40.38% | 40.43% | 40.48% | 40.53% | 40.57% | 40.62% | 40.66% | 40.7% | 40.74%
[9 empty] | Class 6 - Conservative | 36.23% | 36.68% | 36.94% | 37.12% | 37.26% | 37.37% | 37.47% | 37.55% | 37.63% | 37.69% | 37.75% | 37.8% | 37.85% | 37.9% | 37.94% | 37.98% | 38.02% | 38.05% | 38.09% | 38.12% | 38.15% | 38.18% | 38.2% | 38.23% | 38.26% | 38.28% | 38.3% | 38.32% | 38.35% | 38.37% | 38.39% | 38.41% | 38.42%
[9 empty] | Class 7 - Advanced | 27.99% | 28.82% | 29.31% | 29.65% | 29.92% | 30.14% | 30.33% | 30.49% | 30.63% | 30.76% | 30.88% | 30.98% | 31.08% | 31.17% | 31.25% | 31.33% | 31.4% | 31.47% | 31.54% | 31.6% | 31.66% | 31.72% | 31.77% | 31.83% | 31.87% | 31.92% | 31.97% | 32.01% | 32.06% | 32.1% | 32.14% | 32.18% | 32.21%
[9 empty] | Class 7 - Moderate | 27.99% | 28.68% | 29.08% | 29.37% | 29.59% | 29.77% | 29.93% | 30.06% | 30.18% | 30.28% | 30.38% | 30.46% | 30.54% | 30.62% | 30.69% | 30.75% | 30.81% | 30.87% | 30.92% | 30.97% | 31.02% | 31.07% | 31.11% | 31.15% | 31.2% | 31.23% | 31.27% | 31.31% | 31.34% | 31.38% | 31.41% | 31.44% | 31.47%
[9 empty] | Class 7 - Conservative | 27.99% | 28.34% | 28.53% | 28.68% | 28.78% | 28.87% | 28.95% | 29.01% | 29.07% | 29.12% | 29.16% | 29.2% | 29.24% | 29.28% | 29.31% | 29.34% | 29.37% | 29.4% | 29.42% | 29.45% | 29.47% | 29.49% | 29.51% | 29.53% | 29.55% | 29.57% | 29.59% | 29.61% | 29.62% | 29.64% | 29.65% | 29.67% | 29.68%
[9 empty] | Class 8 - Advanced | 51.02% | 51.65% | 52.03% | 52.29% | 52.49% | 52.66% | 52.8% | 52.92% | 53.03% | 53.13% | 53.21% | 53.29% | 53.37% | 53.44% | 53.5% | 53.56% | 53.61% | 53.67% | 53.72% | 53.76% | 53.81% | 53.85% | 53.89% | 53.93% | 53.97% | 54% | 54.04% | 54.07% | 54.1% | 54.14% | 54.17% | 54.2% | 54.22%
[9 empty] | Class 8 - Moderate | 51.02% | 51.55% | 51.86% | 52.08% | 52.25% | 52.38% | 52.5% | 52.6% | 52.69% | 52.77% | 52.84% | 52.91% | 52.97% | 53.03% | 53.08% | 53.13% | 53.17% | 53.22% | 53.26% | 53.3% | 53.33% | 53.37% | 53.4% | 53.44% | 53.47% | 53.5% | 53.53% | 53.55% | 53.58% | 53.61% | 53.63% | 53.65% | 53.68%
[9 empty] | Class 8 - Conservative | 51.02% | 51.29% | 51.44% | 51.55% | 51.63% | 51.7% | 51.76% | 51.81% | 51.85% | 51.89% | 51.93% | 51.96% | 51.99% | 52.02% | 52.04% | 52.07% | 52.09% | 52.11% | 52.13% | 52.15% | 52.17% | 52.18% | 52.2% | 52.22% | 52.23% | 52.25% | 52.26% | 52.27% | 52.29% | 52.3% | 52.31% | 52.32% | 52.34%
[9 empty] | Class 9 - Advanced | 49.78% | 50.39% | 50.75% | 51.01% | 51.21% | 51.37% | 51.51% | 51.63% | 51.73% | 51.83% | 51.91% | 51.99% | 52.06% | 52.13% | 52.19% | 52.25% | 52.3% | 52.35% | 52.4% | 52.45% | 52.49% | 52.53% | 52.57% | 52.61% | 52.65% | 52.68% | 52.72% | 52.75% | 52.78% | 52.81% | 52.84% | 52.87% | 52.9%
[9 empty] | Class 9 - Moderate | 49.78% | 50.29% | 50.59% | 50.8% | 50.97% | 51.1% | 51.22% | 51.32% | 51.4% | 51.48% | 51.55% | 51.62% | 51.68% | 51.73% | 51.78% | 51.83% | 51.87% | 51.92% | 51.96% | 51.99% | 52.03% | 52.07% | 52.1% | 52.13% | 52.16% | 52.19% | 52.22% | 52.24% | 52.27% | 52.3% | 52.32% | 52.34% | 52.37%
[9 empty] | Class 9 - Conservative | 49.78% | 50.03% | 50.18% | 50.29% | 50.37% | 50.44% | 50.49% | 50.54% | 50.58% | 50.62% | 50.66% | 50.69% | 50.72% | 50.75% | 50.77% | 50.79% | 50.82% | 50.84% | 50.86% | 50.87% | 50.89% | 50.91% | 50.93% | 50.94% | 50.96% | 50.97% | 50.98% | 51% | 51.01% | 51.02% | 51.03% | 51.04% | 51.06%
[9 empty] | Class 10 - Advanced | 48.89% | 49.5% | 49.85% | 50.11% | 50.3% | 50.46% | 50.6% | 50.71% | 50.82% | 50.91% | 50.99% | 51.07% | 51.14% | 51.21% | 51.27% | 51.32% | 51.38% | 51.43% | 51.47% | 51.52% | 51.56% | 51.6% | 51.64% | 51.68% | 51.72% | 51.75% | 51.78% | 51.82% | 51.85% | 51.88% | 51.91% | 51.93% | 51.96%
[9 empty] | Class 10 - Moderate | 48.89% | 49.4% | 49.69% | 49.9% | 50.06% | 50.2% | 50.31% | 50.41% | 50.49% | 50.57% | 50.64% | 50.7% | 50.76% | 50.81% | 50.86% | 50.91% | 50.96% | 51% | 51.04% | 51.07% | 51.11% | 51.14% | 51.18% | 51.21% | 51.24% | 51.26% | 51.29% | 51.32% | 51.34% | 51.37% | 51.39% | 51.42% | 51.44%
[9 empty] | Class 10 - Conservative | 48.89% | 49.15% | 49.29% | 49.4% | 49.48% | 49.54% | 49.6% | 49.65% | 49.69% | 49.73% | 49.76% | 49.79% | 49.82% | 49.85% | 49.87% | 49.89% | 49.92% | 49.94% | 49.95% | 49.97% | 49.99% | 50.01% | 50.02% | 50.04% | 50.05% | 50.07% | 50.08% | 50.09% | 50.11% | 50.12% | 50.13% | 50.14% | 50.15%
[9 empty] | Class 11 - Advanced | 48.23% | 48.83% | 49.18% | 49.43% | 49.62% | 49.78% | 49.91% | 50.03% | 50.13% | 50.22% | 50.3% | 50.38% | 50.45% | 50.51% | 50.57% | 50.63% | 50.68% | 50.73% | 50.78% | 50.82% | 50.86% | 50.91% | 50.94% | 50.98% | 51.02% | 51.05% | 51.08% | 51.11% | 51.15% | 51.17% | 51.2% | 51.23% | 51.26%
[9 empty] | Class 11 - Moderate | 48.23% | 48.73% | 49.02% | 49.23% | 49.39% | 49.52% | 49.63% | 49.72% | 49.81% | 49.88% | 49.95% | 50.02% | 50.07% | 50.13% | 50.18% | 50.22% | 50.27% | 50.31% | 50.35% | 50.38% | 50.42% | 50.45% | 50.48% | 50.51% | 50.54% | 50.57% | 50.6% | 50.62% | 50.65% | 50.67% | 50.7% | 50.72% | 50.74%
[9 empty] | Class 11 - Conservative | 48.23% | 48.48% | 48.63% | 48.73% | 48.81% | 48.87% | 48.93% | 48.97% | 49.02% | 49.05% | 49.09% | 49.12% | 49.15% | 49.17% | 49.2% | 49.22% | 49.24% | 49.26% | 49.28% | 49.3% | 49.31% | 49.33% | 49.35% | 49.36% | 49.38% | 49.39% | 49.4% | 49.41% | 49.43% | 49.44% | 49.45% | 49.46% | 49.47%
[9 empty] | Class 12 - Advanced | 45.44% | 46.01% | 46.34% | 46.57% | 46.75% | 46.9% | 47.03% | 47.14% | 47.23% | 47.32% | 47.4% | 47.47% | 47.53% | 47.59% | 47.65% | 47.7% | 47.75% | 47.8% | 47.84% | 47.88% | 47.92% | 47.96% | 48% | 48.03% | 48.07% | 48.1% | 48.13% | 48.16% | 48.19% | 48.22% | 48.24% | 48.27% | 48.29%
[9 empty] | Class 12 - Moderate | 45.44% | 45.91% | 46.19% | 46.38% | 46.53% | 46.66% | 46.76% | 46.85% | 46.93% | 47% | 47.07% | 47.12% | 47.18% | 47.23% | 47.28% | 47.32% | 47.36% | 47.4% | 47.44% | 47.47% | 47.5% | 47.53% | 47.56% | 47.59% | 47.62% | 47.65% | 47.67% | 47.7% | 47.72% | 47.74% | 47.77% | 47.79% | 47.81%
[9 empty] | Class 12 - Conservative | 45.44% | 45.68% | 45.82% | 45.91% | 45.99% | 46.05% | 46.1% | 46.14% | 46.18% | 46.22% | 46.25% | 46.28% | 46.3% | 46.33% | 46.35% | 46.37% | 46.39% | 46.41% | 46.43% | 46.45% | 46.46% | 46.48% | 46.49% | 46.51% | 46.52% | 46.53% | 46.55% | 46.56% | 46.57% | 46.58% | 46.59% | 46.6% | 46.61%
[9 empty] | Class 13 - Advanced | 36.24% | 36.69% | 36.95% | 37.14% | 37.28% | 37.4% | 37.5% | 37.59% | 37.67% | 37.73% | 37.8% | 37.85% | 37.9% | 37.95% | 38% | 38.04% | 38.08% | 38.12% | 38.15% | 38.19% | 38.22% | 38.25% | 38.28% | 38.3% | 38.33% | 38.36% | 38.38% | 38.41% | 38.43% | 38.45% | 38.47% | 38.49% | 38.51%
[9 empty] | Class 13 - Moderate | 36.24% | 36.61% | 36.83% | 36.99% | 37.11% | 37.21% | 37.29% | 37.36% | 37.42% | 37.48% | 37.53% | 37.58% | 37.62% | 37.66% | 37.7% | 37.73% | 37.77% | 37.8% | 37.83% | 37.86% | 37.88% | 37.91% | 37.93% | 37.95% | 37.98% | 38% | 38.02% | 38.04% | 38.06% | 38.07% | 38.09% | 38.11% | 38.13%
[9 empty] | Class 13 - Conservative | 36.24% | 36.43% | 36.54% | 36.61% | 36.67% | 36.72% | 36.76% | 36.8% | 36.83% | 36.86% | 36.88% | 36.9% | 36.93% | 36.95% | 36.96% | 36.98% | 37% | 37.01% | 37.03% | 37.04% | 37.05% | 37.06% | 37.08% | 37.09% | 37.1% | 37.11% | 37.12% | 37.13% | 37.14% | 37.15% | 37.15% | 37.16% | 37.17%
[9 empty] | Class 14 - Advanced | 29.79% | 30.16% | 30.37% | 30.52% | 30.64% | 30.74% | 30.82% | 30.9% | 30.96% | 31.01% | 31.07% | 31.11% | 31.16% | 31.19% | 31.23% | 31.27% | 31.3% | 31.33% | 31.36% | 31.39% | 31.41% | 31.44% | 31.46% | 31.48% | 31.51% | 31.53% | 31.55% | 31.57% | 31.59% | 31.6% | 31.62% | 31.64% | 31.65%
[9 empty] | Class 14 - Moderate | 29.79% | 30.09% | 30.27% | 30.4% | 30.5% | 30.58% | 30.65% | 30.71% | 30.76% | 30.81% | 30.85% | 30.89% | 30.92% | 30.96% | 30.99% | 31.02% | 31.04% | 31.07% | 31.09% | 31.11% | 31.14% | 31.16% | 31.18% | 31.2% | 31.21% | 31.23% | 31.25% | 31.26% | 31.28% | 31.29% | 31.31% | 31.32% | 31.34%
[9 empty] | Class 14 - Conservative | 29.79% | 29.94% | 30.03% | 30.09% | 30.14% | 30.18% | 30.22% | 30.24% | 30.27% | 30.29% | 30.31% | 30.33% | 30.35% | 30.37% | 30.38% | 30.4% | 30.41% | 30.42% | 30.43% | 30.44% | 30.45% | 30.46% | 30.47% | 30.48% | 30.49% | 30.5% | 30.51% | 30.52% | 30.52% | 30.53% | 30.54% | 30.55% | 30.55%
[10 empty] | 2018 | 2019 | 2020 | 2021 | 2022 | 2023 | 2024 | 2025 | 2026 | 2027 | 2028 | 2029 | 2030 | 2031 | 2032 | 2033 | 2034 | 2035 | 2036 | 2037 | 2038 | 2039 | 2040 | 2041 | 2042 | 2043 | 2044 | 2045 | 2046 | 2047 | 2048 | 2049 | 2050
[8 empty] | Annual Energy Production (kWh/kW) | Class 1 - Advanced | 3844.5498 | 3958.312 | 4025.1788 | 4072.7534 | 4109.727 | 4139.982 | 4165.5935 | 4187.8019 | 4207.4085 | 4224.9607 | 4240.8497 | 4255.3643 | 4268.724 | 4281.0996 | 4292.6265 | 4303.4141 | 4313.5517 | 4323.1134 | 4332.1614 | 4340.7482 | 4348.9186 | 4356.7112 | 4364.1597 | 4371.2931 | 4378.1371 | 4384.7144 | 4391.045 | 4397.1469 | 4403.0359 | 4408.7266 | 4414.2318 | 4419.5633 | 4424.7318
[9 empty] | Class 1 - Moderate | 3844.5498 | 3939.3516 | 3994.8071 | 4034.1534 | 4064.6727 | 4089.6089 | 4110.6921 | 4128.9552 | 4145.0644 | 4159.4745 | 4172.5101 | 4184.4107 | 4195.3581 | 4205.4938 | 4214.93 | 4223.7569 | 4232.0486 | 4239.8661 | 4247.2609 | 4254.2763 | 4260.9493 | 4267.3119 | 4273.3915 | 4279.2124 | 4284.7956 | 4290.1599 | 4295.3216 | 4300.2956 | 4305.0951 | 4309.7318 | 4314.2164 | 4318.5587 | 4322.7674
[9 empty] | Class 1 - Conservative | 3844.5498 | 3891.9507 | 3919.3448 | 3938.6464 | 3953.5448 | 3965.672 | 3975.8941 | 3984.7262 | 3992.4994 | 3999.4393 | 4005.7063 | 4011.4187 | 4016.6662 | 4021.5182 | 4026.0299 | 4030.2455 | 4034.2014 | 4037.9275 | 4041.4487 | 4044.7865 | 4047.9587 | 4050.9809 | 4053.8667 | 4056.6276 | 4059.274 | 4061.8149 | 4064.2584 | 4066.6117 | 4068.881 | 4071.0721 | 4073.1903 | 4075.2401 | 4077.2259
[9 empty] | Class 2 - Advanced | 3746.5374 | 3857.3993 | 3922.5614 | 3968.9231 | 4004.9542 | 4034.4379 | 4059.3964 | 4081.0386 | 4100.1453 | 4117.2501 | 4132.734 | 4146.8786 | 4159.8977 | 4171.9578 | 4183.1908 | 4193.7034 | 4203.5826 | 4212.9005 | 4221.7178 | 4230.0857 | 4238.0478 | 4245.6418 | 4252.9003 | 4259.8519 | 4266.5215 | 4272.9311 | 4279.1003 | 4285.0466 | 4290.7855 | 4296.331 | 4301.6959 | 4306.8915 | 4311.9282
[9 empty] | Class 2 - Moderate | 3746.5374 | 3838.9223 | 3892.964 | 3931.3072 | 3961.0485 | 3985.3489 | 4005.8946 | 4023.6921 | 4039.3906 | 4053.4334 | 4066.1367 | 4077.7338 | 4088.4022 | 4098.2795 | 4107.4751 | 4116.077 | 4124.1573 | 4131.7755 | 4138.9818 | 4145.8183 | 4152.3212 | 4158.5216 | 4164.4462 | 4170.1187 | 4175.5596 | 4180.7871 | 4185.8172 | 4190.6644 | 4195.3415 | 4199.86 | 4204.2304 | 4208.4619 | 4212.5633
[9 empty] | Class 2 - Conservative | 3746.5374 | 3792.7298 | 3819.4256 | 3838.235 | 3852.7536 | 3864.5716 | 3874.5331 | 3883.1401 | 3890.7152 | 3897.4781 | 3903.5854 | 3909.1521 | 3914.2658 | 3918.9941 | 3923.3908 | 3927.499 | 3931.354 | 3934.985 | 3938.4166 | 3941.6692 | 3944.7605 | 3947.7057 | 3950.5179 | 3953.2084 | 3955.7874 | 3958.2635 | 3960.6448 | 3962.938 | 3965.1494 | 3967.2847 | 3969.3489 | 3971.3465 | 3973.2816
[9 empty] | Class 3 - Advanced | 3774.5422 | 3886.2327 | 3951.882 | 3998.5902 | 4034.8906 | 4064.5947 | 4089.7397 | 4111.5438 | 4130.7933 | 4148.0259 | 4163.6256 | 4177.8758 | 4190.9922 | 4203.1425 | 4214.4595 | 4225.0507 | 4235.0037 | 4244.3913 | 4253.2745 | 4261.7049 | 4269.7265 | 4277.3773 | 4284.6901 | 4291.6936 | 4298.413 | 4304.8706 | 4311.0859 | 4317.0766 | 4322.8584 | 4328.4454 | 4333.8504 | 4339.0848 | 4344.1592
[9 empty] | Class 3 - Moderate | 3774.5422 | 3867.6176 | 3922.0633 | 3960.6931 | 3990.6567 | 4015.1388 | 4035.838 | 4053.7686 | 4069.5844 | 4083.7322 | 4096.5304 | 4108.2142 | 4118.9623 | 4128.9135 | 4138.1778 | 4146.844 | 4154.9847 | 4162.6599 | 4169.92 | 4176.8077 | 4183.3592 | 4189.6059 | 4195.5748 | 4201.2897 | 4206.7713 | 4212.0378 | 4217.1056 | 4221.989 | 4226.701 | 4231.2533 | 4235.6563 | 4239.9195 | 4244.0515
[9 empty] | Class 3 - Conservative | 3774.5422 | 3821.0799 | 3847.9752 | 3866.9252 | 3881.5523 | 3893.4587 | 3903.4947 | 3912.1659 | 3919.7976 | 3926.6112 | 3932.764 | 3938.3724 | 3943.5243 | 3948.288 | 3952.7175 | 3956.8564 | 3960.7402 | 3964.3984 | 3967.8556 | 3971.1325 | 3974.247 | 3977.2142 | 3980.0474 | 3982.7581 | 3985.3563 | 3987.8509 | 3990.25 | 3992.5603 | 3994.7883 | 3996.9396 | 3999.0192 | 4001.0317 | 4002.9813
[9 empty] | Class 4 - Advanced | 3757.3716 | 3868.5541 | 3933.9047 | 3980.4005 | 4016.5357 | 4046.1047 | 4071.1354 | 4092.8402 | 4112.0022 | 4129.1564 | 4144.6851 | 4158.8705 | 4171.9273 | 4184.0222 | 4195.2878 | 4205.8308 | 4215.7385 | 4225.0834 | 4233.9262 | 4242.3183 | 4250.3034 | 4257.9194 | 4265.1989 | 4272.1706 | 4278.8594 | 4285.2876 | 4291.4746 | 4297.4381 | 4303.1936 | 4308.7552 | 4314.1356 | 4319.3462 | 4324.3975
[9 empty] | Class 4 - Moderate | 3757.3716 | 3850.0237 | 3904.2217 | 3942.6758 | 3972.5031 | 3996.8738 | 4017.4789 | 4035.3278 | 4051.0717 | 4065.1551 | 4077.8951 | 4089.5258 | 4100.225 | 4110.1309 | 4119.3531 | 4127.9799 | 4136.0835 | 4143.7238 | 4150.9509 | 4157.8072 | 4164.3289 | 4170.5472 | 4176.489 | 4182.1779 | 4187.6345 | 4192.8771 | 4197.9218 | 4202.783 | 4207.4736 | 4212.0052 | 4216.3882 | 4220.632 | 4224.7452
[9 empty] | Class 4 - Conservative | 3757.3716 | 3803.6977 | 3830.4706 | 3849.3344 | 3863.895 | 3875.7472 | 3885.7375 | 3894.3694 | 3901.9663 | 3908.7489 | 3914.8738 | 3920.4566 | 3925.5851 | 3930.3271 | 3934.7365 | 3938.8565 | 3942.7227 | 3946.3643 | 3949.8057 | 3953.0677 | 3956.168 | 3959.1217 | 3961.942 | 3964.6404 | 3967.2268 | 3969.7101 | 3972.0982 | 3974.398 | 3976.6159 | 3978.7574 | 3980.8275 | 3982.8308 | 3984.7716
[9 empty] | Class 5 - Advanced | 3696.823 | 3806.2138 | 3870.5113 | 3916.2578 | 3951.8107 | 3980.9032 | 4005.5305 | 4026.8856 | 4045.7388 | 4062.6166 | 4077.895 | 4091.8519 | 4104.6982 | 4116.5983 | 4127.6823 | 4138.0554 | 4147.8034 | 4156.9978 | 4165.6981 | 4173.9549 | 4181.8113 | 4189.3046 | 4196.4668 | 4203.3261 | 4209.9072 | 4216.2317 | 4222.3191 | 4228.1865 | 4233.8492 | 4239.3212 | 4244.6149 | 4249.7415 | 4254.7114
[9 empty] | Class 5 - Moderate | 3696.823 | 3787.982 | 3841.3066 | 3879.141 | 3908.4877 | 3932.4656 | 3952.7387 | 3970.3 | 3985.7902 | 3999.6467 | 4012.1814 | 4023.6246 | 4034.1514 | 4043.8977 | 4052.9713 | 4061.459 | 4069.4321 | 4076.9492 | 4084.0599 | 4090.8057 | 4097.2223 | 4103.3404 | 4109.1864 | 4114.7836 | 4120.1523 | 4125.3104 | 4130.2738 | 4135.0567 | 4139.6717 | 4144.1303 | 4148.4426 | 4152.6181 | 4156.665
[9 empty] | Class 5 - Conservative | 3696.823 | 3742.4025 | 3768.744 | 3787.3038 | 3801.6298 | 3813.291 | 3823.1203 | 3831.613 | 3839.0876 | 3845.7608 | 3851.787 | 3857.2799 | 3862.3257 | 3866.9913 | 3871.3296 | 3875.3833 | 3879.1872 | 3882.7701 | 3886.156 | 3889.3655 | 3892.4158 | 3895.3219 | 3898.0968 | 3900.7516 | 3903.2964 | 3905.7397 | 3908.0893 | 3910.3521 | 3912.5342 | 3914.6411 | 3916.6779 | 3918.649 | 3920.5584
[9 empty] | Class 6 - Advanced | 3173.8991 | 3267.8163 | 3323.0188 | 3362.2943 | 3392.8182 | 3417.7955 | 3438.9393 | 3457.2736 | 3473.4599 | 3487.9504 | 3501.0676 | 3513.0502 | 3524.0794 | 3534.2962 | 3543.8124 | 3552.7182 | 3561.0874 | 3568.9811 | 3576.4507 | 3583.5396 | 3590.2847 | 3596.718 | 3602.8672 | 3608.7562 | 3614.4064 | 3619.8363 | 3625.0626 | 3630.1 | 3634.9618 | 3639.6597 | 3644.2046 | 3648.6061 | 3652.873
[9 empty] | Class 6 - Moderate | 3173.8991 | 3252.1635 | 3297.9452 | 3330.4278 | 3355.6233 | 3376.2095 | 3393.6149 | 3408.6922 | 3421.9913 | 3433.8877 | 3444.6493 | 3454.4739 | 3463.5117 | 3471.8793 | 3479.6694 | 3486.9566 | 3493.8018 | 3500.2556 | 3506.3604 | 3512.1521 | 3517.661 | 3522.9137 | 3527.9328 | 3532.7383 | 3537.3476 | 3541.776 | 3546.0373 | 3550.1437 | 3554.1059 | 3557.9338 | 3561.6361 | 3565.2209 | 3568.6954
[9 empty] | Class 6 - Conservative | 3173.8991 | 3213.0313 | 3235.6467 | 3251.5812 | 3263.8807 | 3273.8924 | 3282.3314 | 3289.6228 | 3296.0401 | 3301.7693 | 3306.9431 | 3311.659 | 3315.9911 | 3319.9967 | 3323.7214 | 3327.2017 | 3330.4675 | 3333.5435 | 3336.4506 | 3339.206 | 3341.8249 | 3344.3199 | 3346.7023 | 3348.9816 | 3351.1663 | 3353.264 | 3355.2813 | 3357.224 | 3359.0975 | 3360.9064 | 3362.655 | 3364.3473 | 3365.9867
[9 empty] | Class 7 - Advanced | 2451.9314 | 2524.4852 | 2567.1308 | 2597.4723 | 2621.0529 | 2640.3486 | 2656.6828 | 2670.8466 | 2683.351 | 2694.5453 | 2704.6788 | 2713.9357 | 2722.4561 | 2730.3489 | 2737.7004 | 2744.5804 | 2751.0458 | 2757.144 | 2762.9145 | 2768.3909 | 2773.6017 | 2778.5716 | 2783.322 | 2787.8714 | 2792.2364 | 2796.4311 | 2800.4686 | 2804.3602 | 2808.116 | 2811.7453 | 2815.2564 | 2818.6566 | 2821.9529
[9 empty] | Class 7 - Moderate | 2451.9314 | 2512.3929 | 2547.7607 | 2572.8545 | 2592.3188 | 2608.2222 | 2621.6684 | 2633.316 | 2643.59 | 2652.7803 | 2661.094 | 2668.6838 | 2675.6657 | 2682.13 | 2688.148 | 2693.7776 | 2699.0657 | 2704.0515 | 2708.7677 | 2713.2419 | 2717.4977 | 2721.5555 | 2725.433 | 2729.1453 | 2732.7061 | 2736.1273 | 2739.4193 | 2742.5915 | 2745.6524 | 2748.6096 | 2751.4698 | 2754.2391 | 2756.9233
[9 empty] | Class 7 - Conservative | 2451.9314 | 2482.1622 | 2499.6332 | 2511.9431 | 2521.4449 | 2529.1792 | 2535.6986 | 2541.3314 | 2546.2889 | 2550.715 | 2554.7119 | 2558.355 | 2561.7017 | 2564.7962 | 2567.6736 | 2570.3622 | 2572.8851 | 2575.2615 | 2577.5072 | 2579.6359 | 2581.6591 | 2583.5866 | 2585.427 | 2587.1878 | 2588.8756 | 2590.4961 | 2592.0545 | 2593.5553 | 2595.0026 | 2596.4001 | 2597.751 | 2599.0583 | 2600.3248
[9 empty] | Class 8 - Advanced | 4469.6466 | 4524.965 | 4557.3902 | 4580.4236 | 4598.3047 | 4612.9241 | 4625.2911 | 4636.0087 | 4645.4659 | 4653.9286 | 4661.5863 | 4668.5792 | 4675.0136 | 4680.9723 | 4686.5209 | 4691.7123 | 4696.5898 | 4701.1892 | 4705.5405 | 4709.6693 | 4713.5971 | 4717.3427 | 4720.9223 | 4724.3499 | 4727.638 | 4730.7974 | 4733.838 | 4736.7682 | 4739.596 | 4742.3281 | 4744.9708 | 4747.53 | 4750.0105
[9 empty] | Class 8 - Moderate | 4469.6466 | 4515.7452 | 4542.7112 | 4561.8439 | 4576.6843 | 4588.8099 | 4599.0619 | 4607.9426 | 4615.7759 | 4622.783 | 4629.1217 | 4634.9085 | 4640.2319 | 4645.1605 | 4649.749 | 4654.0412 | 4658.0731 | 4661.8745 | 4665.4703 | 4668.8817 | 4672.1265 | 4675.2204 | 4678.1767 | 4681.0072 | 4683.7221 | 4686.3306 | 4688.8405 | 4691.2592 | 4693.593 | 4695.8477 | 4698.0284 | 4700.1399 | 4702.1864
[9 empty] | Class 8 - Conservative | 4469.6466 | 4492.6959 | 4506.1101 | 4515.5993 | 4522.9443 | 4528.9359 | 4533.995 | 4538.3726 | 4542.2301 | 4545.6778 | 4548.7943 | 4551.6375 | 4554.2514 | 4556.67 | 4558.9206 | 4561.0247 | 4563.0004 | 4564.8623 | 4566.6228 | 4568.2923 | 4569.8798 | 4571.3929 | 4572.8382 | 4574.2216 | 4575.5481 | 4576.8222 | 4578.0478 | 4579.2286 | 4580.3676 | 4581.4678 | 4582.5316 | 4583.5614 | 4584.5592
[9 empty] | Class 9 - Advanced | 4360.3922 | 4414.3584 | 4445.9911 | 4468.4615 | 4485.9055 | 4500.1675 | 4512.2323 | 4522.6879 | 4531.9139 | 4540.1697 | 4547.6403 | 4554.4622 | 4560.7393 | 4566.5524 | 4571.9654 | 4577.0299 | 4581.7881 | 4586.2751 | 4590.5201 | 4594.5479 | 4598.3798 | 4602.0338 | 4605.5259 | 4608.8697 | 4612.0774 | 4615.1596 | 4618.1258 | 4620.9845 | 4623.7431 | 4626.4084 | 4628.9866 | 4631.4831 | 4633.9031
[9 empty] | Class 9 - Moderate | 4360.3922 | 4405.3641 | 4431.6709 | 4450.3359 | 4464.8136 | 4476.6428 | 4486.6442 | 4495.3078 | 4502.9496 | 4509.7855 | 4515.9693 | 4521.6146 | 4526.8078 | 4531.616 | 4536.0923 | 4540.2796 | 4544.213 | 4547.9214 | 4551.4294 | 4554.7573 | 4557.9228 | 4560.9411 | 4563.8252 | 4566.5864 | 4569.235 | 4571.7797 | 4574.2283 | 4576.5878 | 4578.8646 | 4581.0641 | 4583.1916 | 4585.2515 | 4587.2479
[9 empty] | Class 9 - Conservative | 4360.3922 | 4382.8782 | 4395.9644 | 4405.2217 | 4412.3872 | 4418.2323 | 4423.1678 | 4427.4383 | 4431.2015 | 4434.565 | 4437.6053 | 4440.379 | 4442.929 | 4445.2885 | 4447.484 | 4449.5368 | 4451.4642 | 4453.2806 | 4454.998 | 4456.6267 | 4458.1754 | 4459.6515 | 4461.0615 | 4462.4111 | 4463.7051 | 4464.9481 | 4466.1438 | 4467.2957 | 4468.4069 | 4469.4801 | 4470.5179 | 4471.5225 | 4472.496
[9 empty] | Class 10 - Advanced | 4283.1204 | 4336.1302 | 4367.2023 | 4389.2745 | 4406.4094 | 4420.4187 | 4432.2696 | 4442.5399 | 4451.6025 | 4459.712 | 4467.0501 | 4473.7512 | 4479.9171 | 4485.6271 | 4490.9442 | 4495.9189 | 4500.5928 | 4505.0003 | 4509.1701 | 4513.1265 | 4516.8905 | 4520.4797 | 4523.9099 | 4527.1945 | 4530.3453 | 4533.373 | 4536.2866 | 4539.0946 | 4541.8043 | 4544.4224 | 4546.9549 | 4549.4072 | 4551.7843
[9 empty] | Class 10 - Moderate | 4283.1204 | 4327.2953 | 4353.1359 | 4371.4702 | 4385.6913 | 4397.3108 | 4407.135 | 4415.645 | 4423.1515 | 4429.8662 | 4435.9404 | 4441.4857 | 4446.5869 | 4451.3098 | 4455.7068 | 4459.8199 | 4463.6836 | 4467.3263 | 4470.7721 | 4474.0411 | 4477.1505 | 4480.1153 | 4482.9482 | 4485.6606 | 4488.2622 | 4490.7618 | 4493.167 | 4495.4847 | 4497.7211 | 4499.8817 | 4501.9714 | 4503.9948 | 4505.9559
[9 empty] | Class 10 - Conservative | 4283.1204 | 4305.2078 | 4318.0622 | 4327.1555 | 4334.1939 | 4339.9355 | 4344.7835 | 4348.9783 | 4352.6749 | 4355.9787 | 4358.9652 | 4361.6897 | 4364.1945 | 4366.5122 | 4368.6688 | 4370.6852 | 4372.5784 | 4374.3626 | 4376.0496 | 4377.6495 | 4379.1707 | 4380.6207 | 4382.0057 | 4383.3313 | 4384.6025 | 4385.8234 | 4386.9979 | 4388.1294 | 4389.2209 | 4390.2751 | 4391.2945 | 4392.2813 | 4393.2376
[9 empty] | Class 11 - Advanced | 4225.1607 | 4277.4532 | 4308.1048 | 4329.8783 | 4346.7813 | 4360.601 | 4372.2916 | 4382.4229 | 4391.3629 | 4399.3626 | 4406.6015 | 4413.2118 | 4419.2943 | 4424.9271 | 4430.1722 | 4435.0796 | 4439.6903 | 4444.0381 | 4448.1514 | 4452.0543 | 4455.7673 | 4459.3081 | 4462.6918 | 4465.9319 | 4469.0401 | 4472.0268 | 4474.901 | 4477.671 | 4480.344 | 4482.9267 | 4485.4249 | 4487.8441 | 4490.1889
[9 empty] | Class 11 - Moderate | 4225.1607 | 4268.7378 | 4294.2287 | 4312.3149 | 4326.3436 | 4337.8058 | 4347.4971 | 4355.892 | 4363.2968 | 4369.9207 | 4375.9127 | 4381.3829 | 4386.4151 | 4391.0742 | 4395.4116 | 4399.4691 | 4403.2805 | 4406.8739 | 4410.273 | 4413.4978 | 4416.5651 | 4419.4898 | 4422.2844 | 4424.9601 | 4427.5265 | 4429.9922 | 4432.3649 | 4434.6513 | 4436.8574 | 4438.9887 | 4441.0502 | 4443.0462 | 4444.9808
[9 empty] | Class 11 - Conservative | 4225.1607 | 4246.9492 | 4259.6297 | 4268.5999 | 4275.5431 | 4281.2069 | 4285.9893 | 4290.1274 | 4293.7739 | 4297.0331 | 4299.9791 | 4302.6668 | 4305.1377 | 4307.424 | 4309.5514 | 4311.5405 | 4313.4081 | 4315.1682 | 4316.8324 | 4318.4106 | 4319.9112 | 4321.3415 | 4322.7078 | 4324.0155 | 4325.2695 | 4326.4739 | 4327.6325 | 4328.7487 | 4329.8254 | 4330.8653 | 4331.871 | 4332.8444 | 4333.7877
[9 empty] | Class 12 - Advanced | 3980.9284 | 4030.1982 | 4059.078 | 4079.5929 | 4095.5189 | 4108.5397 | 4119.5546 | 4129.1003 | 4137.5234 | 4145.0608 | 4151.8812 | 4158.1094 | 4163.8403 | 4169.1475 | 4174.0894 | 4178.7131 | 4183.0573 | 4187.1538 | 4191.0294 | 4194.7067 | 4198.205 | 4201.5411 | 4204.7293 | 4207.7821 | 4210.7106 | 4213.5246 | 4216.2327 | 4218.8426 | 4221.3611 | 4223.7945 | 4226.1483 | 4228.4276 | 4230.6369
[9 empty] | Class 12 - Moderate | 3980.9284 | 4021.9866 | 4046.0041 | 4063.0448 | 4076.2625 | 4087.0622 | 4096.1933 | 4104.1029 | 4111.0797 | 4117.3207 | 4122.9663 | 4128.1204 | 4132.8617 | 4137.2514 | 4141.3382 | 4145.1611 | 4148.7521 | 4152.1379 | 4155.3405 | 4158.3789 | 4161.2689 | 4164.0245 | 4166.6576 | 4169.1786 | 4171.5966 | 4173.9198 | 4176.1554 | 4178.3096 | 4180.3882 | 4182.3963 | 4184.3386 | 4186.2192 | 4188.042
[9 empty] | Class 12 - Conservative | 3980.9284 | 4001.4575 | 4013.405 | 4021.8566 | 4028.3985 | 4033.735 | 4038.2409 | 4042.1398 | 4045.5755 | 4048.6463 | 4051.422 | 4053.9544 | 4056.2824 | 4058.4366 | 4060.4411 | 4062.3152 | 4064.0748 | 4065.7331 | 4067.3011 | 4068.7881 | 4070.202 | 4071.5496 | 4072.8369 | 4074.0691 | 4075.2505 | 4076.3853 | 4077.4769 | 4078.5286 | 4079.5431 | 4080.5229 | 4081.4704 | 4082.3876 | 4083.2764
[9 empty] | Class 13 - Advanced | 3174.5904 | 3213.8806 | 3236.9108 | 3253.2704 | 3265.9705 | 3276.354 | 3285.1377 | 3292.75 | 3299.467 | 3305.4777 | 3310.9166 | 3315.8833 | 3320.4534 | 3324.6856 | 3328.6265 | 3332.3138 | 3335.778 | 3339.0447 | 3342.1353 | 3345.0678 | 3347.8576 | 3350.5179 | 3353.0603 | 3355.4948 | 3357.8301 | 3360.0742 | 3362.2337 | 3364.315 | 3366.3234 | 3368.2639 | 3370.1409 | 3371.9585 | 3373.7204
[9 empty] | Class 13 - Moderate | 3174.5904 | 3207.3322 | 3226.4849 | 3240.074 | 3250.6145 | 3259.2268 | 3266.5083 | 3272.8158 | 3278.3795 | 3283.3564 | 3287.8585 | 3291.9686 | 3295.7495 | 3299.2501 | 3302.5091 | 3305.5577 | 3308.4214 | 3311.1213 | 3313.6753 | 3316.0982 | 3318.4028 | 3320.6003 | 3322.7 | 3324.7104 | 3326.6387 | 3328.4913 | 3330.274 | 3331.9919 | 3333.6495 | 3335.2509 | 3336.7998 | 3338.2995 | 3339.753
[9 empty] | Class 13 - Conservative | 3174.5904 | 3190.9613 | 3200.4888 | 3207.2286 | 3212.4454 | 3216.701 | 3220.2942 | 3223.4034 | 3226.1432 | 3228.592 | 3230.8055 | 3232.8249 | 3234.6814 | 3236.3993 | 3237.9977 | 3239.4922 | 3240.8954 | 3242.2179 | 3243.4683 | 3244.6541 | 3245.7816 | 3246.8562 | 3247.8828 | 3248.8653 | 3249.8075 | 3250.7124 | 3251.583 | 3252.4216 | 3253.2306 | 3254.012 | 3254.7676 | 3255.499 | 3256.2077
[9 empty] | Class 14 - Advanced | 2609.2951 | 2641.5889 | 2660.5181 | 2673.9646 | 2684.4032 | 2692.9378 | 2700.1574 | 2706.4141 | 2711.9351 | 2716.8754 | 2721.3458 | 2725.4282 | 2729.1844 | 2732.663 | 2735.9022 | 2738.9328 | 2741.7802 | 2744.4652 | 2747.0055 | 2749.4158 | 2751.7088 | 2753.8954 | 2755.9851 | 2757.986 | 2759.9056 | 2761.75 | 2763.525 | 2765.2356 | 2766.8864 | 2768.4814 | 2770.0242 | 2771.5181 | 2772.9662
[9 empty] | Class 14 - Moderate | 2609.2951 | 2636.2066 | 2651.9488 | 2663.1181 | 2671.7817 | 2678.8603 | 2684.8453 | 2690.0296 | 2694.6026 | 2698.6932 | 2702.3936 | 2705.7719 | 2708.8795 | 2711.7568 | 2714.4355 | 2716.9412 | 2719.2949 | 2721.5141 | 2723.6133 | 2725.6047 | 2727.499 | 2729.3052 | 2731.031 | 2732.6834 | 2734.2683 | 2735.7911 | 2737.2563 | 2738.6683 | 2740.0307 | 2741.347 | 2742.62 | 2743.8527 | 2745.0474
[9 empty] | Class 14 - Conservative | 2609.2951 | 2622.7508 | 2630.5818 | 2636.1214 | 2640.4093 | 2643.9071 | 2646.8605 | 2649.416 | 2651.6679 | 2653.6807 | 2655.5 | 2657.1598 | 2658.6857 | 2660.0977 | 2661.4115 | 2662.6399 | 2663.7933 | 2664.8802 | 2665.908 | 2666.8826 | 2667.8093 | 2668.6926 | 2669.5364 | 2670.344 | 2671.1184 | 2671.8622 | 2672.5777 | 2673.267 | 2673.9319 | 2674.5742 | 2675.1952 | 2675.7964 | 2676.3789
[10 empty] | 2018 | 2019 | 2020 | 2021 | 2022 | 2023 | 2024 | 2025 | 2026 | 2027 | 2028 | 2029 | 2030 | 2031 | 2032 | 2033 | 2034 | 2035 | 2036 | 2037 | 2038 | 2039 | 2040 | 2041 | 2042 | 2043 | 2044 | 2045 | 2046 | 2047 | 2048 | 2049 | 2050
[8 empty] | CAPEX ($/kW) | Class 1 - Advanced | 4848.6535 | 4515.1291 | 4237.8004 | 3990.9241 | 3766.2544 | 3559.8602 | 3369.3758 | 3193.1276 | 3029.7891 | 2878.2249 | 2737.4149 | 2606.415 | 2484.3375 | 2370.3409 | 2263.6255 | 2210.806 | 2163.8061 | 2121.9849 | 2084.7262 | 2051.4341 | 2021.5305 | 1994.4516 | 1969.6461 | 1946.573 | 1924.6999 | 1903.502 | 1882.4612 | 1861.0658 | 1838.8104 | 1815.1964 | 1789.7327 | 1761.9372 | 1731.3388
[9 empty] | Class 1 - Moderate | 4848.6535 | 4576.0993 | 4352.1544 | 4155.5789 | 3979.3252 | 3819.9379 | 3675.3082 | 3543.9473 | 3424.6929 | 3316.5704 | 3218.7214 | 3130.3628 | 3050.7632 | 2979.2266 | 2915.0837 | 2857.684 | 2806.3921 | 2760.5835 | 2719.6429 | 2682.9616 | 2649.9369 | 2619.9707 | 2592.4684 | 2566.8387 | 2542.4931 | 2518.845 | 2495.3099 | 2471.3048 | 2446.2481 | 2419.5594 | 2390.6594 | 2358.9696 | 2323.9123
[9 empty] | Class 1 - Conservative | 4848.6535 | 4700.3485 | 4609.2719 | 4527.7917 | 4453.8972 | 4386.5361 | 4325.0152 | 4268.8067 | 4217.4698 | 4170.6139 | 4127.8791 | 4088.926 | 4053.4287 | 4021.0708 | 3991.543 | 3964.5412 | 3939.765 | 3916.9173 | 3895.703 | 3875.8292 | 3857.0044 | 3838.9382 | 3821.3414 | 3803.9254 | 3786.4027 | 3768.4859 | 3749.8885 | 3730.3241 | 3709.507 | 3687.1516 | 3662.9726 | 3636.6851 | 3608.0041
[9 empty] | Class 2 - Advanced | 4906.1004 | 4568.17 | 4287.9682 | 4038.8374 | 3812.2493 | 3604.1484 | 3412.1028 | 3234.3997 | 3069.6873 | 2916.8129 | 2774.7439 | 2642.5273 | 2519.2682 | 2404.1199 | 2296.2785 | 2243.0463 | 2195.6671 | 2153.4962 | 2115.9141 | 2082.3218 | 2052.1382 | 2024.7971 | 1999.7445 | 1976.4371 | 1954.3402 | 1932.9268 | 1911.6769 | 1890.0768 | 1867.619 | 1843.8031 | 1818.1362 | 1790.1345 | 1759.3251
[9 empty] | Class 2 - Moderate | 4906.1004 | 4629.9378 | 4403.6845 | 4205.3558 | 4027.6692 | 3867.0642 | 3721.3747 | 3589.0771 | 3468.9861 | 3360.1109 | 3261.5808 | 3172.6034 | 3092.4396 | 3020.3875 | 2955.772 | 2897.9383 | 2846.2466 | 2800.0691 | 2758.7866 | 2721.7878 | 2688.4667 | 2658.2225 | 2630.4581 | 2604.5797 | 2579.9961 | 2556.1186 | 2532.3604 | 2508.1363 | 2482.8624 | 2455.9563 | 2426.8366 | 2394.9227 | 2359.6349
[9 empty] | Class 2 - Conservative | 4906.1004 | 4755.8087 | 4664.0204 | 4581.9835 | 4507.6246 | 4439.8626 | 4377.9887 | 4321.4656 | 4269.8457 | 4222.7338 | 4179.7664 | 4140.6012 | 4104.9096 | 4072.3735 | 4042.6817 | 4015.5283 | 3990.6115 | 3967.6328 | 3946.2958 | 3926.3064 | 3907.3719 | 3889.2007 | 3871.5025 | 3853.9878 | 3836.3678 | 3818.3543 | 3799.6596 | 3779.9965 | 3759.0782 | 3736.6182 | 3712.3301 | 3685.9282 | 3657.1265
[9 empty] | Class 3 - Advanced | 5101.7125 | 4750.9383 | 4458.9924 | 4198.9989 | 3962.3457 | 3744.9235 | 3544.2563 | 3358.5899 | 3186.532 | 3026.8892 | 2878.5882 | 2740.635 | 2612.0943 | 2492.0791 | 2379.7461 | 2324.096 | 2274.5816 | 2230.5272 | 2191.2829 | 2156.2206 | 2124.7305 | 2096.218 | 2070.1017 | 2045.8108 | 2022.7839 | 2000.4672 | 1978.3144 | 1955.7855 | 1932.3473 | 1907.4738 | 1880.6469 | 1851.3581 | 1819.1103 | 0.35657
[9 empty] | Class 3 - Moderate | 5101.7125 | 4815.0647 | 4579.3122 | 4372.2776 | 4186.5977 | 4018.6593 | 3866.2546 | 3727.823 | 3602.1448 | 3488.1961 | 3385.0745 | 3291.9561 | 3208.0706 | 3132.6854 | 3065.0951 | 3004.6145 | 2950.5734 | 2902.3139 | 2859.1867 | 2820.5505 | 2785.7693 | 2754.2123 | 2725.2526 | 2698.2663 | 2672.6325 | 2647.7325 | 2622.9498 | 2597.6692 | 2571.2771 | 2543.1612 | 2512.7104 | 2479.3142 | 2442.3631 | 0.47873
[9 empty] | Class 3 - Conservative | 5101.7125 | 4945.7468 | 4849.7895 | 4763.915 | 4686.0214 | 4615.007 | 4550.1449 | 4490.8811 | 4436.7521 | 4387.347 | 4342.287 | 4301.2145 | 4263.786 | 4229.6682 | 4198.5349 | 4170.0655 | 4143.9432 | 4119.8546 | 4097.4885 | 4076.536 | 4056.6894 | 4037.6425 | 4019.0901 | 4000.7279 | 3982.2524 | 3963.3604 | 3943.7497 | 3923.1182 | 3901.1642 | 3877.5865 | 3852.0841 | 3824.3562 | 3794.1024 | 0.74369
[9 empty] | Class 4 - Advanced | 5297.6264 | 4933.6978 | 4630.2537 | 4359.8099 | 4113.5519 | 3887.2668 | 3678.4098 | 3485.1733 | 3306.1177 | 3140.0069 | 2985.7262 | 2842.2423 | 2708.5813 | 2583.819 | 2467.0759 | 2409.1407 | 2357.6014 | 2311.7538 | 2270.9204 | 2234.4462 | 2201.695 | 2172.0469 | 2144.8952 | 2119.6444 | 2095.7086 | 2072.5101 | 2049.4786 | 2026.0507 | 2001.6698 | 1975.787 | 1947.8614 | 1917.3623 | 1883.7707
[9 empty] | Class 4 - Moderate | 5297.6264 | 5000.2344 | 4755.1889 | 4539.8034 | 4346.5374 | 4171.6836 | 4012.9717 | 3868.7933 | 3737.8881 | 3619.1963 | 3511.7821 | 3414.7901 | 3327.4198 | 3248.9089 | 3178.5232 | 3115.549 | 3059.288 | 3009.0544 | 2964.1715 | 2923.9702 | 2887.7874 | 2854.965 | 2824.8488 | 2796.788 | 2770.1347 | 2744.2433 | 2718.4701 | 2692.1732 | 2664.7122 | 2635.4479 | 2603.7424 | 2568.9585 | 2530.4599
[9 empty] | Class 4 - Conservative | 5297.6264 | 5135.8309 | 5035.9333 | 4946.4768 | 4865.3062 | 4791.2886 | 4723.6743 | 4661.8904 | 4605.4566 | 4553.9462 | 4506.9656 | 4464.1424 | 4425.1192 | 4389.5485 | 4357.0906 | 4327.4108 | 4300.179 | 4275.0682 | 4251.7538 | 4229.9133 | 4209.2258 | 4189.3716 | 4170.0323 | 4150.8902 | 4131.6284 | 4111.9307 | 4091.4813 | 4069.9649 | 4047.0668 | 4022.4723 | 3995.8672 | 3966.9375 | 3935.3695
[9 empty] | Class 5 - Advanced | 5558.931 | 5175.2464 | 4858.4748 | 4577.3551 | 4321.9047 | 4087.3928 | 3870.9983 | 3670.7466 | 3485.0895 | 3312.7143 | 3152.4503 | 3003.2213 | 2864.0197 | 2733.894 | 2611.9424 | 2551.9961 | 2498.62 | 2451.0905 | 2408.712 | 2370.8131 | 2336.742 | 2305.8642 | 2277.5591 | 2251.2179 | 2226.2419 | 2202.0411 | 2178.0333 | 2153.6433 | 2128.3034 | 2101.4534 | 2072.5418 | 2041.0274 | 2006.381
[9 empty] | Class 5 - Moderate | 5558.931 | 5245.3636 | 4989.6017 | 4765.8801 | 4565.6857 | 4384.872 | 4220.9292 | 4072.1014 | 3937.0293 | 3814.582 | 3703.7697 | 3603.6945 | 3513.5205 | 3432.4558 | 3359.7404 | 3294.6374 | 3236.4279 | 3184.4067 | 3137.8794 | 3096.1601 | 3058.5696 | 3024.4346 | 2993.0861 | 2963.8592 | 2936.092 | 2909.1254 | 2882.3024 | 2854.9681 | 2826.4693 | 2796.1542 | 2763.3722 | 2727.474 | 2687.8109
[9 empty] | Class 5 - Conservative | 5558.931 | 5388.2428 | 5284.8774 | 5192.6326 | 5109.0913 | 5033.0009 | 4963.5453 | 4900.1096 | 4842.1847 | 4789.3223 | 4741.1118 | 4697.1671 | 4657.1187 | 4620.6087 | 4587.2878 | 4556.813 | 4528.8457 | 4503.0515 | 4479.0983 | 4456.6567 | 4435.3989 | 4414.9988 | 4395.1313 | 4375.4725 | 4355.6991 | 4335.4889 | 4314.5199 | 4292.4709 | 4269.0212 | 4243.8501 | 4216.6376 | 4187.0639 | 4154.8095
[9 empty] | Class 6 - Advanced | 5519.5592 | 5139.5397 | 4824.1509 | 4543.6241 | 4288.4322 | 4054.0407 | 3837.7278 | 3637.5737 | 3452.0608 | 3279.8938 | 3119.9111 | 2971.0397 | 2832.2717 | 2702.6527 | 2581.2762 | 2521.3101 | 2467.9418 | 2420.4447 | 2378.1202 | 2340.2931 | 2306.3083 | 2275.527 | 2247.3248 | 2221.0888 | 2196.2159 | 2172.1121 | 2148.1904 | 2123.8716 | 2098.5833 | 2071.761 | 2042.8488 | 2011.3008 | 1976.5838
[9 empty] | Class 6 - Moderate | 5519.5592 | 5209.0036 | 4954.3337 | 4730.9958 | 4530.8521 | 4349.9203 | 4185.7751 | 4036.709 | 3901.3915 | 3778.7097 | 3667.6848 | 3567.4256 | 3477.0998 | 3395.917 | 3323.1171 | 3257.9621 | 3199.7311 | 3147.7161 | 3101.2194 | 3059.5515 | 3022.0293 | 2987.9753 | 2956.7159 | 2927.5816 | 2899.9057 | 2873.0241 | 2846.2748 | 2818.9978 | 2790.5346 | 2760.2281 | 2727.4225 | 2691.4628 | 2651.6951
[9 empty] | Class 6 - Conservative | 5519.5592 | 5350.5588 | 5247.1592 | 5154.7153 | 5070.9084 | 4994.5286 | 4924.7808 | 4861.0618 | 4802.8687 | 4749.7567 | 4701.3168 | 4657.1633 | 4616.9263 | 4580.247 | 4546.7747 | 4516.1646 | 4488.0764 | 4462.1734 | 4438.1216 | 4415.589 | 4394.2455 | 4373.7624 | 4353.8121 | 4334.0681 | 4314.2046 | 4293.8965 | 4272.8193 | 4250.649 | 4227.062 | 4201.7351 | 4174.3453 | 4144.5701 | 4112.0871
[9 empty] | Class 7 - Advanced | 5569.267 | 5190.6449 | 4868.0381 | 4577.8736 | 4312.4968 | 4068.1598 | 3842.5195 | 3633.845 | 3440.7074 | 3261.8403 | 3096.0745 | 2942.3058 | 2799.4791 | 2666.5824 | 2542.6451 | 2479.879 | 2424.1469 | 2374.6751 | 2330.7172 | 2291.55 | 2256.4701 | 2224.7905 | 2195.8382 | 2168.9519 | 2143.4801 | 2118.78 | 2094.2167 | 2069.1622 | 2042.9961 | 2015.106 | 1984.8884 | 1951.7508 | 1915.1138
[9 empty] | Class 7 - Moderate | 5569.267 | 5259.9368 | 4999.3149 | 4767.8583 | 4558.9592 | 4369.2841 | 4196.7262 | 4039.7445 | 3897.0949 | 3767.7049 | 3650.6075 | 3544.9049 | 3449.7455 | 3364.3111 | 3287.8068 | 3219.4555 | 3158.4936 | 3104.1676 | 3055.7319 | 3012.4478 | 2973.5812 | 2938.4025 | 2906.1856 | 2876.2071 | 2847.7459 | 2820.0832 | 2792.5018 | 2764.2859 | 2734.7209 | 2703.0934 | 2668.691 | 2630.8021 | 2588.7156
[9 empty] | Class 7 - Conservative | 5569.267 | 5401.1798 | 5292.9524 | 5195.3401 | 5106.4189 | 5025.1382 | 4950.7747 | 4882.7558 | 4820.5882 | 4763.8244 | 4712.0451 | 4664.8492 | 4621.8482 | 4582.6623 | 4546.9181 | 4514.2468 | 4484.2833 | 4456.665 | 4431.0318 | 4407.025 | 4384.2875 | 4362.4631 | 4341.1967 | 4320.1338 | 4298.9207 | 4277.2042 | 4254.6314 | 4230.8501 | 4205.5081 | 4178.2537 | 4148.7354 | 4116.6019 | 4081.5021
[9 empty] | Class 8 - Advanced | 6772.5841 | 6177.4979 | 5665.0696 | 5207.5362 | 4795.1902 | 4422.7102 | 4086.3256 | 3782.9307 | 3509.7471 | 3264.1826 | 3043.7714 | 2846.1503 | 2669.0535 | 2510.3142 | 2367.8696 | 2288.8124 | 2221.4564 | 2164.3996 | 2116.3078 | 2075.9052 | 2041.9641 | 2013.296 | 1988.7438 | 1967.1746 | 1947.4738 | 1928.5414 | 1909.2893 | 1888.6411 | 1865.5329 | 1838.9169 | 1807.767 | 1771.087 | 1727.9214
[9 empty] | Class 8 - Moderate | 6772.5841 | 6284.0436 | 5863.2489 | 5487.3233 | 5148.1841 | 4841.4931 | 4564.3155 | 4314.3632 | 4089.6881 | 3888.538 | 3709.2815 | 3550.3663 | 3410.2931 | 3287.6004 | 3180.8539 | 3088.6393 | 3009.5576 | 2942.2217 | 2885.2536 | 2837.2827 | 2796.944 | 2762.8778 | 2733.7279 | 2708.1417 | 2684.769 | 2662.2622 | 2639.2755 | 2614.4649 | 2586.4876 | 2554.0024 | 2515.6688 | 2470.1475 | 2416.0999
[9 empty] | Class 8 - Conservative | 6772.5841 | 6526.0378 | 6325.478 | 6142.0066 | 5973.519 | 5818.7486 | 5676.7433 | 5546.6958 | 5427.875 | 5319.5935 | 5221.191 | 5132.0251 | 5051.4649 | 4978.8884 | 4913.6793 | 4855.2261 | 4802.9205 | 4756.1569 | 4714.3319 | 4676.8435 | 4643.0912 | 4612.4755 | 4584.3978 | 4558.2603 | 4533.4656 | 4509.4171 | 4485.5185 | 4461.1738 | 4435.7874 | 4408.7641 | 4379.5086 | 4347.4263 | 4311.9222
[9 empty] | Class 9 - Advanced | 6895.5923 | 6291.2252 | 5772.6298 | 5310.212 | 4893.6959 | 4517.5073 | 4177.7398 | 3871.2054 | 3595.0716 | 3346.7081 | 3123.6209 | 2923.4255 | 2743.8392 | 2582.6819 | 2437.8799 | 2357.9996 | 2289.8973 | 2232.1619 | 2183.4512 | 2142.4817 | 2108.0187 | 2078.8676 | 2053.8651 | 2031.8723 | 2011.7694 | 1992.4508 | 1972.8236 | 1951.8062 | 1928.3299 | 1901.3422 | 1869.8126 | 1832.7403 | 1789.1658
[9 empty] | Class 9 - Moderate | 6895.5923 | 6399.4533 | 5973.7016 | 5593.9655 | 5251.6902 | 4942.3247 | 4662.8179 | 4410.8107 | 4184.3071 | 3981.5207 | 3800.7943 | 3640.555 | 3499.287 | 3375.5147 | 3267.7914 | 3174.692 | 3094.8079 | 3026.7428 | 2969.1105 | 2920.5324 | 2879.6363 | 2845.0553 | 2815.4264 | 2789.3903 | 2765.5906 | 2742.6733 | 2719.2866 | 2694.0804 | 2665.7062 | 2632.8167 | 2594.0659 | 2548.1088 | 2493.6012
[9 empty] | Class 9 - Conservative | 6895.5923 | 6644.8499 | 6442.7767 | 6258.0755 | 6088.5345 | 5932.8386 | 5790.0086 | 5659.2199 | 5539.7298 | 5430.842 | 5331.8893 | 5242.2236 | 5161.2094 | 5088.22 | 5022.6355 | 4963.8407 | 4911.2242 | 4864.1771 | 4822.0931 | 4784.3673 | 4750.3964 | 4719.5782 | 4691.3115 | 4664.9959 | 4640.0314 | 4615.8189 | 4591.7596 | 4567.255 | 4541.7072 | 4514.5184 | 4485.0911 | 4452.8281 | 4417.1323
[9 empty] | Class 10 - Advanced | 7047.518 | 6429.2507 | 5898.0278 | 5424.1108 | 4997.1476 | 4611.501 | 4263.2041 | 3949.0086 | 3666.0211 | 3411.5499 | 3183.0396 | 2978.045 | 2794.2238 | 2629.3378 | 2481.2575 | 2399.3828 | 2329.5974 | 2270.453 | 2220.5717 | 2178.6357 | 2143.3772 | 2113.5694 | 2088.0177 | 2065.5526 | 2045.0237 | 2025.2957 | 2005.2458 | 1983.7631 | 1959.7497 | 1932.1247 | 1899.8292 | 1861.8353 | 1817.1573
[9 empty] | Class 10 - Moderate | 7047.518 | 6539.9601 | 6103.8002 | 5714.5429 | 5363.5694 | 5046.2795 | 4759.5794 | 4501.0689 | 4268.7129 | 4060.6867 | 3875.295 | 3710.9274 | 3566.0306 | 3439.0916 | 3328.6267 | 3233.1738 | 3151.287 | 3081.5333 | 3022.4894 | 2972.7399 | 2930.8758 | 2895.4931 | 2865.1921 | 2838.5767 | 2814.2536 | 2790.8321 | 2766.9234 | 2741.1408 | 2712.0989 | 2678.4136 | 2638.7023 | 2591.583 | 2535.6748
[9 empty] | Class 10 - Conservative | 7047.518 | 6791.1434 | 6583.8031 | 6394.2278 | 6220.1834 | 6060.3356 | 5913.6872 | 5779.3967 | 5656.7042 | 5544.8967 | 5443.2904 | 5351.2207 | 5268.0353 | 5193.0913 | 5125.7522 | 5065.3865 | 5011.3661 | 4963.0659 | 4919.8631 | 4881.1363 | 4846.266 | 4814.6335 | 4785.6212 | 4758.6123 | 4732.9904 | 4708.1401 | 4683.446 | 4658.2936 | 4632.0682 | 4604.1558 | 4573.9426 | 4540.8149 | 4504.1593
[9 empty] | Class 11 - Advanced | 7545.3594 | 6887.1563 | 6326.0935 | 5827.0838 | 5378.0843 | 4972.6773 | 4606.4509 | 4275.8643 | 3977.8101 | 3709.4287 | 3468.0252 | 3251.0342 | 3056.0075 | 2880.6124 | 2722.6339 | 2636.4754 | 2562.9281 | 2500.4814 | 2447.6994 | 2403.2096 | 2365.6923 | 2333.871 | 2306.5034 | 2282.3735 | 2260.2859 | 2239.0609 | 2217.5322 | 2194.5462 | 2168.9629 | 2139.6599 | 2105.5383 | 2065.5311 | 2018.6152
[9 empty] | Class 11 - Moderate | 7545.3594 | 7005.0675 | 6544.6712 | 6135.3023 | 5766.9369 | 5434.3217 | 5133.9905 | 4863.301 | 4620.0442 | 4402.2602 | 4208.1436 | 4035.9892 | 3884.1596 | 3751.0654 | 3635.1521 | 3534.8903 | 3448.7706 | 3375.2982 | 3312.9902 | 3260.3729 | 3215.9804 | 3178.3526 | 3146.0346 | 3117.5755 | 3091.528 | 3066.4479 | 3040.8931 | 3013.424 | 2982.6026 | 2946.9926 | 2905.1591 | 2855.6682 | 2797.0874
[9 empty] | Class 11 - Conservative | 7545.3594 | 7271.5643 | 7054.7895 | 6856.9688 | 6675.5422 | 6509.018 | 6356.3048 | 6216.4954 | 6088.7799 | 5972.4042 | 5866.6486 | 5770.8158 | 5684.2241 | 5606.202 | 5536.0863 | 5473.219 | 5416.9469 | 5366.6199 | 5321.5907 | 5281.2138 | 5244.8457 | 5211.8442 | 5181.5681 | 5153.3772 | 5126.632 | 5100.6939 | 5074.9246 | 5048.6864 | 5021.3419 | 4992.2543 | 4960.7868 | 4926.3031 | 4888.1671
[9 empty] | Class 12 - Advanced | 7867.6483 | 7184.9688 | 6607.4192 | 6095.2533 | 5634.9805 | 5219.5367 | 4844.1614 | 4505.101 | 4199.1065 | 3923.2175 | 3674.6638 | 3450.8217 | 3249.1964 | 3067.4172 | 2903.238 | 2814.8587 | 2739.3061 | 2675.0442 | 2620.6138 | 2574.6211 | 2535.7269 | 2502.6361 | 2474.0888 | 2448.8526 | 2425.716 | 2403.4838 | 2380.9749 | 2357.0208 | 2330.4677 | 2300.1792 | 2265.0431 | 2223.9795 | 2175.9531
[9 empty] | Class 12 - Moderate | 7867.6483 | 7307.3144 | 6833.6494 | 6413.9808 | 6037.0824 | 5697.1564 | 5390.4395 | 5114.1059 | 4865.8224 | 4643.54 | 4445.385 | 4269.598 | 4114.4967 | 3978.4535 | 3859.8802 | 3757.2177 | 3668.929 | 3593.4944 | 3529.4072 | 3475.1717 | 3429.3003 | 3390.3128 | 3356.7344 | 3327.0952 | 3299.9292 | 3273.7738 | 3247.1691 | 3218.6578 | 3186.7847 | 3150.0961 | 3107.1403 | 3056.4666 | 2996.6257
[9 empty] | Class 12 - Conservative | 7867.6483 | 7582.8297 | 7361.8669 | 7160.6036 | 6976.2073 | 6807.0608 | 6652.0029 | 6510.082 | 6380.457 | 6262.3503 | 6155.0236 | 6057.7644 | 5969.877 | 5890.6785 | 5819.4945 | 5755.657 | 5698.5033 | 5647.3744 | 5601.6141 | 5560.5688 | 5523.5867 | 5490.0176 | 5459.2127 | 5430.524 | 5403.3045 | 5376.9081 | 5350.6891 | 5324.0025 | 5296.2037 | 5266.6486 | 5234.6933 | 5199.6943 | 5161.0083
[9 empty] | Class 13 - Advanced | 8077.9365 | 7379.9558 | 6793.0247 | 6273.7756 | 5807.6013 | 5386.9479 | 5006.7979 | 4663.2473 | 4352.9532 | 4072.8934 | 3820.2559 | 3592.3883 | 3386.7761 | 3201.0352 | 3032.9108 | 2943.3509 | 2866.6989 | 2801.4093 | 2746.0149 | 2699.1148 | 2659.3636 | 2625.4609 | 2596.1421 | 2570.1701 | 2546.3295 | 2523.4217 | 2500.2619 | 2475.6788 | 2448.5155 | 2417.633 | 2381.9164 | 2340.2835 | 2291.6969
[9 empty] | Class 13 - Moderate | 8077.9365 | 7505.0842 | 7023.9383 | 6598.8713 | 6217.73 | 5874.3026 | 5564.6045 | 5285.6768 | 5035.1003 | 4810.7665 | 4610.7591 | 4433.2863 | 4276.6415 | 4139.1775 | 4019.2901 | 3915.4073 | 3825.9812 | 3749.4826 | 3684.3969 | 3629.2211 | 3582.4616 | 3542.6324 | 3508.2538 | 3477.8511 | 3449.9541 | 3423.0964 | 3395.8143 | 3366.6472 | 3334.1365 | 3296.8256 | 3253.2598 | 3201.9856 | 3141.5511
[9 empty] | Class 13 - Conservative | 8077.9365 | 7786.0489 | 7563.2864 | 7360.6981 | 7175.2433 | 7005.212 | 6849.3929 | 6706.8044 | 6576.5857 | 6457.9457 | 6350.136 | 6252.4365 | 6164.146 | 6084.5765 | 6013.0499 | 5948.8949 | 5891.446 | 5840.0417 | 5794.0238 | 5752.7367 | 5715.5268 | 5681.7423 | 5650.733 | 5621.8494 | 5594.4434 | 5567.8674 | 5541.4748 | 5514.6194 | 5486.6554 | 5456.9378 | 5424.8217 | 5389.6626 | 5350.8163
[9 empty] | Class 14 - Advanced | 8172.0911 | 7455.9845 | 6841.6752 | 6293.969 | 5800.6521 | 5355.104 | 4952.689 | 4589.6266 | 4262.5595 | 3968.3715 | 3704.1083 | 3466.946 | 3254.1816 | 3063.2338 | 2891.6473 | 2797.0358 | 2716.3702 | 2647.9796 | 2590.275 | 2541.7366 | 2500.9026 | 2466.3585 | 2436.7272 | 2410.6602 | 2386.8318 | 2363.9332 | 2340.6703 | 2315.7627 | 2287.9452 | 2255.9718 | 2218.6225 | 2174.7126 | 2123.1061
[9 empty] | Class 14 - Moderate | 8172.0911 | 7584.2245 | 7079.9043 | 6630.1484 | 6224.7886 | 5858.4189 | 5527.418 | 5228.9872 | 4960.7598 | 4720.6185 | 4506.5999 | 4316.8404 | 4149.5447 | 4002.965 | 3875.3882 | 3765.1268 | 3670.5127 | 3589.8927 | 3521.6255 | 3464.0789 | 3415.6283 | 3374.6552 | 3339.5461 | 3308.6916 | 3280.4859 | 3253.3261 | 3225.6117 | 3195.7444 | 3162.1278 | 3123.1668 | 3077.2681 | 3022.8393 | 2958.2891
[9 empty] | Class 14 - Conservative | 8172.0911 | 7874.9576 | 7635.6719 | 7416.9716 | 7216.2292 | 7031.8838 | 6862.7739 | 6707.9223 | 6566.4486 | 6437.5282 | 6320.3709 | 6214.209 | 6118.2898 | 6031.8717 | 5954.2203 | 5884.6075 | 5822.3092 | 5766.6047 | 5716.776 | 5672.107 | 5631.8836 | 5595.3928 | 5561.9228 | 5530.7628 | 5501.2026 | 5472.5329 | 5444.0448 | 5415.0298 | 5384.7801 | 5352.5879 | 5317.7461 | 5279.5474 | 5237.2851
[10 empty] | 2018 | 2019 | 2020 | 2021 | 2022 | 2023 | 2024 | 2025 | 2026 | 2027 | 2028 | 2029 | 2030 | 2031 | 2032 | 2033 | 2034 | 2035 | 2036 | 2037 | 2038 | 2039 | 2040 | 2041 | 2042 | 2043 | 2044 | 2045 | 2046 | 2047 | 2048 | 2049 | 2050
[8 empty] | Construction Financing Cost ($/kW) | Class 1 - Advanced | 1065.3422 | 992.0605 | 931.126 | 876.8826 | 827.5184 | 782.1696 | 740.3165 | 701.5914 | 665.7028 | 632.4012 | 601.4626 | 572.6794 | 545.8566 | 520.8094 | 497.3619 | 485.7565 | 475.4297 | 466.2408 | 458.0543 | 450.7394 | 444.169 | 438.2193 | 432.769 | 427.6994 | 422.8935 | 418.2359 | 413.6128 | 408.9119 | 404.0219 | 398.8335 | 393.2386 | 387.1314 | 380.4084
[9 empty] | Class 1 - Moderate | 1065.3422 | 1005.4568 | 956.2518 | 913.0604 | 874.3341 | 839.3136 | 807.5357 | 778.6732 | 752.4707 | 728.7141 | 707.2148 | 687.8008 | 670.3112 | 654.5932 | 640.4998 | 627.888 | 616.6182 | 606.5532 | 597.5577 | 589.4981 | 582.242 | 575.6578 | 569.615 | 563.9837 | 558.6345 | 553.4386 | 548.2675 | 542.9931 | 537.4876 | 531.6236 | 525.2737 | 518.3109 | 510.6081
[9 empty] | Class 1 - Conservative | 1065.3422 | 1032.7567 | 1012.7455 | 994.8427 | 978.6067 | 963.8061 | 950.2888 | 937.9387 | 926.659 | 916.3639 | 906.9742 | 898.4155 | 890.616 | 883.5064 | 877.0186 | 871.0858 | 865.642 | 860.6219 | 855.9607 | 851.594 | 847.4579 | 843.4884 | 839.622 | 835.7954 | 831.9453 | 828.0087 | 823.9224 | 819.6238 | 815.0499 | 810.138 | 804.8254 | 799.0495 | 792.7477
[9 empty] | Class 2 - Advanced | 1077.9644 | 1003.7146 | 942.1489 | 887.4101 | 837.6243 | 791.9006 | 749.7044 | 710.6597 | 674.4692 | 640.8798 | 609.6645 | 580.6139 | 553.5316 | 528.2313 | 504.5364 | 492.8403 | 482.4302 | 473.1644 | 464.9069 | 457.526 | 450.8941 | 444.8868 | 439.3822 | 434.2611 | 429.406 | 424.7011 | 420.0321 | 415.2861 | 410.3517 | 405.1189 | 399.4794 | 393.3269 | 386.5575
[9 empty] | Class 2 - Moderate | 1077.9644 | 1017.2862 | 967.574 | 923.9973 | 884.9562 | 849.6682 | 817.6574 | 788.5891 | 762.2028 | 738.2808 | 716.6319 | 697.0818 | 679.4683 | 663.6371 | 649.4398 | 636.7326 | 625.375 | 615.2289 | 606.1584 | 598.029 | 590.7077 | 584.0625 | 577.9621 | 572.2761 | 566.8746 | 561.6283 | 556.4082 | 551.0857 | 545.5325 | 539.6207 | 533.2226 | 526.2105 | 518.457
[9 empty] | Class 2 - Conservative | 1077.9644 | 1044.9424 | 1024.7748 | 1006.7497 | 990.4116 | 975.523 | 961.9281 | 949.5089 | 938.167 | 927.8156 | 918.3749 | 909.7695 | 901.9274 | 894.7786 | 888.2547 | 882.2886 | 876.8139 | 871.765 | 867.0769 | 862.6849 | 858.5246 | 854.532 | 850.6434 | 846.7951 | 842.9236 | 838.9657 | 834.8581 | 830.5378 | 825.9416 | 821.0067 | 815.6702 | 809.8691 | 803.5408
[9 empty] | Class 3 - Advanced | 1120.9441 | 1043.8723 | 979.7262 | 922.6006 | 870.6034 | 822.8315 | 778.7411 | 737.9466 | 700.1422 | 665.0656 | 632.4811 | 602.1701 | 573.9272 | 547.5576 | 522.8759 | 510.6485 | 499.7692 | 490.0896 | 481.4669 | 473.763 | 466.844 | 460.5793 | 454.8411 | 449.5039 | 444.4444 | 439.541 | 434.6736 | 429.7236 | 424.5738 | 419.1086 | 413.2142 | 406.7789 | 399.6934
[9 empty] | Class 3 - Moderate | 1120.9441 | 1057.9621 | 1006.1627 | 960.6733 | 919.8758 | 882.9766 | 849.4903 | 819.0742 | 791.4603 | 766.4236 | 743.7658 | 723.3059 | 704.8747 | 688.3111 | 673.4602 | 660.1714 | 648.2976 | 637.694 | 628.2182 | 619.7291 | 612.087 | 605.1533 | 598.7903 | 592.8609 | 587.2286 | 581.7576 | 576.3124 | 570.7578 | 564.9589 | 558.7813 | 552.0907 | 544.7529 | 536.634
[9 empty] | Class 3 - Conservative | 1120.9441 | 1086.6755 | 1065.5918 | 1046.7235 | 1029.6088 | 1014.0056 | 999.7541 | 986.7327 | 974.8396 | 963.9843 | 954.0838 | 945.0593 | 936.8356 | 929.3392 | 922.4987 | 916.2434 | 910.5038 | 905.2111 | 900.2968 | 895.6932 | 891.3325 | 887.1475 | 883.0712 | 879.0367 | 874.9772 | 870.8263 | 866.5175 | 861.9843 | 857.1606 | 851.9801 | 846.3768 | 840.2844 | 833.6371
[9 empty] | Class 4 - Advanced | 1163.9901 | 1084.0281 | 1017.3556 | 957.9339 | 903.8263 | 854.1071 | 808.2172 | 765.7594 | 726.4175 | 689.9198 | 656.0213 | 624.4952 | 595.1273 | 567.7146 | 542.0639 | 529.3344 | 518.0103 | 507.9367 | 498.9648 | 490.9507 | 483.7546 | 477.2404 | 471.2746 | 465.7265 | 460.4674 | 455.3702 | 450.3098 | 445.1622 | 439.8053 | 434.1183 | 427.9825 | 421.2813 | 413.9006
[9 empty] | Class 4 - Moderate | 1163.9901 | 1098.6474 | 1044.8062 | 997.4819 | 955.0177 | 916.5989 | 881.7269 | 850.0481 | 821.2857 | 795.2069 | 771.6059 | 750.2949 | 731.098 | 713.8476 | 698.3825 | 684.5459 | 672.1843 | 661.147 | 651.2854 | 642.4524 | 634.5023 | 627.2906 | 620.6735 | 614.508 | 608.6517 | 602.9629 | 597.3 | 591.5221 | 585.4884 | 579.0585 | 572.0922 | 564.4495 | 555.9906
[9 empty] | Class 4 - Conservative | 1163.9901 | 1128.4406 | 1106.4912 | 1086.8359 | 1069.0011 | 1052.738 | 1037.8819 | 1024.3068 | 1011.9072 | 1000.5894 | 990.2668 | 980.8577 | 972.2836 | 964.468 | 957.3364 | 950.8152 | 944.8318 | 939.3145 | 934.1919 | 929.3931 | 924.8477 | 920.4853 | 916.2361 | 912.0302 | 907.798 | 903.4701 | 898.9769 | 894.2494 | 889.2182 | 883.8143 | 877.9687 | 871.6123 | 864.6762
[9 empty] | Class 5 - Advanced | 1221.4038 | 1137.1009 | 1067.5001 | 1005.7327 | 949.6054 | 898.0786 | 850.5326 | 806.5335 | 765.741 | 727.8669 | 692.6538 | 659.8653 | 629.2801 | 600.689 | 573.8939 | 560.7225 | 548.9948 | 538.5516 | 529.2402 | 520.9131 | 513.4271 | 506.6426 | 500.4234 | 494.6358 | 489.1481 | 483.8307 | 478.5557 | 473.1968 | 467.6291 | 461.7296 | 455.3772 | 448.4529 | 440.8404
[9 empty] | Class 5 - Moderate | 1221.4038 | 1152.507 | 1096.3112 | 1047.1553 | 1003.1687 | 963.4405 | 927.4191 | 894.7188 | 865.0409 | 838.1368 | 813.7893 | 791.8008 | 771.9879 | 754.1764 | 738.1994 | 723.895 | 711.1053 | 699.6753 | 689.4523 | 680.2858 | 672.0264 | 664.5263 | 657.6384 | 651.2167 | 645.1158 | 639.1907 | 633.2971 | 627.2913 | 621.0295 | 614.3687 | 607.1659 | 599.2784 | 590.5636
[9 empty] | Class 5 - Conservative | 1221.4038 | 1183.9003 | 1161.1889 | 1140.921 | 1122.5654 | 1105.8469 | 1090.5861 | 1076.6481 | 1063.9209 | 1052.306 | 1041.7132 | 1032.0577 | 1023.2583 | 1015.2364 | 1007.9151 | 1001.2192 | 995.0743 | 989.4068 | 984.1438 | 979.213 | 974.5422 | 970.0599 | 965.6947 | 961.3752 | 957.0307 | 952.5901 | 947.9828 | 943.1382 | 937.9859 | 932.4553 | 926.4762 | 919.9783 | 912.8914
[9 empty] | Class 6 - Advanced | 1212.753 | 1129.2555 | 1059.9585 | 998.3214 | 942.2508 | 890.7505 | 843.2224 | 799.2447 | 758.484 | 720.6556 | 685.5043 | 652.7944 | 622.3044 | 593.8246 | 567.1559 | 553.9802 | 542.2542 | 531.8181 | 522.5186 | 514.2073 | 506.7402 | 499.9769 | 493.7804 | 488.0158 | 482.5508 | 477.2547 | 471.9986 | 466.6553 | 461.099 | 455.2056 | 448.8531 | 441.9214 | 434.2934
[9 empty] | Class 6 - Moderate | 1212.753 | 1144.518 | 1088.5622 | 1039.4905 | 995.5151 | 955.761 | 919.6951 | 886.9424 | 857.2106 | 830.255 | 805.8607 | 783.8318 | 763.9855 | 746.1481 | 730.1526 | 715.8368 | 703.0423 | 691.6136 | 681.3974 | 672.2422 | 663.9978 | 656.5155 | 649.6472 | 643.2458 | 637.1649 | 631.2585 | 625.3812 | 619.3879 | 613.134 | 606.4751 | 599.267 | 591.366 | 582.6283
[9 empty] | Class 6 - Conservative | 1212.753 | 1175.6204 | 1152.9015 | 1132.5898 | 1114.1759 | 1097.3937 | 1082.0688 | 1068.0685 | 1055.2824 | 1043.6127 | 1032.9695 | 1023.2681 | 1014.4273 | 1006.3681 | 999.0136 | 992.288 | 986.1165 | 980.4251 | 975.1405 | 970.1896 | 965.5 | 960.9995 | 956.616 | 952.2779 | 947.9135 | 943.4514 | 938.8204 | 933.9491 | 928.7666 | 923.2018 | 917.1838 | 910.6416 | 903.5044
[9 empty] | Class 7 - Advanced | 1223.6748 | 1140.4843 | 1069.6014 | 1005.8467 | 947.5383 | 893.8528 | 844.2752 | 798.4255 | 755.9894 | 716.6889 | 680.267 | 646.481 | 615.0993 | 585.8993 | 558.6679 | 544.877 | 532.6316 | 521.7617 | 512.1033 | 503.4975 | 495.7898 | 488.8292 | 482.4678 | 476.5603 | 470.9637 | 465.5366 | 460.1396 | 454.6346 | 448.8854 | 442.7574 | 436.1181 | 428.8371 | 420.7872
[9 empty] | Class 7 - Moderate | 1223.6748 | 1155.709 | 1098.4454 | 1047.5899 | 1001.6908 | 960.0155 | 922.1013 | 887.6094 | 856.2665 | 827.837 | 802.1085 | 778.8836 | 757.9753 | 739.2037 | 722.3942 | 707.3761 | 693.9816 | 682.0452 | 671.4029 | 661.8926 | 653.3528 | 645.6234 | 638.5447 | 631.9579 | 625.7044 | 619.6264 | 613.5662 | 607.3666 | 600.8706 | 593.9215 | 586.3626 | 578.0377 | 568.7905
[9 empty] | Class 7 - Conservative | 1223.6748 | 1186.7428 | 1162.9632 | 1141.5159 | 1121.9782 | 1104.1193 | 1087.7802 | 1072.8351 | 1059.1757 | 1046.7036 | 1035.3267 | 1024.9569 | 1015.5087 | 1006.8988 | 999.0451 | 991.8666 | 985.2831 | 979.2148 | 973.5827 | 968.308 | 963.3121 | 958.5168 | 953.8442 | 949.2163 | 944.5554 | 939.7838 | 934.8242 | 929.5989 | 924.0308 | 918.0425 | 911.5568 | 904.4964 | 896.7843
[9 empty] | Class 8 - Advanced | 1488.0667 | 1357.3148 | 1244.7245 | 1144.1956 | 1053.5953 | 971.7543 | 897.8441 | 831.1825 | 771.1588 | 717.2036 | 668.775 | 625.3538 | 586.4423 | 551.5642 | 520.2664 | 502.896 | 488.0966 | 475.5601 | 464.9934 | 456.1162 | 448.6587 | 442.3598 | 436.9652 | 432.226 | 427.8974 | 423.7375 | 419.5075 | 414.9707 | 409.8934 | 404.0453 | 397.2011 | 389.1418 | 379.6575
[9 empty] | Class 8 - Moderate | 1488.0667 | 1380.7249 | 1288.2683 | 1205.6702 | 1131.1548 | 1063.7689 | 1002.8677 | 947.9484 | 898.5829 | 854.3864 | 815.0003 | 780.0836 | 749.3068 | 722.3489 | 698.8946 | 678.6333 | 661.2575 | 646.4626 | 633.9456 | 623.4054 | 614.5423 | 607.0573 | 600.6525 | 595.0307 | 589.8953 | 584.9501 | 579.8995 | 574.4481 | 568.301 | 561.1633 | 552.7407 | 542.7388 | 530.8635
[9 empty] | Class 8 - Conservative | 1488.0667 | 1433.8957 | 1389.8289 | 1349.5167 | 1312.4967 | 1278.4907 | 1247.2894 | 1218.7155 | 1192.6083 | 1168.8167 | 1147.1958 | 1127.6044 | 1109.9038 | 1093.9573 | 1079.6296 | 1066.7863 | 1055.2938 | 1045.0189 | 1035.8292 | 1027.5922 | 1020.1762 | 1013.4494 | 1007.2801 | 1001.5372 | 996.0894 | 990.8055 | 985.5545 | 980.2055 | 974.6276 | 968.6901 | 962.2621 | 955.213 | 947.412
[9 empty] | Class 9 - Advanced | 1515.0939 | 1382.3029 | 1268.3575 | 1166.7554 | 1075.2389 | 992.583 | 917.9296 | 850.5781 | 789.9062 | 735.336 | 686.3194 | 642.3327 | 602.8741 | 567.4648 | 535.649 | 518.0978 | 503.1344 | 490.4488 | 479.7461 | 470.7443 | 463.1722 | 456.7671 | 451.2736 | 446.4413 | 442.0243 | 437.7797 | 433.4672 | 428.8493 | 423.6911 | 417.7614 | 410.8337 | 402.6882 | 393.1141
[9 empty] | Class 9 - Moderate | 1515.0939 | 1406.0827 | 1312.5368 | 1229.1015 | 1153.8971 | 1085.9235 | 1024.5106 | 969.1397 | 919.3726 | 874.8165 | 835.1074 | 799.8998 | 768.8605 | 741.6653 | 717.9965 | 697.5407 | 679.9887 | 665.0335 | 652.3705 | 641.697 | 632.7113 | 625.1132 | 618.6032 | 612.8826 | 607.6533 | 602.618 | 597.4794 | 591.9412 | 585.7068 | 578.4803 | 569.9661 | 559.8684 | 547.892
[9 empty] | Class 9 - Conservative | 1515.0939 | 1460.001 | 1415.6017 | 1375.0192 | 1337.7678 | 1303.5585 | 1272.176 | 1243.4392 | 1217.1849 | 1193.2602 | 1171.5184 | 1151.8171 | 1134.0167 | 1117.9795 | 1103.5694 | 1090.651 | 1079.0902 | 1068.753 | 1059.5064 | 1051.2173 | 1043.7532 | 1036.9819 | 1030.7711 | 1024.9891 | 1019.5039 | 1014.184 | 1008.8977 | 1003.5136 | 997.9002 | 991.9263 | 985.4606 | 978.3718 | 970.5287
[9 empty] | Class 10 - Advanced | 1548.4749 | 1412.6297 | 1295.9099 | 1191.7812 | 1097.9692 | 1013.2352 | 936.7077 | 867.673 | 805.4952 | 749.583 | 699.3749 | 654.3336 | 613.9446 | 577.716 | 545.1799 | 527.1904 | 511.8572 | 498.8621 | 487.9022 | 478.6881 | 470.9411 | 464.3918 | 458.7776 | 453.8415 | 449.3309 | 444.9963 | 440.591 | 435.8708 | 430.5946 | 424.5249 | 417.4289 | 409.0809 | 399.2643
[9 empty] | Class 10 - Moderate | 1548.4749 | 1436.9547 | 1341.122 | 1255.5947 | 1178.4791 | 1108.7644 | 1045.7709 | 988.9712 | 937.9181 | 892.2108 | 851.4767 | 815.3619 | 783.5253 | 755.6344 | 731.3631 | 710.3903 | 692.3982 | 677.072 | 664.0989 | 653.168 | 643.9696 | 636.1954 | 629.5377 | 623.6898 | 618.3455 | 613.1993 | 607.9462 | 602.2812 | 595.9002 | 588.4989 | 579.7735 | 569.4205 | 557.1364
[9 empty] | Class 10 - Conservative | 1548.4749 | 1492.1445 | 1446.5879 | 1404.9345 | 1366.6936 | 1331.572 | 1299.3505 | 1269.8443 | 1242.8864 | 1218.3202 | 1195.9953 | 1175.7658 | 1157.4884 | 1141.0218 | 1126.2261 | 1112.9626 | 1101.0933 | 1090.4808 | 1080.9883 | 1072.4793 | 1064.8176 | 1057.8674 | 1051.4928 | 1045.5584 | 1039.9288 | 1034.4687 | 1029.0429 | 1023.5165 | 1017.7543 | 1011.6214 | 1004.9829 | 997.7042 | 989.6502
[9 empty] | Class 11 - Advanced | 1657.8602 | 1513.2404 | 1389.9641 | 1280.3221 | 1181.6683 | 1092.5926 | 1012.1256 | 939.4894 | 874.0012 | 815.0327 | 761.9917 | 714.3146 | 671.4635 | 632.9258 | 598.2149 | 579.2842 | 563.1245 | 549.4037 | 537.8065 | 528.0312 | 519.788 | 512.7962 | 506.783 | 501.4812 | 496.6282 | 491.9646 | 487.2344 | 482.1839 | 476.5628 | 470.1243 | 462.6272 | 453.8368 | 443.5285
[9 empty] | Class 11 - Moderate | 1657.8602 | 1539.1477 | 1437.9898 | 1348.0436 | 1267.1067 | 1194.0247 | 1128.0362 | 1068.5605 | 1015.1123 | 967.261 | 924.6099 | 886.7843 | 853.4244 | 824.181 | 798.7126 | 776.6832 | 757.7611 | 741.6178 | 727.9275 | 716.3665 | 706.6126 | 698.345 | 691.2442 | 684.9911 | 679.268 | 673.7574 | 668.1426 | 662.1071 | 655.335 | 647.5108 | 638.3192 | 627.4451 | 614.5738
[9 empty] | Class 11 - Conservative | 1657.8602 | 1597.7022 | 1550.0726 | 1506.6076 | 1466.7447 | 1430.1561 | 1396.6021 | 1365.8833 | 1337.8218 | 1312.2518 | 1289.0152 | 1267.959 | 1248.9331 | 1231.7901 | 1216.3844 | 1202.5712 | 1190.2072 | 1179.1494 | 1169.2556 | 1160.384 | 1152.3932 | 1145.1422 | 1138.4899 | 1132.2958 | 1126.4194 | 1120.7203 | 1115.0583 | 1109.2933 | 1103.2852 | 1096.894 | 1089.98 | 1082.4033 | 1074.0241
[9 empty] | Class 12 - Advanced | 1728.6733 | 1578.6755 | 1451.7768 | 1339.2441 | 1238.1133 | 1146.8323 | 1064.3552 | 989.8571 | 922.6243 | 862.0062 | 807.3941 | 758.2117 | 713.9108 | 673.9704 | 637.8971 | 618.4785 | 601.8781 | 587.7585 | 575.7991 | 565.6937 | 557.1478 | 549.8772 | 543.6048 | 538.0599 | 532.9763 | 528.0915 | 523.1459 | 517.8827 | 512.0485 | 505.3935 | 497.6734 | 488.651 | 478.0986
[9 empty] | Class 12 - Moderate | 1728.6733 | 1605.5572 | 1501.4839 | 1409.2746 | 1326.4628 | 1251.7746 | 1184.383 | 1123.6672 | 1069.1145 | 1020.2748 | 976.7364 | 938.1126 | 904.0339 | 874.1426 | 848.0897 | 825.5328 | 806.1341 | 789.5597 | 775.4785 | 763.5619 | 753.4831 | 744.9168 | 737.5389 | 731.0266 | 725.0578 | 719.3109 | 713.4653 | 707.2009 | 700.1977 | 692.1366 | 682.6983 | 671.5644 | 658.4162
[9 empty] | Class 12 - Conservative | 1728.6733 | 1666.0932 | 1617.5434 | 1573.322 | 1532.8066 | 1495.6419 | 1461.5727 | 1430.3899 | 1401.9088 | 1375.9585 | 1352.3768 | 1331.007 | 1311.6965 | 1294.2951 | 1278.6546 | 1264.6283 | 1252.0705 | 1240.8365 | 1230.7821 | 1221.7636 | 1213.638 | 1206.2622 | 1199.4938 | 1193.1903 | 1187.2097 | 1181.4099 | 1175.6491 | 1169.7855 | 1163.6776 | 1157.1837 | 1150.1625 | 1142.4726 | 1133.9725
[9 empty] | Class 13 - Advanced | 1774.8776 | 1621.5179 | 1492.5579 | 1378.4689 | 1276.0414 | 1183.6158 | 1100.0896 | 1024.6049 | 956.4273 | 894.8928 | 839.3835 | 789.3166 | 744.1397 | 703.3288 | 666.3887 | 646.7107 | 629.8688 | 615.5234 | 603.3521 | 593.0473 | 584.3132 | 576.8641 | 570.4222 | 564.7157 | 559.4774 | 554.4442 | 549.3555 | 543.9541 | 537.9858 | 531.2004 | 523.3527 | 514.2052 | 503.5298
[9 empty] | Class 13 - Moderate | 1774.8776 | 1649.011 | 1543.294 | 1449.8986 | 1366.1546 | 1290.697 | 1222.6504 | 1161.3646 | 1106.3081 | 1057.0177 | 1013.0722 | 974.0781 | 939.6602 | 909.4567 | 883.1151 | 860.2901 | 840.6415 | 823.8333 | 809.5327 | 797.4095 | 787.1355 | 778.3843 | 770.8307 | 764.1506 | 758.0211 | 752.1199 | 746.1256 | 739.717 | 732.5738 | 724.3758 | 714.8036 | 703.5377 | 690.2591
[9 empty] | Class 13 - Conservative | 1774.8776 | 1710.7443 | 1661.7991 | 1617.2866 | 1576.5386 | 1539.1795 | 1504.943 | 1473.6136 | 1445.0021 | 1418.9346 | 1395.2467 | 1373.7803 | 1354.3811 | 1336.8982 | 1321.1824 | 1307.0863 | 1294.4637 | 1283.1692 | 1273.0582 | 1263.9866 | 1255.8109 | 1248.3878 | 1241.5744 | 1235.2282 | 1229.2065 | 1223.3673 | 1217.5683 | 1211.6677 | 1205.5235 | 1198.9939 | 1191.9374 | 1184.2123 | 1175.677
[9 empty] | Class 14 - Advanced | 1795.5652 | 1638.2228 | 1503.2473 | 1382.9057 | 1274.5146 | 1176.6191 | 1088.2008 | 1008.429 | 936.5661 | 871.9274 | 813.8636 | 761.7545 | 715.0061 | 673.0512 | 635.3504 | 614.5624 | 596.8386 | 581.8119 | 569.1331 | 558.4683 | 549.4963 | 541.9063 | 535.3957 | 529.6683 | 524.4327 | 519.4015 | 514.2902 | 508.8175 | 502.7055 | 495.6803 | 487.4739 | 477.8261 | 466.4871
[9 empty] | Class 14 - Moderate | 1795.5652 | 1666.3996 | 1555.5908 | 1456.7708 | 1367.7055 | 1287.207 | 1214.4798 | 1148.9088 | 1089.9741 | 1037.2105 | 990.1865 | 948.4927 | 911.7346 | 879.5282 | 851.4971 | 827.2706 | 806.4821 | 788.7683 | 773.7687 | 761.1246 | 750.4791 | 741.4765 | 733.7623 | 726.983 | 720.7857 | 714.8182 | 708.7288 | 702.1664 | 694.7801 | 686.2197 | 676.1348 | 664.1758 | 649.9929
[9 empty] | Class 14 - Conservative | 1795.5652 | 1730.2793 | 1677.7036 | 1629.651 | 1585.544 | 1545.0398 | 1507.8831 | 1473.8592 | 1442.7747 | 1414.4485 | 1388.7067 | 1365.3809 | 1344.3057 | 1325.3179 | 1308.2564 | 1292.9612 | 1279.273 | 1267.0337 | 1256.0854 | 1246.2707 | 1237.4329 | 1229.4151 | 1222.0611 | 1215.2147 | 1208.7198 | 1202.4205 | 1196.1611 | 1189.7859 | 1183.1395 | 1176.0663 | 1168.4108 | 1160.0179 | 1150.732
[10 empty] | 2018 | 2019 | 2020 | 2021 | 2022 | 2023 | 2024 | 2025 | 2026 | 2027 | 2028 | 2029 | 2030 | 2031 | 2032 | 2033 | 2034 | 2035 | 2036 | 2037 | 2038 | 2039 | 2040 | 2041 | 2042 | 2043 | 2044 | 2045 | 2046 | 2047 | 2048 | 2049 | 2050
[8 empty] | Overnight Capital Cost (OCC) ($/kW) | Class 1 - Advanced | 2772.7814 | 2592.8297 | 2424.4437 | 2267.3584 | 2121.2382 | 1985.6853 | 1860.2489 | 1744.4338 | 1637.7091 | 1539.5171 | 1449.2807 | 1366.4116 | 1290.317 | 1220.4062 | 1156.0964 | 1120.8362 | 1089.7466 | 1062.3705 | 1038.2628 | 1016.9889 | 998.1233 | 981.2486 | 965.9536 | 951.8328 | 938.4857 | 925.5155 | 912.5296 | 899.1387 | 884.9577 | 869.6056 | 852.7067 | 833.8914 | 812.7982
[9 empty] | Class 1 - Moderate | 2772.7814 | 2625.9128 | 2489.6636 | 2363.589 | 2247.2445 | 2140.1854 | 2041.9671 | 1952.1448 | 1870.274 | 1795.9099 | 1728.608 | 1667.9235 | 1613.4118 | 1564.6282 | 1521.1282 | 1482.467 | 1448.1999 | 1417.8824 | 1391.0698 | 1367.3174 | 1346.1805 | 1327.2145 | 1309.9748 | 1294.0166 | 1278.8954 | 1264.1665 | 1249.3851 | 1234.1068 | 1217.8867 | 1200.2803 | 1180.8429 | 1159.1299 | 1134.6965
[9 empty] | Class 1 - Conservative | 2772.7814 | 2693.4173 | 2632.6184 | 2576.325 | 2524.3166 | 2476.3724 | 2432.272 | 2391.7946 | 2354.7197 | 2320.8266 | 2289.8947 | 2261.7035 | 2236.0323 | 2212.6605 | 2191.3674 | 2171.9325 | 2154.1352 | 2137.7548 | 2122.5707 | 2108.3623 | 2094.909 | 2081.9902 | 2069.3852 | 2056.8735 | 2044.2345 | 2031.2474 | 2017.6918 | 2003.3469 | 1987.9923 | 1971.4072 | 1953.371 | 1933.6632 | 1912.0631
[9 empty] | Class 2 - Advanced | 2781.2745 | 2600.7716 | 2431.8698 | 2274.3033 | 2127.7355 | 1991.7675 | 1865.9468 | 1749.777 | 1642.7254 | 1544.2326 | 1453.7198 | 1370.5969 | 1294.2692 | 1224.1443 | 1159.6376 | 1124.2693 | 1093.0845 | 1065.6246 | 1041.443 | 1020.1039 | 1001.1806 | 984.2541 | 968.9123 | 954.7483 | 941.3603 | 928.3504 | 915.3246 | 901.8928 | 887.6683 | 872.2692 | 855.3185 | 836.4456 | 815.2878
[9 empty] | Class 2 - Moderate | 2781.2745 | 2633.956 | 2497.2894 | 2370.8287 | 2254.1278 | 2146.7408 | 2048.2216 | 1958.1242 | 1876.0026 | 1801.4108 | 1733.9027 | 1673.0323 | 1618.3537 | 1569.4207 | 1525.7874 | 1487.0078 | 1452.6358 | 1422.2254 | 1395.3306 | 1371.5054 | 1350.3038 | 1331.2798 | 1313.9872 | 1297.9802 | 1282.8127 | 1268.0386 | 1253.212 | 1237.8869 | 1221.6171 | 1203.9568 | 1184.4598 | 1162.6803 | 1138.172
[9 empty] | Class 2 - Conservative | 2781.2745 | 2701.6673 | 2640.6821 | 2584.2163 | 2532.0486 | 2483.9576 | 2439.722 | 2399.1207 | 2361.9322 | 2327.9353 | 2296.9087 | 2268.6311 | 2242.8813 | 2219.4378 | 2198.0796 | 2178.5851 | 2160.7333 | 2144.3027 | 2129.0721 | 2114.8202 | 2101.3257 | 2088.3673 | 2075.7238 | 2063.1737 | 2050.4959 | 2037.4691 | 2023.872 | 2009.4832 | 1994.0815 | 1977.4456 | 1959.3542 | 1939.586 | 1917.9197
[9 empty] | Class 3 - Advanced | 2925.9391 | 2736.0476 | 2558.3605 | 2392.5984 | 2238.4071 | 2095.3668 | 1963.0018 | 1840.7895 | 1728.1698 | 1624.554 | 1529.3333 | 1441.8868 | 1361.589 | 1287.8166 | 1219.9547 | 1182.7469 | 1149.94 | 1121.0517 | 1095.6124 | 1073.1634 | 1053.2558 | 1035.4489 | 1019.3091 | 1004.4084 | 990.324 | 976.6374 | 962.9341 | 948.8036 | 933.8393 | 917.6392 | 899.8069 | 879.9523 | 857.694
[9 empty] | Class 3 - Moderate | 2925.9391 | 2770.958 | 2627.1829 | 2494.1445 | 2371.3736 | 2258.4009 | 2154.7574 | 2059.9737 | 1973.5806 | 1895.109 | 1824.0895 | 1760.0531 | 1702.5304 | 1651.0522 | 1605.1494 | 1564.3527 | 1528.1929 | 1496.2007 | 1467.9071 | 1442.8426 | 1420.5382 | 1400.5247 | 1382.3327 | 1365.4931 | 1349.5366 | 1333.9941 | 1318.3963 | 1302.274 | 1285.158 | 1266.5791 | 1246.0681 | 1223.1557 | 1197.3727
[9 empty] | Class 3 - Conservative | 2925.9391 | 2842.1912 | 2778.034 | 2718.6312 | 2663.75 | 2613.1576 | 2566.6212 | 2523.908 | 2484.7852 | 2449.02 | 2416.3796 | 2386.6312 | 2359.542 | 2334.8792 | 2312.41 | 2291.9016 | 2273.1212 | 2255.836 | 2239.8132 | 2224.82 | 2210.6236 | 2196.9912 | 2183.69 | 2170.4872 | 2157.15 | 2143.4456 | 2129.1412 | 2114.004 | 2097.8012 | 2080.3 | 2061.2676 | 2040.4712 | 2017.678
[9 empty] | Class 4 - Advanced | 3055.2368 | 2856.9539 | 2671.4149 | 2498.3277 | 2337.3227 | 2187.9614 | 2049.7472 | 1922.1343 | 1804.5379 | 1696.3433 | 1596.9148 | 1505.604 | 1421.7579 | 1344.7255 | 1273.8647 | 1235.0126 | 1200.756 | 1170.5912 | 1144.0277 | 1120.5866 | 1099.7993 | 1081.2056 | 1064.3525 | 1048.7933 | 1034.0865 | 1019.7951 | 1005.4864 | 990.7314 | 975.1058 | 958.1898 | 939.5695 | 918.8376 | 895.5957
[9 empty] | Class 4 - Moderate | 3055.2368 | 2893.4071 | 2743.2785 | 2604.3611 | 2476.1649 | 2358.2 | 2249.9765 | 2151.0043 | 2060.7935 | 1978.8541 | 1904.6963 | 1837.8301 | 1777.7654 | 1724.0125 | 1676.0812 | 1633.4817 | 1595.7239 | 1562.3181 | 1532.7741 | 1506.6021 | 1483.312 | 1462.4141 | 1443.4182 | 1425.8344 | 1409.1728 | 1392.9435 | 1376.6564 | 1359.8217 | 1341.9494 | 1322.5495 | 1301.132 | 1277.2071 | 1250.2848
[9 empty] | Class 4 - Conservative | 3055.2368 | 2967.7881 | 2900.7958 | 2838.7679 | 2781.4615 | 2728.6334 | 2680.0406 | 2635.4399 | 2594.5882 | 2557.2426 | 2523.1598 | 2492.0968 | 2463.8105 | 2438.0579 | 2414.5958 | 2393.1811 | 2373.5708 | 2355.5217 | 2338.7909 | 2323.1351 | 2308.3114 | 2294.0766 | 2280.1876 | 2266.4014 | 2252.4748 | 2238.1648 | 2223.2283 | 2207.4222 | 2190.5034 | 2172.2288 | 2152.3553 | 2130.6399 | 2106.8395
[9 empty] | Class 5 - Advanced | 3109.1512 | 2907.3694 | 2718.5562 | 2542.4146 | 2378.5684 | 2226.5714 | 2085.9182 | 1956.0533 | 1836.3818 | 1726.2779 | 1625.0948 | 1532.1728 | 1446.847 | 1368.4553 | 1296.344 | 1256.8064 | 1221.9453 | 1191.2481 | 1164.2158 | 1140.3611 | 1119.207 | 1100.2851 | 1083.1347 | 1067.3009 | 1052.3346 | 1037.791 | 1023.2297 | 1008.2144 | 992.3131 | 975.0986 | 956.1496 | 935.0519 | 911.3999
[9 empty] | Class 5 - Moderate | 3109.1512 | 2944.4658 | 2791.688 | 2650.3191 | 2519.8608 | 2399.8142 | 2289.6808 | 2188.9621 | 2097.1594 | 2013.7741 | 1938.3077 | 1870.2615 | 1809.1369 | 1754.4354 | 1705.6583 | 1662.307 | 1623.883 | 1589.8876 | 1559.8223 | 1533.1884 | 1509.4874 | 1488.2207 | 1468.8895 | 1450.9955 | 1434.0399 | 1417.5242 | 1400.9497 | 1383.8179 | 1365.6302 | 1345.8879 | 1324.0925 | 1299.7454 | 1272.348
[9 empty] | Class 5 - Conservative | 3109.1512 | 3020.1594 | 2951.9849 | 2888.8625 | 2830.5448 | 2776.7845 | 2727.3341 | 2681.9464 | 2640.3738 | 2602.3691 | 2567.6849 | 2536.0738 | 2507.2883 | 2481.0812 | 2457.2051 | 2435.4125 | 2415.4562 | 2397.0886 | 2380.0625 | 2364.1305 | 2349.0452 | 2334.5592 | 2320.4251 | 2306.3956 | 2292.2233 | 2277.6607 | 2262.4606 | 2246.3756 | 2229.1582 | 2210.5612 | 2190.337 | 2168.2384 | 2144.018
[9 empty] | Class 6 - Advanced | 3137.9346 | 2934.2847 | 2743.7235 | 2565.9514 | 2400.5883 | 2247.1842 | 2105.2288 | 1974.1618 | 1853.3823 | 1742.2592 | 1640.1394 | 1546.3571 | 1460.2414 | 1381.1239 | 1308.3451 | 1268.4414 | 1233.2576 | 1202.2762 | 1174.9937 | 1150.9182 | 1129.5682 | 1110.4712 | 1093.1619 | 1077.1816 | 1062.0767 | 1047.3985 | 1032.7024 | 1017.5481 | 1001.4995 | 984.1257 | 965.0013 | 943.7083 | 919.8373
[9 empty] | Class 6 - Moderate | 3137.9346 | 2971.7245 | 2817.5324 | 2674.8548 | 2543.1887 | 2422.0308 | 2310.8778 | 2209.2267 | 2116.5741 | 2032.4169 | 1956.2518 | 1887.5757 | 1825.8852 | 1770.6773 | 1721.4486 | 1677.696 | 1638.9163 | 1604.6062 | 1574.2626 | 1547.3821 | 1523.4617 | 1501.998 | 1482.488 | 1464.4283 | 1447.3157 | 1430.6471 | 1413.9192 | 1396.6288 | 1378.2727 | 1358.3477 | 1336.3505 | 1311.778 | 1284.1269
[9 empty] | Class 6 - Conservative | 3137.9346 | 3048.1189 | 2979.3132 | 2915.6065 | 2856.7489 | 2802.4909 | 2752.5828 | 2706.7748 | 2664.8174 | 2626.4609 | 2591.4556 | 2559.5518 | 2530.4999 | 2504.0502 | 2479.953 | 2457.9587 | 2437.8176 | 2419.28 | 2402.0963 | 2386.0167 | 2370.7918 | 2356.1716 | 2341.9067 | 2327.7473 | 2313.4438 | 2298.7465 | 2283.4056 | 2267.1717 | 2249.7949 | 2231.0257 | 2210.6143 | 2188.3112 | 2163.8665
[9 empty] | Class 7 - Advanced | 3424.5729 | 3202.3204 | 2994.3522 | 2800.3412 | 2619.8729 | 2452.4559 | 2297.5334 | 2154.4939 | 2022.6817 | 1901.4079 | 1789.9598 | 1687.6109 | 1593.6289 | 1507.2843 | 1427.8574 | 1384.3087 | 1345.9109 | 1312.0996 | 1282.3249 | 1256.0501 | 1232.7499 | 1211.9085 | 1193.0181 | 1175.578 | 1159.0934 | 1143.0744 | 1127.0358 | 1110.4972 | 1092.9827 | 1074.0218 | 1053.1505 | 1029.9124 | 1003.8609
[9 empty] | Class 7 - Moderate | 3424.5729 | 3243.1802 | 3074.9032 | 2919.1926 | 2775.4993 | 2643.274 | 2521.9677 | 2411.0311 | 2309.9151 | 2218.0704 | 2134.948 | 2059.9985 | 1992.6729 | 1932.4219 | 1878.6964 | 1830.9472 | 1788.625 | 1751.1809 | 1718.0654 | 1688.7296 | 1662.6241 | 1639.1998 | 1617.9076 | 1598.1982 | 1579.5225 | 1561.3312 | 1543.0753 | 1524.2055 | 1504.1726 | 1482.4275 | 1458.421 | 1431.6039 | 1401.427
[9 empty] | Class 7 - Conservative | 3424.5729 | 3326.5529 | 3251.4621 | 3181.936 | 3117.702 | 3058.4877 | 3004.0207 | 2954.0284 | 2908.2383 | 2866.3781 | 2828.1752 | 2793.3571 | 2761.6514 | 2732.7856 | 2706.4872 | 2682.4838 | 2660.5029 | 2640.272 | 2621.5186 | 2603.9703 | 2587.3545 | 2571.3989 | 2555.831 | 2540.3782 | 2524.7681 | 2508.7282 | 2491.986 | 2474.2692 | 2455.3051 | 2434.8214 | 2412.5455 | 2388.205 | 2361.5275
[9 empty] | Class 8 - Advanced | 4122.7018 | 3742.217 | 3392.7979 | 3073.386 | 2782.7511 | 2519.5188 | 2282.1974 | 2069.2046 | 1878.8942 | 1709.5807 | 1559.5632 | 1427.1469 | 1310.6616 | 1208.479 | 1119.0257 | 1063.5855 | 1016.8883 | 977.8847 | 945.5714 | 918.9843 | 897.1925 | 879.2918 | 864.3994 | 851.6488 | 840.1856 | 829.165 | 817.7501 | 805.1115 | 790.4286 | 772.8924 | 751.7101 | 726.111 | 695.3563
[9 empty] | Class 8 - Moderate | 4122.7018 | 3810.0925 | 3521.8768 | 3257.0164 | 3014.4735 | 2793.2098 | 2592.1872 | 2410.3677 | 2246.7131 | 2100.1853 | 1969.7463 | 1854.3578 | 1752.9819 | 1664.5804 | 1588.1153 | 1522.5483 | 1466.8414 | 1419.9566 | 1380.8556 | 1348.5004 | 1321.853 | 1299.8751 | 1281.5286 | 1265.7756 | 1251.5779 | 1237.8973 | 1223.6957 | 1207.9352 | 1189.5775 | 1167.5845 | 1140.9183 | 1108.5405 | 1069.4132
[9 empty] | Class 8 - Conservative | 4122.7018 | 3969.2555 | 3821.747 | 3684.9625 | 3558.4394 | 3441.715 | 3334.3268 | 3235.8121 | 3145.7084 | 3063.5531 | 2988.8835 | 2921.237 | 2860.1511 | 2805.1632 | 2755.8106 | 2711.6308 | 2672.161 | 2636.9389 | 2605.5017 | 2577.3868 | 2552.1316 | 2529.2736 | 2508.3501 | 2488.8986 | 2470.4563 | 2452.5608 | 2434.7495 | 2416.5596 | 2397.5287 | 2377.1941 | 2355.0932 | 2330.7635 | 2303.7422
[9 empty] | Class 9 - Advanced | 4138.3403 | 3756.4122 | 3405.6677 | 3085.0442 | 2793.3068 | 2529.076 | 2290.8544 | 2077.0537 | 1886.0213 | 1716.0656 | 1565.4791 | 1432.5604 | 1315.6333 | 1213.0631 | 1123.2704 | 1067.62 | 1020.7456 | 981.5941 | 949.1582 | 922.4703 | 900.5958 | 882.6272 | 867.6783 | 854.8793 | 843.3726 | 832.3103 | 820.8521 | 808.1655 | 793.4269 | 775.8242 | 754.5615 | 728.8654 | 697.9939
[9 empty] | Class 9 - Moderate | 4138.3403 | 3824.5452 | 3535.2362 | 3269.3712 | 3025.9082 | 2803.8052 | 2602.0201 | 2419.5108 | 2255.2355 | 2108.1519 | 1977.218 | 1861.3919 | 1759.6315 | 1670.8946 | 1594.1394 | 1528.3237 | 1472.4056 | 1425.3429 | 1386.0936 | 1353.6157 | 1326.8671 | 1304.8058 | 1286.3898 | 1270.577 | 1256.3254 | 1242.5929 | 1228.3376 | 1212.5172 | 1194.0899 | 1172.0135 | 1145.2461 | 1112.7455 | 1073.4698
[9 empty] | Class 9 - Conservative | 4138.3403 | 3984.312 | 3836.2439 | 3698.9406 | 3571.9375 | 3454.7704 | 3346.9748 | 3248.0864 | 3157.6409 | 3075.174 | 3000.2211 | 2932.3181 | 2871.0005 | 2815.8039 | 2766.2641 | 2721.9167 | 2682.2973 | 2646.9415 | 2615.385 | 2587.1635 | 2561.8125 | 2538.8678 | 2517.865 | 2498.3396 | 2479.8275 | 2461.8641 | 2443.9851 | 2425.7263 | 2406.6232 | 2386.2115 | 2364.0267 | 2339.6047 | 2312.4809
[9 empty] | Class 10 - Advanced | 4252.1895 | 3859.7542 | 3499.3605 | 3169.9163 | 2870.153 | 2598.653 | 2353.8777 | 2134.1952 | 1937.9073 | 1763.2759 | 1608.5467 | 1471.9713 | 1351.8275 | 1246.4355 | 1154.1725 | 1096.9911 | 1048.8271 | 1008.5986 | 975.2704 | 947.8482 | 925.3719 | 906.909 | 891.5488 | 878.3977 | 866.5745 | 855.2078 | 843.4344 | 830.3988 | 815.2547 | 797.1678 | 775.3201 | 748.9171 | 717.1963
[9 empty] | Class 10 - Moderate | 4252.1895 | 3929.7616 | 3632.4934 | 3359.3143 | 3109.1534 | 2880.9402 | 2673.6038 | 2486.0736 | 2317.2788 | 2166.1489 | 2031.6129 | 1912.6003 | 1808.0404 | 1716.8623 | 1637.9955 | 1570.3692 | 1512.9127 | 1464.5552 | 1424.2262 | 1390.8548 | 1363.3703 | 1340.7021 | 1321.7795 | 1305.5317 | 1290.888 | 1276.7777 | 1262.1301 | 1245.8746 | 1226.9403 | 1204.2566 | 1176.7527 | 1143.3581 | 1103.0018
[9 empty] | Class 10 - Conservative | 4252.1895 | 4093.9237 | 3941.7822 | 3800.7015 | 3670.2044 | 3549.8139 | 3439.0528 | 3337.444 | 3244.5102 | 3159.7745 | 3082.7597 | 3012.9886 | 2949.9841 | 2893.269 | 2842.3663 | 2796.7989 | 2756.0895 | 2719.761 | 2687.3364 | 2658.3385 | 2632.2901 | 2608.7142 | 2587.1335 | 2567.071 | 2548.0496 | 2529.592 | 2511.2212 | 2492.46 | 2472.8314 | 2451.8581 | 2429.0631 | 2403.9691 | 2376.0992
[9 empty] | Class 11 - Advanced | 4407.5584 | 4000.7841 | 3627.2221 | 3285.7405 | 2975.0243 | 2693.6041 | 2439.885 | 2212.1756 | 2008.7157 | 1827.7035 | 1667.3207 | 1525.7551 | 1401.2213 | 1291.9784 | 1196.3443 | 1137.0736 | 1087.1498 | 1045.4513 | 1010.9053 | 982.4812 | 959.1836 | 940.0461 | 924.1248 | 910.4931 | 898.2379 | 886.4559 | 874.2523 | 860.7404 | 845.043 | 826.2952 | 803.6492 | 776.2814 | 743.4017
[9 empty] | Class 11 - Moderate | 4407.5584 | 4073.3495 | 3765.2196 | 3482.0588 | 3222.7574 | 2986.2056 | 2771.2934 | 2576.9112 | 2401.9489 | 2245.2968 | 2105.8452 | 1982.484 | 1874.1036 | 1779.594 | 1697.8455 | 1627.7482 | 1568.1923 | 1518.068 | 1476.2653 | 1441.6746 | 1413.1859 | 1389.6895 | 1370.0754 | 1353.2339 | 1338.0552 | 1323.4293 | 1308.2466 | 1291.397 | 1271.7709 | 1248.2584 | 1219.7496 | 1185.1347 | 1143.3039
[9 empty] | Class 11 - Conservative | 4407.5584 | 4243.5098 | 4085.8093 | 3939.5737 | 3804.3085 | 3679.5191 | 3564.7109 | 3459.3894 | 3363.06 | 3275.2282 | 3195.3993 | 3123.0789 | 3057.7723 | 2998.9849 | 2946.2223 | 2898.9899 | 2856.793 | 2819.1372 | 2785.5279 | 2755.4704 | 2728.4702 | 2704.0328 | 2681.6637 | 2660.8681 | 2641.1516 | 2622.0197 | 2602.9776 | 2583.531 | 2563.1851 | 2541.4455 | 2517.8176 | 2491.8067 | 2462.9185
[9 empty] | Class 12 - Advanced | 4454.7344 | 4043.6062 | 3666.0458 | 3320.9091 | 3006.8672 | 2722.4348 | 2466.0001 | 2235.8534 | 2030.2158 | 1847.2662 | 1685.1667 | 1542.0859 | 1416.2192 | 1305.807 | 1209.1493 | 1149.2441 | 1098.786 | 1056.6412 | 1021.7255 | 992.9971 | 969.4502 | 950.1078 | 934.0161 | 920.2385 | 907.8521 | 895.944 | 883.6098 | 869.9533 | 854.0878 | 835.1393 | 812.251 | 784.5903 | 751.3586
[9 empty] | Class 12 - Moderate | 4454.7344 | 4116.9482 | 3805.5203 | 3519.3288 | 3257.252 | 3018.1682 | 2800.9558 | 2604.4929 | 2427.658 | 2269.3292 | 2128.3849 | 2003.7034 | 1894.1629 | 1798.6418 | 1716.0183 | 1645.1707 | 1584.9773 | 1534.3165 | 1492.0664 | 1457.1054 | 1428.3118 | 1404.5639 | 1384.7399 | 1367.7182 | 1352.3769 | 1337.5945 | 1322.2493 | 1305.2194 | 1285.3832 | 1261.619 | 1232.8051 | 1197.8197 | 1155.5412
[9 empty] | Class 12 - Conservative | 4454.7344 | 4288.9298 | 4129.5414 | 3981.7406 | 3845.0276 | 3718.9025 | 3602.8655 | 3496.4167 | 3399.0562 | 3310.2843 | 3229.601 | 3156.5065 | 3090.5009 | 3031.0843 | 2977.757 | 2930.019 | 2887.3705 | 2849.3116 | 2815.3425 | 2784.9633 | 2757.6742 | 2732.9752 | 2710.3666 | 2689.3485 | 2669.421 | 2650.0842 | 2630.8384 | 2611.1836 | 2590.6199 | 2568.6476 | 2544.7668 | 2518.4776 | 2489.2801
[9 empty] | Class 13 - Advanced | 4459.5597 | 4047.9862 | 3670.0168 | 3324.5063 | 3010.1242 | 2725.3838 | 2468.6713 | 2238.2753 | 2032.4149 | 1849.2671 | 1686.9921 | 1543.7562 | 1417.7532 | 1307.2215 | 1210.4591 | 1150.489 | 1099.9762 | 1057.7858 | 1022.8322 | 994.0727 | 970.5003 | 951.137 | 935.0278 | 921.2353 | 908.8355 | 896.9145 | 884.5669 | 870.8956 | 855.013 | 836.044 | 813.1308 | 785.4401 | 752.1725
[9 empty] | Class 13 - Moderate | 4459.5597 | 4121.4077 | 3809.6424 | 3523.1409 | 3260.7802 | 3021.4375 | 2803.9898 | 2607.3141 | 2430.2876 | 2271.7873 | 2130.6904 | 2005.8738 | 1896.2147 | 1800.5901 | 1717.8771 | 1646.9527 | 1586.6942 | 1535.9785 | 1493.6826 | 1458.6838 | 1429.859 | 1406.0853 | 1386.2398 | 1369.1997 | 1353.8418 | 1339.0434 | 1323.6815 | 1306.6332 | 1286.7755 | 1262.9856 | 1234.1405 | 1199.1172 | 1156.7929
[9 empty] | Class 13 - Conservative | 4459.5597 | 4293.5756 | 4134.0145 | 3986.0536 | 3849.1925 | 3722.9308 | 3606.7681 | 3500.204 | 3402.7381 | 3313.87 | 3233.0993 | 3159.9256 | 3093.8485 | 3034.3676 | 2980.9825 | 2933.1928 | 2890.4981 | 2852.398 | 2818.3921 | 2787.98 | 2760.6613 | 2735.9356 | 2713.3025 | 2692.2616 | 2672.3125 | 2652.9548 | 2633.6881 | 2614.012 | 2593.4261 | 2571.43 | 2547.5233 | 2521.2056 | 2491.9765
[9 empty] | Class 14 - Advanced | 4898.9995 | 4446.87 | 4031.656 | 3652.0993 | 3306.7383 | 2993.9399 | 2711.9312 | 2458.8323 | 2232.6867 | 2031.4917 | 1853.2263 | 1695.8762 | 1557.457 | 1436.0335 | 1329.7363 | 1263.8568 | 1208.3666 | 1162.0187 | 1123.6209 | 1092.0275 | 1066.1323 | 1044.8609 | 1027.1643 | 1012.0128 | 998.3911 | 985.2954 | 971.7311 | 956.7126 | 939.2649 | 918.4268 | 893.2558 | 862.8365 | 826.2906
[9 empty] | Class 14 - Moderate | 4898.9995 | 4527.5264 | 4185.0401 | 3870.307 | 3582.0937 | 3319.1664 | 3080.2916 | 2864.2358 | 2669.7653 | 2495.6466 | 2340.6461 | 2203.5302 | 2083.0654 | 1978.0181 | 1887.1546 | 1809.2415 | 1743.0452 | 1687.332 | 1640.8683 | 1602.4208 | 1570.7556 | 1544.6393 | 1522.8383 | 1504.119 | 1487.2478 | 1470.9912 | 1454.1155 | 1435.3873 | 1413.5729 | 1387.4387 | 1355.7512 | 1317.2768 | 1270.7819
[9 empty] | Class 14 - Conservative | 4898.9995 | 4716.6595 | 4541.3754 | 4378.8346 | 4228.4874 | 4089.784 | 3962.1748 | 3845.11 | 3738.0399 | 3640.4148 | 3551.6851 | 3471.3009 | 3398.7127 | 3333.3706 | 3274.725 | 3222.2262 | 3175.3244 | 3133.4699 | 3096.1131 | 3062.7043 | 3032.6936 | 3005.5315 | 2980.6681 | 2957.5539 | 2935.639 | 2914.3738 | 2893.2086 | 2871.5937 | 2848.9792 | 2824.8157 | 2798.5532 | 2769.6422 | 2737.5329
[10 empty] | 2018 | 2019 | 2020 | 2021 | 2022 | 2023 | 2024 | 2025 | 2026 | 2027 | 2028 | 2029 | 2030 | 2031 | 2032 | 2033 | 2034 | 2035 | 2036 | 2037 | 2038 | 2039 | 2040 | 2041 | 2042 | 2043 | 2044 | 2045 | 2046 | 2047 | 2048 | 2049 | 2050
[8 empty] | Fixed Operation and Maintenance Expenses ($/kW-year) | Class 1 - Advanced | 123.529 | 114.7527 | 106.6078 | 99.0771 | 92.1391 | 85.7688 | 79.9385 | 74.6177 | 69.7744 | 65.3752 | 61.3858 | 57.7716 | 54.4983 | 51.5316 | 48.8384 | 47.5109 | 46.3858 | 45.4391 | 44.6472 | 43.9873 | 43.4367 | 42.9733 | 42.5752 | 42.2207 | 41.8882 | 41.5564 | 41.2039 | 40.8094 | 40.3521 | 39.811 | 39.1655 | 38.3954 | 37.4809
[9 empty] | Class 1 - Moderate | 123.529 | 116.3666 | 109.7689 | 103.7116 | 98.17 | 93.1196 | 88.5359 | 84.3943 | 80.6702 | 77.3391 | 74.3765 | 71.7577 | 69.4583 | 67.4538 | 65.7194 | 64.2308 | 62.9633 | 61.8924 | 60.9936 | 60.2423 | 59.6139 | 59.0839 | 58.6278 | 58.221 | 57.839 | 57.4571 | 57.0509 | 56.5958 | 56.0673 | 55.4408 | 54.6917 | 53.7955 | 52.7277
[9 empty] | Class 1 - Conservative | 123.529 | 119.3294 | 115.6521 | 113.043 | 111.0192 | 109.3657 | 107.9676 | 106.7565 | 105.6883 | 104.7328 | 103.8684 | 103.0792 | 102.3533 | 101.6811 | 101.0554 | 100.4701 | 99.9203 | 99.4019 | 98.9115 | 98.4463 | 98.0038 | 97.5819 | 97.1788 | 96.7928 | 96.4225 | 96.0668 | 95.7245 | 95.3947 | 95.0764 | 94.769 | 94.4716 | 94.1836 | 93.9046
[9 empty] | Class 2 - Advanced | 126.1848 | 117.2197 | 108.8998 | 101.2071 | 94.12 | 87.6128 | 81.6571 | 76.2219 | 71.2745 | 66.7807 | 62.7055 | 59.0137 | 55.6699 | 52.6395 | 49.8883 | 48.5323 | 47.3831 | 46.416 | 45.6071 | 44.933 | 44.3705 | 43.8972 | 43.4905 | 43.1284 | 42.7888 | 42.4498 | 42.0897 | 41.6868 | 41.2196 | 40.6669 | 40.0075 | 39.2209 | 38.2867
[9 empty] | Class 2 - Moderate | 126.1848 | 118.8683 | 112.1288 | 105.9413 | 100.2806 | 95.1216 | 90.4393 | 86.2086 | 82.4045 | 79.0018 | 75.9755 | 73.3004 | 70.9516 | 68.9039 | 67.1323 | 65.6117 | 64.3169 | 63.223 | 62.3049 | 61.5374 | 60.8955 | 60.3542 | 59.8883 | 59.4727 | 59.0824 | 58.6924 | 58.2775 | 57.8126 | 57.2727 | 56.6327 | 55.8675 | 54.9521 | 53.8613
[9 empty] | Class 2 - Conservative | 126.1848 | 121.8949 | 118.1385 | 115.4733 | 113.406 | 111.7169 | 110.2888 | 109.0517 | 107.9605 | 106.9844 | 106.1014 | 105.2953 | 104.5537 | 103.8672 | 103.228 | 102.6301 | 102.0684 | 101.5389 | 101.038 | 100.5628 | 100.1108 | 99.6798 | 99.268 | 98.8737 | 98.4955 | 98.1321 | 97.7825 | 97.4456 | 97.1205 | 96.8064 | 96.5026 | 96.2085 | 95.9234
[9 empty] | Class 3 - Advanced | 128.4402 | 119.3149 | 110.8462 | 103.0161 | 95.8023 | 89.1788 | 83.1166 | 77.5843 | 72.5484 | 67.9743 | 63.8263 | 60.0685 | 56.665 | 53.5804 | 50.78 | 49.3998 | 48.23 | 47.2456 | 46.4223 | 45.7361 | 45.1636 | 44.6818 | 44.2679 | 43.8993 | 43.5536 | 43.2086 | 42.842 | 42.4319 | 41.9564 | 41.3938 | 40.7226 | 39.9219 | 38.971
[9 empty] | Class 3 - Moderate | 128.4402 | 120.993 | 114.133 | 107.8349 | 102.073 | 96.8218 | 92.0558 | 87.7495 | 83.8774 | 80.4139 | 77.3335 | 74.6106 | 72.2198 | 70.1355 | 68.3322 | 66.7844 | 65.4665 | 64.3531 | 63.4185 | 62.6373 | 61.984 | 61.433 | 60.9587 | 60.5357 | 60.1385 | 59.7414 | 59.3191 | 58.8459 | 58.2964 | 57.6449 | 56.8661 | 55.9343 | 54.824
[9 empty] | Class 3 - Conservative | 128.4402 | 124.0736 | 120.2501 | 117.5372 | 115.433 | 113.7137 | 112.2601 | 111.0009 | 109.8902 | 108.8966 | 107.9978 | 107.1773 | 106.4225 | 105.7237 | 105.0731 | 104.4645 | 103.8928 | 103.3538 | 102.8439 | 102.3602 | 101.9002 | 101.4615 | 101.0423 | 100.641 | 100.256 | 99.8861 | 99.5303 | 99.1873 | 98.8564 | 98.5367 | 98.2275 | 97.9281 | 97.6379
[9 empty] | Class 4 - Advanced | 129.6365 | 120.4263 | 111.8787 | 103.9757 | 96.6946 | 90.0094 | 83.8908 | 78.3069 | 73.2242 | 68.6074 | 64.4208 | 60.628 | 57.1928 | 54.0794 | 51.253 | 49.8599 | 48.6792 | 47.6857 | 46.8547 | 46.1621 | 45.5843 | 45.098 | 44.6802 | 44.3082 | 43.9593 | 43.611 | 43.241 | 42.8271 | 42.3472 | 41.7793 | 41.1019 | 40.2938 | 39.334
[9 empty] | Class 4 - Moderate | 129.6365 | 122.1199 | 115.1961 | 108.8393 | 103.0237 | 97.7236 | 92.9133 | 88.5669 | 84.6587 | 81.1629 | 78.0538 | 75.3056 | 72.8925 | 70.7888 | 68.9687 | 67.4065 | 66.0763 | 64.9525 | 64.0092 | 63.2208 | 62.5613 | 62.0052 | 61.5265 | 61.0996 | 60.6986 | 60.2979 | 59.8716 | 59.394 | 58.8394 | 58.1819 | 57.3958 | 56.4553 | 55.3347
[9 empty] | Class 4 - Conservative | 129.6365 | 125.2293 | 121.3702 | 118.632 | 116.5082 | 114.7729 | 113.3057 | 112.0348 | 110.9137 | 109.9109 | 109.0038 | 108.1756 | 107.4138 | 106.7085 | 106.0518 | 105.4375 | 104.8605 | 104.3165 | 103.8019 | 103.3137 | 102.8493 | 102.4065 | 101.9834 | 101.5784 | 101.1898 | 100.8165 | 100.4573 | 100.1112 | 99.7772 | 99.4545 | 99.1424 | 98.8403 | 98.5474
[9 empty] | Class 5 - Advanced | 133.2121 | 123.7478 | 114.9645 | 106.8434 | 99.3616 | 92.492 | 86.2046 | 80.4667 | 75.2438 | 70.4997 | 66.1976 | 62.3002 | 58.7702 | 55.571 | 52.6666 | 51.2351 | 50.0218 | 49.0009 | 48.147 | 47.4353 | 46.8416 | 46.3419 | 45.9126 | 45.5303 | 45.1717 | 44.8139 | 44.4337 | 44.0084 | 43.5152 | 42.9317 | 42.2356 | 41.4051 | 40.4189
[9 empty] | Class 5 - Moderate | 133.2121 | 125.4881 | 118.3734 | 111.8412 | 105.8652 | 100.419 | 95.4759 | 91.0097 | 86.9937 | 83.4015 | 80.2066 | 77.3826 | 74.9029 | 72.7412 | 70.8709 | 69.2656 | 67.8988 | 66.744 | 65.7747 | 64.9645 | 64.2869 | 63.7153 | 63.2235 | 62.7848 | 62.3728 | 61.961 | 61.523 | 61.0322 | 60.4622 | 59.7866 | 58.9788 | 58.0124 | 56.8609
[9 empty] | Class 5 - Conservative | 133.2121 | 128.6833 | 124.7177 | 121.9041 | 119.7216 | 117.9385 | 116.4308 | 115.1248 | 113.9729 | 112.9424 | 112.0102 | 111.1592 | 110.3764 | 109.6516 | 108.9768 | 108.3456 | 107.7527 | 107.1937 | 106.6649 | 106.1632 | 105.686 | 105.231 | 104.7963 | 104.38 | 103.9808 | 103.5972 | 103.2281 | 102.8724 | 102.5292 | 102.1976 | 101.8769 | 101.5664 | 101.2654
[9 empty] | Class 6 - Advanced | 131.3312 | 122.0006 | 113.3413 | 105.3349 | 97.9587 | 91.1861 | 84.9875 | 79.3306 | 74.1814 | 69.5043 | 65.2629 | 61.4205 | 57.9404 | 54.7864 | 51.923 | 50.5117 | 49.3156 | 48.3091 | 47.4672 | 46.7655 | 46.1802 | 45.6875 | 45.2643 | 44.8874 | 44.5339 | 44.1811 | 43.8063 | 43.387 | 42.9008 | 42.3255 | 41.6393 | 40.8205 | 39.8482
[9 empty] | Class 6 - Moderate | 131.3312 | 123.7164 | 116.702 | 110.2621 | 104.3705 | 99.0011 | 94.1279 | 89.7247 | 85.7654 | 82.2239 | 79.0741 | 76.29 | 73.8454 | 71.7142 | 69.8703 | 68.2877 | 66.9401 | 65.8016 | 64.846 | 64.0472 | 63.3792 | 62.8157 | 62.3308 | 61.8983 | 61.4921 | 61.0862 | 60.6543 | 60.1705 | 59.6086 | 58.9425 | 58.1461 | 57.1933 | 56.058
[9 empty] | Class 6 - Conservative | 131.3312 | 126.8664 | 122.9568 | 120.1829 | 118.0313 | 116.2733 | 114.7869 | 113.4994 | 112.3637 | 111.3478 | 110.4287 | 109.5898 | 108.818 | 108.1034 | 107.4382 | 106.8159 | 106.2313 | 105.6802 | 105.1588 | 104.6643 | 104.1938 | 103.7452 | 103.3166 | 102.9063 | 102.5126 | 102.1345 | 101.7706 | 101.4199 | 101.0815 | 100.7547 | 100.4385 | 100.1324 | 99.8356
[9 empty] | Class 7 - Advanced | 125.5052 | 116.5885 | 108.3133 | 100.6621 | 93.6131 | 87.141 | 81.2173 | 75.8114 | 70.8906 | 66.421 | 62.3678 | 58.6959 | 55.3701 | 52.356 | 49.6197 | 48.2709 | 47.1279 | 46.166 | 45.3615 | 44.691 | 44.1316 | 43.6608 | 43.2563 | 42.8962 | 42.5584 | 42.2212 | 41.863 | 41.4623 | 40.9977 | 40.4479 | 39.7921 | 39.0097 | 38.0805
[9 empty] | Class 7 - Moderate | 125.5052 | 118.2282 | 111.525 | 105.3708 | 99.7405 | 94.6093 | 89.9523 | 85.7444 | 81.9607 | 78.5763 | 75.5663 | 72.9057 | 70.5695 | 68.5329 | 66.7708 | 65.2583 | 63.9706 | 62.8826 | 61.9694 | 61.206 | 60.5676 | 60.0292 | 59.5657 | 59.1524 | 58.7643 | 58.3763 | 57.9636 | 57.5012 | 56.9643 | 56.3277 | 55.5666 | 54.6561 | 53.5713
[9 empty] | Class 7 - Conservative | 125.5052 | 121.2384 | 117.5023 | 114.8514 | 112.7953 | 111.1153 | 109.6948 | 108.4644 | 107.3791 | 106.4082 | 105.53 | 104.7282 | 103.9907 | 103.3078 | 102.6721 | 102.0774 | 101.5188 | 100.9921 | 100.4939 | 100.0212 | 99.5717 | 99.143 | 98.7334 | 98.3412 | 97.9651 | 97.6037 | 97.2559 | 96.9208 | 96.5975 | 96.2851 | 95.9829 | 95.6904 | 95.4068
[9 empty] | Class 8 - Advanced | 89.2434 | 84.0395 | 79.0977 | 74.4183 | 69.9995 | 65.8375 | 61.9267 | 58.2597 | 54.8281 | 51.6221 | 48.6308 | 45.8428 | 43.2461 | 40.8281 | 38.5762 | 37.3622 | 36.273 | 35.2981 | 34.427 | 33.6498 | 32.9565 | 32.3375 | 31.7834 | 31.2849 | 30.8329 | 30.4182 | 30.0321 | 29.6656 | 29.31 | 28.9567 | 28.597 | 28.2224 | 27.8244
[9 empty] | Class 8 - Moderate | 89.2434 | 85.0175 | 81.0625 | 77.3685 | 73.9254 | 70.7233 | 67.7523 | 65.0024 | 62.4635 | 60.1258 | 57.9792 | 56.0138 | 54.2197 | 52.5868 | 51.1052 | 49.7649 | 48.5559 | 47.4684 | 46.4922 | 45.6175 | 44.8343 | 44.1326 | 43.5024 | 42.9338 | 42.4168 | 41.9415 | 41.4978 | 41.0758 | 40.6655 | 40.257 | 39.8403 | 39.4054 | 38.9423
[9 empty] | Class 8 - Conservative | 89.2434 | 87.9855 | 85.2579 | 83.3227 | 81.8217 | 80.5952 | 79.5582 | 78.66 | 77.8677 | 77.1589 | 76.5178 | 75.9324 | 75.394 | 74.8955 | 74.4314 | 73.9972 | 73.5894 | 73.2049 | 72.8412 | 72.4962 | 72.168 | 71.855 | 71.556 | 71.2697 | 70.9951 | 70.7313 | 70.4774 | 70.2327 | 69.9967 | 69.7686 | 69.5481 | 69.3345 | 69.1275
[9 empty] | Class 9 - Advanced | 90.2522 | 84.9895 | 79.9918 | 75.2595 | 70.7908 | 66.5817 | 62.6267 | 58.9183 | 55.4479 | 52.2056 | 49.1805 | 46.361 | 43.7349 | 41.2896 | 39.0123 | 37.7845 | 36.683 | 35.6971 | 34.8162 | 34.0302 | 33.329 | 32.7031 | 32.1427 | 31.6386 | 31.1814 | 30.762 | 30.3715 | 30.0009 | 29.6413 | 29.284 | 28.9202 | 28.5414 | 28.1389
[9 empty] | Class 9 - Moderate | 90.2522 | 85.9785 | 81.9788 | 78.243 | 74.761 | 71.5228 | 68.5182 | 65.7371 | 63.1696 | 60.8054 | 58.6346 | 56.647 | 54.8325 | 53.1812 | 51.6828 | 50.3274 | 49.1048 | 48.0049 | 47.0178 | 46.1332 | 45.3411 | 44.6315 | 43.9942 | 43.4192 | 42.8963 | 42.4156 | 41.9669 | 41.5401 | 41.1252 | 40.712 | 40.2906 | 39.8508 | 39.3825
[9 empty] | Class 9 - Conservative | 90.2522 | 88.98 | 86.2217 | 84.2646 | 82.7465 | 81.5062 | 80.4575 | 79.5491 | 78.7479 | 78.0311 | 77.3827 | 76.7908 | 76.2462 | 75.7421 | 75.2727 | 74.8337 | 74.4212 | 74.0324 | 73.6646 | 73.3156 | 72.9837 | 72.6672 | 72.3648 | 72.0753 | 71.7976 | 71.5308 | 71.274 | 71.0266 | 70.7879 | 70.5573 | 70.3342 | 70.1182 | 69.9089
[9 empty] | Class 10 - Advanced | 93.9087 | 88.4327 | 83.2326 | 78.3086 | 73.6588 | 69.2792 | 65.1639 | 61.3053 | 57.6943 | 54.3206 | 51.173 | 48.2393 | 45.5068 | 42.9624 | 40.5928 | 39.3153 | 38.1692 | 37.1433 | 36.2267 | 35.4089 | 34.6793 | 34.028 | 33.4449 | 32.9204 | 32.4447 | 32.0083 | 31.602 | 31.2164 | 30.8422 | 30.4704 | 30.0919 | 29.6977 | 29.2789
[9 empty] | Class 10 - Moderate | 93.9087 | 89.4619 | 85.3001 | 81.413 | 77.7899 | 74.4205 | 71.2941 | 68.4004 | 65.7288 | 63.2689 | 61.0101 | 58.942 | 57.054 | 55.3358 | 53.7767 | 52.3664 | 51.0942 | 49.9498 | 48.9227 | 48.0022 | 47.1781 | 46.4397 | 45.7766 | 45.1782 | 44.6342 | 44.134 | 43.6671 | 43.223 | 42.7913 | 42.3614 | 41.9229 | 41.4653 | 40.978
[9 empty] | Class 10 - Conservative | 93.9087 | 92.585 | 89.7149 | 87.6785 | 86.0989 | 84.8084 | 83.7172 | 82.772 | 81.9382 | 81.1924 | 80.5178 | 79.9019 | 79.3353 | 78.8107 | 78.3223 | 77.8655 | 77.4363 | 77.0317 | 76.649 | 76.2859 | 75.9406 | 75.6113 | 75.2966 | 74.9954 | 74.7064 | 74.4288 | 74.1616 | 73.9042 | 73.6558 | 73.4158 | 73.1837 | 72.959 | 72.7412
[9 empty] | Class 11 - Advanced | 101.6159 | 95.6906 | 90.0636 | 84.7355 | 79.7041 | 74.9651 | 70.512 | 66.3367 | 62.4294 | 58.7788 | 55.3729 | 52.1984 | 49.2416 | 46.4884 | 43.9244 | 42.542 | 41.3018 | 40.1917 | 39.1999 | 38.3149 | 37.5255 | 36.8207 | 36.1898 | 35.6222 | 35.1075 | 34.6353 | 34.1956 | 33.7783 | 33.3735 | 32.9712 | 32.5616 | 32.1351 | 31.6819
[9 empty] | Class 11 - Moderate | 101.6159 | 96.8042 | 92.3009 | 88.0947 | 84.1743 | 80.5283 | 77.1454 | 74.0141 | 71.1233 | 68.4615 | 66.0173 | 63.7794 | 61.7366 | 59.8773 | 58.1903 | 56.6642 | 55.2876 | 54.0493 | 52.9378 | 51.9419 | 51.0501 | 50.2511 | 49.5335 | 48.8861 | 48.2974 | 47.7562 | 47.2509 | 46.7704 | 46.3033 | 45.8381 | 45.3636 | 44.8684 | 44.3412
[9 empty] | Class 11 - Conservative | 101.6159 | 100.1836 | 97.0779 | 94.8744 | 93.1652 | 91.7687 | 90.588 | 89.5652 | 88.6631 | 87.8561 | 87.126 | 86.4596 | 85.8465 | 85.2788 | 84.7504 | 84.2561 | 83.7917 | 83.3539 | 82.9398 | 82.5469 | 82.1732 | 81.8168 | 81.4764 | 81.1504 | 80.8377 | 80.5373 | 80.2482 | 79.9697 | 79.7009 | 79.4412 | 79.1901 | 78.9469 | 78.7112
[9 empty] | Class 12 - Advanced | 102.9797 | 101.795 | 95.8091 | 90.1411 | 84.7887 | 79.7474 | 75.0103 | 70.5686 | 66.412 | 62.5285 | 58.9053 | 55.5283 | 52.3829 | 49.4541 | 46.7264 | 45.2559 | 43.9366 | 42.7557 | 41.7006 | 40.7592 | 39.9194 | 39.1697 | 38.4985 | 37.8947 | 37.3471 | 36.8448 | 36.3771 | 35.9332 | 35.5025 | 35.0745 | 34.6388 | 34.1851 | 33.703
[9 empty] | Class 12 - Moderate | 108.0984 | 102.9797 | 98.1891 | 93.7146 | 89.5441 | 85.6655 | 82.0667 | 78.7358 | 75.6605 | 72.8289 | 70.2288 | 67.8482 | 65.675 | 63.6971 | 61.9024 | 60.279 | 58.8146 | 57.4973 | 56.3149 | 55.2554 | 54.3067 | 53.4568 | 52.6935 | 52.0047 | 51.3785 | 50.8027 | 50.2653 | 49.7541 | 49.2571 | 48.7623 | 48.2575 | 47.7308 | 47.1699
[9 empty] | Class 12 - Conservative | 108.0984 | 106.5747 | 103.2709 | 100.9268 | 99.1086 | 97.623 | 96.367 | 95.2789 | 94.3192 | 93.4607 | 92.6841 | 91.9751 | 91.3229 | 90.7191 | 90.1569 | 89.6311 | 89.1371 | 88.6713 | 88.2308 | 87.8128 | 87.4153 | 87.0362 | 86.674 | 86.3273 | 85.9946 | 85.6751 | 85.3675 | 85.0712 | 84.7853 | 84.5091 | 84.2419 | 83.9832 | 83.7325
[9 empty] | Class 13 - Advanced | 110.8027 | 104.3416 | 98.206 | 92.3962 | 86.9099 | 81.7424 | 76.8868 | 72.334 | 68.0734 | 64.0928 | 60.3789 | 56.9174 | 53.6934 | 50.6912 | 47.8954 | 46.3881 | 45.0358 | 43.8253 | 42.7439 | 41.7789 | 40.9181 | 40.1496 | 39.4616 | 38.8427 | 38.2814 | 37.7666 | 37.2871 | 36.8321 | 36.3906 | 35.952 | 35.5054 | 35.0403 | 34.5462
[9 empty] | Class 13 - Moderate | 110.8027 | 105.5559 | 100.6455 | 96.059 | 91.7842 | 87.8086 | 84.1198 | 80.7055 | 77.5533 | 74.6508 | 71.9857 | 69.5455 | 67.3179 | 65.2906 | 63.451 | 61.787 | 60.286 | 58.9357 | 57.7237 | 56.6377 | 55.6653 | 54.7941 | 54.0117 | 53.3057 | 52.6638 | 52.0736 | 51.5227 | 50.9988 | 50.4894 | 49.9822 | 49.4648 | 48.9248 | 48.3499
[9 empty] | Class 13 - Conservative | 110.8027 | 109.2408 | 105.8544 | 103.4517 | 101.588 | 100.0652 | 98.7778 | 97.6625 | 96.6788 | 95.7988 | 95.0028 | 94.2761 | 93.6075 | 92.9886 | 92.4124 | 91.8733 | 91.367 | 90.8896 | 90.438 | 90.0096 | 89.6021 | 89.2136 | 88.8424 | 88.4869 | 88.1459 | 87.8184 | 87.5032 | 87.1994 | 86.9063 | 86.6232 | 86.3493 | 86.0842 | 85.8272
[9 empty] | Class 14 - Advanced | 100.0275 | 94.1947 | 88.6558 | 83.4109 | 78.4582 | 73.7932 | 69.4098 | 65.2997 | 61.4535 | 57.86 | 54.5073 | 51.3824 | 48.4718 | 45.7617 | 43.2377 | 41.877 | 40.6562 | 39.5635 | 38.5872 | 37.716 | 36.9389 | 36.2452 | 35.6241 | 35.0654 | 34.5587 | 34.0939 | 33.6611 | 33.2503 | 32.8518 | 32.4557 | 32.0526 | 31.6327 | 31.1867
[9 empty] | Class 14 - Moderate | 100.0275 | 95.2909 | 90.858 | 86.7176 | 82.8585 | 79.2694 | 75.9394 | 72.8571 | 70.0115 | 67.3913 | 64.9853 | 62.7824 | 60.7715 | 58.9413 | 57.2806 | 55.7784 | 54.4234 | 53.2044 | 52.1103 | 51.1299 | 50.252 | 49.4655 | 48.7592 | 48.1219 | 47.5424 | 47.0096 | 46.5123 | 46.0393 | 45.5795 | 45.1216 | 44.6545 | 44.167 | 43.648
[9 empty] | Class 14 - Conservative | 100.0275 | 98.6175 | 95.5604 | 93.3913 | 91.7089 | 90.3342 | 89.1719 | 88.1651 | 87.2771 | 86.4827 | 85.7641 | 85.108 | 84.5045 | 83.9457 | 83.4256 | 82.9389 | 82.4818 | 82.0509 | 81.6432 | 81.2565 | 80.8886 | 80.5379 | 80.2027 | 79.8818 | 79.574 | 79.2783 | 78.9938 | 78.7196 | 78.455 | 78.1994 | 77.9521 | 77.7128 | 77.4807
[10 empty] | 2018 | 2019 | 2020 | 2021 | 2022 | 2023 | 2024 | 2025 | 2026 | 2027 | 2028 | 2029 | 2030 | 2031 | 2032 | 2033 | 2034 | 2035 | 2036 | 2037 | 2038 | 2039 | 2040 | 2041 | 2042 | 2043 | 2044 | 2045 | 2046 | 2047 | 2048 | 2049 | 2050
[8 empty] | Variable Operation and Maintenance Expenses ($/MWh) | Class 1 - Advanced | 0 | 0 | 0 | 0 | 0 | 0 | 0 | 0 | 0 | 0 | 0 | 0 | 0 | 0 | 0 | 0 | 0 | 0 | 0 | 0 | 0 | 0 | 0 | 0 | 0 | 0 | 0 | 0 | 0 | 0 | 0 | 0 | 0
[9 empty] | Class 1 - Moderate | 0 | 0 | 0 | 0 | 0 | 0 | 0 | 0 | 0 | 0 | 0 | 0 | 0 | 0 | 0 | 0 | 0 | 0 | 0 | 0 | 0 | 0 | 0 | 0 | 0 | 0 | 0 | 0 | 0 | 0 | 0 | 0 | 0
[9 empty] | Class 1 - Conservative | 0 | 0 | 0 | 0 | 0 | 0 | 0 | 0 | 0 | 0 | 0 | 0 | 0 | 0 | 0 | 0 | 0 | 0 | 0 | 0 | 0 | 0 | 0 | 0 | 0 | 0 | 0 | 0 | 0 | 0 | 0 | 0 | 0
[9 empty] | Class 2 - Advanced | 0 | 0 | 0 | 0 | 0 | 0 | 0 | 0 | 0 | 0 | 0 | 0 | 0 | 0 | 0 | 0 | 0 | 0 | 0 | 0 | 0 | 0 | 0 | 0 | 0 | 0 | 0 | 0 | 0 | 0 | 0 | 0 | 0
[9 empty] | Class 2 - Moderate | 0 | 0 | 0 | 0 | 0 | 0 | 0 | 0 | 0 | 0 | 0 | 0 | 0 | 0 | 0 | 0 | 0 | 0 | 0 | 0 | 0 | 0 | 0 | 0 | 0 | 0 | 0 | 0 | 0 | 0 | 0 | 0 | 0
[9 empty] | Class 2 - Conservative | 0 | 0 | 0 | 0 | 0 | 0 | 0 | 0 | 0 | 0 | 0 | 0 | 0 | 0 | 0 | 0 | 0 | 0 | 0 | 0 | 0 | 0 | 0 | 0 | 0 | 0 | 0 | 0 | 0 | 0 | 0 | 0 | 0
[9 empty] | Class 3 - Advanced | 0 | 0 | 0 | 0 | 0 | 0 | 0 | 0 | 0 | 0 | 0 | 0 | 0 | 0 | 0 | 0 | 0 | 0 | 0 | 0 | 0 | 0 | 0 | 0 | 0 | 0 | 0 | 0 | 0 | 0 | 0 | 0 | 0
[9 empty] | Class 3 - Moderate | 0 | 0 | 0 | 0 | 0 | 0 | 0 | 0 | 0 | 0 | 0 | 0 | 0 | 0 | 0 | 0 | 0 | 0 | 0 | 0 | 0 | 0 | 0 | 0 | 0 | 0 | 0 | 0 | 0 | 0 | 0 | 0 | 0
[9 empty] | Class 3 - Conservative | 0 | 0 | 0 | 0 | 0 | 0 | 0 | 0 | 0 | 0 | 0 | 0 | 0 | 0 | 0 | 0 | 0 | 0 | 0 | 0 | 0 | 0 | 0 | 0 | 0 | 0 | 0 | 0 | 0 | 0 | 0 | 0 | 0
[9 empty] | Class 4 - Advanced | 0 | 0 | 0 | 0 | 0 | 0 | 0 | 0 | 0 | 0 | 0 | 0 | 0 | 0 | 0 | 0 | 0 | 0 | 0 | 0 | 0 | 0 | 0 | 0 | 0 | 0 | 0 | 0 | 0 | 0 | 0 | 0 | 0
[9 empty] | Class 4 - Moderate | 0 | 0 | 0 | 0 | 0 | 0 | 0 | 0 | 0 | 0 | 0 | 0 | 0 | 0 | 0 | 0 | 0 | 0 | 0 | 0 | 0 | 0 | 0 | 0 | 0 | 0 | 0 | 0 | 0 | 0 | 0 | 0 | 0
[9 empty] | Class 4 - Conservative | 0 | 0 | 0 | 0 | 0 | 0 | 0 | 0 | 0 | 0 | 0 | 0 | 0 | 0 | 0 | 0 | 0 | 0 | 0 | 0 | 0 | 0 | 0 | 0 | 0 | 0 | 0 | 0 | 0 | 0 | 0 | 0 | 0
[9 empty] | Class 5 - Advanced | 0 | 0 | 0 | 0 | 0 | 0 | 0 | 0 | 0 | 0 | 0 | 0 | 0 | 0 | 0 | 0 | 0 | 0 | 0 | 0 | 0 | 0 | 0 | 0 | 0 | 0 | 0 | 0 | 0 | 0 | 0 | 0 | 0
[9 empty] | Class 5 - Moderate | 0 | 0 | 0 | 0 | 0 | 0 | 0 | 0 | 0 | 0 | 0 | 0 | 0 | 0 | 0 | 0 | 0 | 0 | 0 | 0 | 0 | 0 | 0 | 0 | 0 | 0 | 0 | 0 | 0 | 0 | 0 | 0 | 0
[9 empty] | Class 5 - Conservative | 0 | 0 | 0 | 0 | 0 | 0 | 0 | 0 | 0 | 0 | 0 | 0 | 0 | 0 | 0 | 0 | 0 | 0 | 0 | 0 | 0 | 0 | 0 | 0 | 0 | 0 | 0 | 0 | 0 | 0 | 0 | 0 | 0
[9 empty] | Class 6 - Advanced | 0 | 0 | 0 | 0 | 0 | 0 | 0 | 0 | 0 | 0 | 0 | 0 | 0 | 0 | 0 | 0 | 0 | 0 | 0 | 0 | 0 | 0 | 0 | 0 | 0 | 0 | 0 | 0 | 0 | 0 | 0 | 0 | 0
[9 empty] | Class 6 - Moderate | 0 | 0 | 0 | 0 | 0 | 0 | 0 | 0 | 0 | 0 | 0 | 0 | 0 | 0 | 0 | 0 | 0 | 0 | 0 | 0 | 0 | 0 | 0 | 0 | 0 | 0 | 0 | 0 | 0 | 0 | 0 | 0 | 0
[9 empty] | Class 6 - Conservative | 0 | 0 | 0 | 0 | 0 | 0 | 0 | 0 | 0 | 0 | 0 | 0 | 0 | 0 | 0 | 0 | 0 | 0 | 0 | 0 | 0 | 0 | 0 | 0 | 0 | 0 | 0 | 0 | 0 | 0 | 0 | 0 | 0
[9 empty] | Class 7 - Advanced | 0 | 0 | 0 | 0 | 0 | 0 | 0 | 0 | 0 | 0 | 0 | 0 | 0 | 0 | 0 | 0 | 0 | 0 | 0 | 0 | 0 | 0 | 0 | 0 | 0 | 0 | 0 | 0 | 0 | 0 | 0 | 0 | 0
[9 empty] | Class 7 - Moderate | 0 | 0 | 0 | 0 | 0 | 0 | 0 | 0 | 0 | 0 | 0 | 0 | 0 | 0 | 0 | 0 | 0 | 0 | 0 | 0 | 0 | 0 | 0 | 0 | 0 | 0 | 0 | 0 | 0 | 0 | 0 | 0 | 0
[9 empty] | Class 7 - Conservative | 0 | 0 | 0 | 0 | 0 | 0 | 0 | 0 | 0 | 0 | 0 | 0 | 0 | 0 | 0 | 0 | 0 | 0 | 0 | 0 | 0 | 0 | 0 | 0 | 0 | 0 | 0 | 0 | 0 | 0 | 0 | 0 | 0
[9 empty] | Class 8 - Advanced | 0 | 0 | 0 | 0 | 0 | 0 | 0 | 0 | 0 | 0 | 0 | 0 | 0 | 0 | 0 | 0 | 0 | 0 | 0 | 0 | 0 | 0 | 0 | 0 | 0 | 0 | 0 | 0 | 0 | 0 | 0 | 0 | 0
[9 empty] | Class 8 - Moderate | 0 | 0 | 0 | 0 | 0 | 0 | 0 | 0 | 0 | 0 | 0 | 0 | 0 | 0 | 0 | 0 | 0 | 0 | 0 | 0 | 0 | 0 | 0 | 0 | 0 | 0 | 0 | 0 | 0 | 0 | 0 | 0 | 0
[9 empty] | Class 8 - Conservative | 0 | 0 | 0 | 0 | 0 | 0 | 0 | 0 | 0 | 0 | 0 | 0 | 0 | 0 | 0 | 0 | 0 | 0 | 0 | 0 | 0 | 0 | 0 | 0 | 0 | 0 | 0 | 0 | 0 | 0 | 0 | 0 | 0
[9 empty] | Class 9 - Advanced | 0 | 0 | 0 | 0 | 0 | 0 | 0 | 0 | 0 | 0 | 0 | 0 | 0 | 0 | 0 | 0 | 0 | 0 | 0 | 0 | 0 | 0 | 0 | 0 | 0 | 0 | 0 | 0 | 0 | 0 | 0 | 0 | 0
[9 empty] | Class 9 - Moderate | 0 | 0 | 0 | 0 | 0 | 0 | 0 | 0 | 0 | 0 | 0 | 0 | 0 | 0 | 0 | 0 | 0 | 0 | 0 | 0 | 0 | 0 | 0 | 0 | 0 | 0 | 0 | 0 | 0 | 0 | 0 | 0 | 0
[9 empty] | Class 9 - Conservative | 0 | 0 | 0 | 0 | 0 | 0 | 0 | 0 | 0 | 0 | 0 | 0 | 0 | 0 | 0 | 0 | 0 | 0 | 0 | 0 | 0 | 0 | 0 | 0 | 0 | 0 | 0 | 0 | 0 | 0 | 0 | 0 | 0
[9 empty] | Class 10 - Advanced | 0 | 0 | 0 | 0 | 0 | 0 | 0 | 0 | 0 | 0 | 0 | 0 | 0 | 0 | 0 | 0 | 0 | 0 | 0 | 0 | 0 | 0 | 0 | 0 | 0 | 0 | 0 | 0 | 0 | 0 | 0 | 0 | 0
[9 empty] | Class 10 - Moderate | 0 | 0 | 0 | 0 | 0 | 0 | 0 | 0 | 0 | 0 | 0 | 0 | 0 | 0 | 0 | 0 | 0 | 0 | 0 | 0 | 0 | 0 | 0 | 0 | 0 | 0 | 0 | 0 | 0 | 0 | 0 | 0 | 0
[9 empty] | Class 10 - Conservative | 0 | 0 | 0 | 0 | 0 | 0 | 0 | 0 | 0 | 0 | 0 | 0 | 0 | 0 | 0 | 0 | 0 | 0 | 0 | 0 | 0 | 0 | 0 | 0 | 0 | 0 | 0 | 0 | 0 | 0 | 0 | 0 | 0
[9 empty] | Class 11 - Advanced | 0 | 0 | 0 | 0 | 0 | 0 | 0 | 0 | 0 | 0 | 0 | 0 | 0 | 0 | 0 | 0 | 0 | 0 | 0 | 0 | 0 | 0 | 0 | 0 | 0 | 0 | 0 | 0 | 0 | 0 | 0 | 0 | 0
[9 empty] | Class 11 - Moderate | 0 | 0 | 0 | 0 | 0 | 0 | 0 | 0 | 0 | 0 | 0 | 0 | 0 | 0 | 0 | 0 | 0 | 0 | 0 | 0 | 0 | 0 | 0 | 0 | 0 | 0 | 0 | 0 | 0 | 0 | 0 | 0 | 0
[9 empty] | Class 11 - Conservative | 0 | 0 | 0 | 0 | 0 | 0 | 0 | 0 | 0 | 0 | 0 | 0 | 0 | 0 | 0 | 0 | 0 | 0 | 0 | 0 | 0 | 0 | 0 | 0 | 0 | 0 | 0 | 0 | 0 | 0 | 0 | 0 | 0
[9 empty] | Class 12 - Advanced | 0 | 0 | 0 | 0 | 0 | 0 | 0 | 0 | 0 | 0 | 0 | 0 | 0 | 0 | 0 | 0 | 0 | 0 | 0 | 0 | 0 | 0 | 0 | 0 | 0 | 0 | 0 | 0 | 0 | 0 | 0 | 0 | 0
[9 empty] | Class 12 - Moderate | 0 | 0 | 0 | 0 | 0 | 0 | 0 | 0 | 0 | 0 | 0 | 0 | 0 | 0 | 0 | 0 | 0 | 0 | 0 | 0 | 0 | 0 | 0 | 0 | 0 | 0 | 0 | 0 | 0 | 0 | 0 | 0 | 0
[9 empty] | Class 12 - Conservative | 0 | 0 | 0 | 0 | 0 | 0 | 0 | 0 | 0 | 0 | 0 | 0 | 0 | 0 | 0 | 0 | 0 | 0 | 0 | 0 | 0 | 0 | 0 | 0 | 0 | 0 | 0 | 0 | 0 | 0 | 0 | 0 | 0
[9 empty] | Class 13 - Advanced | 0 | 0 | 0 | 0 | 0 | 0 | 0 | 0 | 0 | 0 | 0 | 0 | 0 | 0 | 0 | 0 | 0 | 0 | 0 | 0 | 0 | 0 | 0 | 0 | 0 | 0 | 0 | 0 | 0 | 0 | 0 | 0 | 0
[9 empty] | Class 13 - Moderate | 0 | 0 | 0 | 0 | 0 | 0 | 0 | 0 | 0 | 0 | 0 | 0 | 0 | 0 | 0 | 0 | 0 | 0 | 0 | 0 | 0 | 0 | 0 | 0 | 0 | 0 | 0 | 0 | 0 | 0 | 0 | 0 | 0
[9 empty] | Class 13 - Conservative | 0 | 0 | 0 | 0 | 0 | 0 | 0 | 0 | 0 | 0 | 0 | 0 | 0 | 0 | 0 | 0 | 0 | 0 | 0 | 0 | 0 | 0 | 0 | 0 | 0 | 0 | 0 | 0 | 0 | 0 | 0 | 0 | 0
[9 empty] | Class 14 - Advanced | 0 | 0 | 0 | 0 | 0 | 0 | 0 | 0 | 0 | 0 | 0 | 0 | 0 | 0 | 0 | 0 | 0 | 0 | 0 | 0 | 0 | 0 | 0 | 0 | 0 | 0 | 0 | 0 | 0 | 0 | 0 | 0 | 0
[9 empty] | Class 14 - Moderate | 0 | 0 | 0 | 0 | 0 | 0 | 0 | 0 | 0 | 0 | 0 | 0 | 0 | 0 | 0 | 0 | 0 | 0 | 0 | 0 | 0 | 0 | 0 | 0 | 0 | 0 | 0 | 0 | 0 | 0 | 0 | 0 | 0
[9 empty] | Class 14 - Conservative | 0 | 0 | 0 | 0 | 0 | 0 | 0 | 0 | 0 | 0 | 0 | 0 | 0 | 0 | 0 | 0 | 0 | 0 | 0 | 0 | 0 | 0 | 0 | 0 | 0 | 0 | 0 | 0 | 0 | 0 | 0 | 0 | 0
[10 empty] | 2018 | 2019 | 2020 | 2021 | 2022 | 2023 | 2024 | 2025 | 2026 | 2027 | 2028 | 2029 | 2030 | 2031 | 2032 | 2033 | 2034 | 2035 | 2036 | 2037 | 2038 | 2039 | 2040 | 2041 | 2042 | 2043 | 2044 | 2045 | 2046 | 2047 | 2048 | 2049 | 2050
[6 empty] | Finance |  | Assumptions | Inflation Rate | 2.2% | 2.2% | 2.2% | 2.2% | 2.2% | 2.2% | 2.2% | 2.2% | 2.2% | 2.2% | 2.2% | 2.2% | 2.2% | 2.2% | 2.2% | 2.2% | 2.2% | 2.2% | 2.2% | 2.2% | 2.2% | 2.2% | 2.2% | 2.2% | 2.2% | 2.2% | 2.2% | 2.2% | 2.2% | 2.2% | 2.2% | 2.2% | 2.2%
Interest Rate Nominal - Advanced | bar: 2018 to 2050
Interest Rate Nominal - Moderate | bar: 2018 to 2050
Interest Rate Nominal - Conservative | bar: 2018 to 2050
[9 empty] | Calculated Interest Rate Real - Advanced | 1.463% | 1.463% | 1.463% | 1.463% | 1.463% | 1.463% | 1.463% | 1.463% | 1.463% | 1.463% | 1.463% | 1.463% | 1.463% | 1.463% | 1.463% | 1.463% | 1.463% | 1.463% | 1.463% | 1.463% | 1.463% | 1.463% | 1.463% | 1.463% | 1.463% | 1.463% | 1.463% | 1.463% | 1.463% | 1.463% | 1.463% | 1.463% | 1.463%
[9 empty] | Calculated Interest Rate Real - Moderate | 1.463% | 1.463% | 1.463% | 1.463% | 1.463% | 1.463% | 1.463% | 1.463% | 1.463% | 1.463% | 1.463% | 1.463% | 1.463% | 1.463% | 1.463% | 1.463% | 1.463% | 1.463% | 1.463% | 1.463% | 1.463% | 1.463% | 1.463% | 1.463% | 1.463% | 1.463% | 1.463% | 1.463% | 1.463% | 1.463% | 1.463% | 1.463% | 1.463%
[9 empty] | Calculated Interest Rate Real - Conservative | 1.463% | 1.463% | 1.463% | 1.463% | 1.463% | 1.463% | 1.463% | 1.463% | 1.463% | 1.463% | 1.463% | 1.463% | 1.463% | 1.463% | 1.463% | 1.463% | 1.463% | 1.463% | 1.463% | 1.463% | 1.463% | 1.463% | 1.463% | 1.463% | 1.463% | 1.463% | 1.463% | 1.463% | 1.463% | 1.463% | 1.463% | 1.463% | 1.463%
Interest During Construction - Nominal | bar: 2018 to 2050
[9 empty] | Rate of Return on Equity Nominal - Advanced | 10% | 10% | 10% | 10% | 10% | 10% | 10% | 10% | 10% | 10% | 10% | 10% | 10% | 10% | 10% | 10% | 10% | 10% | 10% | 10% | 10% | 10% | 10% | 10% | 10% | 10% | 10% | 10% | 10% | 10% | 10% | 10% | 10%
[9 empty] | Rate of Return on Equity Nominal - Moderate | 10% | 10% | 10% | 10% | 10% | 10% | 10% | 10% | 10% | 10% | 10% | 10% | 10% | 10% | 10% | 10% | 10% | 10% | 10% | 10% | 10% | 10% | 10% | 10% | 10% | 10% | 10% | 10% | 10% | 10% | 10% | 10% | 10%
[9 empty] | Rate of Return on Equity Nominal - Conservative | 10% | 10% | 10% | 10% | 10% | 10% | 10% | 10% | 10% | 10% | 10% | 10% | 10% | 10% | 10% | 10% | 10% | 10% | 10% | 10% | 10% | 10% | 10% | 10% | 10% | 10% | 10% | 10% | 10% | 10% | 10% | 10% | 10%
[9 empty] | Calculated Rate of Return on Equity Real - Advanced | 7.317% | 7.317% | 7.317% | 7.317% | 7.317% | 7.317% | 7.317% | 7.317% | 7.317% | 7.317% | 7.317% | 7.317% | 7.317% | 7.317% | 7.317% | 7.317% | 7.317% | 7.317% | 7.317% | 7.317% | 7.317% | 7.317% | 7.317% | 7.317% | 7.317% | 7.317% | 7.317% | 7.317% | 7.317% | 7.317% | 7.317% | 7.317% | 7.317%
[9 empty] | Calculated Rate of Return on Equity Real - Moderate | 7.317% | 7.317% | 7.317% | 7.317% | 7.317% | 7.317% | 7.317% | 7.317% | 7.317% | 7.317% | 7.317% | 7.317% | 7.317% | 7.317% | 7.317% | 7.317% | 7.317% | 7.317% | 7.317% | 7.317% | 7.317% | 7.317% | 7.317% | 7.317% | 7.317% | 7.317% | 7.317% | 7.317% | 7.317% | 7.317% | 7.317% | 7.317% | 7.317%
[9 empty] | Calculated Rate of Return on Equity Real - Conservative | 7.317% | 7.317% | 7.317% | 7.317% | 7.317% | 7.317% | 7.317% | 7.317% | 7.317% | 7.317% | 7.317% | 7.317% | 7.317% | 7.317% | 7.317% | 7.317% | 7.317% | 7.317% | 7.317% | 7.317% | 7.317% | 7.317% | 7.317% | 7.317% | 7.317% | 7.317% | 7.317% | 7.317% | 7.317% | 7.317% | 7.317% | 7.317% | 7.317%
[9 empty] | Debt Fraction - Advanced | 68.5% | 68.5% | 68.5% | 68.5% | 68.5% | 68.5% | 68.5% | 68.5% | 68.5% | 68.5% | 68.5% | 68.5% | 68.5% | 68.5% | 68.5% | 68.5% | 68.5% | 68.5% | 68.5% | 68.5% | 68.5% | 68.5% | 68.5% | 68.5% | 68.5% | 68.5% | 68.5% | 68.5% | 68.5% | 68.5% | 68.5% | 68.5% | 68.5%
[9 empty] | Debt Fraction - Moderate | 68.5% | 68.5% | 68.5% | 68.5% | 68.5% | 68.5% | 68.5% | 68.5% | 68.5% | 68.5% | 68.5% | 68.5% | 68.5% | 68.5% | 68.5% | 68.5% | 68.5% | 68.5% | 68.5% | 68.5% | 68.5% | 68.5% | 68.5% | 68.5% | 68.5% | 68.5% | 68.5% | 68.5% | 68.5% | 68.5% | 68.5% | 68.5% | 68.5%
[9 empty] | Debt Fraction - Conservative | 68.5% | 68.5% | 68.5% | 68.5% | 68.5% | 68.5% | 68.5% | 68.5% | 68.5% | 68.5% | 68.5% | 68.5% | 68.5% | 68.5% | 68.5% | 68.5% | 68.5% | 68.5% | 68.5% | 68.5% | 68.5% | 68.5% | 68.5% | 68.5% | 68.5% | 68.5% | 68.5% | 68.5% | 68.5% | 68.5% | 68.5% | 68.5% | 68.5%
[9 empty] | Tax Rate (Federal and State) | 26% | 26% | 26% | 26% | 26% | 26% | 26% | 26% | 26% | 26% | 26% | 26% | 26% | 26% | 26% | 26% | 26% | 26% | 26% | 26% | 26% | 26% | 26% | 26% | 26% | 26% | 26% | 26% | 26% | 26% | 26% | 26% | 26%
[9 empty] | WACC Nominal - Advanced | 7.27% | 7.27% | 7.27% | 7.27% | 7.27% | 7.27% | 7.27% | 7.27% | 7.27% | 7.27% | 7.27% | 7.27% | 7.27% | 7.27% | 7.27% | 7.27% | 7.27% | 7.27% | 7.27% | 7.27% | 7.27% | 7.27% | 7.27% | 7.27% | 7.27% | 7.27% | 7.27% | 7.27% | 7.27% | 7.27% | 7.27% | 7.27% | 7.27%
[9 empty] | WACC Nominal - Moderate | 7.27% | 7.27% | 7.27% | 7.27% | 7.27% | 7.27% | 7.27% | 7.27% | 7.27% | 7.27% | 7.27% | 7.27% | 7.27% | 7.27% | 7.27% | 7.27% | 7.27% | 7.27% | 7.27% | 7.27% | 7.27% | 7.27% | 7.27% | 7.27% | 7.27% | 7.27% | 7.27% | 7.27% | 7.27% | 7.27% | 7.27% | 7.27% | 7.27%
[9 empty] | WACC Nominal - Conservative | 7.27% | 7.27% | 7.27% | 7.27% | 7.27% | 7.27% | 7.27% | 7.27% | 7.27% | 7.27% | 7.27% | 7.27% | 7.27% | 7.27% | 7.27% | 7.27% | 7.27% | 7.27% | 7.27% | 7.27% | 7.27% | 7.27% | 7.27% | 7.27% | 7.27% | 7.27% | 7.27% | 7.27% | 7.27% | 7.27% | 7.27% | 7.27% | 7.27%
[9 empty] | WACC Real - Advanced | 4.961% | 4.961% | 4.961% | 4.961% | 4.961% | 4.961% | 4.961% | 4.961% | 4.961% | 4.961% | 4.961% | 4.961% | 4.961% | 4.961% | 4.961% | 4.961% | 4.961% | 4.961% | 4.961% | 4.961% | 4.961% | 4.961% | 4.961% | 4.961% | 4.961% | 4.961% | 4.961% | 4.961% | 4.961% | 4.961% | 4.961% | 4.961% | 4.961%
[9 empty] | WACC Real - Moderate | 4.961% | 4.961% | 4.961% | 4.961% | 4.961% | 4.961% | 4.961% | 4.961% | 4.961% | 4.961% | 4.961% | 4.961% | 4.961% | 4.961% | 4.961% | 4.961% | 4.961% | 4.961% | 4.961% | 4.961% | 4.961% | 4.961% | 4.961% | 4.961% | 4.961% | 4.961% | 4.961% | 4.961% | 4.961% | 4.961% | 4.961% | 4.961% | 4.961%
[9 empty] | WACC Real - Conservative | 4.961% | 4.961% | 4.961% | 4.961% | 4.961% | 4.961% | 4.961% | 4.961% | 4.961% | 4.961% | 4.961% | 4.961% | 4.961% | 4.961% | 4.961% | 4.961% | 4.961% | 4.961% | 4.961% | 4.961% | 4.961% | 4.961% | 4.961% | 4.961% | 4.961% | 4.961% | 4.961% | 4.961% | 4.961% | 4.961% | 4.961% | 4.961% | 4.961%
[9 empty] | Capital Recovery Factor (CRF) Nominal - Advanced | 6.643% | 6.643% | 6.643% | 6.643% | 6.643% | 6.643% | 6.643% | 6.643% | 6.643% | 6.643% | 6.643% | 6.643% | 6.643% | 6.643% | 6.643% | 6.643% | 6.643% | 6.643% | 6.643% | 6.643% | 6.643% | 6.643% | 6.643% | 6.643% | 6.643% | 6.643% | 6.643% | 6.643% | 6.643% | 6.643% | 6.643% | 6.643% | 6.643%
[9 empty] | Capital Recovery Factor (CRF) Nominal - Moderate | 6.643% | 6.643% | 6.643% | 6.643% | 6.643% | 6.643% | 6.643% | 6.643% | 6.643% | 6.643% | 6.643% | 6.643% | 6.643% | 6.643% | 6.643% | 6.643% | 6.643% | 6.643% | 6.643% | 6.643% | 6.643% | 6.643% | 6.643% | 6.643% | 6.643% | 6.643% | 6.643% | 6.643% | 6.643% | 6.643% | 6.643% | 6.643% | 6.643%
[9 empty] | Capital Recovery Factor (CRF) Nominal - Conservative | 6.643% | 6.643% | 6.643% | 6.643% | 6.643% | 6.643% | 6.643% | 6.643% | 6.643% | 6.643% | 6.643% | 6.643% | 6.643% | 6.643% | 6.643% | 6.643% | 6.643% | 6.643% | 6.643% | 6.643% | 6.643% | 6.643% | 6.643% | 6.643% | 6.643% | 6.643% | 6.643% | 6.643% | 6.643% | 6.643% | 6.643% | 6.643% | 6.643%
[9 empty] | Capital Recovery Factor (CRF) Real - Advanced | 4.854% | 4.854% | 4.854% | 4.854% | 4.854% | 4.854% | 4.854% | 4.854% | 4.854% | 4.854% | 4.854% | 4.854% | 4.854% | 4.854% | 4.854% | 4.854% | 4.854% | 4.854% | 4.854% | 4.854% | 4.854% | 4.854% | 4.854% | 4.854% | 4.854% | 4.854% | 4.854% | 4.854% | 4.854% | 4.854% | 4.854% | 4.854% | 4.854%
[9 empty] | Capital Recovery Factor (CRF) Real - Moderate | 4.854% | 4.854% | 4.854% | 4.854% | 4.854% | 4.854% | 4.854% | 4.854% | 4.854% | 4.854% | 4.854% | 4.854% | 4.854% | 4.854% | 4.854% | 4.854% | 4.854% | 4.854% | 4.854% | 4.854% | 4.854% | 4.854% | 4.854% | 4.854% | 4.854% | 4.854% | 4.854% | 4.854% | 4.854% | 4.854% | 4.854% | 4.854% | 4.854%
[9 empty] | Capital Recovery Factor (CRF) Real - Conservative | 4.854% | 4.854% | 4.854% | 4.854% | 4.854% | 4.854% | 4.854% | 4.854% | 4.854% | 4.854% | 4.854% | 4.854% | 4.854% | 4.854% | 4.854% | 4.854% | 4.854% | 4.854% | 4.854% | 4.854% | 4.854% | 4.854% | 4.854% | 4.854% | 4.854% | 4.854% | 4.854% | 4.854% | 4.854% | 4.854% | 4.854% | 4.854% | 4.854%
[10 empty] | 2018 | 2019 | 2020 | 2021 | 2022 | 2023 | 2024 | 2025 | 2026 | 2027 | 2028 | 2029 | 2030 | 2031 | 2032 | 2033 | 2034 | 2035 | 2036 | 2037 | 2038 | 2039 | 2040 | 2041 | 2042 | 2043 | 2044 | 2045 | 2046 | 2047 | 2048 | 2049 | 2050
[8 empty] | Weighted Average Cost of Capital (WACC) (Nominal) (%) | Class 1 - Advanced | 7.27% | 7.27% | 7.27% | 7.27% | 7.27% | 7.27% | 7.27% | 7.27% | 7.27% | 7.27% | 7.27% | 7.27% | 7.27% | 7.27% | 7.27% | 7.27% | 7.27% | 7.27% | 7.27% | 7.27% | 7.27% | 7.27% | 7.27% | 7.27% | 7.27% | 7.27% | 7.27% | 7.27% | 7.27% | 7.27% | 7.27% | 7.27% | 7.27%
[9 empty] | Class 1 - Moderate | 7.27% | 7.27% | 7.27% | 7.27% | 7.27% | 7.27% | 7.27% | 7.27% | 7.27% | 7.27% | 7.27% | 7.27% | 7.27% | 7.27% | 7.27% | 7.27% | 7.27% | 7.27% | 7.27% | 7.27% | 7.27% | 7.27% | 7.27% | 7.27% | 7.27% | 7.27% | 7.27% | 7.27% | 7.27% | 7.27% | 7.27% | 7.27% | 7.27%
[9 empty] | Class 1 - Conservative | 7.27% | 7.27% | 7.27% | 7.27% | 7.27% | 7.27% | 7.27% | 7.27% | 7.27% | 7.27% | 7.27% | 7.27% | 7.27% | 7.27% | 7.27% | 7.27% | 7.27% | 7.27% | 7.27% | 7.27% | 7.27% | 7.27% | 7.27% | 7.27% | 7.27% | 7.27% | 7.27% | 7.27% | 7.27% | 7.27% | 7.27% | 7.27% | 7.27%
[9 empty] | Class 2 - Advanced | 7.27% | 7.27% | 7.27% | 7.27% | 7.27% | 7.27% | 7.27% | 7.27% | 7.27% | 7.27% | 7.27% | 7.27% | 7.27% | 7.27% | 7.27% | 7.27% | 7.27% | 7.27% | 7.27% | 7.27% | 7.27% | 7.27% | 7.27% | 7.27% | 7.27% | 7.27% | 7.27% | 7.27% | 7.27% | 7.27% | 7.27% | 7.27% | 7.27%
[9 empty] | Class 2 - Moderate | 7.27% | 7.27% | 7.27% | 7.27% | 7.27% | 7.27% | 7.27% | 7.27% | 7.27% | 7.27% | 7.27% | 7.27% | 7.27% | 7.27% | 7.27% | 7.27% | 7.27% | 7.27% | 7.27% | 7.27% | 7.27% | 7.27% | 7.27% | 7.27% | 7.27% | 7.27% | 7.27% | 7.27% | 7.27% | 7.27% | 7.27% | 7.27% | 7.27%
[9 empty] | Class 2 - Conservative | 7.27% | 7.27% | 7.27% | 7.27% | 7.27% | 7.27% | 7.27% | 7.27% | 7.27% | 7.27% | 7.27% | 7.27% | 7.27% | 7.27% | 7.27% | 7.27% | 7.27% | 7.27% | 7.27% | 7.27% | 7.27% | 7.27% | 7.27% | 7.27% | 7.27% | 7.27% | 7.27% | 7.27% | 7.27% | 7.27% | 7.27% | 7.27% | 7.27%
[9 empty] | Class 3 - Advanced | 7.27% | 7.27% | 7.27% | 7.27% | 7.27% | 7.27% | 7.27% | 7.27% | 7.27% | 7.27% | 7.27% | 7.27% | 7.27% | 7.27% | 7.27% | 7.27% | 7.27% | 7.27% | 7.27% | 7.27% | 7.27% | 7.27% | 7.27% | 7.27% | 7.27% | 7.27% | 7.27% | 7.27% | 7.27% | 7.27% | 7.27% | 7.27% | 7.27%
[9 empty] | Class 3 - Moderate | 7.27% | 7.27% | 7.27% | 7.27% | 7.27% | 7.27% | 7.27% | 7.27% | 7.27% | 7.27% | 7.27% | 7.27% | 7.27% | 7.27% | 7.27% | 7.27% | 7.27% | 7.27% | 7.27% | 7.27% | 7.27% | 7.27% | 7.27% | 7.27% | 7.27% | 7.27% | 7.27% | 7.27% | 7.27% | 7.27% | 7.27% | 7.27% | 7.27%
[9 empty] | Class 3 - Conservative | 7.27% | 7.27% | 7.27% | 7.27% | 7.27% | 7.27% | 7.27% | 7.27% | 7.27% | 7.27% | 7.27% | 7.27% | 7.27% | 7.27% | 7.27% | 7.27% | 7.27% | 7.27% | 7.27% | 7.27% | 7.27% | 7.27% | 7.27% | 7.27% | 7.27% | 7.27% | 7.27% | 7.27% | 7.27% | 7.27% | 7.27% | 7.27% | 7.27%
[9 empty] | Class 4 - Advanced | 7.27% | 7.27% | 7.27% | 7.27% | 7.27% | 7.27% | 7.27% | 7.27% | 7.27% | 7.27% | 7.27% | 7.27% | 7.27% | 7.27% | 7.27% | 7.27% | 7.27% | 7.27% | 7.27% | 7.27% | 7.27% | 7.27% | 7.27% | 7.27% | 7.27% | 7.27% | 7.27% | 7.27% | 7.27% | 7.27% | 7.27% | 7.27% | 7.27%
[9 empty] | Class 4 - Moderate | 7.27% | 7.27% | 7.27% | 7.27% | 7.27% | 7.27% | 7.27% | 7.27% | 7.27% | 7.27% | 7.27% | 7.27% | 7.27% | 7.27% | 7.27% | 7.27% | 7.27% | 7.27% | 7.27% | 7.27% | 7.27% | 7.27% | 7.27% | 7.27% | 7.27% | 7.27% | 7.27% | 7.27% | 7.27% | 7.27% | 7.27% | 7.27% | 7.27%
[9 empty] | Class 4 - Conservative | 7.27% | 7.27% | 7.27% | 7.27% | 7.27% | 7.27% | 7.27% | 7.27% | 7.27% | 7.27% | 7.27% | 7.27% | 7.27% | 7.27% | 7.27% | 7.27% | 7.27% | 7.27% | 7.27% | 7.27% | 7.27% | 7.27% | 7.27% | 7.27% | 7.27% | 7.27% | 7.27% | 7.27% | 7.27% | 7.27% | 7.27% | 7.27% | 7.27%
[9 empty] | Class 5 - Advanced | 7.27% | 7.27% | 7.27% | 7.27% | 7.27% | 7.27% | 7.27% | 7.27% | 7.27% | 7.27% | 7.27% | 7.27% | 7.27% | 7.27% | 7.27% | 7.27% | 7.27% | 7.27% | 7.27% | 7.27% | 7.27% | 7.27% | 7.27% | 7.27% | 7.27% | 7.27% | 7.27% | 7.27% | 7.27% | 7.27% | 7.27% | 7.27% | 7.27%
[9 empty] | Class 5 - Moderate | 7.27% | 7.27% | 7.27% | 7.27% | 7.27% | 7.27% | 7.27% | 7.27% | 7.27% | 7.27% | 7.27% | 7.27% | 7.27% | 7.27% | 7.27% | 7.27% | 7.27% | 7.27% | 7.27% | 7.27% | 7.27% | 7.27% | 7.27% | 7.27% | 7.27% | 7.27% | 7.27% | 7.27% | 7.27% | 7.27% | 7.27% | 7.27% | 7.27%
[9 empty] | Class 5 - Conservative | 7.27% | 7.27% | 7.27% | 7.27% | 7.27% | 7.27% | 7.27% | 7.27% | 7.27% | 7.27% | 7.27% | 7.27% | 7.27% | 7.27% | 7.27% | 7.27% | 7.27% | 7.27% | 7.27% | 7.27% | 7.27% | 7.27% | 7.27% | 7.27% | 7.27% | 7.27% | 7.27% | 7.27% | 7.27% | 7.27% | 7.27% | 7.27% | 7.27%
[9 empty] | Class 6 - Advanced | 7.27% | 7.27% | 7.27% | 7.27% | 7.27% | 7.27% | 7.27% | 7.27% | 7.27% | 7.27% | 7.27% | 7.27% | 7.27% | 7.27% | 7.27% | 7.27% | 7.27% | 7.27% | 7.27% | 7.27% | 7.27% | 7.27% | 7.27% | 7.27% | 7.27% | 7.27% | 7.27% | 7.27% | 7.27% | 7.27% | 7.27% | 7.27% | 7.27%
[9 empty] | Class 6 - Moderate | 7.27% | 7.27% | 7.27% | 7.27% | 7.27% | 7.27% | 7.27% | 7.27% | 7.27% | 7.27% | 7.27% | 7.27% | 7.27% | 7.27% | 7.27% | 7.27% | 7.27% | 7.27% | 7.27% | 7.27% | 7.27% | 7.27% | 7.27% | 7.27% | 7.27% | 7.27% | 7.27% | 7.27% | 7.27% | 7.27% | 7.27% | 7.27% | 7.27%
[9 empty] | Class 6 - Conservative | 7.27% | 7.27% | 7.27% | 7.27% | 7.27% | 7.27% | 7.27% | 7.27% | 7.27% | 7.27% | 7.27% | 7.27% | 7.27% | 7.27% | 7.27% | 7.27% | 7.27% | 7.27% | 7.27% | 7.27% | 7.27% | 7.27% | 7.27% | 7.27% | 7.27% | 7.27% | 7.27% | 7.27% | 7.27% | 7.27% | 7.27% | 7.27% | 7.27%
[9 empty] | Class 7 - Advanced | 7.27% | 7.27% | 7.27% | 7.27% | 7.27% | 7.27% | 7.27% | 7.27% | 7.27% | 7.27% | 7.27% | 7.27% | 7.27% | 7.27% | 7.27% | 7.27% | 7.27% | 7.27% | 7.27% | 7.27% | 7.27% | 7.27% | 7.27% | 7.27% | 7.27% | 7.27% | 7.27% | 7.27% | 7.27% | 7.27% | 7.27% | 7.27% | 7.27%
[9 empty] | Class 7 - Moderate | 7.27% | 7.27% | 7.27% | 7.27% | 7.27% | 7.27% | 7.27% | 7.27% | 7.27% | 7.27% | 7.27% | 7.27% | 7.27% | 7.27% | 7.27% | 7.27% | 7.27% | 7.27% | 7.27% | 7.27% | 7.27% | 7.27% | 7.27% | 7.27% | 7.27% | 7.27% | 7.27% | 7.27% | 7.27% | 7.27% | 7.27% | 7.27% | 7.27%
[9 empty] | Class 7 - Conservative | 7.27% | 7.27% | 7.27% | 7.27% | 7.27% | 7.27% | 7.27% | 7.27% | 7.27% | 7.27% | 7.27% | 7.27% | 7.27% | 7.27% | 7.27% | 7.27% | 7.27% | 7.27% | 7.27% | 7.27% | 7.27% | 7.27% | 7.27% | 7.27% | 7.27% | 7.27% | 7.27% | 7.27% | 7.27% | 7.27% | 7.27% | 7.27% | 7.27%
[9 empty] | Class 8 - Advanced | 7.27% | 7.27% | 7.27% | 7.27% | 7.27% | 7.27% | 7.27% | 7.27% | 7.27% | 7.27% | 7.27% | 7.27% | 7.27% | 7.27% | 7.27% | 7.27% | 7.27% | 7.27% | 7.27% | 7.27% | 7.27% | 7.27% | 7.27% | 7.27% | 7.27% | 7.27% | 7.27% | 7.27% | 7.27% | 7.27% | 7.27% | 7.27% | 7.27%
[9 empty] | Class 8 - Moderate | 7.27% | 7.27% | 7.27% | 7.27% | 7.27% | 7.27% | 7.27% | 7.27% | 7.27% | 7.27% | 7.27% | 7.27% | 7.27% | 7.27% | 7.27% | 7.27% | 7.27% | 7.27% | 7.27% | 7.27% | 7.27% | 7.27% | 7.27% | 7.27% | 7.27% | 7.27% | 7.27% | 7.27% | 7.27% | 7.27% | 7.27% | 7.27% | 7.27%
[9 empty] | Class 8 - Conservative | 7.27% | 7.27% | 7.27% | 7.27% | 7.27% | 7.27% | 7.27% | 7.27% | 7.27% | 7.27% | 7.27% | 7.27% | 7.27% | 7.27% | 7.27% | 7.27% | 7.27% | 7.27% | 7.27% | 7.27% | 7.27% | 7.27% | 7.27% | 7.27% | 7.27% | 7.27% | 7.27% | 7.27% | 7.27% | 7.27% | 7.27% | 7.27% | 7.27%
[9 empty] | Class 9 - Advanced | 7.27% | 7.27% | 7.27% | 7.27% | 7.27% | 7.27% | 7.27% | 7.27% | 7.27% | 7.27% | 7.27% | 7.27% | 7.27% | 7.27% | 7.27% | 7.27% | 7.27% | 7.27% | 7.27% | 7.27% | 7.27% | 7.27% | 7.27% | 7.27% | 7.27% | 7.27% | 7.27% | 7.27% | 7.27% | 7.27% | 7.27% | 7.27% | 7.27%
[9 empty] | Class 9 - Moderate | 7.27% | 7.27% | 7.27% | 7.27% | 7.27% | 7.27% | 7.27% | 7.27% | 7.27% | 7.27% | 7.27% | 7.27% | 7.27% | 7.27% | 7.27% | 7.27% | 7.27% | 7.27% | 7.27% | 7.27% | 7.27% | 7.27% | 7.27% | 7.27% | 7.27% | 7.27% | 7.27% | 7.27% | 7.27% | 7.27% | 7.27% | 7.27% | 7.27%
[9 empty] | Class 9 - Conservative | 7.27% | 7.27% | 7.27% | 7.27% | 7.27% | 7.27% | 7.27% | 7.27% | 7.27% | 7.27% | 7.27% | 7.27% | 7.27% | 7.27% | 7.27% | 7.27% | 7.27% | 7.27% | 7.27% | 7.27% | 7.27% | 7.27% | 7.27% | 7.27% | 7.27% | 7.27% | 7.27% | 7.27% | 7.27% | 7.27% | 7.27% | 7.27% | 7.27%
[9 empty] | Class 10 - Advanced | 7.27% | 7.27% | 7.27% | 7.27% | 7.27% | 7.27% | 7.27% | 7.27% | 7.27% | 7.27% | 7.27% | 7.27% | 7.27% | 7.27% | 7.27% | 7.27% | 7.27% | 7.27% | 7.27% | 7.27% | 7.27% | 7.27% | 7.27% | 7.27% | 7.27% | 7.27% | 7.27% | 7.27% | 7.27% | 7.27% | 7.27% | 7.27% | 7.27%
[9 empty] | Class 10 - Moderate | 7.27% | 7.27% | 7.27% | 7.27% | 7.27% | 7.27% | 7.27% | 7.27% | 7.27% | 7.27% | 7.27% | 7.27% | 7.27% | 7.27% | 7.27% | 7.27% | 7.27% | 7.27% | 7.27% | 7.27% | 7.27% | 7.27% | 7.27% | 7.27% | 7.27% | 7.27% | 7.27% | 7.27% | 7.27% | 7.27% | 7.27% | 7.27% | 7.27%
[9 empty] | Class 10 - Conservative | 7.27% | 7.27% | 7.27% | 7.27% | 7.27% | 7.27% | 7.27% | 7.27% | 7.27% | 7.27% | 7.27% | 7.27% | 7.27% | 7.27% | 7.27% | 7.27% | 7.27% | 7.27% | 7.27% | 7.27% | 7.27% | 7.27% | 7.27% | 7.27% | 7.27% | 7.27% | 7.27% | 7.27% | 7.27% | 7.27% | 7.27% | 7.27% | 7.27%
[9 empty] | Class 11 - Advanced | 7.27% | 7.27% | 7.27% | 7.27% | 7.27% | 7.27% | 7.27% | 7.27% | 7.27% | 7.27% | 7.27% | 7.27% | 7.27% | 7.27% | 7.27% | 7.27% | 7.27% | 7.27% | 7.27% | 7.27% | 7.27% | 7.27% | 7.27% | 7.27% | 7.27% | 7.27% | 7.27% | 7.27% | 7.27% | 7.27% | 7.27% | 7.27% | 7.27%
[9 empty] | Class 11 - Moderate | 7.27% | 7.27% | 7.27% | 7.27% | 7.27% | 7.27% | 7.27% | 7.27% | 7.27% | 7.27% | 7.27% | 7.27% | 7.27% | 7.27% | 7.27% | 7.27% | 7.27% | 7.27% | 7.27% | 7.27% | 7.27% | 7.27% | 7.27% | 7.27% | 7.27% | 7.27% | 7.27% | 7.27% | 7.27% | 7.27% | 7.27% | 7.27% | 7.27%
[9 empty] | Class 11 - Conservative | 7.27% | 7.27% | 7.27% | 7.27% | 7.27% | 7.27% | 7.27% | 7.27% | 7.27% | 7.27% | 7.27% | 7.27% | 7.27% | 7.27% | 7.27% | 7.27% | 7.27% | 7.27% | 7.27% | 7.27% | 7.27% | 7.27% | 7.27% | 7.27% | 7.27% | 7.27% | 7.27% | 7.27% | 7.27% | 7.27% | 7.27% | 7.27% | 7.27%
[9 empty] | Class 12 - Advanced | 7.27% | 7.27% | 7.27% | 7.27% | 7.27% | 7.27% | 7.27% | 7.27% | 7.27% | 7.27% | 7.27% | 7.27% | 7.27% | 7.27% | 7.27% | 7.27% | 7.27% | 7.27% | 7.27% | 7.27% | 7.27% | 7.27% | 7.27% | 7.27% | 7.27% | 7.27% | 7.27% | 7.27% | 7.27% | 7.27% | 7.27% | 7.27% | 7.27%
[9 empty] | Class 12 - Moderate | 7.27% | 7.27% | 7.27% | 7.27% | 7.27% | 7.27% | 7.27% | 7.27% | 7.27% | 7.27% | 7.27% | 7.27% | 7.27% | 7.27% | 7.27% | 7.27% | 7.27% | 7.27% | 7.27% | 7.27% | 7.27% | 7.27% | 7.27% | 7.27% | 7.27% | 7.27% | 7.27% | 7.27% | 7.27% | 7.27% | 7.27% | 7.27% | 7.27%
[9 empty] | Class 12 - Conservative | 7.27% | 7.27% | 7.27% | 7.27% | 7.27% | 7.27% | 7.27% | 7.27% | 7.27% | 7.27% | 7.27% | 7.27% | 7.27% | 7.27% | 7.27% | 7.27% | 7.27% | 7.27% | 7.27% | 7.27% | 7.27% | 7.27% | 7.27% | 7.27% | 7.27% | 7.27% | 7.27% | 7.27% | 7.27% | 7.27% | 7.27% | 7.27% | 7.27%
[9 empty] | Class 13 - Advanced | 7.27% | 7.27% | 7.27% | 7.27% | 7.27% | 7.27% | 7.27% | 7.27% | 7.27% | 7.27% | 7.27% | 7.27% | 7.27% | 7.27% | 7.27% | 7.27% | 7.27% | 7.27% | 7.27% | 7.27% | 7.27% | 7.27% | 7.27% | 7.27% | 7.27% | 7.27% | 7.27% | 7.27% | 7.27% | 7.27% | 7.27% | 7.27% | 7.27%
[9 empty] | Class 13 - Moderate | 7.27% | 7.27% | 7.27% | 7.27% | 7.27% | 7.27% | 7.27% | 7.27% | 7.27% | 7.27% | 7.27% | 7.27% | 7.27% | 7.27% | 7.27% | 7.27% | 7.27% | 7.27% | 7.27% | 7.27% | 7.27% | 7.27% | 7.27% | 7.27% | 7.27% | 7.27% | 7.27% | 7.27% | 7.27% | 7.27% | 7.27% | 7.27% | 7.27%
[9 empty] | Class 13 - Conservative | 7.27% | 7.27% | 7.27% | 7.27% | 7.27% | 7.27% | 7.27% | 7.27% | 7.27% | 7.27% | 7.27% | 7.27% | 7.27% | 7.27% | 7.27% | 7.27% | 7.27% | 7.27% | 7.27% | 7.27% | 7.27% | 7.27% | 7.27% | 7.27% | 7.27% | 7.27% | 7.27% | 7.27% | 7.27% | 7.27% | 7.27% | 7.27% | 7.27%
[9 empty] | Class 14 - Advanced | 7.27% | 7.27% | 7.27% | 7.27% | 7.27% | 7.27% | 7.27% | 7.27% | 7.27% | 7.27% | 7.27% | 7.27% | 7.27% | 7.27% | 7.27% | 7.27% | 7.27% | 7.27% | 7.27% | 7.27% | 7.27% | 7.27% | 7.27% | 7.27% | 7.27% | 7.27% | 7.27% | 7.27% | 7.27% | 7.27% | 7.27% | 7.27% | 7.27%
[9 empty] | Class 14 - Moderate | 7.27% | 7.27% | 7.27% | 7.27% | 7.27% | 7.27% | 7.27% | 7.27% | 7.27% | 7.27% | 7.27% | 7.27% | 7.27% | 7.27% | 7.27% | 7.27% | 7.27% | 7.27% | 7.27% | 7.27% | 7.27% | 7.27% | 7.27% | 7.27% | 7.27% | 7.27% | 7.27% | 7.27% | 7.27% | 7.27% | 7.27% | 7.27% | 7.27%
[9 empty] | Class 14 - Conservative | 7.27% | 7.27% | 7.27% | 7.27% | 7.27% | 7.27% | 7.27% | 7.27% | 7.27% | 7.27% | 7.27% | 7.27% | 7.27% | 7.27% | 7.27% | 7.27% | 7.27% | 7.27% | 7.27% | 7.27% | 7.27% | 7.27% | 7.27% | 7.27% | 7.27% | 7.27% | 7.27% | 7.27% | 7.27% | 7.27% | 7.27% | 7.27% | 7.27%
[10 empty] | 2018 | 2019 | 2020 | 2021 | 2022 | 2023 | 2024 | 2025 | 2026 | 2027 | 2028 | 2029 | 2030 | 2031 | 2032 | 2033 | 2034 | 2035 | 2036 | 2037 | 2038 | 2039 | 2040 | 2041 | 2042 | 2043 | 2044 | 2045 | 2046 | 2047 | 2048 | 2049 | 2050
[6 empty] | Grid Connection Costs |  | Grid Connection Costs (GCC) ($/kW) | Class 1 - Advanced | 1010.5299 | 930.2388 | 882.2306 | 846.6831 | 817.4979 | 792.0053 | 768.8104 | 747.1024 | 726.3772 | 706.3066 | 686.6716 | 667.324 | 648.1639 | 629.1254 | 610.1671 | 604.2133 | 598.6297 | 593.3736 | 588.409 | 583.7058 | 579.2381 | 574.9837 | 570.9235 | 567.0407 | 563.3207 | 559.7506 | 556.3188 | 553.0153 | 549.8308 | 546.7573 | 543.7874 | 540.9144 | 538.1323
[9 empty] | Class 1 - Moderate | 1010.5299 | 944.7297 | 906.239 | 878.9295 | 857.7465 | 840.4388 | 825.8053 | 813.1293 | 801.9482 | 791.9463 | 782.8986 | 774.6386 | 767.0402 | 760.0051 | 753.4557 | 747.3291 | 741.574 | 736.148 | 731.0154 | 726.1461 | 721.5145 | 717.0984 | 712.8786 | 708.8384 | 704.9632 | 701.24 | 697.6573 | 694.2049 | 690.8737 | 687.6555 | 684.5427 | 681.5288 | 678.6077
[9 empty] | Class 1 - Conservative | 1010.5299 | 974.1744 | 963.908 | 956.6239 | 950.9739 | 946.3575 | 942.4544 | 939.0734 | 936.0911 | 933.4234 | 931.0102 | 928.807 | 926.7803 | 924.9039 | 923.157 | 921.5229 | 919.9879 | 918.5406 | 917.1717 | 915.8729 | 914.6375 | 913.4596 | 912.3341 | 911.2565 | 910.2229 | 909.2298 | 908.2742 | 907.3534 | 906.4649 | 905.6065 | 904.7763 | 903.9724 | 903.1933
[9 empty] | Class 2 - Advanced | 1046.8616 | 963.6838 | 913.9496 | 877.124 | 846.8895 | 820.4804 | 796.4515 | 773.9631 | 752.4927 | 731.7006 | 711.3596 | 691.3164 | 671.4674 | 651.7444 | 632.1045 | 625.9366 | 620.1523 | 614.7072 | 609.5642 | 604.6919 | 600.0635 | 595.6562 | 591.45 | 587.4276 | 583.5739 | 579.8753 | 576.3202 | 572.8979 | 569.599 | 566.415 | 563.3383 | 560.362 | 557.4798
[9 empty] | Class 2 - Moderate | 1046.8616 | 978.6957 | 938.8211 | 910.5297 | 888.5852 | 870.6552 | 855.4956 | 842.3638 | 830.7807 | 820.4193 | 811.0462 | 802.4893 | 794.6177 | 787.3297 | 780.5447 | 774.1979 | 768.2359 | 762.6148 | 757.2976 | 752.2533 | 747.4552 | 742.8803 | 738.5088 | 734.3233 | 730.3088 | 726.4517 | 722.7402 | 719.1638 | 715.7128 | 712.3788 | 709.1542 | 706.0319 | 703.0058
[9 empty] | Class 2 - Conservative | 1046.8616 | 1009.199 | 998.5635 | 991.0175 | 985.1644 | 980.382 | 976.3386 | 972.836 | 969.7465 | 966.9829 | 964.4829 | 962.2005 | 960.101 | 958.1571 | 956.3474 | 954.6545 | 953.0643 | 951.565 | 950.1468 | 948.8014 | 947.5216 | 946.3014 | 945.1354 | 944.019 | 942.9483 | 941.9195 | 940.9295 | 939.9756 | 939.0551 | 938.1659 | 937.3058 | 936.473 | 935.6659
[9 empty] | Class 3 - Advanced | 1054.8293 | 971.0185 | 920.9057 | 883.7999 | 853.3353 | 826.7251 | 802.5134 | 779.8538 | 758.22 | 737.2696 | 716.7738 | 696.5781 | 676.578 | 656.7049 | 636.9155 | 630.7007 | 624.8724 | 619.3858 | 614.2036 | 609.2942 | 604.6307 | 600.1898 | 595.9516 | 591.8986 | 588.0155 | 584.2888 | 580.7066 | 577.2583 | 573.9342 | 570.726 | 567.6259 | 564.6269 | 561.7228
[9 empty] | Class 3 - Moderate | 1054.8293 | 986.1446 | 945.9666 | 917.4598 | 895.3483 | 877.2818 | 862.0069 | 848.7751 | 837.1038 | 826.6635 | 817.2191 | 808.5971 | 800.6656 | 793.3221 | 786.4855 | 780.0903 | 774.083 | 768.4191 | 763.0615 | 757.9788 | 753.1441 | 748.5344 | 744.1296 | 739.9123 | 735.8672 | 731.9808 | 728.2411 | 724.6374 | 721.1601 | 717.8008 | 714.5516 | 711.4056 | 708.3564
[9 empty] | Class 3 - Conservative | 1054.8293 | 1016.8801 | 1006.1637 | 998.5602 | 992.6626 | 987.8438 | 983.7696 | 980.2404 | 977.1274 | 974.3427 | 971.8236 | 969.5239 | 967.4084 | 965.4497 | 963.6262 | 961.9205 | 960.3182 | 958.8075 | 957.3785 | 956.0228 | 954.7333 | 953.5037 | 952.3289 | 951.204 | 950.1251 | 949.0885 | 948.091 | 947.1298 | 946.2024 | 945.3064 | 944.4397 | 943.6006 | 942.7873
[9 empty] | Class 4 - Advanced | 1078.3994 | 992.7158 | 941.4833 | 903.5483 | 872.403 | 845.1983 | 820.4455 | 797.2796 | 775.1624 | 753.7438 | 732.7901 | 712.1431 | 691.6961 | 671.3789 | 651.1473 | 644.7937 | 638.8351 | 633.226 | 627.928 | 622.9089 | 618.1411 | 613.601 | 609.2681 | 605.1245 | 601.1547 | 597.3447 | 593.6825 | 590.1571 | 586.7588 | 583.4788 | 580.3094 | 577.2435 | 574.2745
[9 empty] | Class 4 - Moderate | 1078.3994 | 1008.1799 | 967.1042 | 937.9604 | 915.3548 | 896.8847 | 881.2684 | 867.7409 | 855.8089 | 845.1353 | 835.4799 | 826.6651 | 818.5564 | 811.0489 | 804.0595 | 797.5214 | 791.3798 | 785.5894 | 780.1121 | 774.9158 | 769.9731 | 765.2604 | 760.7572 | 756.4456 | 752.3102 | 748.3369 | 744.5136 | 740.8294 | 737.2744 | 733.84 | 730.5182 | 727.3019 | 724.1846
[9 empty] | Class 4 - Conservative | 1078.3994 | 1039.6022 | 1028.6463 | 1020.873 | 1014.8435 | 1009.9171 | 1005.7519 | 1002.1438 | 998.9612 | 996.1143 | 993.539 | 991.1879 | 989.0251 | 987.0226 | 985.1584 | 983.4145 | 981.7764 | 980.232 | 978.771 | 977.3851 | 976.0667 | 974.8097 | 973.6086 | 972.4586 | 971.3556 | 970.2958 | 969.2761 | 968.2934 | 967.3452 | 966.4292 | 965.5432 | 964.6853 | 963.8538
[9 empty] | Class 5 - Advanced | 1228.376 | 1130.7761 | 1072.4185 | 1029.2077 | 993.7309 | 962.7427 | 934.5475 | 908.1598 | 882.9667 | 858.5694 | 834.7016 | 811.1831 | 787.8926 | 764.7498 | 741.7045 | 734.4672 | 727.68 | 721.2908 | 715.256 | 709.5388 | 704.108 | 698.9365 | 694.001 | 689.2812 | 684.7592 | 680.4194 | 676.2478 | 672.2321 | 668.3612 | 664.6251 | 661.015 | 657.5226 | 654.1407
[9 empty] | Class 5 - Moderate | 1228.376 | 1148.3908 | 1101.6025 | 1068.4056 | 1042.6562 | 1021.6173 | 1003.8292 | 988.4205 | 974.829 | 962.671 | 951.6728 | 941.6322 | 932.3957 | 923.8441 | 915.8827 | 908.4353 | 901.4396 | 894.8438 | 888.6048 | 882.6859 | 877.0558 | 871.6876 | 866.5581 | 861.647 | 856.9364 | 852.4105 | 848.0555 | 843.8589 | 839.8096 | 835.8975 | 832.1138 | 828.4502 | 824.8993
[9 empty] | Class 5 - Conservative | 1228.376 | 1184.1831 | 1171.7036 | 1162.8492 | 1155.9811 | 1150.3696 | 1145.6251 | 1141.5152 | 1137.89 | 1134.6472 | 1131.7137 | 1129.0356 | 1126.572 | 1124.2911 | 1122.1676 | 1120.1812 | 1118.3153 | 1116.556 | 1114.8919 | 1113.3132 | 1111.8115 | 1110.3797 | 1109.0115 | 1107.7016 | 1106.4452 | 1105.238 | 1104.0765 | 1102.9571 | 1101.8771 | 1100.8336 | 1099.8244 | 1098.8472 | 1097.9001
[9 empty] | Class 6 - Advanced | 1168.8716 | 1075.9996 | 1020.4689 | 979.3513 | 945.5931 | 916.106 | 889.2766 | 864.1672 | 840.1945 | 816.979 | 794.2674 | 771.8882 | 749.7258 | 727.7041 | 705.7752 | 698.8885 | 692.4301 | 686.3503 | 680.6079 | 675.1677 | 669.9999 | 665.0789 | 660.3825 | 655.8913 | 651.5884 | 647.4588 | 643.4894 | 639.6682 | 635.9848 | 632.4297 | 628.9944 | 625.6712 | 622.4531
[9 empty] | Class 6 - Moderate | 1168.8716 | 1092.761 | 1048.2392 | 1016.6504 | 992.1483 | 972.1286 | 955.2022 | 940.5399 | 927.6068 | 916.0378 | 905.5723 | 896.0181 | 887.229 | 879.0917 | 871.5159 | 864.4293 | 857.7725 | 851.4962 | 845.5594 | 839.9272 | 834.5698 | 829.4617 | 824.5807 | 819.9075 | 815.4251 | 811.1185 | 806.9744 | 802.9811 | 799.1279 | 795.4054 | 791.8049 | 788.3188 | 784.9399
[9 empty] | Class 6 - Conservative | 1168.8716 | 1126.8195 | 1114.9444 | 1106.519 | 1099.9837 | 1094.6439 | 1090.1292 | 1086.2184 | 1082.7689 | 1079.6831 | 1076.8917 | 1074.3434 | 1071.9991 | 1069.8287 | 1067.8081 | 1065.9179 | 1064.1424 | 1062.4684 | 1060.8849 | 1059.3826 | 1057.9537 | 1056.5912 | 1055.2893 | 1054.0429 | 1052.8473 | 1051.6986 | 1050.5933 | 1049.5282 | 1048.5005 | 1047.5076 | 1046.5472 | 1045.6174 | 1044.7162
[9 empty] | Class 7 - Advanced | 921.0193 | 847.8402 | 804.0845 | 771.6857 | 745.0857 | 721.8512 | 700.7108 | 680.9257 | 662.0362 | 643.7435 | 625.8477 | 608.2139 | 590.7509 | 573.3988 | 556.1198 | 550.6934 | 545.6044 | 540.8138 | 536.289 | 532.0024 | 527.9304 | 524.0529 | 520.3523 | 516.8135 | 513.423 | 510.169 | 507.0413 | 504.0303 | 501.128 | 498.3267 | 495.6199 | 493.0013 | 490.4656
[9 empty] | Class 7 - Moderate | 921.0193 | 861.0475 | 825.9663 | 801.0758 | 781.7692 | 765.9945 | 752.6573 | 741.104 | 730.9133 | 721.7974 | 713.5511 | 706.0228 | 699.0974 | 692.6855 | 686.7162 | 681.1322 | 675.8869 | 670.9415 | 666.2636 | 661.8256 | 657.6043 | 653.5793 | 649.7333 | 646.051 | 642.519 | 639.1256 | 635.8603 | 632.7137 | 629.6776 | 626.7444 | 623.9074 | 621.1605 | 618.4981
[9 empty] | Class 7 - Conservative | 921.0193 | 887.8841 | 878.5271 | 871.8882 | 866.7387 | 862.5312 | 858.9738 | 855.8923 | 853.1742 | 850.7427 | 848.5432 | 846.5353 | 844.6881 | 842.9779 | 841.3857 | 839.8964 | 838.4973 | 837.1782 | 835.9305 | 834.7468 | 833.6209 | 832.5473 | 831.5215 | 830.5393 | 829.5973 | 828.6922 | 827.8212 | 826.982 | 826.1722 | 825.3898 | 824.6331 | 823.9004 | 823.1903
[9 empty] | Class 8 - Advanced | 1161.8156 | 1077.9661 | 1027.5472 | 989.9546 | 958.8438 | 931.4371 | 906.2841 | 882.5436 | 859.6941 | 837.3984 | 815.4332 | 793.6496 | 771.9496 | 750.271 | 728.5776 | 722.3309 | 716.4716 | 710.9547 | 705.743 | 700.8047 | 696.1129 | 691.6445 | 687.3793 | 683.2998 | 679.3909 | 675.6388 | 672.0317 | 668.5589 | 665.2109 | 661.9791 | 658.8559 | 655.8342 | 652.9077
[9 empty] | Class 8 - Moderate | 1161.8156 | 1093.2261 | 1053.1039 | 1024.6366 | 1002.5558 | 984.5144 | 969.2606 | 956.0472 | 944.3921 | 933.9663 | 924.535 | 915.9249 | 908.0043 | 900.6711 | 893.844 | 887.4577 | 881.4586 | 875.8026 | 870.4524 | 865.3768 | 860.5488 | 855.9455 | 851.5468 | 847.3354 | 843.2959 | 839.4149 | 835.6803 | 832.0816 | 828.6092 | 825.2545 | 822.0098 | 818.8682 | 815.8232
[9 empty] | Class 8 - Conservative | 1161.8156 | 1122.8866 | 1113.9021 | 1107.5274 | 1102.5829 | 1098.5429 | 1095.1271 | 1092.1682 | 1089.5583 | 1087.2237 | 1085.1117 | 1083.1837 | 1081.41 | 1079.7679 | 1078.2391 | 1076.809 | 1075.4657 | 1074.1991 | 1073.0011 | 1071.8645 | 1070.7833 | 1069.7525 | 1068.7675 | 1067.8245 | 1066.9199 | 1066.0508 | 1065.2146 | 1064.4087 | 1063.6311 | 1062.8799 | 1062.1533 | 1061.4498 | 1060.768
[9 empty] | Class 9 - Advanced | 1242.158 | 1152.5101 | 1098.6045 | 1058.4124 | 1025.1502 | 995.8482 | 968.9558 | 943.5736 | 919.1441 | 895.3066 | 871.8224 | 848.5324 | 825.3318 | 802.154 | 778.9605 | 772.2819 | 766.0173 | 760.119 | 754.5468 | 749.2671 | 744.2508 | 739.4734 | 734.9132 | 730.5517 | 726.3724 | 722.3609 | 718.5044 | 714.7914 | 711.2119 | 707.7566 | 704.4174 | 701.1867 | 698.0578
[9 empty] | Class 9 - Moderate | 1242.158 | 1168.8254 | 1125.9286 | 1095.4928 | 1071.8849 | 1052.5959 | 1036.2873 | 1022.1601 | 1009.6991 | 998.5523 | 988.4688 | 979.2633 | 970.7951 | 962.9547 | 955.6555 | 948.8275 | 942.4136 | 936.3665 | 930.6463 | 925.2197 | 920.0579 | 915.1362 | 910.4334 | 905.9307 | 901.6119 | 897.4624 | 893.4696 | 889.6221 | 885.9095 | 882.3229 | 878.8538 | 875.4949 | 872.2394
[9 empty] | Class 9 - Conservative | 1242.158 | 1200.537 | 1190.9311 | 1184.1156 | 1178.8292 | 1174.5098 | 1170.8578 | 1167.6943 | 1164.9039 | 1162.4078 | 1160.1498 | 1158.0885 | 1156.1922 | 1154.4365 | 1152.802 | 1151.273 | 1149.8367 | 1148.4826 | 1147.2017 | 1145.9865 | 1144.8306 | 1143.7285 | 1142.6754 | 1141.6671 | 1140.7 | 1139.7708 | 1138.8767 | 1138.0152 | 1137.1838 | 1136.3806 | 1135.6038 | 1134.8517 | 1134.1227
[9 empty] | Class 10 - Advanced | 1246.8536 | 1156.8668 | 1102.7575 | 1062.4134 | 1029.0254 | 999.6127 | 972.6187 | 947.1405 | 922.6186 | 898.691 | 875.118 | 851.74 | 828.4517 | 805.1863 | 781.9051 | 775.2012 | 768.913 | 762.9924 | 757.3991 | 752.0994 | 747.0642 | 742.2687 | 737.6913 | 733.3133 | 729.1182 | 725.0915 | 721.2204 | 717.4935 | 713.9004 | 710.4321 | 707.0802 | 703.8373 | 700.6966
[9 empty] | Class 10 - Moderate | 1246.8536 | 1173.2438 | 1130.1848 | 1099.6339 | 1075.9369 | 1056.5749 | 1040.2047 | 1026.0241 | 1013.5159 | 1002.327 | 992.2054 | 982.9651 | 974.4648 | 966.5948 | 959.268 | 952.4143 | 945.9761 | 939.9061 | 934.1644 | 928.7172 | 923.5358 | 918.5956 | 913.875 | 909.3553 | 905.0201 | 900.855 | 896.8471 | 892.985 | 889.2584 | 885.6582 | 882.176 | 878.8044 | 875.5366
[9 empty] | Class 10 - Conservative | 1246.8536 | 1205.0752 | 1195.433 | 1188.5918 | 1183.2853 | 1178.9496 | 1175.2839 | 1172.1084 | 1169.3075 | 1166.8019 | 1164.5354 | 1162.4662 | 1160.5628 | 1158.8005 | 1157.1598 | 1155.625 | 1154.1833 | 1152.8241 | 1151.5383 | 1150.3185 | 1149.1583 | 1148.052 | 1146.9949 | 1145.9828 | 1145.0121 | 1144.0794 | 1143.1819 | 1142.3171 | 1141.4826 | 1140.6764 | 1139.8966 | 1139.1416 | 1138.4098
[9 empty] | Class 11 - Advanced | 1479.9408 | 1373.1318 | 1308.9073 | 1261.0212 | 1221.3918 | 1186.4806 | 1154.4403 | 1124.1993 | 1095.0932 | 1066.6926 | 1038.7129 | 1010.9645 | 983.3227 | 955.7081 | 928.0747 | 920.1176 | 912.6538 | 905.6264 | 898.9876 | 892.6971 | 886.7206 | 881.0286 | 875.5956 | 870.3991 | 865.4198 | 860.6404 | 856.0456 | 851.6219 | 847.3571 | 843.2404 | 839.262 | 835.4129 | 831.6851
[9 empty] | Class 11 - Moderate | 1479.9408 | 1392.5703 | 1341.4619 | 1305.1998 | 1277.0728 | 1254.0914 | 1234.6608 | 1217.8293 | 1202.9829 | 1189.7023 | 1177.6886 | 1166.7209 | 1156.6316 | 1147.2904 | 1138.5939 | 1130.4589 | 1122.8172 | 1115.6124 | 1108.7973 | 1102.3319 | 1096.1819 | 1090.3181 | 1084.715 | 1079.3504 | 1074.2048 | 1069.2611 | 1064.504 | 1059.9199 | 1055.4967 | 1051.2234 | 1047.0903 | 1043.0884 | 1039.2097
[9 empty] | Class 11 - Conservative | 1479.9408 | 1430.3523 | 1418.9077 | 1410.7875 | 1404.4891 | 1399.3428 | 1394.9918 | 1391.2227 | 1387.8982 | 1384.9242 | 1382.234 | 1379.778 | 1377.5187 | 1375.427 | 1373.4796 | 1371.6579 | 1369.9467 | 1368.3333 | 1366.8072 | 1365.3594 | 1363.9823 | 1362.6692 | 1361.4145 | 1360.2132 | 1359.061 | 1357.9539 | 1356.8887 | 1355.8621 | 1354.8717 | 1353.9148 | 1352.9892 | 1352.0931 | 1351.2245
[9 empty] | Class 12 - Advanced | 1684.2406 | 1562.6871 | 1489.5967 | 1435.1001 | 1390 | 1350.2695 | 1313.8061 | 1279.3904 | 1246.2664 | 1213.9452 | 1182.103 | 1150.5241 | 1119.0664 | 1087.6398 | 1056.1916 | 1047.1361 | 1038.642 | 1030.6445 | 1023.0892 | 1015.9303 | 1009.1288 | 1002.6511 | 996.468 | 990.5542 | 984.8875 | 979.4483 | 974.2192 | 969.1849 | 964.3314 | 959.6464 | 955.1187 | 950.7382 | 946.4958
[9 empty] | Class 12 - Moderate | 1684.2406 | 1584.809 | 1526.6453 | 1485.3774 | 1453.3676 | 1427.2136 | 1405.1008 | 1385.9458 | 1369.0499 | 1353.936 | 1340.2638 | 1327.782 | 1316.2999 | 1305.6692 | 1295.7722 | 1286.5142 | 1277.8176 | 1269.6182 | 1261.8623 | 1254.5043 | 1247.5054 | 1240.8321 | 1234.4555 | 1228.3504 | 1222.4945 | 1216.8683 | 1211.4545 | 1206.2376 | 1201.2037 | 1196.3406 | 1191.6369 | 1187.0825 | 1182.6684
[9 empty] | Class 12 - Conservative | 1684.2406 | 1627.8067 | 1614.7821 | 1605.5411 | 1598.3731 | 1592.5165 | 1587.5648 | 1583.2754 | 1579.4919 | 1576.1075 | 1573.0459 | 1570.2508 | 1567.6797 | 1565.2991 | 1563.0829 | 1561.0097 | 1559.0623 | 1557.2263 | 1555.4895 | 1553.8418 | 1552.2745 | 1550.7802 | 1549.3523 | 1547.9852 | 1546.6739 | 1545.414 | 1544.2017 | 1543.0335 | 1541.9062 | 1540.8172 | 1539.7639 | 1538.7441 | 1537.7556
[9 empty] | Class 13 - Advanced | 1843.4992 | 1710.4517 | 1630.45 | 1570.8004 | 1521.4357 | 1477.9483 | 1438.037 | 1400.3671 | 1364.111 | 1328.7335 | 1293.8803 | 1259.3154 | 1224.8832 | 1190.4849 | 1156.0631 | 1146.1513 | 1136.854 | 1128.1002 | 1119.8305 | 1111.9947 | 1104.5501 | 1097.4598 | 1090.6921 | 1084.2191 | 1078.0165 | 1072.063 | 1066.3395 | 1060.8291 | 1055.5167 | 1050.3887 | 1045.4329 | 1040.6382 | 1035.9946
[9 empty] | Class 13 - Moderate | 1843.4992 | 1734.6655 | 1671.0019 | 1625.8318 | 1590.7952 | 1562.1682 | 1537.9644 | 1516.9981 | 1498.5046 | 1481.9615 | 1466.9965 | 1453.3345 | 1440.7667 | 1429.1307 | 1418.2979 | 1408.1644 | 1398.6455 | 1389.6709 | 1381.1816 | 1373.1278 | 1365.4671 | 1358.1628 | 1351.1833 | 1344.5008 | 1338.0912 | 1331.933 | 1326.0072 | 1320.297 | 1314.7872 | 1309.4642 | 1304.3157 | 1299.3308 | 1294.4992
[9 empty] | Class 13 - Conservative | 1843.4992 | 1781.7289 | 1767.4728 | 1757.3579 | 1749.5122 | 1743.1017 | 1737.6818 | 1732.9868 | 1728.8456 | 1725.1411 | 1721.79 | 1718.7307 | 1715.9164 | 1713.3107 | 1710.885 | 1708.6158 | 1706.4842 | 1704.4745 | 1702.5735 | 1700.7701 | 1699.0546 | 1697.4189 | 1695.856 | 1694.3596 | 1692.9243 | 1691.5453 | 1690.2184 | 1688.9397 | 1687.7059 | 1686.5139 | 1685.361 | 1684.2447 | 1683.1628
[9 empty] | Class 14 - Advanced | 1477.5264 | 1370.8917 | 1306.772 | 1258.964 | 1219.3992 | 1184.545 | 1152.5569 | 1122.3653 | 1093.3067 | 1064.9524 | 1037.0183 | 1009.3153 | 981.7185 | 954.149 | 926.5606 | 918.6165 | 911.1649 | 904.149 | 897.521 | 891.2408 | 885.2741 | 879.5914 | 874.1671 | 868.9792 | 864.008 | 859.2363 | 854.6491 | 850.2326 | 845.9748 | 841.8648 | 837.8928 | 834.05 | 830.3283
[9 empty] | Class 14 - Moderate | 1477.5264 | 1390.2985 | 1339.2734 | 1303.0706 | 1274.9894 | 1252.0455 | 1232.6466 | 1215.8426 | 1201.0204 | 1187.7615 | 1175.7673 | 1164.8175 | 1154.7447 | 1145.4187 | 1136.7364 | 1128.6147 | 1120.9855 | 1113.7925 | 1106.9885 | 1100.5335 | 1094.3936 | 1088.5394 | 1082.9454 | 1077.5896 | 1072.4524 | 1067.5168 | 1062.7674 | 1058.1908 | 1053.7747 | 1049.5085 | 1045.3821 | 1041.3867 | 1037.5143
[9 empty] | Class 14 - Conservative | 1477.5264 | 1428.0189 | 1416.5929 | 1408.486 | 1402.1978 | 1397.06 | 1392.716 | 1388.9531 | 1385.634 | 1382.6649 | 1379.9791 | 1377.5271 | 1375.2715 | 1373.1831 | 1371.2389 | 1369.4202 | 1367.7118 | 1366.1011 | 1364.5775 | 1363.132 | 1361.7571 | 1360.4462 | 1359.1935 | 1357.9942 | 1356.8438 | 1355.7386 | 1354.6751 | 1353.6502 | 1352.6614 | 1351.706 | 1350.782 | 1349.8873 | 1349.0202
[10 empty] | 2018 | 2019 | 2020 | 2021 | 2022 | 2023 | 2024 | 2025 | 2026 | 2027 | 2028 | 2029 | 2030 | 2031 | 2032 | 2033 | 2034 | 2035 | 2036 | 2037 | 2038 | 2039 | 2040 | 2041 | 2042 | 2043 | 2044 | 2045 | 2046 | 2047 | 2048 | 2049 | 2050
[8 empty] | Offshore Spur Line Costs ($/kW) | Class 1 - Advanced | 1010.5299 | 930.2388 | 882.2306 | 846.6831 | 817.4979 | 792.0053 | 768.8104 | 747.1024 | 726.3772 | 706.3066 | 686.6716 | 667.324 | 648.1639 | 629.1254 | 610.1671 | 604.2133 | 598.6297 | 593.3736 | 588.409 | 583.7058 | 579.2381 | 574.9837 | 570.9235 | 567.0407 | 563.3207 | 559.7506 | 556.3188 | 553.0153 | 549.8308 | 546.7573 | 543.7874 | 540.9144 | 538.1323
[9 empty] | Class 1 - Moderate | 1010.5299 | 944.7297 | 906.239 | 878.9295 | 857.7465 | 840.4388 | 825.8053 | 813.1293 | 801.9482 | 791.9463 | 782.8986 | 774.6386 | 767.0402 | 760.0051 | 753.4557 | 747.3291 | 741.574 | 736.148 | 731.0154 | 726.1461 | 721.5145 | 717.0984 | 712.8786 | 708.8384 | 704.9632 | 701.24 | 697.6573 | 694.2049 | 690.8737 | 687.6555 | 684.5427 | 681.5288 | 678.6077
[9 empty] | Class 1 - Conservative | 1010.5299 | 974.1744 | 963.908 | 956.6239 | 950.9739 | 946.3575 | 942.4544 | 939.0734 | 936.0911 | 933.4234 | 931.0102 | 928.807 | 926.7803 | 924.9039 | 923.157 | 921.5229 | 919.9879 | 918.5406 | 917.1717 | 915.8729 | 914.6375 | 913.4596 | 912.3341 | 911.2565 | 910.2229 | 909.2298 | 908.2742 | 907.3534 | 906.4649 | 905.6065 | 904.7763 | 903.9724 | 903.1933
[9 empty] | Class 2 - Advanced | 1046.8616 | 963.6838 | 913.9496 | 877.124 | 846.8895 | 820.4804 | 796.4515 | 773.9631 | 752.4927 | 731.7006 | 711.3596 | 691.3164 | 671.4674 | 651.7444 | 632.1045 | 625.9366 | 620.1523 | 614.7072 | 609.5642 | 604.6919 | 600.0635 | 595.6562 | 591.45 | 587.4276 | 583.5739 | 579.8753 | 576.3202 | 572.8979 | 569.599 | 566.415 | 563.3383 | 560.362 | 557.4798
[9 empty] | Class 2 - Moderate | 1046.8616 | 978.6957 | 938.8211 | 910.5297 | 888.5852 | 870.6552 | 855.4956 | 842.3638 | 830.7807 | 820.4193 | 811.0462 | 802.4893 | 794.6177 | 787.3297 | 780.5447 | 774.1979 | 768.2359 | 762.6148 | 757.2976 | 752.2533 | 747.4552 | 742.8803 | 738.5088 | 734.3233 | 730.3088 | 726.4517 | 722.7402 | 719.1638 | 715.7128 | 712.3788 | 709.1542 | 706.0319 | 703.0058
[9 empty] | Class 2 - Conservative | 1046.8616 | 1009.199 | 998.5635 | 991.0175 | 985.1644 | 980.382 | 976.3386 | 972.836 | 969.7465 | 966.9829 | 964.4829 | 962.2005 | 960.101 | 958.1571 | 956.3474 | 954.6545 | 953.0643 | 951.565 | 950.1468 | 948.8014 | 947.5216 | 946.3014 | 945.1354 | 944.019 | 942.9483 | 941.9195 | 940.9295 | 939.9756 | 939.0551 | 938.1659 | 937.3058 | 936.473 | 935.6659
[9 empty] | Class 3 - Advanced | 1054.8293 | 971.0185 | 920.9057 | 883.7999 | 853.3353 | 826.7251 | 802.5134 | 779.8538 | 758.22 | 737.2696 | 716.7738 | 696.5781 | 676.578 | 656.7049 | 636.9155 | 630.7007 | 624.8724 | 619.3858 | 614.2036 | 609.2942 | 604.6307 | 600.1898 | 595.9516 | 591.8986 | 588.0155 | 584.2888 | 580.7066 | 577.2583 | 573.9342 | 570.726 | 567.6259 | 564.6269 | 561.7228
[9 empty] | Class 3 - Moderate | 1054.8293 | 986.1446 | 945.9666 | 917.4598 | 895.3483 | 877.2818 | 862.0069 | 848.7751 | 837.1038 | 826.6635 | 817.2191 | 808.5971 | 800.6656 | 793.3221 | 786.4855 | 780.0903 | 774.083 | 768.4191 | 763.0615 | 757.9788 | 753.1441 | 748.5344 | 744.1296 | 739.9123 | 735.8672 | 731.9808 | 728.2411 | 724.6374 | 721.1601 | 717.8008 | 714.5516 | 711.4056 | 708.3564
[9 empty] | Class 3 - Conservative | 1054.8293 | 1016.8801 | 1006.1637 | 998.5602 | 992.6626 | 987.8438 | 983.7696 | 980.2404 | 977.1274 | 974.3427 | 971.8236 | 969.5239 | 967.4084 | 965.4497 | 963.6262 | 961.9205 | 960.3182 | 958.8075 | 957.3785 | 956.0228 | 954.7333 | 953.5037 | 952.3289 | 951.204 | 950.1251 | 949.0885 | 948.091 | 947.1298 | 946.2024 | 945.3064 | 944.4397 | 943.6006 | 942.7873
[9 empty] | Class 4 - Advanced | 1078.3994 | 992.7158 | 941.4833 | 903.5483 | 872.403 | 845.1983 | 820.4455 | 797.2796 | 775.1624 | 753.7438 | 732.7901 | 712.1431 | 691.6961 | 671.3789 | 651.1473 | 644.7937 | 638.8351 | 633.226 | 627.928 | 622.9089 | 618.1411 | 613.601 | 609.2681 | 605.1245 | 601.1547 | 597.3447 | 593.6825 | 590.1571 | 586.7588 | 583.4788 | 580.3094 | 577.2435 | 574.2745
[9 empty] | Class 4 - Moderate | 1078.3994 | 1008.1799 | 967.1042 | 937.9604 | 915.3548 | 896.8847 | 881.2684 | 867.7409 | 855.8089 | 845.1353 | 835.4799 | 826.6651 | 818.5564 | 811.0489 | 804.0595 | 797.5214 | 791.3798 | 785.5894 | 780.1121 | 774.9158 | 769.9731 | 765.2604 | 760.7572 | 756.4456 | 752.3102 | 748.3369 | 744.5136 | 740.8294 | 737.2744 | 733.84 | 730.5182 | 727.3019 | 724.1846
[9 empty] | Class 4 - Conservative | 1078.3994 | 1039.6022 | 1028.6463 | 1020.873 | 1014.8435 | 1009.9171 | 1005.7519 | 1002.1438 | 998.9612 | 996.1143 | 993.539 | 991.1879 | 989.0251 | 987.0226 | 985.1584 | 983.4145 | 981.7764 | 980.232 | 978.771 | 977.3851 | 976.0667 | 974.8097 | 973.6086 | 972.4586 | 971.3556 | 970.2958 | 969.2761 | 968.2934 | 967.3452 | 966.4292 | 965.5432 | 964.6853 | 963.8538
[9 empty] | Class 5 - Advanced | 1228.376 | 1130.7761 | 1072.4185 | 1029.2077 | 993.7309 | 962.7427 | 934.5475 | 908.1598 | 882.9667 | 858.5694 | 834.7016 | 811.1831 | 787.8926 | 764.7498 | 741.7045 | 734.4672 | 727.68 | 721.2908 | 715.256 | 709.5388 | 704.108 | 698.9365 | 694.001 | 689.2812 | 684.7592 | 680.4194 | 676.2478 | 672.2321 | 668.3612 | 664.6251 | 661.015 | 657.5226 | 654.1407
[9 empty] | Class 5 - Moderate | 1228.376 | 1148.3908 | 1101.6025 | 1068.4056 | 1042.6562 | 1021.6173 | 1003.8292 | 988.4205 | 974.829 | 962.671 | 951.6728 | 941.6322 | 932.3957 | 923.8441 | 915.8827 | 908.4353 | 901.4396 | 894.8438 | 888.6048 | 882.6859 | 877.0558 | 871.6876 | 866.5581 | 861.647 | 856.9364 | 852.4105 | 848.0555 | 843.8589 | 839.8096 | 835.8975 | 832.1138 | 828.4502 | 824.8993
[9 empty] | Class 5 - Conservative | 1228.376 | 1184.1831 | 1171.7036 | 1162.8492 | 1155.9811 | 1150.3696 | 1145.6251 | 1141.5152 | 1137.89 | 1134.6472 | 1131.7137 | 1129.0356 | 1126.572 | 1124.2911 | 1122.1676 | 1120.1812 | 1118.3153 | 1116.556 | 1114.8919 | 1113.3132 | 1111.8115 | 1110.3797 | 1109.0115 | 1107.7016 | 1106.4452 | 1105.238 | 1104.0765 | 1102.9571 | 1101.8771 | 1100.8336 | 1099.8244 | 1098.8472 | 1097.9001
[9 empty] | Class 6 - Advanced | 1168.8716 | 1075.9996 | 1020.4689 | 979.3513 | 945.5931 | 916.106 | 889.2766 | 864.1672 | 840.1945 | 816.979 | 794.2674 | 771.8882 | 749.7258 | 727.7041 | 705.7752 | 698.8885 | 692.4301 | 686.3503 | 680.6079 | 675.1677 | 669.9999 | 665.0789 | 660.3825 | 655.8913 | 651.5884 | 647.4588 | 643.4894 | 639.6682 | 635.9848 | 632.4297 | 628.9944 | 625.6712 | 622.4531
[9 empty] | Class 6 - Moderate | 1168.8716 | 1092.761 | 1048.2392 | 1016.6504 | 992.1483 | 972.1286 | 955.2022 | 940.5399 | 927.6068 | 916.0378 | 905.5723 | 896.0181 | 887.229 | 879.0917 | 871.5159 | 864.4293 | 857.7725 | 851.4962 | 845.5594 | 839.9272 | 834.5698 | 829.4617 | 824.5807 | 819.9075 | 815.4251 | 811.1185 | 806.9744 | 802.9811 | 799.1279 | 795.4054 | 791.8049 | 788.3188 | 784.9399
[9 empty] | Class 6 - Conservative | 1168.8716 | 1126.8195 | 1114.9444 | 1106.519 | 1099.9837 | 1094.6439 | 1090.1292 | 1086.2184 | 1082.7689 | 1079.6831 | 1076.8917 | 1074.3434 | 1071.9991 | 1069.8287 | 1067.8081 | 1065.9179 | 1064.1424 | 1062.4684 | 1060.8849 | 1059.3826 | 1057.9537 | 1056.5912 | 1055.2893 | 1054.0429 | 1052.8473 | 1051.6986 | 1050.5933 | 1049.5282 | 1048.5005 | 1047.5076 | 1046.5472 | 1045.6174 | 1044.7162
[9 empty] | Class 7 - Advanced | 921.0193 | 847.8402 | 804.0845 | 771.6857 | 745.0857 | 721.8512 | 700.7108 | 680.9257 | 662.0362 | 643.7435 | 625.8477 | 608.2139 | 590.7509 | 573.3988 | 556.1198 | 550.6934 | 545.6044 | 540.8138 | 536.289 | 532.0024 | 527.9304 | 524.0529 | 520.3523 | 516.8135 | 513.423 | 510.169 | 507.0413 | 504.0303 | 501.128 | 498.3267 | 495.6199 | 493.0013 | 490.4656
[9 empty] | Class 7 - Moderate | 921.0193 | 861.0475 | 825.9663 | 801.0758 | 781.7692 | 765.9945 | 752.6573 | 741.104 | 730.9133 | 721.7974 | 713.5511 | 706.0228 | 699.0974 | 692.6855 | 686.7162 | 681.1322 | 675.8869 | 670.9415 | 666.2636 | 661.8256 | 657.6043 | 653.5793 | 649.7333 | 646.051 | 642.519 | 639.1256 | 635.8603 | 632.7137 | 629.6776 | 626.7444 | 623.9074 | 621.1605 | 618.4981
[9 empty] | Class 7 - Conservative | 921.0193 | 887.8841 | 878.5271 | 871.8882 | 866.7387 | 862.5312 | 858.9738 | 855.8923 | 853.1742 | 850.7427 | 848.5432 | 846.5353 | 844.6881 | 842.9779 | 841.3857 | 839.8964 | 838.4973 | 837.1782 | 835.9305 | 834.7468 | 833.6209 | 832.5473 | 831.5215 | 830.5393 | 829.5973 | 828.6922 | 827.8212 | 826.982 | 826.1722 | 825.3898 | 824.6331 | 823.9004 | 823.1903
[9 empty] | Class 8 - Advanced | 1161.8156 | 1077.9661 | 1027.5472 | 989.9546 | 958.8438 | 931.4371 | 906.2841 | 882.5436 | 859.6941 | 837.3984 | 815.4332 | 793.6496 | 771.9496 | 750.271 | 728.5776 | 722.3309 | 716.4716 | 710.9547 | 705.743 | 700.8047 | 696.1129 | 691.6445 | 687.3793 | 683.2998 | 679.3909 | 675.6388 | 672.0317 | 668.5589 | 665.2109 | 661.9791 | 658.8559 | 655.8342 | 652.9077
[9 empty] | Class 8 - Moderate | 1161.8156 | 1093.2261 | 1053.1039 | 1024.6366 | 1002.5558 | 984.5144 | 969.2606 | 956.0472 | 944.3921 | 933.9663 | 924.535 | 915.9249 | 908.0043 | 900.6711 | 893.844 | 887.4577 | 881.4586 | 875.8026 | 870.4524 | 865.3768 | 860.5488 | 855.9455 | 851.5468 | 847.3354 | 843.2959 | 839.4149 | 835.6803 | 832.0816 | 828.6092 | 825.2545 | 822.0098 | 818.8682 | 815.8232
[9 empty] | Class 8 - Conservative | 1161.8156 | 1122.8866 | 1113.9021 | 1107.5274 | 1102.5829 | 1098.5429 | 1095.1271 | 1092.1682 | 1089.5583 | 1087.2237 | 1085.1117 | 1083.1837 | 1081.41 | 1079.7679 | 1078.2391 | 1076.809 | 1075.4657 | 1074.1991 | 1073.0011 | 1071.8645 | 1070.7833 | 1069.7525 | 1068.7675 | 1067.8245 | 1066.9199 | 1066.0508 | 1065.2146 | 1064.4087 | 1063.6311 | 1062.8799 | 1062.1533 | 1061.4498 | 1060.768
[9 empty] | Class 9 - Advanced | 1242.158 | 1152.5101 | 1098.6045 | 1058.4124 | 1025.1502 | 995.8482 | 968.9558 | 943.5736 | 919.1441 | 895.3066 | 871.8224 | 848.5324 | 825.3318 | 802.154 | 778.9605 | 772.2819 | 766.0173 | 760.119 | 754.5468 | 749.2671 | 744.2508 | 739.4734 | 734.9132 | 730.5517 | 726.3724 | 722.3609 | 718.5044 | 714.7914 | 711.2119 | 707.7566 | 704.4174 | 701.1867 | 698.0578
[9 empty] | Class 9 - Moderate | 1242.158 | 1168.8254 | 1125.9286 | 1095.4928 | 1071.8849 | 1052.5959 | 1036.2873 | 1022.1601 | 1009.6991 | 998.5523 | 988.4688 | 979.2633 | 970.7951 | 962.9547 | 955.6555 | 948.8275 | 942.4136 | 936.3665 | 930.6463 | 925.2197 | 920.0579 | 915.1362 | 910.4334 | 905.9307 | 901.6119 | 897.4624 | 893.4696 | 889.6221 | 885.9095 | 882.3229 | 878.8538 | 875.4949 | 872.2394
[9 empty] | Class 9 - Conservative | 1242.158 | 1200.537 | 1190.9311 | 1184.1156 | 1178.8292 | 1174.5098 | 1170.8578 | 1167.6943 | 1164.9039 | 1162.4078 | 1160.1498 | 1158.0885 | 1156.1922 | 1154.4365 | 1152.802 | 1151.273 | 1149.8367 | 1148.4826 | 1147.2017 | 1145.9865 | 1144.8306 | 1143.7285 | 1142.6754 | 1141.6671 | 1140.7 | 1139.7708 | 1138.8767 | 1138.0152 | 1137.1838 | 1136.3806 | 1135.6038 | 1134.8517 | 1134.1227
[9 empty] | Class 10 - Advanced | 1246.8536 | 1156.8668 | 1102.7575 | 1062.4134 | 1029.0254 | 999.6127 | 972.6187 | 947.1405 | 922.6186 | 898.691 | 875.118 | 851.74 | 828.4517 | 805.1863 | 781.9051 | 775.2012 | 768.913 | 762.9924 | 757.3991 | 752.0994 | 747.0642 | 742.2687 | 737.6913 | 733.3133 | 729.1182 | 725.0915 | 721.2204 | 717.4935 | 713.9004 | 710.4321 | 707.0802 | 703.8373 | 700.6966
[9 empty] | Class 10 - Moderate | 1246.8536 | 1173.2438 | 1130.1848 | 1099.6339 | 1075.9369 | 1056.5749 | 1040.2047 | 1026.0241 | 1013.5159 | 1002.327 | 992.2054 | 982.9651 | 974.4648 | 966.5948 | 959.268 | 952.4143 | 945.9761 | 939.9061 | 934.1644 | 928.7172 | 923.5358 | 918.5956 | 913.875 | 909.3553 | 905.0201 | 900.855 | 896.8471 | 892.985 | 889.2584 | 885.6582 | 882.176 | 878.8044 | 875.5366
[9 empty] | Class 10 - Conservative | 1246.8536 | 1205.0752 | 1195.433 | 1188.5918 | 1183.2853 | 1178.9496 | 1175.2839 | 1172.1084 | 1169.3075 | 1166.8019 | 1164.5354 | 1162.4662 | 1160.5628 | 1158.8005 | 1157.1598 | 1155.625 | 1154.1833 | 1152.8241 | 1151.5383 | 1150.3185 | 1149.1583 | 1148.052 | 1146.9949 | 1145.9828 | 1145.0121 | 1144.0794 | 1143.1819 | 1142.3171 | 1141.4826 | 1140.6764 | 1139.8966 | 1139.1416 | 1138.4098
[9 empty] | Class 11 - Advanced | 1479.9408 | 1373.1318 | 1308.9073 | 1261.0212 | 1221.3918 | 1186.4806 | 1154.4403 | 1124.1993 | 1095.0932 | 1066.6926 | 1038.7129 | 1010.9645 | 983.3227 | 955.7081 | 928.0747 | 920.1176 | 912.6538 | 905.6264 | 898.9876 | 892.6971 | 886.7206 | 881.0286 | 875.5956 | 870.3991 | 865.4198 | 860.6404 | 856.0456 | 851.6219 | 847.3571 | 843.2404 | 839.262 | 835.4129 | 831.6851
[9 empty] | Class 11 - Moderate | 1479.9408 | 1392.5703 | 1341.4619 | 1305.1998 | 1277.0728 | 1254.0914 | 1234.6608 | 1217.8293 | 1202.9829 | 1189.7023 | 1177.6886 | 1166.7209 | 1156.6316 | 1147.2904 | 1138.5939 | 1130.4589 | 1122.8172 | 1115.6124 | 1108.7973 | 1102.3319 | 1096.1819 | 1090.3181 | 1084.715 | 1079.3504 | 1074.2048 | 1069.2611 | 1064.504 | 1059.9199 | 1055.4967 | 1051.2234 | 1047.0903 | 1043.0884 | 1039.2097
[9 empty] | Class 11 - Conservative | 1479.9408 | 1430.3523 | 1418.9077 | 1410.7875 | 1404.4891 | 1399.3428 | 1394.9918 | 1391.2227 | 1387.8982 | 1384.9242 | 1382.234 | 1379.778 | 1377.5187 | 1375.427 | 1373.4796 | 1371.6579 | 1369.9467 | 1368.3333 | 1366.8072 | 1365.3594 | 1363.9823 | 1362.6692 | 1361.4145 | 1360.2132 | 1359.061 | 1357.9539 | 1356.8887 | 1355.8621 | 1354.8717 | 1353.9148 | 1352.9892 | 1352.0931 | 1351.2245
[9 empty] | Class 12 - Advanced | 1684.2406 | 1562.6871 | 1489.5967 | 1435.1001 | 1390 | 1350.2695 | 1313.8061 | 1279.3904 | 1246.2664 | 1213.9452 | 1182.103 | 1150.5241 | 1119.0664 | 1087.6398 | 1056.1916 | 1047.1361 | 1038.642 | 1030.6445 | 1023.0892 | 1015.9303 | 1009.1288 | 1002.6511 | 996.468 | 990.5542 | 984.8875 | 979.4483 | 974.2192 | 969.1849 | 964.3314 | 959.6464 | 955.1187 | 950.7382 | 946.4958
[9 empty] | Class 12 - Moderate | 1684.2406 | 1584.809 | 1526.6453 | 1485.3774 | 1453.3676 | 1427.2136 | 1405.1008 | 1385.9458 | 1369.0499 | 1353.936 | 1340.2638 | 1327.782 | 1316.2999 | 1305.6692 | 1295.7722 | 1286.5142 | 1277.8176 | 1269.6182 | 1261.8623 | 1254.5043 | 1247.5054 | 1240.8321 | 1234.4555 | 1228.3504 | 1222.4945 | 1216.8683 | 1211.4545 | 1206.2376 | 1201.2037 | 1196.3406 | 1191.6369 | 1187.0825 | 1182.6684
[9 empty] | Class 12 - Conservative | 1684.2406 | 1627.8067 | 1614.7821 | 1605.5411 | 1598.3731 | 1592.5165 | 1587.5648 | 1583.2754 | 1579.4919 | 1576.1075 | 1573.0459 | 1570.2508 | 1567.6797 | 1565.2991 | 1563.0829 | 1561.0097 | 1559.0623 | 1557.2263 | 1555.4895 | 1553.8418 | 1552.2745 | 1550.7802 | 1549.3523 | 1547.9852 | 1546.6739 | 1545.414 | 1544.2017 | 1543.0335 | 1541.9062 | 1540.8172 | 1539.7639 | 1538.7441 | 1537.7556
[9 empty] | Class 13 - Advanced | 1843.4992 | 1710.4517 | 1630.45 | 1570.8004 | 1521.4357 | 1477.9483 | 1438.037 | 1400.3671 | 1364.111 | 1328.7335 | 1293.8803 | 1259.3154 | 1224.8832 | 1190.4849 | 1156.0631 | 1146.1513 | 1136.854 | 1128.1002 | 1119.8305 | 1111.9947 | 1104.5501 | 1097.4598 | 1090.6921 | 1084.2191 | 1078.0165 | 1072.063 | 1066.3395 | 1060.8291 | 1055.5167 | 1050.3887 | 1045.4329 | 1040.6382 | 1035.9946
[9 empty] | Class 13 - Moderate | 1843.4992 | 1734.6655 | 1671.0019 | 1625.8318 | 1590.7952 | 1562.1682 | 1537.9644 | 1516.9981 | 1498.5046 | 1481.9615 | 1466.9965 | 1453.3345 | 1440.7667 | 1429.1307 | 1418.2979 | 1408.1644 | 1398.6455 | 1389.6709 | 1381.1816 | 1373.1278 | 1365.4671 | 1358.1628 | 1351.1833 | 1344.5008 | 1338.0912 | 1331.933 | 1326.0072 | 1320.297 | 1314.7872 | 1309.4642 | 1304.3157 | 1299.3308 | 1294.4992
[9 empty] | Class 13 - Conservative | 1843.4992 | 1781.7289 | 1767.4728 | 1757.3579 | 1749.5122 | 1743.1017 | 1737.6818 | 1732.9868 | 1728.8456 | 1725.1411 | 1721.79 | 1718.7307 | 1715.9164 | 1713.3107 | 1710.885 | 1708.6158 | 1706.4842 | 1704.4745 | 1702.5735 | 1700.7701 | 1699.0546 | 1697.4189 | 1695.856 | 1694.3596 | 1692.9243 | 1691.5453 | 1690.2184 | 1688.9397 | 1687.7059 | 1686.5139 | 1685.361 | 1684.2447 | 1683.1628
[9 empty] | Class 14 - Advanced | 1477.5264 | 1370.8917 | 1306.772 | 1258.964 | 1219.3992 | 1184.545 | 1152.5569 | 1122.3653 | 1093.3067 | 1064.9524 | 1037.0183 | 1009.3153 | 981.7185 | 954.149 | 926.5606 | 918.6165 | 911.1649 | 904.149 | 897.521 | 891.2408 | 885.2741 | 879.5914 | 874.1671 | 868.9792 | 864.008 | 859.2363 | 854.6491 | 850.2326 | 845.9748 | 841.8648 | 837.8928 | 834.05 | 830.3283
[9 empty] | Class 14 - Moderate | 1477.5264 | 1390.2985 | 1339.2734 | 1303.0706 | 1274.9894 | 1252.0455 | 1232.6466 | 1215.8426 | 1201.0204 | 1187.7615 | 1175.7673 | 1164.8175 | 1154.7447 | 1145.4187 | 1136.7364 | 1128.6147 | 1120.9855 | 1113.7925 | 1106.9885 | 1100.5335 | 1094.3936 | 1088.5394 | 1082.9454 | 1077.5896 | 1072.4524 | 1067.5168 | 1062.7674 | 1058.1908 | 1053.7747 | 1049.5085 | 1045.3821 | 1041.3867 | 1037.5143
[9 empty] | Class 14 - Conservative | 1477.5264 | 1428.0189 | 1416.5929 | 1408.486 | 1402.1978 | 1397.06 | 1392.716 | 1388.9531 | 1385.634 | 1382.6649 | 1379.9791 | 1377.5271 | 1375.2715 | 1373.1831 | 1371.2389 | 1369.4202 | 1367.7118 | 1366.1011 | 1364.5775 | 1363.132 | 1361.7571 | 1360.4462 | 1359.1935 | 1357.9942 | 1356.8438 | 1355.7386 | 1354.6751 | 1353.6502 | 1352.6614 | 1351.706 | 1350.782 | 1349.8873 | 1349.0202
[22 empty] | 0.79138 | 1.4341
[10 empty] | 2018 | 2019 | 2020 | 2021 | 2022 | 2023 | 2024 | 2025 | 2026 | 2027 | 2028 | 2029 | 2030 | 2031 | 2032 | 2033 | 2034 | 2035 | 2036 | 2037 | 2038 | 2039 | 2040 | 2041 | 2042 | 2043 | 2044 | 2045 | 2046 | 2047 | 2048 | 2049 | 2050
Conservative | [5 empty] | LCOE |  | Levelized Cost of Energy ($/MWh) | Class 1 - Advanced | 97.0915 | 87.7439 | 80.714 | 74.7998 | 69.6229 | 65.0075 | 60.8528 | 57.0918 | 53.675 | 50.563 | 47.7226 | 45.1249 | 42.7438 | 40.5557 | 38.5389 | 37.5016 | 36.5914 | 35.7932 | 35.0927 | 34.4762 | 33.9306 | 33.4434 | 33.0024 | 32.5955 | 32.2113 | 31.8383 | 31.4653 | 31.0813 | 30.6755 | 30.2373 | 29.7562 | 29.2222 | 28.6251
Moderate | [8 empty] | Class 1 - Moderate | 97.0915 | 89.3731 | 83.5934 | 78.7667 | 74.5784 | 70.8813 | 67.5904 | 64.6497 | 62.0181 | 59.6635 | 57.5591 | 55.682 | 54.0113 | 52.5283 | 51.2154 | 50.056 | 49.0341 | 48.1346 | 47.3427 | 46.6439 | 46.0242 | 45.4697 | 44.9667 | 44.502 | 44.0622 | 43.6342 | 43.205 | 42.7616 | 42.2914 | 41.7815 | 41.2194 | 40.5925 | 39.8883
Advanced | [8 empty] | Class 1 - Conservative | 97.0915 | 92.8672 | 90.083 | 87.9135 | 86.1076 | 84.5524 | 83.1864 | 81.9715 | 80.882 | 79.8993 | 79.009 | 78.1996 | 77.4615 | 76.7865 | 76.1672 | 75.5972 | 75.0705 | 74.5814 | 74.1247 | 73.6954 | 73.2888 | 72.9003 | 72.5254 | 72.1597 | 71.7991 | 71.4394 | 71.0766 | 70.7065 | 70.3253 | 69.9291 | 69.514 | 69.0761 | 68.6117
[9 empty] | Class 2 - Advanced | 101.1301 | 91.3871 | 84.0686 | 77.9152 | 72.5304 | 67.7306 | 63.4103 | 59.4993 | 55.9462 | 52.7099 | 49.7556 | 47.0534 | 44.5761 | 42.2993 | 40.2001 | 39.1222 | 38.1763 | 37.3467 | 36.6186 | 35.9778 | 35.4106 | 34.9041 | 34.4455 | 34.0224 | 33.6229 | 33.235 | 32.8471 | 32.4479 | 32.026 | 31.5705 | 31.0705 | 30.5155 | 29.8952
[9 empty] | Class 2 - Moderate | 101.1301 | 93.0852 | 87.0682 | 82.0466 | 77.6909 | 73.847 | 70.4261 | 67.3696 | 64.6347 | 62.1878 | 60.0011 | 58.0505 | 56.3146 | 54.7737 | 53.4095 | 52.2047 | 51.1429 | 50.2081 | 49.3852 | 48.6589 | 48.0148 | 47.4384 | 46.9157 | 46.4325 | 45.9753 | 45.5304 | 45.0842 | 44.6233 | 44.1346 | 43.6048 | 43.0207 | 42.3693 | 41.6376
[9 empty] | Class 2 - Conservative | 101.1301 | 96.7263 | 93.8289 | 91.5738 | 89.698 | 88.0835 | 86.6659 | 85.4055 | 84.2754 | 83.2561 | 82.3326 | 81.4931 | 80.7276 | 80.0273 | 79.3849 | 78.7936 | 78.247 | 77.7394 | 77.2654 | 76.8199 | 76.3979 | 75.9946 | 75.6055 | 75.2261 | 74.8521 | 74.479 | 74.1029 | 73.7194 | 73.3246 | 72.9143 | 72.4847 | 72.0317 | 71.5515
[9 empty] | Class 3 - Advanced | 103.6467 | 93.6706 | 86.1665 | 79.8526 | 74.3253 | 69.3973 | 64.9611 | 60.9451 | 57.2965 | 53.9734 | 50.9403 | 48.1663 | 45.6237 | 43.2872 | 41.1336 | 40.0253 | 39.0529 | 38.1999 | 37.4513 | 36.7924 | 36.2094 | 35.6886 | 35.2171 | 34.7823 | 34.3715 | 33.9728 | 33.5741 | 33.1637 | 32.7301 | 32.2619 | 31.7479 | 31.1774 | 30.5398
[9 empty] | Class 3 - Moderate | 103.6467 | 95.4094 | 89.2397 | 84.0868 | 79.615 | 75.6673 | 72.1532 | 69.0128 | 66.2024 | 63.6877 | 61.4402 | 59.4352 | 57.6507 | 56.0665 | 54.6639 | 53.4252 | 52.3334 | 51.3723 | 50.526 | 49.7792 | 49.1168 | 48.5241 | 47.9865 | 47.4897 | 47.0195 | 46.5619 | 46.1031 | 45.6293 | 45.1268 | 44.582 | 43.9815 | 43.3118 | 42.5596
[9 empty] | Class 3 - Conservative | 103.6467 | 99.1392 | 96.1682 | 93.8515 | 91.9221 | 90.2599 | 88.7996 | 87.5006 | 86.3356 | 85.2847 | 84.3326 | 83.467 | 82.6776 | 81.9558 | 81.2937 | 80.6842 | 80.1211 | 79.5982 | 79.11 | 78.6512 | 78.2165 | 77.8012 | 77.4004 | 77.0095 | 76.6239 | 76.2392 | 75.851 | 75.4551 | 75.0471 | 74.6229 | 74.1783 | 73.7092 | 73.2115
[9 empty] | Class 4 - Advanced | 107.1244 | 96.8193 | 89.0651 | 82.5395 | 76.8262 | 71.7318 | 67.1454 | 62.9932 | 59.2207 | 55.7844 | 52.648 | 49.7794 | 47.15 | 44.7337 | 42.5065 | 41.3592 | 40.3522 | 39.4689 | 38.6934 | 38.0108 | 37.4065 | 36.8667 | 36.378 | 35.9271 | 35.5013 | 35.0879 | 34.6747 | 34.2494 | 33.8003 | 33.3154 | 32.7835 | 32.1931 | 31.5334
[9 empty] | Class 4 - Moderate | 107.1244 | 98.6154 | 92.2402 | 86.9144 | 82.2919 | 78.2107 | 74.5774 | 71.3301 | 68.4238 | 65.8229 | 63.498 | 61.4238 | 59.5775 | 57.9381 | 56.4865 | 55.2042 | 54.0738 | 53.0785 | 52.2019 | 51.4282 | 50.7417 | 50.1274 | 49.57 | 49.0549 | 48.5674 | 48.093 | 47.6175 | 47.1265 | 46.6059 | 46.0418 | 45.4202 | 44.7272 | 43.949
[9 empty] | Class 4 - Conservative | 107.1244 | 102.4701 | 99.4031 | 97.0076 | 95.0104 | 93.2884 | 91.7747 | 90.4278 | 89.2194 | 88.1293 | 87.1416 | 86.2436 | 85.4248 | 84.6762 | 83.9895 | 83.3576 | 82.7737 | 82.2317 | 81.7258 | 81.2503 | 80.7999 | 80.3694 | 79.954 | 79.5487 | 79.1489 | 78.7497 | 78.3468 | 77.9355 | 77.5114 | 77.0702 | 76.6075 | 76.119 | 75.6003
[9 empty] | Class 5 - Advanced | 113.4869 | 102.5465 | 94.3582 | 87.4849 | 81.475 | 76.1197 | 71.2993 | 66.9349 | 62.9684 | 59.3536 | 56.0519 | 53.0297 | 50.257 | 47.7064 | 45.3529 | 44.1471 | 43.088 | 42.1582 | 41.3412 | 40.6212 | 39.9832 | 39.4128 | 38.8958 | 38.4186 | 37.9678 | 37.5303 | 37.0933 | 36.6441 | 36.1703 | 35.6598 | 35.1005 | 34.4807 | 33.7892
[9 empty] | Class 5 - Moderate | 113.4869 | 104.453 | 97.7213 | 92.1136 | 87.2548 | 82.9695 | 79.1571 | 75.7512 | 72.7037 | 69.9768 | 67.5393 | 65.3643 | 63.4277 | 61.7078 | 60.184 | 58.8374 | 57.6494 | 56.6027 | 55.68 | 54.8648 | 54.1409 | 53.4924 | 52.9037 | 52.3593 | 51.8439 | 51.3426 | 50.8403 | 50.3223 | 49.7739 | 49.1806 | 48.5277 | 47.8009 | 46.9859
[9 empty] | Class 5 - Conservative | 113.4869 | 108.5454 | 105.3218 | 102.8082 | 100.7148 | 98.9114 | 97.327 | 95.9177 | 94.6537 | 93.5135 | 92.4805 | 91.5413 | 90.685 | 89.9018 | 89.1834 | 88.5222 | 87.9112 | 87.344 | 86.8143 | 86.3165 | 85.8449 | 85.3943 | 84.9595 | 84.5354 | 84.1171 | 83.6997 | 83.2786 | 82.849 | 82.4063 | 81.9461 | 81.4637 | 80.9548 | 80.4148
[9 empty] | Class 6 - Advanced | 130.9532 | 118.3444 | 108.8839 | 100.9333 | 93.977 | 87.7763 | 82.1942 | 77.1401 | 72.5472 | 68.3625 | 64.5412 | 61.0446 | 57.8378 | 54.8891 | 52.1696 | 50.7722 | 49.545 | 48.4679 | 47.5218 | 46.6883 | 45.9499 | 45.29 | 44.692 | 44.1402 | 43.6189 | 43.113 | 42.6076 | 42.0879 | 41.5395 | 40.9482 | 40.3002 | 39.5818 | 38.7799
[9 empty] | Class 6 - Moderate | 130.9532 | 120.5417 | 112.764 | 106.2764 | 100.6505 | 95.6862 | 91.268 | 87.3201 | 83.7869 | 80.6251 | 77.7986 | 75.2765 | 73.031 | 71.0367 | 69.2701 | 67.7091 | 66.3322 | 65.1192 | 64.0503 | 63.1061 | 62.268 | 61.5173 | 60.8359 | 60.206 | 59.6097 | 59.0296 | 58.4483 | 57.8487 | 57.2136 | 56.5261 | 55.7693 | 54.9265 | 53.9809
[9 empty] | Class 6 - Conservative | 130.9532 | 125.2595 | 121.5297 | 118.6166 | 116.1878 | 114.0939 | 112.2532 | 110.6153 | 109.146 | 107.8203 | 106.6193 | 105.5273 | 104.5317 | 103.6213 | 102.7863 | 102.0179 | 101.3079 | 100.6489 | 100.0336 | 99.4554 | 98.9077 | 98.3843 | 97.8792 | 97.3864 | 96.9001 | 96.4148 | 95.9248 | 95.4247 | 94.909 | 94.3726 | 93.8099 | 93.2159 | 92.5853
[9 empty] | Class 7 - Advanced | 168.1803 | 152.0896 | 139.8666 | 129.5332 | 120.4634 | 112.3653 | 105.0699 | 98.4644 | 92.4644 | 87.0023 | 82.0209 | 77.4698 | 73.3035 | 69.4806 | 65.9627 | 64.128 | 62.5183 | 61.1069 | 59.8686 | 58.7793 | 57.8157 | 56.9556 | 56.1773 | 55.4596 | 54.7821 | 54.1244 | 53.4667 | 52.7894 | 52.0734 | 51.2997 | 50.45 | 49.506 | 48.4501
[9 empty] | Class 7 - Moderate | 168.1803 | 154.8948 | 144.8446 | 136.4062 | 129.0594 | 122.5594 | 116.7642 | 111.5792 | 106.9349 | 102.7763 | 99.0576 | 95.7387 | 92.7839 | 90.1603 | 87.837 | 85.785 | 83.9765 | 82.3845 | 80.9829 | 79.7463 | 78.6498 | 77.6689 | 76.7795 | 75.9578 | 75.1803 | 74.4238 | 73.6651 | 72.8814 | 72.0499 | 71.1481 | 70.1536 | 69.0439 | 67.7968
[9 empty] | Class 7 - Conservative | 168.1803 | 160.925 | 156.0754 | 152.2537 | 149.048 | 146.2726 | 143.8258 | 141.6443 | 139.6847 | 137.9154 | 136.3119 | 134.8542 | 133.5255 | 132.3112 | 131.1983 | 130.175 | 129.2304 | 128.3542 | 127.5368 | 126.769 | 126.0419 | 125.3468 | 124.6755 | 124.0197 | 123.3715 | 122.7231 | 122.0666 | 121.3944 | 120.6991 | 119.9731 | 119.2091 | 118.3998 | 117.5378
[9 empty] | Class 8 - Advanced | 98.0134 | 88.8912 | 81.3829 | 74.807 | 68.9362 | 63.6564 | 58.8946 | 54.5967 | 50.7178 | 47.2189 | 44.0642 | 41.2207 | 38.6573 | 36.3448 | 34.2557 | 33.0912 | 32.0862 | 31.2223 | 30.4819 | 29.8482 | 29.3054 | 28.8379 | 28.4308 | 28.0695 | 27.7397 | 27.4274 | 27.1187 | 26.8 | 26.4579 | 26.0791 | 25.6506 | 25.1599 | 24.5949
[9 empty] | Class 8 - Moderate | 98.0134 | 90.5046 | 84.3255 | 78.9175 | 74.0924 | 69.7563 | 65.8505 | 62.3329 | 59.1699 | 56.3332 | 53.7978 | 51.5406 | 49.5399 | 47.7754 | 46.2271 | 44.8759 | 43.7031 | 42.6902 | 41.8191 | 41.072 | 40.4311 | 39.8789 | 39.3981 | 38.9712 | 38.5812 | 38.2109 | 37.8433 | 37.4615 | 37.0484 | 36.5873 | 36.0613 | 35.4537 | 34.7478
[9 empty] | Class 8 - Conservative | 98.0134 | 94.4039 | 91.2251 | 88.512 | 86.1176 | 83.9727 | 82.037 | 80.284 | 78.694 | 77.2514 | 75.9433 | 74.7582 | 73.686 | 72.7171 | 71.8426 | 71.0542 | 70.3436 | 69.703 | 69.1248 | 68.6013 | 68.1252 | 67.6892 | 67.2862 | 66.9089 | 66.5504 | 66.2036 | 65.8615 | 65.5173 | 65.164 | 64.7947 | 64.4027 | 63.9811 | 63.5232
[9 empty] | Class 9 - Advanced | 102.1536 | 92.6607 | 84.8693 | 78.0532 | 71.971 | 66.5018 | 61.5689 | 57.1156 | 53.0951 | 49.4668 | 46.1936 | 43.2412 | 40.5777 | 38.1728 | 35.9982 | 34.7912 | 33.749 | 32.8526 | 32.0838 | 31.4253 | 30.8606 | 30.3738 | 29.9495 | 29.5726 | 29.2284 | 28.9024 | 28.5803 | 28.2482 | 27.892 | 27.4983 | 27.0535 | 26.5449 | 25.9598
[9 empty] | Class 9 - Moderate | 102.1536 | 94.3398 | 87.9289 | 82.3256 | 77.3302 | 72.8429 | 68.802 | 65.1632 | 61.8916 | 58.9574 | 56.3347 | 53.9994 | 51.9292 | 50.1029 | 48.4999 | 47.1004 | 45.8852 | 44.835 | 43.9314 | 43.1557 | 42.4898 | 41.9156 | 41.415 | 40.9704 | 40.5639 | 40.178 | 39.7951 | 39.3976 | 38.9682 | 38.4895 | 37.9442 | 37.315 | 36.5846
[9 empty] | Class 9 - Conservative | 102.1536 | 98.3925 | 95.1044 | 92.3007 | 89.8276 | 87.613 | 85.6149 | 83.8055 | 82.1646 | 80.6759 | 79.326 | 78.103 | 76.9964 | 75.9964 | 75.0938 | 74.2798 | 73.5462 | 72.8847 | 72.2875 | 71.7467 | 71.2549 | 70.8044 | 70.3879 | 69.9979 | 69.6274 | 69.2689 | 68.9154 | 68.5597 | 68.1947 | 67.8134 | 67.4087 | 66.9736 | 66.5012
[9 empty] | Class 10 - Advanced | 106.6773 | 96.766 | 88.6214 | 81.4926 | 75.1295 | 69.407 | 64.2454 | 59.5854 | 55.3786 | 51.5824 | 48.1581 | 45.0701 | 42.2846 | 39.7702 | 37.4971 | 36.2334 | 35.1425 | 34.2041 | 33.3994 | 32.7103 | 32.1195 | 31.6103 | 31.1665 | 30.7724 | 30.4126 | 30.0719 | 29.7353 | 29.3882 | 29.016 | 28.6043 | 28.1393 | 27.6073 | 26.9953
[9 empty] | Class 10 - Moderate | 106.6773 | 98.5192 | 91.8175 | 85.9567 | 80.7299 | 76.0337 | 71.8041 | 67.9948 | 64.5697 | 61.4977 | 58.7516 | 56.3064 | 54.1388 | 52.2265 | 50.5481 | 49.0828 | 47.8104 | 46.711 | 45.765 | 44.9531 | 44.2561 | 43.6552 | 43.1316 | 42.6665 | 42.2414 | 41.8379 | 41.4375 | 41.0219 | 40.573 | 40.0724 | 39.502 | 38.8438 | 38.0797
[9 empty] | Class 10 - Conservative | 106.6773 | 102.7552 | 99.3114 | 96.3755 | 93.7862 | 91.4676 | 89.3759 | 87.4819 | 85.7641 | 84.2058 | 82.7927 | 81.5125 | 80.3541 | 79.3072 | 78.3624 | 77.5103 | 76.7422 | 76.0497 | 75.4244 | 74.8582 | 74.3432 | 73.8715 | 73.4353 | 73.027 | 72.639 | 72.2636 | 71.8934 | 71.521 | 71.1388 | 70.7396 | 70.3159 | 69.8605 | 69.3659
[9 empty] | Class 11 - Advanced | 116.0339 | 105.3042 | 96.5407 | 88.8885 | 82.0649 | 75.9293 | 70.3935 | 65.3925 | 60.8736 | 56.7909 | 53.103 | 49.7716 | 46.7609 | 44.0375 | 41.5698 | 40.2115 | 39.0372 | 38.0254 | 37.1561 | 36.41 | 35.7688 | 35.2148 | 34.7308 | 34.3002 | 33.9066 | 33.5339 | 33.1663 | 32.7882 | 32.3842 | 31.9391 | 31.4382 | 30.867 | 30.2118
[9 empty] | Class 11 - Moderate | 116.0339 | 107.2028 | 99.9954 | 93.711 | 88.1153 | 83.0925 | 78.5709 | 74.4997 | 70.8391 | 67.5556 | 64.6197 | 62.0044 | 59.6846 | 57.6367 | 55.8376 | 54.2654 | 52.8984 | 51.7156 | 50.696 | 49.8192 | 49.065 | 48.4132 | 47.8439 | 47.3374 | 46.8739 | 46.4341 | 45.9983 | 45.5471 | 45.0614 | 44.5218 | 43.9091 | 43.2041 | 42.3879
[9 empty] | Class 11 - Conservative | 116.0339 | 111.7807 | 108.0975 | 104.9671 | 102.2112 | 99.7464 | 97.5243 | 95.5133 | 93.69 | 92.0361 | 90.5365 | 89.1778 | 87.9482 | 86.8367 | 85.8332 | 84.9279 | 84.1115 | 83.375 | 82.7097 | 82.1069 | 81.5582 | 81.0554 | 80.5903 | 80.1547 | 79.7407 | 79.3402 | 78.9455 | 78.5486 | 78.1417 | 77.717 | 77.2668 | 76.7834 | 76.259
[9 empty] | Class 12 - Advanced | 127.6652 | 117.0855 | 107.4489 | 99.0528 | 91.572 | 84.8464 | 78.7762 | 73.2889 | 68.3257 | 63.8363 | 59.7752 | 56.1007 | 52.7739 | 49.7585 | 47.0201 | 45.5268 | 44.2338 | 43.118 | 42.1574 | 41.3313 | 40.6196 | 40.0032 | 39.4636 | 38.9825 | 38.5424 | 38.1256 | 37.7152 | 37.2942 | 36.8459 | 36.354 | 35.8025 | 35.1756 | 34.4586
[9 empty] | Class 12 - Moderate | 128.951 | 119.186 | 111.2644 | 104.3763 | 98.2522 | 92.7596 | 87.8174 | 83.3685 | 79.3682 | 75.7794 | 72.5694 | 69.7088 | 67.17 | 64.9269 | 62.9547 | 61.2293 | 59.7273 | 58.4255 | 57.3015 | 56.3331 | 55.4982 | 54.7751 | 54.1422 | 53.5781 | 53.0615 | 52.5712 | 52.0862 | 51.5856 | 51.0483 | 50.4537 | 49.7808 | 49.0091 | 48.1179
[9 empty] | Class 12 - Conservative | 128.951 | 124.2424 | 120.2135 | 116.8004 | 113.8017 | 111.123 | 108.7102 | 106.5277 | 104.5496 | 102.7557 | 101.1291 | 99.6553 | 98.3213 | 97.1152 | 96.0258 | 95.0426 | 94.1555 | 93.3548 | 92.631 | 91.9749 | 91.3772 | 90.8292 | 90.322 | 89.8469 | 89.3952 | 88.9583 | 88.5279 | 88.0954 | 87.6524 | 87.1906 | 86.7016 | 86.1772 | 85.609
[9 empty] | Class 13 - Advanced | 165.968 | 150.7423 | 138.4346 | 127.7316 | 118.203 | 109.638 | 101.9064 | 94.914 | 88.5855 | 82.8561 | 77.668 | 72.9682 | 68.7072 | 64.8392 | 61.3209 | 59.4164 | 57.7657 | 56.3395 | 55.1101 | 54.0511 | 53.1374 | 52.3446 | 51.6494 | 51.0288 | 50.4604 | 49.9223 | 49.3929 | 48.8507 | 48.2748 | 47.6445 | 46.9396 | 46.1404 | 45.228
[9 empty] | Class 13 - Moderate | 165.968 | 153.4382 | 143.3244 | 134.5504 | 126.7596 | 119.7774 | 113.4977 | 107.8459 | 102.7645 | 98.2054 | 94.127 | 90.4914 | 87.2636 | 84.4104 | 81.9003 | 79.7026 | 77.7877 | 76.1264 | 74.6903 | 73.4512 | 72.3814 | 71.4533 | 70.6397 | 69.9136 | 69.2482 | 68.6167 | 67.9926 | 67.3494 | 66.6608 | 65.9005 | 65.0424 | 64.0603 | 62.9282
[9 empty] | Class 13 - Conservative | 165.968 | 159.9155 | 154.7962 | 150.4682 | 146.6702 | 143.2801 | 140.2281 | 137.4684 | 134.9677 | 132.7 | 130.6439 | 128.7809 | 127.0944 | 125.5693 | 124.1916 | 122.9478 | 121.8253 | 120.8118 | 119.8952 | 119.0639 | 118.3065 | 117.6117 | 116.9685 | 116.3658 | 115.7927 | 115.2386 | 114.6928 | 114.1445 | 113.5833 | 112.9986 | 112.38 | 111.717 | 110.9993
[9 empty] | Class 14 - Advanced | 199.6535 | 181.0414 | 165.7783 | 152.4329 | 140.5295 | 129.8298 | 120.1828 | 111.4766 | 103.6194 | 96.531 | 90.1386 | 84.3748 | 79.1768 | 74.485 | 70.2439 | 67.8901 | 65.859 | 64.1128 | 62.6161 | 61.3351 | 60.2372 | 59.2914 | 58.4673 | 57.7354 | 57.067 | 56.4335 | 55.807 | 55.16 | 54.4652 | 53.6959 | 52.826 | 51.83 | 50.6834
[9 empty] | Class 14 - Moderate | 199.6535 | 184.3325 | 171.7715 | 160.7975 | 151.017 | 142.2338 | 134.3263 | 127.2073 | 120.8081 | 115.0707 | 109.9436 | 105.3799 | 101.3356 | 97.769 | 94.6399 | 91.9093 | 89.5393 | 87.4926 | 85.7324 | 84.2226 | 82.9272 | 81.8109 | 80.8384 | 79.9748 | 79.1852 | 78.435 | 77.6898 | 76.9153 | 76.0773 | 75.1417 | 74.0745 | 72.8418 | 71.4098
[9 empty] | Class 14 - Conservative | 199.6535 | 192.2563 | 185.8365 | 180.3499 | 175.5038 | 171.1603 | 167.2393 | 163.6875 | 160.4655 | 157.5421 | 154.8911 | 152.4895 | 150.3167 | 148.3536 | 146.582 | 144.985 | 143.546 | 142.2491 | 141.0786 | 140.0193 | 139.0561 | 138.1744 | 137.3594 | 136.5966 | 135.8718 | 135.1706 | 134.4789 | 133.7826 | 133.0677 | 132.3202 | 131.5262 | 130.6719 | 129.7434
[10 empty] | 2018 | 2019 | 2020 | 2021 | 2022 | 2023 | 2024 | 2025 | 2026 | 2027 | 2028 | 2029 | 2030 | 2031 | 2032 | 2033 | 2034 | 2035 | 2036 | 2037 | 2038 | 2039 | 2040 | 2041 | 2042 | 2043 | 2044 | 2045 | 2046 | 2047 | 2048 | 2049 | 2050
[6 empty] | Additional Factors |  | Tax Credit | 10 year CRF - Advanced | 11.61% | 11.61% | 11.61% | 11.61% | 11.61% | 11.61% | 11.61% | 11.61% | 11.61% | 11.61% | 11.61% | 11.61% | 11.61% | 11.61% | 11.61% | 11.61% | 11.61% | 11.61% | 11.61% | 11.61% | 11.61% | 11.61% | 11.61% | 11.61% | 11.61% | 11.61% | 11.61% | 11.61% | 11.61% | 11.61% | 11.61% | 11.61% | 11.61%
[9 empty] | 10 year CRF - Moderate | 11.61% | 11.61% | 11.61% | 11.61% | 11.61% | 11.61% | 11.61% | 11.61% | 11.61% | 11.61% | 11.61% | 11.61% | 11.61% | 11.61% | 11.61% | 11.61% | 11.61% | 11.61% | 11.61% | 11.61% | 11.61% | 11.61% | 11.61% | 11.61% | 11.61% | 11.61% | 11.61% | 11.61% | 11.61% | 11.61% | 11.61% | 11.61% | 11.61%
[9 empty] | 10 year CRF - Conservative | 11.61% | 11.61% | 11.61% | 11.61% | 11.61% | 11.61% | 11.61% | 11.61% | 11.61% | 11.61% | 11.61% | 11.61% | 11.61% | 11.61% | 11.61% | 11.61% | 11.61% | 11.61% | 11.61% | 11.61% | 11.61% | 11.61% | 11.61% | 11.61% | 11.61% | 11.61% | 11.61% | 11.61% | 11.61% | 11.61% | 11.61% | 11.61% | 11.61%
[9 empty] | ITC Schedule | [33 empty] | 0 | 0 | bar: 2018 to 2050
[9 empty] | PVD - Advanced | 0.82601 | 0.82601 | 0.82601 | 0.82601 | 0.82601 | 0.82601 | 0.82601 | 0.82601 | 0.82601 | 0.82601 | 0.82601 | 0.82601 | 0.82601 | 0.82601 | 0.82601 | 0.82601 | 0.82601 | 0.82601 | 0.82601 | 0.82601 | 0.82601 | 0.82601 | 0.82601 | 0.82601 | 0.82601 | 0.82601 | 0.82601 | 0.82601 | 0.82601 | 0.82601 | 0.82601 | 0.82601 | 0.82601
[9 empty] | PVD - Moderate | 0.82601 | 0.82601 | 0.82601 | 0.82601 | 0.82601 | 0.82601 | 0.82601 | 0.82601 | 0.82601 | 0.82601 | 0.82601 | 0.82601 | 0.82601 | 0.82601 | 0.82601 | 0.82601 | 0.82601 | 0.82601 | 0.82601 | 0.82601 | 0.82601 | 0.82601 | 0.82601 | 0.82601 | 0.82601 | 0.82601 | 0.82601 | 0.82601 | 0.82601 | 0.82601 | 0.82601 | 0.82601 | 0.82601
[9 empty] | PVD - Conservative | 0.82601 | 0.82601 | 0.82601 | 0.82601 | 0.82601 | 0.82601 | 0.82601 | 0.82601 | 0.82601 | 0.82601 | 0.82601 | 0.82601 | 0.82601 | 0.82601 | 0.82601 | 0.82601 | 0.82601 | 0.82601 | 0.82601 | 0.82601 | 0.82601 | 0.82601 | 0.82601 | 0.82601 | 0.82601 | 0.82601 | 0.82601 | 0.82601 | 0.82601 | 0.82601 | 0.82601 | 0.82601 | 0.82601
[9 empty] | PFF - Advanced | 1.0611 | 1.0611 | 1.0611 | 1.0611 | 1.0611 | 1.0611 | 1.0611 | 1.0611 | 1.0611 | 1.0611 | 1.0611 | 1.0611 | 1.0611 | 1.0611 | 1.0611 | 1.0611 | 1.0611 | 1.0611 | 1.0611 | 1.0611 | 1.0611 | 1.0611 | 1.0611 | 1.0611 | 1.0611 | 1.0611 | 1.0611 | 1.0611 | 1.0611 | 1.0611 | 1.0611 | 1.0611 | 1.0611
[9 empty] | PFF - Moderate | 1.0611 | 1.0611 | 1.0611 | 1.0611 | 1.0611 | 1.0611 | 1.0611 | 1.0611 | 1.0611 | 1.0611 | 1.0611 | 1.0611 | 1.0611 | 1.0611 | 1.0611 | 1.0611 | 1.0611 | 1.0611 | 1.0611 | 1.0611 | 1.0611 | 1.0611 | 1.0611 | 1.0611 | 1.0611 | 1.0611 | 1.0611 | 1.0611 | 1.0611 | 1.0611 | 1.0611 | 1.0611 | 1.0611
[9 empty] | PFF - Conservative | 1.0611 | 1.0611 | 1.0611 | 1.0611 | 1.0611 | 1.0611 | 1.0611 | 1.0611 | 1.0611 | 1.0611 | 1.0611 | 1.0611 | 1.0611 | 1.0611 | 1.0611 | 1.0611 | 1.0611 | 1.0611 | 1.0611 | 1.0611 | 1.0611 | 1.0611 | 1.0611 | 1.0611 | 1.0611 | 1.0611 | 1.0611 | 1.0611 | 1.0611 | 1.0611 | 1.0611 | 1.0611 | 1.0611
[7 empty] | MACRS |  | Year (Advanced) | 2018 | 2019 | 2020 | 2021 | 2022 | 2023 | 2024 | 2025 | 2026 | 2027 | 2028 | 2029 | 2030 | 2031 | 2032 | 2033 | 2034 | 2035 | 2036 | 2037 | 2038 | 2039 | 2040 | 2041 | 2042 | 2043 | 2044 | 2045 | 2046 | 2047 | 2048 | 2049 | 2050
[7 empty] | 0.2 | Depreciation Factor | 1 | 0.93223 | 0.93223 | 0.93223 | 0.93223 | 0.93223 | 0.93223 | 0.93223 | 0.93223 | 0.93223 | 0.93223 | 0.93223 | 0.93223 | 0.93223 | 0.93223 | 0.93223 | 0.93223 | 0.93223 | 0.93223 | 0.93223 | 0.93223 | 0.93223 | 0.93223 | 0.93223 | 0.93223 | 0.93223 | 0.93223 | 0.93223 | 0.93223 | 0.93223 | 0.93223 | 0.93223 | 0.93223 | 0.93223
[7 empty] | 0.32 |  | 2 | 0.86905 | 0.86905 | 0.86905 | 0.86905 | 0.86905 | 0.86905 | 0.86905 | 0.86905 | 0.86905 | 0.86905 | 0.86905 | 0.86905 | 0.86905 | 0.86905 | 0.86905 | 0.86905 | 0.86905 | 0.86905 | 0.86905 | 0.86905 | 0.86905 | 0.86905 | 0.86905 | 0.86905 | 0.86905 | 0.86905 | 0.86905 | 0.86905 | 0.86905 | 0.86905 | 0.86905 | 0.86905 | 0.86905
[7 empty] | 0.192 |  | 3 | 0.81015 | 0.81015 | 0.81015 | 0.81015 | 0.81015 | 0.81015 | 0.81015 | 0.81015 | 0.81015 | 0.81015 | 0.81015 | 0.81015 | 0.81015 | 0.81015 | 0.81015 | 0.81015 | 0.81015 | 0.81015 | 0.81015 | 0.81015 | 0.81015 | 0.81015 | 0.81015 | 0.81015 | 0.81015 | 0.81015 | 0.81015 | 0.81015 | 0.81015 | 0.81015 | 0.81015 | 0.81015 | 0.81015
[7 empty] | 0.1152 |  | 4 | 0.75524 | 0.75524 | 0.75524 | 0.75524 | 0.75524 | 0.75524 | 0.75524 | 0.75524 | 0.75524 | 0.75524 | 0.75524 | 0.75524 | 0.75524 | 0.75524 | 0.75524 | 0.75524 | 0.75524 | 0.75524 | 0.75524 | 0.75524 | 0.75524 | 0.75524 | 0.75524 | 0.75524 | 0.75524 | 0.75524 | 0.75524 | 0.75524 | 0.75524 | 0.75524 | 0.75524 | 0.75524 | 0.75524
[7 empty] | 0.1152 |  | 5 | 0.70406 | 0.70406 | 0.70406 | 0.70406 | 0.70406 | 0.70406 | 0.70406 | 0.70406 | 0.70406 | 0.70406 | 0.70406 | 0.70406 | 0.70406 | 0.70406 | 0.70406 | 0.70406 | 0.70406 | 0.70406 | 0.70406 | 0.70406 | 0.70406 | 0.70406 | 0.70406 | 0.70406 | 0.70406 | 0.70406 | 0.70406 | 0.70406 | 0.70406 | 0.70406 | 0.70406 | 0.70406 | 0.70406
[7 empty] | 0.0576 |  | 6 | 0.65634 | 0.65634 | 0.65634 | 0.65634 | 0.65634 | 0.65634 | 0.65634 | 0.65634 | 0.65634 | 0.65634 | 0.65634 | 0.65634 | 0.65634 | 0.65634 | 0.65634 | 0.65634 | 0.65634 | 0.65634 | 0.65634 | 0.65634 | 0.65634 | 0.65634 | 0.65634 | 0.65634 | 0.65634 | 0.65634 | 0.65634 | 0.65634 | 0.65634 | 0.65634 | 0.65634 | 0.65634 | 0.65634
[9 empty] | Year (Moderate) | 2018 | 2019 | 2020 | 2021 | 2022 | 2023 | 2024 | 2025 | 2026 | 2027 | 2028 | 2029 | 2030 | 2031 | 2032 | 2033 | 2034 | 2035 | 2036 | 2037 | 2038 | 2039 | 2040 | 2041 | 2042 | 2043 | 2044 | 2045 | 2046 | 2047 | 2048 | 2049 | 2050
[9 empty] | 1 | 0.93223 | 0.93223 | 0.93223 | 0.93223 | 0.93223 | 0.93223 | 0.93223 | 0.93223 | 0.93223 | 0.93223 | 0.93223 | 0.93223 | 0.93223 | 0.93223 | 0.93223 | 0.93223 | 0.93223 | 0.93223 | 0.93223 | 0.93223 | 0.93223 | 0.93223 | 0.93223 | 0.93223 | 0.93223 | 0.93223 | 0.93223 | 0.93223 | 0.93223 | 0.93223 | 0.93223 | 0.93223 | 0.93223
[9 empty] | 2 | 0.86905 | 0.86905 | 0.86905 | 0.86905 | 0.86905 | 0.86905 | 0.86905 | 0.86905 | 0.86905 | 0.86905 | 0.86905 | 0.86905 | 0.86905 | 0.86905 | 0.86905 | 0.86905 | 0.86905 | 0.86905 | 0.86905 | 0.86905 | 0.86905 | 0.86905 | 0.86905 | 0.86905 | 0.86905 | 0.86905 | 0.86905 | 0.86905 | 0.86905 | 0.86905 | 0.86905 | 0.86905 | 0.86905
[9 empty] | 3 | 0.81015 | 0.81015 | 0.81015 | 0.81015 | 0.81015 | 0.81015 | 0.81015 | 0.81015 | 0.81015 | 0.81015 | 0.81015 | 0.81015 | 0.81015 | 0.81015 | 0.81015 | 0.81015 | 0.81015 | 0.81015 | 0.81015 | 0.81015 | 0.81015 | 0.81015 | 0.81015 | 0.81015 | 0.81015 | 0.81015 | 0.81015 | 0.81015 | 0.81015 | 0.81015 | 0.81015 | 0.81015 | 0.81015
[9 empty] | 4 | 0.75524 | 0.75524 | 0.75524 | 0.75524 | 0.75524 | 0.75524 | 0.75524 | 0.75524 | 0.75524 | 0.75524 | 0.75524 | 0.75524 | 0.75524 | 0.75524 | 0.75524 | 0.75524 | 0.75524 | 0.75524 | 0.75524 | 0.75524 | 0.75524 | 0.75524 | 0.75524 | 0.75524 | 0.75524 | 0.75524 | 0.75524 | 0.75524 | 0.75524 | 0.75524 | 0.75524 | 0.75524 | 0.75524
[9 empty] | 5 | 0.70406 | 0.70406 | 0.70406 | 0.70406 | 0.70406 | 0.70406 | 0.70406 | 0.70406 | 0.70406 | 0.70406 | 0.70406 | 0.70406 | 0.70406 | 0.70406 | 0.70406 | 0.70406 | 0.70406 | 0.70406 | 0.70406 | 0.70406 | 0.70406 | 0.70406 | 0.70406 | 0.70406 | 0.70406 | 0.70406 | 0.70406 | 0.70406 | 0.70406 | 0.70406 | 0.70406 | 0.70406 | 0.70406
[9 empty] | 6 | 0.65634 | 0.65634 | 0.65634 | 0.65634 | 0.65634 | 0.65634 | 0.65634 | 0.65634 | 0.65634 | 0.65634 | 0.65634 | 0.65634 | 0.65634 | 0.65634 | 0.65634 | 0.65634 | 0.65634 | 0.65634 | 0.65634 | 0.65634 | 0.65634 | 0.65634 | 0.65634 | 0.65634 | 0.65634 | 0.65634 | 0.65634 | 0.65634 | 0.65634 | 0.65634 | 0.65634 | 0.65634 | 0.65634
[9 empty] | Year (Conservative) | 2018 | 2019 | 2020 | 2021 | 2022 | 2023 | 2024 | 2025 | 2026 | 2027 | 2028 | 2029 | 2030 | 2031 | 2032 | 2033 | 2034 | 2035 | 2036 | 2037 | 2038 | 2039 | 2040 | 2041 | 2042 | 2043 | 2044 | 2045 | 2046 | 2047 | 2048 | 2049 | 2050
[9 empty] | 1 | 0.93223 | 0.93223 | 0.93223 | 0.93223 | 0.93223 | 0.93223 | 0.93223 | 0.93223 | 0.93223 | 0.93223 | 0.93223 | 0.93223 | 0.93223 | 0.93223 | 0.93223 | 0.93223 | 0.93223 | 0.93223 | 0.93223 | 0.93223 | 0.93223 | 0.93223 | 0.93223 | 0.93223 | 0.93223 | 0.93223 | 0.93223 | 0.93223 | 0.93223 | 0.93223 | 0.93223 | 0.93223 | 0.93223
[9 empty] | 2 | 0.86905 | 0.86905 | 0.86905 | 0.86905 | 0.86905 | 0.86905 | 0.86905 | 0.86905 | 0.86905 | 0.86905 | 0.86905 | 0.86905 | 0.86905 | 0.86905 | 0.86905 | 0.86905 | 0.86905 | 0.86905 | 0.86905 | 0.86905 | 0.86905 | 0.86905 | 0.86905 | 0.86905 | 0.86905 | 0.86905 | 0.86905 | 0.86905 | 0.86905 | 0.86905 | 0.86905 | 0.86905 | 0.86905
[9 empty] | 3 | 0.81015 | 0.81015 | 0.81015 | 0.81015 | 0.81015 | 0.81015 | 0.81015 | 0.81015 | 0.81015 | 0.81015 | 0.81015 | 0.81015 | 0.81015 | 0.81015 | 0.81015 | 0.81015 | 0.81015 | 0.81015 | 0.81015 | 0.81015 | 0.81015 | 0.81015 | 0.81015 | 0.81015 | 0.81015 | 0.81015 | 0.81015 | 0.81015 | 0.81015 | 0.81015 | 0.81015 | 0.81015 | 0.81015
[9 empty] | 4 | 0.75524 | 0.75524 | 0.75524 | 0.75524 | 0.75524 | 0.75524 | 0.75524 | 0.75524 | 0.75524 | 0.75524 | 0.75524 | 0.75524 | 0.75524 | 0.75524 | 0.75524 | 0.75524 | 0.75524 | 0.75524 | 0.75524 | 0.75524 | 0.75524 | 0.75524 | 0.75524 | 0.75524 | 0.75524 | 0.75524 | 0.75524 | 0.75524 | 0.75524 | 0.75524 | 0.75524 | 0.75524 | 0.75524
[9 empty] | 5 | 0.70406 | 0.70406 | 0.70406 | 0.70406 | 0.70406 | 0.70406 | 0.70406 | 0.70406 | 0.70406 | 0.70406 | 0.70406 | 0.70406 | 0.70406 | 0.70406 | 0.70406 | 0.70406 | 0.70406 | 0.70406 | 0.70406 | 0.70406 | 0.70406 | 0.70406 | 0.70406 | 0.70406 | 0.70406 | 0.70406 | 0.70406 | 0.70406 | 0.70406 | 0.70406 | 0.70406 | 0.70406 | 0.70406
[9 empty] | 6 | 0.65634 | 0.65634 | 0.65634 | 0.65634 | 0.65634 | 0.65634 | 0.65634 | 0.65634 | 0.65634 | 0.65634 | 0.65634 | 0.65634 | 0.65634 | 0.65634 | 0.65634 | 0.65634 | 0.65634 | 0.65634 | 0.65634 | 0.65634 | 0.65634 | 0.65634 | 0.65634 | 0.65634 | 0.65634 | 0.65634 | 0.65634 | 0.65634 | 0.65634 | 0.65634 | 0.65634 | 0.65634 | 0.65634
|  |  |  | X | Graphics | bar: 2027 to 2050
[10 empty] | 2035: 0; 2036: 0; 2037: 0; 2038: 0; 2039: 0; 2040: 0; 2041: 0; 2042: 0; 2043: 0; 2044: 0; 2045: 0; 2046: 0; 2047: 0; 2048: 0; 2049: 0; 2050: 0 | 0 | 0
|  | X |  |  | Data Sources for Default Inputs | bar: 2018 to 2033
Current Costs:
[6 empty] | Available Capacity (GW) |  |  |  | 2019: Musial et al., 2016
[6 empty] | Net Capacity Factor (%) |  |  |  | 2019: Musial et al., 2016
[6 empty] | Overnight Capital Cost ($/kW) |  |  |  | 2019: Beiter et al., 2019; Musial et al., 2019 (forthcoming)
[6 empty] | Fixed Operating Expenses ($/kW-yr) |  |  |  | 2019: Beiter et al., 2019; Musial et al., 2019 (forthcoming)
[6 empty] | Variable Operating Expenses ($/MWh) |  |  |  | 2019: N/A
[6 empty] | Grid Feature Cost ($/kW) |  |  |  | 2019: N/A
[6 empty] | Spur Line Cost ($/kW) |  |  |  | 2019: Beiter et al., 2019; Musial et al., 2019 (forthcoming)
Future Projections Costs:
[6 empty] | Net Capacity Factor (%) |  |  |  | 2019: Adapted from Valpy et al., 2017 and Hundleby et al., 2017
[6 empty] | Overnight Capital Cost ($/kW) |  |  |  | 2019: Adapted from Valpy et al., 2017 and Hundleby et al., 2018
[6 empty] | Fixed Operating Expenses ($/kW-yr) |  |  |  | 2019: Adapted from Valpy et al., 2017 and Hundleby et al., 2019
[6 empty] | Variable Operating Expenses ($/MWh) |  |  |  | 2019: N/A
[6 empty] | Grid Connection Cost ($/kW) |  |  |  | 2019: N/A
[6 empty] | Spur Line Cost ($/kW) |  |  |  | 2019: Beiter et al, 2019
?
?
?
?
?
?
?
?
?
?
?
?
?
?
?
?
?
?
?
?
?
?
?
?
?
?
?
?
?
?
?
?
?
?
?
?
?
?
?
?
?
?
?
?
?
?
Current Costs
Data Sources
Future Projections
Graphics
?
?
?
?
?
?
?
?
?
?
?
?
?
?
?
?
?
?
?
?
?
?
?
?
?
?
?
?
?
?
?
?
?
?
?
?
?
?
?
?
?
?
?
?
?
?
?
Future Projections
Current (2018)
Current Costs
Data Sources
Future Projections
Graphics
Future Projections
Current (2018)
Future Projections
Current (2018)
Future Projections
Current (2018)
R&D Financials
Financial Assumption
Market Factors Financials
Choose a Capital Recovery Period (CRP)
20 year
30 year
Technology Life (30 years)
CustomCRP
Group Box 62
Apply Finances to all Technologies
Apply CRP to all Technologies

## ATB Land-Based Wind_SEE
TEST | [9 empty] | https://atb.nrel.gov/electricity/2020/index.html?t=lw
Inputs
[8 empty] | Take me to: | [9 empty] | Calculated
Inputs from 2020 ATB v1
| X |  |  |  | Current Costs
[6 empty] | Techno-Economic Cost and Performance Parameters |  | Net Capacity Factor (%) | Class 1 | 52.1% |  |  | Basis Year: |  | 2018
[9 empty] | Class 2 | 46.74% |  |  | All values are given in 2018 U.S. dollars, using the Consumer Price Index (BLS, 2020) for dollar year conversions. Projections use an inflation assumption of 2.5% per year.
[9 empty] | Class 3 | 44.6% |  |  | Land-Based Wind Classes
[9 empty] | Class 4 | 42.85% |  |  | Wind Classes | Wind Speed Range (m/s) | Weighted Average Wind Speed (m/s) | Potential Wind Plant Capacity (GW)
[9 empty] | Class 5 | 40.91%
[9 empty] | Class 6 | 38.03% |  |  | Class1 | > 9.0 | 9.5 | 153
[9 empty] | Class 7 | 34.51% |  |  | Class2 | 8.8 - 9.0 | 8.9 | 152
[9 empty] | Class 8 | 30.42% |  |  | Class3 | 8.6 - 8.8 | 8.7 | 304
[9 empty] | Class 9 | 26% |  |  | Class4 | 8.4 - 8.6 | 8.5 | 606
[9 empty] | Class 10 | 16.49% |  |  | Class5 | 8.1 - 8.4 | 8.2 | 1222
[13 empty] | Class6 | 7.6 - 8.1 | 7.8 | 2404
[8 empty] | Annual Energy Production (kWh/kW) | Class 1 | 4564.2754 |  |  | Class7 | 7.1 - 7.6 | 7.4 | 2444
[9 empty] | Class 2 | 4094.4065 |  |  | Class8 | 6.5 - 7.1 | 6.8 | 2441
[9 empty] | Class 3 | 3907.0914 |  |  | Class9 | 5.9 - 6.5 | 6.2 | 2406
[9 empty] | Class 4 | 3754.063 |  |  | Class10 | 0 - 5.9 | 5.2 | 3044
[9 empty] | Class 5 | 3583.3568 |  |  | Total |  |  | 15176
[9 empty] | Class 6 | 3331.2178 |  |  | Wind speeds presented in table are assumed to be 110 meters above the surface
[9 empty] | Class 7 | 3023.076 |  |  | Financial Assumptions:
[9 empty] | Class 8 | 2664.8884 |  |  | Inflation Rate |  |  |  | 2.2%
[9 empty] | Class 9 | 2277.6613 |  |  | Capital Recovery Period (Years) |  |  |  | 30
[9 empty] | Class 10 | 1444.524 |  |  | Interest Rate Nominal - Mid |  |  |  | 4%
[13 empty] | Calculated Interest Rate Real - Mid |  |  |  | 1.463%
[8 empty] | CAPEX ($/kW) | Class 1 | 1789.0791 |  |  | Interest During Construction - Nominal |  |  |  | 4%
[9 empty] | Class 2 | 1648.9279 |  |  | Rate of Return on Equity Nominal - Mid |  |  |  | 9%
[9 empty] | Class 3 | 1603.9125 |  |  | Calculated Rate of Return on Equity Real - Mid |  |  |  | 6.341%
[9 empty] | Class 4 | 1589.9392 |  |  | Debt Fraction - Mid |  |  |  | 67.06%
[9 empty] | Class 5 | 1640.0139 |  |  | Tax Rate (Federal and State) |  |  |  | 26%
[9 empty] | Class 6 | 1749.1993 |  |  | WACC Nominal - Mid |  |  |  | 7.27%
[9 empty] | Class 7 | 1968.3328 |  |  | WACC Real - Mid |  |  |  | 4.961%
[9 empty] | Class 8 | 2289.7378 |  |  | Depreciation Period |  |  |  | 5
[9 empty] | Class 9 | 2788.1826 |  |  | Construction Finance Factor |  |  |  | 1.0665
[9 empty] | Class 10 | 2922.8977 |  |  | Present Value of Depreciation |  |  |  | 0.82601
[13 empty] | Project Finance Factor |  |  |  | 1.0611
[8 empty] | Construction Financing Cost ($/kW) | Class 1 | 111.6022 |  |  | Capital Recovery Factor (CRF) Nominal - Mid |  |  |  | 6.473%
[9 empty] | Class 2 | 102.8596 |  |  | Capital Recovery Factor (CRF) Real - Mid |  |  |  | 4.712%
[9 empty] | Class 3 | 100.0515 |  |  | Cost of equity during construction |  |  |  | 11%
[9 empty] | Class 4 | 99.1799 |  |  | Construction Duration yrs |  | 3
[9 empty] | Class 5 | 102.3035 |  |  | Year | Capital | Accumulated | Percent of Leverage During Construction | Percent of Equity During Construction | Accumulated
[9 empty] | Class 6 | 109.1145 |  |  | Index | Fraction | Interest |  |  | Equity Cost
[9 empty] | Class 7 | 122.784 |  |  | 0 | 38% | 1.0198 | 80% | 20% | 1.0536
[9 empty] | Class 8 | 142.8331 |  |  | 1 | 53% | 1.0606 | 80% | 20% | 1.1695
[9 empty] | Class 9 | 173.9259 |  |  | 2 | 9% | 1.103 | 80% | 20% | 1.2981
[9 empty] | Class 10 | 182.3294
[12 empty] | MACRS yr | 1 | 2 | 3 | 4 | 5 | 6
[8 empty] | Overnight Capital Cost (OCC) ($/kW) | Class 1 | 1677.4769 |  | Depreciation | 0.2 | 0.32 | 0.192 | 0.1152 | 0.1152 | 0.0576
[9 empty] | Class 2 | 1546.0683 |  | Fraction
[9 empty] | Class 3 | 1503.861 |  | Depreciation | 0.93223 | 0.86905 | 0.81015 | 0.75524 | 0.70406 | 0.65634
[9 empty] | Class 4 | 1490.7593 |  | Factor
[9 empty] | Class 5 | 1537.7104
[9 empty] | Class 6 | 1640.0848
[9 empty] | Class 7 | 1845.5489
[9 empty] | Class 8 | 2146.9047
[9 empty] | Class 9 | 2614.2567
[9 empty] | Class 10 | 2740.5683
[8 empty] | Fixed Operation and Maintenance Expenses ($/kW-year) | Class 1 | 43.2054
[9 empty] | Class 2 | 43.2054
[9 empty] | Class 3 | 43.2054
[9 empty] | Class 4 | 43.2054
[9 empty] | Class 5 | 43.2054
[9 empty] | Class 6 | 43.2054
[9 empty] | Class 7 | 43.2054
[9 empty] | Class 8 | 43.2054
[9 empty] | Class 9 | 43.2054
[9 empty] | Class 10 | 43.2054
[8 empty] | Variable Operation and Maintenance Expenses ($/MWh) | Class 1 | 0
[9 empty] | Class 2 | 0
[9 empty] | Class 3 | 0
[9 empty] | Class 4 | 0
[9 empty] | Class 5 | 0
[9 empty] | Class 6 | 0
[9 empty] | Class 7 | 0
[9 empty] | Class 8 | 0
[9 empty] | Class 9 | 0
[9 empty] | Class 10 | 0
[6 empty] | Finance |  | Weighted Average Cost of Capital (WACC) (Nominal) (%) | Class 1 | 7.27%
[9 empty] | Class 2 | 7.27%
[9 empty] | Class 3 | 7.27%
[9 empty] | Class 4 | 7.27%
[9 empty] | Class 5 | 7.27%
[9 empty] | Class 6 | 7.27%
[9 empty] | Class 7 | 7.27%
[9 empty] | Class 8 | 7.27%
[9 empty] | Class 9 | 7.27%
[9 empty] | Class 10 | 7.27%
[6 empty] | Grid Connection Costs |  | Grid Connection Costs (GCC) ($/kW) | Class 1 | 0
[9 empty] | Class 2 | 0
[9 empty] | Class 3 | 0
[9 empty] | Class 4 | 0
[9 empty] | Class 5 | 0
[9 empty] | Class 6 | 0
[9 empty] | Class 7 | 0
[9 empty] | Class 8 | 0
[9 empty] | Class 9 | 0
[9 empty] | Class 10 | 0
[8 empty] | Grid Feature Costs ($/kW) | Class 1 | 0
[9 empty] | Class 2 | 0
[9 empty] | Class 3 | 0
[9 empty] | Class 4 | 0
[9 empty] | Class 5 | 0
[9 empty] | Class 6 | 0
[9 empty] | Class 7 | 0
[9 empty] | Class 8 | 0
[9 empty] | Class 9 | 0
[9 empty] | Class 10 | 0
[8 empty] | Onshore Spur Line Costs ($/kW) | Class 1 | 0
[9 empty] | Class 2 | 0
[9 empty] | Class 3 | 0
[9 empty] | Class 4 | 0
[9 empty] | Class 5 | 0
[9 empty] | Class 6 | 0
[9 empty] | Class 7 | 0
[9 empty] | Class 8 | 0
[9 empty] | Class 9 | 0
[9 empty] | Class 10 | 0
[6 empty] | LCOE |  | Levelized Cost of Energy ($/MWh) | Class 1 | 29.066
[9 empty] | Class 2 | 30.6899
[9 empty] | Class 3 | 31.5852
[9 empty] | Class 4 | 32.6866
[9 empty] | Class 5 | 34.9425
[9 empty] | Class 6 | 39.2262
[9 empty] | Class 7 | 46.8491
[9 empty] | Class 8 | 59.1768
[9 empty] | Class 9 | 80.1803
[9 empty] | Class 10 | 131.0879
[8 empty] | Overnight Levelized Cost of Energy ($/MWh) | Class 1 | 27.8433 | * this is similar to the LCOE used in the TCDB (Transparent Cost Database)
[9 empty] | Class 2 | 29.4338
[9 empty] | Class 3 | 30.3047
[9 empty] | Class 4 | 31.3655
[9 empty] | Class 5 | 33.5149
[9 empty] | Class 6 | 37.5883
[9 empty] | Class 7 | 44.8182
[9 empty] | Class 8 | 56.4967
[9 empty] | Class 9 | 76.3619
[9 empty] | Class 10 | 124.7765
***Note: For future projections, low, mid, and high refer to the resulting low, mid, and high LCOE projections.
High
|  |  | X |  | Future Projections
Basis Year
[10 empty] | 2018 | 2019 | 2020 | 2021 | 2022 | 2023 | 2024 | 2025 | 2026 | 2027 | 2028 | 2029 | 2030 | 2031 | 2032 | 2033 | 2034 | 2035 | 2036 | 2037 | 2038 | 2039 | 2040 | 2041 | 2042 | 2043 | 2044 | 2045 | 2046 | 2047 | 2048 | 2049 | 2050
[6 empty] | Techno-Economic Cost and Performance Parameters |  | Net Capacity Factor (%) | Class 1 - Advanced | 52.1% | 52.5% | 52.9% | 53.29% | 53.69% | 54.08% | 54.48% | 54.88% | 55.27% | 55.67% | 56.06% | 56.46% | 56.86% | 56.91% | 56.97% | 57.03% | 57.08% | 57.14% | 57.2% | 57.25% | 57.31% | 57.37% | 57.42% | 57.48% | 57.54% | 57.6% | 57.65% | 57.71% | 57.77% | 57.82% | 57.88% | 57.94% | 57.99%
[9 empty] | Class 1 - Moderate | 52.1% | 52.28% | 52.46% | 52.64% | 52.81% | 52.99% | 53.17% | 53.35% | 53.52% | 53.7% | 53.88% | 54.06% | 54.23% | 54.26% | 54.29% | 54.31% | 54.34% | 54.37% | 54.4% | 54.42% | 54.45% | 54.48% | 54.5% | 54.53% | 54.56% | 54.59% | 54.61% | 54.64% | 54.67% | 54.69% | 54.72% | 54.75% | 54.78%
[9 empty] | Class 1 - Conservative | 52.1% | 52% | 51.9% | 51.8% | 51.7% | 51.6% | 51.5% | 51.4% | 51.3% | 51.2% | 51.1% | 51% | 50.9% | 50.91% | 50.92% | 50.94% | 50.95% | 50.96% | 50.98% | 50.99% | 51% | 51.01% | 51.03% | 51.04% | 51.05% | 51.06% | 51.08% | 51.09% | 51.1% | 51.12% | 51.13% | 51.14% | 51.15%
[9 empty] | Class 2 - Advanced | 46.74% | 47.22% | 47.71% | 48.19% | 48.67% | 49.16% | 49.64% | 50.12% | 50.61% | 51.09% | 51.57% | 52.06% | 52.54% | 52.62% | 52.7% | 52.78% | 52.85% | 52.93% | 53.01% | 53.09% | 53.17% | 53.25% | 53.33% | 53.41% | 53.48% | 53.56% | 53.64% | 53.72% | 53.8% | 53.88% | 53.96% | 54.04% | 54.12%
[9 empty] | Class 2 - Moderate | 46.74% | 47% | 47.26% | 47.52% | 47.78% | 48.03% | 48.29% | 48.55% | 48.81% | 49.07% | 49.33% | 49.59% | 49.85% | 49.88% | 49.92% | 49.96% | 50% | 50.03% | 50.07% | 50.11% | 50.15% | 50.18% | 50.22% | 50.26% | 50.3% | 50.33% | 50.37% | 50.41% | 50.45% | 50.48% | 50.52% | 50.56% | 50.6%
[9 empty] | Class 2 - Conservative | 46.74% | 46.73% | 46.73% | 46.72% | 46.72% | 46.71% | 46.7% | 46.7% | 46.69% | 46.68% | 46.68% | 46.67% | 46.67% | 46.68% | 46.7% | 46.72% | 46.74% | 46.75% | 46.77% | 46.79% | 46.81% | 46.82% | 46.84% | 46.86% | 46.88% | 46.89% | 46.91% | 46.93% | 46.95% | 46.96% | 46.98% | 47% | 47.02%
[9 empty] | Class 3 - Advanced | 44.6% | 45.15% | 45.69% | 46.24% | 46.78% | 47.33% | 47.87% | 48.42% | 48.97% | 49.51% | 50.06% | 50.6% | 51.15% | 51.25% | 51.35% | 51.46% | 51.56% | 51.66% | 51.76% | 51.86% | 51.97% | 52.07% | 52.17% | 52.27% | 52.38% | 52.48% | 52.58% | 52.68% | 52.79% | 52.89% | 52.99% | 53.09% | 53.19%
[9 empty] | Class 3 - Moderate | 44.6% | 44.92% | 45.25% | 45.57% | 45.89% | 46.21% | 46.53% | 46.86% | 47.18% | 47.5% | 47.82% | 48.14% | 48.47% | 48.52% | 48.56% | 48.61% | 48.66% | 48.71% | 48.76% | 48.81% | 48.85% | 48.9% | 48.95% | 49% | 49.05% | 49.1% | 49.15% | 49.19% | 49.24% | 49.29% | 49.34% | 49.39% | 49.44%
[9 empty] | Class 3 - Conservative | 44.6% | 44.66% | 44.72% | 44.79% | 44.85% | 44.91% | 44.97% | 45.03% | 45.09% | 45.15% | 45.21% | 45.27% | 45.34% | 45.36% | 45.38% | 45.4% | 45.43% | 45.45% | 45.47% | 45.49% | 45.52% | 45.54% | 45.56% | 45.59% | 45.61% | 45.63% | 45.65% | 45.68% | 45.7% | 45.72% | 45.74% | 45.77% | 45.79%
[9 empty] | Class 4 - Advanced | 42.85% | 43.43% | 44% | 44.58% | 45.15% | 45.73% | 46.3% | 46.88% | 47.45% | 48.03% | 48.6% | 49.17% | 49.75% | 49.87% | 50% | 50.12% | 50.25% | 50.37% | 50.5% | 50.62% | 50.74% | 50.87% | 50.99% | 51.12% | 51.24% | 51.37% | 51.49% | 51.62% | 51.74% | 51.86% | 51.99% | 52.11% | 52.24%
[9 empty] | Class 4 - Moderate | 42.85% | 43.21% | 43.56% | 43.91% | 44.26% | 44.61% | 44.96% | 45.31% | 45.66% | 46.01% | 46.36% | 46.71% | 47.06% | 47.12% | 47.18% | 47.24% | 47.3% | 47.35% | 47.41% | 47.47% | 47.53% | 47.59% | 47.65% | 47.71% | 47.77% | 47.83% | 47.88% | 47.94% | 48% | 48.06% | 48.12% | 48.18% | 48.24%
[9 empty] | Class 4 - Conservative | 42.85% | 42.95% | 43.05% | 43.14% | 43.24% | 43.33% | 43.43% | 43.52% | 43.62% | 43.71% | 43.81% | 43.9% | 44% | 44.03% | 44.05% | 44.08% | 44.11% | 44.14% | 44.16% | 44.19% | 44.22% | 44.25% | 44.27% | 44.3% | 44.33% | 44.36% | 44.38% | 44.41% | 44.44% | 44.47% | 44.49% | 44.52% | 44.55%
[9 empty] | Class 5 - Advanced | 40.91% | 41.5% | 42.09% | 42.68% | 43.27% | 43.86% | 44.45% | 45.04% | 45.63% | 46.22% | 46.81% | 47.4% | 47.99% | 48.13% | 48.28% | 48.42% | 48.56% | 48.71% | 48.85% | 49% | 49.14% | 49.28% | 49.43% | 49.57% | 49.71% | 49.86% | 50% | 50.15% | 50.29% | 50.43% | 50.58% | 50.72% | 50.87%
[9 empty] | Class 5 - Moderate | 40.91% | 41.27% | 41.64% | 42.01% | 42.37% | 42.74% | 43.11% | 43.47% | 43.84% | 44.21% | 44.57% | 44.94% | 45.31% | 45.37% | 45.44% | 45.51% | 45.58% | 45.65% | 45.71% | 45.78% | 45.85% | 45.92% | 45.99% | 46.05% | 46.12% | 46.19% | 46.26% | 46.33% | 46.39% | 46.46% | 46.53% | 46.6% | 46.67%
[9 empty] | Class 5 - Conservative | 40.91% | 41.02% | 41.14% | 41.26% | 41.38% | 41.5% | 41.62% | 41.74% | 41.86% | 41.98% | 42.1% | 42.21% | 42.33% | 42.37% | 42.4% | 42.43% | 42.46% | 42.49% | 42.52% | 42.56% | 42.59% | 42.62% | 42.65% | 42.68% | 42.71% | 42.75% | 42.78% | 42.81% | 42.84% | 42.87% | 42.91% | 42.94% | 42.97%
[9 empty] | Class 6 - Advanced | 38.03% | 38.63% | 39.23% | 39.83% | 40.43% | 41.03% | 41.63% | 42.23% | 42.83% | 43.43% | 44.03% | 44.62% | 45.22% | 45.38% | 45.54% | 45.7% | 45.86% | 46.02% | 46.17% | 46.33% | 46.49% | 46.65% | 46.81% | 46.97% | 47.12% | 47.28% | 47.44% | 47.6% | 47.76% | 47.92% | 48.07% | 48.23% | 48.39%
[9 empty] | Class 6 - Moderate | 38.03% | 38.44% | 38.85% | 39.27% | 39.68% | 40.09% | 40.5% | 40.92% | 41.33% | 41.74% | 42.15% | 42.57% | 42.98% | 43.06% | 43.13% | 43.21% | 43.28% | 43.36% | 43.43% | 43.51% | 43.58% | 43.66% | 43.73% | 43.81% | 43.88% | 43.96% | 44.03% | 44.11% | 44.18% | 44.26% | 44.33% | 44.41% | 44.48%
[9 empty] | Class 6 - Conservative | 38.03% | 38.17% | 38.31% | 38.46% | 38.6% | 38.74% | 38.89% | 39.03% | 39.17% | 39.31% | 39.46% | 39.6% | 39.74% | 39.78% | 39.81% | 39.85% | 39.88% | 39.92% | 39.95% | 39.99% | 40.02% | 40.06% | 40.09% | 40.13% | 40.16% | 40.19% | 40.23% | 40.26% | 40.3% | 40.33% | 40.37% | 40.4% | 40.44%
[9 empty] | Class 7 - Advanced | 34.51% | 35.1% | 35.68% | 36.27% | 36.86% | 37.44% | 38.03% | 38.62% | 39.2% | 39.79% | 40.37% | 40.96% | 41.55% | 41.71% | 41.88% | 42.05% | 42.21% | 42.38% | 42.54% | 42.71% | 42.88% | 43.04% | 43.21% | 43.38% | 43.54% | 43.71% | 43.87% | 44.04% | 44.21% | 44.37% | 44.54% | 44.7% | 44.87%
[9 empty] | Class 7 - Moderate | 34.51% | 34.88% | 35.25% | 35.63% | 36% | 36.37% | 36.74% | 37.11% | 37.48% | 37.86% | 38.23% | 38.6% | 38.97% | 39.05% | 39.13% | 39.21% | 39.28% | 39.36% | 39.44% | 39.52% | 39.6% | 39.67% | 39.75% | 39.83% | 39.91% | 39.99% | 40.06% | 40.14% | 40.22% | 40.3% | 40.37% | 40.45% | 40.53%
[9 empty] | Class 7 - Conservative | 34.51% | 34.66% | 34.81% | 34.97% | 35.12% | 35.27% | 35.42% | 35.57% | 35.72% | 35.88% | 36.03% | 36.18% | 36.33% | 36.37% | 36.4% | 36.44% | 36.48% | 36.51% | 36.55% | 36.59% | 36.62% | 36.66% | 36.7% | 36.73% | 36.77% | 36.8% | 36.84% | 36.88% | 36.91% | 36.95% | 36.99% | 37.02% | 37.06%
[9 empty] | Class 8 - Advanced | 30.42% | 30.97% | 31.53% | 32.08% | 32.63% | 33.19% | 33.74% | 34.29% | 34.85% | 35.4% | 35.95% | 36.51% | 37.06% | 37.23% | 37.39% | 37.56% | 37.73% | 37.89% | 38.06% | 38.23% | 38.39% | 38.56% | 38.73% | 38.89% | 39.06% | 39.23% | 39.4% | 39.56% | 39.73% | 39.9% | 40.06% | 40.23% | 40.4%
[9 empty] | Class 8 - Moderate | 30.42% | 30.77% | 31.12% | 31.47% | 31.81% | 32.16% | 32.51% | 32.86% | 33.21% | 33.55% | 33.9% | 34.25% | 34.6% | 34.68% | 34.75% | 34.83% | 34.91% | 34.99% | 35.07% | 35.14% | 35.22% | 35.3% | 35.38% | 35.46% | 35.53% | 35.61% | 35.69% | 35.77% | 35.84% | 35.92% | 36% | 36.08% | 36.16%
[9 empty] | Class 8 - Conservative | 30.42% | 30.57% | 30.72% | 30.87% | 31.01% | 31.16% | 31.31% | 31.46% | 31.61% | 31.76% | 31.9% | 32.05% | 32.2% | 32.24% | 32.27% | 32.31% | 32.35% | 32.38% | 32.42% | 32.45% | 32.49% | 32.53% | 32.56% | 32.6% | 32.64% | 32.67% | 32.71% | 32.74% | 32.78% | 32.82% | 32.85% | 32.89% | 32.93%
[9 empty] | Class 9 - Advanced | 26% | 26.51% | 27.01% | 27.51% | 28.02% | 28.52% | 29.03% | 29.53% | 30.04% | 30.54% | 31.04% | 31.55% | 32.05% | 32.21% | 32.37% | 32.53% | 32.69% | 32.85% | 33.01% | 33.17% | 33.33% | 33.5% | 33.66% | 33.82% | 33.98% | 34.14% | 34.3% | 34.46% | 34.62% | 34.78% | 34.94% | 35.1% | 35.26%
[9 empty] | Class 9 - Moderate | 26% | 26.31% | 26.63% | 26.94% | 27.25% | 27.57% | 27.88% | 28.19% | 28.5% | 28.82% | 29.13% | 29.44% | 29.76% | 29.83% | 29.91% | 29.98% | 30.05% | 30.13% | 30.2% | 30.28% | 30.35% | 30.43% | 30.5% | 30.57% | 30.65% | 30.72% | 30.8% | 30.87% | 30.95% | 31.02% | 31.1% | 31.17% | 31.24%
[9 empty] | Class 9 - Conservative | 26% | 26.14% | 26.27% | 26.41% | 26.55% | 26.68% | 26.82% | 26.96% | 27.09% | 27.23% | 27.36% | 27.5% | 27.64% | 27.67% | 27.71% | 27.74% | 27.78% | 27.81% | 27.84% | 27.88% | 27.91% | 27.95% | 27.98% | 28.02% | 28.05% | 28.09% | 28.12% | 28.16% | 28.19% | 28.22% | 28.26% | 28.29% | 28.33%
[9 empty] | Class 10 - Advanced | 16.49% | 16.83% | 17.16% | 17.5% | 17.84% | 18.17% | 18.51% | 18.84% | 19.18% | 19.52% | 19.85% | 20.19% | 20.53% | 20.64% | 20.75% | 20.87% | 20.98% | 21.09% | 21.2% | 21.32% | 21.43% | 21.54% | 21.66% | 21.77% | 21.88% | 21.99% | 22.11% | 22.22% | 22.33% | 22.45% | 22.56% | 22.67% | 22.78%
[9 empty] | Class 10 - Moderate | 16.49% | 16.68% | 16.87% | 17.06% | 17.26% | 17.45% | 17.64% | 17.83% | 18.02% | 18.21% | 18.4% | 18.59% | 18.79% | 18.84% | 18.89% | 18.94% | 18.99% | 19.04% | 19.1% | 19.15% | 19.2% | 19.25% | 19.3% | 19.35% | 19.41% | 19.46% | 19.51% | 19.56% | 19.61% | 19.66% | 19.72% | 19.77% | 19.82%
[9 empty] | Class 10 - Conservative | 16.49% | 16.56% | 16.63% | 16.71% | 16.78% | 16.85% | 16.92% | 16.99% | 17.06% | 17.14% | 17.21% | 17.28% | 17.35% | 17.38% | 17.4% | 17.42% | 17.45% | 17.47% | 17.5% | 17.52% | 17.54% | 17.57% | 17.59% | 17.61% | 17.64% | 17.66% | 17.69% | 17.71% | 17.73% | 17.76% | 17.78% | 17.81% | 17.83%
[10 empty] | 2018 | 2019 | 2020 | 2021 | 2022 | 2023 | 2024 | 2025 | 2026 | 2027 | 2028 | 2029 | 2030 | 2031 | 2032 | 2033 | 2034 | 2035 | 2036 | 2037 | 2038 | 2039 | 2040 | 2041 | 2042 | 2043 | 2044 | 2045 | 2046 | 2047 | 2048 | 2049 | 2050
[8 empty] | Annual Energy Production (kWh/kW) | Class 1 - Advanced | 4564.2754 | 4598.9679 | 4633.6604 | 4668.3529 | 4703.0454 | 4737.738 | 4772.4305 | 4807.123 | 4841.8155 | 4876.508 | 4911.2006 | 4945.8931 | 4980.5856 | 4985.5662 | 4990.5468 | 4995.5274 | 5000.5079 | 5005.4885 | 5010.4691 | 5015.4497 | 5020.4303 | 5025.4109 | 5030.3915 | 5035.372 | 5040.3526 | 5045.3332 | 5050.3138 | 5055.2944 | 5060.275 | 5065.2556 | 5070.2361 | 5075.2167 | 5080.1973
[9 empty] | Class 1 - Moderate | 4564.2754 | 4579.8207 | 4595.3661 | 4610.9114 | 4626.4568 | 4642.0021 | 4657.5475 | 4673.0928 | 4688.6382 | 4704.1835 | 4719.7289 | 4735.2742 | 4750.8196 | 4753.195 | 4755.5704 | 4757.9458 | 4760.3212 | 4762.6966 | 4765.072 | 4767.4474 | 4769.8228 | 4772.1982 | 4774.5737 | 4776.9491 | 4779.3245 | 4781.6999 | 4784.0753 | 4786.4507 | 4788.8261 | 4791.2015 | 4793.5769 | 4795.9523 | 4798.3278
[9 empty] | Class 1 - Conservative | 4564.2754 | 4555.4854 | 4546.6955 | 4537.9056 | 4529.1156 | 4520.3257 | 4511.5358 | 4502.7459 | 4493.9559 | 4485.166 | 4476.3761 | 4467.5861 | 4458.7962 | 4459.9109 | 4461.0256 | 4462.1403 | 4463.255 | 4464.3697 | 4465.4844 | 4466.5991 | 4467.7138 | 4468.8285 | 4469.9432 | 4471.0579 | 4472.1726 | 4473.2873 | 4474.402 | 4475.5167 | 4476.6314 | 4477.7461 | 4478.8608 | 4479.9755 | 4481.0902
[9 empty] | Class 2 - Advanced | 4094.4065 | 4136.7406 | 4179.0748 | 4221.409 | 4263.7431 | 4306.0773 | 4348.4114 | 4390.7456 | 4433.0798 | 4475.4139 | 4517.7481 | 4560.0822 | 4602.4164 | 4609.32 | 4616.2236 | 4623.1273 | 4630.0309 | 4636.9345 | 4643.8381 | 4650.7418 | 4657.6454 | 4664.549 | 4671.4526 | 4678.3563 | 4685.2599 | 4692.1635 | 4699.0671 | 4705.9708 | 4712.8744 | 4719.778 | 4726.6816 | 4733.5853 | 4740.4889
[9 empty] | Class 2 - Moderate | 4094.4065 | 4117.092 | 4139.7774 | 4162.4629 | 4185.1484 | 4207.8339 | 4230.5194 | 4253.2048 | 4275.8903 | 4298.5758 | 4321.2613 | 4343.9468 | 4366.6322 | 4369.9072 | 4373.1822 | 4376.4572 | 4379.7321 | 4383.0071 | 4386.2821 | 4389.5571 | 4392.832 | 4396.107 | 4399.382 | 4402.657 | 4405.9319 | 4409.2069 | 4412.4819 | 4415.7569 | 4419.0318 | 4422.3068 | 4425.5818 | 4428.8567 | 4432.1317
[9 empty] | Class 2 - Conservative | 4094.4065 | 4093.8721 | 4093.3378 | 4092.8034 | 4092.269 | 4091.7347 | 4091.2003 | 4090.666 | 4090.1316 | 4089.5972 | 4089.0629 | 4088.5285 | 4087.9942 | 4089.5272 | 4091.0602 | 4092.5932 | 4094.1262 | 4095.6591 | 4097.1921 | 4098.7251 | 4100.2581 | 4101.7911 | 4103.3241 | 4104.8571 | 4106.3901 | 4107.9231 | 4109.4561 | 4110.9891 | 4112.5221 | 4114.0551 | 4115.5881 | 4117.1211 | 4118.6541
[9 empty] | Class 3 - Advanced | 3907.0914 | 3954.8838 | 4002.6761 | 4050.4685 | 4098.2609 | 4146.0532 | 4193.8456 | 4241.638 | 4289.4304 | 4337.2227 | 4385.0151 | 4432.8075 | 4480.5998 | 4489.561 | 4498.5222 | 4507.4834 | 4516.4446 | 4525.4058 | 4534.367 | 4543.3282 | 4552.2894 | 4561.2506 | 4570.2118 | 4579.173 | 4588.1342 | 4597.0954 | 4606.0566 | 4615.0178 | 4623.979 | 4632.9402 | 4641.9014 | 4650.8626 | 4659.8238
[9 empty] | Class 3 - Moderate | 3907.0914 | 3935.3066 | 3963.5219 | 3991.7371 | 4019.9523 | 4048.1675 | 4076.3828 | 4104.598 | 4132.8132 | 4161.0285 | 4189.2437 | 4217.4589 | 4245.6742 | 4249.9198 | 4254.1655 | 4258.4112 | 4262.6569 | 4266.9025 | 4271.1482 | 4275.3939 | 4279.6396 | 4283.8852 | 4288.1309 | 4292.3766 | 4296.6222 | 4300.8679 | 4305.1136 | 4309.3593 | 4313.6049 | 4317.8506 | 4322.0963 | 4326.342 | 4330.5876
[9 empty] | Class 3 - Conservative | 3907.0914 | 3912.4532 | 3917.8151 | 3923.177 | 3928.5388 | 3933.9006 | 3939.2625 | 3944.6243 | 3949.9862 | 3955.3481 | 3960.7099 | 3966.0717 | 3971.4336 | 3973.4193 | 3975.405 | 3977.3908 | 3979.3765 | 3981.3622 | 3983.3479 | 3985.3336 | 3987.3193 | 3989.3051 | 3991.2908 | 3993.2765 | 3995.2622 | 3997.2479 | 3999.2336 | 4001.2194 | 4003.2051 | 4005.1908 | 4007.1765 | 4009.1622 | 4011.1479
[9 empty] | Class 4 - Advanced | 3754.063 | 3804.3957 | 3854.7285 | 3905.0613 | 3955.394 | 4005.7268 | 4056.0596 | 4106.3924 | 4156.7251 | 4207.0579 | 4257.3907 | 4307.7234 | 4358.0562 | 4368.9513 | 4379.8465 | 4390.7416 | 4401.6368 | 4412.5319 | 4423.427 | 4434.3222 | 4445.2173 | 4456.1125 | 4467.0076 | 4477.9027 | 4488.7979 | 4499.693 | 4510.5882 | 4521.4833 | 4532.3784 | 4543.2736 | 4554.1687 | 4565.0639 | 4575.959
[9 empty] | Class 4 - Moderate | 3754.063 | 3784.7682 | 3815.4735 | 3846.1787 | 3876.884 | 3907.5893 | 3938.2945 | 3968.9998 | 3999.705 | 4030.4103 | 4061.1156 | 4091.8208 | 4122.5261 | 4127.6792 | 4132.8324 | 4137.9856 | 4143.1387 | 4148.2919 | 4153.445 | 4158.5982 | 4163.7513 | 4168.9045 | 4174.0577 | 4179.2108 | 4184.364 | 4189.5171 | 4194.6703 | 4199.8234 | 4204.9766 | 4210.1298 | 4215.2829 | 4220.4361 | 4225.5892
[9 empty] | Class 4 - Conservative | 3754.063 | 3762.4237 | 3770.7843 | 3779.145 | 3787.5057 | 3795.8664 | 3804.2271 | 3812.5878 | 3820.9485 | 3829.3092 | 3837.6699 | 3846.0305 | 3854.3912 | 3856.8002 | 3859.2092 | 3861.6182 | 3864.0272 | 3866.4362 | 3868.8452 | 3871.2542 | 3873.6632 | 3876.0722 | 3878.4812 | 3880.8902 | 3883.2992 | 3885.7082 | 3888.1172 | 3890.5262 | 3892.9352 | 3895.3441 | 3897.7531 | 3900.1621 | 3902.5711
[9 empty] | Class 5 - Advanced | 3583.3568 | 3635.0518 | 3686.7467 | 3738.4417 | 3790.1366 | 3841.8316 | 3893.5265 | 3945.2215 | 3996.9164 | 4048.6114 | 4100.3063 | 4152.0013 | 4203.6962 | 4216.3073 | 4228.9184 | 4241.5295 | 4254.1406 | 4266.7517 | 4279.3628 | 4291.9739 | 4304.5849 | 4317.196 | 4329.8071 | 4342.4182 | 4355.0293 | 4367.6404 | 4380.2515 | 4392.8626 | 4405.4737 | 4418.0847 | 4430.6958 | 4443.3069 | 4455.918
[9 empty] | Class 5 - Moderate | 3583.3568 | 3615.4812 | 3647.6056 | 3679.73 | 3711.8544 | 3743.9787 | 3776.1031 | 3808.2275 | 3840.3519 | 3872.4763 | 3904.6006 | 3936.725 | 3968.8494 | 3974.8027 | 3980.7559 | 3986.7092 | 3992.6625 | 3998.6158 | 4004.569 | 4010.5223 | 4016.4756 | 4022.4289 | 4028.3821 | 4034.3354 | 4040.2887 | 4046.242 | 4052.1952 | 4058.1485 | 4064.1018 | 4070.0551 | 4076.0083 | 4081.9616 | 4087.9149
[9 empty] | Class 5 - Conservative | 3583.3568 | 3593.7798 | 3604.2027 | 3614.6257 | 3625.0486 | 3635.4715 | 3645.8945 | 3656.3174 | 3666.7404 | 3677.1633 | 3687.5862 | 3698.0092 | 3708.4321 | 3711.2134 | 3713.9948 | 3716.7761 | 3719.5574 | 3722.3387 | 3725.1201 | 3727.9014 | 3730.6827 | 3733.464 | 3736.2454 | 3739.0267 | 3741.808 | 3744.5893 | 3747.3707 | 3750.152 | 3752.9333 | 3755.7146 | 3758.496 | 3761.2773 | 3764.0586
[9 empty] | Class 6 - Advanced | 3331.2178 | 3383.7566 | 3436.2954 | 3488.8342 | 3541.3731 | 3593.9119 | 3646.4507 | 3698.9896 | 3751.5284 | 3804.0672 | 3856.6061 | 3909.1449 | 3961.6837 | 3975.5496 | 3989.4155 | 4003.2814 | 4017.1473 | 4031.0132 | 4044.8791 | 4058.745 | 4072.6109 | 4086.4768 | 4100.3427 | 4114.2085 | 4128.0744 | 4141.9403 | 4155.8062 | 4169.6721 | 4183.538 | 4197.4039 | 4211.2698 | 4225.1357 | 4239.0016
[9 empty] | Class 6 - Moderate | 3331.2178 | 3367.3688 | 3403.5199 | 3439.6709 | 3475.822 | 3511.9731 | 3548.1241 | 3584.2752 | 3620.4262 | 3656.5773 | 3692.7284 | 3728.8794 | 3765.0305 | 3771.6193 | 3778.2081 | 3784.7969 | 3791.3857 | 3797.9745 | 3804.5633 | 3811.1521 | 3817.7409 | 3824.3297 | 3830.9185 | 3837.5073 | 3844.0961 | 3850.6849 | 3857.2737 | 3863.8625 | 3870.4513 | 3877.0401 | 3883.6289 | 3890.2177 | 3896.8065
[9 empty] | Class 6 - Conservative | 3331.2178 | 3343.738 | 3356.2582 | 3368.7785 | 3381.2987 | 3393.8189 | 3406.3391 | 3418.8594 | 3431.3796 | 3443.8998 | 3456.4201 | 3468.9403 | 3481.4605 | 3484.5068 | 3487.5531 | 3490.5994 | 3493.6456 | 3496.6919 | 3499.7382 | 3502.7845 | 3505.8307 | 3508.877 | 3511.9233 | 3514.9696 | 3518.0159 | 3521.0621 | 3524.1084 | 3527.1547 | 3530.201 | 3533.2472 | 3536.2935 | 3539.3398 | 3542.3861
[9 empty] | Class 7 - Advanced | 3023.076 | 3074.4476 | 3125.8191 | 3177.1907 | 3228.5622 | 3279.9338 | 3331.3054 | 3382.6769 | 3434.0485 | 3485.42 | 3536.7916 | 3588.1632 | 3639.5347 | 3654.0929 | 3668.651 | 3683.2091 | 3697.7673 | 3712.3254 | 3726.8836 | 3741.4417 | 3755.9998 | 3770.558 | 3785.1161 | 3799.6742 | 3814.2324 | 3828.7905 | 3843.3487 | 3857.9068 | 3872.4649 | 3887.0231 | 3901.5812 | 3916.1394 | 3930.6975
[9 empty] | Class 7 - Moderate | 3023.076 | 3055.6486 | 3088.2212 | 3120.7938 | 3153.3664 | 3185.939 | 3218.5116 | 3251.0842 | 3283.6568 | 3316.2294 | 3348.802 | 3381.3746 | 3413.9472 | 3420.7751 | 3427.603 | 3434.4309 | 3441.2588 | 3448.0867 | 3454.9146 | 3461.7425 | 3468.5704 | 3475.3982 | 3482.2261 | 3489.054 | 3495.8819 | 3502.7098 | 3509.5377 | 3516.3656 | 3523.1935 | 3530.0214 | 3536.8493 | 3543.6772 | 3550.5051
[9 empty] | Class 7 - Conservative | 3023.076 | 3036.3788 | 3049.6816 | 3062.9844 | 3076.2872 | 3089.5899 | 3102.8927 | 3116.1955 | 3129.4983 | 3142.8011 | 3156.1039 | 3169.4067 | 3182.7095 | 3185.8922 | 3189.0749 | 3192.2576 | 3195.4403 | 3198.623 | 3201.8057 | 3204.9884 | 3208.1712 | 3211.3539 | 3214.5366 | 3217.7193 | 3220.902 | 3224.0847 | 3227.2674 | 3230.4501 | 3233.6328 | 3236.8155 | 3239.9983 | 3243.181 | 3246.3637
[9 empty] | Class 8 - Advanced | 2664.8884 | 2713.3545 | 2761.8207 | 2810.2868 | 2858.753 | 2907.2192 | 2955.6853 | 3004.1515 | 3052.6176 | 3101.0838 | 3149.55 | 3198.0161 | 3246.4823 | 3261.0915 | 3275.7006 | 3290.3098 | 3304.919 | 3319.5281 | 3334.1373 | 3348.7465 | 3363.3556 | 3377.9648 | 3392.574 | 3407.1832 | 3421.7923 | 3436.4015 | 3451.0107 | 3465.6198 | 3480.229 | 3494.8382 | 3509.4473 | 3524.0565 | 3538.6657
[9 empty] | Class 8 - Moderate | 2664.8884 | 2695.387 | 2725.8857 | 2756.3844 | 2786.883 | 2817.3817 | 2847.8804 | 2878.3791 | 2908.8777 | 2939.3764 | 2969.8751 | 3000.3737 | 3030.8724 | 3037.6919 | 3044.5113 | 3051.3308 | 3058.1503 | 3064.9697 | 3071.7892 | 3078.6086 | 3085.4281 | 3092.2476 | 3099.067 | 3105.8865 | 3112.706 | 3119.5254 | 3126.3449 | 3133.1643 | 3139.9838 | 3146.8033 | 3153.6227 | 3160.4422 | 3167.2617
[9 empty] | Class 8 - Conservative | 2664.8884 | 2677.8787 | 2690.8691 | 2703.8594 | 2716.8498 | 2729.8401 | 2742.8305 | 2755.8208 | 2768.8112 | 2781.8015 | 2794.7919 | 2807.7822 | 2820.7726 | 2823.9459 | 2827.1193 | 2830.2927 | 2833.466 | 2836.6394 | 2839.8128 | 2842.9861 | 2846.1595 | 2849.3329 | 2852.5063 | 2855.6796 | 2858.853 | 2862.0264 | 2865.1997 | 2868.3731 | 2871.5465 | 2874.7198 | 2877.8932 | 2881.0666 | 2884.2399
[9 empty] | Class 9 - Advanced | 2277.6613 | 2321.8409 | 2366.0205 | 2410.2001 | 2454.3797 | 2498.5593 | 2542.7389 | 2586.9185 | 2631.0981 | 2675.2777 | 2719.4573 | 2763.6369 | 2807.8165 | 2821.8556 | 2835.8947 | 2849.9338 | 2863.9729 | 2878.0119 | 2892.051 | 2906.0901 | 2920.1292 | 2934.1683 | 2948.2073 | 2962.2464 | 2976.2855 | 2990.3246 | 3004.3637 | 3018.4028 | 3032.4418 | 3046.4809 | 3060.52 | 3074.5591 | 3088.5982
[9 empty] | Class 9 - Moderate | 2277.6613 | 2305.0779 | 2332.4945 | 2359.9111 | 2387.3278 | 2414.7444 | 2442.161 | 2469.5776 | 2496.9942 | 2524.4108 | 2551.8274 | 2579.244 | 2606.6606 | 2613.1773 | 2619.6939 | 2626.2106 | 2632.7272 | 2639.2439 | 2645.7605 | 2652.2772 | 2658.7939 | 2665.3105 | 2671.8272 | 2678.3438 | 2684.8605 | 2691.3771 | 2697.8938 | 2704.4104 | 2710.9271 | 2717.4437 | 2723.9604 | 2730.477 | 2736.9937
[9 empty] | Class 9 - Conservative | 2277.6613 | 2289.6092 | 2301.5571 | 2313.505 | 2325.453 | 2337.4009 | 2349.3488 | 2361.2967 | 2373.2446 | 2385.1925 | 2397.1404 | 2409.0883 | 2421.0362 | 2424.0625 | 2427.0888 | 2430.1151 | 2433.1414 | 2436.1677 | 2439.194 | 2442.2203 | 2445.2466 | 2448.2729 | 2451.2992 | 2454.3255 | 2457.3518 | 2460.3781 | 2463.4044 | 2466.4307 | 2469.457 | 2472.4833 | 2475.5096 | 2478.5359 | 2481.5621
[9 empty] | Class 10 - Advanced | 1444.524 | 1473.9934 | 1503.4627 | 1532.9321 | 1562.4015 | 1591.8709 | 1621.3402 | 1650.8096 | 1680.279 | 1709.7483 | 1739.2177 | 1768.6871 | 1798.1564 | 1808.0463 | 1817.9362 | 1827.826 | 1837.7159 | 1847.6057 | 1857.4956 | 1867.3855 | 1877.2753 | 1887.1652 | 1897.055 | 1906.9449 | 1916.8348 | 1926.7246 | 1936.6145 | 1946.5043 | 1956.3942 | 1966.2841 | 1976.1739 | 1986.0638 | 1995.9536
[9 empty] | Class 10 - Moderate | 1444.524 | 1461.279 | 1478.0339 | 1494.7889 | 1511.5438 | 1528.2988 | 1545.0538 | 1561.8087 | 1578.5637 | 1595.3186 | 1612.0736 | 1628.8286 | 1645.5835 | 1650.1089 | 1654.6342 | 1659.1596 | 1663.6849 | 1668.2103 | 1672.7356 | 1677.261 | 1681.7864 | 1686.3117 | 1690.8371 | 1695.3624 | 1699.8878 | 1704.4131 | 1708.9385 | 1713.4638 | 1717.9892 | 1722.5145 | 1727.0399 | 1731.5653 | 1736.0906
[9 empty] | Class 10 - Conservative | 1444.524 | 1450.8195 | 1457.115 | 1463.4106 | 1469.7061 | 1476.0016 | 1482.2971 | 1488.5926 | 1494.8882 | 1501.1837 | 1507.4792 | 1513.7747 | 1520.0702 | 1522.1603 | 1524.2504 | 1526.3405 | 1528.4306 | 1530.5207 | 1532.6108 | 1534.7009 | 1536.791 | 1538.8811 | 1540.9712 | 1543.0613 | 1545.1514 | 1547.2415 | 1549.3316 | 1551.4217 | 1553.5118 | 1555.6019 | 1557.692 | 1559.7821 | 1561.8722
[10 empty] | 2018 | 2019 | 2020 | 2021 | 2022 | 2023 | 2024 | 2025 | 2026 | 2027 | 2028 | 2029 | 2030 | 2031 | 2032 | 2033 | 2034 | 2035 | 2036 | 2037 | 2038 | 2039 | 2040 | 2041 | 2042 | 2043 | 2044 | 2045 | 2046 | 2047 | 2048 | 2049 | 2050
[8 empty] | CAPEX ($/kW) | Class 1 - Advanced | 1789.0791 | 1727.5056 | 1664.5767 | 1600.2922 | 1534.6523 | 1467.6568 | 1399.3058 | 1329.5994 | 1258.5374 | 1186.1199 | 1112.3469 | 1037.2184 | 960.7344 | 947.7368 | 934.6961 | 921.6124 | 908.4856 | 895.3158 | 882.103 | 868.8471 | 855.5482 | 842.2062 | 828.8211 | 815.393 | 801.9219 | 788.4077 | 774.8505 | 761.2502 | 747.6069 | 733.9205 | 720.1911 | 706.4186 | 692.6031
[9 empty] | Class 1 - Moderate | 1789.0791 | 1752.3767 | 1715.3368 | 1677.9594 | 1640.2445 | 1602.1921 | 1563.8021 | 1525.0747 | 1486.0098 | 1446.6073 | 1406.8674 | 1366.7899 | 1326.3749 | 1312.6906 | 1298.9876 | 1285.266 | 1271.5257 | 1257.7669 | 1243.9893 | 1230.1932 | 1216.3784 | 1202.545 | 1188.6929 | 1174.8222 | 1160.9329 | 1147.0249 | 1133.0983 | 1119.153 | 1105.1892 | 1091.2066 | 1077.2055 | 1063.1857 | 1049.1473
[9 empty] | Class 1 - Conservative | 1789.0791 | 1759.9069 | 1730.8295 | 1701.8469 | 1672.9592 | 1644.1663 | 1615.4682 | 1586.865 | 1558.3566 | 1529.943 | 1501.6242 | 1473.4003 | 1445.2713 | 1437.28 | 1429.2837 | 1421.2825 | 1413.2762 | 1405.265 | 1397.2487 | 1389.2275 | 1381.2012 | 1373.17 | 1365.1338 | 1357.0926 | 1349.0464 | 1340.9952 | 1332.939 | 1324.8778 | 1316.8116 | 1308.7404 | 1300.6642 | 1292.583 | 1284.4969
[9 empty] | Class 2 - Advanced | 1648.9279 | 1594.55 | 1538.3764 | 1480.4071 | 1420.6422 | 1359.0816 | 1295.7254 | 1230.5735 | 1163.626 | 1094.8828 | 1024.3439 | 952.0094 | 877.8792 | 867.1529 | 856.3671 | 845.5218 | 834.617 | 823.6527 | 812.6288 | 801.5455 | 790.4026 | 779.2002 | 767.9383 | 756.6169 | 745.2359 | 733.7955 | 722.2955 | 710.7361 | 699.1171 | 687.4386 | 675.7006 | 663.9031 | 652.0461
[9 empty] | Class 2 - Moderate | 1648.9279 | 1618.8544 | 1588.2585 | 1557.1402 | 1525.4995 | 1493.3365 | 1460.6511 | 1427.4432 | 1393.713 | 1359.4605 | 1324.6855 | 1289.3881 | 1253.5684 | 1240.8439 | 1228.0923 | 1215.3136 | 1202.5078 | 1189.6748 | 1176.8147 | 1163.9275 | 1151.0132 | 1138.0717 | 1125.1031 | 1112.1074 | 1099.0845 | 1086.0346 | 1072.9575 | 1059.8533 | 1046.7219 | 1033.5634 | 1020.3779 | 1007.1651 | 993.9253
[9 empty] | Class 2 - Conservative | 1648.9279 | 1624.8439 | 1600.766 | 1576.6943 | 1552.6289 | 1528.5697 | 1504.5166 | 1480.4698 | 1456.4292 | 1432.3948 | 1408.3666 | 1384.3446 | 1360.3289 | 1352.8137 | 1345.2912 | 1337.7614 | 1330.2243 | 1322.6799 | 1315.1282 | 1307.5692 | 1300.0029 | 1292.4293 | 1284.8484 | 1277.2602 | 1269.6647 | 1262.0619 | 1254.4518 | 1246.8344 | 1239.2097 | 1231.5777 | 1223.9384 | 1216.2918 | 1208.6379
[9 empty] | Class 3 - Advanced | 1603.9125 | 1554.8561 | 1503.7185 | 1450.4998 | 1395.1999 | 1337.8189 | 1278.3567 | 1216.8133 | 1153.1888 | 1087.4832 | 1019.6963 | 949.8284 | 877.8792 | 867.3184 | 856.6762 | 845.9526 | 835.1477 | 824.2614 | 813.2938 | 802.2449 | 791.1146 | 779.9029 | 768.6099 | 757.2355 | 745.7798 | 734.2428 | 722.6244 | 710.9246 | 699.1435 | 687.2811 | 675.3373 | 663.3121 | 651.2056
[9 empty] | Class 3 - Moderate | 1603.9125 | 1578.3703 | 1552.1639 | 1525.2932 | 1497.7584 | 1469.5593 | 1440.6961 | 1411.1686 | 1380.977 | 1350.1212 | 1318.6011 | 1286.4169 | 1253.5684 | 1240.9499 | 1228.2946 | 1215.6025 | 1202.8735 | 1190.1077 | 1177.305 | 1164.4655 | 1151.5891 | 1138.6759 | 1125.7259 | 1112.739 | 1099.7153 | 1086.6548 | 1073.5574 | 1060.4231 | 1047.2521 | 1034.0442 | 1020.7994 | 1007.5178 | 994.1994
[9 empty] | Class 3 - Conservative | 1603.9125 | 1583.9601 | 1563.9447 | 1543.8664 | 1523.7251 | 1503.5209 | 1483.2538 | 1462.9237 | 1442.5306 | 1422.0746 | 1401.5556 | 1380.9737 | 1360.3289 | 1352.5905 | 1344.8419 | 1337.0831 | 1329.3141 | 1321.5349 | 1313.7455 | 1305.9459 | 1298.1361 | 1290.316 | 1282.4858 | 1274.6454 | 1266.7948 | 1258.934 | 1251.063 | 1243.1818 | 1235.2903 | 1227.3887 | 1219.4769 | 1211.5549 | 1203.6227
[9 empty] | Class 4 - Advanced | 1589.9392 | 1543.1514 | 1494.0816 | 1442.73 | 1389.0964 | 1333.1809 | 1274.9836 | 1214.5043 | 1151.7431 | 1086.7 | 1019.375 | 949.7681 | 877.8792 | 867.662 | 857.3415 | 846.9177 | 836.3906 | 825.7602 | 815.0265 | 804.1895 | 793.2492 | 782.2057 | 771.0588 | 759.8087 | 748.4552 | 736.9985 | 725.4384 | 713.7751 | 702.0085 | 690.1386 | 678.1653 | 666.0888 | 653.909
[9 empty] | Class 4 - Moderate | 1589.9392 | 1566.0704 | 1541.4449 | 1516.0626 | 1489.9235 | 1463.0277 | 1435.3752 | 1406.9659 | 1377.7999 | 1347.8772 | 1317.1976 | 1285.7614 | 1253.5684 | 1241.4077 | 1229.201 | 1216.9483 | 1204.6495 | 1192.3048 | 1179.914 | 1167.4772 | 1154.9944 | 1142.4656 | 1129.8908 | 1117.2699 | 1104.6031 | 1091.8902 | 1079.1313 | 1066.3264 | 1053.4755 | 1040.5786 | 1027.6357 | 1014.6467 | 1001.6118
[9 empty] | Class 4 - Conservative | 1589.9392 | 1571.3776 | 1552.7119 | 1533.9421 | 1515.0681 | 1496.0901 | 1477.008 | 1457.8217 | 1438.5314 | 1419.1369 | 1399.6383 | 1380.0357 | 1360.3289 | 1352.8374 | 1345.3331 | 1337.8161 | 1330.2864 | 1322.7439 | 1315.1887 | 1307.6207 | 1300.0399 | 1292.4465 | 1284.8402 | 1277.2212 | 1269.5895 | 1261.9451 | 1254.2878 | 1246.6179 | 1238.9352 | 1231.2397 | 1223.5315 | 1215.8106 | 1208.0769
[9 empty] | Class 5 - Advanced | 1640.0139 | 1590.8296 | 1539.0404 | 1484.6463 | 1427.6474 | 1368.0435 | 1305.8347 | 1241.021 | 1173.6025 | 1103.579 | 1030.9507 | 955.7174 | 877.8792 | 868.6966 | 859.3922 | 849.9661 | 840.4182 | 830.7485 | 820.9572 | 811.0441 | 801.0092 | 790.8526 | 780.5742 | 770.1741 | 759.6523 | 749.0087 | 738.2433 | 727.3562 | 716.3474 | 705.2168 | 693.9645 | 682.5904 | 671.0946
[9 empty] | Class 5 - Moderate | 1640.0139 | 1612.8976 | 1584.8563 | 1555.89 | 1525.9986 | 1495.1824 | 1463.4411 | 1430.7748 | 1397.1835 | 1362.6672 | 1327.2259 | 1290.8597 | 1253.5684 | 1243.5355 | 1233.4525 | 1223.3193 | 1213.1359 | 1202.9023 | 1192.6186 | 1182.2847 | 1171.9006 | 1161.4664 | 1150.982 | 1140.4474 | 1129.8627 | 1119.2278 | 1108.5427 | 1097.8074 | 1087.022 | 1076.1864 | 1065.3007 | 1054.3647 | 1043.3786
[9 empty] | Class 5 - Conservative | 1640.0139 | 1617.6283 | 1595.0752 | 1572.3545 | 1549.4662 | 1526.4105 | 1503.1872 | 1479.7963 | 1456.2379 | 1432.512 | 1408.6185 | 1384.5574 | 1360.3289 | 1355.157 | 1349.9728 | 1344.7765 | 1339.5681 | 1334.3474 | 1329.1146 | 1323.8695 | 1318.6123 | 1313.3429 | 1308.0613 | 1302.7676 | 1297.4616 | 1292.1435 | 1286.8131 | 1281.4706 | 1276.1159 | 1270.7491 | 1265.37 | 1259.9788 | 1254.5753
[9 empty] | Class 6 - Advanced | 1749.1993 | 1697.8375 | 1643.4172 | 1585.9383 | 1525.4009 | 1461.805 | 1395.1506 | 1325.4376 | 1252.6661 | 1176.8361 | 1097.9475 | 1016.0004 | 930.9948 | 920.9078 | 910.6665 | 900.2709 | 889.7211 | 879.0169 | 868.1585 | 857.1458 | 845.9788 | 834.6575 | 823.1819 | 811.552 | 799.7679 | 787.8294 | 775.7367 | 763.4897 | 751.0884 | 738.5328 | 725.8229 | 712.9587 | 699.9403
[9 empty] | Class 6 - Moderate | 1749.1993 | 1734.2617 | 1718.352 | 1701.4701 | 1683.6159 | 1664.7896 | 1644.9911 | 1624.2205 | 1602.4776 | 1579.7625 | 1556.0752 | 1531.4158 | 1505.7841 | 1488.1254 | 1470.3783 | 1452.543 | 1434.6194 | 1416.6076 | 1398.5075 | 1380.3191 | 1362.0425 | 1343.6776 | 1325.2244 | 1306.683 | 1288.0533 | 1269.3353 | 1250.529 | 1231.6345 | 1212.6518 | 1193.5807 | 1174.4214 | 1155.1738 | 1135.838
[9 empty] | Class 6 - Conservative | 1749.1993 | 1735.3499 | 1721.3309 | 1707.1423 | 1692.7839 | 1678.2558 | 1663.5581 | 1648.6907 | 1633.6536 | 1618.4469 | 1603.0704 | 1587.5243 | 1571.8085 | 1560.6731 | 1549.5123 | 1538.3262 | 1527.1146 | 1515.8777 | 1504.6154 | 1493.3276 | 1482.0145 | 1470.676 | 1459.3121 | 1447.9228 | 1436.5082 | 1425.0681 | 1413.6026 | 1402.1118 | 1390.5955 | 1379.0539 | 1367.4868 | 1355.8944 | 1344.2766
[9 empty] | Class 7 - Advanced | 1968.3328 | 1903.6503 | 1835.011 | 1762.4149 | 1685.862 | 1605.3523 | 1520.8859 | 1432.4626 | 1340.0826 | 1243.7458 | 1143.4523 | 1039.2019 | 930.9948 | 923.5333 | 915.9108 | 908.1275 | 900.1832 | 892.0781 | 883.812 | 875.3849 | 866.797 | 858.0481 | 849.1384 | 840.0677 | 830.8361 | 821.4436 | 811.8901 | 802.1757 | 792.3005 | 782.2643 | 772.0671 | 761.7091 | 751.1902
[9 empty] | Class 7 - Moderate | 1968.3328 | 1937.2456 | 1904.8022 | 1871.0028 | 1835.8473 | 1799.3357 | 1761.468 | 1722.2442 | 1681.6644 | 1639.7284 | 1596.4364 | 1551.7883 | 1505.7841 | 1494.2007 | 1482.5386 | 1470.7978 | 1458.9785 | 1447.0804 | 1435.1038 | 1423.0485 | 1410.9146 | 1398.702 | 1386.4108 | 1374.041 | 1361.5925 | 1349.0654 | 1336.4596 | 1323.7752 | 1311.0122 | 1298.1705 | 1285.2502 | 1272.2513 | 1259.1737
[9 empty] | Class 7 - Conservative | 1968.3328 | 1937.3269 | 1905.9505 | 1874.2036 | 1842.0862 | 1809.5982 | 1776.7398 | 1743.5108 | 1709.9114 | 1675.9414 | 1641.6009 | 1606.89 | 1571.8085 | 1568.7255 | 1565.629 | 1562.5191 | 1559.3957 | 1556.2588 | 1553.1085 | 1549.9447 | 1546.7675 | 1543.5767 | 1540.3725 | 1537.1549 | 1533.9237 | 1530.6791 | 1527.421 | 1524.1495 | 1520.8645 | 1517.566 | 1514.2541 | 1510.9287 | 1507.5898
[9 empty] | Class 8 - Advanced | 2289.7378 | 2226.815 | 2159.4072 | 2087.5142 | 2011.1362 | 1930.273 | 1844.9247 | 1755.0914 | 1660.7729 | 1561.9694 | 1458.6808 | 1350.907 | 1238.6482 | 1225.2416 | 1211.5822 | 1197.6698 | 1183.5046 | 1169.0864 | 1154.4153 | 1139.4913 | 1124.3144 | 1108.8846 | 1093.2019 | 1077.2663 | 1061.0777 | 1044.6363 | 1027.942 | 1010.9947 | 993.7945 | 976.3415 | 958.6355 | 940.6766 | 922.4648
[9 empty] | Class 8 - Moderate | 2289.7378 | 2266.5542 | 2241.9878 | 2216.0388 | 2188.707 | 2159.9926 | 2129.8954 | 2098.4155 | 2065.5529 | 2031.3076 | 1995.6796 | 1958.6688 | 1920.2754 | 1898.3068 | 1876.1967 | 1853.945 | 1831.5518 | 1809.017 | 1786.3407 | 1763.5228 | 1740.5634 | 1717.4624 | 1694.2198 | 1670.8357 | 1647.3101 | 1623.6429 | 1599.8341 | 1575.8838 | 1551.7919 | 1527.5585 | 1503.1835 | 1478.667 | 1454.0089
[9 empty] | Class 8 - Conservative | 2289.7378 | 2274.829 | 2259.6391 | 2244.1682 | 2228.4162 | 2212.3832 | 2196.0691 | 2179.4739 | 2162.5976 | 2145.4403 | 2128.0019 | 2110.2825 | 2092.282 | 2075.0478 | 2057.7649 | 2040.433 | 2023.0522 | 2005.6226 | 1988.1441 | 1970.6167 | 1953.0405 | 1935.4153 | 1917.7413 | 1900.0184 | 1882.2466 | 1864.4259 | 1846.5564 | 1828.638 | 1810.6707 | 1792.6545 | 1774.5895 | 1756.4755 | 1738.3127
[9 empty] | Class 9 - Advanced | 2788.1826 | 2694.521 | 2594.4109 | 2487.8525 | 2374.8457 | 2255.3904 | 2129.4867 | 1997.1347 | 1858.3342 | 1713.0853 | 1561.388 | 1403.2423 | 1238.6482 | 1230.9244 | 1222.9678 | 1214.7784 | 1206.3561 | 1197.701 | 1188.813 | 1179.6922 | 1170.3385 | 1160.752 | 1150.9327 | 1140.8805 | 1130.5954 | 1120.0775 | 1109.3268 | 1098.3432 | 1087.1268 | 1075.6775 | 1063.9954 | 1052.0805 | 1039.9327
[9 empty] | Class 9 - Moderate | 2788.1826 | 2729.5037 | 2668.3435 | 2604.7022 | 2538.5796 | 2469.9758 | 2398.8908 | 2325.3246 | 2249.2772 | 2170.7486 | 2089.7387 | 2006.2477 | 1920.2754 | 1912.7104 | 1905.057 | 1897.3151 | 1889.4848 | 1881.5659 | 1873.5586 | 1865.4629 | 1857.2786 | 1849.0059 | 1840.6447 | 1832.1951 | 1823.657 | 1815.0304 | 1806.3154 | 1797.5118 | 1788.6199 | 1779.6394 | 1770.5705 | 1761.4131 | 1752.1672
[9 empty] | Class 9 - Conservative | 2788.1826 | 2734.3024 | 2679.6746 | 2624.2993 | 2568.1764 | 2511.306 | 2453.6881 | 2395.3226 | 2336.2095 | 2276.349 | 2215.7408 | 2154.3852 | 2092.282 | 2092.4021 | 2092.5104 | 2092.6069 | 2092.6916 | 2092.7645 | 2092.8255 | 2092.8748 | 2092.9122 | 2092.9379 | 2092.9517 | 2092.9537 | 2092.9439 | 2092.9223 | 2092.8889 | 2092.8437 | 2092.7866 | 2092.7178 | 2092.6371 | 2092.5447 | 2092.4404
[9 empty] | Class 10 - Advanced | 2922.8977 | 2809.8248 | 2688.9546 | 2560.2869 | 2423.822 | 2279.5596 | 2127.4999 | 1967.6428 | 1799.9884 | 1624.5366 | 1441.2875 | 1250.241 | 1051.3972 | 1043.8911 | 1036.1333 | 1028.1238 | 1019.8626 | 1011.3497 | 1002.585 | 993.5686 | 984.3005 | 974.7807 | 965.0091 | 954.9858 | 944.7108 | 934.1841 | 923.4057 | 912.3755 | 901.0936 | 889.56 | 877.7746 | 865.7376 | 853.4488
[9 empty] | Class 10 - Moderate | 2922.8977 | 2867.2364 | 2809.2506 | 2748.9402 | 2686.3053 | 2621.3459 | 2554.0619 | 2484.4534 | 2412.5203 | 2338.2627 | 2261.6805 | 2182.7738 | 2101.5426 | 2086.3681 | 2071.0486 | 2055.5838 | 2039.974 | 2024.219 | 2008.3189 | 1992.2737 | 1976.0833 | 1959.7478 | 1943.2672 | 1926.6414 | 1909.8705 | 1892.9545 | 1875.8933 | 1858.687 | 1841.3356 | 1823.839 | 1806.1973 | 1788.4105 | 1770.4785
[9 empty] | Class 10 - Conservative | 2922.8977 | 2872.766 | 2822.0661 | 2770.7981 | 2718.962 | 2666.5578 | 2613.5855 | 2560.045 | 2505.9364 | 2451.2598 | 2396.0149 | 2340.202 | 2283.821 | 2275.0694 | 2266.2788 | 2257.4492 | 2248.5806 | 2239.673 | 2230.7264 | 2221.7408 | 2212.7162 | 2203.6526 | 2194.55 | 2185.4084 | 2176.2278 | 2167.0082 | 2157.7496 | 2148.452 | 2139.1154 | 2129.7398 | 2120.3252 | 2110.8716 | 2101.379
[10 empty] | 2018 | 2019 | 2020 | 2021 | 2022 | 2023 | 2024 | 2025 | 2026 | 2027 | 2028 | 2029 | 2030 | 2031 | 2032 | 2033 | 2034 | 2035 | 2036 | 2037 | 2038 | 2039 | 2040 | 2041 | 2042 | 2043 | 2044 | 2045 | 2046 | 2047 | 2048 | 2049 | 2050
[8 empty] | Construction Financing Cost ($/kW) | Class 1 - Advanced | 111.6022 | 107.7612 | 103.8358 | 99.8257 | 95.7311 | 91.552 | 87.2882 | 82.94 | 78.5072 | 73.9898 | 69.3878 | 64.7013 | 59.9303 | 59.1195 | 58.306 | 57.4899 | 56.671 | 55.8495 | 55.0253 | 54.1984 | 53.3688 | 52.5365 | 51.7016 | 50.864 | 50.0236 | 49.1806 | 48.3349 | 47.4865 | 46.6355 | 45.7817 | 44.9253 | 44.0662 | 43.2044
[9 empty] | Class 1 - Moderate | 111.6022 | 109.3127 | 107.0022 | 104.6706 | 102.3179 | 99.9442 | 97.5495 | 95.1337 | 92.6968 | 90.2389 | 87.7599 | 85.2599 | 82.7388 | 81.8852 | 81.0304 | 80.1745 | 79.3174 | 78.4591 | 77.5997 | 76.7391 | 75.8773 | 75.0144 | 74.1503 | 73.285 | 72.4186 | 71.551 | 70.6823 | 69.8124 | 68.9413 | 68.0691 | 67.1957 | 66.3212 | 65.4455
[9 empty] | Class 1 - Conservative | 111.6022 | 109.7824 | 107.9686 | 106.1607 | 104.3586 | 102.5626 | 100.7724 | 98.9881 | 97.2098 | 95.4373 | 93.6708 | 91.9102 | 90.1556 | 89.6571 | 89.1583 | 88.6591 | 88.1597 | 87.66 | 87.1599 | 86.6596 | 86.1589 | 85.6579 | 85.1566 | 84.655 | 84.1531 | 83.6508 | 83.1483 | 82.6454 | 82.1423 | 81.6388 | 81.135 | 80.6309 | 80.1265
[9 empty] | Class 2 - Advanced | 102.8596 | 99.4675 | 95.9634 | 92.3473 | 88.6192 | 84.7791 | 80.8269 | 76.7628 | 72.5866 | 68.2984 | 63.8982 | 59.386 | 54.7618 | 54.0927 | 53.4199 | 52.7434 | 52.0631 | 51.3792 | 50.6915 | 50.0001 | 49.3051 | 48.6063 | 47.9037 | 47.1975 | 46.4876 | 45.7739 | 45.0566 | 44.3355 | 43.6107 | 42.8822 | 42.15 | 41.4141 | 40.6744
[9 empty] | Class 2 - Moderate | 102.8596 | 100.9836 | 99.075 | 97.1339 | 95.1602 | 93.1538 | 91.1149 | 89.0434 | 86.9394 | 84.8027 | 82.6334 | 80.4316 | 78.1972 | 77.4034 | 76.608 | 75.8109 | 75.012 | 74.2115 | 73.4093 | 72.6054 | 71.7998 | 70.9925 | 70.1836 | 69.3729 | 68.5605 | 67.7465 | 66.9307 | 66.1133 | 65.2942 | 64.4734 | 63.6508 | 62.8266 | 62.0007
[9 empty] | Class 2 - Conservative | 102.8596 | 101.3572 | 99.8553 | 98.3537 | 96.8525 | 95.3517 | 93.8513 | 92.3512 | 90.8516 | 89.3523 | 87.8535 | 86.355 | 84.8569 | 84.3881 | 83.9188 | 83.4491 | 82.979 | 82.5083 | 82.0373 | 81.5657 | 81.0938 | 80.6213 | 80.1484 | 79.6751 | 79.2013 | 78.727 | 78.2523 | 77.7771 | 77.3015 | 76.8254 | 76.3489 | 75.8719 | 75.3944
[9 empty] | Class 3 - Advanced | 100.0515 | 96.9914 | 93.8015 | 90.4817 | 87.0321 | 83.4527 | 79.7435 | 75.9044 | 71.9355 | 67.8368 | 63.6083 | 59.25 | 54.7618 | 54.103 | 53.4392 | 52.7702 | 52.0962 | 51.4172 | 50.733 | 50.0438 | 49.3495 | 48.6501 | 47.9456 | 47.2361 | 46.5215 | 45.8018 | 45.0771 | 44.3472 | 43.6123 | 42.8724 | 42.1273 | 41.3772 | 40.622
[9 empty] | Class 3 - Moderate | 100.0515 | 98.4582 | 96.8235 | 95.1473 | 93.4297 | 91.6706 | 89.8702 | 88.0282 | 86.1449 | 84.2201 | 82.2539 | 80.2463 | 78.1972 | 77.4101 | 76.6206 | 75.8289 | 75.0349 | 74.2385 | 73.4399 | 72.639 | 71.8358 | 71.0302 | 70.2224 | 69.4123 | 68.5999 | 67.7852 | 66.9682 | 66.1489 | 65.3272 | 64.5033 | 63.6771 | 62.8486 | 62.0178
[9 empty] | Class 3 - Conservative | 100.0515 | 98.8069 | 97.5584 | 96.3059 | 95.0495 | 93.7891 | 92.5249 | 91.2567 | 89.9846 | 88.7086 | 87.4286 | 86.1447 | 84.8569 | 84.3742 | 83.8908 | 83.4068 | 82.9222 | 82.4369 | 81.951 | 81.4645 | 80.9773 | 80.4895 | 80.001 | 79.512 | 79.0222 | 78.5319 | 78.0409 | 77.5493 | 77.057 | 76.5641 | 76.0706 | 75.5764 | 75.0816
[9 empty] | Class 4 - Advanced | 99.1799 | 96.2613 | 93.2003 | 89.997 | 86.6514 | 83.1634 | 79.5331 | 75.7604 | 71.8454 | 67.788 | 63.5883 | 59.2462 | 54.7618 | 54.1245 | 53.4807 | 52.8305 | 52.1738 | 51.5107 | 50.8411 | 50.1651 | 49.4826 | 48.7937 | 48.0984 | 47.3966 | 46.6884 | 45.9737 | 45.2526 | 44.5251 | 43.7911 | 43.0506 | 42.3037 | 41.5504 | 40.7906
[9 empty] | Class 4 - Moderate | 99.1799 | 97.691 | 96.1548 | 94.5715 | 92.9409 | 91.2632 | 89.5382 | 87.7661 | 85.9467 | 84.0801 | 82.1664 | 80.2054 | 78.1972 | 77.4386 | 76.6772 | 75.9128 | 75.1456 | 74.3756 | 73.6027 | 72.8268 | 72.0482 | 71.2666 | 70.4822 | 69.6949 | 68.9048 | 68.1118 | 67.3159 | 66.5171 | 65.7155 | 64.911 | 64.1036 | 63.2933 | 62.4802
[9 empty] | Class 4 - Conservative | 99.1799 | 98.022 | 96.8577 | 95.6868 | 94.5095 | 93.3256 | 92.1353 | 90.9384 | 89.7351 | 88.5253 | 87.309 | 86.0862 | 84.8569 | 84.3896 | 83.9214 | 83.4525 | 82.9828 | 82.5123 | 82.041 | 81.569 | 81.0961 | 80.6224 | 80.1479 | 79.6726 | 79.1966 | 78.7197 | 78.2421 | 77.7636 | 77.2844 | 76.8043 | 76.3235 | 75.8419 | 75.3594
[9 empty] | Class 5 - Advanced | 102.3035 | 99.2354 | 96.0048 | 92.6118 | 89.0562 | 85.3381 | 81.4575 | 77.4145 | 73.2089 | 68.8409 | 64.3104 | 59.6173 | 54.7618 | 54.189 | 53.6086 | 53.0206 | 52.425 | 51.8218 | 51.211 | 50.5927 | 49.9667 | 49.3331 | 48.692 | 48.0432 | 47.3869 | 46.7229 | 46.0514 | 45.3722 | 44.6855 | 43.9912 | 43.2893 | 42.5798 | 41.8627
[9 empty] | Class 5 - Moderate | 102.3035 | 100.612 | 98.8628 | 97.0559 | 95.1913 | 93.269 | 91.289 | 89.2513 | 87.1559 | 85.0027 | 82.7919 | 80.5234 | 78.1972 | 77.5713 | 76.9424 | 76.3103 | 75.675 | 75.0367 | 74.3952 | 73.7505 | 73.1028 | 72.4519 | 71.7979 | 71.1407 | 70.4805 | 69.8171 | 69.1505 | 68.4809 | 67.8081 | 67.1322 | 66.4531 | 65.7709 | 65.0856
[9 empty] | Class 5 - Conservative | 102.3035 | 100.9071 | 99.5003 | 98.083 | 96.6552 | 95.217 | 93.7683 | 92.3092 | 90.8396 | 89.3596 | 87.8692 | 86.3682 | 84.8569 | 84.5343 | 84.2109 | 83.8867 | 83.5618 | 83.2362 | 82.9097 | 82.5826 | 82.2546 | 81.9259 | 81.5964 | 81.2662 | 80.9352 | 80.6035 | 80.271 | 79.9377 | 79.6037 | 79.2689 | 78.9334 | 78.5971 | 78.26
[9 empty] | Class 6 - Advanced | 109.1145 | 105.9105 | 102.5158 | 98.9303 | 95.154 | 91.1869 | 87.029 | 82.6804 | 78.1409 | 73.4107 | 68.4896 | 63.3778 | 58.0752 | 57.4459 | 56.8071 | 56.1586 | 55.5005 | 54.8328 | 54.1554 | 53.4685 | 52.7719 | 52.0657 | 51.3498 | 50.6244 | 49.8893 | 49.1445 | 48.3902 | 47.6262 | 46.8526 | 46.0694 | 45.2766 | 44.4741 | 43.662
[9 empty] | Class 6 - Moderate | 109.1145 | 108.1827 | 107.1902 | 106.1371 | 105.0234 | 103.849 | 102.614 | 101.3183 | 99.962 | 98.5451 | 97.0675 | 95.5292 | 93.9303 | 92.8288 | 91.7217 | 90.6092 | 89.4911 | 88.3675 | 87.2384 | 86.1039 | 84.9638 | 83.8182 | 82.6671 | 81.5105 | 80.3483 | 79.1807 | 78.0076 | 76.829 | 75.6448 | 74.4552 | 73.26 | 72.0594 | 70.8532
[9 empty] | Class 6 - Conservative | 109.1145 | 108.2506 | 107.3761 | 106.491 | 105.5953 | 104.6891 | 103.7722 | 102.8448 | 101.9068 | 100.9582 | 99.999 | 99.0292 | 98.0489 | 97.3543 | 96.6581 | 95.9603 | 95.2609 | 94.56 | 93.8574 | 93.1533 | 92.4476 | 91.7403 | 91.0314 | 90.321 | 89.6089 | 88.8953 | 88.1801 | 87.4633 | 86.7449 | 86.0249 | 85.3034 | 84.5803 | 83.8555
[9 empty] | Class 7 - Advanced | 122.784 | 118.7491 | 114.4674 | 109.9389 | 105.1635 | 100.1414 | 94.8724 | 89.3566 | 83.5939 | 77.5845 | 71.3282 | 64.8251 | 58.0752 | 57.6097 | 57.1342 | 56.6487 | 56.1531 | 55.6475 | 55.1319 | 54.6062 | 54.0705 | 53.5248 | 52.969 | 52.4031 | 51.8273 | 51.2414 | 50.6454 | 50.0395 | 49.4234 | 48.7974 | 48.1613 | 47.5152 | 46.859
[9 empty] | Class 7 - Moderate | 122.784 | 120.8447 | 118.8209 | 116.7125 | 114.5196 | 112.242 | 109.8798 | 107.433 | 104.9017 | 102.2857 | 99.5852 | 96.8001 | 93.9303 | 93.2078 | 92.4803 | 91.7479 | 91.0106 | 90.2684 | 89.5213 | 88.7693 | 88.0124 | 87.2506 | 86.4839 | 85.7122 | 84.9357 | 84.1543 | 83.3679 | 82.5767 | 81.7805 | 80.9795 | 80.1735 | 79.3626 | 78.5468
[9 empty] | Class 7 - Conservative | 122.784 | 120.8498 | 118.8926 | 116.9122 | 114.9087 | 112.8821 | 110.8325 | 108.7596 | 106.6637 | 104.5447 | 102.4025 | 100.2373 | 98.0489 | 97.8566 | 97.6634 | 97.4694 | 97.2746 | 97.0789 | 96.8824 | 96.685 | 96.4869 | 96.2878 | 96.0879 | 95.8872 | 95.6857 | 95.4833 | 95.28 | 95.076 | 94.871 | 94.6653 | 94.4587 | 94.2512 | 94.043
[9 empty] | Class 8 - Advanced | 142.8331 | 138.908 | 134.7031 | 130.2185 | 125.454 | 120.4098 | 115.0858 | 109.482 | 103.5985 | 97.4351 | 90.992 | 84.2691 | 77.2665 | 76.4302 | 75.5781 | 74.7103 | 73.8266 | 72.9272 | 72.0121 | 71.0811 | 70.1344 | 69.1719 | 68.1936 | 67.1995 | 66.1897 | 65.1641 | 64.1227 | 63.0655 | 61.9926 | 60.9039 | 59.7994 | 58.6791 | 57.5431
[9 empty] | Class 8 - Moderate | 142.8331 | 141.3869 | 139.8545 | 138.2358 | 136.5308 | 134.7396 | 132.8622 | 130.8985 | 128.8485 | 126.7123 | 124.4898 | 122.1811 | 119.7862 | 118.4158 | 117.0365 | 115.6485 | 114.2516 | 112.8459 | 111.4314 | 110.008 | 108.5758 | 107.1347 | 105.6849 | 104.2262 | 102.7587 | 101.2823 | 99.7971 | 98.3031 | 96.8003 | 95.2886 | 93.7681 | 92.2388 | 90.7006
[9 empty] | Class 8 - Conservative | 142.8331 | 141.9031 | 140.9556 | 139.9905 | 139.0079 | 138.0077 | 136.9901 | 135.9549 | 134.9021 | 133.8319 | 132.7441 | 131.6387 | 130.5159 | 129.4408 | 128.3627 | 127.2815 | 126.1973 | 125.1101 | 124.0198 | 122.9264 | 121.83 | 120.7306 | 119.6281 | 118.5225 | 117.4139 | 116.3023 | 115.1876 | 114.0698 | 112.949 | 111.8252 | 110.6983 | 109.5684 | 108.4354
[9 empty] | Class 9 - Advanced | 173.9259 | 168.0833 | 161.8385 | 155.1914 | 148.1421 | 140.6905 | 132.8367 | 124.5806 | 115.9223 | 106.8617 | 97.3989 | 87.5338 | 77.2665 | 76.7847 | 76.2883 | 75.7775 | 75.2521 | 74.7122 | 74.1578 | 73.5888 | 73.0053 | 72.4073 | 71.7948 | 71.1678 | 70.5262 | 69.8701 | 69.1994 | 68.5143 | 67.8146 | 67.1004 | 66.3717 | 65.6284 | 64.8707
[9 empty] | Class 9 - Moderate | 173.9259 | 170.2656 | 166.4504 | 162.4805 | 158.3558 | 154.0763 | 149.642 | 145.053 | 140.3092 | 135.4106 | 130.3572 | 125.1491 | 119.7862 | 119.3143 | 118.8368 | 118.3539 | 117.8654 | 117.3715 | 116.872 | 116.367 | 115.8564 | 115.3404 | 114.8188 | 114.2917 | 113.7591 | 113.221 | 112.6774 | 112.1282 | 111.5735 | 111.0133 | 110.4476 | 109.8764 | 109.2996
[9 empty] | Class 9 - Conservative | 173.9259 | 170.5649 | 167.1572 | 163.7029 | 160.202 | 156.6545 | 153.0603 | 149.4194 | 145.732 | 141.9979 | 138.2172 | 134.3898 | 130.5159 | 130.5234 | 130.5301 | 130.5361 | 130.5414 | 130.546 | 130.5498 | 130.5528 | 130.5552 | 130.5568 | 130.5576 | 130.5578 | 130.5572 | 130.5558 | 130.5537 | 130.5509 | 130.5474 | 130.5431 | 130.538 | 130.5323 | 130.5258
[9 empty] | Class 10 - Advanced | 182.3294 | 175.276 | 167.7361 | 159.7099 | 151.1972 | 142.1982 | 132.7128 | 122.7409 | 112.2827 | 101.3381 | 89.907 | 77.9896 | 65.5858 | 65.1176 | 64.6337 | 64.134 | 63.6187 | 63.0877 | 62.5409 | 61.9785 | 61.4003 | 60.8065 | 60.197 | 59.5717 | 58.9308 | 58.2741 | 57.6017 | 56.9137 | 56.2099 | 55.4905 | 54.7553 | 54.0044 | 53.2379
[9 empty] | Class 10 - Moderate | 182.3294 | 178.8573 | 175.2401 | 171.478 | 167.5709 | 163.5187 | 159.3216 | 154.9794 | 150.4922 | 145.8601 | 141.0829 | 136.1607 | 131.0935 | 130.147 | 129.1913 | 128.2267 | 127.2529 | 126.2701 | 125.2783 | 124.2774 | 123.2674 | 122.2484 | 121.2204 | 120.1833 | 119.1371 | 118.0819 | 117.0176 | 115.9443 | 114.8619 | 113.7705 | 112.67 | 111.5605 | 110.4419
[9 empty] | Class 10 - Conservative | 182.3294 | 179.2022 | 176.0396 | 172.8415 | 169.608 | 166.339 | 163.0346 | 159.6948 | 156.3195 | 152.9088 | 149.4626 | 145.981 | 142.464 | 141.9181 | 141.3697 | 140.8189 | 140.2657 | 139.7101 | 139.152 | 138.5915 | 138.0285 | 137.4631 | 136.8953 | 136.3251 | 135.7524 | 135.1773 | 134.5997 | 134.0197 | 133.4373 | 132.8525 | 132.2652 | 131.6755 | 131.0833
[10 empty] | 2018 | 2019 | 2020 | 2021 | 2022 | 2023 | 2024 | 2025 | 2026 | 2027 | 2028 | 2029 | 2030 | 2031 | 2032 | 2033 | 2034 | 2035 | 2036 | 2037 | 2038 | 2039 | 2040 | 2041 | 2042 | 2043 | 2044 | 2045 | 2046 | 2047 | 2048 | 2049 | 2050
[8 empty] | Overnight Capital Cost ($/kW) | Class 1 - Advanced | 1677.4769 | 1619.7444 | 1560.7409 | 1500.4665 | 1438.9212 | 1376.1049 | 1312.0176 | 1246.6594 | 1180.0302 | 1112.1301 | 1042.959 | 972.517 | 900.8041 | 888.6172 | 876.3901 | 864.1225 | 851.8146 | 839.4663 | 827.0777 | 814.6487 | 802.1793 | 789.6696 | 777.1195 | 764.5291 | 751.8983 | 739.2271 | 726.5156 | 713.7637 | 700.9714 | 688.1388 | 675.2658 | 662.3525 | 649.3987
[9 empty] | Class 1 - Moderate | 1677.4769 | 1643.064 | 1608.3346 | 1573.2888 | 1537.9266 | 1502.2478 | 1466.2527 | 1429.941 | 1393.313 | 1356.3684 | 1319.1074 | 1281.53 | 1243.6361 | 1230.8054 | 1217.9572 | 1205.0915 | 1192.2084 | 1179.3078 | 1166.3897 | 1153.4541 | 1140.5011 | 1127.5306 | 1114.5426 | 1101.5372 | 1088.5142 | 1075.4738 | 1062.416 | 1049.3406 | 1036.2478 | 1023.1375 | 1010.0098 | 996.8645 | 983.7018
[9 empty] | Class 1 - Conservative | 1677.4769 | 1650.1244 | 1622.8609 | 1595.6862 | 1568.6005 | 1541.6037 | 1514.6958 | 1487.8768 | 1461.1468 | 1434.5056 | 1407.9534 | 1381.4901 | 1355.1157 | 1347.6229 | 1340.1255 | 1332.6233 | 1325.1165 | 1317.605 | 1310.0888 | 1302.5679 | 1295.0424 | 1287.5121 | 1279.9772 | 1272.4376 | 1264.8933 | 1257.3443 | 1249.7907 | 1242.2323 | 1234.6693 | 1227.1016 | 1219.5292 | 1211.9521 | 1204.3704
[9 empty] | Class 2 - Advanced | 1546.0683 | 1495.0825 | 1442.413 | 1388.0598 | 1332.023 | 1274.3026 | 1214.8985 | 1153.8107 | 1091.0394 | 1026.5843 | 960.4457 | 892.6234 | 823.1174 | 813.0602 | 802.9472 | 792.7785 | 782.5539 | 772.2735 | 761.9373 | 751.5453 | 741.0975 | 730.5939 | 720.0345 | 709.4194 | 698.7484 | 688.0216 | 677.239 | 666.4006 | 655.5064 | 644.5564 | 633.5506 | 622.489 | 611.3716
[9 empty] | Class 2 - Moderate | 1546.0683 | 1517.8708 | 1489.1835 | 1460.0063 | 1430.3394 | 1400.1826 | 1369.5361 | 1338.3998 | 1306.7737 | 1274.6578 | 1242.052 | 1208.9565 | 1175.3712 | 1163.4405 | 1151.4843 | 1139.5028 | 1127.4957 | 1115.4633 | 1103.4054 | 1091.3221 | 1079.2133 | 1067.0791 | 1054.9195 | 1042.7345 | 1030.524 | 1018.2881 | 1006.0267 | 993.74 | 981.4277 | 969.0901 | 956.727 | 944.3385 | 931.9246
[9 empty] | Class 2 - Conservative | 1546.0683 | 1523.4866 | 1500.9107 | 1478.3407 | 1455.7764 | 1433.218 | 1410.6654 | 1388.1186 | 1365.5776 | 1343.0425 | 1320.5132 | 1297.9897 | 1275.472 | 1268.4256 | 1261.3724 | 1254.3123 | 1247.2454 | 1240.1716 | 1233.091 | 1226.0035 | 1218.9092 | 1211.808 | 1204.7 | 1197.5852 | 1190.4635 | 1183.3349 | 1176.1995 | 1169.0573 | 1161.9082 | 1154.7523 | 1147.5895 | 1140.4199 | 1133.2434
[9 empty] | Class 3 - Advanced | 1503.861 | 1457.8647 | 1409.9171 | 1360.0181 | 1308.1678 | 1254.3662 | 1198.6132 | 1140.9089 | 1081.2533 | 1019.6463 | 956.088 | 890.5784 | 823.1174 | 813.2153 | 803.237 | 793.1824 | 783.0514 | 772.8443 | 762.5608 | 752.2011 | 741.7651 | 731.2528 | 720.6643 | 709.9994 | 699.2583 | 688.4409 | 677.5473 | 666.5774 | 655.5312 | 644.4087 | 633.2099 | 621.9349 | 610.5836
[9 empty] | Class 3 - Moderate | 1503.861 | 1479.9121 | 1455.3404 | 1430.1459 | 1404.3287 | 1377.8887 | 1350.8259 | 1323.1404 | 1294.8321 | 1265.901 | 1236.3472 | 1206.1706 | 1175.3712 | 1163.5399 | 1151.674 | 1139.7736 | 1127.8386 | 1115.8691 | 1103.8651 | 1091.8265 | 1079.7534 | 1067.6457 | 1055.5035 | 1043.3267 | 1031.1154 | 1018.8696 | 1006.5892 | 994.2743 | 981.9248 | 969.5408 | 957.1223 | 944.6692 | 932.1815
[9 empty] | Class 3 - Conservative | 1503.861 | 1485.1532 | 1466.3864 | 1447.5605 | 1428.6757 | 1409.7318 | 1390.7289 | 1371.667 | 1352.546 | 1333.366 | 1314.127 | 1294.829 | 1275.472 | 1268.2163 | 1260.9511 | 1253.6763 | 1246.3919 | 1239.098 | 1231.7945 | 1224.4814 | 1217.1588 | 1209.8266 | 1202.4848 | 1195.1335 | 1187.7726 | 1180.4021 | 1173.0221 | 1165.6325 | 1158.2333 | 1150.8246 | 1143.4063 | 1135.9785 | 1128.5411
[9 empty] | Class 4 - Advanced | 1490.7593 | 1446.8901 | 1400.8813 | 1352.733 | 1302.445 | 1250.0176 | 1195.4505 | 1138.7439 | 1079.8977 | 1018.912 | 955.7867 | 890.5218 | 823.1174 | 813.5375 | 803.8608 | 794.0872 | 784.2168 | 774.2495 | 764.1854 | 754.0244 | 743.7666 | 733.4119 | 722.9604 | 712.412 | 701.7668 | 691.0247 | 680.1858 | 669.25 | 658.2174 | 647.0879 | 635.8616 | 624.5384 | 613.1184
[9 empty] | Class 4 - Moderate | 1490.7593 | 1468.3795 | 1445.29 | 1421.4911 | 1396.9826 | 1371.7645 | 1345.837 | 1319.1999 | 1291.8532 | 1263.797 | 1235.0313 | 1205.556 | 1175.3712 | 1163.9691 | 1152.5238 | 1141.0354 | 1129.5039 | 1117.9292 | 1106.3113 | 1094.6504 | 1082.9462 | 1071.199 | 1059.4085 | 1047.575 | 1035.6983 | 1023.7785 | 1011.8155 | 999.8093 | 987.7601 | 975.6677 | 963.5321 | 951.3534 | 939.1316
[9 empty] | Class 4 - Conservative | 1490.7593 | 1473.3556 | 1455.8542 | 1438.2553 | 1420.5587 | 1402.7645 | 1384.8727 | 1366.8833 | 1348.7962 | 1330.6116 | 1312.3293 | 1293.9495 | 1275.472 | 1268.4478 | 1261.4117 | 1254.3636 | 1247.3035 | 1240.2316 | 1233.1476 | 1226.0517 | 1218.9439 | 1211.8241 | 1204.6923 | 1197.5486 | 1190.3929 | 1183.2253 | 1176.0458 | 1168.8543 | 1161.6508 | 1154.4354 | 1147.208 | 1139.9687 | 1132.7174
[9 empty] | Class 5 - Advanced | 1537.7104 | 1491.5942 | 1443.0356 | 1392.0346 | 1338.5912 | 1282.7054 | 1224.3772 | 1163.6066 | 1100.3935 | 1034.7381 | 966.6403 | 896.1001 | 823.1174 | 814.5076 | 805.7836 | 796.9455 | 787.9932 | 778.9267 | 769.7461 | 760.4514 | 751.0425 | 741.5195 | 731.8823 | 722.1309 | 712.2654 | 702.2858 | 692.192 | 681.984 | 671.6619 | 661.2256 | 650.6752 | 640.0107 | 629.232
[9 empty] | Class 5 - Moderate | 1537.7104 | 1512.2856 | 1485.9934 | 1458.834 | 1430.8074 | 1401.9134 | 1372.1521 | 1341.5235 | 1310.0276 | 1277.6645 | 1244.434 | 1210.3363 | 1175.3712 | 1165.9642 | 1156.5101 | 1147.009 | 1137.4609 | 1127.8657 | 1118.2234 | 1108.5342 | 1098.7979 | 1089.0145 | 1079.1841 | 1069.3067 | 1059.3822 | 1049.4107 | 1039.3922 | 1029.3266 | 1019.2139 | 1009.0543 | 998.8476 | 988.5938 | 978.293
[9 empty] | Class 5 - Conservative | 1537.7104 | 1516.7212 | 1495.5749 | 1474.2715 | 1452.811 | 1431.1935 | 1409.4188 | 1387.4871 | 1365.3983 | 1343.1523 | 1320.7493 | 1298.1892 | 1275.472 | 1270.6227 | 1265.762 | 1260.8898 | 1256.0062 | 1251.1112 | 1246.2048 | 1241.287 | 1236.3577 | 1231.417 | 1226.4649 | 1221.5013 | 1216.5264 | 1211.54 | 1206.5422 | 1201.5329 | 1196.5122 | 1191.4801 | 1186.4366 | 1181.3817 | 1176.3153
[9 empty] | Class 6 - Advanced | 1640.0848 | 1591.9269 | 1540.9013 | 1487.008 | 1430.2469 | 1370.6181 | 1308.1216 | 1242.7572 | 1174.5252 | 1103.4254 | 1029.4579 | 952.6226 | 872.9196 | 863.4618 | 853.8594 | 844.1123 | 834.2205 | 824.1841 | 814.003 | 803.6773 | 793.2069 | 782.5918 | 771.8321 | 760.9277 | 749.8786 | 738.6849 | 727.3465 | 715.8634 | 704.2357 | 692.4633 | 680.5463 | 668.4846 | 656.2782
[9 empty] | Class 6 - Moderate | 1640.0848 | 1626.079 | 1611.1617 | 1595.3329 | 1578.5925 | 1560.9406 | 1542.3771 | 1522.9021 | 1502.5155 | 1481.2174 | 1459.0078 | 1435.8866 | 1411.8538 | 1395.2966 | 1378.6566 | 1361.9339 | 1345.1284 | 1328.2401 | 1311.2691 | 1294.2153 | 1277.0787 | 1259.8594 | 1242.5573 | 1225.1725 | 1207.7049 | 1190.1546 | 1172.5214 | 1154.8056 | 1137.0069 | 1119.1255 | 1101.1614 | 1083.1145 | 1064.9848
[9 empty] | Class 6 - Conservative | 1640.0848 | 1627.0994 | 1613.9549 | 1600.6513 | 1587.1886 | 1573.5668 | 1559.7859 | 1545.8459 | 1531.7468 | 1517.4887 | 1503.0714 | 1488.495 | 1473.7596 | 1463.3188 | 1452.8543 | 1442.3659 | 1431.8537 | 1421.3177 | 1410.7579 | 1400.1743 | 1389.5669 | 1378.9357 | 1368.2807 | 1357.6019 | 1346.8992 | 1336.1728 | 1325.4225 | 1314.6485 | 1303.8506 | 1293.0289 | 1282.1835 | 1271.3142 | 1260.4211
[9 empty] | Class 7 - Advanced | 1845.5489 | 1784.9012 | 1720.5436 | 1652.476 | 1580.6984 | 1505.2109 | 1426.0135 | 1343.1061 | 1256.4887 | 1166.1614 | 1072.1241 | 974.3768 | 872.9196 | 865.9236 | 858.7766 | 851.4788 | 844.0301 | 836.4305 | 828.6801 | 820.7787 | 812.7265 | 804.5234 | 796.1694 | 787.6645 | 779.0088 | 770.2022 | 761.2447 | 752.1363 | 742.877 | 733.4669 | 723.9059 | 714.1939 | 704.3312
[9 empty] | Class 7 - Moderate | 1845.5489 | 1816.4008 | 1785.9813 | 1754.2903 | 1721.3277 | 1687.0937 | 1651.5882 | 1614.8112 | 1576.7627 | 1537.4427 | 1496.8512 | 1454.9883 | 1411.8538 | 1400.9929 | 1390.0583 | 1379.0499 | 1367.9679 | 1356.812 | 1345.5825 | 1334.2792 | 1322.9022 | 1311.4514 | 1299.9269 | 1288.3287 | 1276.6568 | 1264.9111 | 1253.0917 | 1241.1986 | 1229.2317 | 1217.1911 | 1205.0767 | 1192.8887 | 1180.6269
[9 empty] | Class 7 - Conservative | 1845.5489 | 1816.4771 | 1787.0579 | 1757.2914 | 1727.1774 | 1696.7161 | 1665.9073 | 1634.7512 | 1603.2477 | 1571.3967 | 1539.1984 | 1506.6527 | 1473.7596 | 1470.8689 | 1467.9656 | 1465.0497 | 1462.1211 | 1459.1799 | 1456.2261 | 1453.2597 | 1450.2806 | 1447.2889 | 1444.2846 | 1441.2676 | 1438.2381 | 1435.1958 | 1432.141 | 1429.0735 | 1425.9935 | 1422.9007 | 1419.7954 | 1416.6774 | 1413.5468
[9 empty] | Class 8 - Advanced | 2146.9047 | 2087.907 | 2024.704 | 1957.2958 | 1885.6821 | 1809.8632 | 1729.8389 | 1645.6094 | 1557.1745 | 1464.5343 | 1367.6887 | 1266.6379 | 1161.3817 | 1148.8115 | 1136.0041 | 1122.9596 | 1109.6779 | 1096.1591 | 1082.4032 | 1068.4102 | 1054.18 | 1039.7127 | 1025.0083 | 1010.0667 | 994.8881 | 979.4722 | 963.8193 | 947.9292 | 931.802 | 915.4376 | 898.8361 | 881.9975 | 864.9218
[9 empty] | Class 8 - Moderate | 2146.9047 | 2125.1673 | 2102.1334 | 2077.803 | 2052.1762 | 2025.2529 | 1997.0332 | 1967.517 | 1936.7044 | 1904.5953 | 1871.1897 | 1836.4877 | 1800.4892 | 1779.8911 | 1759.1602 | 1738.2965 | 1717.3002 | 1696.1711 | 1674.9094 | 1653.5148 | 1631.9876 | 1610.3276 | 1588.535 | 1566.6095 | 1544.5514 | 1522.3606 | 1500.037 | 1477.5807 | 1454.9917 | 1432.2699 | 1409.4154 | 1386.4282 | 1363.3083
[9 empty] | Class 8 - Conservative | 2146.9047 | 2132.9259 | 2118.6836 | 2104.1777 | 2089.4084 | 2074.3754 | 2059.079 | 2043.519 | 2027.6955 | 2011.6084 | 1995.2579 | 1978.6437 | 1961.7661 | 1945.607 | 1929.4022 | 1913.1514 | 1896.8549 | 1880.5125 | 1864.1243 | 1847.6903 | 1831.2104 | 1814.6847 | 1798.1132 | 1781.4959 | 1764.8327 | 1748.1237 | 1731.3688 | 1714.5682 | 1697.7216 | 1680.8293 | 1663.8912 | 1646.9072 | 1629.8773
[9 empty] | Class 9 - Advanced | 2614.2567 | 2526.4376 | 2432.5724 | 2332.6611 | 2226.7036 | 2114.6999 | 1996.6501 | 1872.5541 | 1742.4119 | 1606.2236 | 1463.9891 | 1315.7085 | 1161.3817 | 1154.1398 | 1146.6795 | 1139.0009 | 1131.104 | 1122.9888 | 1114.6552 | 1106.1034 | 1097.3332 | 1088.3447 | 1079.1379 | 1069.7127 | 1060.0693 | 1050.2075 | 1040.1274 | 1029.8289 | 1019.3122 | 1008.5771 | 997.6237 | 986.452 | 975.062
[9 empty] | Class 9 - Moderate | 2614.2567 | 2559.2381 | 2501.8931 | 2442.2217 | 2380.2238 | 2315.8995 | 2249.2488 | 2180.2716 | 2108.968 | 2035.338 | 1959.3815 | 1881.0986 | 1800.4892 | 1793.3962 | 1786.2202 | 1778.9612 | 1771.6193 | 1764.1944 | 1756.6866 | 1749.0959 | 1741.4222 | 1733.6655 | 1725.8259 | 1717.9034 | 1709.8979 | 1701.8094 | 1693.638 | 1685.3836 | 1677.0463 | 1668.6261 | 1660.1229 | 1651.5367 | 1642.8676
[9 empty] | Class 9 - Conservative | 2614.2567 | 2563.7375 | 2512.5174 | 2460.5963 | 2407.9744 | 2354.6516 | 2300.6278 | 2245.9031 | 2190.4775 | 2134.3511 | 2077.5236 | 2019.9953 | 1961.7661 | 1961.8787 | 1961.9803 | 1962.0708 | 1962.1502 | 1962.2185 | 1962.2758 | 1962.3219 | 1962.3571 | 1962.3811 | 1962.3941 | 1962.396 | 1962.3868 | 1962.3665 | 1962.3352 | 1962.2928 | 1962.2393 | 1962.1747 | 1962.0991 | 1962.0124 | 1961.9146
[9 empty] | Class 10 - Advanced | 2740.5683 | 2634.5489 | 2521.2184 | 2400.5771 | 2272.6247 | 2137.3614 | 1994.7872 | 1844.9019 | 1687.7057 | 1523.1986 | 1351.3805 | 1172.2514 | 985.8113 | 978.7735 | 971.4997 | 963.9898 | 956.2439 | 948.262 | 940.0441 | 931.5901 | 922.9002 | 913.9742 | 904.8122 | 895.4141 | 885.7801 | 875.91 | 865.8039 | 855.4618 | 844.8837 | 834.0695 | 823.0193 | 811.7331 | 800.2109
[9 empty] | Class 10 - Moderate | 2740.5683 | 2688.3792 | 2634.0105 | 2577.4622 | 2518.7345 | 2457.8272 | 2394.7403 | 2329.474 | 2262.028 | 2192.4026 | 2120.5976 | 2046.6131 | 1970.449 | 1956.2212 | 1941.8572 | 1927.3572 | 1912.7211 | 1897.9489 | 1883.0406 | 1867.9963 | 1852.8159 | 1837.4994 | 1822.0468 | 1806.4582 | 1790.7334 | 1774.8726 | 1758.8757 | 1742.7427 | 1726.4737 | 1710.0685 | 1693.5273 | 1676.85 | 1660.0367
[9 empty] | Class 10 - Conservative | 2740.5683 | 2693.5638 | 2646.0266 | 2597.9566 | 2549.3541 | 2500.2188 | 2450.5509 | 2400.3502 | 2349.6169 | 2298.351 | 2246.5523 | 2194.221 | 2141.357 | 2133.1513 | 2124.909 | 2116.6302 | 2108.3148 | 2099.9629 | 2091.5744 | 2083.1493 | 2074.6877 | 2066.1894 | 2057.6547 | 2049.0833 | 2040.4754 | 2031.8309 | 2023.1499 | 2014.4322 | 2005.678 | 1996.8873 | 1988.06 | 1979.1961 | 1970.2956
[10 empty] | 2018 | 2019 | 2020 | 2021 | 2022 | 2023 | 2024 | 2025 | 2026 | 2027 | 2028 | 2029 | 2030 | 2031 | 2032 | 2033 | 2034 | 2035 | 2036 | 2037 | 2038 | 2039 | 2040 | 2041 | 2042 | 2043 | 2044 | 2045 | 2046 | 2047 | 2048 | 2049 | 2050
[8 empty] | Fixed Operation and Maintenance Expenses ($/kW-yr) | Class 1 - Advanced | 43.2054 | 42.4699 | 41.7345 | 40.999 | 40.2636 | 39.5281 | 38.7927 | 38.0572 | 37.3218 | 36.5863 | 35.8509 | 35.1154 | 34.38 | 33.8643 | 33.3486 | 32.8329 | 32.3172 | 31.8015 | 31.2858 | 30.7701 | 30.2544 | 29.7387 | 29.223 | 28.7073 | 28.1916 | 27.6759 | 27.1602 | 26.6445 | 26.1288 | 25.6131 | 25.0974 | 24.5817 | 24.066
[9 empty] | Class 1 - Moderate | 43.2054 | 42.8508 | 42.4962 | 42.1415 | 41.7869 | 41.4323 | 41.0777 | 40.7231 | 40.3685 | 40.0138 | 39.6592 | 39.3046 | 38.95 | 38.6579 | 38.3658 | 38.0736 | 37.7815 | 37.4894 | 37.1973 | 36.9051 | 36.613 | 36.3209 | 36.0288 | 35.7366 | 35.4445 | 35.1524 | 34.8603 | 34.5681 | 34.276 | 33.9839 | 33.6917 | 33.3996 | 33.1075
[9 empty] | Class 1 - Conservative | 43.2054 | 43.2058 | 43.2062 | 43.2065 | 43.2069 | 43.2073 | 43.2077 | 43.2081 | 43.2085 | 43.2088 | 43.2092 | 43.2096 | 43.21 | 43.102 | 42.9939 | 42.8859 | 42.7779 | 42.6699 | 42.5619 | 42.4538 | 42.3458 | 42.2378 | 42.1298 | 42.0217 | 41.9137 | 41.8057 | 41.6976 | 41.5896 | 41.4816 | 41.3736 | 41.2656 | 41.1575 | 41.0495
[9 empty] | Class 2 - Advanced | 43.2054 | 42.4699 | 41.7345 | 40.999 | 40.2636 | 39.5281 | 38.7927 | 38.0572 | 37.3218 | 36.5863 | 35.8509 | 35.1154 | 34.38 | 33.8643 | 33.3486 | 32.8329 | 32.3172 | 31.8015 | 31.2858 | 30.7701 | 30.2544 | 29.7387 | 29.223 | 28.7073 | 28.1916 | 27.6759 | 27.1602 | 26.6445 | 26.1288 | 25.6131 | 25.0974 | 24.5817 | 24.066
[9 empty] | Class 2 - Moderate | 43.2054 | 42.8508 | 42.4962 | 42.1415 | 41.7869 | 41.4323 | 41.0777 | 40.7231 | 40.3685 | 40.0138 | 39.6592 | 39.3046 | 38.95 | 38.6579 | 38.3658 | 38.0736 | 37.7815 | 37.4894 | 37.1973 | 36.9051 | 36.613 | 36.3209 | 36.0288 | 35.7366 | 35.4445 | 35.1524 | 34.8603 | 34.5681 | 34.276 | 33.9839 | 33.6917 | 33.3996 | 33.1075
[9 empty] | Class 2 - Conservative | 43.2054 | 43.2058 | 43.2062 | 43.2065 | 43.2069 | 43.2073 | 43.2077 | 43.2081 | 43.2085 | 43.2088 | 43.2092 | 43.2096 | 43.21 | 43.102 | 42.9939 | 42.8859 | 42.7779 | 42.6699 | 42.5619 | 42.4538 | 42.3458 | 42.2378 | 42.1298 | 42.0217 | 41.9137 | 41.8057 | 41.6976 | 41.5896 | 41.4816 | 41.3736 | 41.2656 | 41.1575 | 41.0495
[9 empty] | Class 3 - Advanced | 43.2054 | 42.4699 | 41.7345 | 40.999 | 40.2636 | 39.5281 | 38.7927 | 38.0572 | 37.3218 | 36.5863 | 35.8509 | 35.1154 | 34.38 | 33.8643 | 33.3486 | 32.8329 | 32.3172 | 31.8015 | 31.2858 | 30.7701 | 30.2544 | 29.7387 | 29.223 | 28.7073 | 28.1916 | 27.6759 | 27.1602 | 26.6445 | 26.1288 | 25.6131 | 25.0974 | 24.5817 | 24.066
[9 empty] | Class 3 - Moderate | 43.2054 | 42.8508 | 42.4962 | 42.1415 | 41.7869 | 41.4323 | 41.0777 | 40.7231 | 40.3685 | 40.0138 | 39.6592 | 39.3046 | 38.95 | 38.6579 | 38.3658 | 38.0736 | 37.7815 | 37.4894 | 37.1973 | 36.9051 | 36.613 | 36.3209 | 36.0288 | 35.7366 | 35.4445 | 35.1524 | 34.8603 | 34.5681 | 34.276 | 33.9839 | 33.6917 | 33.3996 | 33.1075
[9 empty] | Class 3 - Conservative | 43.2054 | 43.2058 | 43.2062 | 43.2065 | 43.2069 | 43.2073 | 43.2077 | 43.2081 | 43.2085 | 43.2088 | 43.2092 | 43.2096 | 43.21 | 43.102 | 42.9939 | 42.8859 | 42.7779 | 42.6699 | 42.5619 | 42.4538 | 42.3458 | 42.2378 | 42.1298 | 42.0217 | 41.9137 | 41.8057 | 41.6976 | 41.5896 | 41.4816 | 41.3736 | 41.2656 | 41.1575 | 41.0495
[9 empty] | Class 4 - Advanced | 43.2054 | 42.4699 | 41.7345 | 40.999 | 40.2636 | 39.5281 | 38.7927 | 38.0572 | 37.3218 | 36.5863 | 35.8509 | 35.1154 | 34.38 | 33.8643 | 33.3486 | 32.8329 | 32.3172 | 31.8015 | 31.2858 | 30.7701 | 30.2544 | 29.7387 | 29.223 | 28.7073 | 28.1916 | 27.6759 | 27.1602 | 26.6445 | 26.1288 | 25.6131 | 25.0974 | 24.5817 | 24.066
[9 empty] | Class 4 - Moderate | 43.2054 | 42.8508 | 42.4962 | 42.1415 | 41.7869 | 41.4323 | 41.0777 | 40.7231 | 40.3685 | 40.0138 | 39.6592 | 39.3046 | 38.95 | 38.6579 | 38.3658 | 38.0736 | 37.7815 | 37.4894 | 37.1973 | 36.9051 | 36.613 | 36.3209 | 36.0288 | 35.7366 | 35.4445 | 35.1524 | 34.8603 | 34.5681 | 34.276 | 33.9839 | 33.6917 | 33.3996 | 33.1075
[9 empty] | Class 4 - Conservative | 43.2054 | 43.2058 | 43.2062 | 43.2065 | 43.2069 | 43.2073 | 43.2077 | 43.2081 | 43.2085 | 43.2088 | 43.2092 | 43.2096 | 43.21 | 43.102 | 42.9939 | 42.8859 | 42.7779 | 42.6699 | 42.5619 | 42.4538 | 42.3458 | 42.2378 | 42.1298 | 42.0217 | 41.9137 | 41.8057 | 41.6976 | 41.5896 | 41.4816 | 41.3736 | 41.2656 | 41.1575 | 41.0495
[9 empty] | Class 5 - Advanced | 43.2054 | 42.4699 | 41.7345 | 40.999 | 40.2636 | 39.5281 | 38.7927 | 38.0572 | 37.3218 | 36.5863 | 35.8509 | 35.1154 | 34.38 | 33.8643 | 33.3486 | 32.8329 | 32.3172 | 31.8015 | 31.2858 | 30.7701 | 30.2544 | 29.7387 | 29.223 | 28.7073 | 28.1916 | 27.6759 | 27.1602 | 26.6445 | 26.1288 | 25.6131 | 25.0974 | 24.5817 | 24.066
[9 empty] | Class 5 - Moderate | 43.2054 | 42.8508 | 42.4962 | 42.1415 | 41.7869 | 41.4323 | 41.0777 | 40.7231 | 40.3685 | 40.0138 | 39.6592 | 39.3046 | 38.95 | 38.6579 | 38.3658 | 38.0736 | 37.7815 | 37.4894 | 37.1973 | 36.9051 | 36.613 | 36.3209 | 36.0288 | 35.7366 | 35.4445 | 35.1524 | 34.8603 | 34.5681 | 34.276 | 33.9839 | 33.6917 | 33.3996 | 33.1075
[9 empty] | Class 5 - Conservative | 43.2054 | 43.2058 | 43.2062 | 43.2065 | 43.2069 | 43.2073 | 43.2077 | 43.2081 | 43.2085 | 43.2088 | 43.2092 | 43.2096 | 43.21 | 43.102 | 42.9939 | 42.8859 | 42.7779 | 42.6699 | 42.5619 | 42.4538 | 42.3458 | 42.2378 | 42.1298 | 42.0217 | 41.9137 | 41.8057 | 41.6976 | 41.5896 | 41.4816 | 41.3736 | 41.2656 | 41.1575 | 41.0495
[9 empty] | Class 6 - Advanced | 43.2054 | 42.4699 | 41.7345 | 40.999 | 40.2636 | 39.5281 | 38.7927 | 38.0572 | 37.3218 | 36.5863 | 35.8509 | 35.1154 | 34.38 | 33.8643 | 33.3486 | 32.8329 | 32.3172 | 31.8015 | 31.2858 | 30.7701 | 30.2544 | 29.7387 | 29.223 | 28.7073 | 28.1916 | 27.6759 | 27.1602 | 26.6445 | 26.1288 | 25.6131 | 25.0974 | 24.5817 | 24.066
[9 empty] | Class 6 - Moderate | 43.2054 | 42.8508 | 42.4962 | 42.1415 | 41.7869 | 41.4323 | 41.0777 | 40.7231 | 40.3685 | 40.0138 | 39.6592 | 39.3046 | 38.95 | 38.6579 | 38.3658 | 38.0736 | 37.7815 | 37.4894 | 37.1973 | 36.9051 | 36.613 | 36.3209 | 36.0288 | 35.7366 | 35.4445 | 35.1524 | 34.8603 | 34.5681 | 34.276 | 33.9839 | 33.6917 | 33.3996 | 33.1075
[9 empty] | Class 6 - Conservative | 43.2054 | 43.2058 | 43.2062 | 43.2065 | 43.2069 | 43.2073 | 43.2077 | 43.2081 | 43.2085 | 43.2088 | 43.2092 | 43.2096 | 43.21 | 43.102 | 42.9939 | 42.8859 | 42.7779 | 42.6699 | 42.5619 | 42.4538 | 42.3458 | 42.2378 | 42.1298 | 42.0217 | 41.9137 | 41.8057 | 41.6976 | 41.5896 | 41.4816 | 41.3736 | 41.2656 | 41.1575 | 41.0495
[9 empty] | Class 7 - Advanced | 43.2054 | 42.4699 | 41.7345 | 40.999 | 40.2636 | 39.5281 | 38.7927 | 38.0572 | 37.3218 | 36.5863 | 35.8509 | 35.1154 | 34.38 | 33.8643 | 33.3486 | 32.8329 | 32.3172 | 31.8015 | 31.2858 | 30.7701 | 30.2544 | 29.7387 | 29.223 | 28.7073 | 28.1916 | 27.6759 | 27.1602 | 26.6445 | 26.1288 | 25.6131 | 25.0974 | 24.5817 | 24.066
[9 empty] | Class 7 - Moderate | 43.2054 | 42.8508 | 42.4962 | 42.1415 | 41.7869 | 41.4323 | 41.0777 | 40.7231 | 40.3685 | 40.0138 | 39.6592 | 39.3046 | 38.95 | 38.6579 | 38.3658 | 38.0736 | 37.7815 | 37.4894 | 37.1973 | 36.9051 | 36.613 | 36.3209 | 36.0288 | 35.7366 | 35.4445 | 35.1524 | 34.8603 | 34.5681 | 34.276 | 33.9839 | 33.6917 | 33.3996 | 33.1075
[9 empty] | Class 7 - Conservative | 43.2054 | 43.2058 | 43.2062 | 43.2065 | 43.2069 | 43.2073 | 43.2077 | 43.2081 | 43.2085 | 43.2088 | 43.2092 | 43.2096 | 43.21 | 43.102 | 42.9939 | 42.8859 | 42.7779 | 42.6699 | 42.5619 | 42.4538 | 42.3458 | 42.2378 | 42.1298 | 42.0217 | 41.9137 | 41.8057 | 41.6976 | 41.5896 | 41.4816 | 41.3736 | 41.2656 | 41.1575 | 41.0495
[9 empty] | Class 8 - Advanced | 43.2054 | 42.4699 | 41.7345 | 40.999 | 40.2636 | 39.5281 | 38.7927 | 38.0572 | 37.3218 | 36.5863 | 35.8509 | 35.1154 | 34.38 | 33.8643 | 33.3486 | 32.8329 | 32.3172 | 31.8015 | 31.2858 | 30.7701 | 30.2544 | 29.7387 | 29.223 | 28.7073 | 28.1916 | 27.6759 | 27.1602 | 26.6445 | 26.1288 | 25.6131 | 25.0974 | 24.5817 | 24.066
[9 empty] | Class 8 - Moderate | 43.2054 | 42.8508 | 42.4962 | 42.1415 | 41.7869 | 41.4323 | 41.0777 | 40.7231 | 40.3685 | 40.0138 | 39.6592 | 39.3046 | 38.95 | 38.6579 | 38.3658 | 38.0736 | 37.7815 | 37.4894 | 37.1973 | 36.9051 | 36.613 | 36.3209 | 36.0288 | 35.7366 | 35.4445 | 35.1524 | 34.8603 | 34.5681 | 34.276 | 33.9839 | 33.6917 | 33.3996 | 33.1075
[9 empty] | Class 8 - Conservative | 43.2054 | 43.2058 | 43.2062 | 43.2065 | 43.2069 | 43.2073 | 43.2077 | 43.2081 | 43.2085 | 43.2088 | 43.2092 | 43.2096 | 43.21 | 43.102 | 42.9939 | 42.8859 | 42.7779 | 42.6699 | 42.5619 | 42.4538 | 42.3458 | 42.2378 | 42.1298 | 42.0217 | 41.9137 | 41.8057 | 41.6976 | 41.5896 | 41.4816 | 41.3736 | 41.2656 | 41.1575 | 41.0495
[9 empty] | Class 9 - Advanced | 43.2054 | 42.4699 | 41.7345 | 40.999 | 40.2636 | 39.5281 | 38.7927 | 38.0572 | 37.3218 | 36.5863 | 35.8509 | 35.1154 | 34.38 | 33.8643 | 33.3486 | 32.8329 | 32.3172 | 31.8015 | 31.2858 | 30.7701 | 30.2544 | 29.7387 | 29.223 | 28.7073 | 28.1916 | 27.6759 | 27.1602 | 26.6445 | 26.1288 | 25.6131 | 25.0974 | 24.5817 | 24.066
[9 empty] | Class 9 - Moderate | 43.2054 | 42.8508 | 42.4962 | 42.1415 | 41.7869 | 41.4323 | 41.0777 | 40.7231 | 40.3685 | 40.0138 | 39.6592 | 39.3046 | 38.95 | 38.6579 | 38.3658 | 38.0736 | 37.7815 | 37.4894 | 37.1973 | 36.9051 | 36.613 | 36.3209 | 36.0288 | 35.7366 | 35.4445 | 35.1524 | 34.8603 | 34.5681 | 34.276 | 33.9839 | 33.6917 | 33.3996 | 33.1075
[9 empty] | Class 9 - Conservative | 43.2054 | 43.2058 | 43.2062 | 43.2065 | 43.2069 | 43.2073 | 43.2077 | 43.2081 | 43.2085 | 43.2088 | 43.2092 | 43.2096 | 43.21 | 43.102 | 42.9939 | 42.8859 | 42.7779 | 42.6699 | 42.5619 | 42.4538 | 42.3458 | 42.2378 | 42.1298 | 42.0217 | 41.9137 | 41.8057 | 41.6976 | 41.5896 | 41.4816 | 41.3736 | 41.2656 | 41.1575 | 41.0495
[9 empty] | Class 10 - Advanced | 43.2054 | 42.4699 | 41.7345 | 40.999 | 40.2636 | 39.5281 | 38.7927 | 38.0572 | 37.3218 | 36.5863 | 35.8509 | 35.1154 | 34.38 | 33.8643 | 33.3486 | 32.8329 | 32.3172 | 31.8015 | 31.2858 | 30.7701 | 30.2544 | 29.7387 | 29.223 | 28.7073 | 28.1916 | 27.6759 | 27.1602 | 26.6445 | 26.1288 | 25.6131 | 25.0974 | 24.5817 | 24.066
[9 empty] | Class 10 - Moderate | 43.2054 | 42.8508 | 42.4962 | 42.1415 | 41.7869 | 41.4323 | 41.0777 | 40.7231 | 40.3685 | 40.0138 | 39.6592 | 39.3046 | 38.95 | 38.6579 | 38.3658 | 38.0736 | 37.7815 | 37.4894 | 37.1973 | 36.9051 | 36.613 | 36.3209 | 36.0288 | 35.7366 | 35.4445 | 35.1524 | 34.8603 | 34.5681 | 34.276 | 33.9839 | 33.6917 | 33.3996 | 33.1075
[9 empty] | Class 10 - Conservative | 43.2054 | 43.2058 | 43.2062 | 43.2065 | 43.2069 | 43.2073 | 43.2077 | 43.2081 | 43.2085 | 43.2088 | 43.2092 | 43.2096 | 43.21 | 43.102 | 42.9939 | 42.8859 | 42.7779 | 42.6699 | 42.5619 | 42.4538 | 42.3458 | 42.2378 | 42.1298 | 42.0217 | 41.9137 | 41.8057 | 41.6976 | 41.5896 | 41.4816 | 41.3736 | 41.2656 | 41.1575 | 41.0495
[10 empty] | 2018 | 2019 | 2020 | 2021 | 2022 | 2023 | 2024 | 2025 | 2026 | 2027 | 2028 | 2029 | 2030 | 2031 | 2032 | 2033 | 2034 | 2035 | 2036 | 2037 | 2038 | 2039 | 2040 | 2041 | 2042 | 2043 | 2044 | 2045 | 2046 | 2047 | 2048 | 2049 | 2050
[8 empty] | Variable Operation and Maintenance Expenses ($/MWh) | Class 1 - Advanced | 0 | 0 | 0 | 0 | 0 | 0 | 0 | 0 | 0 | 0 | 0 | 0 | 0 | 0 | 0 | 0 | 0 | 0 | 0 | 0 | 0 | 0 | 0 | 0 | 0 | 0 | 0 | 0 | 0 | 0 | 0 | 0 | 0
[9 empty] | Class 1 - Moderate | 0 | 0 | 0 | 0 | 0 | 0 | 0 | 0 | 0 | 0 | 0 | 0 | 0 | 0 | 0 | 0 | 0 | 0 | 0 | 0 | 0 | 0 | 0 | 0 | 0 | 0 | 0 | 0 | 0 | 0 | 0 | 0 | 0
[9 empty] | Class 1 - Conservative | 0 | 0 | 0 | 0 | 0 | 0 | 0 | 0 | 0 | 0 | 0 | 0 | 0 | 0 | 0 | 0 | 0 | 0 | 0 | 0 | 0 | 0 | 0 | 0 | 0 | 0 | 0 | 0 | 0 | 0 | 0 | 0 | 0
[9 empty] | Class 2 - Advanced | 0 | 0 | 0 | 0 | 0 | 0 | 0 | 0 | 0 | 0 | 0 | 0 | 0 | 0 | 0 | 0 | 0 | 0 | 0 | 0 | 0 | 0 | 0 | 0 | 0 | 0 | 0 | 0 | 0 | 0 | 0 | 0 | 0
[9 empty] | Class 2 - Moderate | 0 | 0 | 0 | 0 | 0 | 0 | 0 | 0 | 0 | 0 | 0 | 0 | 0 | 0 | 0 | 0 | 0 | 0 | 0 | 0 | 0 | 0 | 0 | 0 | 0 | 0 | 0 | 0 | 0 | 0 | 0 | 0 | 0
[9 empty] | Class 2 - Conservative | 0 | 0 | 0 | 0 | 0 | 0 | 0 | 0 | 0 | 0 | 0 | 0 | 0 | 0 | 0 | 0 | 0 | 0 | 0 | 0 | 0 | 0 | 0 | 0 | 0 | 0 | 0 | 0 | 0 | 0 | 0 | 0 | 0
[9 empty] | Class 3 - Advanced | 0 | 0 | 0 | 0 | 0 | 0 | 0 | 0 | 0 | 0 | 0 | 0 | 0 | 0 | 0 | 0 | 0 | 0 | 0 | 0 | 0 | 0 | 0 | 0 | 0 | 0 | 0 | 0 | 0 | 0 | 0 | 0 | 0
[9 empty] | Class 3 - Moderate | 0 | 0 | 0 | 0 | 0 | 0 | 0 | 0 | 0 | 0 | 0 | 0 | 0 | 0 | 0 | 0 | 0 | 0 | 0 | 0 | 0 | 0 | 0 | 0 | 0 | 0 | 0 | 0 | 0 | 0 | 0 | 0 | 0
[9 empty] | Class 3 - Conservative | 0 | 0 | 0 | 0 | 0 | 0 | 0 | 0 | 0 | 0 | 0 | 0 | 0 | 0 | 0 | 0 | 0 | 0 | 0 | 0 | 0 | 0 | 0 | 0 | 0 | 0 | 0 | 0 | 0 | 0 | 0 | 0 | 0
[9 empty] | Class 4 - Advanced | 0 | 0 | 0 | 0 | 0 | 0 | 0 | 0 | 0 | 0 | 0 | 0 | 0 | 0 | 0 | 0 | 0 | 0 | 0 | 0 | 0 | 0 | 0 | 0 | 0 | 0 | 0 | 0 | 0 | 0 | 0 | 0 | 0
[9 empty] | Class 4 - Moderate | 0 | 0 | 0 | 0 | 0 | 0 | 0 | 0 | 0 | 0 | 0 | 0 | 0 | 0 | 0 | 0 | 0 | 0 | 0 | 0 | 0 | 0 | 0 | 0 | 0 | 0 | 0 | 0 | 0 | 0 | 0 | 0 | 0
[9 empty] | Class 4 - Conservative | 0 | 0 | 0 | 0 | 0 | 0 | 0 | 0 | 0 | 0 | 0 | 0 | 0 | 0 | 0 | 0 | 0 | 0 | 0 | 0 | 0 | 0 | 0 | 0 | 0 | 0 | 0 | 0 | 0 | 0 | 0 | 0 | 0
[9 empty] | Class 5 - Advanced | 0 | 0 | 0 | 0 | 0 | 0 | 0 | 0 | 0 | 0 | 0 | 0 | 0 | 0 | 0 | 0 | 0 | 0 | 0 | 0 | 0 | 0 | 0 | 0 | 0 | 0 | 0 | 0 | 0 | 0 | 0 | 0 | 0
[9 empty] | Class 5 - Moderate | 0 | 0 | 0 | 0 | 0 | 0 | 0 | 0 | 0 | 0 | 0 | 0 | 0 | 0 | 0 | 0 | 0 | 0 | 0 | 0 | 0 | 0 | 0 | 0 | 0 | 0 | 0 | 0 | 0 | 0 | 0 | 0 | 0
[9 empty] | Class 5 - Conservative | 0 | 0 | 0 | 0 | 0 | 0 | 0 | 0 | 0 | 0 | 0 | 0 | 0 | 0 | 0 | 0 | 0 | 0 | 0 | 0 | 0 | 0 | 0 | 0 | 0 | 0 | 0 | 0 | 0 | 0 | 0 | 0 | 0
[9 empty] | Class 6 - Advanced | 0 | 0 | 0 | 0 | 0 | 0 | 0 | 0 | 0 | 0 | 0 | 0 | 0 | 0 | 0 | 0 | 0 | 0 | 0 | 0 | 0 | 0 | 0 | 0 | 0 | 0 | 0 | 0 | 0 | 0 | 0 | 0 | 0
[9 empty] | Class 6 - Moderate | 0 | 0 | 0 | 0 | 0 | 0 | 0 | 0 | 0 | 0 | 0 | 0 | 0 | 0 | 0 | 0 | 0 | 0 | 0 | 0 | 0 | 0 | 0 | 0 | 0 | 0 | 0 | 0 | 0 | 0 | 0 | 0 | 0
[9 empty] | Class 6 - Conservative | 0 | 0 | 0 | 0 | 0 | 0 | 0 | 0 | 0 | 0 | 0 | 0 | 0 | 0 | 0 | 0 | 0 | 0 | 0 | 0 | 0 | 0 | 0 | 0 | 0 | 0 | 0 | 0 | 0 | 0 | 0 | 0 | 0
[9 empty] | Class 7 - Advanced | 0 | 0 | 0 | 0 | 0 | 0 | 0 | 0 | 0 | 0 | 0 | 0 | 0 | 0 | 0 | 0 | 0 | 0 | 0 | 0 | 0 | 0 | 0 | 0 | 0 | 0 | 0 | 0 | 0 | 0 | 0 | 0 | 0
[9 empty] | Class 7 - Moderate | 0 | 0 | 0 | 0 | 0 | 0 | 0 | 0 | 0 | 0 | 0 | 0 | 0 | 0 | 0 | 0 | 0 | 0 | 0 | 0 | 0 | 0 | 0 | 0 | 0 | 0 | 0 | 0 | 0 | 0 | 0 | 0 | 0
[9 empty] | Class 7 - Conservative | 0 | 0 | 0 | 0 | 0 | 0 | 0 | 0 | 0 | 0 | 0 | 0 | 0 | 0 | 0 | 0 | 0 | 0 | 0 | 0 | 0 | 0 | 0 | 0 | 0 | 0 | 0 | 0 | 0 | 0 | 0 | 0 | 0
[9 empty] | Class 8 - Advanced | 0 | 0 | 0 | 0 | 0 | 0 | 0 | 0 | 0 | 0 | 0 | 0 | 0 | 0 | 0 | 0 | 0 | 0 | 0 | 0 | 0 | 0 | 0 | 0 | 0 | 0 | 0 | 0 | 0 | 0 | 0 | 0 | 0
[9 empty] | Class 8 - Moderate | 0 | 0 | 0 | 0 | 0 | 0 | 0 | 0 | 0 | 0 | 0 | 0 | 0 | 0 | 0 | 0 | 0 | 0 | 0 | 0 | 0 | 0 | 0 | 0 | 0 | 0 | 0 | 0 | 0 | 0 | 0 | 0 | 0
[9 empty] | Class 8 - Conservative | 0 | 0 | 0 | 0 | 0 | 0 | 0 | 0 | 0 | 0 | 0 | 0 | 0 | 0 | 0 | 0 | 0 | 0 | 0 | 0 | 0 | 0 | 0 | 0 | 0 | 0 | 0 | 0 | 0 | 0 | 0 | 0 | 0
[9 empty] | Class 9 - Advanced | 0 | 0 | 0 | 0 | 0 | 0 | 0 | 0 | 0 | 0 | 0 | 0 | 0 | 0 | 0 | 0 | 0 | 0 | 0 | 0 | 0 | 0 | 0 | 0 | 0 | 0 | 0 | 0 | 0 | 0 | 0 | 0 | 0
[9 empty] | Class 9 - Moderate | 0 | 0 | 0 | 0 | 0 | 0 | 0 | 0 | 0 | 0 | 0 | 0 | 0 | 0 | 0 | 0 | 0 | 0 | 0 | 0 | 0 | 0 | 0 | 0 | 0 | 0 | 0 | 0 | 0 | 0 | 0 | 0 | 0
[9 empty] | Class 9 - Conservative | 0 | 0 | 0 | 0 | 0 | 0 | 0 | 0 | 0 | 0 | 0 | 0 | 0 | 0 | 0 | 0 | 0 | 0 | 0 | 0 | 0 | 0 | 0 | 0 | 0 | 0 | 0 | 0 | 0 | 0 | 0 | 0 | 0
[9 empty] | Class 10 - Advanced | 0 | 0 | 0 | 0 | 0 | 0 | 0 | 0 | 0 | 0 | 0 | 0 | 0 | 0 | 0 | 0 | 0 | 0 | 0 | 0 | 0 | 0 | 0 | 0 | 0 | 0 | 0 | 0 | 0 | 0 | 0 | 0 | 0
[9 empty] | Class 10 - Moderate | 0 | 0 | 0 | 0 | 0 | 0 | 0 | 0 | 0 | 0 | 0 | 0 | 0 | 0 | 0 | 0 | 0 | 0 | 0 | 0 | 0 | 0 | 0 | 0 | 0 | 0 | 0 | 0 | 0 | 0 | 0 | 0 | 0
[9 empty] | Class 10 - Conservative | 0 | 0 | 0 | 0 | 0 | 0 | 0 | 0 | 0 | 0 | 0 | 0 | 0 | 0 | 0 | 0 | 0 | 0 | 0 | 0 | 0 | 0 | 0 | 0 | 0 | 0 | 0 | 0 | 0 | 0 | 0 | 0 | 0
[10 empty] | 2018 | 2019 | 2020 | 2021 | 2022 | 2023 | 2024 | 2025 | 2026 | 2027 | 2028 | 2029 | 2030 | 2031 | 2032 | 2033 | 2034 | 2035 | 2036 | 2037 | 2038 | 2039 | 2040 | 2041 | 2042 | 2043 | 2044 | 2045 | 2046 | 2047 | 2048 | 2049 | 2050
[6 empty] | Finance |  | Assumptions | Inflation Rate | 2.2% | 2.2% | 2.2% | 2.2% | 2.2% | 2.2% | 2.2% | 2.2% | 2.2% | 2.2% | 2.2% | 2.2% | 2.2% | 2.2% | 2.2% | 2.2% | 2.2% | 2.2% | 2.2% | 2.2% | 2.2% | 2.2% | 2.2% | 2.2% | 2.2% | 2.2% | 2.2% | 2.2% | 2.2% | 2.2% | 2.2% | 2.2% | 2.2%
Interest Rate Nominal - Advanced | bar: 2018 to 2050
Interest Rate Nominal - Moderate | bar: 2018 to 2050
Interest Rate Nominal - Conservative | bar: 2018 to 2050
[9 empty] | Calculated Interest Rate Real - Advanced | 1.463% | 1.463% | 1.463% | 1.463% | 1.463% | 1.463% | 1.463% | 1.463% | 1.463% | 1.463% | 1.463% | 1.463% | 1.463% | 1.463% | 1.463% | 1.463% | 1.463% | 1.463% | 1.463% | 1.463% | 1.463% | 1.463% | 1.463% | 1.463% | 1.463% | 1.463% | 1.463% | 1.463% | 1.463% | 1.463% | 1.463% | 1.463% | 1.463%
[9 empty] | Calculated Interest Rate Real - Moderate | 1.463% | 1.463% | 1.463% | 1.463% | 1.463% | 1.463% | 1.463% | 1.463% | 1.463% | 1.463% | 1.463% | 1.463% | 1.463% | 1.463% | 1.463% | 1.463% | 1.463% | 1.463% | 1.463% | 1.463% | 1.463% | 1.463% | 1.463% | 1.463% | 1.463% | 1.463% | 1.463% | 1.463% | 1.463% | 1.463% | 1.463% | 1.463% | 1.463%
[9 empty] | Calculated Interest Rate Real - Conservative | 1.463% | 1.463% | 1.463% | 1.463% | 1.463% | 1.463% | 1.463% | 1.463% | 1.463% | 1.463% | 1.463% | 1.463% | 1.463% | 1.463% | 1.463% | 1.463% | 1.463% | 1.463% | 1.463% | 1.463% | 1.463% | 1.463% | 1.463% | 1.463% | 1.463% | 1.463% | 1.463% | 1.463% | 1.463% | 1.463% | 1.463% | 1.463% | 1.463%
[9 empty] | Interest During Construction - Nominal | 3.5% | 3.5% | 3.5% | 3.5% | 3.5% | 3.5% | 3.5% | 3.5% | 3.5% | 3.5% | 3.5% | 3.5% | 3.5% | 3.5% | 3.5% | 3.5% | 3.5% | 3.5% | 3.5% | 3.5% | 3.5% | 3.5% | 3.5% | 3.5% | 3.5% | 3.5% | 3.5% | 3.5% | 3.5% | 3.5% | 3.5% | 3.5% | 3.5%
Rate of Return on Equity Nominal - Advanced | bar: 2018 to 2050
Rate of Return on Equity Nominal - Moderate | bar: 2018 to 2050
Rate of Return on Equity Nominal - Conservative | bar: 2018 to 2050
[9 empty] | Calculated Rate of Return on Equity Real - Advanced | 6.341% | 6.341% | 6.341% | 6.341% | 6.341% | 6.341% | 6.341% | 6.341% | 6.341% | 6.341% | 6.341% | 6.341% | 6.341% | 6.341% | 6.341% | 6.341% | 6.341% | 6.341% | 6.341% | 6.341% | 6.341% | 6.341% | 6.341% | 6.341% | 6.341% | 6.341% | 6.341% | 6.341% | 6.341% | 6.341% | 6.341% | 6.341% | 6.341%
[9 empty] | Calculated Rate of Return on Equity Real - Moderate | 6.341% | 6.341% | 6.341% | 6.341% | 6.341% | 6.341% | 6.341% | 6.341% | 6.341% | 6.341% | 6.341% | 6.341% | 6.341% | 6.341% | 6.341% | 6.341% | 6.341% | 6.341% | 6.341% | 6.341% | 6.341% | 6.341% | 6.341% | 6.341% | 6.341% | 6.341% | 6.341% | 6.341% | 6.341% | 6.341% | 6.341% | 6.341% | 6.341%
[9 empty] | Calculated Rate of Return on Equity Real - Conservative | 6.341% | 6.341% | 6.341% | 6.341% | 6.341% | 6.341% | 6.341% | 6.341% | 6.341% | 6.341% | 6.341% | 6.341% | 6.341% | 6.341% | 6.341% | 6.341% | 6.341% | 6.341% | 6.341% | 6.341% | 6.341% | 6.341% | 6.341% | 6.341% | 6.341% | 6.341% | 6.341% | 6.341% | 6.341% | 6.341% | 6.341% | 6.341% | 6.341%
[9 empty] | Debt Fraction - Advanced | 67.06% | 67.06% | 67.06% | 67.06% | 67.06% | 67.06% | 67.06% | 67.06% | 67.06% | 67.06% | 67.06% | 67.06% | 67.06% | 67.06% | 67.06% | 67.06% | 67.06% | 67.06% | 67.06% | 67.06% | 67.06% | 67.06% | 67.06% | 67.06% | 67.06% | 67.06% | 67.06% | 67.06% | 67.06% | 67.06% | 67.06% | 67.06% | 67.06%
[9 empty] | Debt Fraction - Moderate | 67.06% | 67.06% | 67.06% | 67.06% | 67.06% | 67.06% | 67.06% | 67.06% | 67.06% | 67.06% | 67.06% | 67.06% | 67.06% | 67.06% | 67.06% | 67.06% | 67.06% | 67.06% | 67.06% | 67.06% | 67.06% | 67.06% | 67.06% | 67.06% | 67.06% | 67.06% | 67.06% | 67.06% | 67.06% | 67.06% | 67.06% | 67.06% | 67.06%
[9 empty] | Debt Fraction - Conservative | 67.06% | 67.06% | 67.06% | 67.06% | 67.06% | 67.06% | 67.06% | 67.06% | 67.06% | 67.06% | 67.06% | 67.06% | 67.06% | 67.06% | 67.06% | 67.06% | 67.06% | 67.06% | 67.06% | 67.06% | 67.06% | 67.06% | 67.06% | 67.06% | 67.06% | 67.06% | 67.06% | 67.06% | 67.06% | 67.06% | 67.06% | 67.06% | 67.06%
[9 empty] | Tax Rate (Federal and State) | 26% | 26% | 26% | 26% | 26% | 26% | 26% | 26% | 26% | 26% | 26% | 26% | 26% | 26% | 26% | 26% | 26% | 26% | 26% | 26% | 26% | 26% | 26% | 26% | 26% | 26% | 26% | 26% | 26% | 26% | 26% | 26% | 26%
[9 empty] | WACC Nominal - Advanced | 7.27% | 7.27% | 7.27% | 7.27% | 7.27% | 7.27% | 7.27% | 7.27% | 7.27% | 7.27% | 7.27% | 7.27% | 7.27% | 7.27% | 7.27% | 7.27% | 7.27% | 7.27% | 7.27% | 7.27% | 7.27% | 7.27% | 7.27% | 7.27% | 7.27% | 7.27% | 7.27% | 7.27% | 7.27% | 7.27% | 7.27% | 7.27% | 7.27%
[9 empty] | WACC Nominal - Moderate | 7.27% | 7.27% | 7.27% | 7.27% | 7.27% | 7.27% | 7.27% | 7.27% | 7.27% | 7.27% | 7.27% | 7.27% | 7.27% | 7.27% | 7.27% | 7.27% | 7.27% | 7.27% | 7.27% | 7.27% | 7.27% | 7.27% | 7.27% | 7.27% | 7.27% | 7.27% | 7.27% | 7.27% | 7.27% | 7.27% | 7.27% | 7.27% | 7.27%
[9 empty] | WACC Nominal - Conservative | 7.27% | 7.27% | 7.27% | 7.27% | 7.27% | 7.27% | 7.27% | 7.27% | 7.27% | 7.27% | 7.27% | 7.27% | 7.27% | 7.27% | 7.27% | 7.27% | 7.27% | 7.27% | 7.27% | 7.27% | 7.27% | 7.27% | 7.27% | 7.27% | 7.27% | 7.27% | 7.27% | 7.27% | 7.27% | 7.27% | 7.27% | 7.27% | 7.27%
[9 empty] | WACC Real - Advanced | 4.961% | 4.961% | 4.961% | 4.961% | 4.961% | 4.961% | 4.961% | 4.961% | 4.961% | 4.961% | 4.961% | 4.961% | 4.961% | 4.961% | 4.961% | 4.961% | 4.961% | 4.961% | 4.961% | 4.961% | 4.961% | 4.961% | 4.961% | 4.961% | 4.961% | 4.961% | 4.961% | 4.961% | 4.961% | 4.961% | 4.961% | 4.961% | 4.961%
[9 empty] | WACC Real - Moderate | 4.961% | 4.961% | 4.961% | 4.961% | 4.961% | 4.961% | 4.961% | 4.961% | 4.961% | 4.961% | 4.961% | 4.961% | 4.961% | 4.961% | 4.961% | 4.961% | 4.961% | 4.961% | 4.961% | 4.961% | 4.961% | 4.961% | 4.961% | 4.961% | 4.961% | 4.961% | 4.961% | 4.961% | 4.961% | 4.961% | 4.961% | 4.961% | 4.961%
[9 empty] | WACC Real - Conservative | 4.961% | 4.961% | 4.961% | 4.961% | 4.961% | 4.961% | 4.961% | 4.961% | 4.961% | 4.961% | 4.961% | 4.961% | 4.961% | 4.961% | 4.961% | 4.961% | 4.961% | 4.961% | 4.961% | 4.961% | 4.961% | 4.961% | 4.961% | 4.961% | 4.961% | 4.961% | 4.961% | 4.961% | 4.961% | 4.961% | 4.961% | 4.961% | 4.961%
[9 empty] | Capital Recovery Factor (CRF) Nominal - Low | 6.473% | 6.473% | 6.473% | 6.473% | 6.473% | 6.473% | 6.473% | 6.473% | 6.473% | 6.473% | 6.473% | 6.473% | 6.473% | 6.473% | 6.473% | 6.473% | 6.473% | 6.473% | 6.473% | 6.473% | 6.473% | 6.473% | 6.473% | 6.473% | 6.473% | 6.473% | 6.473% | 6.473% | 6.473% | 6.473% | 6.473% | 6.473% | 6.473%
[9 empty] | Capital Recovery Factor (CRF) Nominal - Mid | 6.473% | 6.473% | 6.473% | 6.473% | 6.473% | 6.473% | 6.473% | 6.473% | 6.473% | 6.473% | 6.473% | 6.473% | 6.473% | 6.473% | 6.473% | 6.473% | 6.473% | 6.473% | 6.473% | 6.473% | 6.473% | 6.473% | 6.473% | 6.473% | 6.473% | 6.473% | 6.473% | 6.473% | 6.473% | 6.473% | 6.473% | 6.473% | 6.473%
[9 empty] | Capital Recovery Factor (CRF) Nominal - Conservative | 6.473% | 6.473% | 6.473% | 6.473% | 6.473% | 6.473% | 6.473% | 6.473% | 6.473% | 6.473% | 6.473% | 6.473% | 6.473% | 6.473% | 6.473% | 6.473% | 6.473% | 6.473% | 6.473% | 6.473% | 6.473% | 6.473% | 6.473% | 6.473% | 6.473% | 6.473% | 6.473% | 6.473% | 6.473% | 6.473% | 6.473% | 6.473% | 6.473%
[9 empty] | Capital Recovery Factor (CRF) Real - Low | 4.712% | 4.712% | 4.712% | 4.712% | 4.712% | 4.712% | 4.712% | 4.712% | 4.712% | 4.712% | 4.712% | 4.712% | 4.712% | 4.712% | 4.712% | 4.712% | 4.712% | 4.712% | 4.712% | 4.712% | 4.712% | 4.712% | 4.712% | 4.712% | 4.712% | 4.712% | 4.712% | 4.712% | 4.712% | 4.712% | 4.712% | 4.712% | 4.712%
[9 empty] | Capital Recovery Factor (CRF) Real - Mid | 4.712% | 4.712% | 4.712% | 4.712% | 4.712% | 4.712% | 4.712% | 4.712% | 4.712% | 4.712% | 4.712% | 4.712% | 4.712% | 4.712% | 4.712% | 4.712% | 4.712% | 4.712% | 4.712% | 4.712% | 4.712% | 4.712% | 4.712% | 4.712% | 4.712% | 4.712% | 4.712% | 4.712% | 4.712% | 4.712% | 4.712% | 4.712% | 4.712%
[9 empty] | Capital Recovery Factor (CRF) Real - Conservative | 4.712% | 4.712% | 4.712% | 4.712% | 4.712% | 4.712% | 4.712% | 4.712% | 4.712% | 4.712% | 4.712% | 4.712% | 4.712% | 4.712% | 4.712% | 4.712% | 4.712% | 4.712% | 4.712% | 4.712% | 4.712% | 4.712% | 4.712% | 4.712% | 4.712% | 4.712% | 4.712% | 4.712% | 4.712% | 4.712% | 4.712% | 4.712% | 4.712%
[10 empty] | 2018 | 2019 | 2020 | 2021 | 2022 | 2023 | 2024 | 2025 | 2026 | 2027 | 2028 | 2029 | 2030 | 2031 | 2032 | 2033 | 2034 | 2035 | 2036 | 2037 | 2038 | 2039 | 2040 | 2041 | 2042 | 2043 | 2044 | 2045 | 2046 | 2047 | 2048 | 2049 | 2050
[8 empty] | Weighted Average Cost of Capital (WACC) (Nominal) (%) | Class 1 - Advanced | 7.27% | 7.27% | 7.27% | 7.27% | 7.27% | 7.27% | 7.27% | 7.27% | 7.27% | 7.27% | 7.27% | 7.27% | 7.27% | 7.27% | 7.27% | 7.27% | 7.27% | 7.27% | 7.27% | 7.27% | 7.27% | 7.27% | 7.27% | 7.27% | 7.27% | 7.27% | 7.27% | 7.27% | 7.27% | 7.27% | 7.27% | 7.27% | 7.27%
[9 empty] | Class 1 - Moderate | 7.27% | 7.27% | 7.27% | 7.27% | 7.27% | 7.27% | 7.27% | 7.27% | 7.27% | 7.27% | 7.27% | 7.27% | 7.27% | 7.27% | 7.27% | 7.27% | 7.27% | 7.27% | 7.27% | 7.27% | 7.27% | 7.27% | 7.27% | 7.27% | 7.27% | 7.27% | 7.27% | 7.27% | 7.27% | 7.27% | 7.27% | 7.27% | 7.27%
[9 empty] | Class 1 - Conservative | 7.27% | 7.27% | 7.27% | 7.27% | 7.27% | 7.27% | 7.27% | 7.27% | 7.27% | 7.27% | 7.27% | 7.27% | 7.27% | 7.27% | 7.27% | 7.27% | 7.27% | 7.27% | 7.27% | 7.27% | 7.27% | 7.27% | 7.27% | 7.27% | 7.27% | 7.27% | 7.27% | 7.27% | 7.27% | 7.27% | 7.27% | 7.27% | 7.27%
[9 empty] | Class 2 - Advanced | 7.27% | 7.27% | 7.27% | 7.27% | 7.27% | 7.27% | 7.27% | 7.27% | 7.27% | 7.27% | 7.27% | 7.27% | 7.27% | 7.27% | 7.27% | 7.27% | 7.27% | 7.27% | 7.27% | 7.27% | 7.27% | 7.27% | 7.27% | 7.27% | 7.27% | 7.27% | 7.27% | 7.27% | 7.27% | 7.27% | 7.27% | 7.27% | 7.27%
[9 empty] | Class 2 - Moderate | 7.27% | 7.27% | 7.27% | 7.27% | 7.27% | 7.27% | 7.27% | 7.27% | 7.27% | 7.27% | 7.27% | 7.27% | 7.27% | 7.27% | 7.27% | 7.27% | 7.27% | 7.27% | 7.27% | 7.27% | 7.27% | 7.27% | 7.27% | 7.27% | 7.27% | 7.27% | 7.27% | 7.27% | 7.27% | 7.27% | 7.27% | 7.27% | 7.27%
[9 empty] | Class 2 - Conservative | 7.27% | 7.27% | 7.27% | 7.27% | 7.27% | 7.27% | 7.27% | 7.27% | 7.27% | 7.27% | 7.27% | 7.27% | 7.27% | 7.27% | 7.27% | 7.27% | 7.27% | 7.27% | 7.27% | 7.27% | 7.27% | 7.27% | 7.27% | 7.27% | 7.27% | 7.27% | 7.27% | 7.27% | 7.27% | 7.27% | 7.27% | 7.27% | 7.27%
[9 empty] | Class 3 - Advanced | 7.27% | 7.27% | 7.27% | 7.27% | 7.27% | 7.27% | 7.27% | 7.27% | 7.27% | 7.27% | 7.27% | 7.27% | 7.27% | 7.27% | 7.27% | 7.27% | 7.27% | 7.27% | 7.27% | 7.27% | 7.27% | 7.27% | 7.27% | 7.27% | 7.27% | 7.27% | 7.27% | 7.27% | 7.27% | 7.27% | 7.27% | 7.27% | 7.27%
[9 empty] | Class 3 - Moderate | 7.27% | 7.27% | 7.27% | 7.27% | 7.27% | 7.27% | 7.27% | 7.27% | 7.27% | 7.27% | 7.27% | 7.27% | 7.27% | 7.27% | 7.27% | 7.27% | 7.27% | 7.27% | 7.27% | 7.27% | 7.27% | 7.27% | 7.27% | 7.27% | 7.27% | 7.27% | 7.27% | 7.27% | 7.27% | 7.27% | 7.27% | 7.27% | 7.27%
[9 empty] | Class 3 - Conservative | 7.27% | 7.27% | 7.27% | 7.27% | 7.27% | 7.27% | 7.27% | 7.27% | 7.27% | 7.27% | 7.27% | 7.27% | 7.27% | 7.27% | 7.27% | 7.27% | 7.27% | 7.27% | 7.27% | 7.27% | 7.27% | 7.27% | 7.27% | 7.27% | 7.27% | 7.27% | 7.27% | 7.27% | 7.27% | 7.27% | 7.27% | 7.27% | 7.27%
[9 empty] | Class 4 - Advanced | 7.27% | 7.27% | 7.27% | 7.27% | 7.27% | 7.27% | 7.27% | 7.27% | 7.27% | 7.27% | 7.27% | 7.27% | 7.27% | 7.27% | 7.27% | 7.27% | 7.27% | 7.27% | 7.27% | 7.27% | 7.27% | 7.27% | 7.27% | 7.27% | 7.27% | 7.27% | 7.27% | 7.27% | 7.27% | 7.27% | 7.27% | 7.27% | 7.27%
[9 empty] | Class 4 - Moderate | 7.27% | 7.27% | 7.27% | 7.27% | 7.27% | 7.27% | 7.27% | 7.27% | 7.27% | 7.27% | 7.27% | 7.27% | 7.27% | 7.27% | 7.27% | 7.27% | 7.27% | 7.27% | 7.27% | 7.27% | 7.27% | 7.27% | 7.27% | 7.27% | 7.27% | 7.27% | 7.27% | 7.27% | 7.27% | 7.27% | 7.27% | 7.27% | 7.27%
[9 empty] | Class 4 - Conservative | 7.27% | 7.27% | 7.27% | 7.27% | 7.27% | 7.27% | 7.27% | 7.27% | 7.27% | 7.27% | 7.27% | 7.27% | 7.27% | 7.27% | 7.27% | 7.27% | 7.27% | 7.27% | 7.27% | 7.27% | 7.27% | 7.27% | 7.27% | 7.27% | 7.27% | 7.27% | 7.27% | 7.27% | 7.27% | 7.27% | 7.27% | 7.27% | 7.27%
[9 empty] | Class 5 - Advanced | 7.27% | 7.27% | 7.27% | 7.27% | 7.27% | 7.27% | 7.27% | 7.27% | 7.27% | 7.27% | 7.27% | 7.27% | 7.27% | 7.27% | 7.27% | 7.27% | 7.27% | 7.27% | 7.27% | 7.27% | 7.27% | 7.27% | 7.27% | 7.27% | 7.27% | 7.27% | 7.27% | 7.27% | 7.27% | 7.27% | 7.27% | 7.27% | 7.27%
[9 empty] | Class 5 - Moderate | 7.27% | 7.27% | 7.27% | 7.27% | 7.27% | 7.27% | 7.27% | 7.27% | 7.27% | 7.27% | 7.27% | 7.27% | 7.27% | 7.27% | 7.27% | 7.27% | 7.27% | 7.27% | 7.27% | 7.27% | 7.27% | 7.27% | 7.27% | 7.27% | 7.27% | 7.27% | 7.27% | 7.27% | 7.27% | 7.27% | 7.27% | 7.27% | 7.27%
[9 empty] | Class 5 - Conservative | 7.27% | 7.27% | 7.27% | 7.27% | 7.27% | 7.27% | 7.27% | 7.27% | 7.27% | 7.27% | 7.27% | 7.27% | 7.27% | 7.27% | 7.27% | 7.27% | 7.27% | 7.27% | 7.27% | 7.27% | 7.27% | 7.27% | 7.27% | 7.27% | 7.27% | 7.27% | 7.27% | 7.27% | 7.27% | 7.27% | 7.27% | 7.27% | 7.27%
[9 empty] | Class 6 - Advanced | 7.27% | 7.27% | 7.27% | 7.27% | 7.27% | 7.27% | 7.27% | 7.27% | 7.27% | 7.27% | 7.27% | 7.27% | 7.27% | 7.27% | 7.27% | 7.27% | 7.27% | 7.27% | 7.27% | 7.27% | 7.27% | 7.27% | 7.27% | 7.27% | 7.27% | 7.27% | 7.27% | 7.27% | 7.27% | 7.27% | 7.27% | 7.27% | 7.27%
[9 empty] | Class 6 - Moderate | 7.27% | 7.27% | 7.27% | 7.27% | 7.27% | 7.27% | 7.27% | 7.27% | 7.27% | 7.27% | 7.27% | 7.27% | 7.27% | 7.27% | 7.27% | 7.27% | 7.27% | 7.27% | 7.27% | 7.27% | 7.27% | 7.27% | 7.27% | 7.27% | 7.27% | 7.27% | 7.27% | 7.27% | 7.27% | 7.27% | 7.27% | 7.27% | 7.27%
[9 empty] | Class 6 - Conservative | 7.27% | 7.27% | 7.27% | 7.27% | 7.27% | 7.27% | 7.27% | 7.27% | 7.27% | 7.27% | 7.27% | 7.27% | 7.27% | 7.27% | 7.27% | 7.27% | 7.27% | 7.27% | 7.27% | 7.27% | 7.27% | 7.27% | 7.27% | 7.27% | 7.27% | 7.27% | 7.27% | 7.27% | 7.27% | 7.27% | 7.27% | 7.27% | 7.27%
[9 empty] | Class 7 - Advanced | 7.27% | 7.27% | 7.27% | 7.27% | 7.27% | 7.27% | 7.27% | 7.27% | 7.27% | 7.27% | 7.27% | 7.27% | 7.27% | 7.27% | 7.27% | 7.27% | 7.27% | 7.27% | 7.27% | 7.27% | 7.27% | 7.27% | 7.27% | 7.27% | 7.27% | 7.27% | 7.27% | 7.27% | 7.27% | 7.27% | 7.27% | 7.27% | 7.27%
[9 empty] | Class 7 - Moderate | 7.27% | 7.27% | 7.27% | 7.27% | 7.27% | 7.27% | 7.27% | 7.27% | 7.27% | 7.27% | 7.27% | 7.27% | 7.27% | 7.27% | 7.27% | 7.27% | 7.27% | 7.27% | 7.27% | 7.27% | 7.27% | 7.27% | 7.27% | 7.27% | 7.27% | 7.27% | 7.27% | 7.27% | 7.27% | 7.27% | 7.27% | 7.27% | 7.27%
[9 empty] | Class 7 - Conservative | 7.27% | 7.27% | 7.27% | 7.27% | 7.27% | 7.27% | 7.27% | 7.27% | 7.27% | 7.27% | 7.27% | 7.27% | 7.27% | 7.27% | 7.27% | 7.27% | 7.27% | 7.27% | 7.27% | 7.27% | 7.27% | 7.27% | 7.27% | 7.27% | 7.27% | 7.27% | 7.27% | 7.27% | 7.27% | 7.27% | 7.27% | 7.27% | 7.27%
[9 empty] | Class 8 - Advanced | 7.27% | 7.27% | 7.27% | 7.27% | 7.27% | 7.27% | 7.27% | 7.27% | 7.27% | 7.27% | 7.27% | 7.27% | 7.27% | 7.27% | 7.27% | 7.27% | 7.27% | 7.27% | 7.27% | 7.27% | 7.27% | 7.27% | 7.27% | 7.27% | 7.27% | 7.27% | 7.27% | 7.27% | 7.27% | 7.27% | 7.27% | 7.27% | 7.27%
[9 empty] | Class 8 - Moderate | 7.27% | 7.27% | 7.27% | 7.27% | 7.27% | 7.27% | 7.27% | 7.27% | 7.27% | 7.27% | 7.27% | 7.27% | 7.27% | 7.27% | 7.27% | 7.27% | 7.27% | 7.27% | 7.27% | 7.27% | 7.27% | 7.27% | 7.27% | 7.27% | 7.27% | 7.27% | 7.27% | 7.27% | 7.27% | 7.27% | 7.27% | 7.27% | 7.27%
[9 empty] | Class 8 - Conservative | 7.27% | 7.27% | 7.27% | 7.27% | 7.27% | 7.27% | 7.27% | 7.27% | 7.27% | 7.27% | 7.27% | 7.27% | 7.27% | 7.27% | 7.27% | 7.27% | 7.27% | 7.27% | 7.27% | 7.27% | 7.27% | 7.27% | 7.27% | 7.27% | 7.27% | 7.27% | 7.27% | 7.27% | 7.27% | 7.27% | 7.27% | 7.27% | 7.27%
[9 empty] | Class 9 - Advanced | 7.27% | 7.27% | 7.27% | 7.27% | 7.27% | 7.27% | 7.27% | 7.27% | 7.27% | 7.27% | 7.27% | 7.27% | 7.27% | 7.27% | 7.27% | 7.27% | 7.27% | 7.27% | 7.27% | 7.27% | 7.27% | 7.27% | 7.27% | 7.27% | 7.27% | 7.27% | 7.27% | 7.27% | 7.27% | 7.27% | 7.27% | 7.27% | 7.27%
[9 empty] | Class 9 - Moderate | 7.27% | 7.27% | 7.27% | 7.27% | 7.27% | 7.27% | 7.27% | 7.27% | 7.27% | 7.27% | 7.27% | 7.27% | 7.27% | 7.27% | 7.27% | 7.27% | 7.27% | 7.27% | 7.27% | 7.27% | 7.27% | 7.27% | 7.27% | 7.27% | 7.27% | 7.27% | 7.27% | 7.27% | 7.27% | 7.27% | 7.27% | 7.27% | 7.27%
[9 empty] | Class 9 - Conservative | 7.27% | 7.27% | 7.27% | 7.27% | 7.27% | 7.27% | 7.27% | 7.27% | 7.27% | 7.27% | 7.27% | 7.27% | 7.27% | 7.27% | 7.27% | 7.27% | 7.27% | 7.27% | 7.27% | 7.27% | 7.27% | 7.27% | 7.27% | 7.27% | 7.27% | 7.27% | 7.27% | 7.27% | 7.27% | 7.27% | 7.27% | 7.27% | 7.27%
[9 empty] | Class 10 - Advanced | 7.27% | 7.27% | 7.27% | 7.27% | 7.27% | 7.27% | 7.27% | 7.27% | 7.27% | 7.27% | 7.27% | 7.27% | 7.27% | 7.27% | 7.27% | 7.27% | 7.27% | 7.27% | 7.27% | 7.27% | 7.27% | 7.27% | 7.27% | 7.27% | 7.27% | 7.27% | 7.27% | 7.27% | 7.27% | 7.27% | 7.27% | 7.27% | 7.27%
[9 empty] | Class 10 - Moderate | 7.27% | 7.27% | 7.27% | 7.27% | 7.27% | 7.27% | 7.27% | 7.27% | 7.27% | 7.27% | 7.27% | 7.27% | 7.27% | 7.27% | 7.27% | 7.27% | 7.27% | 7.27% | 7.27% | 7.27% | 7.27% | 7.27% | 7.27% | 7.27% | 7.27% | 7.27% | 7.27% | 7.27% | 7.27% | 7.27% | 7.27% | 7.27% | 7.27%
[9 empty] | Class 10 - Conservative | 7.27% | 7.27% | 7.27% | 7.27% | 7.27% | 7.27% | 7.27% | 7.27% | 7.27% | 7.27% | 7.27% | 7.27% | 7.27% | 7.27% | 7.27% | 7.27% | 7.27% | 7.27% | 7.27% | 7.27% | 7.27% | 7.27% | 7.27% | 7.27% | 7.27% | 7.27% | 7.27% | 7.27% | 7.27% | 7.27% | 7.27% | 7.27% | 7.27%
[10 empty] | 2018 | 2019 | 2020 | 2021 | 2022 | 2023 | 2024 | 2025 | 2026 | 2027 | 2028 | 2029 | 2030 | 2031 | 2032 | 2033 | 2034 | 2035 | 2036 | 2037 | 2038 | 2039 | 2040 | 2041 | 2042 | 2043 | 2044 | 2045 | 2046 | 2047 | 2048 | 2049 | 2050
[6 empty] | Grid Connection Costs |  | Grid Connection Costs (GCC) ($/kW) | Class 1 - Advanced | 0 | 0 | 0 | 0 | 0 | 0 | 0 | 0 | 0 | 0 | 0 | 0 | 0 | 0 | 0 | 0 | 0 | 0 | 0 | 0 | 0 | 0 | 0 | 0 | 0 | 0 | 0 | 0 | 0 | 0 | 0 | 0 | 0
[9 empty] | Class 1 - Moderate | 0 | 0 | 0 | 0 | 0 | 0 | 0 | 0 | 0 | 0 | 0 | 0 | 0 | 0 | 0 | 0 | 0 | 0 | 0 | 0 | 0 | 0 | 0 | 0 | 0 | 0 | 0 | 0 | 0 | 0 | 0 | 0 | 0
[9 empty] | Class 1 - Conservative | 0 | 0 | 0 | 0 | 0 | 0 | 0 | 0 | 0 | 0 | 0 | 0 | 0 | 0 | 0 | 0 | 0 | 0 | 0 | 0 | 0 | 0 | 0 | 0 | 0 | 0 | 0 | 0 | 0 | 0 | 0 | 0 | 0
[9 empty] | Class 2 - Advanced | 0 | 0 | 0 | 0 | 0 | 0 | 0 | 0 | 0 | 0 | 0 | 0 | 0 | 0 | 0 | 0 | 0 | 0 | 0 | 0 | 0 | 0 | 0 | 0 | 0 | 0 | 0 | 0 | 0 | 0 | 0 | 0 | 0
[9 empty] | Class 2 - Moderate | 0 | 0 | 0 | 0 | 0 | 0 | 0 | 0 | 0 | 0 | 0 | 0 | 0 | 0 | 0 | 0 | 0 | 0 | 0 | 0 | 0 | 0 | 0 | 0 | 0 | 0 | 0 | 0 | 0 | 0 | 0 | 0 | 0
[9 empty] | Class 2 - Conservative | 0 | 0 | 0 | 0 | 0 | 0 | 0 | 0 | 0 | 0 | 0 | 0 | 0 | 0 | 0 | 0 | 0 | 0 | 0 | 0 | 0 | 0 | 0 | 0 | 0 | 0 | 0 | 0 | 0 | 0 | 0 | 0 | 0
[9 empty] | Class 3 - Advanced | 0 | 0 | 0 | 0 | 0 | 0 | 0 | 0 | 0 | 0 | 0 | 0 | 0 | 0 | 0 | 0 | 0 | 0 | 0 | 0 | 0 | 0 | 0 | 0 | 0 | 0 | 0 | 0 | 0 | 0 | 0 | 0 | 0
[9 empty] | Class 3 - Moderate | 0 | 0 | 0 | 0 | 0 | 0 | 0 | 0 | 0 | 0 | 0 | 0 | 0 | 0 | 0 | 0 | 0 | 0 | 0 | 0 | 0 | 0 | 0 | 0 | 0 | 0 | 0 | 0 | 0 | 0 | 0 | 0 | 0
[9 empty] | Class 3 - Conservative | 0 | 0 | 0 | 0 | 0 | 0 | 0 | 0 | 0 | 0 | 0 | 0 | 0 | 0 | 0 | 0 | 0 | 0 | 0 | 0 | 0 | 0 | 0 | 0 | 0 | 0 | 0 | 0 | 0 | 0 | 0 | 0 | 0
[9 empty] | Class 4 - Advanced | 0 | 0 | 0 | 0 | 0 | 0 | 0 | 0 | 0 | 0 | 0 | 0 | 0 | 0 | 0 | 0 | 0 | 0 | 0 | 0 | 0 | 0 | 0 | 0 | 0 | 0 | 0 | 0 | 0 | 0 | 0 | 0 | 0
[9 empty] | Class 4 - Moderate | 0 | 0 | 0 | 0 | 0 | 0 | 0 | 0 | 0 | 0 | 0 | 0 | 0 | 0 | 0 | 0 | 0 | 0 | 0 | 0 | 0 | 0 | 0 | 0 | 0 | 0 | 0 | 0 | 0 | 0 | 0 | 0 | 0
[9 empty] | Class 4 - Conservative | 0 | 0 | 0 | 0 | 0 | 0 | 0 | 0 | 0 | 0 | 0 | 0 | 0 | 0 | 0 | 0 | 0 | 0 | 0 | 0 | 0 | 0 | 0 | 0 | 0 | 0 | 0 | 0 | 0 | 0 | 0 | 0 | 0
[9 empty] | Class 5 - Advanced | 0 | 0 | 0 | 0 | 0 | 0 | 0 | 0 | 0 | 0 | 0 | 0 | 0 | 0 | 0 | 0 | 0 | 0 | 0 | 0 | 0 | 0 | 0 | 0 | 0 | 0 | 0 | 0 | 0 | 0 | 0 | 0 | 0
[9 empty] | Class 5 - Moderate | 0 | 0 | 0 | 0 | 0 | 0 | 0 | 0 | 0 | 0 | 0 | 0 | 0 | 0 | 0 | 0 | 0 | 0 | 0 | 0 | 0 | 0 | 0 | 0 | 0 | 0 | 0 | 0 | 0 | 0 | 0 | 0 | 0
[9 empty] | Class 5 - Conservative | 0 | 0 | 0 | 0 | 0 | 0 | 0 | 0 | 0 | 0 | 0 | 0 | 0 | 0 | 0 | 0 | 0 | 0 | 0 | 0 | 0 | 0 | 0 | 0 | 0 | 0 | 0 | 0 | 0 | 0 | 0 | 0 | 0
[9 empty] | Class 6 - Advanced | 0 | 0 | 0 | 0 | 0 | 0 | 0 | 0 | 0 | 0 | 0 | 0 | 0 | 0 | 0 | 0 | 0 | 0 | 0 | 0 | 0 | 0 | 0 | 0 | 0 | 0 | 0 | 0 | 0 | 0 | 0 | 0 | 0
[9 empty] | Class 6 - Moderate | 0 | 0 | 0 | 0 | 0 | 0 | 0 | 0 | 0 | 0 | 0 | 0 | 0 | 0 | 0 | 0 | 0 | 0 | 0 | 0 | 0 | 0 | 0 | 0 | 0 | 0 | 0 | 0 | 0 | 0 | 0 | 0 | 0
[9 empty] | Class 6 - Conservative | 0 | 0 | 0 | 0 | 0 | 0 | 0 | 0 | 0 | 0 | 0 | 0 | 0 | 0 | 0 | 0 | 0 | 0 | 0 | 0 | 0 | 0 | 0 | 0 | 0 | 0 | 0 | 0 | 0 | 0 | 0 | 0 | 0
[9 empty] | Class 7 - Advanced | 0 | 0 | 0 | 0 | 0 | 0 | 0 | 0 | 0 | 0 | 0 | 0 | 0 | 0 | 0 | 0 | 0 | 0 | 0 | 0 | 0 | 0 | 0 | 0 | 0 | 0 | 0 | 0 | 0 | 0 | 0 | 0 | 0
[9 empty] | Class 7 - Moderate | 0 | 0 | 0 | 0 | 0 | 0 | 0 | 0 | 0 | 0 | 0 | 0 | 0 | 0 | 0 | 0 | 0 | 0 | 0 | 0 | 0 | 0 | 0 | 0 | 0 | 0 | 0 | 0 | 0 | 0 | 0 | 0 | 0
[9 empty] | Class 7 - Conservative | 0 | 0 | 0 | 0 | 0 | 0 | 0 | 0 | 0 | 0 | 0 | 0 | 0 | 0 | 0 | 0 | 0 | 0 | 0 | 0 | 0 | 0 | 0 | 0 | 0 | 0 | 0 | 0 | 0 | 0 | 0 | 0 | 0
[9 empty] | Class 8 - Advanced | 0 | 0 | 0 | 0 | 0 | 0 | 0 | 0 | 0 | 0 | 0 | 0 | 0 | 0 | 0 | 0 | 0 | 0 | 0 | 0 | 0 | 0 | 0 | 0 | 0 | 0 | 0 | 0 | 0 | 0 | 0 | 0 | 0
[9 empty] | Class 8 - Moderate | 0 | 0 | 0 | 0 | 0 | 0 | 0 | 0 | 0 | 0 | 0 | 0 | 0 | 0 | 0 | 0 | 0 | 0 | 0 | 0 | 0 | 0 | 0 | 0 | 0 | 0 | 0 | 0 | 0 | 0 | 0 | 0 | 0
[9 empty] | Class 8 - Conservative | 0 | 0 | 0 | 0 | 0 | 0 | 0 | 0 | 0 | 0 | 0 | 0 | 0 | 0 | 0 | 0 | 0 | 0 | 0 | 0 | 0 | 0 | 0 | 0 | 0 | 0 | 0 | 0 | 0 | 0 | 0 | 0 | 0
[9 empty] | Class 9 - Advanced | 0 | 0 | 0 | 0 | 0 | 0 | 0 | 0 | 0 | 0 | 0 | 0 | 0 | 0 | 0 | 0 | 0 | 0 | 0 | 0 | 0 | 0 | 0 | 0 | 0 | 0 | 0 | 0 | 0 | 0 | 0 | 0 | 0
[9 empty] | Class 9 - Moderate | 0 | 0 | 0 | 0 | 0 | 0 | 0 | 0 | 0 | 0 | 0 | 0 | 0 | 0 | 0 | 0 | 0 | 0 | 0 | 0 | 0 | 0 | 0 | 0 | 0 | 0 | 0 | 0 | 0 | 0 | 0 | 0 | 0
[9 empty] | Class 9 - Conservative | 0 | 0 | 0 | 0 | 0 | 0 | 0 | 0 | 0 | 0 | 0 | 0 | 0 | 0 | 0 | 0 | 0 | 0 | 0 | 0 | 0 | 0 | 0 | 0 | 0 | 0 | 0 | 0 | 0 | 0 | 0 | 0 | 0
[9 empty] | Class 10 - Advanced | 0 | 0 | 0 | 0 | 0 | 0 | 0 | 0 | 0 | 0 | 0 | 0 | 0 | 0 | 0 | 0 | 0 | 0 | 0 | 0 | 0 | 0 | 0 | 0 | 0 | 0 | 0 | 0 | 0 | 0 | 0 | 0 | 0
[9 empty] | Class 10 - Moderate | 0 | 0 | 0 | 0 | 0 | 0 | 0 | 0 | 0 | 0 | 0 | 0 | 0 | 0 | 0 | 0 | 0 | 0 | 0 | 0 | 0 | 0 | 0 | 0 | 0 | 0 | 0 | 0 | 0 | 0 | 0 | 0 | 0
[9 empty] | Class 10 - Conservative | 0 | 0 | 0 | 0 | 0 | 0 | 0 | 0 | 0 | 0 | 0 | 0 | 0 | 0 | 0 | 0 | 0 | 0 | 0 | 0 | 0 | 0 | 0 | 0 | 0 | 0 | 0 | 0 | 0 | 0 | 0 | 0 | 0
[10 empty] | 2018 | 2019 | 2020 | 2021 | 2022 | 2023 | 2024 | 2025 | 2026 | 2027 | 2028 | 2029 | 2030 | 2031 | 2032 | 2033 | 2034 | 2035 | 2036 | 2037 | 2038 | 2039 | 2040 | 2041 | 2042 | 2043 | 2044 | 2045 | 2046 | 2047 | 2048 | 2049 | 2050
[6 empty] | LCOE |  | Levelized Cost of Energy ($/MWh) | Class 1 - Advanced | 29.066 | 28.0173 | 26.9698 | 25.9232 | 24.8777 | 23.8332 | 22.7897 | 21.7472 | 20.7056 | 19.6649 | 18.6251 | 17.5862 | 16.5482 | 16.2979 | 16.0476 | 15.7974 | 15.5473 | 15.2972 | 15.0472 | 14.7973 | 14.5475 | 14.2977 | 14.048 | 13.7983 | 13.5487 | 13.2992 | 13.0497 | 12.8003 | 12.551 | 12.3017 | 12.0525 | 11.8034 | 11.5543
[9 empty] | Class 1 - Moderate | 29.066 | 28.4892 | 27.9126 | 27.3362 | 26.7601 | 26.1842 | 25.6085 | 25.033 | 24.4578 | 23.8828 | 23.3079 | 22.7333 | 22.1589 | 21.9424 | 21.726 | 21.5095 | 21.2931 | 21.0767 | 20.8603 | 20.6439 | 20.4276 | 20.2112 | 19.9949 | 19.7786 | 19.5624 | 19.3461 | 19.1299 | 18.9137 | 18.6975 | 18.4813 | 18.2652 | 18.049 | 17.8329
[9 empty] | Class 1 - Conservative | 29.066 | 28.8019 | 28.5379 | 28.2739 | 28.0099 | 27.746 | 27.4821 | 27.2182 | 26.9543 | 26.6904 | 26.4266 | 26.1628 | 25.899 | 25.7787 | 25.6584 | 25.5381 | 25.4178 | 25.2976 | 25.1773 | 25.057 | 24.9368 | 24.8165 | 24.6962 | 24.576 | 24.4558 | 24.3355 | 24.2153 | 24.095 | 23.9748 | 23.8546 | 23.7344 | 23.6142 | 23.4939
[9 empty] | Class 2 - Advanced | 30.6899 | 29.5408 | 28.3934 | 27.2478 | 26.1039 | 24.9616 | 23.8209 | 22.6818 | 21.5441 | 20.4079 | 19.2732 | 18.1398 | 17.0078 | 16.754 | 16.5004 | 16.2469 | 15.9936 | 15.7403 | 15.4872 | 15.2341 | 14.9812 | 14.7284 | 14.4757 | 14.2231 | 13.9706 | 13.7182 | 13.4659 | 13.2138 | 12.9617 | 12.7098 | 12.4579 | 12.2062 | 11.9545
[9 empty] | Class 2 - Moderate | 30.6899 | 30.0694 | 29.4495 | 28.8299 | 28.2109 | 27.5923 | 26.9742 | 26.3566 | 25.7393 | 25.1226 | 24.5062 | 23.8903 | 23.2748 | 23.0449 | 22.815 | 22.5852 | 22.3554 | 22.1257 | 21.8959 | 21.6662 | 21.4366 | 21.207 | 20.9774 | 20.7478 | 20.5183 | 20.2888 | 20.0594 | 19.8299 | 19.6005 | 19.3712 | 19.1419 | 18.9126 | 18.6833
[9 empty] | Class 2 - Conservative | 30.6899 | 30.3999 | 30.1098 | 29.8197 | 29.5297 | 29.2396 | 28.9495 | 28.6595 | 28.3694 | 28.0793 | 27.7893 | 27.4992 | 27.2091 | 27.0806 | 26.9521 | 26.8237 | 26.6952 | 26.5667 | 26.4382 | 26.3098 | 26.1813 | 26.0529 | 25.9244 | 25.796 | 25.6676 | 25.5391 | 25.4107 | 25.2823 | 25.1539 | 25.0255 | 24.8971 | 24.7688 | 24.6404
[9 empty] | Class 3 - Advanced | 31.5852 | 30.3973 | 29.2118 | 28.0285 | 26.8475 | 25.6686 | 24.4918 | 23.3169 | 22.144 | 20.9729 | 19.8036 | 18.636 | 17.4702 | 17.2028 | 16.9356 | 16.6686 | 16.4017 | 16.135 | 15.8684 | 15.602 | 15.3357 | 15.0696 | 14.8037 | 14.5379 | 14.2722 | 14.0068 | 13.7414 | 13.4762 | 13.2112 | 12.9463 | 12.6815 | 12.4169 | 12.1525
[9 empty] | Class 3 - Moderate | 31.5852 | 30.9441 | 30.3037 | 29.6641 | 29.0251 | 28.3869 | 27.7494 | 27.1125 | 26.4763 | 25.8408 | 25.2059 | 24.5716 | 23.9379 | 23.6968 | 23.4557 | 23.2147 | 22.9737 | 22.7328 | 22.4919 | 22.2511 | 22.0103 | 21.7696 | 21.5289 | 21.2882 | 21.0476 | 20.8071 | 20.5666 | 20.3262 | 20.0857 | 19.8454 | 19.6051 | 19.3648 | 19.1246
[9 empty] | Class 3 - Conservative | 31.5852 | 31.287 | 30.9888 | 30.6906 | 30.3925 | 30.0943 | 29.7962 | 29.4981 | 29.2 | 28.9019 | 28.6038 | 28.3058 | 28.0077 | 27.8692 | 27.7306 | 27.5921 | 27.4535 | 27.315 | 27.1765 | 27.038 | 26.8995 | 26.761 | 26.6225 | 26.484 | 26.3456 | 26.2071 | 26.0687 | 25.9303 | 25.7919 | 25.6534 | 25.515 | 25.3767 | 25.2383
[9 empty] | Class 4 - Advanced | 32.6866 | 31.4458 | 30.2079 | 28.9727 | 27.7401 | 26.5099 | 25.2822 | 24.0567 | 22.8335 | 21.6125 | 20.3935 | 19.1765 | 17.9614 | 17.6816 | 17.4021 | 17.1227 | 16.8436 | 16.5647 | 16.286 | 16.0074 | 15.7291 | 15.451 | 15.1731 | 14.8954 | 14.6179 | 14.3406 | 14.0635 | 13.7865 | 13.5098 | 13.2332 | 12.9569 | 12.6807 | 12.4047
[9 empty] | Class 4 - Moderate | 32.6866 | 32.0123 | 31.3391 | 30.6667 | 29.9952 | 29.3246 | 28.6548 | 27.9859 | 27.3177 | 26.6504 | 25.9838 | 25.318 | 24.653 | 24.4041 | 24.1553 | 23.9065 | 23.6579 | 23.4093 | 23.1607 | 22.9122 | 22.6638 | 22.4154 | 22.1671 | 21.9189 | 21.6707 | 21.4226 | 21.1746 | 20.9266 | 20.6786 | 20.4308 | 20.1829 | 19.9352 | 19.6875
[9 empty] | Class 4 - Conservative | 32.6866 | 32.3674 | 32.0482 | 31.729 | 31.4099 | 31.0908 | 30.7718 | 30.4528 | 30.1338 | 29.8148 | 29.4959 | 29.1771 | 28.8582 | 28.715 | 28.5719 | 28.4288 | 28.2856 | 28.1425 | 27.9994 | 27.8564 | 27.7133 | 27.5702 | 27.4272 | 27.2842 | 27.1412 | 26.9982 | 26.8552 | 26.7122 | 26.5692 | 26.4263 | 26.2834 | 26.1404 | 25.9975
[9 empty] | Class 5 - Advanced | 34.9425 | 33.5667 | 32.1941 | 30.8246 | 29.4582 | 28.0946 | 26.7338 | 25.3756 | 24.0199 | 22.6667 | 21.3159 | 19.9673 | 18.6209 | 18.334 | 18.0474 | 17.761 | 17.4749 | 17.1891 | 16.9035 | 16.6182 | 16.3331 | 16.0483 | 15.7638 | 15.4795 | 15.1955 | 14.9117 | 14.6281 | 14.3448 | 14.0617 | 13.7789 | 13.4963 | 13.2139 | 12.9318
[9 empty] | Class 5 - Moderate | 34.9425 | 34.1589 | 33.3764 | 32.5951 | 31.8148 | 31.0355 | 30.2572 | 29.48 | 28.7037 | 27.9283 | 27.1538 | 26.3802 | 25.6075 | 25.3695 | 25.1315 | 24.8936 | 24.6558 | 24.418 | 24.1804 | 23.9428 | 23.7053 | 23.4679 | 23.2306 | 22.9933 | 22.7561 | 22.519 | 22.282 | 22.045 | 21.8082 | 21.5714 | 21.3346 | 21.098 | 20.8614
[9 empty] | Class 5 - Conservative | 34.9425 | 34.5298 | 34.1171 | 33.7045 | 33.292 | 32.8796 | 32.4672 | 32.0548 | 31.6426 | 31.2303 | 30.8182 | 30.4061 | 29.994 | 29.8728 | 29.7515 | 29.6303 | 29.509 | 29.3878 | 29.2667 | 29.1455 | 29.0244 | 28.9032 | 28.7821 | 28.661 | 28.5399 | 28.4189 | 28.2978 | 28.1768 | 28.0558 | 27.9348 | 27.8138 | 27.6929 | 27.5719
[9 empty] | Class 6 - Advanced | 39.2262 | 37.6408 | 36.0594 | 34.4817 | 32.9077 | 31.3372 | 29.77 | 28.2059 | 26.6449 | 25.0868 | 23.5315 | 21.9789 | 20.4289 | 20.101 | 19.7735 | 19.4464 | 19.1196 | 18.7931 | 18.4669 | 18.1411 | 17.8156 | 17.4904 | 17.1656 | 16.841 | 16.5168 | 16.1929 | 15.8692 | 15.5459 | 15.2229 | 14.9002 | 14.5778 | 14.2556 | 13.9338
[9 empty] | Class 6 - Moderate | 39.2262 | 38.4779 | 37.7313 | 36.9862 | 36.2427 | 35.5006 | 34.7599 | 34.0206 | 33.2827 | 32.546 | 31.8106 | 31.0764 | 30.3435 | 29.9789 | 29.6144 | 29.25 | 28.8858 | 28.5216 | 28.1575 | 27.7936 | 27.4297 | 27.0659 | 26.7023 | 26.3387 | 25.9752 | 25.6119 | 25.2486 | 24.8854 | 24.5223 | 24.1593 | 23.7965 | 23.4337 | 23.071
[9 empty] | Class 6 - Conservative | 39.2262 | 38.8723 | 38.5186 | 38.1649 | 37.8114 | 37.4579 | 37.1046 | 36.7514 | 36.3983 | 36.0453 | 35.6924 | 35.3396 | 34.9869 | 34.7655 | 34.5441 | 34.3228 | 34.1015 | 33.8802 | 33.6589 | 33.4377 | 33.2165 | 32.9953 | 32.7741 | 32.5529 | 32.3318 | 32.1107 | 31.8896 | 31.6685 | 31.4475 | 31.2264 | 31.0054 | 30.7844 | 30.5635
[9 empty] | Class 7 - Advanced | 46.8491 | 44.7751 | 42.7059 | 40.6414 | 38.5813 | 36.5254 | 34.4735 | 32.4255 | 30.3811 | 28.3402 | 26.3027 | 24.2684 | 22.2371 | 21.9053 | 21.5739 | 21.2429 | 20.9124 | 20.5823 | 20.2526 | 19.9234 | 19.5945 | 19.2661 | 18.938 | 18.6104 | 18.2831 | 17.9562 | 17.6298 | 17.3036 | 16.9779 | 16.6525 | 16.3275 | 16.0029 | 15.6786
[9 empty] | Class 7 - Moderate | 46.8491 | 45.7249 | 44.6025 | 43.4818 | 42.3627 | 41.2453 | 40.1293 | 39.0149 | 37.902 | 36.7904 | 35.6803 | 34.5714 | 33.4639 | 33.1424 | 32.821 | 32.4998 | 32.1787 | 31.8577 | 31.5368 | 31.2161 | 30.8955 | 30.575 | 30.2547 | 29.9345 | 29.6144 | 29.2945 | 28.9746 | 28.6549 | 28.3353 | 28.0159 | 27.6965 | 27.3773 | 27.0582
[9 empty] | Class 7 - Conservative | 46.8491 | 46.1334 | 45.4178 | 44.7024 | 43.9872 | 43.2721 | 42.5572 | 41.8424 | 41.1278 | 40.4134 | 39.6991 | 38.985 | 38.271 | 38.1505 | 38.03 | 37.9095 | 37.7891 | 37.6686 | 37.5483 | 37.4279 | 37.3076 | 37.1873 | 37.067 | 36.9468 | 36.8266 | 36.7064 | 36.5862 | 36.4661 | 36.346 | 36.226 | 36.1059 | 35.9859 | 35.8659
[9 empty] | Class 8 - Advanced | 59.1768 | 56.6892 | 54.2076 | 51.7319 | 49.2616 | 46.7966 | 44.3365 | 41.8812 | 39.4303 | 36.9838 | 34.5413 | 32.1028 | 29.6679 | 29.1713 | 28.6753 | 28.1798 | 27.6849 | 27.1905 | 26.6966 | 26.2033 | 25.7106 | 25.2183 | 24.7265 | 24.2353 | 23.7445 | 23.2543 | 22.7645 | 22.2752 | 21.7864 | 21.2981 | 20.8102 | 20.3228 | 19.8358
[9 empty] | Class 8 - Moderate | 59.1768 | 57.9456 | 56.7165 | 55.4896 | 54.2647 | 53.0418 | 51.8207 | 50.6016 | 49.3842 | 48.1686 | 46.9547 | 45.7424 | 44.5317 | 43.9739 | 43.4164 | 42.8589 | 42.3017 | 41.7446 | 41.1877 | 40.631 | 40.0744 | 39.518 | 38.9618 | 38.4057 | 37.8498 | 37.294 | 36.7385 | 36.183 | 35.6278 | 35.0726 | 34.5177 | 33.9629 | 33.4082
[9 empty] | Class 8 - Conservative | 59.1768 | 58.6115 | 58.0464 | 57.4816 | 56.917 | 56.3526 | 55.7884 | 55.2245 | 54.6607 | 54.0972 | 53.5339 | 52.9708 | 52.4079 | 52.0056 | 51.6033 | 51.2011 | 50.7989 | 50.3968 | 49.9946 | 49.5926 | 49.1905 | 48.7885 | 48.3866 | 47.9846 | 47.5827 | 47.1809 | 46.7791 | 46.3773 | 45.9756 | 45.5739 | 45.1722 | 44.7706 | 44.369
[9 empty] | Class 9 - Advanced | 80.1803 | 76.3207 | 72.4691 | 68.6249 | 64.7876 | 60.9571 | 57.1328 | 53.3145 | 49.5019 | 45.6947 | 41.8927 | 38.0955 | 34.3029 | 33.8127 | 33.3231 | 32.8343 | 32.3463 | 31.8589 | 31.3723 | 30.8863 | 30.4011 | 29.9165 | 29.4326 | 28.9493 | 28.4667 | 27.9847 | 27.5034 | 27.0226 | 26.5425 | 26.063 | 25.5841 | 25.1057 | 24.628
[9 empty] | Class 9 - Moderate | 80.1803 | 77.7998 | 75.4222 | 73.0472 | 70.6749 | 68.305 | 65.9375 | 63.5723 | 61.2094 | 58.8487 | 56.4901 | 54.1335 | 51.7789 | 51.3932 | 51.0078 | 50.6225 | 50.2376 | 49.8528 | 49.4683 | 49.084 | 48.6999 | 48.316 | 47.9323 | 47.5489 | 47.1657 | 46.7826 | 46.3998 | 46.0172 | 45.6348 | 45.2527 | 44.8707 | 44.4889 | 44.1073
[9 empty] | Class 9 - Conservative | 80.1803 | 78.5853 | 76.9907 | 75.3964 | 73.8024 | 72.2087 | 70.6153 | 69.0222 | 67.4294 | 65.8369 | 64.2446 | 62.6527 | 61.061 | 60.9426 | 60.8244 | 60.7062 | 60.588 | 60.4699 | 60.3518 | 60.2338 | 60.1159 | 59.998 | 59.8801 | 59.7623 | 59.6445 | 59.5268 | 59.4092 | 59.2916 | 59.174 | 59.0565 | 58.939 | 58.8216 | 58.7042
[9 empty] | Class 10 - Advanced | 131.0879 | 124.1323 | 117.19 | 110.2603 | 103.3425 | 96.4359 | 89.5398 | 82.6538 | 75.7773 | 68.9098 | 62.0508 | 55.2 | 48.3569 | 47.5996 | 46.8436 | 46.0888 | 45.3354 | 44.5832 | 43.8323 | 43.0825 | 42.334 | 41.5866 | 40.8404 | 40.0954 | 39.3514 | 38.6086 | 37.8668 | 37.1261 | 36.3865 | 35.6479 | 34.9104 | 34.1738 | 33.4382
[9 empty] | Class 10 - Moderate | 131.0879 | 127.4375 | 123.7913 | 120.149 | 116.5106 | 112.8758 | 109.2447 | 105.6171 | 101.9929 | 98.3719 | 94.7541 | 91.1393 | 87.5275 | 86.6506 | 85.7741 | 84.898 | 84.0224 | 83.1471 | 82.2722 | 81.3977 | 80.5236 | 79.6499 | 78.7766 | 77.9036 | 77.0311 | 76.1589 | 75.287 | 74.4156 | 73.5445 | 72.6738 | 71.8034 | 70.9334 | 70.0638
[9 empty] | Class 10 - Conservative | 131.0879 | 128.7915 | 126.4955 | 124.1998 | 121.9045 | 119.6095 | 117.3148 | 115.0204 | 112.7264 | 110.4327 | 108.1392 | 105.8461 | 103.5534 | 103.0527 | 102.5522 | 102.0517 | 101.5513 | 101.051 | 100.5509 | 100.0508 | 99.5508 | 99.0508 | 98.551 | 98.0513 | 97.5517 | 97.0521 | 96.5526 | 96.0533 | 95.554 | 95.0548 | 94.5557 | 94.0566 | 93.5577
[10 empty] | 2018 | 2019 | 2020 | 2021 | 2022 | 2023 | 2024 | 2025 | 2026 | 2027 | 2028 | 2029 | 2030 | 2031 | 2032 | 2033 | 2034 | 2035 | 2036 | 2037 | 2038 | 2039 | 2040 | 2041 | 2042 | 2043 | 2044 | 2045 | 2046 | 2047 | 2048 | 2049 | 2050
[6 empty] | Additional Factors |  | Tax Credit | 10 year CRF - Advanced | 11.61% | 11.61% | 11.61% | 11.61% | 11.61% | 11.61% | 11.61% | 11.61% | 11.61% | 11.61% | 11.61% | 11.61% | 11.61% | 11.61% | 11.61% | 11.61% | 11.61% | 11.61% | 11.61% | 11.61% | 11.61% | 11.61% | 11.61% | 11.61% | 11.61% | 11.61% | 11.61% | 11.61% | 11.61% | 11.61% | 11.61% | 11.61% | 11.61%
[9 empty] | 10 year CRF - Moderate | 11.61% | 11.61% | 11.61% | 11.61% | 11.61% | 11.61% | 11.61% | 11.61% | 11.61% | 11.61% | 11.61% | 11.61% | 11.61% | 11.61% | 11.61% | 11.61% | 11.61% | 11.61% | 11.61% | 11.61% | 11.61% | 11.61% | 11.61% | 11.61% | 11.61% | 11.61% | 11.61% | 11.61% | 11.61% | 11.61% | 11.61% | 11.61% | 11.61%
[9 empty] | 10 year CRF - Conservative | 11.61% | 11.61% | 11.61% | 11.61% | 11.61% | 11.61% | 11.61% | 11.61% | 11.61% | 11.61% | 11.61% | 11.61% | 11.61% | 11.61% | 11.61% | 11.61% | 11.61% | 11.61% | 11.61% | 11.61% | 11.61% | 11.61% | 11.61% | 11.61% | 11.61% | 11.61% | 11.61% | 11.61% | 11.61% | 11.61% | 11.61% | 11.61% | 11.61%
[9 empty] | ITC Schedule | 100% | 100% | 100% | 80% | 60% | 60% | 60% | 0% | 0% | 0% | 0% | 0% | 0% | 0% | 0% | 0% | 0% | 0% | 0% | 0% | 0% | 0% | 0% | 0% | 0% | 0% | 0% | 0% | 0% | 0% | 0% | 0% | 0%
[9 empty] | PTC - Advanced | 0 | 0 | 0 | 0 | 0 | 0 | 0 | 0 | 0 | 0 | 0 | 0 | 0 | 0 | 0 | 0 | 0 | 0 | 0 | 0 | 0 | 0 | 0 | 0 | 0 | 0 | 0 | 0 | 0 | 0 | 0 | 0 | 0
[9 empty] | PTC - Moderate | 0 | 0 | 0 | 0 | 0 | 0 | 0 | 0 | 0 | 0 | 0 | 0 | 0 | 0 | 0 | 0 | 0 | 0 | 0 | 0 | 0 | 0 | 0 | 0 | 0 | 0 | 0 | 0 | 0 | 0 | 0 | 0 | 0
[9 empty] | PTC - Conservative | 0 | 0 | 0 | 0 | 0 | 0 | 0 | 0 | 0 | 0 | 0 | 0 | 0 | 0 | 0 | 0 | 0 | 0 | 0 | 0 | 0 | 0 | 0 | 0 | 0 | 0 | 0 | 0 | 0 | 0 | 0 | 0 | 0
[9 empty] | PVD - Advanced | 0.82601 | 0.82601 | 0.82601 | 0.82601 | 0.82601 | 0.82601 | 0.82601 | 0.82601 | 0.82601 | 0.82601 | 0.82601 | 0.82601 | 0.82601 | 0.82601 | 0.82601 | 0.82601 | 0.82601 | 0.82601 | 0.82601 | 0.82601 | 0.82601 | 0.82601 | 0.82601 | 0.82601 | 0.82601 | 0.82601 | 0.82601 | 0.82601 | 0.82601 | 0.82601 | 0.82601 | 0.82601 | 0.82601
[9 empty] | PVD - Moderate | 0.82601 | 0.82601 | 0.82601 | 0.82601 | 0.82601 | 0.82601 | 0.82601 | 0.82601 | 0.82601 | 0.82601 | 0.82601 | 0.82601 | 0.82601 | 0.82601 | 0.82601 | 0.82601 | 0.82601 | 0.82601 | 0.82601 | 0.82601 | 0.82601 | 0.82601 | 0.82601 | 0.82601 | 0.82601 | 0.82601 | 0.82601 | 0.82601 | 0.82601 | 0.82601 | 0.82601 | 0.82601 | 0.82601
[9 empty] | PVD - Conservative | 0.82601 | 0.82601 | 0.82601 | 0.82601 | 0.82601 | 0.82601 | 0.82601 | 0.82601 | 0.82601 | 0.82601 | 0.82601 | 0.82601 | 0.82601 | 0.82601 | 0.82601 | 0.82601 | 0.82601 | 0.82601 | 0.82601 | 0.82601 | 0.82601 | 0.82601 | 0.82601 | 0.82601 | 0.82601 | 0.82601 | 0.82601 | 0.82601 | 0.82601 | 0.82601 | 0.82601 | 0.82601 | 0.82601
[9 empty] | PFF - Advanced | 1.0611 | 1.0611 | 1.0611 | 1.0611 | 1.0611 | 1.0611 | 1.0611 | 1.0611 | 1.0611 | 1.0611 | 1.0611 | 1.0611 | 1.0611 | 1.0611 | 1.0611 | 1.0611 | 1.0611 | 1.0611 | 1.0611 | 1.0611 | 1.0611 | 1.0611 | 1.0611 | 1.0611 | 1.0611 | 1.0611 | 1.0611 | 1.0611 | 1.0611 | 1.0611 | 1.0611 | 1.0611 | 1.0611
[9 empty] | PFF - Moderate | 1.0611 | 1.0611 | 1.0611 | 1.0611 | 1.0611 | 1.0611 | 1.0611 | 1.0611 | 1.0611 | 1.0611 | 1.0611 | 1.0611 | 1.0611 | 1.0611 | 1.0611 | 1.0611 | 1.0611 | 1.0611 | 1.0611 | 1.0611 | 1.0611 | 1.0611 | 1.0611 | 1.0611 | 1.0611 | 1.0611 | 1.0611 | 1.0611 | 1.0611 | 1.0611 | 1.0611 | 1.0611 | 1.0611
[9 empty] | PFF - Conservative | 1.0611 | 1.0611 | 1.0611 | 1.0611 | 1.0611 | 1.0611 | 1.0611 | 1.0611 | 1.0611 | 1.0611 | 1.0611 | 1.0611 | 1.0611 | 1.0611 | 1.0611 | 1.0611 | 1.0611 | 1.0611 | 1.0611 | 1.0611 | 1.0611 | 1.0611 | 1.0611 | 1.0611 | 1.0611 | 1.0611 | 1.0611 | 1.0611 | 1.0611 | 1.0611 | 1.0611 | 1.0611 | 1.0611
[7 empty] | MACRS | Depreciation Factor | Year (Low) | 2018 | 2019 | 2020 | 2021 | 2022 | 2023 | 2024 | 2025 | 2026 | 2027 | 2028 | 2029 | 2030 | 2031 | 2032 | 2033 | 2034 | 2035 | 2036 | 2037 | 2038 | 2039 | 2040 | 2041 | 2042 | 2043 | 2044 | 2045 | 2046 | 2047 | 2048 | 2049 | 2050
[7 empty] | 0.2 |  | 1 | 0.93223 | 0.93223 | 0.93223 | 0.93223 | 0.93223 | 0.93223 | 0.93223 | 0.93223 | 0.93223 | 0.93223 | 0.93223 | 0.93223 | 0.93223 | 0.93223 | 0.93223 | 0.93223 | 0.93223 | 0.93223 | 0.93223 | 0.93223 | 0.93223 | 0.93223 | 0.93223 | 0.93223 | 0.93223 | 0.93223 | 0.93223 | 0.93223 | 0.93223 | 0.93223 | 0.93223 | 0.93223 | 0.93223
[7 empty] | 0.32 |  | 2 | 0.86905 | 0.86905 | 0.86905 | 0.86905 | 0.86905 | 0.86905 | 0.86905 | 0.86905 | 0.86905 | 0.86905 | 0.86905 | 0.86905 | 0.86905 | 0.86905 | 0.86905 | 0.86905 | 0.86905 | 0.86905 | 0.86905 | 0.86905 | 0.86905 | 0.86905 | 0.86905 | 0.86905 | 0.86905 | 0.86905 | 0.86905 | 0.86905 | 0.86905 | 0.86905 | 0.86905 | 0.86905 | 0.86905
[7 empty] | 0.192 |  | 3 | 0.81015 | 0.81015 | 0.81015 | 0.81015 | 0.81015 | 0.81015 | 0.81015 | 0.81015 | 0.81015 | 0.81015 | 0.81015 | 0.81015 | 0.81015 | 0.81015 | 0.81015 | 0.81015 | 0.81015 | 0.81015 | 0.81015 | 0.81015 | 0.81015 | 0.81015 | 0.81015 | 0.81015 | 0.81015 | 0.81015 | 0.81015 | 0.81015 | 0.81015 | 0.81015 | 0.81015 | 0.81015 | 0.81015
[7 empty] | 0.1152 |  | 4 | 0.75524 | 0.75524 | 0.75524 | 0.75524 | 0.75524 | 0.75524 | 0.75524 | 0.75524 | 0.75524 | 0.75524 | 0.75524 | 0.75524 | 0.75524 | 0.75524 | 0.75524 | 0.75524 | 0.75524 | 0.75524 | 0.75524 | 0.75524 | 0.75524 | 0.75524 | 0.75524 | 0.75524 | 0.75524 | 0.75524 | 0.75524 | 0.75524 | 0.75524 | 0.75524 | 0.75524 | 0.75524 | 0.75524
[7 empty] | 0.1152 |  | 5 | 0.70406 | 0.70406 | 0.70406 | 0.70406 | 0.70406 | 0.70406 | 0.70406 | 0.70406 | 0.70406 | 0.70406 | 0.70406 | 0.70406 | 0.70406 | 0.70406 | 0.70406 | 0.70406 | 0.70406 | 0.70406 | 0.70406 | 0.70406 | 0.70406 | 0.70406 | 0.70406 | 0.70406 | 0.70406 | 0.70406 | 0.70406 | 0.70406 | 0.70406 | 0.70406 | 0.70406 | 0.70406 | 0.70406
[7 empty] | 0.0576 |  | 6 | 0.65634 | 0.65634 | 0.65634 | 0.65634 | 0.65634 | 0.65634 | 0.65634 | 0.65634 | 0.65634 | 0.65634 | 0.65634 | 0.65634 | 0.65634 | 0.65634 | 0.65634 | 0.65634 | 0.65634 | 0.65634 | 0.65634 | 0.65634 | 0.65634 | 0.65634 | 0.65634 | 0.65634 | 0.65634 | 0.65634 | 0.65634 | 0.65634 | 0.65634 | 0.65634 | 0.65634 | 0.65634 | 0.65634
[9 empty] | Year (Mid) | 2018 | 2019 | 2020 | 2021 | 2022 | 2023 | 2024 | 2025 | 2026 | 2027 | 2028 | 2029 | 2030 | 2031 | 2032 | 2033 | 2034 | 2035 | 2036 | 2037 | 2038 | 2039 | 2040 | 2041 | 2042 | 2043 | 2044 | 2045 | 2046 | 2047 | 2048 | 2049 | 2050
[9 empty] | 1 | 0.93223 | 0.93223 | 0.93223 | 0.93223 | 0.93223 | 0.93223 | 0.93223 | 0.93223 | 0.93223 | 0.93223 | 0.93223 | 0.93223 | 0.93223 | 0.93223 | 0.93223 | 0.93223 | 0.93223 | 0.93223 | 0.93223 | 0.93223 | 0.93223 | 0.93223 | 0.93223 | 0.93223 | 0.93223 | 0.93223 | 0.93223 | 0.93223 | 0.93223 | 0.93223 | 0.93223 | 0.93223 | 0.93223
[9 empty] | 2 | 0.86905 | 0.86905 | 0.86905 | 0.86905 | 0.86905 | 0.86905 | 0.86905 | 0.86905 | 0.86905 | 0.86905 | 0.86905 | 0.86905 | 0.86905 | 0.86905 | 0.86905 | 0.86905 | 0.86905 | 0.86905 | 0.86905 | 0.86905 | 0.86905 | 0.86905 | 0.86905 | 0.86905 | 0.86905 | 0.86905 | 0.86905 | 0.86905 | 0.86905 | 0.86905 | 0.86905 | 0.86905 | 0.86905
[9 empty] | 3 | 0.81015 | 0.81015 | 0.81015 | 0.81015 | 0.81015 | 0.81015 | 0.81015 | 0.81015 | 0.81015 | 0.81015 | 0.81015 | 0.81015 | 0.81015 | 0.81015 | 0.81015 | 0.81015 | 0.81015 | 0.81015 | 0.81015 | 0.81015 | 0.81015 | 0.81015 | 0.81015 | 0.81015 | 0.81015 | 0.81015 | 0.81015 | 0.81015 | 0.81015 | 0.81015 | 0.81015 | 0.81015 | 0.81015
[9 empty] | 4 | 0.75524 | 0.75524 | 0.75524 | 0.75524 | 0.75524 | 0.75524 | 0.75524 | 0.75524 | 0.75524 | 0.75524 | 0.75524 | 0.75524 | 0.75524 | 0.75524 | 0.75524 | 0.75524 | 0.75524 | 0.75524 | 0.75524 | 0.75524 | 0.75524 | 0.75524 | 0.75524 | 0.75524 | 0.75524 | 0.75524 | 0.75524 | 0.75524 | 0.75524 | 0.75524 | 0.75524 | 0.75524 | 0.75524
[9 empty] | 5 | 0.70406 | 0.70406 | 0.70406 | 0.70406 | 0.70406 | 0.70406 | 0.70406 | 0.70406 | 0.70406 | 0.70406 | 0.70406 | 0.70406 | 0.70406 | 0.70406 | 0.70406 | 0.70406 | 0.70406 | 0.70406 | 0.70406 | 0.70406 | 0.70406 | 0.70406 | 0.70406 | 0.70406 | 0.70406 | 0.70406 | 0.70406 | 0.70406 | 0.70406 | 0.70406 | 0.70406 | 0.70406 | 0.70406
[9 empty] | 6 | 0.65634 | 0.65634 | 0.65634 | 0.65634 | 0.65634 | 0.65634 | 0.65634 | 0.65634 | 0.65634 | 0.65634 | 0.65634 | 0.65634 | 0.65634 | 0.65634 | 0.65634 | 0.65634 | 0.65634 | 0.65634 | 0.65634 | 0.65634 | 0.65634 | 0.65634 | 0.65634 | 0.65634 | 0.65634 | 0.65634 | 0.65634 | 0.65634 | 0.65634 | 0.65634 | 0.65634 | 0.65634 | 0.65634
[9 empty] | Year (Constant) | 2018 | 2019 | 2020 | 2021 | 2022 | 2023 | 2024 | 2025 | 2026 | 2027 | 2028 | 2029 | 2030 | 2031 | 2032 | 2033 | 2034 | 2035 | 2036 | 2037 | 2038 | 2039 | 2040 | 2041 | 2042 | 2043 | 2044 | 2045 | 2046 | 2047 | 2048 | 2049 | 2050
[9 empty] | 1 | 0.93223 | 0.93223 | 0.93223 | 0.93223 | 0.93223 | 0.93223 | 0.93223 | 0.93223 | 0.93223 | 0.93223 | 0.93223 | 0.93223 | 0.93223 | 0.93223 | 0.93223 | 0.93223 | 0.93223 | 0.93223 | 0.93223 | 0.93223 | 0.93223 | 0.93223 | 0.93223 | 0.93223 | 0.93223 | 0.93223 | 0.93223 | 0.93223 | 0.93223 | 0.93223 | 0.93223 | 0.93223 | 0.93223
[9 empty] | 2 | 0.86905 | 0.86905 | 0.86905 | 0.86905 | 0.86905 | 0.86905 | 0.86905 | 0.86905 | 0.86905 | 0.86905 | 0.86905 | 0.86905 | 0.86905 | 0.86905 | 0.86905 | 0.86905 | 0.86905 | 0.86905 | 0.86905 | 0.86905 | 0.86905 | 0.86905 | 0.86905 | 0.86905 | 0.86905 | 0.86905 | 0.86905 | 0.86905 | 0.86905 | 0.86905 | 0.86905 | 0.86905 | 0.86905
[9 empty] | 3 | 0.81015 | 0.81015 | 0.81015 | 0.81015 | 0.81015 | 0.81015 | 0.81015 | 0.81015 | 0.81015 | 0.81015 | 0.81015 | 0.81015 | 0.81015 | 0.81015 | 0.81015 | 0.81015 | 0.81015 | 0.81015 | 0.81015 | 0.81015 | 0.81015 | 0.81015 | 0.81015 | 0.81015 | 0.81015 | 0.81015 | 0.81015 | 0.81015 | 0.81015 | 0.81015 | 0.81015 | 0.81015 | 0.81015
[9 empty] | 4 | 0.75524 | 0.75524 | 0.75524 | 0.75524 | 0.75524 | 0.75524 | 0.75524 | 0.75524 | 0.75524 | 0.75524 | 0.75524 | 0.75524 | 0.75524 | 0.75524 | 0.75524 | 0.75524 | 0.75524 | 0.75524 | 0.75524 | 0.75524 | 0.75524 | 0.75524 | 0.75524 | 0.75524 | 0.75524 | 0.75524 | 0.75524 | 0.75524 | 0.75524 | 0.75524 | 0.75524 | 0.75524 | 0.75524
[9 empty] | 5 | 0.70406 | 0.70406 | 0.70406 | 0.70406 | 0.70406 | 0.70406 | 0.70406 | 0.70406 | 0.70406 | 0.70406 | 0.70406 | 0.70406 | 0.70406 | 0.70406 | 0.70406 | 0.70406 | 0.70406 | 0.70406 | 0.70406 | 0.70406 | 0.70406 | 0.70406 | 0.70406 | 0.70406 | 0.70406 | 0.70406 | 0.70406 | 0.70406 | 0.70406 | 0.70406 | 0.70406 | 0.70406 | 0.70406
[9 empty] | 6 | 0.65634 | 0.65634 | 0.65634 | 0.65634 | 0.65634 | 0.65634 | 0.65634 | 0.65634 | 0.65634 | 0.65634 | 0.65634 | 0.65634 | 0.65634 | 0.65634 | 0.65634 | 0.65634 | 0.65634 | 0.65634 | 0.65634 | 0.65634 | 0.65634 | 0.65634 | 0.65634 | 0.65634 | 0.65634 | 0.65634 | 0.65634 | 0.65634 | 0.65634 | 0.65634 | 0.65634 | 0.65634 | 0.65634
|  |  |  | X | Graphics
|  | X |  |  | Data Sources for Default Inputs | bar: 2018 to 2033
Current Costs:
[6 empty] | Available Capacity (GW) |  |  |  | 2019: Stehly et al., 2018
[6 empty] | Net Capacity Factor (%) |  |  |  | 2019: Stehly et al., 2018; Wiser & Bolinger, 2018
[6 empty] | Overnight Capital Cost ($/kW) |  |  |  | 2019: Stehly et al., 2018; Wiser & Bolinger, 2019
[6 empty] | Fixed Operating Expenses ($/kW-yr) |  |  |  | 2019: Stehly et al., 2018; Wiser & Bolinger, 2020
[6 empty] | Variable Operating Expenses ($/MWh) |  |  |  | 2019: N/A
[6 empty] | Grid Feature Cost ($/kW) |  |  |  | 2019: N/A
[6 empty] | Spur Line Cost ($/kW) |  |  |  | 2019: N/A
Future Projections Costs:
[6 empty] | Net Capacity Factor (%) |  |  |  | 2019: Stehly et al., forthcoming; Dykes et al, 2017; Wiser et al., 2016
[6 empty] | Overnight Capital Cost ($/kW) |  |  |  | 2019: Stehly et al., forthcoming; Dykes et al, 2017; Wiser et al., 2016
[6 empty] | Fixed Operating Expenses ($/kW-yr) |  |  |  | 2019: Stehly et al., forthcoming; Dykes et al, 2017; Wiser et al., 2016
[6 empty] | Variable Operating Expenses ($/MWh) |  |  |  | 2019: N/A
[6 empty] | Grid Connection Cost ($/kW) |  |  |  | 2019: N/A
[6 empty] | Spur Line Cost ($/kW) |  |  |  | 2019: N/A
?
?
?
?
?
?
?
?
?
?
?
?
?
?
?
?
?
?
?
?
?
?
?
?
?
?
?
?
?
?
?
?
?
?
?
?
?
?
?
?
?
?
?
?
?
Current (2018)
Future Projections
Future Projections
Current (2018)
Future Projections
Current (2018)
Future Projections
Current (2018)
Current Costs
Data Sources
Future Projections
Graphics
Apply Finances to all Technologies
Apply CRP to all Technologies
Choose a Capital Recovery Period (CRP)
20 year
30 year
Technology Life (30 years)
CustomCRP
Group Box 3638
R&D Financials
Financial Assumption
Market Factors Financials

## ATB Paired Solar_SEE
TEST | [9 empty] | https://atb.nrel.gov/electricity/2020/index.html?t=su
Inputs
[8 empty] | Take me to: | [9 empty] | Calculated
| X |  |  |  | Current Costs
[6 empty] | Techno-Economic Cost and Performance Parameters |  | Net Capacity Factor (%) | Utility PV - Seattle | 21.8% |  |  | Basis Year: |  | 2020
[9 empty] | Utility PV - Chicago | 25.17% |  |  | All values are given in 2018 U.S. dollars, using the Consumer Price Index (BLS, 2020) for dollar year conversions. Projections use an inflation assumption of 2.5% per year.
[9 empty] | Utility PV - Kansas City | 27.22% |  |  | Utility Scale Solar Photovoltaic
[9 empty] | Utility PV - Los Angeles | 31.89% |  |  | Representative plant is Single Axis tracking with capacity of 23 MW
[9 empty] | Utility PV - Daggett, CA | 35.15% |  |  | Overnight Capital Cost, Capacity Factor, Fixed O&M, and Variable O&M costs represent
$/kW AC, unlike the commercial and residential PV cases which are represented in $/kW DC.
[8 empty] | Annual Energy Production (kWh/kW) | Utility PV - Seattle | 1909.928 |  |  | Capacity factors chosen here to reflect range across the continental U.S. in ReEDS.
[9 empty] | Utility PV - Chicago | 2204.5007
[9 empty] | Utility PV - Kansas City | 2384.808
[9 empty] | Utility PV - Los Angeles | 2793.2922
[9 empty] | Utility PV - Daggett, CA | 3078.8064
Available
[8 empty] | CAPEX ($/kW) | Utility PV - Seattle | 1692.8301 | [6 empty] | Capacity
[9 empty] | Utility PV - Chicago | 1692.8301 | [6 empty] | (GW)
[9 empty] | Utility PV - Kansas City | 1692.8301 | [6 empty] | 176965
[9 empty] | Utility PV - Los Angeles | 1692.8301
[9 empty] | Utility PV - Daggett, CA | 1692.8301
[13 empty] | Res PV - Seattle | Res PV - Seattle | ATB values reflect annual average capacity factor over life of plant including estimated degradation, starting at 0.7% per year, reducing to 0.2%, 0.5%, and 0.5% annual degradation by 2050 for the advanced, moderate, and conservative scenarios, respectively. Capacity factors also assume an energy yield gain at the module of 20%, 10%, and 5% for advanced, moderate, and conservatives scenarios.
[8 empty] | Construction Financing Cost ($/kW) | Utility PV - Seattle | 126.9482 |  |  | Res PV - Chicago | Res PV - Chicago
[9 empty] | Utility PV - Chicago | 126.9482 |  |  | Res PV - Kansas City | Res PV - Kansas City
[9 empty] | Utility PV - Kansas City | 126.9482 |  |  | Res PV - Los Angeles | Res PV - Los Angeles
[9 empty] | Utility PV - Los Angeles | 126.9482 |  |  | Res PV - Daggett, CA | Res PV - Daggett, CA
[9 empty] | Utility PV - Daggett, CA | 126.9482
Financial Assumptions:
[8 empty] | Overnight Capital Cost ($/kW) | Utility PV - Seattle | 1565.8819 |  |  | Inflation Rate |  |  |  | 2.2%
[9 empty] | Utility PV - Chicago | 1565.8819 |  |  | Capital Recovery Period (Years) |  |  |  | 30
[9 empty] | Utility PV - Kansas City | 1565.8819 |  |  | Interest Rate Nominal - Mid |  |  |  | 4%
[9 empty] | Utility PV - Los Angeles | 1565.8819 |  |  | Calculated Interest Rate Real - Mid |  |  |  | 1.463%
[9 empty] | Utility PV - Daggett, CA | 1565.8819 |  |  | Interest During Construction - Nominal |  |  |  | 3.5%
[13 empty] | Rate of Return on Equity Nominal - Mid |  |  |  | 7.75%
[8 empty] | Fixed Operation and Maintenance Expenses ($/kW-yr) | Utility PV - Seattle | 18.76 |  |  | Calculated Rate of Return on Equity Real - Mid |  |  |  | 5.122%
[9 empty] | Utility PV - Chicago | 18.76 |  |  | Debt Fraction - Mid |  |  |  | 73.52%
[9 empty] | Utility PV - Kansas City | 18.76 |  |  | Tax Rate (Federal and State) |  |  |  | 26%
[9 empty] | Utility PV - Los Angeles | 18.76 |  |  | WACC Nominal - Mid |  |  |  | 7.27%
[9 empty] | Utility PV - Daggett, CA | 18.76 |  |  | WACC Real - Mid |  |  |  | 4.961%
[13 empty] | Depreciation Period |  |  |  | 5
[8 empty] | Variable Operation and Maintenance Expenses ($/MWh) | Utility PV - Seattle | 0 |  |  | Construction Finance Factor |  |  |  | 1.0811
[9 empty] | Utility PV - Chicago | 0 |  |  | Present Value of Depreciation |  |  |  | 0.82601
[9 empty] | Utility PV - Kansas City | 0 |  |  | Project Finance Factor |  |  |  | 1.0611
[9 empty] | Utility PV - Los Angeles | 0 |  |  | Capital Recovery Factor (CRF) Nominal - Mid |  |  |  | 5.95%
[9 empty] | Utility PV - Daggett, CA | 0 |  |  | Capital Recovery Factor (CRF) Real - Mid |  |  |  | 4.279%
[13 empty] | Cost of equity during construction |  |  |  | 9.75%
[6 empty] | Finance |  | Weighted Average Cost of Capital (WACC) (Nominal) (%) | Utility PV - Seattle | 7.27%
[9 empty] | Utility PV - Chicago | 7.27%
[9 empty] | Utility PV - Kansas City | 7.27%
[9 empty] | Utility PV - Los Angeles | 7.27%
[9 empty] | Utility PV - Daggett, CA | 7.27%
[6 empty] | Grid Connection Costs |  | Grid Connection Costs (GCC) ($/kW) | Utility PV - Seattle | 0 |  |  | Construction Duration yrs |  | 1
[9 empty] | Utility PV - Chicago | 0 |  |  | Year | Capital | Accumulated | Percent of Leverage During Construction | Percent of Equity During Construction | Accumulated
[9 empty] | Utility PV - Kansas City | 0 |  |  | Index | Fraction | Interest |  |  | Equity Cost
[9 empty] | Utility PV - Los Angeles | 0
[9 empty] | Utility PV - Daggett, CA | 0
[13 empty] | 0 | 0% | 1.0173 | 0.8 | 20% | 1.0392
[8 empty] | Grid Feature Costs ($/kW) | Utility PV - Seattle | 0 |  |  | 1 | 70% | 1.053 | 0.8 | 20% | 1.1224
[9 empty] | Utility PV - Chicago | 0 |  |  | 2 | 30% | 1.0898 | 0.8 | 20% | 1.2122
[9 empty] | Utility PV - Kansas City | 0
[9 empty] | Utility PV - Los Angeles | 0
[9 empty] | Utility PV - Daggett, CA | 0
[12 empty] | MACRS yr | 1 | 2 | 3 | 4 | 5 | 6
[8 empty] | Onshore Spur Line Costs ($/kW) | Utility PV - Seattle | 0 |  | Depreciation | 0.2 | 0.32 | 0.192 | 0.1152 | 0.1152 | 0.0576
[9 empty] | Utility PV - Chicago | 0 |  | Fraction
[9 empty] | Utility PV - Kansas City | 0 |  | Depreciation | 0.93223 | 0.86905 | 0.81015 | 0.75524 | 0.70406 | 0.65634
[9 empty] | Utility PV - Los Angeles | 0
[9 empty] | Utility PV - Daggett, CA | 0
Factor
[6 empty] | LCOE |  | Levelized Cost of Energy ($/MWh) | Utility PV - Seattle | 50.069
[9 empty] | Utility PV - Chicago | 43.3786
[9 empty] | Utility PV - Kansas City | 40.0989
[9 empty] | Utility PV - Los Angeles | 34.2349
[9 empty] | Utility PV - Daggett, CA | 31.0602
[8 empty] | Overnight Levelized Cost of Energy ($/MWh) | Utility PV - Seattle | 47.0508 | * this is similar to the LCOE used in the TCDB (Transparent Cost Database)
[9 empty] | Utility PV - Chicago | 40.7638
[9 empty] | Utility PV - Kansas City | 37.6817
[9 empty] | Utility PV - Los Angeles | 32.1713
[9 empty] | Utility PV - Daggett, CA | 29.1878
***Note: For future projections, low, mid, and high refer to the resulting low, mid, and high LCOE projections.
|  |  | X |  | Future Projections
Basis Year
[10 empty] | 2018 | 2019 | 2020 | 2021 | 2022 | 2023 | 2024 | 2025 | 2026 | 2027 | 2028 | 2029 | 2030 | 2031 | 2032 | 2033 | 2034 | 2035 | 2036 | 2037 | 2038 | 2039 | 2040 | 2041 | 2042 | 2043 | 2044 | 2045 | 2046 | 2047 | 2048 | 2049 | 2050
[6 empty] | Techno-Economic Cost and Performance Parameters |  | Net Capacity Factor (%) | Utility PV - Seattle - Advanced | 21.8% | 22.14% | 22.48% | 22.82% | 23.16% | 23.5% | 23.84% | 24.18% | 24.51% | 24.85% | 25.19% | 25.53% | 25.87% | 26.02% | 26.17% | 26.32% | 26.47% | 26.62% | 26.77% | 26.93% | 27.08% | 27.23% | 27.38% | 27.53% | 27.68% | 27.83% | 27.98% | 28.13% | 28.28% | 28.43% | 28.58% | 28.73% | 28.88%
[9 empty] | Utility PV - Seattle - Moderate | 21.8% | 21.96% | 22.11% | 22.27% | 22.42% | 22.57% | 22.73% | 22.88% | 23.04% | 23.19% | 23.35% | 23.5% | 23.65% | 23.77% | 23.88% | 23.99% | 24.1% | 24.21% | 24.32% | 24.43% | 24.54% | 24.65% | 24.76% | 24.87% | 24.98% | 25.09% | 25.21% | 25.32% | 25.43% | 25.54% | 25.65% | 25.76% | 25.87%
[9 empty] | Utility PV - Seattle - Conservative | 21.8% | 21.8% | 21.8% | 21.8% | 21.8% | 21.8% | 21.8% | 21.8% | 21.8% | 21.8% | 21.8% | 21.8% | 21.8% | 21.9% | 21.99% | 22.08% | 22.17% | 22.27% | 22.36% | 22.45% | 22.54% | 22.64% | 22.73% | 22.82% | 22.91% | 23.01% | 23.1% | 23.19% | 23.28% | 23.38% | 23.47% | 23.56% | 23.65%
[9 empty] | Utility PV - Chicago - Advanced | 25.17% | 25.54% | 25.92% | 26.3% | 26.67% | 27.05% | 27.43% | 27.8% | 28.18% | 28.56% | 28.94% | 29.31% | 29.69% | 29.85% | 30% | 30.16% | 30.32% | 30.48% | 30.63% | 30.79% | 30.95% | 31.11% | 31.26% | 31.42% | 31.58% | 31.73% | 31.89% | 32.05% | 32.21% | 32.36% | 32.52% | 32.68% | 32.84%
[9 empty] | Utility PV - Chicago - Moderate | 25.17% | 25.34% | 25.51% | 25.68% | 25.85% | 26.02% | 26.2% | 26.37% | 26.54% | 26.71% | 26.88% | 27.06% | 27.23% | 27.35% | 27.47% | 27.6% | 27.72% | 27.84% | 27.97% | 28.09% | 28.21% | 28.34% | 28.46% | 28.58% | 28.7% | 28.83% | 28.95% | 29.07% | 29.2% | 29.32% | 29.44% | 29.57% | 29.69%
[9 empty] | Utility PV - Chicago - Conservative | 25.17% | 25.17% | 25.17% | 25.17% | 25.17% | 25.17% | 25.17% | 25.17% | 25.17% | 25.17% | 25.17% | 25.17% | 25.17% | 25.27% | 25.37% | 25.47% | 25.58% | 25.68% | 25.78% | 25.89% | 25.99% | 26.09% | 26.2% | 26.3% | 26.4% | 26.51% | 26.61% | 26.71% | 26.82% | 26.92% | 27.02% | 27.12% | 27.23%
[9 empty] | Utility PV - Kansas City - Advanced | 27.22% | 27.6% | 27.97% | 28.34% | 28.72% | 29.09% | 29.46% | 29.84% | 30.21% | 30.58% | 30.96% | 31.33% | 31.71% | 31.88% | 32.06% | 32.23% | 32.41% | 32.59% | 32.76% | 32.94% | 33.12% | 33.29% | 33.47% | 33.64% | 33.82% | 34% | 34.17% | 34.35% | 34.53% | 34.7% | 34.88% | 35.05% | 35.23%
[9 empty] | Utility PV - Kansas City - Moderate | 27.22% | 27.4% | 27.57% | 27.74% | 27.91% | 28.08% | 28.25% | 28.42% | 28.59% | 28.76% | 28.94% | 29.11% | 29.28% | 29.4% | 29.52% | 29.64% | 29.76% | 29.89% | 30.01% | 30.13% | 30.25% | 30.37% | 30.49% | 30.61% | 30.73% | 30.86% | 30.98% | 31.1% | 31.22% | 31.34% | 31.46% | 31.58% | 31.71%
[9 empty] | Utility PV - Kansas City - Conservative | 27.22% | 27.22% | 27.22% | 27.22% | 27.22% | 27.22% | 27.22% | 27.22% | 27.22% | 27.22% | 27.22% | 27.22% | 27.22% | 27.33% | 27.43% | 27.53% | 27.63% | 27.74% | 27.84% | 27.94% | 28.05% | 28.15% | 28.25% | 28.35% | 28.46% | 28.56% | 28.66% | 28.76% | 28.87% | 28.97% | 29.07% | 29.18% | 29.28%
[9 empty] | Utility PV - Los Angeles - Advanced | 31.89% | 32.24% | 32.6% | 32.95% | 33.3% | 33.66% | 34.01% | 34.37% | 34.72% | 35.08% | 35.43% | 35.79% | 36.14% | 36.32% | 36.49% | 36.67% | 36.84% | 37.02% | 37.19% | 37.37% | 37.55% | 37.72% | 37.9% | 38.07% | 38.25% | 38.42% | 38.6% | 38.77% | 38.95% | 39.12% | 39.3% | 39.48% | 39.65%
[9 empty] | Utility PV - Los Angeles - Moderate | 31.89% | 32.05% | 32.22% | 32.38% | 32.55% | 32.71% | 32.88% | 33.04% | 33.21% | 33.37% | 33.54% | 33.7% | 33.87% | 33.98% | 34.09% | 34.21% | 34.32% | 34.43% | 34.55% | 34.66% | 34.78% | 34.89% | 35% | 35.12% | 35.23% | 35.34% | 35.46% | 35.57% | 35.69% | 35.8% | 35.91% | 36.03% | 36.14%
[9 empty] | Utility PV - Los Angeles - Conservative | 31.89% | 31.89% | 31.89% | 31.89% | 31.89% | 31.89% | 31.89% | 31.89% | 31.89% | 31.89% | 31.89% | 31.89% | 31.89% | 31.99% | 32.08% | 32.18% | 32.28% | 32.38% | 32.48% | 32.58% | 32.68% | 32.78% | 32.88% | 32.97% | 33.07% | 33.17% | 33.27% | 33.37% | 33.47% | 33.57% | 33.67% | 33.77% | 33.87%
[9 empty] | Utility PV - Daggett, CA - Advanced | 35.15% | 35.51% | 35.87% | 36.23% | 36.59% | 36.96% | 37.32% | 37.68% | 38.04% | 38.4% | 38.77% | 39.13% | 39.49% | 39.68% | 39.86% | 40.05% | 40.23% | 40.41% | 40.6% | 40.78% | 40.97% | 41.15% | 41.34% | 41.52% | 41.71% | 41.89% | 42.08% | 42.26% | 42.45% | 42.63% | 42.82% | 43% | 43.19%
[9 empty] | Utility PV - Daggett, CA - Moderate | 35.15% | 35.32% | 35.49% | 35.67% | 35.84% | 36.01% | 36.19% | 36.36% | 36.53% | 36.7% | 36.88% | 37.05% | 37.22% | 37.34% | 37.45% | 37.56% | 37.68% | 37.79% | 37.9% | 38.02% | 38.13% | 38.24% | 38.36% | 38.47% | 38.58% | 38.7% | 38.81% | 38.92% | 39.04% | 39.15% | 39.26% | 39.38% | 39.49%
[9 empty] | Utility PV - Daggett, CA - Conservative | 35.15% | 35.15% | 35.15% | 35.15% | 35.15% | 35.15% | 35.15% | 35.15% | 35.15% | 35.15% | 35.15% | 35.15% | 35.15% | 35.25% | 35.35% | 35.46% | 35.56% | 35.67% | 35.77% | 35.87% | 35.98% | 36.08% | 36.19% | 36.29% | 36.39% | 36.5% | 36.6% | 36.7% | 36.81% | 36.91% | 37.02% | 37.12% | 37.22%
[10 empty] | 2018 | 2019 | 2020 | 2021 | 2022 | 2023 | 2024 | 2025 | 2026 | 2027 | 2028 | 2029 | 2030 | 2031 | 2032 | 2033 | 2034 | 2035 | 2036 | 2037 | 2038 | 2039 | 2040 | 2041 | 2042 | 2043 | 2044 | 2045 | 2046 | 2047 | 2048 | 2049 | 2050
[8 empty] | Annual Energy Production (kWh/kW) | Utility PV - Seattle - Advanced | 1909.928 | 1939.6204 | 1969.3129 | 1999.0054 | 2028.6979 | 2058.3904 | 2088.0828 | 2117.7753 | 2147.4678 | 2177.1603 | 2206.8527 | 2236.5452 | 2266.2377 | 2279.4369 | 2292.636 | 2305.8352 | 2319.0343 | 2332.2335 | 2345.4326 | 2358.6318 | 2371.8309 | 2385.0301 | 2398.2292 | 2411.4284 | 2424.6275 | 2437.8267 | 2451.0258 | 2464.225 | 2477.4241 | 2490.6233 | 2503.8224 | 2517.0216 | 2530.2207
[9 empty] | Utility PV - Seattle - Moderate | 1909.928 | 1923.4466 | 1936.9653 | 1950.4839 | 1964.0026 | 1977.5213 | 1991.0399 | 2004.5586 | 2018.0772 | 2031.5959 | 2045.1146 | 2058.6332 | 2072.1519 | 2081.8562 | 2091.5605 | 2101.2647 | 2110.969 | 2120.6733 | 2130.3776 | 2140.0819 | 2149.7862 | 2159.4905 | 2169.1948 | 2178.8991 | 2188.6034 | 2198.3077 | 2208.012 | 2217.7162 | 2227.4205 | 2237.1248 | 2246.8291 | 2256.5334 | 2266.2377
[9 empty] | Utility PV - Seattle - Conservative | 1909.928 | 1909.928 | 1909.928 | 1909.928 | 1909.928 | 1909.928 | 1909.928 | 1909.928 | 1909.928 | 1909.928 | 1909.928 | 1909.928 | 1909.928 | 1918.0392 | 1926.1504 | 1934.2615 | 1942.3727 | 1950.4839 | 1958.5951 | 1966.7063 | 1974.8175 | 1982.9287 | 1991.0399 | 1999.1511 | 2007.2623 | 2015.3735 | 2023.4847 | 2031.5959 | 2039.7071 | 2047.8183 | 2055.9295 | 2064.0407 | 2072.1519
[9 empty] | Utility PV - Chicago - Advanced | 2204.5007 | 2237.5229 | 2270.5451 | 2303.5673 | 2336.5895 | 2369.6117 | 2402.6339 | 2435.6561 | 2468.6783 | 2501.7005 | 2534.7227 | 2567.7449 | 2600.7671 | 2614.5497 | 2628.3323 | 2642.1149 | 2655.8975 | 2669.68 | 2683.4626 | 2697.2452 | 2711.0278 | 2724.8104 | 2738.593 | 2752.3756 | 2766.1582 | 2779.9407 | 2793.7233 | 2807.5059 | 2821.2885 | 2835.0711 | 2848.8537 | 2862.6363 | 2876.4188
[9 empty] | Utility PV - Chicago - Moderate | 2204.5007 | 2219.5573 | 2234.6139 | 2249.6705 | 2264.7271 | 2279.7836 | 2294.8402 | 2309.8968 | 2324.9534 | 2340.01 | 2355.0666 | 2370.1232 | 2385.1798 | 2395.9592 | 2406.7385 | 2417.5179 | 2428.2973 | 2439.0766 | 2449.856 | 2460.6354 | 2471.4147 | 2482.1941 | 2492.9735 | 2503.7528 | 2514.5322 | 2525.3116 | 2536.0909 | 2546.8703 | 2557.6497 | 2568.429 | 2579.2084 | 2589.9878 | 2600.7671
[9 empty] | Utility PV - Chicago - Conservative | 2204.5007 | 2204.5007 | 2204.5007 | 2204.5007 | 2204.5007 | 2204.5007 | 2204.5007 | 2204.5007 | 2204.5007 | 2204.5007 | 2204.5007 | 2204.5007 | 2204.5007 | 2213.5346 | 2222.5686 | 2231.6025 | 2240.6365 | 2249.6705 | 2258.7044 | 2267.7384 | 2276.7723 | 2285.8063 | 2294.8402 | 2303.8742 | 2312.9082 | 2321.9421 | 2330.9761 | 2340.01 | 2349.044 | 2358.0779 | 2367.1119 | 2376.1458 | 2385.1798
[9 empty] | Utility PV - Kansas City - Advanced | 2384.808 | 2417.5225 | 2450.237 | 2482.9515 | 2515.666 | 2548.3805 | 2581.095 | 2613.8096 | 2646.5241 | 2679.2386 | 2711.9531 | 2744.6676 | 2777.3821 | 2792.8255 | 2808.2689 | 2823.7124 | 2839.1558 | 2854.5992 | 2870.0426 | 2885.486 | 2900.9294 | 2916.3729 | 2931.8163 | 2947.2597 | 2962.7031 | 2978.1465 | 2993.5899 | 3009.0334 | 3024.4768 | 3039.9202 | 3055.3636 | 3070.807 | 3086.2504
[9 empty] | Utility PV - Kansas City - Moderate | 2384.808 | 2399.8073 | 2414.8067 | 2429.8061 | 2444.8054 | 2459.8048 | 2474.8042 | 2489.8035 | 2504.8029 | 2519.8023 | 2534.8016 | 2549.801 | 2564.8004 | 2575.4294 | 2586.0585 | 2596.6876 | 2607.3167 | 2617.9458 | 2628.5749 | 2639.204 | 2649.8331 | 2660.4621 | 2671.0912 | 2681.7203 | 2692.3494 | 2702.9785 | 2713.6076 | 2724.2367 | 2734.8658 | 2745.4948 | 2756.1239 | 2766.753 | 2777.3821
[9 empty] | Utility PV - Kansas City - Conservative | 2384.808 | 2384.808 | 2384.808 | 2384.808 | 2384.808 | 2384.808 | 2384.808 | 2384.808 | 2384.808 | 2384.808 | 2384.808 | 2384.808 | 2384.808 | 2393.8076 | 2402.8072 | 2411.8068 | 2420.8065 | 2429.8061 | 2438.8057 | 2447.8053 | 2456.8049 | 2465.8046 | 2474.8042 | 2483.8038 | 2492.8034 | 2501.803 | 2510.8026 | 2519.8023 | 2528.8019 | 2537.8015 | 2546.8011 | 2555.8007 | 2564.8004
[9 empty] | Utility PV - Los Angeles - Advanced | 2793.2922 | 2824.3478 | 2855.4035 | 2886.4591 | 2917.5148 | 2948.5705 | 2979.6261 | 3010.6818 | 3041.7374 | 3072.7931 | 3103.8488 | 3134.9044 | 3165.9601 | 3181.3335 | 3196.707 | 3212.0804 | 3227.4538 | 3242.8273 | 3258.2007 | 3273.5742 | 3288.9476 | 3304.3211 | 3319.6945 | 3335.068 | 3350.4414 | 3365.8149 | 3381.1883 | 3396.5617 | 3411.9352 | 3427.3086 | 3442.6821 | 3458.0555 | 3473.429
[9 empty] | Utility PV - Los Angeles - Moderate | 2793.2922 | 2807.7326 | 2822.173 | 2836.6135 | 2851.0539 | 2865.4943 | 2879.9348 | 2894.3752 | 2908.8156 | 2923.256 | 2937.6965 | 2952.1369 | 2966.5773 | 2976.5465 | 2986.5156 | 2996.4847 | 3006.4539 | 3016.423 | 3026.3922 | 3036.3613 | 3046.3304 | 3056.2996 | 3066.2687 | 3076.2378 | 3086.207 | 3096.1761 | 3106.1452 | 3116.1144 | 3126.0835 | 3136.0527 | 3146.0218 | 3155.9909 | 3165.9601
[9 empty] | Utility PV - Los Angeles - Conservative | 2793.2922 | 2793.2922 | 2793.2922 | 2793.2922 | 2793.2922 | 2793.2922 | 2793.2922 | 2793.2922 | 2793.2922 | 2793.2922 | 2793.2922 | 2793.2922 | 2793.2922 | 2801.9564 | 2810.6207 | 2819.2849 | 2827.9492 | 2836.6135 | 2845.2777 | 2853.942 | 2862.6062 | 2871.2705 | 2879.9348 | 2888.599 | 2897.2633 | 2905.9275 | 2914.5918 | 2923.256 | 2931.9203 | 2940.5846 | 2949.2488 | 2957.9131 | 2966.5773
[9 empty] | Utility PV - Daggett, CA - Advanced | 3078.8064 | 3110.5189 | 3142.2314 | 3173.9439 | 3205.6564 | 3237.369 | 3269.0815 | 3300.794 | 3332.5065 | 3364.219 | 3395.9315 | 3427.644 | 3459.3565 | 3475.554 | 3491.7516 | 3507.9491 | 3524.1466 | 3540.3441 | 3556.5416 | 3572.7391 | 3588.9366 | 3605.1341 | 3621.3316 | 3637.5291 | 3653.7266 | 3669.9241 | 3686.1216 | 3702.3191 | 3718.5166 | 3734.7141 | 3750.9116 | 3767.1091 | 3783.3066
[9 empty] | Utility PV - Daggett, CA - Moderate | 3078.8064 | 3093.9766 | 3109.1467 | 3124.3169 | 3139.4871 | 3154.6573 | 3169.8275 | 3184.9976 | 3200.1678 | 3215.338 | 3230.5082 | 3245.6783 | 3260.8485 | 3270.7739 | 3280.6993 | 3290.6247 | 3300.5501 | 3310.4755 | 3320.4009 | 3330.3263 | 3340.2517 | 3350.1771 | 3360.1025 | 3370.0279 | 3379.9533 | 3389.8787 | 3399.8041 | 3409.7295 | 3419.6549 | 3429.5803 | 3439.5057 | 3449.4311 | 3459.3565
[9 empty] | Utility PV - Daggett, CA - Conservative | 3078.8064 | 3078.8064 | 3078.8064 | 3078.8064 | 3078.8064 | 3078.8064 | 3078.8064 | 3078.8064 | 3078.8064 | 3078.8064 | 3078.8064 | 3078.8064 | 3078.8064 | 3087.9085 | 3097.0106 | 3106.1127 | 3115.2148 | 3124.3169 | 3133.419 | 3142.5211 | 3151.6232 | 3160.7253 | 3169.8275 | 3178.9296 | 3188.0317 | 3197.1338 | 3206.2359 | 3215.338 | 3224.4401 | 3233.5422 | 3242.6443 | 3251.7464 | 3260.8485
[10 empty] | 2018 | 2019 | 2020 | 2021 | 2022 | 2023 | 2024 | 2025 | 2026 | 2027 | 2028 | 2029 | 2030 | 2031 | 2032 | 2033 | 2034 | 2035 | 2036 | 2037 | 2038 | 2039 | 2040 | 2041 | 2042 | 2043 | 2044 | 2045 | 2046 | 2047 | 2048 | 2049 | 2050
[8 empty] | CAPEX ($/kW) | Utility PV - Seattle - Advanced | 1692.8301 | 1486.8814 | 1417.8687 | 1348.8559 | 1279.8431 | 1210.8303 | 1141.8175 | 1072.8047 | 1003.7919 | 934.7792 | 865.7664 | 796.7536 | 727.7408 | 718.7356 | 709.7305 | 700.7253 | 691.7201 | 682.715 | 673.7098 | 664.7046 | 655.6995 | 646.6943 | 637.6891 | 628.684 | 619.6788 | 610.6736 | 601.6685 | 592.6633 | 583.6581 | 574.653 | 565.6478 | 556.6426 | 547.6375
[9 empty] | Utility PV - Seattle - Moderate | 1692.8301 | 1486.8814 | 1432.1617 | 1377.442 | 1322.7223 | 1268.0026 | 1213.2829 | 1158.5632 | 1103.8435 | 1049.1238 | 994.4041 | 939.6843 | 884.9646 | 877.1034 | 869.2422 | 861.3811 | 853.5199 | 845.6587 | 837.7975 | 829.9363 | 822.0751 | 814.2139 | 806.3527 | 798.4915 | 790.6303 | 782.7691 | 774.9079 | 767.0468 | 759.1856 | 751.3244 | 743.4632 | 735.602 | 727.7408
[9 empty] | Utility PV - Seattle - Conservative | 1692.8301 | 1486.8814 | 1469.3855 | 1451.8896 | 1434.3937 | 1416.8977 | 1399.4018 | 1381.9059 | 1364.41 | 1346.914 | 1329.4181 | 1311.9222 | 1294.4263 | 1273.9532 | 1253.4801 | 1233.007 | 1212.5339 | 1192.0609 | 1171.5878 | 1151.1147 | 1130.6416 | 1110.1685 | 1089.6955 | 1069.2224 | 1048.7493 | 1028.2762 | 1007.8031 | 987.33 | 966.857 | 946.3839 | 925.9108 | 905.4377 | 884.9646
[9 empty] | Utility PV - Chicago - Advanced | 1692.8301 | 1486.8814 | 1417.8687 | 1348.8559 | 1279.8431 | 1210.8303 | 1141.8175 | 1072.8047 | 1003.7919 | 934.7792 | 865.7664 | 796.7536 | 727.7408 | 718.7356 | 709.7305 | 700.7253 | 691.7201 | 682.715 | 673.7098 | 664.7046 | 655.6995 | 646.6943 | 637.6891 | 628.684 | 619.6788 | 610.6736 | 601.6685 | 592.6633 | 583.6581 | 574.653 | 565.6478 | 556.6426 | 547.6375
[9 empty] | Utility PV - Chicago - Moderate | 1692.8301 | 1486.8814 | 1432.1617 | 1377.442 | 1322.7223 | 1268.0026 | 1213.2829 | 1158.5632 | 1103.8435 | 1049.1238 | 994.4041 | 939.6843 | 884.9646 | 877.1034 | 869.2422 | 861.3811 | 853.5199 | 845.6587 | 837.7975 | 829.9363 | 822.0751 | 814.2139 | 806.3527 | 798.4915 | 790.6303 | 782.7691 | 774.9079 | 767.0468 | 759.1856 | 751.3244 | 743.4632 | 735.602 | 727.7408
[9 empty] | Utility PV - Chicago - Conservative | 1692.8301 | 1486.8814 | 1469.3855 | 1451.8896 | 1434.3937 | 1416.8977 | 1399.4018 | 1381.9059 | 1364.41 | 1346.914 | 1329.4181 | 1311.9222 | 1294.4263 | 1273.9532 | 1253.4801 | 1233.007 | 1212.5339 | 1192.0609 | 1171.5878 | 1151.1147 | 1130.6416 | 1110.1685 | 1089.6955 | 1069.2224 | 1048.7493 | 1028.2762 | 1007.8031 | 987.33 | 966.857 | 946.3839 | 925.9108 | 905.4377 | 884.9646
[9 empty] | Utility PV - Kansas City - Advanced | 1692.8301 | 1486.8814 | 1417.8687 | 1348.8559 | 1279.8431 | 1210.8303 | 1141.8175 | 1072.8047 | 1003.7919 | 934.7792 | 865.7664 | 796.7536 | 727.7408 | 718.7356 | 709.7305 | 700.7253 | 691.7201 | 682.715 | 673.7098 | 664.7046 | 655.6995 | 646.6943 | 637.6891 | 628.684 | 619.6788 | 610.6736 | 601.6685 | 592.6633 | 583.6581 | 574.653 | 565.6478 | 556.6426 | 547.6375
[9 empty] | Utility PV - Kansas City - Moderate | 1692.8301 | 1486.8814 | 1212.0468 | 1114.8585 | 1035.0874 | 978.2364 | 926.8195 | 880.0327 | 837.1855 | 797.8061 | 761.6364 | 728.2989 | 712.8565 | 698.3531 | 685.7279 | 673.833 | 662.2512 | 650.3563 | 638.3571 | 627.1927 | 615.8195 | 604.5507 | 593.9079 | 583.8912 | 573.3528 | 563.3361 | 553.4237 | 543.407 | 533.2859 | 523.7909 | 514.2959 | 504.9052 | 495.5145
[9 empty] | Utility PV - Kansas City - Conservative | 1692.8301 | 1486.8814 | 1469.3855 | 1451.8896 | 1434.3937 | 1416.8977 | 1399.4018 | 1381.9059 | 1364.41 | 1346.914 | 1329.4181 | 1311.9222 | 1294.4263 | 1273.9532 | 1253.4801 | 1233.007 | 1212.5339 | 1192.0609 | 1171.5878 | 1151.1147 | 1130.6416 | 1110.1685 | 1089.6955 | 1069.2224 | 1048.7493 | 1028.2762 | 1007.8031 | 987.33 | 966.857 | 946.3839 | 925.9108 | 905.4377 | 884.9646
[9 empty] | Utility PV - Los Angeles - Advanced | 1692.8301 | 1486.8814 | 1417.8687 | 1348.8559 | 1279.8431 | 1210.8303 | 1141.8175 | 1072.8047 | 1003.7919 | 934.7792 | 865.7664 | 796.7536 | 727.7408 | 718.7356 | 709.7305 | 700.7253 | 691.7201 | 682.715 | 673.7098 | 664.7046 | 655.6995 | 646.6943 | 637.6891 | 628.684 | 619.6788 | 610.6736 | 601.6685 | 592.6633 | 583.6581 | 574.653 | 565.6478 | 556.6426 | 547.6375
[9 empty] | Utility PV - Los Angeles - Moderate | 1692.8301 | 1486.8814 | 1212.0468 | 1114.8585 | 1035.0874 | 978.2364 | 926.8195 | 880.0327 | 837.1855 | 797.8061 | 761.6364 | 728.2989 | 712.8565 | 698.3531 | 685.7279 | 673.833 | 662.2512 | 650.3563 | 638.3571 | 627.1927 | 615.8195 | 604.5507 | 593.9079 | 583.8912 | 573.3528 | 563.3361 | 553.4237 | 543.407 | 533.2859 | 523.7909 | 514.2959 | 504.9052 | 495.5145
[9 empty] | Utility PV - Los Angeles - Conservative | 1692.8301 | 1486.8814 | 1469.3855 | 1451.8896 | 1434.3937 | 1416.8977 | 1399.4018 | 1381.9059 | 1364.41 | 1346.914 | 1329.4181 | 1311.9222 | 1294.4263 | 1273.9532 | 1253.4801 | 1233.007 | 1212.5339 | 1192.0609 | 1171.5878 | 1151.1147 | 1130.6416 | 1110.1685 | 1089.6955 | 1069.2224 | 1048.7493 | 1028.2762 | 1007.8031 | 987.33 | 966.857 | 946.3839 | 925.9108 | 905.4377 | 884.9646
[9 empty] | Utility PV - Daggett, CA - Advanced | 1692.8301 | 1486.8814 | 1417.8687 | 1348.8559 | 1279.8431 | 1210.8303 | 1141.8175 | 1072.8047 | 1003.7919 | 934.7792 | 865.7664 | 796.7536 | 727.7408 | 718.7356 | 709.7305 | 700.7253 | 691.7201 | 682.715 | 673.7098 | 664.7046 | 655.6995 | 646.6943 | 637.6891 | 628.684 | 619.6788 | 610.6736 | 601.6685 | 592.6633 | 583.6581 | 574.653 | 565.6478 | 556.6426 | 547.6375
[9 empty] | Utility PV - Daggett, CA - Moderate | 1692.8301 | 1486.8814 | 1212.0468 | 1114.8585 | 1035.0874 | 978.2364 | 926.8195 | 880.0327 | 837.1855 | 797.8061 | 761.6364 | 728.2989 | 712.8565 | 698.3531 | 685.7279 | 673.833 | 662.2512 | 650.3563 | 638.3571 | 627.1927 | 615.8195 | 604.5507 | 593.9079 | 583.8912 | 573.3528 | 563.3361 | 553.4237 | 543.407 | 533.2859 | 523.7909 | 514.2959 | 504.9052 | 495.5145
[9 empty] | Utility PV - Daggett, CA - Conservative | 1692.8301 | 1486.8814 | 1469.3855 | 1451.8896 | 1434.3937 | 1416.8977 | 1399.4018 | 1381.9059 | 1364.41 | 1346.914 | 1329.4181 | 1311.9222 | 1294.4263 | 1273.9532 | 1253.4801 | 1233.007 | 1212.5339 | 1192.0609 | 1171.5878 | 1151.1147 | 1130.6416 | 1110.1685 | 1089.6955 | 1069.2224 | 1048.7493 | 1028.2762 | 1007.8031 | 987.33 | 966.857 | 946.3839 | 925.9108 | 905.4377 | 884.9646
[10 empty] | 2018 | 2019 | 2020 | 2021 | 2022 | 2023 | 2024 | 2025 | 2026 | 2027 | 2028 | 2029 | 2030 | 2031 | 2032 | 2033 | 2034 | 2035 | 2036 | 2037 | 2038 | 2039 | 2040 | 2041 | 2042 | 2043 | 2044 | 2045 | 2046 | 2047 | 2048 | 2049 | 2050
[8 empty] | Construction Financing Cost ($/kW) | Utility PV - Seattle - Advanced | 126.9482 | 111.5038 | 106.3284 | 101.153 | 95.9776 | 90.8022 | 85.6268 | 80.4514 | 75.2761 | 70.1007 | 64.9253 | 59.7499 | 54.5745 | 53.8992 | 53.2239 | 52.5486 | 51.8733 | 51.198 | 50.5226 | 49.8473 | 49.172 | 48.4967 | 47.8214 | 47.1461 | 46.4708 | 45.7955 | 45.1201 | 44.4448 | 43.7695 | 43.0942 | 42.4189 | 41.7436 | 41.0683
[9 empty] | Utility PV - Seattle - Moderate | 126.9482 | 111.5038 | 107.4002 | 103.2967 | 99.1932 | 95.0897 | 90.9861 | 86.8826 | 82.7791 | 78.6756 | 74.572 | 70.4685 | 66.365 | 65.7755 | 65.186 | 64.5964 | 64.0069 | 63.4174 | 62.8279 | 62.2383 | 61.6488 | 61.0593 | 60.4698 | 59.8802 | 59.2907 | 58.7012 | 58.1117 | 57.5221 | 56.9326 | 56.3431 | 55.7536 | 55.164 | 54.5745
[9 empty] | Utility PV - Seattle - Conservative | 126.9482 | 111.5038 | 110.1917 | 108.8797 | 107.5676 | 106.2556 | 104.9435 | 103.6315 | 102.3194 | 101.0074 | 99.6953 | 98.3833 | 97.0712 | 95.5359 | 94.0006 | 92.4653 | 90.93 | 89.3947 | 87.8594 | 86.324 | 84.7887 | 83.2534 | 81.7181 | 80.1828 | 78.6475 | 77.1122 | 75.5769 | 74.0416 | 72.5062 | 70.9709 | 69.4356 | 67.9003 | 66.365
[9 empty] | Utility PV - Chicago - Advanced | 126.9482 | 111.5038 | 106.3284 | 101.153 | 95.9776 | 90.8022 | 85.6268 | 80.4514 | 75.2761 | 70.1007 | 64.9253 | 59.7499 | 54.5745 | 53.8992 | 53.2239 | 52.5486 | 51.8733 | 51.198 | 50.5226 | 49.8473 | 49.172 | 48.4967 | 47.8214 | 47.1461 | 46.4708 | 45.7955 | 45.1201 | 44.4448 | 43.7695 | 43.0942 | 42.4189 | 41.7436 | 41.0683
[9 empty] | Utility PV - Chicago - Moderate | 126.9482 | 111.5038 | 107.4002 | 103.2967 | 99.1932 | 95.0897 | 90.9861 | 86.8826 | 82.7791 | 78.6756 | 74.572 | 70.4685 | 66.365 | 65.7755 | 65.186 | 64.5964 | 64.0069 | 63.4174 | 62.8279 | 62.2383 | 61.6488 | 61.0593 | 60.4698 | 59.8802 | 59.2907 | 58.7012 | 58.1117 | 57.5221 | 56.9326 | 56.3431 | 55.7536 | 55.164 | 54.5745
[9 empty] | Utility PV - Chicago - Conservative | 126.9482 | 111.5038 | 110.1917 | 108.8797 | 107.5676 | 106.2556 | 104.9435 | 103.6315 | 102.3194 | 101.0074 | 99.6953 | 98.3833 | 97.0712 | 95.5359 | 94.0006 | 92.4653 | 90.93 | 89.3947 | 87.8594 | 86.324 | 84.7887 | 83.2534 | 81.7181 | 80.1828 | 78.6475 | 77.1122 | 75.5769 | 74.0416 | 72.5062 | 70.9709 | 69.4356 | 67.9003 | 66.365
[9 empty] | Utility PV - Kansas City - Advanced | 126.9482 | 111.5038 | 106.3284 | 101.153 | 95.9776 | 90.8022 | 85.6268 | 80.4514 | 75.2761 | 70.1007 | 64.9253 | 59.7499 | 54.5745 | 53.8992 | 53.2239 | 52.5486 | 51.8733 | 51.198 | 50.5226 | 49.8473 | 49.172 | 48.4967 | 47.8214 | 47.1461 | 46.4708 | 45.7955 | 45.1201 | 44.4448 | 43.7695 | 43.0942 | 42.4189 | 41.7436 | 41.0683
[9 empty] | Utility PV - Kansas City - Moderate | 126.9482 | 111.5038 | 90.8934 | 83.6051 | 77.623 | 73.3596 | 69.5038 | 65.9951 | 62.782 | 59.8288 | 57.1164 | 54.6164 | 53.4583 | 52.3707 | 51.4239 | 50.5319 | 49.6633 | 48.7713 | 47.8715 | 47.0342 | 46.1813 | 45.3363 | 44.5382 | 43.787 | 42.9967 | 42.2455 | 41.5022 | 40.751 | 39.992 | 39.28 | 38.5679 | 37.8637 | 37.1595
[9 empty] | Utility PV - Kansas City - Conservative | 126.9482 | 111.5038 | 110.1917 | 108.8797 | 107.5676 | 106.2556 | 104.9435 | 103.6315 | 102.3194 | 101.0074 | 99.6953 | 98.3833 | 97.0712 | 95.5359 | 94.0006 | 92.4653 | 90.93 | 89.3947 | 87.8594 | 86.324 | 84.7887 | 83.2534 | 81.7181 | 80.1828 | 78.6475 | 77.1122 | 75.5769 | 74.0416 | 72.5062 | 70.9709 | 69.4356 | 67.9003 | 66.365
[9 empty] | Utility PV - Los Angeles - Advanced | 126.9482 | 111.5038 | 106.3284 | 101.153 | 95.9776 | 90.8022 | 85.6268 | 80.4514 | 75.2761 | 70.1007 | 64.9253 | 59.7499 | 54.5745 | 53.8992 | 53.2239 | 52.5486 | 51.8733 | 51.198 | 50.5226 | 49.8473 | 49.172 | 48.4967 | 47.8214 | 47.1461 | 46.4708 | 45.7955 | 45.1201 | 44.4448 | 43.7695 | 43.0942 | 42.4189 | 41.7436 | 41.0683
[9 empty] | Utility PV - Los Angeles - Moderate | 126.9482 | 111.5038 | 90.8934 | 83.6051 | 77.623 | 73.3596 | 69.5038 | 65.9951 | 62.782 | 59.8288 | 57.1164 | 54.6164 | 53.4583 | 52.3707 | 51.4239 | 50.5319 | 49.6633 | 48.7713 | 47.8715 | 47.0342 | 46.1813 | 45.3363 | 44.5382 | 43.787 | 42.9967 | 42.2455 | 41.5022 | 40.751 | 39.992 | 39.28 | 38.5679 | 37.8637 | 37.1595
[9 empty] | Utility PV - Los Angeles - Conservative | 126.9482 | 111.5038 | 110.1917 | 108.8797 | 107.5676 | 106.2556 | 104.9435 | 103.6315 | 102.3194 | 101.0074 | 99.6953 | 98.3833 | 97.0712 | 95.5359 | 94.0006 | 92.4653 | 90.93 | 89.3947 | 87.8594 | 86.324 | 84.7887 | 83.2534 | 81.7181 | 80.1828 | 78.6475 | 77.1122 | 75.5769 | 74.0416 | 72.5062 | 70.9709 | 69.4356 | 67.9003 | 66.365
[9 empty] | Utility PV - Daggett, CA - Advanced | 126.9482 | 111.5038 | 106.3284 | 101.153 | 95.9776 | 90.8022 | 85.6268 | 80.4514 | 75.2761 | 70.1007 | 64.9253 | 59.7499 | 54.5745 | 53.8992 | 53.2239 | 52.5486 | 51.8733 | 51.198 | 50.5226 | 49.8473 | 49.172 | 48.4967 | 47.8214 | 47.1461 | 46.4708 | 45.7955 | 45.1201 | 44.4448 | 43.7695 | 43.0942 | 42.4189 | 41.7436 | 41.0683
[9 empty] | Utility PV - Daggett, CA - Moderate | 126.9482 | 111.5038 | 90.8934 | 83.6051 | 77.623 | 73.3596 | 69.5038 | 65.9951 | 62.782 | 59.8288 | 57.1164 | 54.6164 | 53.4583 | 52.3707 | 51.4239 | 50.5319 | 49.6633 | 48.7713 | 47.8715 | 47.0342 | 46.1813 | 45.3363 | 44.5382 | 43.787 | 42.9967 | 42.2455 | 41.5022 | 40.751 | 39.992 | 39.28 | 38.5679 | 37.8637 | 37.1595
[9 empty] | Utility PV - Daggett, CA - Conservative | 126.9482 | 111.5038 | 110.1917 | 108.8797 | 107.5676 | 106.2556 | 104.9435 | 103.6315 | 102.3194 | 101.0074 | 99.6953 | 98.3833 | 97.0712 | 95.5359 | 94.0006 | 92.4653 | 90.93 | 89.3947 | 87.8594 | 86.324 | 84.7887 | 83.2534 | 81.7181 | 80.1828 | 78.6475 | 77.1122 | 75.5769 | 74.0416 | 72.5062 | 70.9709 | 69.4356 | 67.9003 | 66.365
[10 empty] | 2018 | 2019 | 2020 | 2021 | 2022 | 2023 | 2024 | 2025 | 2026 | 2027 | 2028 | 2029 | 2030 | 2031 | 2032 | 2033 | 2034 | 2035 | 2036 | 2037 | 2038 | 2039 | 2040 | 2041 | 2042 | 2043 | 2044 | 2045 | 2046 | 2047 | 2048 | 2049 | 2050
[8 empty] | Overnight Capital Cost ($/kW) | Utility PV - Seattle - Advanced | 1565.8819 | 1375.3777 | 1311.5403 | 1247.7029 | 1183.8655 | 1120.0281 | 1056.1907 | 992.3533 | 928.5159 | 864.6785 | 800.8411 | 737.0037 | 673.1663 | 664.8364 | 656.5066 | 648.1767 | 639.8469 | 631.517 | 623.1872 | 614.8573 | 606.5275 | 598.1976 | 589.8677 | 581.5379 | 573.208 | 564.8782 | 556.5483 | 548.2185 | 539.8886 | 531.5588 | 523.2289 | 514.8991 | 506.5692
[9 empty] | Utility PV - Seattle - Moderate | 1565.8819 | 1375.3777 | 1324.7615 | 1274.1453 | 1223.5291 | 1172.9129 | 1122.2967 | 1071.6806 | 1021.0644 | 970.4482 | 919.832 | 869.2158 | 818.5996 | 811.328 | 804.0563 | 796.7846 | 789.513 | 782.2413 | 774.9696 | 767.698 | 760.4263 | 753.1546 | 745.883 | 738.6113 | 731.3396 | 724.068 | 716.7963 | 709.5246 | 702.253 | 694.9813 | 687.7096 | 680.438 | 673.1663
[9 empty] | Utility PV - Seattle - Conservative | 1565.8819 | 1375.3777 | 1359.1938 | 1343.0099 | 1326.8261 | 1310.6422 | 1294.4583 | 1278.2744 | 1262.0906 | 1245.9067 | 1229.7228 | 1213.5389 | 1197.3551 | 1178.4173 | 1159.4795 | 1140.5417 | 1121.604 | 1102.6662 | 1083.7284 | 1064.7907 | 1045.8529 | 1026.9151 | 1007.9773 | 989.0396 | 970.1018 | 951.164 | 932.2263 | 913.2885 | 894.3507 | 875.4129 | 856.4752 | 837.5374 | 818.5996
[9 empty] | Utility PV - Chicago - Advanced | 1565.8819 | 1375.3777 | 1311.5403 | 1247.7029 | 1183.8655 | 1120.0281 | 1056.1907 | 992.3533 | 928.5159 | 864.6785 | 800.8411 | 737.0037 | 673.1663 | 664.8364 | 656.5066 | 648.1767 | 639.8469 | 631.517 | 623.1872 | 614.8573 | 606.5275 | 598.1976 | 589.8677 | 581.5379 | 573.208 | 564.8782 | 556.5483 | 548.2185 | 539.8886 | 531.5588 | 523.2289 | 514.8991 | 506.5692
[9 empty] | Utility PV - Chicago - Moderate | 1565.8819 | 1375.3777 | 1324.7615 | 1274.1453 | 1223.5291 | 1172.9129 | 1122.2967 | 1071.6806 | 1021.0644 | 970.4482 | 919.832 | 869.2158 | 818.5996 | 811.328 | 804.0563 | 796.7846 | 789.513 | 782.2413 | 774.9696 | 767.698 | 760.4263 | 753.1546 | 745.883 | 738.6113 | 731.3396 | 724.068 | 716.7963 | 709.5246 | 702.253 | 694.9813 | 687.7096 | 680.438 | 673.1663
[9 empty] | Utility PV - Chicago - Conservative | 1565.8819 | 1375.3777 | 1359.1938 | 1343.0099 | 1326.8261 | 1310.6422 | 1294.4583 | 1278.2744 | 1262.0906 | 1245.9067 | 1229.7228 | 1213.5389 | 1197.3551 | 1178.4173 | 1159.4795 | 1140.5417 | 1121.604 | 1102.6662 | 1083.7284 | 1064.7907 | 1045.8529 | 1026.9151 | 1007.9773 | 989.0396 | 970.1018 | 951.164 | 932.2263 | 913.2885 | 894.3507 | 875.4129 | 856.4752 | 837.5374 | 818.5996
[9 empty] | Utility PV - Kansas City - Advanced | 1565.8819 | 1375.3777 | 1311.5403 | 1247.7029 | 1183.8655 | 1120.0281 | 1056.1907 | 992.3533 | 928.5159 | 864.6785 | 800.8411 | 737.0037 | 673.1663 | 664.8364 | 656.5066 | 648.1767 | 639.8469 | 631.517 | 623.1872 | 614.8573 | 606.5275 | 598.1976 | 589.8677 | 581.5379 | 573.208 | 564.8782 | 556.5483 | 548.2185 | 539.8886 | 531.5588 | 523.2289 | 514.8991 | 506.5692
[9 empty] | Utility PV - Kansas City - Moderate | 1565.8819 | 1375.3777 | 1121.1533 | 1031.2533 | 957.4645 | 904.8768 | 857.3157 | 814.0376 | 774.4035 | 737.9773 | 704.52 | 673.6825 | 659.3982 | 645.9824 | 634.304 | 623.3011 | 612.5878 | 601.585 | 590.4856 | 580.1584 | 569.6382 | 559.2144 | 549.3698 | 540.1042 | 530.3561 | 521.0905 | 511.9215 | 502.656 | 493.2939 | 484.5109 | 475.728 | 467.0415 | 458.3551
[9 empty] | Utility PV - Kansas City - Conservative | 1565.8819 | 1375.3777 | 1359.1938 | 1343.0099 | 1326.8261 | 1310.6422 | 1294.4583 | 1278.2744 | 1262.0906 | 1245.9067 | 1229.7228 | 1213.5389 | 1197.3551 | 1178.4173 | 1159.4795 | 1140.5417 | 1121.604 | 1102.6662 | 1083.7284 | 1064.7907 | 1045.8529 | 1026.9151 | 1007.9773 | 989.0396 | 970.1018 | 951.164 | 932.2263 | 913.2885 | 894.3507 | 875.4129 | 856.4752 | 837.5374 | 818.5996
[9 empty] | Utility PV - Los Angeles - Advanced | 1565.8819 | 1375.3777 | 1311.5403 | 1247.7029 | 1183.8655 | 1120.0281 | 1056.1907 | 992.3533 | 928.5159 | 864.6785 | 800.8411 | 737.0037 | 673.1663 | 664.8364 | 656.5066 | 648.1767 | 639.8469 | 631.517 | 623.1872 | 614.8573 | 606.5275 | 598.1976 | 589.8677 | 581.5379 | 573.208 | 564.8782 | 556.5483 | 548.2185 | 539.8886 | 531.5588 | 523.2289 | 514.8991 | 506.5692
[9 empty] | Utility PV - Los Angeles - Moderate | 1565.8819 | 1375.3777 | 1121.1533 | 1031.2533 | 957.4645 | 904.8768 | 857.3157 | 814.0376 | 774.4035 | 737.9773 | 704.52 | 673.6825 | 659.3982 | 645.9824 | 634.304 | 623.3011 | 612.5878 | 601.585 | 590.4856 | 580.1584 | 569.6382 | 559.2144 | 549.3698 | 540.1042 | 530.3561 | 521.0905 | 511.9215 | 502.656 | 493.2939 | 484.5109 | 475.728 | 467.0415 | 458.3551
[9 empty] | Utility PV - Los Angeles - Conservative | 1565.8819 | 1375.3777 | 1359.1938 | 1343.0099 | 1326.8261 | 1310.6422 | 1294.4583 | 1278.2744 | 1262.0906 | 1245.9067 | 1229.7228 | 1213.5389 | 1197.3551 | 1178.4173 | 1159.4795 | 1140.5417 | 1121.604 | 1102.6662 | 1083.7284 | 1064.7907 | 1045.8529 | 1026.9151 | 1007.9773 | 989.0396 | 970.1018 | 951.164 | 932.2263 | 913.2885 | 894.3507 | 875.4129 | 856.4752 | 837.5374 | 818.5996
[9 empty] | Utility PV - Daggett, CA - Advanced | 1565.8819 | 1375.3777 | 1311.5403 | 1247.7029 | 1183.8655 | 1120.0281 | 1056.1907 | 992.3533 | 928.5159 | 864.6785 | 800.8411 | 737.0037 | 673.1663 | 664.8364 | 656.5066 | 648.1767 | 639.8469 | 631.517 | 623.1872 | 614.8573 | 606.5275 | 598.1976 | 589.8677 | 581.5379 | 573.208 | 564.8782 | 556.5483 | 548.2185 | 539.8886 | 531.5588 | 523.2289 | 514.8991 | 506.5692
[9 empty] | Utility PV - Daggett, CA - Moderate | 1565.8819 | 1375.3777 | 1121.1533 | 1031.2533 | 957.4645 | 904.8768 | 857.3157 | 814.0376 | 774.4035 | 737.9773 | 704.52 | 673.6825 | 659.3982 | 645.9824 | 634.304 | 623.3011 | 612.5878 | 601.585 | 590.4856 | 580.1584 | 569.6382 | 559.2144 | 549.3698 | 540.1042 | 530.3561 | 521.0905 | 511.9215 | 502.656 | 493.2939 | 484.5109 | 475.728 | 467.0415 | 458.3551
[9 empty] | Utility PV - Daggett, CA - Conservative | 1565.8819 | 1375.3777 | 1359.1938 | 1343.0099 | 1326.8261 | 1310.6422 | 1294.4583 | 1278.2744 | 1262.0906 | 1245.9067 | 1229.7228 | 1213.5389 | 1197.3551 | 1178.4173 | 1159.4795 | 1140.5417 | 1121.604 | 1102.6662 | 1083.7284 | 1064.7907 | 1045.8529 | 1026.9151 | 1007.9773 | 989.0396 | 970.1018 | 951.164 | 932.2263 | 913.2885 | 894.3507 | 875.4129 | 856.4752 | 837.5374 | 818.5996
[10 empty] | 2018 | 2019 | 2020 | 2021 | 2022 | 2023 | 2024 | 2025 | 2026 | 2027 | 2028 | 2029 | 2030 | 2031 | 2032 | 2033 | 2034 | 2035 | 2036 | 2037 | 2038 | 2039 | 2040 | 2041 | 2042 | 2043 | 2044 | 2045 | 2046 | 2047 | 2048 | 2049 | 2050
[8 empty] | Fixed Operation and Maintenance Expenses ($/kW-yr) | Utility PV - Seattle - Advanced | 18.76 | 16.08 | 15.6936 | 14.9298 | 14.1659 | 13.402 | 12.6382 | 11.8743 | 11.1104 | 10.3466 | 9.5827 | 8.8188 | 8.055 | 7.9553 | 7.8556 | 7.756 | 7.6563 | 7.5566 | 7.4569 | 7.3573 | 7.2576 | 7.1579 | 7.0582 | 6.9586 | 6.8589 | 6.7592 | 6.6596 | 6.5599 | 6.4602 | 6.3605 | 6.2609 | 6.1612 | 6.0615
[9 empty] | Utility PV - Seattle - Moderate | 18.76 | 16.08 | 15.8518 | 15.2462 | 14.6405 | 14.0349 | 13.4292 | 12.8235 | 12.2179 | 11.6122 | 11.0065 | 10.4009 | 9.7952 | 9.7082 | 9.6212 | 9.5342 | 9.4472 | 9.3602 | 9.2731 | 9.1861 | 9.0991 | 9.0121 | 8.9251 | 8.8381 | 8.7511 | 8.6641 | 8.577 | 8.49 | 8.403 | 8.316 | 8.229 | 8.142 | 8.055
[9 empty] | Utility PV - Seattle - Conservative | 18.76 | 16.08 | 16.2639 | 16.0702 | 15.8766 | 15.6829 | 15.4892 | 15.2956 | 15.1019 | 14.9083 | 14.7146 | 14.521 | 14.3273 | 14.1007 | 13.8741 | 13.6475 | 13.4209 | 13.1943 | 12.9677 | 12.7411 | 12.5145 | 12.2879 | 12.0613 | 11.8347 | 11.6081 | 11.3814 | 11.1548 | 10.9282 | 10.7016 | 10.475 | 10.2484 | 10.0218 | 9.7952
[9 empty] | Utility PV - Chicago - Advanced | 18.76 | 16.08 | 15.6936 | 14.9298 | 14.1659 | 13.402 | 12.6382 | 11.8743 | 11.1104 | 10.3466 | 9.5827 | 8.8188 | 8.055 | 7.9553 | 7.8556 | 7.756 | 7.6563 | 7.5566 | 7.4569 | 7.3573 | 7.2576 | 7.1579 | 7.0582 | 6.9586 | 6.8589 | 6.7592 | 6.6596 | 6.5599 | 6.4602 | 6.3605 | 6.2609 | 6.1612 | 6.0615
[9 empty] | Utility PV - Chicago - Moderate | 18.76 | 16.08 | 15.8518 | 15.2462 | 14.6405 | 14.0349 | 13.4292 | 12.8235 | 12.2179 | 11.6122 | 11.0065 | 10.4009 | 9.7952 | 9.7082 | 9.6212 | 9.5342 | 9.4472 | 9.3602 | 9.2731 | 9.1861 | 9.0991 | 9.0121 | 8.9251 | 8.8381 | 8.7511 | 8.6641 | 8.577 | 8.49 | 8.403 | 8.316 | 8.229 | 8.142 | 8.055
[9 empty] | Utility PV - Chicago - Conservative | 18.76 | 16.08 | 16.2639 | 16.0702 | 15.8766 | 15.6829 | 15.4892 | 15.2956 | 15.1019 | 14.9083 | 14.7146 | 14.521 | 14.3273 | 14.1007 | 13.8741 | 13.6475 | 13.4209 | 13.1943 | 12.9677 | 12.7411 | 12.5145 | 12.2879 | 12.0613 | 11.8347 | 11.6081 | 11.3814 | 11.1548 | 10.9282 | 10.7016 | 10.475 | 10.2484 | 10.0218 | 9.7952
[9 empty] | Utility PV - Kansas City - Advanced | 18.76 | 16.08 | 15.6936 | 14.9298 | 14.1659 | 13.402 | 12.6382 | 11.8743 | 11.1104 | 10.3466 | 9.5827 | 8.8188 | 8.055 | 7.9553 | 7.8556 | 7.756 | 7.6563 | 7.5566 | 7.4569 | 7.3573 | 7.2576 | 7.1579 | 7.0582 | 6.9586 | 6.8589 | 6.7592 | 6.6596 | 6.5599 | 6.4602 | 6.3605 | 6.2609 | 6.1612 | 6.0615
[9 empty] | Utility PV - Kansas City - Moderate | 18.76 | 16.08 | 15.8518 | 15.2462 | 14.6405 | 14.0349 | 13.4292 | 12.8235 | 12.2179 | 11.6122 | 11.0065 | 10.4009 | 9.7952 | 9.7082 | 9.6212 | 9.5342 | 9.4472 | 9.3602 | 9.2731 | 9.1861 | 9.0991 | 9.0121 | 8.9251 | 8.8381 | 8.7511 | 8.6641 | 8.577 | 8.49 | 8.403 | 8.316 | 8.229 | 8.142 | 8.055
[9 empty] | Utility PV - Kansas City - Conservative | 18.76 | 16.08 | 16.2639 | 16.0702 | 15.8766 | 15.6829 | 15.4892 | 15.2956 | 15.1019 | 14.9083 | 14.7146 | 14.521 | 14.3273 | 14.1007 | 13.8741 | 13.6475 | 13.4209 | 13.1943 | 12.9677 | 12.7411 | 12.5145 | 12.2879 | 12.0613 | 11.8347 | 11.6081 | 11.3814 | 11.1548 | 10.9282 | 10.7016 | 10.475 | 10.2484 | 10.0218 | 9.7952
hi | [8 empty] | Utility PV - Los Angeles - Advanced | 18.76 | 16.08 | 15.6936 | 14.9298 | 14.1659 | 13.402 | 12.6382 | 11.8743 | 11.1104 | 10.3466 | 9.5827 | 8.8188 | 8.055 | 7.9553 | 7.8556 | 7.756 | 7.6563 | 7.5566 | 7.4569 | 7.3573 | 7.2576 | 7.1579 | 7.0582 | 6.9586 | 6.8589 | 6.7592 | 6.6596 | 6.5599 | 6.4602 | 6.3605 | 6.2609 | 6.1612 | 6.0615
[9 empty] | Utility PV - Los Angeles - Moderate | 18.76 | 16.08 | 15.8518 | 15.2462 | 14.6405 | 14.0349 | 13.4292 | 12.8235 | 12.2179 | 11.6122 | 11.0065 | 10.4009 | 9.7952 | 9.7082 | 9.6212 | 9.5342 | 9.4472 | 9.3602 | 9.2731 | 9.1861 | 9.0991 | 9.0121 | 8.9251 | 8.8381 | 8.7511 | 8.6641 | 8.577 | 8.49 | 8.403 | 8.316 | 8.229 | 8.142 | 8.055
[9 empty] | Utility PV - Los Angeles - Conservative | 18.76 | 16.08 | 16.2639 | 16.0702 | 15.8766 | 15.6829 | 15.4892 | 15.2956 | 15.1019 | 14.9083 | 14.7146 | 14.521 | 14.3273 | 14.1007 | 13.8741 | 13.6475 | 13.4209 | 13.1943 | 12.9677 | 12.7411 | 12.5145 | 12.2879 | 12.0613 | 11.8347 | 11.6081 | 11.3814 | 11.1548 | 10.9282 | 10.7016 | 10.475 | 10.2484 | 10.0218 | 9.7952
[9 empty] | Utility PV - Daggett, CA - Advanced | 18.76 | 16.08 | 15.6936 | 14.9298 | 14.1659 | 13.402 | 12.6382 | 11.8743 | 11.1104 | 10.3466 | 9.5827 | 8.8188 | 8.055 | 7.9553 | 7.8556 | 7.756 | 7.6563 | 7.5566 | 7.4569 | 7.3573 | 7.2576 | 7.1579 | 7.0582 | 6.9586 | 6.8589 | 6.7592 | 6.6596 | 6.5599 | 6.4602 | 6.3605 | 6.2609 | 6.1612 | 6.0615
[9 empty] | Utility PV - Daggett, CA - Moderate | 18.76 | 16.08 | 15.8518 | 15.2462 | 14.6405 | 14.0349 | 13.4292 | 12.8235 | 12.2179 | 11.6122 | 11.0065 | 10.4009 | 9.7952 | 9.7082 | 9.6212 | 9.5342 | 9.4472 | 9.3602 | 9.2731 | 9.1861 | 9.0991 | 9.0121 | 8.9251 | 8.8381 | 8.7511 | 8.6641 | 8.577 | 8.49 | 8.403 | 8.316 | 8.229 | 8.142 | 8.055
[9 empty] | Utility PV - Daggett, CA - Conservative | 18.76 | 16.08 | 16.2639 | 16.0702 | 15.8766 | 15.6829 | 15.4892 | 15.2956 | 15.1019 | 14.9083 | 14.7146 | 14.521 | 14.3273 | 14.1007 | 13.8741 | 13.6475 | 13.4209 | 13.1943 | 12.9677 | 12.7411 | 12.5145 | 12.2879 | 12.0613 | 11.8347 | 11.6081 | 11.3814 | 11.1548 | 10.9282 | 10.7016 | 10.475 | 10.2484 | 10.0218 | 9.7952
[10 empty] | 2018 | 2019 | 2020 | 2021 | 2022 | 2023 | 2024 | 2025 | 2026 | 2027 | 2028 | 2029 | 2030 | 2031 | 2032 | 2033 | 2034 | 2035 | 2036 | 2037 | 2038 | 2039 | 2040 | 2041 | 2042 | 2043 | 2044 | 2045 | 2046 | 2047 | 2048 | 2049 | 2050
[8 empty] | Variable Operation and Maintenance Expenses ($/MWh) | Utility PV - Seattle - Advanced | 0 | 0 | 0 | 0 | 0 | 0 | 0 | 0 | 0 | 0 | 0 | 0 | 0 | 0 | 0 | 0 | 0 | 0 | 0 | 0 | 0 | 0 | 0 | 0 | 0 | 0 | 0 | 0 | 0 | 0 | 0 | 0 | 0
[9 empty] | Utility PV - Seattle - Moderate | 0 | 0 | 0 | 0 | 0 | 0 | 0 | 0 | 0 | 0 | 0 | 0 | 0 | 0 | 0 | 0 | 0 | 0 | 0 | 0 | 0 | 0 | 0 | 0 | 0 | 0 | 0 | 0 | 0 | 0 | 0 | 0 | 0
[9 empty] | Utility PV - Seattle - Conservative | 0 | 0 | 0 | 0 | 0 | 0 | 0 | 0 | 0 | 0 | 0 | 0 | 0 | 0 | 0 | 0 | 0 | 0 | 0 | 0 | 0 | 0 | 0 | 0 | 0 | 0 | 0 | 0 | 0 | 0 | 0 | 0 | 0
[9 empty] | Utility PV - Chicago - Advanced | 0 | 0 | 0 | 0 | 0 | 0 | 0 | 0 | 0 | 0 | 0 | 0 | 0 | 0 | 0 | 0 | 0 | 0 | 0 | 0 | 0 | 0 | 0 | 0 | 0 | 0 | 0 | 0 | 0 | 0 | 0 | 0 | 0
[9 empty] | Utility PV - Chicago - Moderate | 0 | 0 | 0 | 0 | 0 | 0 | 0 | 0 | 0 | 0 | 0 | 0 | 0 | 0 | 0 | 0 | 0 | 0 | 0 | 0 | 0 | 0 | 0 | 0 | 0 | 0 | 0 | 0 | 0 | 0 | 0 | 0 | 0
[9 empty] | Utility PV - Chicago - Conservative | 0 | 0 | 0 | 0 | 0 | 0 | 0 | 0 | 0 | 0 | 0 | 0 | 0 | 0 | 0 | 0 | 0 | 0 | 0 | 0 | 0 | 0 | 0 | 0 | 0 | 0 | 0 | 0 | 0 | 0 | 0 | 0 | 0
[9 empty] | Utility PV - Kansas City - Advanced | 0 | 0 | 0 | 0 | 0 | 0 | 0 | 0 | 0 | 0 | 0 | 0 | 0 | 0 | 0 | 0 | 0 | 0 | 0 | 0 | 0 | 0 | 0 | 0 | 0 | 0 | 0 | 0 | 0 | 0 | 0 | 0 | 0
[9 empty] | Utility PV - Kansas City - Moderate | 0 | 0 | 0 | 0 | 0 | 0 | 0 | 0 | 0 | 0 | 0 | 0 | 0 | 0 | 0 | 0 | 0 | 0 | 0 | 0 | 0 | 0 | 0 | 0 | 0 | 0 | 0 | 0 | 0 | 0 | 0 | 0 | 0
[9 empty] | Utility PV - Kansas City - Conservative | 0 | 0 | 0 | 0 | 0 | 0 | 0 | 0 | 0 | 0 | 0 | 0 | 0 | 0 | 0 | 0 | 0 | 0 | 0 | 0 | 0 | 0 | 0 | 0 | 0 | 0 | 0 | 0 | 0 | 0 | 0 | 0 | 0
[9 empty] | Utility PV - Los Angeles - Advanced | 0 | 0 | 0 | 0 | 0 | 0 | 0 | 0 | 0 | 0 | 0 | 0 | 0 | 0 | 0 | 0 | 0 | 0 | 0 | 0 | 0 | 0 | 0 | 0 | 0 | 0 | 0 | 0 | 0 | 0 | 0 | 0 | 0
[9 empty] | Utility PV - Los Angeles - Moderate | 0 | 0 | 0 | 0 | 0 | 0 | 0 | 0 | 0 | 0 | 0 | 0 | 0 | 0 | 0 | 0 | 0 | 0 | 0 | 0 | 0 | 0 | 0 | 0 | 0 | 0 | 0 | 0 | 0 | 0 | 0 | 0 | 0
[9 empty] | Utility PV - Los Angeles - Conservative | 0 | 0 | 0 | 0 | 0 | 0 | 0 | 0 | 0 | 0 | 0 | 0 | 0 | 0 | 0 | 0 | 0 | 0 | 0 | 0 | 0 | 0 | 0 | 0 | 0 | 0 | 0 | 0 | 0 | 0 | 0 | 0 | 0
[9 empty] | Utility PV - Daggett, CA - Advanced | 0 | 0 | 0 | 0 | 0 | 0 | 0 | 0 | 0 | 0 | 0 | 0 | 0 | 0 | 0 | 0 | 0 | 0 | 0 | 0 | 0 | 0 | 0 | 0 | 0 | 0 | 0 | 0 | 0 | 0 | 0 | 0 | 0
[9 empty] | Utility PV - Daggett, CA - Moderate | 0 | 0 | 0 | 0 | 0 | 0 | 0 | 0 | 0 | 0 | 0 | 0 | 0 | 0 | 0 | 0 | 0 | 0 | 0 | 0 | 0 | 0 | 0 | 0 | 0 | 0 | 0 | 0 | 0 | 0 | 0 | 0 | 0
[9 empty] | Utility PV - Daggett, CA - Conservative | 0 | 0 | 0 | 0 | 0 | 0 | 0 | 0 | 0 | 0 | 0 | 0 | 0 | 0 | 0 | 0 | 0 | 0 | 0 | 0 | 0 | 0 | 0 | 0 | 0 | 0 | 0 | 0 | 0 | 0 | 0 | 0 | 0
[6 empty] | Finance |  |  |  | 2018 | 2019 | 2020 | 2021 | 2022 | 2023 | 2024 | 2025 | 2026 | 2027 | 2028 | 2029 | 2030 | 2031 | 2032 | 2033 | 2034 | 2035 | 2036 | 2037 | 2038 | 2039 | 2040 | 2041 | 2042 | 2043 | 2044 | 2045 | 2046 | 2047 | 2048 | 2049 | 2050
[8 empty] | Assumptions | Inflation Rate | 2.2% | 2.2% | 2.2% | 2.2% | 2.2% | 2.2% | 2.2% | 2.2% | 2.2% | 2.2% | 2.2% | 2.2% | 2.2% | 2.2% | 2.2% | 2.2% | 2.2% | 2.2% | 2.2% | 2.2% | 2.2% | 2.2% | 2.2% | 2.2% | 2.2% | 2.2% | 2.2% | 2.2% | 2.2% | 2.2% | 2.2% | 2.2% | 2.2%
Interest Rate Nominal - Advanced | bar: 2018 to 2050
Interest Rate Nominal - Moderate | bar: 2018 to 2050
Interest Rate Nominal - Conservative | bar: 2018 to 2050
[9 empty] | Calculated Interest Rate Real - Advanced | 1.463% | 1.463% | 1.463% | 1.463% | 1.463% | 1.463% | 1.463% | 1.463% | 1.463% | 1.463% | 1.463% | 1.463% | 1.463% | 1.463% | 1.463% | 1.463% | 1.463% | 1.463% | 1.463% | 1.463% | 1.463% | 1.463% | 1.463% | 1.463% | 1.463% | 1.463% | 1.463% | 1.463% | 1.463% | 1.463% | 1.463% | 1.463% | 1.463%
[9 empty] | Calculated Interest Rate Real - Moderate | 1.463% | 1.463% | 1.463% | 1.463% | 1.463% | 1.463% | 1.463% | 1.463% | 1.463% | 1.463% | 1.463% | 1.463% | 1.463% | 1.463% | 1.463% | 1.463% | 1.463% | 1.463% | 1.463% | 1.463% | 1.463% | 1.463% | 1.463% | 1.463% | 1.463% | 1.463% | 1.463% | 1.463% | 1.463% | 1.463% | 1.463% | 1.463% | 1.463%
[9 empty] | Calculated Interest Rate Real - Conservative | 1.463% | 1.463% | 1.463% | 1.463% | 1.463% | 1.463% | 1.463% | 1.463% | 1.463% | 1.463% | 1.463% | 1.463% | 1.463% | 1.463% | 1.463% | 1.463% | 1.463% | 1.463% | 1.463% | 1.463% | 1.463% | 1.463% | 1.463% | 1.463% | 1.463% | 1.463% | 1.463% | 1.463% | 1.463% | 1.463% | 1.463% | 1.463% | 1.463%
[9 empty] | Interest During Construction - Nominal | 3.5% | 3.5% | 3.5% | 3.5% | 3.5% | 3.5% | 3.5% | 3.5% | 3.5% | 3.5% | 3.5% | 3.5% | 3.5% | 3.5% | 3.5% | 3.5% | 3.5% | 3.5% | 3.5% | 3.5% | 3.5% | 3.5% | 3.5% | 3.5% | 3.5% | 3.5% | 3.5% | 3.5% | 3.5% | 3.5% | 3.5% | 3.5% | 3.5%
[9 empty] | Rate of Return on Equity Nominal - Advanced | 7.75% | 7.75% | 7.75% | 7.75% | 7.75% | 7.75% | 7.75% | 7.75% | 7.75% | 7.75% | 7.75% | 7.75% | 7.75% | 7.75% | 7.75% | 7.75% | 7.75% | 7.75% | 7.75% | 7.75% | 7.75% | 7.75% | 7.75% | 7.75% | 7.75% | 7.75% | 7.75% | 7.75% | 7.75% | 7.75% | 7.75% | 7.75% | 7.75%
[9 empty] | Rate of Return on Equity Nominal - Moderate | 7.75% | 7.75% | 7.75% | 7.75% | 7.75% | 7.75% | 7.75% | 7.75% | 7.75% | 7.75% | 7.75% | 7.75% | 7.75% | 7.75% | 7.75% | 7.75% | 7.75% | 7.75% | 7.75% | 7.75% | 7.75% | 7.75% | 7.75% | 7.75% | 7.75% | 7.75% | 7.75% | 7.75% | 7.75% | 7.75% | 7.75% | 7.75% | 7.75%
[9 empty] | Rate of Return on Equity Nominal - Conservative | 7.75% | 7.75% | 7.75% | 7.75% | 7.75% | 7.75% | 7.75% | 7.75% | 7.75% | 7.75% | 7.75% | 7.75% | 7.75% | 7.75% | 7.75% | 7.75% | 7.75% | 7.75% | 7.75% | 7.75% | 7.75% | 7.75% | 7.75% | 7.75% | 7.75% | 7.75% | 7.75% | 7.75% | 7.75% | 7.75% | 7.75% | 7.75% | 7.75%
[9 empty] | Calculated Rate of Return on Equity Real - Advanced | 5.122% | 5.122% | 5.122% | 5.122% | 5.122% | 5.122% | 5.122% | 5.122% | 5.122% | 5.122% | 5.122% | 5.122% | 5.122% | 5.122% | 5.122% | 5.122% | 5.122% | 5.122% | 5.122% | 5.122% | 5.122% | 5.122% | 5.122% | 5.122% | 5.122% | 5.122% | 5.122% | 5.122% | 5.122% | 5.122% | 5.122% | 5.122% | 5.122%
[9 empty] | Calculated Rate of Return on Equity Real - Moderate | 5.122% | 5.122% | 5.122% | 5.122% | 5.122% | 5.122% | 5.122% | 5.122% | 5.122% | 5.122% | 5.122% | 5.122% | 5.122% | 5.122% | 5.122% | 5.122% | 5.122% | 5.122% | 5.122% | 5.122% | 5.122% | 5.122% | 5.122% | 5.122% | 5.122% | 5.122% | 5.122% | 5.122% | 5.122% | 5.122% | 5.122% | 5.122% | 5.122%
[9 empty] | Calculated Rate of Return on Equity Real - Conservative | 5.122% | 5.122% | 5.122% | 5.122% | 5.122% | 5.122% | 5.122% | 5.122% | 5.122% | 5.122% | 5.122% | 5.122% | 5.122% | 5.122% | 5.122% | 5.122% | 5.122% | 5.122% | 5.122% | 5.122% | 5.122% | 5.122% | 5.122% | 5.122% | 5.122% | 5.122% | 5.122% | 5.122% | 5.122% | 5.122% | 5.122% | 5.122% | 5.122%
[9 empty] | Debt Fraction - Advanced | 73.52% | 73.52% | 73.52% | 73.52% | 73.52% | 73.52% | 73.52% | 73.52% | 73.52% | 73.52% | 73.52% | 73.52% | 73.52% | 73.52% | 73.52% | 73.52% | 73.52% | 73.52% | 73.52% | 73.52% | 73.52% | 73.52% | 73.52% | 73.52% | 73.52% | 73.52% | 73.52% | 73.52% | 73.52% | 73.52% | 73.52% | 73.52% | 73.52%
[9 empty] | Debt Fraction - Moderate | 73.52% | 73.52% | 73.52% | 73.52% | 73.52% | 73.52% | 73.52% | 73.52% | 73.52% | 73.52% | 73.52% | 73.52% | 73.52% | 73.52% | 73.52% | 73.52% | 73.52% | 73.52% | 73.52% | 73.52% | 73.52% | 73.52% | 73.52% | 73.52% | 73.52% | 73.52% | 73.52% | 73.52% | 73.52% | 73.52% | 73.52% | 73.52% | 73.52%
[9 empty] | Debt Fraction - Conservative | 73.52% | 73.52% | 73.52% | 73.52% | 73.52% | 73.52% | 73.52% | 73.52% | 73.52% | 73.52% | 73.52% | 73.52% | 73.52% | 73.52% | 73.52% | 73.52% | 73.52% | 73.52% | 73.52% | 73.52% | 73.52% | 73.52% | 73.52% | 73.52% | 73.52% | 73.52% | 73.52% | 73.52% | 73.52% | 73.52% | 73.52% | 73.52% | 73.52%
[9 empty] | Tax Rate (Federal and State) | 26% | 26% | 26% | 26% | 26% | 26% | 26% | 26% | 26% | 26% | 26% | 26% | 26% | 26% | 26% | 26% | 26% | 26% | 26% | 26% | 26% | 26% | 26% | 26% | 26% | 26% | 26% | 26% | 26% | 26% | 26% | 26% | 26%
[9 empty] | WACC Nominal - Advanced | 7.27% | 7.27% | 7.27% | 7.27% | 7.27% | 7.27% | 7.27% | 7.27% | 7.27% | 7.27% | 7.27% | 7.27% | 7.27% | 7.27% | 7.27% | 7.27% | 7.27% | 7.27% | 7.27% | 7.27% | 7.27% | 7.27% | 7.27% | 7.27% | 7.27% | 7.27% | 7.27% | 7.27% | 7.27% | 7.27% | 7.27% | 7.27% | 7.27%
[9 empty] | WACC Nominal - Moderate | 7.27% | 7.27% | 7.27% | 7.27% | 7.27% | 7.27% | 7.27% | 7.27% | 7.27% | 7.27% | 7.27% | 7.27% | 7.27% | 7.27% | 7.27% | 7.27% | 7.27% | 7.27% | 7.27% | 7.27% | 7.27% | 7.27% | 7.27% | 7.27% | 7.27% | 7.27% | 7.27% | 7.27% | 7.27% | 7.27% | 7.27% | 7.27% | 7.27%
[9 empty] | WACC Nominal - Conservative | 7.27% | 7.27% | 7.27% | 7.27% | 7.27% | 7.27% | 7.27% | 7.27% | 7.27% | 7.27% | 7.27% | 7.27% | 7.27% | 7.27% | 7.27% | 7.27% | 7.27% | 7.27% | 7.27% | 7.27% | 7.27% | 7.27% | 7.27% | 7.27% | 7.27% | 7.27% | 7.27% | 7.27% | 7.27% | 7.27% | 7.27% | 7.27% | 7.27%
[9 empty] | WACC Real - Advanced | 4.961% | 4.961% | 4.961% | 4.961% | 4.961% | 4.961% | 4.961% | 4.961% | 4.961% | 4.961% | 4.961% | 4.961% | 4.961% | 4.961% | 4.961% | 4.961% | 4.961% | 4.961% | 4.961% | 4.961% | 4.961% | 4.961% | 4.961% | 4.961% | 4.961% | 4.961% | 4.961% | 4.961% | 4.961% | 4.961% | 4.961% | 4.961% | 4.961%
[9 empty] | WACC Real - Moderate | 4.961% | 4.961% | 4.961% | 4.961% | 4.961% | 4.961% | 4.961% | 4.961% | 4.961% | 4.961% | 4.961% | 4.961% | 4.961% | 4.961% | 4.961% | 4.961% | 4.961% | 4.961% | 4.961% | 4.961% | 4.961% | 4.961% | 4.961% | 4.961% | 4.961% | 4.961% | 4.961% | 4.961% | 4.961% | 4.961% | 4.961% | 4.961% | 4.961%
[9 empty] | WACC Real - Conservative | 4.961% | 4.961% | 4.961% | 4.961% | 4.961% | 4.961% | 4.961% | 4.961% | 4.961% | 4.961% | 4.961% | 4.961% | 4.961% | 4.961% | 4.961% | 4.961% | 4.961% | 4.961% | 4.961% | 4.961% | 4.961% | 4.961% | 4.961% | 4.961% | 4.961% | 4.961% | 4.961% | 4.961% | 4.961% | 4.961% | 4.961% | 4.961% | 4.961%
[9 empty] | Capital Recovery Factor (CRF) Nominal - Advanced | 5.95% | 5.95% | 5.95% | 5.95% | 5.95% | 5.95% | 5.95% | 5.95% | 5.95% | 5.95% | 5.95% | 5.95% | 5.95% | 5.95% | 5.95% | 5.95% | 5.95% | 5.95% | 5.95% | 5.95% | 5.95% | 5.95% | 5.95% | 5.95% | 5.95% | 5.95% | 5.95% | 5.95% | 5.95% | 5.95% | 5.95% | 5.95% | 5.95%
[9 empty] | Capital Recovery Factor (CRF) Nominal - Moderate | 7.468% | 7.468% | 7.468% | 7.468% | 7.468% | 7.468% | 7.468% | 7.468% | 7.468% | 7.468% | 7.468% | 7.468% | 7.468% | 7.468% | 7.468% | 7.468% | 7.468% | 7.468% | 7.468% | 7.468% | 7.468% | 7.468% | 7.468% | 7.468% | 7.468% | 7.468% | 7.468% | 7.468% | 7.468% | 7.468% | 7.468% | 7.468% | 7.468%
[9 empty] | Capital Recovery Factor (CRF) Nominal - Conservative | 5.95% | 5.95% | 5.95% | 5.95% | 5.95% | 5.95% | 5.95% | 5.95% | 5.95% | 5.95% | 5.95% | 5.95% | 5.95% | 5.95% | 5.95% | 5.95% | 5.95% | 5.95% | 5.95% | 5.95% | 5.95% | 5.95% | 5.95% | 5.95% | 5.95% | 5.95% | 5.95% | 5.95% | 5.95% | 5.95% | 5.95% | 5.95% | 5.95%
[9 empty] | Capital Recovery Factor (CRF) Real - Advanced | 4.279% | 4.279% | 4.279% | 4.279% | 4.279% | 4.279% | 4.279% | 4.279% | 4.279% | 4.279% | 4.279% | 4.279% | 4.279% | 4.279% | 4.279% | 4.279% | 4.279% | 4.279% | 4.279% | 4.279% | 4.279% | 4.279% | 4.279% | 4.279% | 4.279% | 4.279% | 4.279% | 4.279% | 4.279% | 4.279% | 4.279% | 4.279% | 4.279%
[9 empty] | Capital Recovery Factor (CRF) Real - Moderate | 4.279% | 4.279% | 4.279% | 4.279% | 4.279% | 4.279% | 4.279% | 4.279% | 4.279% | 4.279% | 4.279% | 4.279% | 4.279% | 4.279% | 4.279% | 4.279% | 4.279% | 4.279% | 4.279% | 4.279% | 4.279% | 4.279% | 4.279% | 4.279% | 4.279% | 4.279% | 4.279% | 4.279% | 4.279% | 4.279% | 4.279% | 4.279% | 4.279%
[9 empty] | Capital Recovery Factor (CRF) Real - Conservative | 4.279% | 4.279% | 4.279% | 4.279% | 4.279% | 4.279% | 4.279% | 4.279% | 4.279% | 4.279% | 4.279% | 4.279% | 4.279% | 4.279% | 4.279% | 4.279% | 4.279% | 4.279% | 4.279% | 4.279% | 4.279% | 4.279% | 4.279% | 4.279% | 4.279% | 4.279% | 4.279% | 4.279% | 4.279% | 4.279% | 4.279% | 4.279% | 4.279%
[10 empty] | 2018 | 2019 | 2020 | 2021 | 2022 | 2023 | 2024 | 2025 | 2026 | 2027 | 2028 | 2029 | 2030 | 2031 | 2032 | 2033 | 2034 | 2035 | 2036 | 2037 | 2038 | 2039 | 2040 | 2041 | 2042 | 2043 | 2044 | 2045 | 2046 | 2047 | 2048 | 2049 | 2050
[8 empty] | Weighted Average Cost of Capital (WACC) (Nominal) (%) | Utility PV - Seattle - Advanced | 7.27% | 7.27% | 7.27% | 7.27% | 7.27% | 7.27% | 7.27% | 7.27% | 7.27% | 7.27% | 7.27% | 7.27% | 7.27% | 7.27% | 7.27% | 7.27% | 7.27% | 7.27% | 7.27% | 7.27% | 7.27% | 7.27% | 7.27% | 7.27% | 7.27% | 7.27% | 7.27% | 7.27% | 7.27% | 7.27% | 7.27% | 7.27% | 7.27%
[9 empty] | Utility PV - Seattle - Moderate | 7.27% | 7.27% | 7.27% | 7.27% | 7.27% | 7.27% | 7.27% | 7.27% | 7.27% | 7.27% | 7.27% | 7.27% | 7.27% | 7.27% | 7.27% | 7.27% | 7.27% | 7.27% | 7.27% | 7.27% | 7.27% | 7.27% | 7.27% | 7.27% | 7.27% | 7.27% | 7.27% | 7.27% | 7.27% | 7.27% | 7.27% | 7.27% | 7.27%
[9 empty] | Utility PV - Seattle - Conservative | 7.27% | 7.27% | 7.27% | 7.27% | 7.27% | 7.27% | 7.27% | 7.27% | 7.27% | 7.27% | 7.27% | 7.27% | 7.27% | 7.27% | 7.27% | 7.27% | 7.27% | 7.27% | 7.27% | 7.27% | 7.27% | 7.27% | 7.27% | 7.27% | 7.27% | 7.27% | 7.27% | 7.27% | 7.27% | 7.27% | 7.27% | 7.27% | 7.27%
[9 empty] | Utility PV - Chicago - Advanced | 7.27% | 7.27% | 7.27% | 7.27% | 7.27% | 7.27% | 7.27% | 7.27% | 7.27% | 7.27% | 7.27% | 7.27% | 7.27% | 7.27% | 7.27% | 7.27% | 7.27% | 7.27% | 7.27% | 7.27% | 7.27% | 7.27% | 7.27% | 7.27% | 7.27% | 7.27% | 7.27% | 7.27% | 7.27% | 7.27% | 7.27% | 7.27% | 7.27%
[9 empty] | Utility PV - Chicago - Moderate | 7.27% | 7.27% | 7.27% | 7.27% | 7.27% | 7.27% | 7.27% | 7.27% | 7.27% | 7.27% | 7.27% | 7.27% | 7.27% | 7.27% | 7.27% | 7.27% | 7.27% | 7.27% | 7.27% | 7.27% | 7.27% | 7.27% | 7.27% | 7.27% | 7.27% | 7.27% | 7.27% | 7.27% | 7.27% | 7.27% | 7.27% | 7.27% | 7.27%
[9 empty] | Utility PV - Chicago - Conservative | 7.27% | 7.27% | 7.27% | 7.27% | 7.27% | 7.27% | 7.27% | 7.27% | 7.27% | 7.27% | 7.27% | 7.27% | 7.27% | 7.27% | 7.27% | 7.27% | 7.27% | 7.27% | 7.27% | 7.27% | 7.27% | 7.27% | 7.27% | 7.27% | 7.27% | 7.27% | 7.27% | 7.27% | 7.27% | 7.27% | 7.27% | 7.27% | 7.27%
[9 empty] | Utility PV - Kansas City - Advanced | 7.27% | 7.27% | 7.27% | 7.27% | 7.27% | 7.27% | 7.27% | 7.27% | 7.27% | 7.27% | 7.27% | 7.27% | 7.27% | 7.27% | 7.27% | 7.27% | 7.27% | 7.27% | 7.27% | 7.27% | 7.27% | 7.27% | 7.27% | 7.27% | 7.27% | 7.27% | 7.27% | 7.27% | 7.27% | 7.27% | 7.27% | 7.27% | 7.27%
[9 empty] | Utility PV - Kansas City - Moderate | 6.26% | 6.26% | 6.26% | 6.26% | 6.26% | 6.26% | 6.26% | 6.26% | 6.26% | 6.26% | 6.26% | 6.26% | 6.26% | 6.26% | 6.26% | 6.26% | 6.26% | 6.26% | 6.26% | 6.26% | 6.26% | 6.26% | 6.26% | 6.26% | 6.26% | 6.26% | 6.26% | 6.26% | 6.26% | 6.26% | 6.26% | 6.26% | 6.26%
[9 empty] | Utility PV - Kansas City - Conservative | 7.27% | 7.27% | 7.27% | 7.27% | 7.27% | 7.27% | 7.27% | 7.27% | 7.27% | 7.27% | 7.27% | 7.27% | 7.27% | 7.27% | 7.27% | 7.27% | 7.27% | 7.27% | 7.27% | 7.27% | 7.27% | 7.27% | 7.27% | 7.27% | 7.27% | 7.27% | 7.27% | 7.27% | 7.27% | 7.27% | 7.27% | 7.27% | 7.27%
[9 empty] | Utility PV - Los Angeles - Advanced | 7.27% | 7.27% | 7.27% | 7.27% | 7.27% | 7.27% | 7.27% | 7.27% | 7.27% | 7.27% | 7.27% | 7.27% | 7.27% | 7.27% | 7.27% | 7.27% | 7.27% | 7.27% | 7.27% | 7.27% | 7.27% | 7.27% | 7.27% | 7.27% | 7.27% | 7.27% | 7.27% | 7.27% | 7.27% | 7.27% | 7.27% | 7.27% | 7.27%
[9 empty] | Utility PV - Los Angeles - Moderate | 7.27% | 7.27% | 7.27% | 7.27% | 7.27% | 7.27% | 7.27% | 7.27% | 7.27% | 7.27% | 7.27% | 7.27% | 7.27% | 7.27% | 7.27% | 7.27% | 7.27% | 7.27% | 7.27% | 7.27% | 7.27% | 7.27% | 7.27% | 7.27% | 7.27% | 7.27% | 7.27% | 7.27% | 7.27% | 7.27% | 7.27% | 7.27% | 7.27%
[9 empty] | Utility PV - Los Angeles - Conservative | 7.27% | 7.27% | 7.27% | 7.27% | 7.27% | 7.27% | 7.27% | 7.27% | 7.27% | 7.27% | 7.27% | 7.27% | 7.27% | 7.27% | 7.27% | 7.27% | 7.27% | 7.27% | 7.27% | 7.27% | 7.27% | 7.27% | 7.27% | 7.27% | 7.27% | 7.27% | 7.27% | 7.27% | 7.27% | 7.27% | 7.27% | 7.27% | 7.27%
[9 empty] | Utility PV - Daggett, CA - Advanced | 7.27% | 7.27% | 7.27% | 7.27% | 7.27% | 7.27% | 7.27% | 7.27% | 7.27% | 7.27% | 7.27% | 7.27% | 7.27% | 7.27% | 7.27% | 7.27% | 7.27% | 7.27% | 7.27% | 7.27% | 7.27% | 7.27% | 7.27% | 7.27% | 7.27% | 7.27% | 7.27% | 7.27% | 7.27% | 7.27% | 7.27% | 7.27% | 7.27%
[9 empty] | Utility PV - Daggett, CA - Moderate | 7.27% | 7.27% | 7.27% | 7.27% | 7.27% | 7.27% | 7.27% | 7.27% | 7.27% | 7.27% | 7.27% | 7.27% | 7.27% | 7.27% | 7.27% | 7.27% | 7.27% | 7.27% | 7.27% | 7.27% | 7.27% | 7.27% | 7.27% | 7.27% | 7.27% | 7.27% | 7.27% | 7.27% | 7.27% | 7.27% | 7.27% | 7.27% | 7.27%
[9 empty] | Utility PV - Daggett, CA - Conservative | 7.27% | 7.27% | 7.27% | 7.27% | 7.27% | 7.27% | 7.27% | 7.27% | 7.27% | 7.27% | 7.27% | 7.27% | 7.27% | 7.27% | 7.27% | 7.27% | 7.27% | 7.27% | 7.27% | 7.27% | 7.27% | 7.27% | 7.27% | 7.27% | 7.27% | 7.27% | 7.27% | 7.27% | 7.27% | 7.27% | 7.27% | 7.27% | 7.27%
[10 empty] | 2018 | 2019 | 2020 | 2021 | 2022 | 2023 | 2024 | 2025 | 2026 | 2027 | 2028 | 2029 | 2030 | 2031 | 2032 | 2033 | 2034 | 2035 | 2036 | 2037 | 2038 | 2039 | 2040 | 2041 | 2042 | 2043 | 2044 | 2045 | 2046 | 2047 | 2048 | 2049 | 2050
[6 empty] | Grid Connection Costs |  | Grid Connection Costs (GCC) ($/kW) | Utility PV - Seattle - Advanced | 0 | 0 | 0 | 0 | 0 | 0 | 0 | 0 | 0 | 0 | 0 | 0 | 0 | 0 | 0 | 0 | 0 | 0 | 0 | 0 | 0 | 0 | 0 | 0 | 0 | 0 | 0 | 0 | 0 | 0 | 0 | 0 | 0
[9 empty] | Utility PV - Seattle - Moderate | 0 | 0 | 0 | 0 | 0 | 0 | 0 | 0 | 0 | 0 | 0 | 0 | 0 | 0 | 0 | 0 | 0 | 0 | 0 | 0 | 0 | 0 | 0 | 0 | 0 | 0 | 0 | 0 | 0 | 0 | 0 | 0 | 0
[9 empty] | Utility PV - Seattle - Conservative | 0 | 0 | 0 | 0 | 0 | 0 | 0 | 0 | 0 | 0 | 0 | 0 | 0 | 0 | 0 | 0 | 0 | 0 | 0 | 0 | 0 | 0 | 0 | 0 | 0 | 0 | 0 | 0 | 0 | 0 | 0 | 0 | 0
[9 empty] | Utility PV - Chicago - Advanced | 0 | 0 | 0 | 0 | 0 | 0 | 0 | 0 | 0 | 0 | 0 | 0 | 0 | 0 | 0 | 0 | 0 | 0 | 0 | 0 | 0 | 0 | 0 | 0 | 0 | 0 | 0 | 0 | 0 | 0 | 0 | 0 | 0
[9 empty] | Utility PV - Chicago - Moderate | 0 | 0 | 0 | 0 | 0 | 0 | 0 | 0 | 0 | 0 | 0 | 0 | 0 | 0 | 0 | 0 | 0 | 0 | 0 | 0 | 0 | 0 | 0 | 0 | 0 | 0 | 0 | 0 | 0 | 0 | 0 | 0 | 0
[9 empty] | Utility PV - Chicago - Conservative | 0 | 0 | 0 | 0 | 0 | 0 | 0 | 0 | 0 | 0 | 0 | 0 | 0 | 0 | 0 | 0 | 0 | 0 | 0 | 0 | 0 | 0 | 0 | 0 | 0 | 0 | 0 | 0 | 0 | 0 | 0 | 0 | 0
[9 empty] | Utility PV - Kansas City - Advanced | 0 | 0 | 0 | 0 | 0 | 0 | 0 | 0 | 0 | 0 | 0 | 0 | 0 | 0 | 0 | 0 | 0 | 0 | 0 | 0 | 0 | 0 | 0 | 0 | 0 | 0 | 0 | 0 | 0 | 0 | 0 | 0 | 0
[9 empty] | Utility PV - Kansas City - Moderate | 0 | 0 | 0 | 0 | 0 | 0 | 0 | 0 | 0 | 0 | 0 | 0 | 0 | 0 | 0 | 0 | 0 | 0 | 0 | 0 | 0 | 0 | 0 | 0 | 0 | 0 | 0 | 0 | 0 | 0 | 0 | 0 | 0
[9 empty] | Utility PV - Kansas City - Conservative | 0 | 0 | 0 | 0 | 0 | 0 | 0 | 0 | 0 | 0 | 0 | 0 | 0 | 0 | 0 | 0 | 0 | 0 | 0 | 0 | 0 | 0 | 0 | 0 | 0 | 0 | 0 | 0 | 0 | 0 | 0 | 0 | 0
[9 empty] | Utility PV - Los Angeles - Advanced | 0 | 0 | 0 | 0 | 0 | 0 | 0 | 0 | 0 | 0 | 0 | 0 | 0 | 0 | 0 | 0 | 0 | 0 | 0 | 0 | 0 | 0 | 0 | 0 | 0 | 0 | 0 | 0 | 0 | 0 | 0 | 0 | 0
[9 empty] | Utility PV - Los Angeles - Moderate | 0 | 0 | 0 | 0 | 0 | 0 | 0 | 0 | 0 | 0 | 0 | 0 | 0 | 0 | 0 | 0 | 0 | 0 | 0 | 0 | 0 | 0 | 0 | 0 | 0 | 0 | 0 | 0 | 0 | 0 | 0 | 0 | 0
[9 empty] | Utility PV - Los Angeles - Conservative | 0 | 0 | 0 | 0 | 0 | 0 | 0 | 0 | 0 | 0 | 0 | 0 | 0 | 0 | 0 | 0 | 0 | 0 | 0 | 0 | 0 | 0 | 0 | 0 | 0 | 0 | 0 | 0 | 0 | 0 | 0 | 0 | 0
[9 empty] | Utility PV - Daggett, CA - Advanced | 0 | 0 | 0 | 0 | 0 | 0 | 0 | 0 | 0 | 0 | 0 | 0 | 0 | 0 | 0 | 0 | 0 | 0 | 0 | 0 | 0 | 0 | 0 | 0 | 0 | 0 | 0 | 0 | 0 | 0 | 0 | 0 | 0
[9 empty] | Utility PV - Daggett, CA - Moderate | 0 | 0 | 0 | 0 | 0 | 0 | 0 | 0 | 0 | 0 | 0 | 0 | 0 | 0 | 0 | 0 | 0 | 0 | 0 | 0 | 0 | 0 | 0 | 0 | 0 | 0 | 0 | 0 | 0 | 0 | 0 | 0 | 0
[9 empty] | Utility PV - Daggett, CA - Conservative | 0 | 0 | 0 | 0 | 0 | 0 | 0 | 0 | 0 | 0 | 0 | 0 | 0 | 0 | 0 | 0 | 0 | 0 | 0 | 0 | 0 | 0 | 0 | 0 | 0 | 0 | 0 | 0 | 0 | 0 | 0 | 0 | 0
[10 empty] | 2018 | 2019 | 2020 | 2021 | 2022 | 2023 | 2024 | 2025 | 2026 | 2027 | 2028 | 2029 | 2030 | 2031 | 2032 | 2033 | 2034 | 2035 | 2036 | 2037 | 2038 | 2039 | 2040 | 2041 | 2042 | 2043 | 2044 | 2045 | 2046 | 2047 | 2048 | 2049 | 2050
[6 empty] | LCOE |  | Levelized Cost of Energy ($/MWh) | Utility PV - Seattle - Advanced | 50.069 | 43.0994 | 40.6621 | 38.1083 | 35.6293 | 33.2219 | 30.8828 | 28.6094 | 26.3989 | 24.2486 | 22.1562 | 20.1194 | 18.1359 | 17.8078 | 17.4834 | 17.1628 | 16.8458 | 16.5324 | 16.2225 | 15.9161 | 15.6131 | 15.3135 | 15.0171 | 14.724 | 14.4341 | 14.1473 | 13.8637 | 13.583 | 13.3054 | 13.0306 | 12.7588 | 12.4899 | 12.2237
[9 empty] | Utility PV - Seattle - Moderate | 50.069 | 43.4618 | 41.7579 | 39.8841 | 38.036 | 36.2132 | 34.4152 | 32.6414 | 30.8914 | 29.1647 | 27.4608 | 25.7793 | 24.1197 | 23.7941 | 23.4714 | 23.1517 | 22.835 | 22.5211 | 22.2101 | 21.9019 | 21.5966 | 21.2939 | 20.994 | 20.6967 | 20.4021 | 20.1101 | 19.8206 | 19.5337 | 19.2493 | 18.9673 | 18.6878 | 18.4107 | 18.1359
[9 empty] | Utility PV - Seattle - Conservative | 50.069 | 43.7694 | 43.4497 | 42.9324 | 42.415 | 41.8977 | 41.3803 | 40.863 | 40.3456 | 39.8283 | 39.3109 | 38.7935 | 38.2762 | 37.5115 | 36.7532 | 36.0013 | 35.2557 | 34.5163 | 33.783 | 33.0558 | 32.3345 | 31.6191 | 30.9096 | 30.2058 | 29.5077 | 28.8153 | 28.1283 | 27.4469 | 26.7709 | 26.1002 | 25.4349 | 24.7747 | 24.1197
[9 empty] | Utility PV - Chicago - Advanced | 43.3786 | 37.3612 | 35.2675 | 33.0699 | 30.9345 | 28.8585 | 26.8397 | 24.8756 | 22.964 | 21.1029 | 19.2903 | 17.5243 | 15.8031 | 15.5253 | 15.2504 | 14.9784 | 14.7091 | 14.4427 | 14.179 | 13.918 | 13.6596 | 13.4039 | 13.1507 | 12.9001 | 12.652 | 12.4063 | 12.163 | 11.9222 | 11.6837 | 11.4475 | 11.2136 | 10.9819 | 10.7525
[9 empty] | Utility PV - Chicago - Moderate | 43.3786 | 37.6636 | 36.1958 | 34.5798 | 32.9854 | 31.4119 | 29.8592 | 28.3267 | 26.814 | 25.3208 | 23.8467 | 22.3913 | 20.9543 | 20.6747 | 20.3977 | 20.1231 | 19.8509 | 19.5811 | 19.3138 | 19.0487 | 18.786 | 18.5255 | 18.2674 | 18.0114 | 17.7576 | 17.506 | 17.2565 | 17.0092 | 16.7639 | 16.5207 | 16.2795 | 16.0403 | 15.8031
[9 empty] | Utility PV - Chicago - Conservative | 43.3786 | 37.9208 | 37.6438 | 37.1956 | 36.7474 | 36.2992 | 35.8509 | 35.4027 | 34.9545 | 34.5063 | 34.058 | 33.6098 | 33.1616 | 32.5039 | 31.8516 | 31.2045 | 30.5626 | 29.9259 | 29.2943 | 28.6678 | 28.0462 | 27.4295 | 26.8177 | 26.2106 | 25.6084 | 25.0108 | 24.4178 | 23.8294 | 23.2455 | 22.6661 | 22.0912 | 21.5206 | 20.9543
[9 empty] | Utility PV - Kansas City - Advanced | 40.0989 | 34.5794 | 32.6811 | 30.6807 | 28.7324 | 26.8341 | 24.9839 | 23.1801 | 21.4208 | 19.7045 | 18.0296 | 16.3947 | 14.7982 | 14.5343 | 14.2733 | 14.0151 | 13.7597 | 13.5071 | 13.2572 | 13.01 | 12.7654 | 12.5235 | 12.284 | 12.0471 | 11.8126 | 11.5806 | 11.351 | 11.1237 | 10.8987 | 10.6761 | 10.4557 | 10.2375 | 10.0214
[9 empty] | Utility PV - Kansas City - Moderate | 40.0989 | 34.8347 | 29.3558 | 27.1091 | 25.2134 | 23.764 | 22.4318 | 21.2001 | 20.0546 | 18.9852 | 17.986 | 17.049 | 16.4397 | 16.0824 | 15.761 | 15.4549 | 15.1569 | 14.8558 | 14.5553 | 14.2716 | 13.9867 | 13.7057 | 13.4377 | 13.1824 | 12.9203 | 12.669 | 12.4215 | 12.1741 | 11.9269 | 11.692 | 11.4589 | 11.2293 | 11.0015
[9 empty] | Utility PV - Kansas City - Conservative | 40.0989 | 35.0537 | 34.7977 | 34.3834 | 33.969 | 33.5547 | 33.1404 | 32.726 | 32.3117 | 31.8974 | 31.483 | 31.0687 | 30.6544 | 30.0561 | 29.4623 | 28.873 | 28.288 | 27.7074 | 27.131 | 26.5589 | 25.991 | 25.4272 | 24.8675 | 24.3119 | 23.7603 | 23.2127 | 22.669 | 22.1291 | 21.5931 | 21.061 | 20.5325 | 20.0078 | 19.4868
[9 empty] | Utility PV - Los Angeles - Advanced | 34.2349 | 29.5985 | 28.0438 | 26.3918 | 24.7749 | 23.1921 | 21.6423 | 20.1245 | 18.6376 | 17.1808 | 15.7532 | 14.3538 | 12.9819 | 12.7593 | 12.5389 | 12.3205 | 12.1043 | 11.8901 | 11.6779 | 11.4677 | 11.2594 | 11.0531 | 10.8487 | 10.6462 | 10.4456 | 10.2468 | 10.0498 | 9.8546 | 9.6611 | 9.4694 | 9.2793 | 9.091 | 8.9044
[9 empty] | Utility PV - Los Angeles - Moderate | 34.2349 | 29.7737 | 25.1184 | 23.2213 | 21.6207 | 20.3995 | 19.2762 | 18.2368 | 17.2692 | 16.365 | 15.5193 | 14.7254 | 14.2132 | 13.9151 | 13.6476 | 13.3929 | 13.1446 | 12.8933 | 12.642 | 12.4049 | 12.1662 | 11.9306 | 11.7059 | 11.4918 | 11.2714 | 11.0601 | 10.8517 | 10.6431 | 10.4343 | 10.2359 | 10.0388 | 9.8444 | 9.6512
[9 empty] | Utility PV - Los Angeles - Conservative | 34.2349 | 29.9276 | 29.709 | 29.3552 | 29.0015 | 28.6477 | 28.294 | 27.9403 | 27.5865 | 27.2328 | 26.879 | 26.5253 | 26.1715 | 25.678 | 25.1874 | 24.6999 | 24.2153 | 23.7338 | 23.2551 | 22.7794 | 22.3065 | 21.8365 | 21.3693 | 20.9049 | 20.4433 | 19.9845 | 19.5284 | 19.075 | 18.6242 | 18.1762 | 17.7307 | 17.2879 | 16.8476
[9 empty] | Utility PV - Daggett, CA - Advanced | 31.0602 | 26.8754 | 25.4839 | 24.0013 | 22.548 | 21.1232 | 19.726 | 18.3557 | 17.0114 | 15.6925 | 14.3983 | 13.1279 | 11.8809 | 11.6792 | 11.4794 | 11.2814 | 11.0852 | 10.8909 | 10.6983 | 10.5074 | 10.3183 | 10.1309 | 9.9451 | 9.761 | 9.5785 | 9.3977 | 9.2184 | 9.0407 | 8.8646 | 8.6899 | 8.5168 | 8.3452 | 8.175
[9 empty] | Utility PV - Daggett, CA - Moderate | 31.0602 | 27.0191 | 22.8 | 21.0829 | 19.6344 | 18.5297 | 17.5134 | 16.5727 | 15.6969 | 14.8784 | 14.1126 | 13.3937 | 12.9306 | 12.6634 | 12.4238 | 12.1958 | 11.9734 | 11.748 | 11.5226 | 11.3099 | 11.0957 | 10.8841 | 10.6822 | 10.49 | 10.2918 | 10.1019 | 9.9144 | 9.7266 | 9.5385 | 9.3599 | 9.1822 | 9.0069 | 8.8327
[9 empty] | Utility PV - Daggett, CA - Conservative | 31.0602 | 27.1522 | 26.9539 | 26.633 | 26.312 | 25.9911 | 25.6701 | 25.3492 | 25.0283 | 24.7073 | 24.3864 | 24.0655 | 23.7445 | 23.3001 | 22.8583 | 22.419 | 21.9824 | 21.5482 | 21.1166 | 20.6875 | 20.2609 | 19.8367 | 19.415 | 18.9957 | 18.5788 | 18.1642 | 17.7521 | 17.3422 | 16.9347 | 16.5294 | 16.1264 | 15.7257 | 15.3272
[10 empty] | 2018 | 2019 | 2020 | 2021 | 2022 | 2023 | 2024 | 2025 | 2026 | 2027 | 2028 | 2029 | 2030 | 2031 | 2032 | 2033 | 2034 | 2035 | 2036 | 2037 | 2038 | 2039 | 2040 | 2041 | 2042 | 2043 | 2044 | 2045 | 2046 | 2047 | 2048 | 2049 | 2050
[6 empty] | Additional Factors |  | Tax Credit | 10 year CRF - Advanced | 11.61% | 11.61% | 11.61% | 11.61% | 11.61% | 11.61% | 11.61% | 11.61% | 11.61% | 11.61% | 11.61% | 11.61% | 11.61% | 11.61% | 11.61% | 11.61% | 11.61% | 11.61% | 11.61% | 11.61% | 11.61% | 11.61% | 11.61% | 11.61% | 11.61% | 11.61% | 11.61% | 11.61% | 11.61% | 11.61% | 11.61% | 11.61% | 11.61%
[9 empty] | 10 year CRF - Moderate | 11.61% | 11.61% | 11.61% | 11.61% | 11.61% | 11.61% | 11.61% | 11.61% | 11.61% | 11.61% | 11.61% | 11.61% | 11.61% | 11.61% | 11.61% | 11.61% | 11.61% | 11.61% | 11.61% | 11.61% | 11.61% | 11.61% | 11.61% | 11.61% | 11.61% | 11.61% | 11.61% | 11.61% | 11.61% | 11.61% | 11.61% | 11.61% | 11.61%
[9 empty] | 10 year CRF - Conservative | 11.61% | 11.61% | 11.61% | 11.61% | 11.61% | 11.61% | 11.61% | 11.61% | 11.61% | 11.61% | 11.61% | 11.61% | 11.61% | 11.61% | 11.61% | 11.61% | 11.61% | 11.61% | 11.61% | 11.61% | 11.61% | 11.61% | 11.61% | 11.61% | 11.61% | 11.61% | 11.61% | 11.61% | 11.61% | 11.61% | 11.61% | 11.61% | 11.61%
[9 empty] | ITC Schedule | [33 empty] | 0 | 0 | bar: 2018 to 2050
[9 empty] | PVD - Advanced | 0.82601 | 0.82601 | 0.82601 | 0.82601 | 0.82601 | 0.82601 | 0.82601 | 0.82601 | 0.82601 | 0.82601 | 0.82601 | 0.82601 | 0.82601 | 0.82601 | 0.82601 | 0.82601 | 0.82601 | 0.82601 | 0.82601 | 0.82601 | 0.82601 | 0.82601 | 0.82601 | 0.82601 | 0.82601 | 0.82601 | 0.82601 | 0.82601 | 0.82601 | 0.82601 | 0.82601 | 0.82601 | 0.82601
[9 empty] | PVD - Moderate | 0.82601 | 0.82601 | 0.82601 | 0.82601 | 0.82601 | 0.82601 | 0.82601 | 0.82601 | 0.82601 | 0.82601 | 0.82601 | 0.82601 | 0.82601 | 0.82601 | 0.82601 | 0.82601 | 0.82601 | 0.82601 | 0.82601 | 0.82601 | 0.82601 | 0.82601 | 0.82601 | 0.82601 | 0.82601 | 0.82601 | 0.82601 | 0.82601 | 0.82601 | 0.82601 | 0.82601 | 0.82601 | 0.82601
[9 empty] | PVD - Conservative | 0.82601 | 0.82601 | 0.82601 | 0.82601 | 0.82601 | 0.82601 | 0.82601 | 0.82601 | 0.82601 | 0.82601 | 0.82601 | 0.82601 | 0.82601 | 0.82601 | 0.82601 | 0.82601 | 0.82601 | 0.82601 | 0.82601 | 0.82601 | 0.82601 | 0.82601 | 0.82601 | 0.82601 | 0.82601 | 0.82601 | 0.82601 | 0.82601 | 0.82601 | 0.82601 | 0.82601 | 0.82601 | 0.82601
[9 empty] | PFF - Advanced | 1.0611 | 1.0611 | 1.0611 | 1.0611 | 1.0611 | 1.0611 | 1.0611 | 1.0611 | 1.0611 | 1.0611 | 1.0611 | 1.0611 | 1.0611 | 1.0611 | 1.0611 | 1.0611 | 1.0611 | 1.0611 | 1.0611 | 1.0611 | 1.0611 | 1.0611 | 1.0611 | 1.0611 | 1.0611 | 1.0611 | 1.0611 | 1.0611 | 1.0611 | 1.0611 | 1.0611 | 1.0611 | 1.0611
[9 empty] | PFF - Moderate | 1.0611 | 1.0611 | 1.0611 | 1.0611 | 1.0611 | 1.0611 | 1.0611 | 1.0611 | 1.0611 | 1.0611 | 1.0611 | 1.0611 | 1.0611 | 1.0611 | 1.0611 | 1.0611 | 1.0611 | 1.0611 | 1.0611 | 1.0611 | 1.0611 | 1.0611 | 1.0611 | 1.0611 | 1.0611 | 1.0611 | 1.0611 | 1.0611 | 1.0611 | 1.0611 | 1.0611 | 1.0611 | 1.0611
[9 empty] | PFF - Conservative | 1.0611 | 1.0611 | 1.0611 | 1.0611 | 1.0611 | 1.0611 | 1.0611 | 1.0611 | 1.0611 | 1.0611 | 1.0611 | 1.0611 | 1.0611 | 1.0611 | 1.0611 | 1.0611 | 1.0611 | 1.0611 | 1.0611 | 1.0611 | 1.0611 | 1.0611 | 1.0611 | 1.0611 | 1.0611 | 1.0611 | 1.0611 | 1.0611 | 1.0611 | 1.0611 | 1.0611 | 1.0611 | 1.0611
[9 empty] | Year (Advanced) | 2018 | 2019 | 2020 | 2021 | 2022 | 2023 | 2024 | 2025 | 2026 | 2027 | 2028 | 2029 | 2030 | 2031 | 2032 | 2033 | 2034 | 2035 | 2036 | 2037 | 2038 | 2039 | 2040 | 2041 | 2042 | 2043 | 2044 | 2045 | 2046 | 2047 | 2048 | 2049 | 2050
[7 empty] | 0.2 | Depreciation Factor | 1 | 0.93223 | 0.93223 | 0.93223 | 0.93223 | 0.93223 | 0.93223 | 0.93223 | 0.93223 | 0.93223 | 0.93223 | 0.93223 | 0.93223 | 0.93223 | 0.93223 | 0.93223 | 0.93223 | 0.93223 | 0.93223 | 0.93223 | 0.93223 | 0.93223 | 0.93223 | 0.93223 | 0.93223 | 0.93223 | 0.93223 | 0.93223 | 0.93223 | 0.93223 | 0.93223 | 0.93223 | 0.93223 | 0.93223
[7 empty] | 0.32 |  | 2 | 0.86905 | 0.86905 | 0.86905 | 0.86905 | 0.86905 | 0.86905 | 0.86905 | 0.86905 | 0.86905 | 0.86905 | 0.86905 | 0.86905 | 0.86905 | 0.86905 | 0.86905 | 0.86905 | 0.86905 | 0.86905 | 0.86905 | 0.86905 | 0.86905 | 0.86905 | 0.86905 | 0.86905 | 0.86905 | 0.86905 | 0.86905 | 0.86905 | 0.86905 | 0.86905 | 0.86905 | 0.86905 | 0.86905
[7 empty] | 0.192 |  | 3 | 0.81015 | 0.81015 | 0.81015 | 0.81015 | 0.81015 | 0.81015 | 0.81015 | 0.81015 | 0.81015 | 0.81015 | 0.81015 | 0.81015 | 0.81015 | 0.81015 | 0.81015 | 0.81015 | 0.81015 | 0.81015 | 0.81015 | 0.81015 | 0.81015 | 0.81015 | 0.81015 | 0.81015 | 0.81015 | 0.81015 | 0.81015 | 0.81015 | 0.81015 | 0.81015 | 0.81015 | 0.81015 | 0.81015
[7 empty] | 0.1152 |  | 4 | 0.75524 | 0.75524 | 0.75524 | 0.75524 | 0.75524 | 0.75524 | 0.75524 | 0.75524 | 0.75524 | 0.75524 | 0.75524 | 0.75524 | 0.75524 | 0.75524 | 0.75524 | 0.75524 | 0.75524 | 0.75524 | 0.75524 | 0.75524 | 0.75524 | 0.75524 | 0.75524 | 0.75524 | 0.75524 | 0.75524 | 0.75524 | 0.75524 | 0.75524 | 0.75524 | 0.75524 | 0.75524 | 0.75524
[7 empty] | 0.1152 |  | 5 | 0.70406 | 0.70406 | 0.70406 | 0.70406 | 0.70406 | 0.70406 | 0.70406 | 0.70406 | 0.70406 | 0.70406 | 0.70406 | 0.70406 | 0.70406 | 0.70406 | 0.70406 | 0.70406 | 0.70406 | 0.70406 | 0.70406 | 0.70406 | 0.70406 | 0.70406 | 0.70406 | 0.70406 | 0.70406 | 0.70406 | 0.70406 | 0.70406 | 0.70406 | 0.70406 | 0.70406 | 0.70406 | 0.70406
[7 empty] | 0.0576 |  | 6 | 0.65634 | 0.65634 | 0.65634 | 0.65634 | 0.65634 | 0.65634 | 0.65634 | 0.65634 | 0.65634 | 0.65634 | 0.65634 | 0.65634 | 0.65634 | 0.65634 | 0.65634 | 0.65634 | 0.65634 | 0.65634 | 0.65634 | 0.65634 | 0.65634 | 0.65634 | 0.65634 | 0.65634 | 0.65634 | 0.65634 | 0.65634 | 0.65634 | 0.65634 | 0.65634 | 0.65634 | 0.65634 | 0.65634
[9 empty] | Year (Moderate) | 2018 | 2019 | 2020 | 2021 | 2022 | 2023 | 2024 | 2025 | 2026 | 2027 | 2028 | 2029 | 2030 | 2031 | 2032 | 2033 | 2034 | 2035 | 2036 | 2037 | 2038 | 2039 | 2040 | 2041 | 2042 | 2043 | 2044 | 2045 | 2046 | 2047 | 2048 | 2049 | 2050
[9 empty] | 1 | 0.93223 | 0.93223 | 0.93223 | 0.93223 | 0.93223 | 0.93223 | 0.93223 | 0.93223 | 0.93223 | 0.93223 | 0.93223 | 0.93223 | 0.93223 | 0.93223 | 0.93223 | 0.93223 | 0.93223 | 0.93223 | 0.93223 | 0.93223 | 0.93223 | 0.93223 | 0.93223 | 0.93223 | 0.93223 | 0.93223 | 0.93223 | 0.93223 | 0.93223 | 0.93223 | 0.93223 | 0.93223 | 0.93223
[9 empty] | 2 | 0.86905 | 0.86905 | 0.86905 | 0.86905 | 0.86905 | 0.86905 | 0.86905 | 0.86905 | 0.86905 | 0.86905 | 0.86905 | 0.86905 | 0.86905 | 0.86905 | 0.86905 | 0.86905 | 0.86905 | 0.86905 | 0.86905 | 0.86905 | 0.86905 | 0.86905 | 0.86905 | 0.86905 | 0.86905 | 0.86905 | 0.86905 | 0.86905 | 0.86905 | 0.86905 | 0.86905 | 0.86905 | 0.86905
[9 empty] | 3 | 0.81015 | 0.81015 | 0.81015 | 0.81015 | 0.81015 | 0.81015 | 0.81015 | 0.81015 | 0.81015 | 0.81015 | 0.81015 | 0.81015 | 0.81015 | 0.81015 | 0.81015 | 0.81015 | 0.81015 | 0.81015 | 0.81015 | 0.81015 | 0.81015 | 0.81015 | 0.81015 | 0.81015 | 0.81015 | 0.81015 | 0.81015 | 0.81015 | 0.81015 | 0.81015 | 0.81015 | 0.81015 | 0.81015
[9 empty] | 4 | 0.75524 | 0.75524 | 0.75524 | 0.75524 | 0.75524 | 0.75524 | 0.75524 | 0.75524 | 0.75524 | 0.75524 | 0.75524 | 0.75524 | 0.75524 | 0.75524 | 0.75524 | 0.75524 | 0.75524 | 0.75524 | 0.75524 | 0.75524 | 0.75524 | 0.75524 | 0.75524 | 0.75524 | 0.75524 | 0.75524 | 0.75524 | 0.75524 | 0.75524 | 0.75524 | 0.75524 | 0.75524 | 0.75524
[9 empty] | 5 | 0.70406 | 0.70406 | 0.70406 | 0.70406 | 0.70406 | 0.70406 | 0.70406 | 0.70406 | 0.70406 | 0.70406 | 0.70406 | 0.70406 | 0.70406 | 0.70406 | 0.70406 | 0.70406 | 0.70406 | 0.70406 | 0.70406 | 0.70406 | 0.70406 | 0.70406 | 0.70406 | 0.70406 | 0.70406 | 0.70406 | 0.70406 | 0.70406 | 0.70406 | 0.70406 | 0.70406 | 0.70406 | 0.70406
[9 empty] | 6 | 0.65634 | 0.65634 | 0.65634 | 0.65634 | 0.65634 | 0.65634 | 0.65634 | 0.65634 | 0.65634 | 0.65634 | 0.65634 | 0.65634 | 0.65634 | 0.65634 | 0.65634 | 0.65634 | 0.65634 | 0.65634 | 0.65634 | 0.65634 | 0.65634 | 0.65634 | 0.65634 | 0.65634 | 0.65634 | 0.65634 | 0.65634 | 0.65634 | 0.65634 | 0.65634 | 0.65634 | 0.65634 | 0.65634
[9 empty] | Year (Conservative) | 2018 | 2019 | 2020 | 2021 | 2022 | 2023 | 2024 | 2025 | 2026 | 2027 | 2028 | 2029 | 2030 | 2031 | 2032 | 2033 | 2034 | 2035 | 2036 | 2037 | 2038 | 2039 | 2040 | 2041 | 2042 | 2043 | 2044 | 2045 | 2046 | 2047 | 2048 | 2049 | 2050
[9 empty] | 1 | 0.93223 | 0.93223 | 0.93223 | 0.93223 | 0.93223 | 0.93223 | 0.93223 | 0.93223 | 0.93223 | 0.93223 | 0.93223 | 0.93223 | 0.93223 | 0.93223 | 0.93223 | 0.93223 | 0.93223 | 0.93223 | 0.93223 | 0.93223 | 0.93223 | 0.93223 | 0.93223 | 0.93223 | 0.93223 | 0.93223 | 0.93223 | 0.93223 | 0.93223 | 0.93223 | 0.93223 | 0.93223 | 0.93223
[9 empty] | 2 | 0.86905 | 0.86905 | 0.86905 | 0.86905 | 0.86905 | 0.86905 | 0.86905 | 0.86905 | 0.86905 | 0.86905 | 0.86905 | 0.86905 | 0.86905 | 0.86905 | 0.86905 | 0.86905 | 0.86905 | 0.86905 | 0.86905 | 0.86905 | 0.86905 | 0.86905 | 0.86905 | 0.86905 | 0.86905 | 0.86905 | 0.86905 | 0.86905 | 0.86905 | 0.86905 | 0.86905 | 0.86905 | 0.86905
[9 empty] | 3 | 0.81015 | 0.81015 | 0.81015 | 0.81015 | 0.81015 | 0.81015 | 0.81015 | 0.81015 | 0.81015 | 0.81015 | 0.81015 | 0.81015 | 0.81015 | 0.81015 | 0.81015 | 0.81015 | 0.81015 | 0.81015 | 0.81015 | 0.81015 | 0.81015 | 0.81015 | 0.81015 | 0.81015 | 0.81015 | 0.81015 | 0.81015 | 0.81015 | 0.81015 | 0.81015 | 0.81015 | 0.81015 | 0.81015
[9 empty] | 4 | 0.75524 | 0.75524 | 0.75524 | 0.75524 | 0.75524 | 0.75524 | 0.75524 | 0.75524 | 0.75524 | 0.75524 | 0.75524 | 0.75524 | 0.75524 | 0.75524 | 0.75524 | 0.75524 | 0.75524 | 0.75524 | 0.75524 | 0.75524 | 0.75524 | 0.75524 | 0.75524 | 0.75524 | 0.75524 | 0.75524 | 0.75524 | 0.75524 | 0.75524 | 0.75524 | 0.75524 | 0.75524 | 0.75524
[9 empty] | 5 | 0.70406 | 0.70406 | 0.70406 | 0.70406 | 0.70406 | 0.70406 | 0.70406 | 0.70406 | 0.70406 | 0.70406 | 0.70406 | 0.70406 | 0.70406 | 0.70406 | 0.70406 | 0.70406 | 0.70406 | 0.70406 | 0.70406 | 0.70406 | 0.70406 | 0.70406 | 0.70406 | 0.70406 | 0.70406 | 0.70406 | 0.70406 | 0.70406 | 0.70406 | 0.70406 | 0.70406 | 0.70406 | 0.70406
[9 empty] | 6 | 0.65634 | 0.65634 | 0.65634 | 0.65634 | 0.65634 | 0.65634 | 0.65634 | 0.65634 | 0.65634 | 0.65634 | 0.65634 | 0.65634 | 0.65634 | 0.65634 | 0.65634 | 0.65634 | 0.65634 | 0.65634 | 0.65634 | 0.65634 | 0.65634 | 0.65634 | 0.65634 | 0.65634 | 0.65634 | 0.65634 | 0.65634 | 0.65634 | 0.65634 | 0.65634 | 0.65634 | 0.65634 | 0.65634
[8 empty] | Tariff Schedule | ($/Wdc) | 0 | 0 | 0 | 0 | 0 | 0 | 0 | 0 | 0 | 0 | 0 | 0 | 0 | 0 | 0 | 0 | 0 | 0 | 0 | 0 | 0 | 0 | 0 | 0 | 0 | 0 | 0 | 0 | 0 | 0 | 0 | 0 | 0
|  |  |  | X | Graphics
Values overlap for all cases
Values overlap for all cases
x
|  | X |  |  | Data Sources for Default Inputs | bar: 2018 to 2033
Current Costs:
[6 empty] | Available Capacity (GW) |  |  |  | 2019: Pieter Gagnon, Robert Margolis, Jennifer Melius, Caleb Phillips, Ryan Elmore. (2016). Rooftop Solar Photovoltaic Technical Potential in the United States: A Detailed Assessment. NREL TP-6A20-65298
[6 empty] | Net Capacity Factor (%) |  |  |  | 2019: National Renewable Energy Laboratory. PVWATTS v5. Representative of national range of capacity factors.
[6 empty] | Overnight Capital Cost ($/kW) |  |  |  | 2019: D. Feldman, Fu, R., A. Ramdas, J. Desai, and R. Margolis. 2020. U.S. Solar Photovoltaic System and Energy Storage Cost Benchmark: Q1 2019. Golden, CO: National Renewable Energy Laboratory
[6 empty] | Fixed Operating Expenses ($/kW-yr) |  |  |  | 2019: D. Feldman, Fu, R., A. Ramdas, J. Desai, and R. Margolis. 2020. U.S. Solar Photovoltaic System and Energy Storage Cost Benchmark: Q1 2019. Golden, CO: National Renewable Energy Laboratory
[6 empty] | Variable Operating Expenses ($/MWh) |  |  |  | 2019: N/A
[6 empty] | Grid Feature Cost ($/kW) |  |  |  | 2019: N/A
[6 empty] | Spur Line Cost ($/kW) |  |  |  | 2019: N/A
Future Projections Costs:
[6 empty] | Net Capacity Factor (%) |  |  |  | 2019: NREL internal modeling taking into account improvements in degradation and increases in energy yield. See accompanying ATB presentation for more information.
[6 empty] | Overnight Capital Cost ($/kW) |  |  |  | 2019: NREL internal modeling See accompanying ATB presentation for more information.
[6 empty] | Fixed Operating Expenses ($/kW-yr) |  |  |  | 2019: The ratio between O&M costs to CAPEX from: D. Feldman, Fu, R., A. Ramdas, J. Desai, and R. Margolis. 2020. U.S. Solar Photovoltaic System and Energy Storage Cost Benchmark: Q1 2019. Golden, CO: National Renewable Energy Laboratory. See accompanying ATB presentation for more information.
[6 empty] | Variable Operating Expenses ($/MWh) |  |  |  | 2019: N/A
[6 empty] | Grid Connection Cost ($/kW) |  |  |  | 2019: N/A
[10 empty] | 0.3 | 0.3 | 0.3 | 0.3 | 0.3 | -0.9 | -1.3 | 10 | 10 | 10 | 10 | 10 | 10 | 10 | 10 | 10 | 10 | 10 | 10 | 10 | 10 | 10 | 10 | 10 | 10 | 10 | 10 | 10 | 10 | 10 | 10 | 10 | 10 | 10 | 10
?
?
?
?
?
?
?
?
?
?
?
?
?
?
?
?
?
?
?
?
?
?
?
?
?
?
?
?
?
?
?
?
?
?
?
?
?
Future Projections
Current (2015)
Current Costs
Data Sources
Future Projections
Graphics
?
?
?
?
?
?
?
?
?
?
?
?
?
?
?
?
?
?
?
?
?
?
?
?
?
?
?
?
?
?
?
?
?
?
?
?
Future Projections
Current (2015)
Current Costs
Data Sources
Future Projections
Graphics
?
?
?
?
?
?
?
?
?
?
?
?
?
?
?
?
?
?
?
?
?
?
?
?
?
?
?
?
?
?
?
?
?
?
?
?
Future Projections
Current (2018)
Future Projections
Current (2015)
Current Costs
Data Sources
Future Projections
Graphics
?
?
?
?
?
?
?
?
?
?
?
?
?
?
?
?
?
?
?
?
?
?
?
?
?
?
?
?
?
?
?
?
?
?
?
Future Projections
Current (2018)
Current (2018)
Future Projections
Future Projections
Current (2017)
Future Projections
Current (2018)
Current Costs
Data Sources
Future Projections
Graphics
Choose a Capital Recovery Period (CRP)
20 year
30 year
Technology Life (30 years)
CustomCRP
Group Box 53
R&D Financials
Financial Assumption
Market Factors Financials
Apply Finances to all Technologies
Apply CRP to all Technologies

## ATB Utility Solar_SEE
TEST | [9 empty] | https://atb.nrel.gov/electricity/2020/index.html?t=su
Inputs
[8 empty] | Take me to: | [9 empty] | Calculated
| X |  |  |  | Current Costs
[6 empty] | Techno-Economic Cost and Performance Parameters |  | Net Capacity Factor (%) | Utility PV - Seattle | 21.8% |  |  | Basis Year: |  | 2020
[9 empty] | Utility PV - Chicago | 25.17% |  |  | All values are given in 2018 U.S. dollars, using the Consumer Price Index (BLS, 2020) for dollar year conversions. Projections use an inflation assumption of 2.5% per year.
[9 empty] | Utility PV - Kansas City | 27.22% |  |  | Utility Scale Solar Photovoltaic
[9 empty] | Utility PV - Los Angeles | 31.89% |  |  | Representative plant is Single Axis tracking with capacity of 23 MW
[9 empty] | Utility PV - Daggett, CA | 35.15% |  |  | Overnight Capital Cost, Capacity Factor, Fixed O&M, and Variable O&M costs represent
$/kW AC, unlike the commercial and residential PV cases which are represented in $/kW DC.
[8 empty] | Annual Energy Production (kWh/kW) | Utility PV - Seattle | 1909.928 |  |  | Capacity factors chosen here to reflect range across the continental U.S. in ReEDS.
[9 empty] | Utility PV - Chicago | 2204.5007
[9 empty] | Utility PV - Kansas City | 2384.808
[9 empty] | Utility PV - Los Angeles | 2793.2922
[9 empty] | Utility PV - Daggett, CA | 3078.8064
Available
[8 empty] | CAPEX ($/kW) | Utility PV - Seattle | 1692.8301 | [6 empty] | Capacity
[9 empty] | Utility PV - Chicago | 1692.8301 | [6 empty] | (GW)
[9 empty] | Utility PV - Kansas City | 1692.8301 | [6 empty] | 176965
[9 empty] | Utility PV - Los Angeles | 1692.8301
[9 empty] | Utility PV - Daggett, CA | 1692.8301
[13 empty] | Res PV - Seattle | Res PV - Seattle | ATB values reflect annual average capacity factor over life of plant including estimated degradation, starting at 0.7% per year, reducing to 0.2%, 0.5%, and 0.5% annual degradation by 2050 for the advanced, moderate, and conservative scenarios, respectively. Capacity factors also assume an energy yield gain at the module of 20%, 10%, and 5% for advanced, moderate, and conservatives scenarios.
[8 empty] | Construction Financing Cost ($/kW) | Utility PV - Seattle | 126.9482 |  |  | Res PV - Chicago | Res PV - Chicago
[9 empty] | Utility PV - Chicago | 126.9482 |  |  | Res PV - Kansas City | Res PV - Kansas City
[9 empty] | Utility PV - Kansas City | 126.9482 |  |  | Res PV - Los Angeles | Res PV - Los Angeles
[9 empty] | Utility PV - Los Angeles | 126.9482 |  |  | Res PV - Daggett, CA | Res PV - Daggett, CA
[9 empty] | Utility PV - Daggett, CA | 126.9482
Financial Assumptions:
[8 empty] | Overnight Capital Cost ($/kW) | Utility PV - Seattle | 1565.8819 |  |  | Inflation Rate |  |  |  | 2.2%
[9 empty] | Utility PV - Chicago | 1565.8819 |  |  | Capital Recovery Period (Years) |  |  |  | 30
[9 empty] | Utility PV - Kansas City | 1565.8819 |  |  | Interest Rate Nominal - Mid |  |  |  | 4%
[9 empty] | Utility PV - Los Angeles | 1565.8819 |  |  | Calculated Interest Rate Real - Mid |  |  |  | 1.463%
[9 empty] | Utility PV - Daggett, CA | 1565.8819 |  |  | Interest During Construction - Nominal |  |  |  | 3.5%
[13 empty] | Rate of Return on Equity Nominal - Mid |  |  |  | 7.75%
[8 empty] | Fixed Operation and Maintenance Expenses ($/kW-yr) | Utility PV - Seattle | 18.76 |  |  | Calculated Rate of Return on Equity Real - Mid |  |  |  | 5.122%
[9 empty] | Utility PV - Chicago | 18.76 |  |  | Debt Fraction - Mid |  |  |  | 73.52%
[9 empty] | Utility PV - Kansas City | 18.76 |  |  | Tax Rate (Federal and State) |  |  |  | 26%
[9 empty] | Utility PV - Los Angeles | 18.76 |  |  | WACC Nominal - Mid |  |  |  | 7.27%
[9 empty] | Utility PV - Daggett, CA | 18.76 |  |  | WACC Real - Mid |  |  |  | 4.961%
[13 empty] | Depreciation Period |  |  |  | 5
[8 empty] | Variable Operation and Maintenance Expenses ($/MWh) | Utility PV - Seattle | 0 |  |  | Construction Finance Factor |  |  |  | 1.0811
[9 empty] | Utility PV - Chicago | 0 |  |  | Present Value of Depreciation |  |  |  | 0.82601
[9 empty] | Utility PV - Kansas City | 0 |  |  | Project Finance Factor |  |  |  | 1.0611
[9 empty] | Utility PV - Los Angeles | 0 |  |  | Capital Recovery Factor (CRF) Nominal - Mid |  |  |  | 5.95%
[9 empty] | Utility PV - Daggett, CA | 0 |  |  | Capital Recovery Factor (CRF) Real - Mid |  |  |  | 4.279%
[13 empty] | Cost of equity during construction |  |  |  | 9.75%
[6 empty] | Finance |  | Weighted Average Cost of Capital (WACC) (Nominal) (%) | Utility PV - Seattle | 7.27%
[9 empty] | Utility PV - Chicago | 7.27%
[9 empty] | Utility PV - Kansas City | 7.27%
[9 empty] | Utility PV - Los Angeles | 7.27%
[9 empty] | Utility PV - Daggett, CA | 7.27%
[6 empty] | Grid Connection Costs |  | Grid Connection Costs (GCC) ($/kW) | Utility PV - Seattle | 0 |  |  | Construction Duration yrs |  | 1
[9 empty] | Utility PV - Chicago | 0 |  |  | Year | Capital | Accumulated | Percent of Leverage During Construction | Percent of Equity During Construction | Accumulated
[9 empty] | Utility PV - Kansas City | 0 |  |  | Index | Fraction | Interest |  |  | Equity Cost
[9 empty] | Utility PV - Los Angeles | 0
[9 empty] | Utility PV - Daggett, CA | 0
[13 empty] | 0 | 0% | 1.0173 | 0.8 | 20% | 1.0392
[8 empty] | Grid Feature Costs ($/kW) | Utility PV - Seattle | 0 |  |  | 1 | 70% | 1.053 | 0.8 | 20% | 1.1224
[9 empty] | Utility PV - Chicago | 0 |  |  | 2 | 30% | 1.0898 | 0.8 | 20% | 1.2122
[9 empty] | Utility PV - Kansas City | 0
[9 empty] | Utility PV - Los Angeles | 0
[9 empty] | Utility PV - Daggett, CA | 0
[12 empty] | MACRS yr | 1 | 2 | 3 | 4 | 5 | 6
[8 empty] | Onshore Spur Line Costs ($/kW) | Utility PV - Seattle | 0 |  | Depreciation | 0.2 | 0.32 | 0.192 | 0.1152 | 0.1152 | 0.0576
[9 empty] | Utility PV - Chicago | 0 |  | Fraction
[9 empty] | Utility PV - Kansas City | 0 |  | Depreciation | 0.93223 | 0.86905 | 0.81015 | 0.75524 | 0.70406 | 0.65634
[9 empty] | Utility PV - Los Angeles | 0
[9 empty] | Utility PV - Daggett, CA | 0
Factor
[6 empty] | LCOE |  | Levelized Cost of Energy ($/MWh) | Utility PV - Seattle | 50.069
[9 empty] | Utility PV - Chicago | 43.3786
[9 empty] | Utility PV - Kansas City | 40.0989
[9 empty] | Utility PV - Los Angeles | 34.2349
[9 empty] | Utility PV - Daggett, CA | 31.0602
[8 empty] | Overnight Levelized Cost of Energy ($/MWh) | Utility PV - Seattle | 47.0508 | * this is similar to the LCOE used in the TCDB (Transparent Cost Database)
[9 empty] | Utility PV - Chicago | 40.7638
[9 empty] | Utility PV - Kansas City | 37.6817
[9 empty] | Utility PV - Los Angeles | 32.1713
[9 empty] | Utility PV - Daggett, CA | 29.1878
***Note: For future projections, low, mid, and high refer to the resulting low, mid, and high LCOE projections.
|  |  | X |  | Future Projections
Basis Year
[10 empty] | 2018 | 2019 | 2020 | 2021 | 2022 | 2023 | 2024 | 2025 | 2026 | 2027 | 2028 | 2029 | 2030 | 2031 | 2032 | 2033 | 2034 | 2035 | 2036 | 2037 | 2038 | 2039 | 2040 | 2041 | 2042 | 2043 | 2044 | 2045 | 2046 | 2047 | 2048 | 2049 | 2050
[6 empty] | Techno-Economic Cost and Performance Parameters |  | Net Capacity Factor (%) | Utility PV - Seattle - Advanced | 21.8% | 22.14% | 22.48% | 22.82% | 23.16% | 23.5% | 23.84% | 24.18% | 24.51% | 24.85% | 25.19% | 25.53% | 25.87% | 26.02% | 26.17% | 26.32% | 26.47% | 26.62% | 26.77% | 26.93% | 27.08% | 27.23% | 27.38% | 27.53% | 27.68% | 27.83% | 27.98% | 28.13% | 28.28% | 28.43% | 28.58% | 28.73% | 28.88%
[9 empty] | Utility PV - Seattle - Moderate | 21.8% | 21.96% | 22.11% | 22.27% | 22.42% | 22.57% | 22.73% | 22.88% | 23.04% | 23.19% | 23.35% | 23.5% | 23.65% | 23.77% | 23.88% | 23.99% | 24.1% | 24.21% | 24.32% | 24.43% | 24.54% | 24.65% | 24.76% | 24.87% | 24.98% | 25.09% | 25.21% | 25.32% | 25.43% | 25.54% | 25.65% | 25.76% | 25.87%
[9 empty] | Utility PV - Seattle - Conservative | 21.8% | 21.8% | 21.8% | 21.8% | 21.8% | 21.8% | 21.8% | 21.8% | 21.8% | 21.8% | 21.8% | 21.8% | 21.8% | 21.9% | 21.99% | 22.08% | 22.17% | 22.27% | 22.36% | 22.45% | 22.54% | 22.64% | 22.73% | 22.82% | 22.91% | 23.01% | 23.1% | 23.19% | 23.28% | 23.38% | 23.47% | 23.56% | 23.65%
[9 empty] | Utility PV - Chicago - Advanced | 25.17% | 25.54% | 25.92% | 26.3% | 26.67% | 27.05% | 27.43% | 27.8% | 28.18% | 28.56% | 28.94% | 29.31% | 29.69% | 29.85% | 30% | 30.16% | 30.32% | 30.48% | 30.63% | 30.79% | 30.95% | 31.11% | 31.26% | 31.42% | 31.58% | 31.73% | 31.89% | 32.05% | 32.21% | 32.36% | 32.52% | 32.68% | 32.84%
[9 empty] | Utility PV - Chicago - Moderate | 25.17% | 25.34% | 25.51% | 25.68% | 25.85% | 26.02% | 26.2% | 26.37% | 26.54% | 26.71% | 26.88% | 27.06% | 27.23% | 27.35% | 27.47% | 27.6% | 27.72% | 27.84% | 27.97% | 28.09% | 28.21% | 28.34% | 28.46% | 28.58% | 28.7% | 28.83% | 28.95% | 29.07% | 29.2% | 29.32% | 29.44% | 29.57% | 29.69%
[9 empty] | Utility PV - Chicago - Conservative | 25.17% | 25.17% | 25.17% | 25.17% | 25.17% | 25.17% | 25.17% | 25.17% | 25.17% | 25.17% | 25.17% | 25.17% | 25.17% | 25.27% | 25.37% | 25.47% | 25.58% | 25.68% | 25.78% | 25.89% | 25.99% | 26.09% | 26.2% | 26.3% | 26.4% | 26.51% | 26.61% | 26.71% | 26.82% | 26.92% | 27.02% | 27.12% | 27.23%
[9 empty] | Utility PV - Kansas City - Advanced | 27.22% | 27.6% | 27.97% | 28.34% | 28.72% | 29.09% | 29.46% | 29.84% | 30.21% | 30.58% | 30.96% | 31.33% | 31.71% | 31.88% | 32.06% | 32.23% | 32.41% | 32.59% | 32.76% | 32.94% | 33.12% | 33.29% | 33.47% | 33.64% | 33.82% | 34% | 34.17% | 34.35% | 34.53% | 34.7% | 34.88% | 35.05% | 35.23%
[9 empty] | Utility PV - Kansas City - Moderate | 27.22% | 27.4% | 27.57% | 27.74% | 27.91% | 28.08% | 28.25% | 28.42% | 28.59% | 28.76% | 28.94% | 29.11% | 29.28% | 29.4% | 29.52% | 29.64% | 29.76% | 29.89% | 30.01% | 30.13% | 30.25% | 30.37% | 30.49% | 30.61% | 30.73% | 30.86% | 30.98% | 31.1% | 31.22% | 31.34% | 31.46% | 31.58% | 31.71%
[9 empty] | Utility PV - Kansas City - Conservative | 27.22% | 27.22% | 27.22% | 27.22% | 27.22% | 27.22% | 27.22% | 27.22% | 27.22% | 27.22% | 27.22% | 27.22% | 27.22% | 27.33% | 27.43% | 27.53% | 27.63% | 27.74% | 27.84% | 27.94% | 28.05% | 28.15% | 28.25% | 28.35% | 28.46% | 28.56% | 28.66% | 28.76% | 28.87% | 28.97% | 29.07% | 29.18% | 29.28%
[9 empty] | Utility PV - Los Angeles - Advanced | 31.89% | 32.24% | 32.6% | 32.95% | 33.3% | 33.66% | 34.01% | 34.37% | 34.72% | 35.08% | 35.43% | 35.79% | 36.14% | 36.32% | 36.49% | 36.67% | 36.84% | 37.02% | 37.19% | 37.37% | 37.55% | 37.72% | 37.9% | 38.07% | 38.25% | 38.42% | 38.6% | 38.77% | 38.95% | 39.12% | 39.3% | 39.48% | 39.65%
[9 empty] | Utility PV - Los Angeles - Moderate | 31.89% | 32.05% | 32.22% | 32.38% | 32.55% | 32.71% | 32.88% | 33.04% | 33.21% | 33.37% | 33.54% | 33.7% | 33.87% | 33.98% | 34.09% | 34.21% | 34.32% | 34.43% | 34.55% | 34.66% | 34.78% | 34.89% | 35% | 35.12% | 35.23% | 35.34% | 35.46% | 35.57% | 35.69% | 35.8% | 35.91% | 36.03% | 36.14%
[9 empty] | Utility PV - Los Angeles - Conservative | 31.89% | 31.89% | 31.89% | 31.89% | 31.89% | 31.89% | 31.89% | 31.89% | 31.89% | 31.89% | 31.89% | 31.89% | 31.89% | 31.99% | 32.08% | 32.18% | 32.28% | 32.38% | 32.48% | 32.58% | 32.68% | 32.78% | 32.88% | 32.97% | 33.07% | 33.17% | 33.27% | 33.37% | 33.47% | 33.57% | 33.67% | 33.77% | 33.87%
[9 empty] | Utility PV - Daggett, CA - Advanced | 35.15% | 35.51% | 35.87% | 36.23% | 36.59% | 36.96% | 37.32% | 37.68% | 38.04% | 38.4% | 38.77% | 39.13% | 39.49% | 39.68% | 39.86% | 40.05% | 40.23% | 40.41% | 40.6% | 40.78% | 40.97% | 41.15% | 41.34% | 41.52% | 41.71% | 41.89% | 42.08% | 42.26% | 42.45% | 42.63% | 42.82% | 43% | 43.19%
[9 empty] | Utility PV - Daggett, CA - Moderate | 35.15% | 35.32% | 35.49% | 35.67% | 35.84% | 36.01% | 36.19% | 36.36% | 36.53% | 36.7% | 36.88% | 37.05% | 37.22% | 37.34% | 37.45% | 37.56% | 37.68% | 37.79% | 37.9% | 38.02% | 38.13% | 38.24% | 38.36% | 38.47% | 38.58% | 38.7% | 38.81% | 38.92% | 39.04% | 39.15% | 39.26% | 39.38% | 39.49%
[9 empty] | Utility PV - Daggett, CA - Conservative | 35.15% | 35.15% | 35.15% | 35.15% | 35.15% | 35.15% | 35.15% | 35.15% | 35.15% | 35.15% | 35.15% | 35.15% | 35.15% | 35.25% | 35.35% | 35.46% | 35.56% | 35.67% | 35.77% | 35.87% | 35.98% | 36.08% | 36.19% | 36.29% | 36.39% | 36.5% | 36.6% | 36.7% | 36.81% | 36.91% | 37.02% | 37.12% | 37.22%
[10 empty] | 2018 | 2019 | 2020 | 2021 | 2022 | 2023 | 2024 | 2025 | 2026 | 2027 | 2028 | 2029 | 2030 | 2031 | 2032 | 2033 | 2034 | 2035 | 2036 | 2037 | 2038 | 2039 | 2040 | 2041 | 2042 | 2043 | 2044 | 2045 | 2046 | 2047 | 2048 | 2049 | 2050
[8 empty] | Annual Energy Production (kWh/kW) | Utility PV - Seattle - Advanced | 1909.928 | 1939.6204 | 1969.3129 | 1999.0054 | 2028.6979 | 2058.3904 | 2088.0828 | 2117.7753 | 2147.4678 | 2177.1603 | 2206.8527 | 2236.5452 | 2266.2377 | 2279.4369 | 2292.636 | 2305.8352 | 2319.0343 | 2332.2335 | 2345.4326 | 2358.6318 | 2371.8309 | 2385.0301 | 2398.2292 | 2411.4284 | 2424.6275 | 2437.8267 | 2451.0258 | 2464.225 | 2477.4241 | 2490.6233 | 2503.8224 | 2517.0216 | 2530.2207
[9 empty] | Utility PV - Seattle - Moderate | 1909.928 | 1923.4466 | 1936.9653 | 1950.4839 | 1964.0026 | 1977.5213 | 1991.0399 | 2004.5586 | 2018.0772 | 2031.5959 | 2045.1146 | 2058.6332 | 2072.1519 | 2081.8562 | 2091.5605 | 2101.2647 | 2110.969 | 2120.6733 | 2130.3776 | 2140.0819 | 2149.7862 | 2159.4905 | 2169.1948 | 2178.8991 | 2188.6034 | 2198.3077 | 2208.012 | 2217.7162 | 2227.4205 | 2237.1248 | 2246.8291 | 2256.5334 | 2266.2377
[9 empty] | Utility PV - Seattle - Conservative | 1909.928 | 1909.928 | 1909.928 | 1909.928 | 1909.928 | 1909.928 | 1909.928 | 1909.928 | 1909.928 | 1909.928 | 1909.928 | 1909.928 | 1909.928 | 1918.0392 | 1926.1504 | 1934.2615 | 1942.3727 | 1950.4839 | 1958.5951 | 1966.7063 | 1974.8175 | 1982.9287 | 1991.0399 | 1999.1511 | 2007.2623 | 2015.3735 | 2023.4847 | 2031.5959 | 2039.7071 | 2047.8183 | 2055.9295 | 2064.0407 | 2072.1519
[9 empty] | Utility PV - Chicago - Advanced | 2204.5007 | 2237.5229 | 2270.5451 | 2303.5673 | 2336.5895 | 2369.6117 | 2402.6339 | 2435.6561 | 2468.6783 | 2501.7005 | 2534.7227 | 2567.7449 | 2600.7671 | 2614.5497 | 2628.3323 | 2642.1149 | 2655.8975 | 2669.68 | 2683.4626 | 2697.2452 | 2711.0278 | 2724.8104 | 2738.593 | 2752.3756 | 2766.1582 | 2779.9407 | 2793.7233 | 2807.5059 | 2821.2885 | 2835.0711 | 2848.8537 | 2862.6363 | 2876.4188
[9 empty] | Utility PV - Chicago - Moderate | 2204.5007 | 2219.5573 | 2234.6139 | 2249.6705 | 2264.7271 | 2279.7836 | 2294.8402 | 2309.8968 | 2324.9534 | 2340.01 | 2355.0666 | 2370.1232 | 2385.1798 | 2395.9592 | 2406.7385 | 2417.5179 | 2428.2973 | 2439.0766 | 2449.856 | 2460.6354 | 2471.4147 | 2482.1941 | 2492.9735 | 2503.7528 | 2514.5322 | 2525.3116 | 2536.0909 | 2546.8703 | 2557.6497 | 2568.429 | 2579.2084 | 2589.9878 | 2600.7671
[9 empty] | Utility PV - Chicago - Conservative | 2204.5007 | 2204.5007 | 2204.5007 | 2204.5007 | 2204.5007 | 2204.5007 | 2204.5007 | 2204.5007 | 2204.5007 | 2204.5007 | 2204.5007 | 2204.5007 | 2204.5007 | 2213.5346 | 2222.5686 | 2231.6025 | 2240.6365 | 2249.6705 | 2258.7044 | 2267.7384 | 2276.7723 | 2285.8063 | 2294.8402 | 2303.8742 | 2312.9082 | 2321.9421 | 2330.9761 | 2340.01 | 2349.044 | 2358.0779 | 2367.1119 | 2376.1458 | 2385.1798
[9 empty] | Utility PV - Kansas City - Advanced | 2384.808 | 2417.5225 | 2450.237 | 2482.9515 | 2515.666 | 2548.3805 | 2581.095 | 2613.8096 | 2646.5241 | 2679.2386 | 2711.9531 | 2744.6676 | 2777.3821 | 2792.8255 | 2808.2689 | 2823.7124 | 2839.1558 | 2854.5992 | 2870.0426 | 2885.486 | 2900.9294 | 2916.3729 | 2931.8163 | 2947.2597 | 2962.7031 | 2978.1465 | 2993.5899 | 3009.0334 | 3024.4768 | 3039.9202 | 3055.3636 | 3070.807 | 3086.2504
[9 empty] | Utility PV - Kansas City - Moderate | 2384.808 | 2399.8073 | 2414.8067 | 2429.8061 | 2444.8054 | 2459.8048 | 2474.8042 | 2489.8035 | 2504.8029 | 2519.8023 | 2534.8016 | 2549.801 | 2564.8004 | 2575.4294 | 2586.0585 | 2596.6876 | 2607.3167 | 2617.9458 | 2628.5749 | 2639.204 | 2649.8331 | 2660.4621 | 2671.0912 | 2681.7203 | 2692.3494 | 2702.9785 | 2713.6076 | 2724.2367 | 2734.8658 | 2745.4948 | 2756.1239 | 2766.753 | 2777.3821
[9 empty] | Utility PV - Kansas City - Conservative | 2384.808 | 2384.808 | 2384.808 | 2384.808 | 2384.808 | 2384.808 | 2384.808 | 2384.808 | 2384.808 | 2384.808 | 2384.808 | 2384.808 | 2384.808 | 2393.8076 | 2402.8072 | 2411.8068 | 2420.8065 | 2429.8061 | 2438.8057 | 2447.8053 | 2456.8049 | 2465.8046 | 2474.8042 | 2483.8038 | 2492.8034 | 2501.803 | 2510.8026 | 2519.8023 | 2528.8019 | 2537.8015 | 2546.8011 | 2555.8007 | 2564.8004
[9 empty] | Utility PV - Los Angeles - Advanced | 2793.2922 | 2824.3478 | 2855.4035 | 2886.4591 | 2917.5148 | 2948.5705 | 2979.6261 | 3010.6818 | 3041.7374 | 3072.7931 | 3103.8488 | 3134.9044 | 3165.9601 | 3181.3335 | 3196.707 | 3212.0804 | 3227.4538 | 3242.8273 | 3258.2007 | 3273.5742 | 3288.9476 | 3304.3211 | 3319.6945 | 3335.068 | 3350.4414 | 3365.8149 | 3381.1883 | 3396.5617 | 3411.9352 | 3427.3086 | 3442.6821 | 3458.0555 | 3473.429
[9 empty] | Utility PV - Los Angeles - Moderate | 2793.2922 | 2807.7326 | 2822.173 | 2836.6135 | 2851.0539 | 2865.4943 | 2879.9348 | 2894.3752 | 2908.8156 | 2923.256 | 2937.6965 | 2952.1369 | 2966.5773 | 2976.5465 | 2986.5156 | 2996.4847 | 3006.4539 | 3016.423 | 3026.3922 | 3036.3613 | 3046.3304 | 3056.2996 | 3066.2687 | 3076.2378 | 3086.207 | 3096.1761 | 3106.1452 | 3116.1144 | 3126.0835 | 3136.0527 | 3146.0218 | 3155.9909 | 3165.9601
[9 empty] | Utility PV - Los Angeles - Conservative | 2793.2922 | 2793.2922 | 2793.2922 | 2793.2922 | 2793.2922 | 2793.2922 | 2793.2922 | 2793.2922 | 2793.2922 | 2793.2922 | 2793.2922 | 2793.2922 | 2793.2922 | 2801.9564 | 2810.6207 | 2819.2849 | 2827.9492 | 2836.6135 | 2845.2777 | 2853.942 | 2862.6062 | 2871.2705 | 2879.9348 | 2888.599 | 2897.2633 | 2905.9275 | 2914.5918 | 2923.256 | 2931.9203 | 2940.5846 | 2949.2488 | 2957.9131 | 2966.5773
[9 empty] | Utility PV - Daggett, CA - Advanced | 3078.8064 | 3110.5189 | 3142.2314 | 3173.9439 | 3205.6564 | 3237.369 | 3269.0815 | 3300.794 | 3332.5065 | 3364.219 | 3395.9315 | 3427.644 | 3459.3565 | 3475.554 | 3491.7516 | 3507.9491 | 3524.1466 | 3540.3441 | 3556.5416 | 3572.7391 | 3588.9366 | 3605.1341 | 3621.3316 | 3637.5291 | 3653.7266 | 3669.9241 | 3686.1216 | 3702.3191 | 3718.5166 | 3734.7141 | 3750.9116 | 3767.1091 | 3783.3066
[9 empty] | Utility PV - Daggett, CA - Moderate | 3078.8064 | 3093.9766 | 3109.1467 | 3124.3169 | 3139.4871 | 3154.6573 | 3169.8275 | 3184.9976 | 3200.1678 | 3215.338 | 3230.5082 | 3245.6783 | 3260.8485 | 3270.7739 | 3280.6993 | 3290.6247 | 3300.5501 | 3310.4755 | 3320.4009 | 3330.3263 | 3340.2517 | 3350.1771 | 3360.1025 | 3370.0279 | 3379.9533 | 3389.8787 | 3399.8041 | 3409.7295 | 3419.6549 | 3429.5803 | 3439.5057 | 3449.4311 | 3459.3565
[9 empty] | Utility PV - Daggett, CA - Conservative | 3078.8064 | 3078.8064 | 3078.8064 | 3078.8064 | 3078.8064 | 3078.8064 | 3078.8064 | 3078.8064 | 3078.8064 | 3078.8064 | 3078.8064 | 3078.8064 | 3078.8064 | 3087.9085 | 3097.0106 | 3106.1127 | 3115.2148 | 3124.3169 | 3133.419 | 3142.5211 | 3151.6232 | 3160.7253 | 3169.8275 | 3178.9296 | 3188.0317 | 3197.1338 | 3206.2359 | 3215.338 | 3224.4401 | 3233.5422 | 3242.6443 | 3251.7464 | 3260.8485
[10 empty] | 2018 | 2019 | 2020 | 2021 | 2022 | 2023 | 2024 | 2025 | 2026 | 2027 | 2028 | 2029 | 2030 | 2031 | 2032 | 2033 | 2034 | 2035 | 2036 | 2037 | 2038 | 2039 | 2040 | 2041 | 2042 | 2043 | 2044 | 2045 | 2046 | 2047 | 2048 | 2049 | 2050
[8 empty] | CAPEX ($/kW) | Utility PV - Seattle - Advanced | 1692.8301 | 1486.8814 | 1417.8687 | 1348.8559 | 1279.8431 | 1210.8303 | 1141.8175 | 1072.8047 | 1003.7919 | 934.7792 | 865.7664 | 796.7536 | 727.7408 | 718.7356 | 709.7305 | 700.7253 | 691.7201 | 682.715 | 673.7098 | 664.7046 | 655.6995 | 646.6943 | 637.6891 | 628.684 | 619.6788 | 610.6736 | 601.6685 | 592.6633 | 583.6581 | 574.653 | 565.6478 | 556.6426 | 547.6375
[9 empty] | Utility PV - Seattle - Moderate | 1692.8301 | 1486.8814 | 1432.1617 | 1377.442 | 1322.7223 | 1268.0026 | 1213.2829 | 1158.5632 | 1103.8435 | 1049.1238 | 994.4041 | 939.6843 | 884.9646 | 877.1034 | 869.2422 | 861.3811 | 853.5199 | 845.6587 | 837.7975 | 829.9363 | 822.0751 | 814.2139 | 806.3527 | 798.4915 | 790.6303 | 782.7691 | 774.9079 | 767.0468 | 759.1856 | 751.3244 | 743.4632 | 735.602 | 727.7408
[9 empty] | Utility PV - Seattle - Conservative | 1692.8301 | 1486.8814 | 1469.3855 | 1451.8896 | 1434.3937 | 1416.8977 | 1399.4018 | 1381.9059 | 1364.41 | 1346.914 | 1329.4181 | 1311.9222 | 1294.4263 | 1273.9532 | 1253.4801 | 1233.007 | 1212.5339 | 1192.0609 | 1171.5878 | 1151.1147 | 1130.6416 | 1110.1685 | 1089.6955 | 1069.2224 | 1048.7493 | 1028.2762 | 1007.8031 | 987.33 | 966.857 | 946.3839 | 925.9108 | 905.4377 | 884.9646
[9 empty] | Utility PV - Chicago - Advanced | 1692.8301 | 1486.8814 | 1417.8687 | 1348.8559 | 1279.8431 | 1210.8303 | 1141.8175 | 1072.8047 | 1003.7919 | 934.7792 | 865.7664 | 796.7536 | 727.7408 | 718.7356 | 709.7305 | 700.7253 | 691.7201 | 682.715 | 673.7098 | 664.7046 | 655.6995 | 646.6943 | 637.6891 | 628.684 | 619.6788 | 610.6736 | 601.6685 | 592.6633 | 583.6581 | 574.653 | 565.6478 | 556.6426 | 547.6375
[9 empty] | Utility PV - Chicago - Moderate | 1692.8301 | 1486.8814 | 1432.1617 | 1377.442 | 1322.7223 | 1268.0026 | 1213.2829 | 1158.5632 | 1103.8435 | 1049.1238 | 994.4041 | 939.6843 | 884.9646 | 877.1034 | 869.2422 | 861.3811 | 853.5199 | 845.6587 | 837.7975 | 829.9363 | 822.0751 | 814.2139 | 806.3527 | 798.4915 | 790.6303 | 782.7691 | 774.9079 | 767.0468 | 759.1856 | 751.3244 | 743.4632 | 735.602 | 727.7408
[9 empty] | Utility PV - Chicago - Conservative | 1692.8301 | 1486.8814 | 1469.3855 | 1451.8896 | 1434.3937 | 1416.8977 | 1399.4018 | 1381.9059 | 1364.41 | 1346.914 | 1329.4181 | 1311.9222 | 1294.4263 | 1273.9532 | 1253.4801 | 1233.007 | 1212.5339 | 1192.0609 | 1171.5878 | 1151.1147 | 1130.6416 | 1110.1685 | 1089.6955 | 1069.2224 | 1048.7493 | 1028.2762 | 1007.8031 | 987.33 | 966.857 | 946.3839 | 925.9108 | 905.4377 | 884.9646
[9 empty] | Utility PV - Kansas City - Advanced | 1692.8301 | 1486.8814 | 1417.8687 | 1348.8559 | 1279.8431 | 1210.8303 | 1141.8175 | 1072.8047 | 1003.7919 | 934.7792 | 865.7664 | 796.7536 | 727.7408 | 718.7356 | 709.7305 | 700.7253 | 691.7201 | 682.715 | 673.7098 | 664.7046 | 655.6995 | 646.6943 | 637.6891 | 628.684 | 619.6788 | 610.6736 | 601.6685 | 592.6633 | 583.6581 | 574.653 | 565.6478 | 556.6426 | 547.6375
[9 empty] | Utility PV - Kansas City - Moderate | 1692.8301 | 1486.8814 | 1432.1617 | 1377.442 | 1322.7223 | 1268.0026 | 1213.2829 | 1158.5632 | 1103.8435 | 1049.1238 | 994.4041 | 939.6843 | 884.9646 | 877.1034 | 869.2422 | 861.3811 | 853.5199 | 845.6587 | 837.7975 | 829.9363 | 822.0751 | 814.2139 | 806.3527 | 798.4915 | 790.6303 | 782.7691 | 774.9079 | 767.0468 | 759.1856 | 751.3244 | 743.4632 | 735.602 | 727.7408
[9 empty] | Utility PV - Kansas City - Conservative | 1692.8301 | 1486.8814 | 1469.3855 | 1451.8896 | 1434.3937 | 1416.8977 | 1399.4018 | 1381.9059 | 1364.41 | 1346.914 | 1329.4181 | 1311.9222 | 1294.4263 | 1273.9532 | 1253.4801 | 1233.007 | 1212.5339 | 1192.0609 | 1171.5878 | 1151.1147 | 1130.6416 | 1110.1685 | 1089.6955 | 1069.2224 | 1048.7493 | 1028.2762 | 1007.8031 | 987.33 | 966.857 | 946.3839 | 925.9108 | 905.4377 | 884.9646
[9 empty] | Utility PV - Los Angeles - Advanced | 1692.8301 | 1486.8814 | 1417.8687 | 1348.8559 | 1279.8431 | 1210.8303 | 1141.8175 | 1072.8047 | 1003.7919 | 934.7792 | 865.7664 | 796.7536 | 727.7408 | 718.7356 | 709.7305 | 700.7253 | 691.7201 | 682.715 | 673.7098 | 664.7046 | 655.6995 | 646.6943 | 637.6891 | 628.684 | 619.6788 | 610.6736 | 601.6685 | 592.6633 | 583.6581 | 574.653 | 565.6478 | 556.6426 | 547.6375
[9 empty] | Utility PV - Los Angeles - Moderate | 1692.8301 | 1486.8814 | 1432.1617 | 1377.442 | 1322.7223 | 1268.0026 | 1213.2829 | 1158.5632 | 1103.8435 | 1049.1238 | 994.4041 | 939.6843 | 884.9646 | 877.1034 | 869.2422 | 861.3811 | 853.5199 | 845.6587 | 837.7975 | 829.9363 | 822.0751 | 814.2139 | 806.3527 | 798.4915 | 790.6303 | 782.7691 | 774.9079 | 767.0468 | 759.1856 | 751.3244 | 743.4632 | 735.602 | 727.7408
[9 empty] | Utility PV - Los Angeles - Conservative | 1692.8301 | 1486.8814 | 1469.3855 | 1451.8896 | 1434.3937 | 1416.8977 | 1399.4018 | 1381.9059 | 1364.41 | 1346.914 | 1329.4181 | 1311.9222 | 1294.4263 | 1273.9532 | 1253.4801 | 1233.007 | 1212.5339 | 1192.0609 | 1171.5878 | 1151.1147 | 1130.6416 | 1110.1685 | 1089.6955 | 1069.2224 | 1048.7493 | 1028.2762 | 1007.8031 | 987.33 | 966.857 | 946.3839 | 925.9108 | 905.4377 | 884.9646
[9 empty] | Utility PV - Daggett, CA - Advanced | 1692.8301 | 1486.8814 | 1417.8687 | 1348.8559 | 1279.8431 | 1210.8303 | 1141.8175 | 1072.8047 | 1003.7919 | 934.7792 | 865.7664 | 796.7536 | 727.7408 | 718.7356 | 709.7305 | 700.7253 | 691.7201 | 682.715 | 673.7098 | 664.7046 | 655.6995 | 646.6943 | 637.6891 | 628.684 | 619.6788 | 610.6736 | 601.6685 | 592.6633 | 583.6581 | 574.653 | 565.6478 | 556.6426 | 547.6375
[9 empty] | Utility PV - Daggett, CA - Moderate | 1692.8301 | 1486.8814 | 1432.1617 | 1377.442 | 1322.7223 | 1268.0026 | 1213.2829 | 1158.5632 | 1103.8435 | 1049.1238 | 994.4041 | 939.6843 | 884.9646 | 877.1034 | 869.2422 | 861.3811 | 853.5199 | 845.6587 | 837.7975 | 829.9363 | 822.0751 | 814.2139 | 806.3527 | 798.4915 | 790.6303 | 782.7691 | 774.9079 | 767.0468 | 759.1856 | 751.3244 | 743.4632 | 735.602 | 727.7408
[9 empty] | Utility PV - Daggett, CA - Conservative | 1692.8301 | 1486.8814 | 1469.3855 | 1451.8896 | 1434.3937 | 1416.8977 | 1399.4018 | 1381.9059 | 1364.41 | 1346.914 | 1329.4181 | 1311.9222 | 1294.4263 | 1273.9532 | 1253.4801 | 1233.007 | 1212.5339 | 1192.0609 | 1171.5878 | 1151.1147 | 1130.6416 | 1110.1685 | 1089.6955 | 1069.2224 | 1048.7493 | 1028.2762 | 1007.8031 | 987.33 | 966.857 | 946.3839 | 925.9108 | 905.4377 | 884.9646
[10 empty] | 2018 | 2019 | 2020 | 2021 | 2022 | 2023 | 2024 | 2025 | 2026 | 2027 | 2028 | 2029 | 2030 | 2031 | 2032 | 2033 | 2034 | 2035 | 2036 | 2037 | 2038 | 2039 | 2040 | 2041 | 2042 | 2043 | 2044 | 2045 | 2046 | 2047 | 2048 | 2049 | 2050
[8 empty] | Construction Financing Cost ($/kW) | Utility PV - Seattle - Advanced | 126.9482 | 111.5038 | 106.3284 | 101.153 | 95.9776 | 90.8022 | 85.6268 | 80.4514 | 75.2761 | 70.1007 | 64.9253 | 59.7499 | 54.5745 | 53.8992 | 53.2239 | 52.5486 | 51.8733 | 51.198 | 50.5226 | 49.8473 | 49.172 | 48.4967 | 47.8214 | 47.1461 | 46.4708 | 45.7955 | 45.1201 | 44.4448 | 43.7695 | 43.0942 | 42.4189 | 41.7436 | 41.0683
[9 empty] | Utility PV - Seattle - Moderate | 126.9482 | 111.5038 | 107.4002 | 103.2967 | 99.1932 | 95.0897 | 90.9861 | 86.8826 | 82.7791 | 78.6756 | 74.572 | 70.4685 | 66.365 | 65.7755 | 65.186 | 64.5964 | 64.0069 | 63.4174 | 62.8279 | 62.2383 | 61.6488 | 61.0593 | 60.4698 | 59.8802 | 59.2907 | 58.7012 | 58.1117 | 57.5221 | 56.9326 | 56.3431 | 55.7536 | 55.164 | 54.5745
[9 empty] | Utility PV - Seattle - Conservative | 126.9482 | 111.5038 | 110.1917 | 108.8797 | 107.5676 | 106.2556 | 104.9435 | 103.6315 | 102.3194 | 101.0074 | 99.6953 | 98.3833 | 97.0712 | 95.5359 | 94.0006 | 92.4653 | 90.93 | 89.3947 | 87.8594 | 86.324 | 84.7887 | 83.2534 | 81.7181 | 80.1828 | 78.6475 | 77.1122 | 75.5769 | 74.0416 | 72.5062 | 70.9709 | 69.4356 | 67.9003 | 66.365
[9 empty] | Utility PV - Chicago - Advanced | 126.9482 | 111.5038 | 106.3284 | 101.153 | 95.9776 | 90.8022 | 85.6268 | 80.4514 | 75.2761 | 70.1007 | 64.9253 | 59.7499 | 54.5745 | 53.8992 | 53.2239 | 52.5486 | 51.8733 | 51.198 | 50.5226 | 49.8473 | 49.172 | 48.4967 | 47.8214 | 47.1461 | 46.4708 | 45.7955 | 45.1201 | 44.4448 | 43.7695 | 43.0942 | 42.4189 | 41.7436 | 41.0683
[9 empty] | Utility PV - Chicago - Moderate | 126.9482 | 111.5038 | 107.4002 | 103.2967 | 99.1932 | 95.0897 | 90.9861 | 86.8826 | 82.7791 | 78.6756 | 74.572 | 70.4685 | 66.365 | 65.7755 | 65.186 | 64.5964 | 64.0069 | 63.4174 | 62.8279 | 62.2383 | 61.6488 | 61.0593 | 60.4698 | 59.8802 | 59.2907 | 58.7012 | 58.1117 | 57.5221 | 56.9326 | 56.3431 | 55.7536 | 55.164 | 54.5745
[9 empty] | Utility PV - Chicago - Conservative | 126.9482 | 111.5038 | 110.1917 | 108.8797 | 107.5676 | 106.2556 | 104.9435 | 103.6315 | 102.3194 | 101.0074 | 99.6953 | 98.3833 | 97.0712 | 95.5359 | 94.0006 | 92.4653 | 90.93 | 89.3947 | 87.8594 | 86.324 | 84.7887 | 83.2534 | 81.7181 | 80.1828 | 78.6475 | 77.1122 | 75.5769 | 74.0416 | 72.5062 | 70.9709 | 69.4356 | 67.9003 | 66.365
[9 empty] | Utility PV - Kansas City - Advanced | 126.9482 | 111.5038 | 106.3284 | 101.153 | 95.9776 | 90.8022 | 85.6268 | 80.4514 | 75.2761 | 70.1007 | 64.9253 | 59.7499 | 54.5745 | 53.8992 | 53.2239 | 52.5486 | 51.8733 | 51.198 | 50.5226 | 49.8473 | 49.172 | 48.4967 | 47.8214 | 47.1461 | 46.4708 | 45.7955 | 45.1201 | 44.4448 | 43.7695 | 43.0942 | 42.4189 | 41.7436 | 41.0683
[9 empty] | Utility PV - Kansas City - Moderate | 126.9482 | 111.5038 | 107.4002 | 103.2967 | 99.1932 | 95.0897 | 90.9861 | 86.8826 | 82.7791 | 78.6756 | 74.572 | 70.4685 | 66.365 | 65.7755 | 65.186 | 64.5964 | 64.0069 | 63.4174 | 62.8279 | 62.2383 | 61.6488 | 61.0593 | 60.4698 | 59.8802 | 59.2907 | 58.7012 | 58.1117 | 57.5221 | 56.9326 | 56.3431 | 55.7536 | 55.164 | 54.5745
[9 empty] | Utility PV - Kansas City - Conservative | 126.9482 | 111.5038 | 110.1917 | 108.8797 | 107.5676 | 106.2556 | 104.9435 | 103.6315 | 102.3194 | 101.0074 | 99.6953 | 98.3833 | 97.0712 | 95.5359 | 94.0006 | 92.4653 | 90.93 | 89.3947 | 87.8594 | 86.324 | 84.7887 | 83.2534 | 81.7181 | 80.1828 | 78.6475 | 77.1122 | 75.5769 | 74.0416 | 72.5062 | 70.9709 | 69.4356 | 67.9003 | 66.365
[9 empty] | Utility PV - Los Angeles - Advanced | 126.9482 | 111.5038 | 106.3284 | 101.153 | 95.9776 | 90.8022 | 85.6268 | 80.4514 | 75.2761 | 70.1007 | 64.9253 | 59.7499 | 54.5745 | 53.8992 | 53.2239 | 52.5486 | 51.8733 | 51.198 | 50.5226 | 49.8473 | 49.172 | 48.4967 | 47.8214 | 47.1461 | 46.4708 | 45.7955 | 45.1201 | 44.4448 | 43.7695 | 43.0942 | 42.4189 | 41.7436 | 41.0683
[9 empty] | Utility PV - Los Angeles - Moderate | 126.9482 | 111.5038 | 107.4002 | 103.2967 | 99.1932 | 95.0897 | 90.9861 | 86.8826 | 82.7791 | 78.6756 | 74.572 | 70.4685 | 66.365 | 65.7755 | 65.186 | 64.5964 | 64.0069 | 63.4174 | 62.8279 | 62.2383 | 61.6488 | 61.0593 | 60.4698 | 59.8802 | 59.2907 | 58.7012 | 58.1117 | 57.5221 | 56.9326 | 56.3431 | 55.7536 | 55.164 | 54.5745
[9 empty] | Utility PV - Los Angeles - Conservative | 126.9482 | 111.5038 | 110.1917 | 108.8797 | 107.5676 | 106.2556 | 104.9435 | 103.6315 | 102.3194 | 101.0074 | 99.6953 | 98.3833 | 97.0712 | 95.5359 | 94.0006 | 92.4653 | 90.93 | 89.3947 | 87.8594 | 86.324 | 84.7887 | 83.2534 | 81.7181 | 80.1828 | 78.6475 | 77.1122 | 75.5769 | 74.0416 | 72.5062 | 70.9709 | 69.4356 | 67.9003 | 66.365
[9 empty] | Utility PV - Daggett, CA - Advanced | 126.9482 | 111.5038 | 106.3284 | 101.153 | 95.9776 | 90.8022 | 85.6268 | 80.4514 | 75.2761 | 70.1007 | 64.9253 | 59.7499 | 54.5745 | 53.8992 | 53.2239 | 52.5486 | 51.8733 | 51.198 | 50.5226 | 49.8473 | 49.172 | 48.4967 | 47.8214 | 47.1461 | 46.4708 | 45.7955 | 45.1201 | 44.4448 | 43.7695 | 43.0942 | 42.4189 | 41.7436 | 41.0683
[9 empty] | Utility PV - Daggett, CA - Moderate | 126.9482 | 111.5038 | 107.4002 | 103.2967 | 99.1932 | 95.0897 | 90.9861 | 86.8826 | 82.7791 | 78.6756 | 74.572 | 70.4685 | 66.365 | 65.7755 | 65.186 | 64.5964 | 64.0069 | 63.4174 | 62.8279 | 62.2383 | 61.6488 | 61.0593 | 60.4698 | 59.8802 | 59.2907 | 58.7012 | 58.1117 | 57.5221 | 56.9326 | 56.3431 | 55.7536 | 55.164 | 54.5745
[9 empty] | Utility PV - Daggett, CA - Conservative | 126.9482 | 111.5038 | 110.1917 | 108.8797 | 107.5676 | 106.2556 | 104.9435 | 103.6315 | 102.3194 | 101.0074 | 99.6953 | 98.3833 | 97.0712 | 95.5359 | 94.0006 | 92.4653 | 90.93 | 89.3947 | 87.8594 | 86.324 | 84.7887 | 83.2534 | 81.7181 | 80.1828 | 78.6475 | 77.1122 | 75.5769 | 74.0416 | 72.5062 | 70.9709 | 69.4356 | 67.9003 | 66.365
[10 empty] | 2018 | 2019 | 2020 | 2021 | 2022 | 2023 | 2024 | 2025 | 2026 | 2027 | 2028 | 2029 | 2030 | 2031 | 2032 | 2033 | 2034 | 2035 | 2036 | 2037 | 2038 | 2039 | 2040 | 2041 | 2042 | 2043 | 2044 | 2045 | 2046 | 2047 | 2048 | 2049 | 2050
[8 empty] | Overnight Capital Cost ($/kW) | Utility PV - Seattle - Advanced | 1565.8819 | 1375.3777 | 1311.5403 | 1247.7029 | 1183.8655 | 1120.0281 | 1056.1907 | 992.3533 | 928.5159 | 864.6785 | 800.8411 | 737.0037 | 673.1663 | 664.8364 | 656.5066 | 648.1767 | 639.8469 | 631.517 | 623.1872 | 614.8573 | 606.5275 | 598.1976 | 589.8677 | 581.5379 | 573.208 | 564.8782 | 556.5483 | 548.2185 | 539.8886 | 531.5588 | 523.2289 | 514.8991 | 506.5692
[9 empty] | Utility PV - Seattle - Moderate | 1565.8819 | 1375.3777 | 1324.7615 | 1274.1453 | 1223.5291 | 1172.9129 | 1122.2967 | 1071.6806 | 1021.0644 | 970.4482 | 919.832 | 869.2158 | 818.5996 | 811.328 | 804.0563 | 796.7846 | 789.513 | 782.2413 | 774.9696 | 767.698 | 760.4263 | 753.1546 | 745.883 | 738.6113 | 731.3396 | 724.068 | 716.7963 | 709.5246 | 702.253 | 694.9813 | 687.7096 | 680.438 | 673.1663
[9 empty] | Utility PV - Seattle - Conservative | 1565.8819 | 1375.3777 | 1359.1938 | 1343.0099 | 1326.8261 | 1310.6422 | 1294.4583 | 1278.2744 | 1262.0906 | 1245.9067 | 1229.7228 | 1213.5389 | 1197.3551 | 1178.4173 | 1159.4795 | 1140.5417 | 1121.604 | 1102.6662 | 1083.7284 | 1064.7907 | 1045.8529 | 1026.9151 | 1007.9773 | 989.0396 | 970.1018 | 951.164 | 932.2263 | 913.2885 | 894.3507 | 875.4129 | 856.4752 | 837.5374 | 818.5996
[9 empty] | Utility PV - Chicago - Advanced | 1565.8819 | 1375.3777 | 1311.5403 | 1247.7029 | 1183.8655 | 1120.0281 | 1056.1907 | 992.3533 | 928.5159 | 864.6785 | 800.8411 | 737.0037 | 673.1663 | 664.8364 | 656.5066 | 648.1767 | 639.8469 | 631.517 | 623.1872 | 614.8573 | 606.5275 | 598.1976 | 589.8677 | 581.5379 | 573.208 | 564.8782 | 556.5483 | 548.2185 | 539.8886 | 531.5588 | 523.2289 | 514.8991 | 506.5692
[9 empty] | Utility PV - Chicago - Moderate | 1565.8819 | 1375.3777 | 1324.7615 | 1274.1453 | 1223.5291 | 1172.9129 | 1122.2967 | 1071.6806 | 1021.0644 | 970.4482 | 919.832 | 869.2158 | 818.5996 | 811.328 | 804.0563 | 796.7846 | 789.513 | 782.2413 | 774.9696 | 767.698 | 760.4263 | 753.1546 | 745.883 | 738.6113 | 731.3396 | 724.068 | 716.7963 | 709.5246 | 702.253 | 694.9813 | 687.7096 | 680.438 | 673.1663
[9 empty] | Utility PV - Chicago - Conservative | 1565.8819 | 1375.3777 | 1359.1938 | 1343.0099 | 1326.8261 | 1310.6422 | 1294.4583 | 1278.2744 | 1262.0906 | 1245.9067 | 1229.7228 | 1213.5389 | 1197.3551 | 1178.4173 | 1159.4795 | 1140.5417 | 1121.604 | 1102.6662 | 1083.7284 | 1064.7907 | 1045.8529 | 1026.9151 | 1007.9773 | 989.0396 | 970.1018 | 951.164 | 932.2263 | 913.2885 | 894.3507 | 875.4129 | 856.4752 | 837.5374 | 818.5996
[9 empty] | Utility PV - Kansas City - Advanced | 1565.8819 | 1375.3777 | 1311.5403 | 1247.7029 | 1183.8655 | 1120.0281 | 1056.1907 | 992.3533 | 928.5159 | 864.6785 | 800.8411 | 737.0037 | 673.1663 | 664.8364 | 656.5066 | 648.1767 | 639.8469 | 631.517 | 623.1872 | 614.8573 | 606.5275 | 598.1976 | 589.8677 | 581.5379 | 573.208 | 564.8782 | 556.5483 | 548.2185 | 539.8886 | 531.5588 | 523.2289 | 514.8991 | 506.5692
[9 empty] | Utility PV - Kansas City - Moderate | 1565.8819 | 1375.3777 | 1324.7615 | 1274.1453 | 1223.5291 | 1172.9129 | 1122.2967 | 1071.6806 | 1021.0644 | 970.4482 | 919.832 | 869.2158 | 818.5996 | 811.328 | 804.0563 | 796.7846 | 789.513 | 782.2413 | 774.9696 | 767.698 | 760.4263 | 753.1546 | 745.883 | 738.6113 | 731.3396 | 724.068 | 716.7963 | 709.5246 | 702.253 | 694.9813 | 687.7096 | 680.438 | 673.1663
[9 empty] | Utility PV - Kansas City - Conservative | 1565.8819 | 1375.3777 | 1359.1938 | 1343.0099 | 1326.8261 | 1310.6422 | 1294.4583 | 1278.2744 | 1262.0906 | 1245.9067 | 1229.7228 | 1213.5389 | 1197.3551 | 1178.4173 | 1159.4795 | 1140.5417 | 1121.604 | 1102.6662 | 1083.7284 | 1064.7907 | 1045.8529 | 1026.9151 | 1007.9773 | 989.0396 | 970.1018 | 951.164 | 932.2263 | 913.2885 | 894.3507 | 875.4129 | 856.4752 | 837.5374 | 818.5996
[9 empty] | Utility PV - Los Angeles - Advanced | 1565.8819 | 1375.3777 | 1311.5403 | 1247.7029 | 1183.8655 | 1120.0281 | 1056.1907 | 992.3533 | 928.5159 | 864.6785 | 800.8411 | 737.0037 | 673.1663 | 664.8364 | 656.5066 | 648.1767 | 639.8469 | 631.517 | 623.1872 | 614.8573 | 606.5275 | 598.1976 | 589.8677 | 581.5379 | 573.208 | 564.8782 | 556.5483 | 548.2185 | 539.8886 | 531.5588 | 523.2289 | 514.8991 | 506.5692
[9 empty] | Utility PV - Los Angeles - Moderate | 1565.8819 | 1375.3777 | 1324.7615 | 1274.1453 | 1223.5291 | 1172.9129 | 1122.2967 | 1071.6806 | 1021.0644 | 970.4482 | 919.832 | 869.2158 | 818.5996 | 811.328 | 804.0563 | 796.7846 | 789.513 | 782.2413 | 774.9696 | 767.698 | 760.4263 | 753.1546 | 745.883 | 738.6113 | 731.3396 | 724.068 | 716.7963 | 709.5246 | 702.253 | 694.9813 | 687.7096 | 680.438 | 673.1663
[9 empty] | Utility PV - Los Angeles - Conservative | 1565.8819 | 1375.3777 | 1359.1938 | 1343.0099 | 1326.8261 | 1310.6422 | 1294.4583 | 1278.2744 | 1262.0906 | 1245.9067 | 1229.7228 | 1213.5389 | 1197.3551 | 1178.4173 | 1159.4795 | 1140.5417 | 1121.604 | 1102.6662 | 1083.7284 | 1064.7907 | 1045.8529 | 1026.9151 | 1007.9773 | 989.0396 | 970.1018 | 951.164 | 932.2263 | 913.2885 | 894.3507 | 875.4129 | 856.4752 | 837.5374 | 818.5996
[9 empty] | Utility PV - Daggett, CA - Advanced | 1565.8819 | 1375.3777 | 1311.5403 | 1247.7029 | 1183.8655 | 1120.0281 | 1056.1907 | 992.3533 | 928.5159 | 864.6785 | 800.8411 | 737.0037 | 673.1663 | 664.8364 | 656.5066 | 648.1767 | 639.8469 | 631.517 | 623.1872 | 614.8573 | 606.5275 | 598.1976 | 589.8677 | 581.5379 | 573.208 | 564.8782 | 556.5483 | 548.2185 | 539.8886 | 531.5588 | 523.2289 | 514.8991 | 506.5692
[9 empty] | Utility PV - Daggett, CA - Moderate | 1565.8819 | 1375.3777 | 1324.7615 | 1274.1453 | 1223.5291 | 1172.9129 | 1122.2967 | 1071.6806 | 1021.0644 | 970.4482 | 919.832 | 869.2158 | 818.5996 | 811.328 | 804.0563 | 796.7846 | 789.513 | 782.2413 | 774.9696 | 767.698 | 760.4263 | 753.1546 | 745.883 | 738.6113 | 731.3396 | 724.068 | 716.7963 | 709.5246 | 702.253 | 694.9813 | 687.7096 | 680.438 | 673.1663
[9 empty] | Utility PV - Daggett, CA - Conservative | 1565.8819 | 1375.3777 | 1359.1938 | 1343.0099 | 1326.8261 | 1310.6422 | 1294.4583 | 1278.2744 | 1262.0906 | 1245.9067 | 1229.7228 | 1213.5389 | 1197.3551 | 1178.4173 | 1159.4795 | 1140.5417 | 1121.604 | 1102.6662 | 1083.7284 | 1064.7907 | 1045.8529 | 1026.9151 | 1007.9773 | 989.0396 | 970.1018 | 951.164 | 932.2263 | 913.2885 | 894.3507 | 875.4129 | 856.4752 | 837.5374 | 818.5996
[10 empty] | 2018 | 2019 | 2020 | 2021 | 2022 | 2023 | 2024 | 2025 | 2026 | 2027 | 2028 | 2029 | 2030 | 2031 | 2032 | 2033 | 2034 | 2035 | 2036 | 2037 | 2038 | 2039 | 2040 | 2041 | 2042 | 2043 | 2044 | 2045 | 2046 | 2047 | 2048 | 2049 | 2050
[8 empty] | Fixed Operation and Maintenance Expenses ($/kW-yr) | Utility PV - Seattle - Advanced | 18.76 | 16.08 | 15.6936 | 14.9298 | 14.1659 | 13.402 | 12.6382 | 11.8743 | 11.1104 | 10.3466 | 9.5827 | 8.8188 | 8.055 | 7.9553 | 7.8556 | 7.756 | 7.6563 | 7.5566 | 7.4569 | 7.3573 | 7.2576 | 7.1579 | 7.0582 | 6.9586 | 6.8589 | 6.7592 | 6.6596 | 6.5599 | 6.4602 | 6.3605 | 6.2609 | 6.1612 | 6.0615
[9 empty] | Utility PV - Seattle - Moderate | 18.76 | 16.08 | 15.8518 | 15.2462 | 14.6405 | 14.0349 | 13.4292 | 12.8235 | 12.2179 | 11.6122 | 11.0065 | 10.4009 | 9.7952 | 9.7082 | 9.6212 | 9.5342 | 9.4472 | 9.3602 | 9.2731 | 9.1861 | 9.0991 | 9.0121 | 8.9251 | 8.8381 | 8.7511 | 8.6641 | 8.577 | 8.49 | 8.403 | 8.316 | 8.229 | 8.142 | 8.055
[9 empty] | Utility PV - Seattle - Conservative | 18.76 | 16.08 | 16.2639 | 16.0702 | 15.8766 | 15.6829 | 15.4892 | 15.2956 | 15.1019 | 14.9083 | 14.7146 | 14.521 | 14.3273 | 14.1007 | 13.8741 | 13.6475 | 13.4209 | 13.1943 | 12.9677 | 12.7411 | 12.5145 | 12.2879 | 12.0613 | 11.8347 | 11.6081 | 11.3814 | 11.1548 | 10.9282 | 10.7016 | 10.475 | 10.2484 | 10.0218 | 9.7952
[9 empty] | Utility PV - Chicago - Advanced | 18.76 | 16.08 | 15.6936 | 14.9298 | 14.1659 | 13.402 | 12.6382 | 11.8743 | 11.1104 | 10.3466 | 9.5827 | 8.8188 | 8.055 | 7.9553 | 7.8556 | 7.756 | 7.6563 | 7.5566 | 7.4569 | 7.3573 | 7.2576 | 7.1579 | 7.0582 | 6.9586 | 6.8589 | 6.7592 | 6.6596 | 6.5599 | 6.4602 | 6.3605 | 6.2609 | 6.1612 | 6.0615
[9 empty] | Utility PV - Chicago - Moderate | 18.76 | 16.08 | 15.8518 | 15.2462 | 14.6405 | 14.0349 | 13.4292 | 12.8235 | 12.2179 | 11.6122 | 11.0065 | 10.4009 | 9.7952 | 9.7082 | 9.6212 | 9.5342 | 9.4472 | 9.3602 | 9.2731 | 9.1861 | 9.0991 | 9.0121 | 8.9251 | 8.8381 | 8.7511 | 8.6641 | 8.577 | 8.49 | 8.403 | 8.316 | 8.229 | 8.142 | 8.055
[9 empty] | Utility PV - Chicago - Conservative | 18.76 | 16.08 | 16.2639 | 16.0702 | 15.8766 | 15.6829 | 15.4892 | 15.2956 | 15.1019 | 14.9083 | 14.7146 | 14.521 | 14.3273 | 14.1007 | 13.8741 | 13.6475 | 13.4209 | 13.1943 | 12.9677 | 12.7411 | 12.5145 | 12.2879 | 12.0613 | 11.8347 | 11.6081 | 11.3814 | 11.1548 | 10.9282 | 10.7016 | 10.475 | 10.2484 | 10.0218 | 9.7952
[9 empty] | Utility PV - Kansas City - Advanced | 18.76 | 16.08 | 15.6936 | 14.9298 | 14.1659 | 13.402 | 12.6382 | 11.8743 | 11.1104 | 10.3466 | 9.5827 | 8.8188 | 8.055 | 7.9553 | 7.8556 | 7.756 | 7.6563 | 7.5566 | 7.4569 | 7.3573 | 7.2576 | 7.1579 | 7.0582 | 6.9586 | 6.8589 | 6.7592 | 6.6596 | 6.5599 | 6.4602 | 6.3605 | 6.2609 | 6.1612 | 6.0615
[9 empty] | Utility PV - Kansas City - Moderate | 18.76 | 16.08 | 15.8518 | 15.2462 | 14.6405 | 14.0349 | 13.4292 | 12.8235 | 12.2179 | 11.6122 | 11.0065 | 10.4009 | 9.7952 | 9.7082 | 9.6212 | 9.5342 | 9.4472 | 9.3602 | 9.2731 | 9.1861 | 9.0991 | 9.0121 | 8.9251 | 8.8381 | 8.7511 | 8.6641 | 8.577 | 8.49 | 8.403 | 8.316 | 8.229 | 8.142 | 8.055
[9 empty] | Utility PV - Kansas City - Conservative | 18.76 | 16.08 | 16.2639 | 16.0702 | 15.8766 | 15.6829 | 15.4892 | 15.2956 | 15.1019 | 14.9083 | 14.7146 | 14.521 | 14.3273 | 14.1007 | 13.8741 | 13.6475 | 13.4209 | 13.1943 | 12.9677 | 12.7411 | 12.5145 | 12.2879 | 12.0613 | 11.8347 | 11.6081 | 11.3814 | 11.1548 | 10.9282 | 10.7016 | 10.475 | 10.2484 | 10.0218 | 9.7952
hi | [8 empty] | Utility PV - Los Angeles - Advanced | 18.76 | 16.08 | 15.6936 | 14.9298 | 14.1659 | 13.402 | 12.6382 | 11.8743 | 11.1104 | 10.3466 | 9.5827 | 8.8188 | 8.055 | 7.9553 | 7.8556 | 7.756 | 7.6563 | 7.5566 | 7.4569 | 7.3573 | 7.2576 | 7.1579 | 7.0582 | 6.9586 | 6.8589 | 6.7592 | 6.6596 | 6.5599 | 6.4602 | 6.3605 | 6.2609 | 6.1612 | 6.0615
[9 empty] | Utility PV - Los Angeles - Moderate | 18.76 | 16.08 | 15.8518 | 15.2462 | 14.6405 | 14.0349 | 13.4292 | 12.8235 | 12.2179 | 11.6122 | 11.0065 | 10.4009 | 9.7952 | 9.7082 | 9.6212 | 9.5342 | 9.4472 | 9.3602 | 9.2731 | 9.1861 | 9.0991 | 9.0121 | 8.9251 | 8.8381 | 8.7511 | 8.6641 | 8.577 | 8.49 | 8.403 | 8.316 | 8.229 | 8.142 | 8.055
[9 empty] | Utility PV - Los Angeles - Conservative | 18.76 | 16.08 | 16.2639 | 16.0702 | 15.8766 | 15.6829 | 15.4892 | 15.2956 | 15.1019 | 14.9083 | 14.7146 | 14.521 | 14.3273 | 14.1007 | 13.8741 | 13.6475 | 13.4209 | 13.1943 | 12.9677 | 12.7411 | 12.5145 | 12.2879 | 12.0613 | 11.8347 | 11.6081 | 11.3814 | 11.1548 | 10.9282 | 10.7016 | 10.475 | 10.2484 | 10.0218 | 9.7952
[9 empty] | Utility PV - Daggett, CA - Advanced | 18.76 | 16.08 | 15.6936 | 14.9298 | 14.1659 | 13.402 | 12.6382 | 11.8743 | 11.1104 | 10.3466 | 9.5827 | 8.8188 | 8.055 | 7.9553 | 7.8556 | 7.756 | 7.6563 | 7.5566 | 7.4569 | 7.3573 | 7.2576 | 7.1579 | 7.0582 | 6.9586 | 6.8589 | 6.7592 | 6.6596 | 6.5599 | 6.4602 | 6.3605 | 6.2609 | 6.1612 | 6.0615
[9 empty] | Utility PV - Daggett, CA - Moderate | 18.76 | 16.08 | 15.8518 | 15.2462 | 14.6405 | 14.0349 | 13.4292 | 12.8235 | 12.2179 | 11.6122 | 11.0065 | 10.4009 | 9.7952 | 9.7082 | 9.6212 | 9.5342 | 9.4472 | 9.3602 | 9.2731 | 9.1861 | 9.0991 | 9.0121 | 8.9251 | 8.8381 | 8.7511 | 8.6641 | 8.577 | 8.49 | 8.403 | 8.316 | 8.229 | 8.142 | 8.055
[9 empty] | Utility PV - Daggett, CA - Conservative | 18.76 | 16.08 | 16.2639 | 16.0702 | 15.8766 | 15.6829 | 15.4892 | 15.2956 | 15.1019 | 14.9083 | 14.7146 | 14.521 | 14.3273 | 14.1007 | 13.8741 | 13.6475 | 13.4209 | 13.1943 | 12.9677 | 12.7411 | 12.5145 | 12.2879 | 12.0613 | 11.8347 | 11.6081 | 11.3814 | 11.1548 | 10.9282 | 10.7016 | 10.475 | 10.2484 | 10.0218 | 9.7952
[10 empty] | 2018 | 2019 | 2020 | 2021 | 2022 | 2023 | 2024 | 2025 | 2026 | 2027 | 2028 | 2029 | 2030 | 2031 | 2032 | 2033 | 2034 | 2035 | 2036 | 2037 | 2038 | 2039 | 2040 | 2041 | 2042 | 2043 | 2044 | 2045 | 2046 | 2047 | 2048 | 2049 | 2050
[8 empty] | Variable Operation and Maintenance Expenses ($/MWh) | Utility PV - Seattle - Advanced | 0 | 0 | 0 | 0 | 0 | 0 | 0 | 0 | 0 | 0 | 0 | 0 | 0 | 0 | 0 | 0 | 0 | 0 | 0 | 0 | 0 | 0 | 0 | 0 | 0 | 0 | 0 | 0 | 0 | 0 | 0 | 0 | 0
[9 empty] | Utility PV - Seattle - Moderate | 0 | 0 | 0 | 0 | 0 | 0 | 0 | 0 | 0 | 0 | 0 | 0 | 0 | 0 | 0 | 0 | 0 | 0 | 0 | 0 | 0 | 0 | 0 | 0 | 0 | 0 | 0 | 0 | 0 | 0 | 0 | 0 | 0
[9 empty] | Utility PV - Seattle - Conservative | 0 | 0 | 0 | 0 | 0 | 0 | 0 | 0 | 0 | 0 | 0 | 0 | 0 | 0 | 0 | 0 | 0 | 0 | 0 | 0 | 0 | 0 | 0 | 0 | 0 | 0 | 0 | 0 | 0 | 0 | 0 | 0 | 0
[9 empty] | Utility PV - Chicago - Advanced | 0 | 0 | 0 | 0 | 0 | 0 | 0 | 0 | 0 | 0 | 0 | 0 | 0 | 0 | 0 | 0 | 0 | 0 | 0 | 0 | 0 | 0 | 0 | 0 | 0 | 0 | 0 | 0 | 0 | 0 | 0 | 0 | 0
[9 empty] | Utility PV - Chicago - Moderate | 0 | 0 | 0 | 0 | 0 | 0 | 0 | 0 | 0 | 0 | 0 | 0 | 0 | 0 | 0 | 0 | 0 | 0 | 0 | 0 | 0 | 0 | 0 | 0 | 0 | 0 | 0 | 0 | 0 | 0 | 0 | 0 | 0
[9 empty] | Utility PV - Chicago - Conservative | 0 | 0 | 0 | 0 | 0 | 0 | 0 | 0 | 0 | 0 | 0 | 0 | 0 | 0 | 0 | 0 | 0 | 0 | 0 | 0 | 0 | 0 | 0 | 0 | 0 | 0 | 0 | 0 | 0 | 0 | 0 | 0 | 0
[9 empty] | Utility PV - Kansas City - Advanced | 0 | 0 | 0 | 0 | 0 | 0 | 0 | 0 | 0 | 0 | 0 | 0 | 0 | 0 | 0 | 0 | 0 | 0 | 0 | 0 | 0 | 0 | 0 | 0 | 0 | 0 | 0 | 0 | 0 | 0 | 0 | 0 | 0
[9 empty] | Utility PV - Kansas City - Moderate | 0 | 0 | 0 | 0 | 0 | 0 | 0 | 0 | 0 | 0 | 0 | 0 | 0 | 0 | 0 | 0 | 0 | 0 | 0 | 0 | 0 | 0 | 0 | 0 | 0 | 0 | 0 | 0 | 0 | 0 | 0 | 0 | 0
[9 empty] | Utility PV - Kansas City - Conservative | 0 | 0 | 0 | 0 | 0 | 0 | 0 | 0 | 0 | 0 | 0 | 0 | 0 | 0 | 0 | 0 | 0 | 0 | 0 | 0 | 0 | 0 | 0 | 0 | 0 | 0 | 0 | 0 | 0 | 0 | 0 | 0 | 0
[9 empty] | Utility PV - Los Angeles - Advanced | 0 | 0 | 0 | 0 | 0 | 0 | 0 | 0 | 0 | 0 | 0 | 0 | 0 | 0 | 0 | 0 | 0 | 0 | 0 | 0 | 0 | 0 | 0 | 0 | 0 | 0 | 0 | 0 | 0 | 0 | 0 | 0 | 0
[9 empty] | Utility PV - Los Angeles - Moderate | 0 | 0 | 0 | 0 | 0 | 0 | 0 | 0 | 0 | 0 | 0 | 0 | 0 | 0 | 0 | 0 | 0 | 0 | 0 | 0 | 0 | 0 | 0 | 0 | 0 | 0 | 0 | 0 | 0 | 0 | 0 | 0 | 0
[9 empty] | Utility PV - Los Angeles - Conservative | 0 | 0 | 0 | 0 | 0 | 0 | 0 | 0 | 0 | 0 | 0 | 0 | 0 | 0 | 0 | 0 | 0 | 0 | 0 | 0 | 0 | 0 | 0 | 0 | 0 | 0 | 0 | 0 | 0 | 0 | 0 | 0 | 0
[9 empty] | Utility PV - Daggett, CA - Advanced | 0 | 0 | 0 | 0 | 0 | 0 | 0 | 0 | 0 | 0 | 0 | 0 | 0 | 0 | 0 | 0 | 0 | 0 | 0 | 0 | 0 | 0 | 0 | 0 | 0 | 0 | 0 | 0 | 0 | 0 | 0 | 0 | 0
[9 empty] | Utility PV - Daggett, CA - Moderate | 0 | 0 | 0 | 0 | 0 | 0 | 0 | 0 | 0 | 0 | 0 | 0 | 0 | 0 | 0 | 0 | 0 | 0 | 0 | 0 | 0 | 0 | 0 | 0 | 0 | 0 | 0 | 0 | 0 | 0 | 0 | 0 | 0
[9 empty] | Utility PV - Daggett, CA - Conservative | 0 | 0 | 0 | 0 | 0 | 0 | 0 | 0 | 0 | 0 | 0 | 0 | 0 | 0 | 0 | 0 | 0 | 0 | 0 | 0 | 0 | 0 | 0 | 0 | 0 | 0 | 0 | 0 | 0 | 0 | 0 | 0 | 0
[6 empty] | Finance |  |  |  | 2018 | 2019 | 2020 | 2021 | 2022 | 2023 | 2024 | 2025 | 2026 | 2027 | 2028 | 2029 | 2030 | 2031 | 2032 | 2033 | 2034 | 2035 | 2036 | 2037 | 2038 | 2039 | 2040 | 2041 | 2042 | 2043 | 2044 | 2045 | 2046 | 2047 | 2048 | 2049 | 2050
[8 empty] | Assumptions | Inflation Rate | 2.2% | 2.2% | 2.2% | 2.2% | 2.2% | 2.2% | 2.2% | 2.2% | 2.2% | 2.2% | 2.2% | 2.2% | 2.2% | 2.2% | 2.2% | 2.2% | 2.2% | 2.2% | 2.2% | 2.2% | 2.2% | 2.2% | 2.2% | 2.2% | 2.2% | 2.2% | 2.2% | 2.2% | 2.2% | 2.2% | 2.2% | 2.2% | 2.2%
Interest Rate Nominal - Advanced | bar: 2018 to 2050
Interest Rate Nominal - Moderate | bar: 2018 to 2050
Interest Rate Nominal - Conservative | bar: 2018 to 2050
[9 empty] | Calculated Interest Rate Real - Advanced | 1.463% | 1.463% | 1.463% | 1.463% | 1.463% | 1.463% | 1.463% | 1.463% | 1.463% | 1.463% | 1.463% | 1.463% | 1.463% | 1.463% | 1.463% | 1.463% | 1.463% | 1.463% | 1.463% | 1.463% | 1.463% | 1.463% | 1.463% | 1.463% | 1.463% | 1.463% | 1.463% | 1.463% | 1.463% | 1.463% | 1.463% | 1.463% | 1.463%
[9 empty] | Calculated Interest Rate Real - Moderate | 1.463% | 1.463% | 1.463% | 1.463% | 1.463% | 1.463% | 1.463% | 1.463% | 1.463% | 1.463% | 1.463% | 1.463% | 1.463% | 1.463% | 1.463% | 1.463% | 1.463% | 1.463% | 1.463% | 1.463% | 1.463% | 1.463% | 1.463% | 1.463% | 1.463% | 1.463% | 1.463% | 1.463% | 1.463% | 1.463% | 1.463% | 1.463% | 1.463%
[9 empty] | Calculated Interest Rate Real - Conservative | 1.463% | 1.463% | 1.463% | 1.463% | 1.463% | 1.463% | 1.463% | 1.463% | 1.463% | 1.463% | 1.463% | 1.463% | 1.463% | 1.463% | 1.463% | 1.463% | 1.463% | 1.463% | 1.463% | 1.463% | 1.463% | 1.463% | 1.463% | 1.463% | 1.463% | 1.463% | 1.463% | 1.463% | 1.463% | 1.463% | 1.463% | 1.463% | 1.463%
[9 empty] | Interest During Construction - Nominal | 3.5% | 3.5% | 3.5% | 3.5% | 3.5% | 3.5% | 3.5% | 3.5% | 3.5% | 3.5% | 3.5% | 3.5% | 3.5% | 3.5% | 3.5% | 3.5% | 3.5% | 3.5% | 3.5% | 3.5% | 3.5% | 3.5% | 3.5% | 3.5% | 3.5% | 3.5% | 3.5% | 3.5% | 3.5% | 3.5% | 3.5% | 3.5% | 3.5%
[9 empty] | Rate of Return on Equity Nominal - Advanced | 7.75% | 7.75% | 7.75% | 7.75% | 7.75% | 7.75% | 7.75% | 7.75% | 7.75% | 7.75% | 7.75% | 7.75% | 7.75% | 7.75% | 7.75% | 7.75% | 7.75% | 7.75% | 7.75% | 7.75% | 7.75% | 7.75% | 7.75% | 7.75% | 7.75% | 7.75% | 7.75% | 7.75% | 7.75% | 7.75% | 7.75% | 7.75% | 7.75%
[9 empty] | Rate of Return on Equity Nominal - Moderate | 7.75% | 7.75% | 7.75% | 7.75% | 7.75% | 7.75% | 7.75% | 7.75% | 7.75% | 7.75% | 7.75% | 7.75% | 7.75% | 7.75% | 7.75% | 7.75% | 7.75% | 7.75% | 7.75% | 7.75% | 7.75% | 7.75% | 7.75% | 7.75% | 7.75% | 7.75% | 7.75% | 7.75% | 7.75% | 7.75% | 7.75% | 7.75% | 7.75%
[9 empty] | Rate of Return on Equity Nominal - Conservative | 7.75% | 7.75% | 7.75% | 7.75% | 7.75% | 7.75% | 7.75% | 7.75% | 7.75% | 7.75% | 7.75% | 7.75% | 7.75% | 7.75% | 7.75% | 7.75% | 7.75% | 7.75% | 7.75% | 7.75% | 7.75% | 7.75% | 7.75% | 7.75% | 7.75% | 7.75% | 7.75% | 7.75% | 7.75% | 7.75% | 7.75% | 7.75% | 7.75%
[9 empty] | Calculated Rate of Return on Equity Real - Advanced | 5.122% | 5.122% | 5.122% | 5.122% | 5.122% | 5.122% | 5.122% | 5.122% | 5.122% | 5.122% | 5.122% | 5.122% | 5.122% | 5.122% | 5.122% | 5.122% | 5.122% | 5.122% | 5.122% | 5.122% | 5.122% | 5.122% | 5.122% | 5.122% | 5.122% | 5.122% | 5.122% | 5.122% | 5.122% | 5.122% | 5.122% | 5.122% | 5.122%
[9 empty] | Calculated Rate of Return on Equity Real - Moderate | 5.122% | 5.122% | 5.122% | 5.122% | 5.122% | 5.122% | 5.122% | 5.122% | 5.122% | 5.122% | 5.122% | 5.122% | 5.122% | 5.122% | 5.122% | 5.122% | 5.122% | 5.122% | 5.122% | 5.122% | 5.122% | 5.122% | 5.122% | 5.122% | 5.122% | 5.122% | 5.122% | 5.122% | 5.122% | 5.122% | 5.122% | 5.122% | 5.122%
[9 empty] | Calculated Rate of Return on Equity Real - Conservative | 5.122% | 5.122% | 5.122% | 5.122% | 5.122% | 5.122% | 5.122% | 5.122% | 5.122% | 5.122% | 5.122% | 5.122% | 5.122% | 5.122% | 5.122% | 5.122% | 5.122% | 5.122% | 5.122% | 5.122% | 5.122% | 5.122% | 5.122% | 5.122% | 5.122% | 5.122% | 5.122% | 5.122% | 5.122% | 5.122% | 5.122% | 5.122% | 5.122%
[9 empty] | Debt Fraction - Advanced | 73.52% | 73.52% | 73.52% | 73.52% | 73.52% | 73.52% | 73.52% | 73.52% | 73.52% | 73.52% | 73.52% | 73.52% | 73.52% | 73.52% | 73.52% | 73.52% | 73.52% | 73.52% | 73.52% | 73.52% | 73.52% | 73.52% | 73.52% | 73.52% | 73.52% | 73.52% | 73.52% | 73.52% | 73.52% | 73.52% | 73.52% | 73.52% | 73.52%
[9 empty] | Debt Fraction - Moderate | 73.52% | 73.52% | 73.52% | 73.52% | 73.52% | 73.52% | 73.52% | 73.52% | 73.52% | 73.52% | 73.52% | 73.52% | 73.52% | 73.52% | 73.52% | 73.52% | 73.52% | 73.52% | 73.52% | 73.52% | 73.52% | 73.52% | 73.52% | 73.52% | 73.52% | 73.52% | 73.52% | 73.52% | 73.52% | 73.52% | 73.52% | 73.52% | 73.52%
[9 empty] | Debt Fraction - Conservative | 73.52% | 73.52% | 73.52% | 73.52% | 73.52% | 73.52% | 73.52% | 73.52% | 73.52% | 73.52% | 73.52% | 73.52% | 73.52% | 73.52% | 73.52% | 73.52% | 73.52% | 73.52% | 73.52% | 73.52% | 73.52% | 73.52% | 73.52% | 73.52% | 73.52% | 73.52% | 73.52% | 73.52% | 73.52% | 73.52% | 73.52% | 73.52% | 73.52%
[9 empty] | Tax Rate (Federal and State) | 26% | 26% | 26% | 26% | 26% | 26% | 26% | 26% | 26% | 26% | 26% | 26% | 26% | 26% | 26% | 26% | 26% | 26% | 26% | 26% | 26% | 26% | 26% | 26% | 26% | 26% | 26% | 26% | 26% | 26% | 26% | 26% | 26%
[9 empty] | WACC Nominal - Advanced | 7.27% | 7.27% | 7.27% | 7.27% | 7.27% | 7.27% | 7.27% | 7.27% | 7.27% | 7.27% | 7.27% | 7.27% | 7.27% | 7.27% | 7.27% | 7.27% | 7.27% | 7.27% | 7.27% | 7.27% | 7.27% | 7.27% | 7.27% | 7.27% | 7.27% | 7.27% | 7.27% | 7.27% | 7.27% | 7.27% | 7.27% | 7.27% | 7.27%
[9 empty] | WACC Nominal - Moderate | 7.27% | 7.27% | 7.27% | 7.27% | 7.27% | 7.27% | 7.27% | 7.27% | 7.27% | 7.27% | 7.27% | 7.27% | 7.27% | 7.27% | 7.27% | 7.27% | 7.27% | 7.27% | 7.27% | 7.27% | 7.27% | 7.27% | 7.27% | 7.27% | 7.27% | 7.27% | 7.27% | 7.27% | 7.27% | 7.27% | 7.27% | 7.27% | 7.27%
[9 empty] | WACC Nominal - Conservative | 7.27% | 7.27% | 7.27% | 7.27% | 7.27% | 7.27% | 7.27% | 7.27% | 7.27% | 7.27% | 7.27% | 7.27% | 7.27% | 7.27% | 7.27% | 7.27% | 7.27% | 7.27% | 7.27% | 7.27% | 7.27% | 7.27% | 7.27% | 7.27% | 7.27% | 7.27% | 7.27% | 7.27% | 7.27% | 7.27% | 7.27% | 7.27% | 7.27%
[9 empty] | WACC Real - Advanced | 4.961% | 4.961% | 4.961% | 4.961% | 4.961% | 4.961% | 4.961% | 4.961% | 4.961% | 4.961% | 4.961% | 4.961% | 4.961% | 4.961% | 4.961% | 4.961% | 4.961% | 4.961% | 4.961% | 4.961% | 4.961% | 4.961% | 4.961% | 4.961% | 4.961% | 4.961% | 4.961% | 4.961% | 4.961% | 4.961% | 4.961% | 4.961% | 4.961%
[9 empty] | WACC Real - Moderate | 4.961% | 4.961% | 4.961% | 4.961% | 4.961% | 4.961% | 4.961% | 4.961% | 4.961% | 4.961% | 4.961% | 4.961% | 4.961% | 4.961% | 4.961% | 4.961% | 4.961% | 4.961% | 4.961% | 4.961% | 4.961% | 4.961% | 4.961% | 4.961% | 4.961% | 4.961% | 4.961% | 4.961% | 4.961% | 4.961% | 4.961% | 4.961% | 4.961%
[9 empty] | WACC Real - Conservative | 4.961% | 4.961% | 4.961% | 4.961% | 4.961% | 4.961% | 4.961% | 4.961% | 4.961% | 4.961% | 4.961% | 4.961% | 4.961% | 4.961% | 4.961% | 4.961% | 4.961% | 4.961% | 4.961% | 4.961% | 4.961% | 4.961% | 4.961% | 4.961% | 4.961% | 4.961% | 4.961% | 4.961% | 4.961% | 4.961% | 4.961% | 4.961% | 4.961%
[9 empty] | Capital Recovery Factor (CRF) Nominal - Advanced | 5.95% | 5.95% | 5.95% | 5.95% | 5.95% | 5.95% | 5.95% | 5.95% | 5.95% | 5.95% | 5.95% | 5.95% | 5.95% | 5.95% | 5.95% | 5.95% | 5.95% | 5.95% | 5.95% | 5.95% | 5.95% | 5.95% | 5.95% | 5.95% | 5.95% | 5.95% | 5.95% | 5.95% | 5.95% | 5.95% | 5.95% | 5.95% | 5.95%
[9 empty] | Capital Recovery Factor (CRF) Nominal - Moderate | 7.468% | 7.468% | 7.468% | 7.468% | 7.468% | 7.468% | 7.468% | 7.468% | 7.468% | 7.468% | 7.468% | 7.468% | 7.468% | 7.468% | 7.468% | 7.468% | 7.468% | 7.468% | 7.468% | 7.468% | 7.468% | 7.468% | 7.468% | 7.468% | 7.468% | 7.468% | 7.468% | 7.468% | 7.468% | 7.468% | 7.468% | 7.468% | 7.468%
[9 empty] | Capital Recovery Factor (CRF) Nominal - Conservative | 5.95% | 5.95% | 5.95% | 5.95% | 5.95% | 5.95% | 5.95% | 5.95% | 5.95% | 5.95% | 5.95% | 5.95% | 5.95% | 5.95% | 5.95% | 5.95% | 5.95% | 5.95% | 5.95% | 5.95% | 5.95% | 5.95% | 5.95% | 5.95% | 5.95% | 5.95% | 5.95% | 5.95% | 5.95% | 5.95% | 5.95% | 5.95% | 5.95%
[9 empty] | Capital Recovery Factor (CRF) Real - Advanced | 4.279% | 4.279% | 4.279% | 4.279% | 4.279% | 4.279% | 4.279% | 4.279% | 4.279% | 4.279% | 4.279% | 4.279% | 4.279% | 4.279% | 4.279% | 4.279% | 4.279% | 4.279% | 4.279% | 4.279% | 4.279% | 4.279% | 4.279% | 4.279% | 4.279% | 4.279% | 4.279% | 4.279% | 4.279% | 4.279% | 4.279% | 4.279% | 4.279%
[9 empty] | Capital Recovery Factor (CRF) Real - Moderate | 4.279% | 4.279% | 4.279% | 4.279% | 4.279% | 4.279% | 4.279% | 4.279% | 4.279% | 4.279% | 4.279% | 4.279% | 4.279% | 4.279% | 4.279% | 4.279% | 4.279% | 4.279% | 4.279% | 4.279% | 4.279% | 4.279% | 4.279% | 4.279% | 4.279% | 4.279% | 4.279% | 4.279% | 4.279% | 4.279% | 4.279% | 4.279% | 4.279%
[9 empty] | Capital Recovery Factor (CRF) Real - Conservative | 4.279% | 4.279% | 4.279% | 4.279% | 4.279% | 4.279% | 4.279% | 4.279% | 4.279% | 4.279% | 4.279% | 4.279% | 4.279% | 4.279% | 4.279% | 4.279% | 4.279% | 4.279% | 4.279% | 4.279% | 4.279% | 4.279% | 4.279% | 4.279% | 4.279% | 4.279% | 4.279% | 4.279% | 4.279% | 4.279% | 4.279% | 4.279% | 4.279%
[10 empty] | 2018 | 2019 | 2020 | 2021 | 2022 | 2023 | 2024 | 2025 | 2026 | 2027 | 2028 | 2029 | 2030 | 2031 | 2032 | 2033 | 2034 | 2035 | 2036 | 2037 | 2038 | 2039 | 2040 | 2041 | 2042 | 2043 | 2044 | 2045 | 2046 | 2047 | 2048 | 2049 | 2050
[8 empty] | Weighted Average Cost of Capital (WACC) (Nominal) (%) | Utility PV - Seattle - Advanced | 7.27% | 7.27% | 7.27% | 7.27% | 7.27% | 7.27% | 7.27% | 7.27% | 7.27% | 7.27% | 7.27% | 7.27% | 7.27% | 7.27% | 7.27% | 7.27% | 7.27% | 7.27% | 7.27% | 7.27% | 7.27% | 7.27% | 7.27% | 7.27% | 7.27% | 7.27% | 7.27% | 7.27% | 7.27% | 7.27% | 7.27% | 7.27% | 7.27%
[9 empty] | Utility PV - Seattle - Moderate | 7.27% | 7.27% | 7.27% | 7.27% | 7.27% | 7.27% | 7.27% | 7.27% | 7.27% | 7.27% | 7.27% | 7.27% | 7.27% | 7.27% | 7.27% | 7.27% | 7.27% | 7.27% | 7.27% | 7.27% | 7.27% | 7.27% | 7.27% | 7.27% | 7.27% | 7.27% | 7.27% | 7.27% | 7.27% | 7.27% | 7.27% | 7.27% | 7.27%
[9 empty] | Utility PV - Seattle - Conservative | 7.27% | 7.27% | 7.27% | 7.27% | 7.27% | 7.27% | 7.27% | 7.27% | 7.27% | 7.27% | 7.27% | 7.27% | 7.27% | 7.27% | 7.27% | 7.27% | 7.27% | 7.27% | 7.27% | 7.27% | 7.27% | 7.27% | 7.27% | 7.27% | 7.27% | 7.27% | 7.27% | 7.27% | 7.27% | 7.27% | 7.27% | 7.27% | 7.27%
[9 empty] | Utility PV - Chicago - Advanced | 7.27% | 7.27% | 7.27% | 7.27% | 7.27% | 7.27% | 7.27% | 7.27% | 7.27% | 7.27% | 7.27% | 7.27% | 7.27% | 7.27% | 7.27% | 7.27% | 7.27% | 7.27% | 7.27% | 7.27% | 7.27% | 7.27% | 7.27% | 7.27% | 7.27% | 7.27% | 7.27% | 7.27% | 7.27% | 7.27% | 7.27% | 7.27% | 7.27%
[9 empty] | Utility PV - Chicago - Moderate | 7.27% | 7.27% | 7.27% | 7.27% | 7.27% | 7.27% | 7.27% | 7.27% | 7.27% | 7.27% | 7.27% | 7.27% | 7.27% | 7.27% | 7.27% | 7.27% | 7.27% | 7.27% | 7.27% | 7.27% | 7.27% | 7.27% | 7.27% | 7.27% | 7.27% | 7.27% | 7.27% | 7.27% | 7.27% | 7.27% | 7.27% | 7.27% | 7.27%
[9 empty] | Utility PV - Chicago - Conservative | 7.27% | 7.27% | 7.27% | 7.27% | 7.27% | 7.27% | 7.27% | 7.27% | 7.27% | 7.27% | 7.27% | 7.27% | 7.27% | 7.27% | 7.27% | 7.27% | 7.27% | 7.27% | 7.27% | 7.27% | 7.27% | 7.27% | 7.27% | 7.27% | 7.27% | 7.27% | 7.27% | 7.27% | 7.27% | 7.27% | 7.27% | 7.27% | 7.27%
[9 empty] | Utility PV - Kansas City - Advanced | 7.27% | 7.27% | 7.27% | 7.27% | 7.27% | 7.27% | 7.27% | 7.27% | 7.27% | 7.27% | 7.27% | 7.27% | 7.27% | 7.27% | 7.27% | 7.27% | 7.27% | 7.27% | 7.27% | 7.27% | 7.27% | 7.27% | 7.27% | 7.27% | 7.27% | 7.27% | 7.27% | 7.27% | 7.27% | 7.27% | 7.27% | 7.27% | 7.27%
[9 empty] | Utility PV - Kansas City - Moderate | 6.26% | 6.26% | 6.26% | 6.26% | 6.26% | 6.26% | 6.26% | 6.26% | 6.26% | 6.26% | 6.26% | 6.26% | 6.26% | 6.26% | 6.26% | 6.26% | 6.26% | 6.26% | 6.26% | 6.26% | 6.26% | 6.26% | 6.26% | 6.26% | 6.26% | 6.26% | 6.26% | 6.26% | 6.26% | 6.26% | 6.26% | 6.26% | 6.26%
[9 empty] | Utility PV - Kansas City - Conservative | 7.27% | 7.27% | 7.27% | 7.27% | 7.27% | 7.27% | 7.27% | 7.27% | 7.27% | 7.27% | 7.27% | 7.27% | 7.27% | 7.27% | 7.27% | 7.27% | 7.27% | 7.27% | 7.27% | 7.27% | 7.27% | 7.27% | 7.27% | 7.27% | 7.27% | 7.27% | 7.27% | 7.27% | 7.27% | 7.27% | 7.27% | 7.27% | 7.27%
[9 empty] | Utility PV - Los Angeles - Advanced | 7.27% | 7.27% | 7.27% | 7.27% | 7.27% | 7.27% | 7.27% | 7.27% | 7.27% | 7.27% | 7.27% | 7.27% | 7.27% | 7.27% | 7.27% | 7.27% | 7.27% | 7.27% | 7.27% | 7.27% | 7.27% | 7.27% | 7.27% | 7.27% | 7.27% | 7.27% | 7.27% | 7.27% | 7.27% | 7.27% | 7.27% | 7.27% | 7.27%
[9 empty] | Utility PV - Los Angeles - Moderate | 7.27% | 7.27% | 7.27% | 7.27% | 7.27% | 7.27% | 7.27% | 7.27% | 7.27% | 7.27% | 7.27% | 7.27% | 7.27% | 7.27% | 7.27% | 7.27% | 7.27% | 7.27% | 7.27% | 7.27% | 7.27% | 7.27% | 7.27% | 7.27% | 7.27% | 7.27% | 7.27% | 7.27% | 7.27% | 7.27% | 7.27% | 7.27% | 7.27%
[9 empty] | Utility PV - Los Angeles - Conservative | 7.27% | 7.27% | 7.27% | 7.27% | 7.27% | 7.27% | 7.27% | 7.27% | 7.27% | 7.27% | 7.27% | 7.27% | 7.27% | 7.27% | 7.27% | 7.27% | 7.27% | 7.27% | 7.27% | 7.27% | 7.27% | 7.27% | 7.27% | 7.27% | 7.27% | 7.27% | 7.27% | 7.27% | 7.27% | 7.27% | 7.27% | 7.27% | 7.27%
[9 empty] | Utility PV - Daggett, CA - Advanced | 7.27% | 7.27% | 7.27% | 7.27% | 7.27% | 7.27% | 7.27% | 7.27% | 7.27% | 7.27% | 7.27% | 7.27% | 7.27% | 7.27% | 7.27% | 7.27% | 7.27% | 7.27% | 7.27% | 7.27% | 7.27% | 7.27% | 7.27% | 7.27% | 7.27% | 7.27% | 7.27% | 7.27% | 7.27% | 7.27% | 7.27% | 7.27% | 7.27%
[9 empty] | Utility PV - Daggett, CA - Moderate | 7.27% | 7.27% | 7.27% | 7.27% | 7.27% | 7.27% | 7.27% | 7.27% | 7.27% | 7.27% | 7.27% | 7.27% | 7.27% | 7.27% | 7.27% | 7.27% | 7.27% | 7.27% | 7.27% | 7.27% | 7.27% | 7.27% | 7.27% | 7.27% | 7.27% | 7.27% | 7.27% | 7.27% | 7.27% | 7.27% | 7.27% | 7.27% | 7.27%
[9 empty] | Utility PV - Daggett, CA - Conservative | 7.27% | 7.27% | 7.27% | 7.27% | 7.27% | 7.27% | 7.27% | 7.27% | 7.27% | 7.27% | 7.27% | 7.27% | 7.27% | 7.27% | 7.27% | 7.27% | 7.27% | 7.27% | 7.27% | 7.27% | 7.27% | 7.27% | 7.27% | 7.27% | 7.27% | 7.27% | 7.27% | 7.27% | 7.27% | 7.27% | 7.27% | 7.27% | 7.27%
[10 empty] | 2018 | 2019 | 2020 | 2021 | 2022 | 2023 | 2024 | 2025 | 2026 | 2027 | 2028 | 2029 | 2030 | 2031 | 2032 | 2033 | 2034 | 2035 | 2036 | 2037 | 2038 | 2039 | 2040 | 2041 | 2042 | 2043 | 2044 | 2045 | 2046 | 2047 | 2048 | 2049 | 2050
[6 empty] | Grid Connection Costs |  | Grid Connection Costs (GCC) ($/kW) | Utility PV - Seattle - Advanced | 0 | 0 | 0 | 0 | 0 | 0 | 0 | 0 | 0 | 0 | 0 | 0 | 0 | 0 | 0 | 0 | 0 | 0 | 0 | 0 | 0 | 0 | 0 | 0 | 0 | 0 | 0 | 0 | 0 | 0 | 0 | 0 | 0
[9 empty] | Utility PV - Seattle - Moderate | 0 | 0 | 0 | 0 | 0 | 0 | 0 | 0 | 0 | 0 | 0 | 0 | 0 | 0 | 0 | 0 | 0 | 0 | 0 | 0 | 0 | 0 | 0 | 0 | 0 | 0 | 0 | 0 | 0 | 0 | 0 | 0 | 0
[9 empty] | Utility PV - Seattle - Conservative | 0 | 0 | 0 | 0 | 0 | 0 | 0 | 0 | 0 | 0 | 0 | 0 | 0 | 0 | 0 | 0 | 0 | 0 | 0 | 0 | 0 | 0 | 0 | 0 | 0 | 0 | 0 | 0 | 0 | 0 | 0 | 0 | 0
[9 empty] | Utility PV - Chicago - Advanced | 0 | 0 | 0 | 0 | 0 | 0 | 0 | 0 | 0 | 0 | 0 | 0 | 0 | 0 | 0 | 0 | 0 | 0 | 0 | 0 | 0 | 0 | 0 | 0 | 0 | 0 | 0 | 0 | 0 | 0 | 0 | 0 | 0
[9 empty] | Utility PV - Chicago - Moderate | 0 | 0 | 0 | 0 | 0 | 0 | 0 | 0 | 0 | 0 | 0 | 0 | 0 | 0 | 0 | 0 | 0 | 0 | 0 | 0 | 0 | 0 | 0 | 0 | 0 | 0 | 0 | 0 | 0 | 0 | 0 | 0 | 0
[9 empty] | Utility PV - Chicago - Conservative | 0 | 0 | 0 | 0 | 0 | 0 | 0 | 0 | 0 | 0 | 0 | 0 | 0 | 0 | 0 | 0 | 0 | 0 | 0 | 0 | 0 | 0 | 0 | 0 | 0 | 0 | 0 | 0 | 0 | 0 | 0 | 0 | 0
[9 empty] | Utility PV - Kansas City - Advanced | 0 | 0 | 0 | 0 | 0 | 0 | 0 | 0 | 0 | 0 | 0 | 0 | 0 | 0 | 0 | 0 | 0 | 0 | 0 | 0 | 0 | 0 | 0 | 0 | 0 | 0 | 0 | 0 | 0 | 0 | 0 | 0 | 0
[9 empty] | Utility PV - Kansas City - Moderate | 0 | 0 | 0 | 0 | 0 | 0 | 0 | 0 | 0 | 0 | 0 | 0 | 0 | 0 | 0 | 0 | 0 | 0 | 0 | 0 | 0 | 0 | 0 | 0 | 0 | 0 | 0 | 0 | 0 | 0 | 0 | 0 | 0
[9 empty] | Utility PV - Kansas City - Conservative | 0 | 0 | 0 | 0 | 0 | 0 | 0 | 0 | 0 | 0 | 0 | 0 | 0 | 0 | 0 | 0 | 0 | 0 | 0 | 0 | 0 | 0 | 0 | 0 | 0 | 0 | 0 | 0 | 0 | 0 | 0 | 0 | 0
[9 empty] | Utility PV - Los Angeles - Advanced | 0 | 0 | 0 | 0 | 0 | 0 | 0 | 0 | 0 | 0 | 0 | 0 | 0 | 0 | 0 | 0 | 0 | 0 | 0 | 0 | 0 | 0 | 0 | 0 | 0 | 0 | 0 | 0 | 0 | 0 | 0 | 0 | 0
[9 empty] | Utility PV - Los Angeles - Moderate | 0 | 0 | 0 | 0 | 0 | 0 | 0 | 0 | 0 | 0 | 0 | 0 | 0 | 0 | 0 | 0 | 0 | 0 | 0 | 0 | 0 | 0 | 0 | 0 | 0 | 0 | 0 | 0 | 0 | 0 | 0 | 0 | 0
[9 empty] | Utility PV - Los Angeles - Conservative | 0 | 0 | 0 | 0 | 0 | 0 | 0 | 0 | 0 | 0 | 0 | 0 | 0 | 0 | 0 | 0 | 0 | 0 | 0 | 0 | 0 | 0 | 0 | 0 | 0 | 0 | 0 | 0 | 0 | 0 | 0 | 0 | 0
[9 empty] | Utility PV - Daggett, CA - Advanced | 0 | 0 | 0 | 0 | 0 | 0 | 0 | 0 | 0 | 0 | 0 | 0 | 0 | 0 | 0 | 0 | 0 | 0 | 0 | 0 | 0 | 0 | 0 | 0 | 0 | 0 | 0 | 0 | 0 | 0 | 0 | 0 | 0
[9 empty] | Utility PV - Daggett, CA - Moderate | 0 | 0 | 0 | 0 | 0 | 0 | 0 | 0 | 0 | 0 | 0 | 0 | 0 | 0 | 0 | 0 | 0 | 0 | 0 | 0 | 0 | 0 | 0 | 0 | 0 | 0 | 0 | 0 | 0 | 0 | 0 | 0 | 0
[9 empty] | Utility PV - Daggett, CA - Conservative | 0 | 0 | 0 | 0 | 0 | 0 | 0 | 0 | 0 | 0 | 0 | 0 | 0 | 0 | 0 | 0 | 0 | 0 | 0 | 0 | 0 | 0 | 0 | 0 | 0 | 0 | 0 | 0 | 0 | 0 | 0 | 0 | 0
[10 empty] | 2018 | 2019 | 2020 | 2021 | 2022 | 2023 | 2024 | 2025 | 2026 | 2027 | 2028 | 2029 | 2030 | 2031 | 2032 | 2033 | 2034 | 2035 | 2036 | 2037 | 2038 | 2039 | 2040 | 2041 | 2042 | 2043 | 2044 | 2045 | 2046 | 2047 | 2048 | 2049 | 2050
[6 empty] | LCOE |  | Levelized Cost of Energy ($/MWh) | Utility PV - Seattle - Advanced | 50.069 | 43.0994 | 40.6621 | 38.1083 | 35.6293 | 33.2219 | 30.8828 | 28.6094 | 26.3989 | 24.2486 | 22.1562 | 20.1194 | 18.1359 | 17.8078 | 17.4834 | 17.1628 | 16.8458 | 16.5324 | 16.2225 | 15.9161 | 15.6131 | 15.3135 | 15.0171 | 14.724 | 14.4341 | 14.1473 | 13.8637 | 13.583 | 13.3054 | 13.0306 | 12.7588 | 12.4899 | 12.2237
[9 empty] | Utility PV - Seattle - Moderate | 50.069 | 43.4618 | 41.7579 | 39.8841 | 38.036 | 36.2132 | 34.4152 | 32.6414 | 30.8914 | 29.1647 | 27.4608 | 25.7793 | 24.1197 | 23.7941 | 23.4714 | 23.1517 | 22.835 | 22.5211 | 22.2101 | 21.9019 | 21.5966 | 21.2939 | 20.994 | 20.6967 | 20.4021 | 20.1101 | 19.8206 | 19.5337 | 19.2493 | 18.9673 | 18.6878 | 18.4107 | 18.1359
[9 empty] | Utility PV - Seattle - Conservative | 50.069 | 43.7694 | 43.4497 | 42.9324 | 42.415 | 41.8977 | 41.3803 | 40.863 | 40.3456 | 39.8283 | 39.3109 | 38.7935 | 38.2762 | 37.5115 | 36.7532 | 36.0013 | 35.2557 | 34.5163 | 33.783 | 33.0558 | 32.3345 | 31.6191 | 30.9096 | 30.2058 | 29.5077 | 28.8153 | 28.1283 | 27.4469 | 26.7709 | 26.1002 | 25.4349 | 24.7747 | 24.1197
[9 empty] | Utility PV - Chicago - Advanced | 43.3786 | 37.3612 | 35.2675 | 33.0699 | 30.9345 | 28.8585 | 26.8397 | 24.8756 | 22.964 | 21.1029 | 19.2903 | 17.5243 | 15.8031 | 15.5253 | 15.2504 | 14.9784 | 14.7091 | 14.4427 | 14.179 | 13.918 | 13.6596 | 13.4039 | 13.1507 | 12.9001 | 12.652 | 12.4063 | 12.163 | 11.9222 | 11.6837 | 11.4475 | 11.2136 | 10.9819 | 10.7525
[9 empty] | Utility PV - Chicago - Moderate | 43.3786 | 37.6636 | 36.1958 | 34.5798 | 32.9854 | 31.4119 | 29.8592 | 28.3267 | 26.814 | 25.3208 | 23.8467 | 22.3913 | 20.9543 | 20.6747 | 20.3977 | 20.1231 | 19.8509 | 19.5811 | 19.3138 | 19.0487 | 18.786 | 18.5255 | 18.2674 | 18.0114 | 17.7576 | 17.506 | 17.2565 | 17.0092 | 16.7639 | 16.5207 | 16.2795 | 16.0403 | 15.8031
[9 empty] | Utility PV - Chicago - Conservative | 43.3786 | 37.9208 | 37.6438 | 37.1956 | 36.7474 | 36.2992 | 35.8509 | 35.4027 | 34.9545 | 34.5063 | 34.058 | 33.6098 | 33.1616 | 32.5039 | 31.8516 | 31.2045 | 30.5626 | 29.9259 | 29.2943 | 28.6678 | 28.0462 | 27.4295 | 26.8177 | 26.2106 | 25.6084 | 25.0108 | 24.4178 | 23.8294 | 23.2455 | 22.6661 | 22.0912 | 21.5206 | 20.9543
[9 empty] | Utility PV - Kansas City - Advanced | 40.0989 | 34.5794 | 32.6811 | 30.6807 | 28.7324 | 26.8341 | 24.9839 | 23.1801 | 21.4208 | 19.7045 | 18.0296 | 16.3947 | 14.7982 | 14.5343 | 14.2733 | 14.0151 | 13.7597 | 13.5071 | 13.2572 | 13.01 | 12.7654 | 12.5235 | 12.284 | 12.0471 | 11.8126 | 11.5806 | 11.351 | 11.1237 | 10.8987 | 10.6761 | 10.4557 | 10.2375 | 10.0214
[9 empty] | Utility PV - Kansas City - Moderate | 40.0989 | 34.8347 | 33.4948 | 32.0162 | 30.5557 | 29.1131 | 27.6879 | 26.2799 | 24.8887 | 23.5141 | 22.1558 | 20.8134 | 19.4868 | 19.234 | 18.9833 | 18.7346 | 18.4879 | 18.2433 | 18.0006 | 17.7599 | 17.5211 | 17.2842 | 17.0492 | 16.8161 | 16.5848 | 16.3553 | 16.1277 | 15.9018 | 15.6776 | 15.4552 | 15.2345 | 15.0155 | 14.7982
[9 empty] | Utility PV - Kansas City - Conservative | 40.0989 | 35.0537 | 34.7977 | 34.3834 | 33.969 | 33.5547 | 33.1404 | 32.726 | 32.3117 | 31.8974 | 31.483 | 31.0687 | 30.6544 | 30.0561 | 29.4623 | 28.873 | 28.288 | 27.7074 | 27.131 | 26.5589 | 25.991 | 25.4272 | 24.8675 | 24.3119 | 23.7603 | 23.2127 | 22.669 | 22.1291 | 21.5931 | 21.061 | 20.5325 | 20.0078 | 19.4868
[9 empty] | Utility PV - Los Angeles - Advanced | 34.2349 | 29.5985 | 28.0438 | 26.3918 | 24.7749 | 23.1921 | 21.6423 | 20.1245 | 18.6376 | 17.1808 | 15.7532 | 14.3538 | 12.9819 | 12.7593 | 12.5389 | 12.3205 | 12.1043 | 11.8901 | 11.6779 | 11.4677 | 11.2594 | 11.0531 | 10.8487 | 10.6462 | 10.4456 | 10.2468 | 10.0498 | 9.8546 | 9.6611 | 9.4694 | 9.2793 | 9.091 | 8.9044
[9 empty] | Utility PV - Los Angeles - Moderate | 34.2349 | 29.7737 | 28.66 | 27.4247 | 26.2018 | 24.9913 | 23.7929 | 22.6065 | 21.4318 | 20.2688 | 19.1172 | 17.9769 | 16.8476 | 16.642 | 16.4378 | 16.235 | 16.0335 | 15.8333 | 15.6344 | 15.4369 | 15.2406 | 15.0456 | 14.8519 | 14.6595 | 14.4683 | 14.2783 | 14.0895 | 13.902 | 13.7156 | 13.5305 | 13.3465 | 13.1636 | 12.9819
[9 empty] | Utility PV - Los Angeles - Conservative | 34.2349 | 29.9276 | 29.709 | 29.3552 | 29.0015 | 28.6477 | 28.294 | 27.9403 | 27.5865 | 27.2328 | 26.879 | 26.5253 | 26.1715 | 25.678 | 25.1874 | 24.6999 | 24.2153 | 23.7338 | 23.2551 | 22.7794 | 22.3065 | 21.8365 | 21.3693 | 20.9049 | 20.4433 | 19.9845 | 19.5284 | 19.075 | 18.6242 | 18.1762 | 17.7307 | 17.2879 | 16.8476
[9 empty] | Utility PV - Daggett, CA - Advanced | 31.0602 | 26.8754 | 25.4839 | 24.0013 | 22.548 | 21.1232 | 19.726 | 18.3557 | 17.0114 | 15.6925 | 14.3983 | 13.1279 | 11.8809 | 11.6792 | 11.4794 | 11.2814 | 11.0852 | 10.8909 | 10.6983 | 10.5074 | 10.3183 | 10.1309 | 9.9451 | 9.761 | 9.5785 | 9.3977 | 9.2184 | 9.0407 | 8.8646 | 8.6899 | 8.5168 | 8.3452 | 8.175
[9 empty] | Utility PV - Daggett, CA - Moderate | 31.0602 | 27.0191 | 26.0147 | 24.8993 | 23.7946 | 22.7005 | 21.617 | 20.5437 | 19.4806 | 18.4276 | 17.3844 | 16.351 | 15.3272 | 15.145 | 14.9638 | 14.7838 | 14.6048 | 14.4269 | 14.2501 | 14.0743 | 13.8995 | 13.7258 | 13.5532 | 13.3815 | 13.2109 | 13.0412 | 12.8725 | 12.7049 | 12.5382 | 12.3724 | 12.2076 | 12.0438 | 11.8809
[9 empty] | Utility PV - Daggett, CA - Conservative | 31.0602 | 27.1522 | 26.9539 | 26.633 | 26.312 | 25.9911 | 25.6701 | 25.3492 | 25.0283 | 24.7073 | 24.3864 | 24.0655 | 23.7445 | 23.3001 | 22.8583 | 22.419 | 21.9824 | 21.5482 | 21.1166 | 20.6875 | 20.2609 | 19.8367 | 19.415 | 18.9957 | 18.5788 | 18.1642 | 17.7521 | 17.3422 | 16.9347 | 16.5294 | 16.1264 | 15.7257 | 15.3272
[10 empty] | 2018 | 2019 | 2020 | 2021 | 2022 | 2023 | 2024 | 2025 | 2026 | 2027 | 2028 | 2029 | 2030 | 2031 | 2032 | 2033 | 2034 | 2035 | 2036 | 2037 | 2038 | 2039 | 2040 | 2041 | 2042 | 2043 | 2044 | 2045 | 2046 | 2047 | 2048 | 2049 | 2050
[6 empty] | Additional Factors |  | Tax Credit | 10 year CRF - Advanced | 11.61% | 11.61% | 11.61% | 11.61% | 11.61% | 11.61% | 11.61% | 11.61% | 11.61% | 11.61% | 11.61% | 11.61% | 11.61% | 11.61% | 11.61% | 11.61% | 11.61% | 11.61% | 11.61% | 11.61% | 11.61% | 11.61% | 11.61% | 11.61% | 11.61% | 11.61% | 11.61% | 11.61% | 11.61% | 11.61% | 11.61% | 11.61% | 11.61%
[9 empty] | 10 year CRF - Moderate | 11.61% | 11.61% | 11.61% | 11.61% | 11.61% | 11.61% | 11.61% | 11.61% | 11.61% | 11.61% | 11.61% | 11.61% | 11.61% | 11.61% | 11.61% | 11.61% | 11.61% | 11.61% | 11.61% | 11.61% | 11.61% | 11.61% | 11.61% | 11.61% | 11.61% | 11.61% | 11.61% | 11.61% | 11.61% | 11.61% | 11.61% | 11.61% | 11.61%
[9 empty] | 10 year CRF - Conservative | 11.61% | 11.61% | 11.61% | 11.61% | 11.61% | 11.61% | 11.61% | 11.61% | 11.61% | 11.61% | 11.61% | 11.61% | 11.61% | 11.61% | 11.61% | 11.61% | 11.61% | 11.61% | 11.61% | 11.61% | 11.61% | 11.61% | 11.61% | 11.61% | 11.61% | 11.61% | 11.61% | 11.61% | 11.61% | 11.61% | 11.61% | 11.61% | 11.61%
[9 empty] | ITC Schedule | [33 empty] | 0 | 0 | bar: 2018 to 2050
[9 empty] | PVD - Advanced | 0.82601 | 0.82601 | 0.82601 | 0.82601 | 0.82601 | 0.82601 | 0.82601 | 0.82601 | 0.82601 | 0.82601 | 0.82601 | 0.82601 | 0.82601 | 0.82601 | 0.82601 | 0.82601 | 0.82601 | 0.82601 | 0.82601 | 0.82601 | 0.82601 | 0.82601 | 0.82601 | 0.82601 | 0.82601 | 0.82601 | 0.82601 | 0.82601 | 0.82601 | 0.82601 | 0.82601 | 0.82601 | 0.82601
[9 empty] | PVD - Moderate | 0.82601 | 0.82601 | 0.82601 | 0.82601 | 0.82601 | 0.82601 | 0.82601 | 0.82601 | 0.82601 | 0.82601 | 0.82601 | 0.82601 | 0.82601 | 0.82601 | 0.82601 | 0.82601 | 0.82601 | 0.82601 | 0.82601 | 0.82601 | 0.82601 | 0.82601 | 0.82601 | 0.82601 | 0.82601 | 0.82601 | 0.82601 | 0.82601 | 0.82601 | 0.82601 | 0.82601 | 0.82601 | 0.82601
[9 empty] | PVD - Conservative | 0.82601 | 0.82601 | 0.82601 | 0.82601 | 0.82601 | 0.82601 | 0.82601 | 0.82601 | 0.82601 | 0.82601 | 0.82601 | 0.82601 | 0.82601 | 0.82601 | 0.82601 | 0.82601 | 0.82601 | 0.82601 | 0.82601 | 0.82601 | 0.82601 | 0.82601 | 0.82601 | 0.82601 | 0.82601 | 0.82601 | 0.82601 | 0.82601 | 0.82601 | 0.82601 | 0.82601 | 0.82601 | 0.82601
[9 empty] | PFF - Advanced | 1.0611 | 1.0611 | 1.0611 | 1.0611 | 1.0611 | 1.0611 | 1.0611 | 1.0611 | 1.0611 | 1.0611 | 1.0611 | 1.0611 | 1.0611 | 1.0611 | 1.0611 | 1.0611 | 1.0611 | 1.0611 | 1.0611 | 1.0611 | 1.0611 | 1.0611 | 1.0611 | 1.0611 | 1.0611 | 1.0611 | 1.0611 | 1.0611 | 1.0611 | 1.0611 | 1.0611 | 1.0611 | 1.0611
[9 empty] | PFF - Moderate | 1.0611 | 1.0611 | 1.0611 | 1.0611 | 1.0611 | 1.0611 | 1.0611 | 1.0611 | 1.0611 | 1.0611 | 1.0611 | 1.0611 | 1.0611 | 1.0611 | 1.0611 | 1.0611 | 1.0611 | 1.0611 | 1.0611 | 1.0611 | 1.0611 | 1.0611 | 1.0611 | 1.0611 | 1.0611 | 1.0611 | 1.0611 | 1.0611 | 1.0611 | 1.0611 | 1.0611 | 1.0611 | 1.0611
[9 empty] | PFF - Conservative | 1.0611 | 1.0611 | 1.0611 | 1.0611 | 1.0611 | 1.0611 | 1.0611 | 1.0611 | 1.0611 | 1.0611 | 1.0611 | 1.0611 | 1.0611 | 1.0611 | 1.0611 | 1.0611 | 1.0611 | 1.0611 | 1.0611 | 1.0611 | 1.0611 | 1.0611 | 1.0611 | 1.0611 | 1.0611 | 1.0611 | 1.0611 | 1.0611 | 1.0611 | 1.0611 | 1.0611 | 1.0611 | 1.0611
[9 empty] | Year (Advanced) | 2018 | 2019 | 2020 | 2021 | 2022 | 2023 | 2024 | 2025 | 2026 | 2027 | 2028 | 2029 | 2030 | 2031 | 2032 | 2033 | 2034 | 2035 | 2036 | 2037 | 2038 | 2039 | 2040 | 2041 | 2042 | 2043 | 2044 | 2045 | 2046 | 2047 | 2048 | 2049 | 2050
[7 empty] | 0.2 | Depreciation Factor | 1 | 0.93223 | 0.93223 | 0.93223 | 0.93223 | 0.93223 | 0.93223 | 0.93223 | 0.93223 | 0.93223 | 0.93223 | 0.93223 | 0.93223 | 0.93223 | 0.93223 | 0.93223 | 0.93223 | 0.93223 | 0.93223 | 0.93223 | 0.93223 | 0.93223 | 0.93223 | 0.93223 | 0.93223 | 0.93223 | 0.93223 | 0.93223 | 0.93223 | 0.93223 | 0.93223 | 0.93223 | 0.93223 | 0.93223
[7 empty] | 0.32 |  | 2 | 0.86905 | 0.86905 | 0.86905 | 0.86905 | 0.86905 | 0.86905 | 0.86905 | 0.86905 | 0.86905 | 0.86905 | 0.86905 | 0.86905 | 0.86905 | 0.86905 | 0.86905 | 0.86905 | 0.86905 | 0.86905 | 0.86905 | 0.86905 | 0.86905 | 0.86905 | 0.86905 | 0.86905 | 0.86905 | 0.86905 | 0.86905 | 0.86905 | 0.86905 | 0.86905 | 0.86905 | 0.86905 | 0.86905
[7 empty] | 0.192 |  | 3 | 0.81015 | 0.81015 | 0.81015 | 0.81015 | 0.81015 | 0.81015 | 0.81015 | 0.81015 | 0.81015 | 0.81015 | 0.81015 | 0.81015 | 0.81015 | 0.81015 | 0.81015 | 0.81015 | 0.81015 | 0.81015 | 0.81015 | 0.81015 | 0.81015 | 0.81015 | 0.81015 | 0.81015 | 0.81015 | 0.81015 | 0.81015 | 0.81015 | 0.81015 | 0.81015 | 0.81015 | 0.81015 | 0.81015
[7 empty] | 0.1152 |  | 4 | 0.75524 | 0.75524 | 0.75524 | 0.75524 | 0.75524 | 0.75524 | 0.75524 | 0.75524 | 0.75524 | 0.75524 | 0.75524 | 0.75524 | 0.75524 | 0.75524 | 0.75524 | 0.75524 | 0.75524 | 0.75524 | 0.75524 | 0.75524 | 0.75524 | 0.75524 | 0.75524 | 0.75524 | 0.75524 | 0.75524 | 0.75524 | 0.75524 | 0.75524 | 0.75524 | 0.75524 | 0.75524 | 0.75524
[7 empty] | 0.1152 |  | 5 | 0.70406 | 0.70406 | 0.70406 | 0.70406 | 0.70406 | 0.70406 | 0.70406 | 0.70406 | 0.70406 | 0.70406 | 0.70406 | 0.70406 | 0.70406 | 0.70406 | 0.70406 | 0.70406 | 0.70406 | 0.70406 | 0.70406 | 0.70406 | 0.70406 | 0.70406 | 0.70406 | 0.70406 | 0.70406 | 0.70406 | 0.70406 | 0.70406 | 0.70406 | 0.70406 | 0.70406 | 0.70406 | 0.70406
[7 empty] | 0.0576 |  | 6 | 0.65634 | 0.65634 | 0.65634 | 0.65634 | 0.65634 | 0.65634 | 0.65634 | 0.65634 | 0.65634 | 0.65634 | 0.65634 | 0.65634 | 0.65634 | 0.65634 | 0.65634 | 0.65634 | 0.65634 | 0.65634 | 0.65634 | 0.65634 | 0.65634 | 0.65634 | 0.65634 | 0.65634 | 0.65634 | 0.65634 | 0.65634 | 0.65634 | 0.65634 | 0.65634 | 0.65634 | 0.65634 | 0.65634
[9 empty] | Year (Moderate) | 2018 | 2019 | 2020 | 2021 | 2022 | 2023 | 2024 | 2025 | 2026 | 2027 | 2028 | 2029 | 2030 | 2031 | 2032 | 2033 | 2034 | 2035 | 2036 | 2037 | 2038 | 2039 | 2040 | 2041 | 2042 | 2043 | 2044 | 2045 | 2046 | 2047 | 2048 | 2049 | 2050
[9 empty] | 1 | 0.93223 | 0.93223 | 0.93223 | 0.93223 | 0.93223 | 0.93223 | 0.93223 | 0.93223 | 0.93223 | 0.93223 | 0.93223 | 0.93223 | 0.93223 | 0.93223 | 0.93223 | 0.93223 | 0.93223 | 0.93223 | 0.93223 | 0.93223 | 0.93223 | 0.93223 | 0.93223 | 0.93223 | 0.93223 | 0.93223 | 0.93223 | 0.93223 | 0.93223 | 0.93223 | 0.93223 | 0.93223 | 0.93223
[9 empty] | 2 | 0.86905 | 0.86905 | 0.86905 | 0.86905 | 0.86905 | 0.86905 | 0.86905 | 0.86905 | 0.86905 | 0.86905 | 0.86905 | 0.86905 | 0.86905 | 0.86905 | 0.86905 | 0.86905 | 0.86905 | 0.86905 | 0.86905 | 0.86905 | 0.86905 | 0.86905 | 0.86905 | 0.86905 | 0.86905 | 0.86905 | 0.86905 | 0.86905 | 0.86905 | 0.86905 | 0.86905 | 0.86905 | 0.86905
[9 empty] | 3 | 0.81015 | 0.81015 | 0.81015 | 0.81015 | 0.81015 | 0.81015 | 0.81015 | 0.81015 | 0.81015 | 0.81015 | 0.81015 | 0.81015 | 0.81015 | 0.81015 | 0.81015 | 0.81015 | 0.81015 | 0.81015 | 0.81015 | 0.81015 | 0.81015 | 0.81015 | 0.81015 | 0.81015 | 0.81015 | 0.81015 | 0.81015 | 0.81015 | 0.81015 | 0.81015 | 0.81015 | 0.81015 | 0.81015
[9 empty] | 4 | 0.75524 | 0.75524 | 0.75524 | 0.75524 | 0.75524 | 0.75524 | 0.75524 | 0.75524 | 0.75524 | 0.75524 | 0.75524 | 0.75524 | 0.75524 | 0.75524 | 0.75524 | 0.75524 | 0.75524 | 0.75524 | 0.75524 | 0.75524 | 0.75524 | 0.75524 | 0.75524 | 0.75524 | 0.75524 | 0.75524 | 0.75524 | 0.75524 | 0.75524 | 0.75524 | 0.75524 | 0.75524 | 0.75524
[9 empty] | 5 | 0.70406 | 0.70406 | 0.70406 | 0.70406 | 0.70406 | 0.70406 | 0.70406 | 0.70406 | 0.70406 | 0.70406 | 0.70406 | 0.70406 | 0.70406 | 0.70406 | 0.70406 | 0.70406 | 0.70406 | 0.70406 | 0.70406 | 0.70406 | 0.70406 | 0.70406 | 0.70406 | 0.70406 | 0.70406 | 0.70406 | 0.70406 | 0.70406 | 0.70406 | 0.70406 | 0.70406 | 0.70406 | 0.70406
[9 empty] | 6 | 0.65634 | 0.65634 | 0.65634 | 0.65634 | 0.65634 | 0.65634 | 0.65634 | 0.65634 | 0.65634 | 0.65634 | 0.65634 | 0.65634 | 0.65634 | 0.65634 | 0.65634 | 0.65634 | 0.65634 | 0.65634 | 0.65634 | 0.65634 | 0.65634 | 0.65634 | 0.65634 | 0.65634 | 0.65634 | 0.65634 | 0.65634 | 0.65634 | 0.65634 | 0.65634 | 0.65634 | 0.65634 | 0.65634
[9 empty] | Year (Conservative) | 2018 | 2019 | 2020 | 2021 | 2022 | 2023 | 2024 | 2025 | 2026 | 2027 | 2028 | 2029 | 2030 | 2031 | 2032 | 2033 | 2034 | 2035 | 2036 | 2037 | 2038 | 2039 | 2040 | 2041 | 2042 | 2043 | 2044 | 2045 | 2046 | 2047 | 2048 | 2049 | 2050
[9 empty] | 1 | 0.93223 | 0.93223 | 0.93223 | 0.93223 | 0.93223 | 0.93223 | 0.93223 | 0.93223 | 0.93223 | 0.93223 | 0.93223 | 0.93223 | 0.93223 | 0.93223 | 0.93223 | 0.93223 | 0.93223 | 0.93223 | 0.93223 | 0.93223 | 0.93223 | 0.93223 | 0.93223 | 0.93223 | 0.93223 | 0.93223 | 0.93223 | 0.93223 | 0.93223 | 0.93223 | 0.93223 | 0.93223 | 0.93223
[9 empty] | 2 | 0.86905 | 0.86905 | 0.86905 | 0.86905 | 0.86905 | 0.86905 | 0.86905 | 0.86905 | 0.86905 | 0.86905 | 0.86905 | 0.86905 | 0.86905 | 0.86905 | 0.86905 | 0.86905 | 0.86905 | 0.86905 | 0.86905 | 0.86905 | 0.86905 | 0.86905 | 0.86905 | 0.86905 | 0.86905 | 0.86905 | 0.86905 | 0.86905 | 0.86905 | 0.86905 | 0.86905 | 0.86905 | 0.86905
[9 empty] | 3 | 0.81015 | 0.81015 | 0.81015 | 0.81015 | 0.81015 | 0.81015 | 0.81015 | 0.81015 | 0.81015 | 0.81015 | 0.81015 | 0.81015 | 0.81015 | 0.81015 | 0.81015 | 0.81015 | 0.81015 | 0.81015 | 0.81015 | 0.81015 | 0.81015 | 0.81015 | 0.81015 | 0.81015 | 0.81015 | 0.81015 | 0.81015 | 0.81015 | 0.81015 | 0.81015 | 0.81015 | 0.81015 | 0.81015
[9 empty] | 4 | 0.75524 | 0.75524 | 0.75524 | 0.75524 | 0.75524 | 0.75524 | 0.75524 | 0.75524 | 0.75524 | 0.75524 | 0.75524 | 0.75524 | 0.75524 | 0.75524 | 0.75524 | 0.75524 | 0.75524 | 0.75524 | 0.75524 | 0.75524 | 0.75524 | 0.75524 | 0.75524 | 0.75524 | 0.75524 | 0.75524 | 0.75524 | 0.75524 | 0.75524 | 0.75524 | 0.75524 | 0.75524 | 0.75524
[9 empty] | 5 | 0.70406 | 0.70406 | 0.70406 | 0.70406 | 0.70406 | 0.70406 | 0.70406 | 0.70406 | 0.70406 | 0.70406 | 0.70406 | 0.70406 | 0.70406 | 0.70406 | 0.70406 | 0.70406 | 0.70406 | 0.70406 | 0.70406 | 0.70406 | 0.70406 | 0.70406 | 0.70406 | 0.70406 | 0.70406 | 0.70406 | 0.70406 | 0.70406 | 0.70406 | 0.70406 | 0.70406 | 0.70406 | 0.70406
[9 empty] | 6 | 0.65634 | 0.65634 | 0.65634 | 0.65634 | 0.65634 | 0.65634 | 0.65634 | 0.65634 | 0.65634 | 0.65634 | 0.65634 | 0.65634 | 0.65634 | 0.65634 | 0.65634 | 0.65634 | 0.65634 | 0.65634 | 0.65634 | 0.65634 | 0.65634 | 0.65634 | 0.65634 | 0.65634 | 0.65634 | 0.65634 | 0.65634 | 0.65634 | 0.65634 | 0.65634 | 0.65634 | 0.65634 | 0.65634
[8 empty] | Tariff Schedule | ($/Wdc) | 0 | 0 | 0 | 0 | 0 | 0 | 0 | 0 | 0 | 0 | 0 | 0 | 0 | 0 | 0 | 0 | 0 | 0 | 0 | 0 | 0 | 0 | 0 | 0 | 0 | 0 | 0 | 0 | 0 | 0 | 0 | 0 | 0
|  |  |  | X | Graphics
Values overlap for all cases
Values overlap for all cases
x
|  | X |  |  | Data Sources for Default Inputs | bar: 2018 to 2033
Current Costs:
[6 empty] | Available Capacity (GW) |  |  |  | 2019: Pieter Gagnon, Robert Margolis, Jennifer Melius, Caleb Phillips, Ryan Elmore. (2016). Rooftop Solar Photovoltaic Technical Potential in the United States: A Detailed Assessment. NREL TP-6A20-65298
[6 empty] | Net Capacity Factor (%) |  |  |  | 2019: National Renewable Energy Laboratory. PVWATTS v5. Representative of national range of capacity factors.
[6 empty] | Overnight Capital Cost ($/kW) |  |  |  | 2019: D. Feldman, Fu, R., A. Ramdas, J. Desai, and R. Margolis. 2020. U.S. Solar Photovoltaic System and Energy Storage Cost Benchmark: Q1 2019. Golden, CO: National Renewable Energy Laboratory
[6 empty] | Fixed Operating Expenses ($/kW-yr) |  |  |  | 2019: D. Feldman, Fu, R., A. Ramdas, J. Desai, and R. Margolis. 2020. U.S. Solar Photovoltaic System and Energy Storage Cost Benchmark: Q1 2019. Golden, CO: National Renewable Energy Laboratory
[6 empty] | Variable Operating Expenses ($/MWh) |  |  |  | 2019: N/A
[6 empty] | Grid Feature Cost ($/kW) |  |  |  | 2019: N/A
[6 empty] | Spur Line Cost ($/kW) |  |  |  | 2019: N/A
Future Projections Costs:
[6 empty] | Net Capacity Factor (%) |  |  |  | 2019: NREL internal modeling taking into account improvements in degradation and increases in energy yield. See accompanying ATB presentation for more information.
[6 empty] | Overnight Capital Cost ($/kW) |  |  |  | 2019: NREL internal modeling See accompanying ATB presentation for more information.
[6 empty] | Fixed Operating Expenses ($/kW-yr) |  |  |  | 2019: The ratio between O&M costs to CAPEX from: D. Feldman, Fu, R., A. Ramdas, J. Desai, and R. Margolis. 2020. U.S. Solar Photovoltaic System and Energy Storage Cost Benchmark: Q1 2019. Golden, CO: National Renewable Energy Laboratory. See accompanying ATB presentation for more information.
[6 empty] | Variable Operating Expenses ($/MWh) |  |  |  | 2019: N/A
[6 empty] | Grid Connection Cost ($/kW) |  |  |  | 2019: N/A
[10 empty] | 0.3 | 0.3 | 0.3 | 0.3 | 0.3 | -0.9 | -1.3 | 10 | 10 | 10 | 10 | 10 | 10 | 10 | 10 | 10 | 10 | 10 | 10 | 10 | 10 | 10 | 10 | 10 | 10 | 10 | 10 | 10 | 10 | 10 | 10 | 10 | 10 | 10 | 10
?
?
?
?
?
?
?
?
?
?
?
?
?
?
?
?
?
?
?
?
?
?
?
?
?
?
?
?
?
?
?
?
?
?
?
?
?
Future Projections
Current (2015)
Current Costs
Data Sources
Future Projections
Graphics
?
?
?
?
?
?
?
?
?
?
?
?
?
?
?
?
?
?
?
?
?
?
?
?
?
?
?
?
?
?
?
?
?
?
?
?
Future Projections
Current (2015)
Current Costs
Data Sources
Future Projections
Graphics
?
?
?
?
?
?
?
?
?
?
?
?
?
?
?
?
?
?
?
?
?
?
?
?
?
?
?
?
?
?
?
?
?
?
?
?
Future Projections
Current (2018)
Future Projections
Current (2015)
Current Costs
Data Sources
Future Projections
Graphics
?
?
?
?
?
?
?
?
?
?
?
?
?
?
?
?
?
?
?
?
?
?
?
?
?
?
?
?
?
?
?
?
?
?
?
Future Projections
Current (2018)
Current (2018)
Future Projections
Future Projections
Current (2017)
Future Projections
Current (2018)
Current Costs
Data Sources
Future Projections
Graphics
Choose a Capital Recovery Period (CRP)
20 year
30 year
Technology Life (30 years)
CustomCRP
Group Box 53
R&D Financials
Financial Assumption
Market Factors Financials
Apply Finances to all Technologies
Apply CRP to all Technologies

## Deflator
Implicit Price Deflators and Conversion Factors for Conversion to 2019$
Source: FRED. See: https://fred.stlouisfed.org/series/GDPDEF#0
Year | Implicit Price Deflator | Annual Inflation | Conversion from nominal $ to 2020$ | Conversion from nominal $ to 2018$
2000 | 78.0733 |  | 1.452 | 1.4127 |  | Average Inflation:
2001 | 79.7897 | 2.199% | 1.4207 | 1.3823 |  | 1.932%
2002 | 81.0505 | 1.58% | 1.3986 | 1.3608
2003 | 82.551 | 1.851% | 1.3732 | 1.336 |  | Input Assumptions Memo Inflation:
2004 | 84.773 | 2.692% | 1.3372 | 1.301 |  | 2.2%
2005 | 87.4147 | 3.116% | 1.2968 | 1.2617
2006 | 90.0637 | 3.03% | 1.2587 | 1.2246
2007 | 92.4825 | 2.686% | 1.2257 | 1.1926
2008 | 94.2887 | 1.953% | 1.2023 | 1.1697
2009 | 95.0028 | 0.7572% | 1.1932 | 1.1609
2010 | 96.1068 | 1.162% | 1.1795 | 1.1476
2011 | 98.1153 | 2.09% | 1.1554 | 1.1241
2012 | 99.9988 | 1.92% | 1.1336 | 1.1029
2013 | 101.7512 | 1.753% | 1.1141 | 1.0839
2014 | 103.6322 | 1.849% | 1.0939 | 1.0643
2015 | 104.6225 | 0.9555% | 1.0835 | 1.0542
2016 | 105.719 | 1.048% | 1.0723 | 1.0433
2017 | 107.705 | 1.879% | 1.0525 | 1.024
2018 | 110.2918 | 2.402% | 1.0278 | 1
2019 | 112.2615 | 1.786% | 1.0098 | 0.98245
2020 | 113.3603 | 0.9788% | 1 | 0.97293 | Thru Q3
2021 | 115.8543 | 2.2% | 0.97847 | 0.95199
2022 | 118.4031 | 2.2% | 0.95741 | 0.93149
2023 | 121.0079 | 2.2% | 0.9368 | 0.91144
2024 | 123.6701 | 2.2% | 0.91663 | 0.89182
2025 | 126.3908 | 2.2% | 0.8969 | 0.87262
2026 | 129.1714 | 2.2% | 0.8776 | 0.85384
2027 | 132.0132 | 2.2% | 0.8587 | 0.83546
2028 | 134.9175 | 2.2% | 0.84022 | 0.81748
2029 | 137.8857 | 2.2% | 0.82213 | 0.79988
2030 | 140.9192 | 2.2% | 0.80444 | 0.78266
2031 | 144.0194 | 2.2% | 0.78712 | 0.76581
2032 | 147.1878 | 2.2% | 0.77017 | 0.74933
2033 | 150.4259 | 2.2% | 0.7536 | 0.7332
2034 | 153.7353 | 2.2% | 0.73737 | 0.71741
2035 | 157.1175 | 2.2% | 0.7215 | 0.70197
2036 | 160.5741 | 2.2% | 0.70597 | 0.68686
2037 | 164.1067 | 2.2% | 0.69077 | 0.67207
2038 | 167.7171 | 2.2% | 0.6759 | 0.65761
2039 | 171.4068 | 2.2% | 0.66135 | 0.64345
2040 | 175.1778 | 2.2% | 0.64712 | 0.6296
2041 | 179.0317 | 2.2% | 0.63319 | 0.61605
2042 | 182.9704 | 2.2% | 0.61956 | 0.60278
2043 | 186.9957 | 2.2% | 0.60622 | 0.58981
2044 | 191.1096 | 2.2% | 0.59317 | 0.57711
2045 | 195.3141 | 2.2% | 0.5804 | 0.56469
2046 | 199.611 | 2.2% | 0.56791 | 0.55253
2047 | 204.0024 | 2.2% | 0.55568 | 0.54064
2048 | 208.4905 | 2.2% | 0.54372 | 0.529
2049 | 213.0773 | 2.2% | 0.53202 | 0.51761
2050 | 217.765 | 2.2% | 0.52056 | 0.50647

## EnCompass
|  |  |  | Tech | EnCompass Inputs ($/MWh) | Time Series | NOTE: Formulas are different for each tech
| Resource Type | Nameplate Capacity (MW) | 2020 | Solar | 34.4268 | Cost S2020
| Onshore Wind | 100 | 2021 | Solar | 33.6309 | Cost S2021
| Offshore Wind | 150 | 2022 | Solar | 32.8029 | Cost S2022
| Storage 10MW 4hr | 10 | 2023 | Solar | 31.9417 | Cost S2023
| Solar | 20 | 2024 | Solar | 31.0464 | Cost S2024
| BTM Residential PV | N/A | 2025 | Solar | 30.1159 | Cost S2025
| BTM Commercial PV | N/A | 2026 | Solar | 29.1491 | Cost S2026
| Paired Storage | 4 | 2027 | Solar | 28.1451 | Cost S2027
|  |  | 2028 | Solar | 27.1027 | Cost S2028
| Area name: | APCO | 2029 | Solar | 26.0208 | Cost S2029
| Inflation: | 1.022 | 2030 | Solar | 24.8982 | Cost S2030
| Dollar Year: | 2020 | 2031 | Solar | 25.1158 | Cost S2031
|  |  | 2032 | Solar | 25.3338 | Cost S2032
|  |  | 2033 | Solar | 25.5519 | Cost S2033
Year | Naming | TimeSeries Name | 2034 | Solar | 25.7703 | Cost S2034
2020 | Solar 2020 | Cost S2020 | 2035 | Solar | 25.9887 | Cost S2035
2021 | Solar 2021 | Cost S2021 | 2036 | Solar | 26.2071 | Cost S2036
2022 | Solar 2022 | Cost S2022 | 2037 | Solar | 26.4255 | Cost S2037
2023 | Solar 2023 | Cost S2023 | 2038 | Solar | 26.6438 | Cost S2038
2024 | Solar 2024 | Cost S2024 | 2039 | Solar | 26.8618 | Cost S2039
2025 | Solar 2025 | Cost S2025 | 2040 | Solar | 27.0795 | Cost S2040
2026 | Solar 2026 | Cost S2026 | 2041 | Solar | 27.2968 | Cost S2041
2027 | Solar 2027 | Cost S2027 | 2042 | Solar | 27.5136 | Cost S2042
2028 | Solar 2028 | Cost S2028 | 2043 | Solar | 27.7299 | Cost S2043
2029 | Solar 2029 | Cost S2029 | 2044 | Solar | 27.9454 | Cost S2044
2030 | Solar 2030 | Cost S2030 | 2045 | Solar | 28.1602 | Cost S2045
2031 | Solar 2031 | Cost S2031 | 2046 | Solar | 28.3741 | Cost S2046
2032 | Solar 2032 | Cost S2032 | 2047 | Solar | 28.5869 | Cost S2047
2033 | Solar 2033 | Cost S2033 | 2048 | Solar | 28.7987 | Cost S2048
2034 | Solar 2034 | Cost S2034 | 2049 | Solar | 29.0091 | Cost S2049
2035 | Solar 2035 | Cost S2035 | 2050 | Solar | 29.2183 | Cost S2050
2036 | Solar 2036 | Cost S2036 | 2023 | Onshore Wind | 45.2527 | Cost W2023
2037 | Solar 2037 | Cost S2037 | 2024 | Onshore Wind | 44.997 | Cost W2024
2038 | Solar 2038 | Cost S2038 | 2025 | Onshore Wind | 44.7099 | Cost W2025
2039 | Solar 2039 | Cost S2039 | 2026 | Onshore Wind | 44.39 | Cost W2026
2040 | Solar 2040 | Cost S2040 | 2027 | Onshore Wind | 44.0361 | Cost W2027
2041 | Solar 2041 | Cost S2041 | 2028 | Onshore Wind | 43.6469 | Cost W2028
2042 | Solar 2042 | Cost S2042 | 2029 | Onshore Wind | 43.2209 | Cost W2029
2043 | Solar 2043 | Cost S2043 | 2030 | Onshore Wind | 42.7567 | Cost W2030
2044 | Solar 2044 | Cost S2044 | 2031 | Onshore Wind | 43.2775 | Cost W2031
2045 | Solar 2045 | Cost S2045 | 2032 | Onshore Wind | 43.8007 | Cost W2032
2046 | Solar 2046 | Cost S2046 | 2033 | Onshore Wind | 44.3262 | Cost W2033
2047 | Solar 2047 | Cost S2047 | 2034 | Onshore Wind | 44.8537 | Cost W2034
2048 | Solar 2048 | Cost S2048 | 2035 | Onshore Wind | 45.3833 | Cost W2035
2049 | Solar 2049 | Cost S2049 | 2036 | Onshore Wind | 45.9146 | Cost W2036
2050 | Solar 2050 | Cost S2050 | 2037 | Onshore Wind | 46.4475 | Cost W2037
2023 | Wind 2023 | Cost W2023 | 2038 | Onshore Wind | 46.9818 | Cost W2038
2024 | Wind 2024 | Cost W2024 | 2039 | Onshore Wind | 47.5174 | Cost W2039
2025 | Wind 2025 | Cost W2025 | 2040 | Onshore Wind | 48.0539 | Cost W2040
2026 | Wind 2026 | Cost W2026 | 2041 | Onshore Wind | 48.5913 | Cost W2041
2027 | Wind 2027 | Cost W2027 | 2042 | Onshore Wind | 49.1293 | Cost W2042
2028 | Wind 2028 | Cost W2028 | 2043 | Onshore Wind | 49.6677 | Cost W2043
2029 | Wind 2029 | Cost W2029 | 2044 | Onshore Wind | 50.2062 | Cost W2044
2030 | Wind 2030 | Cost W2030 | 2045 | Onshore Wind | 50.7446 | Cost W2045
2031 | Wind 2031 | Cost W2031 | 2046 | Onshore Wind | 51.2825 | Cost W2046
2032 | Wind 2032 | Cost W2032 | 2047 | Onshore Wind | 51.8198 | Cost W2047
2033 | Wind 2033 | Cost W2033 | 2048 | Onshore Wind | 52.3562 | Cost W2048
2034 | Wind 2034 | Cost W2034 | 2049 | Onshore Wind | 52.8913 | Cost W2049
2035 | Wind 2035 | Cost W2035 | 2050 | Onshore Wind | 53.4249 | Cost W2050
2036 | Wind 2036 | Cost W2036 | 2021 | Paired Solar | 28.4763 | Cost PS2021
2037 | Wind 2037 | Cost W2037 | 2022 | Paired Solar | 27.0677 | Cost PS2022
2038 | Wind 2038 | Cost W2038 | 2023 | Paired Solar | 26.0729 | Cost PS2023
2039 | Wind 2039 | Cost W2039 | 2024 | Paired Solar | 25.1528 | Cost PS2024
2040 | Wind 2040 | Cost W2040 | 2025 | Paired Solar | 24.2947 | Cost PS2025
2041 | Wind 2041 | Cost W2041 | 2026 | Paired Solar | 23.4876 | Cost PS2026
2042 | Wind 2042 | Cost W2042 | 2027 | Paired Solar | 22.7243 | Cost PS2027
2043 | Wind 2043 | Cost W2043 | 2028 | Paired Solar | 22.0019 | Cost PS2028
2044 | Wind 2044 | Cost W2044 | 2029 | Paired Solar | 21.3145 | Cost PS2029
2045 | Wind 2045 | Cost W2045 | 2030 | Paired Solar | 21.005 | Cost PS2030
2046 | Wind 2046 | Cost W2046 | 2031 | Paired Solar | 21.0005 | Cost PS2031
2047 | Wind 2047 | Cost W2047 | 2032 | Paired Solar | 21.0335 | Cost PS2032
2048 | Wind 2048 | Cost W2048 | 2033 | Paired Solar | 21.0789 | Cost PS2033
2049 | Wind 2049 | Cost W2049 | 2034 | Paired Solar | 21.1271 | Cost PS2034
2050 | Wind 2050 | Cost W2050 | 2035 | Paired Solar | 21.163 | Cost PS2035
2021 | PS 2021 | Cost PS2021 | 2036 | Paired Solar | 21.1911 | Cost PS2036
2022 | PS 2022 | Cost PS2022 | 2037 | Paired Solar | 21.2352 | Cost PS2037
2023 | PS 2023 | Cost PS2023 | 2038 | Paired Solar | 21.2691 | Cost PS2038
2024 | PS 2024 | Cost PS2024 | 2039 | Paired Solar | 21.3004 | Cost PS2039
2025 | PS 2025 | Cost PS2025 | 2040 | Paired Solar | 21.3433 | Cost PS2040
2026 | PS 2026 | Cost PS2026 | 2041 | Paired Solar | 21.3984 | Cost PS2041
2027 | PS 2027 | Cost PS2027 | 2042 | Paired Solar | 21.4343 | Cost PS2042
2028 | PS 2028 | Cost PS2028 | 2043 | Paired Solar | 21.4799 | Cost PS2043
2029 | PS 2029 | Cost PS2029 | 2044 | Paired Solar | 21.5235 | Cost PS2044
2030 | PS 2030 | Cost PS2030 | 2045 | Paired Solar | 21.5589 | Cost PS2045
2031 | PS 2031 | Cost PS2031 | 2046 | Paired Solar | 21.5859 | Cost PS2046
2032 | PS 2032 | Cost PS2032 | 2047 | Paired Solar | 21.6263 | Cost PS2047
2033 | PS 2033 | Cost PS2033 | 2048 | Paired Solar | 21.6614 | Cost PS2048
2034 | PS 2034 | Cost PS2034 | 2049 | Paired Solar | 21.6944 | Cost PS2049
2035 | PS 2035 | Cost PS2035 | 2050 | Paired Solar | 21.7218 | Cost PS2050
2036 | PS 2036 | Cost PS2036
2037 | PS 2037 | Cost PS2037
2038 | PS 2038 | Cost PS2038
2039 | PS 2039 | Cost PS2039
2040 | PS 2040 | Cost PS2040
2041 | PS 2041 | Cost PS2041
2042 | PS 2042 | Cost PS2042
2043 | PS 2043 | Cost PS2043
2044 | PS 2044 | Cost PS2044
2045 | PS 2045 | Cost PS2045
2046 | PS 2046 | Cost PS2046
2047 | PS 2047 | Cost PS2047
2048 | PS 2048 | Cost PS2048
2049 | PS 2049 | Cost PS2049
2050 | PS 2050 | Cost PS2050

## TimeSeries
Name | GroupName
Cost S2020 | Unit Costs
Cost S2021 | Unit Costs
Cost S2022 | Unit Costs
Cost S2023 | Unit Costs
Cost S2024 | Unit Costs
Cost S2025 | Unit Costs
Cost S2026 | Unit Costs
Cost S2027 | Unit Costs
Cost S2028 | Unit Costs
Cost S2029 | Unit Costs
Cost S2030 | Unit Costs
Cost S2031 | Unit Costs
Cost S2032 | Unit Costs
Cost S2033 | Unit Costs
Cost S2034 | Unit Costs
Cost S2035 | Unit Costs
Cost S2036 | Unit Costs
Cost S2037 | Unit Costs
Cost S2038 | Unit Costs
Cost S2039 | Unit Costs
Cost S2040 | Unit Costs
Cost S2041 | Unit Costs
Cost S2042 | Unit Costs
Cost S2043 | Unit Costs
Cost S2044 | Unit Costs
Cost S2045 | Unit Costs
Cost S2046 | Unit Costs
Cost S2047 | Unit Costs
Cost S2048 | Unit Costs
Cost S2049 | Unit Costs
Cost S2050 | Unit Costs
Cost W2023 | Unit Costs
Cost W2024 | Unit Costs
Cost W2025 | Unit Costs
Cost W2026 | Unit Costs
Cost W2027 | Unit Costs
Cost W2028 | Unit Costs
Cost W2029 | Unit Costs
Cost W2030 | Unit Costs
Cost W2031 | Unit Costs
Cost W2032 | Unit Costs
Cost W2033 | Unit Costs
Cost W2034 | Unit Costs
Cost W2035 | Unit Costs
Cost W2036 | Unit Costs
Cost W2037 | Unit Costs
Cost W2038 | Unit Costs
Cost W2039 | Unit Costs
Cost W2040 | Unit Costs
Cost W2041 | Unit Costs
Cost W2042 | Unit Costs
Cost W2043 | Unit Costs
Cost W2044 | Unit Costs
Cost W2045 | Unit Costs
Cost W2046 | Unit Costs
Cost W2047 | Unit Costs
Cost W2048 | Unit Costs
Cost W2049 | Unit Costs
Cost W2050 | Unit Costs
Cost PS2021 | Unit Costs
Cost PS2022 | Unit Costs
Cost PS2023 | Unit Costs
Cost PS2024 | Unit Costs
Cost PS2025 | Unit Costs
Cost PS2026 | Unit Costs
Cost PS2027 | Unit Costs
Cost PS2028 | Unit Costs
Cost PS2029 | Unit Costs
Cost PS2030 | Unit Costs
Cost PS2031 | Unit Costs
Cost PS2032 | Unit Costs
Cost PS2033 | Unit Costs
Cost PS2034 | Unit Costs
Cost PS2035 | Unit Costs
Cost PS2036 | Unit Costs
Cost PS2037 | Unit Costs
Cost PS2038 | Unit Costs
Cost PS2039 | Unit Costs
Cost PS2040 | Unit Costs
Cost PS2041 | Unit Costs
Cost PS2042 | Unit Costs
Cost PS2043 | Unit Costs
Cost PS2044 | Unit Costs
Cost PS2045 | Unit Costs
Cost PS2046 | Unit Costs
Cost PS2047 | Unit Costs
Cost PS2048 | Unit Costs
Cost PS2049 | Unit Costs
Cost PS2050 | Unit Costs

## TimeSeriesDatedChanges
TimeSeries | ItemIndex | EffectiveDate | EndingDate | Value
Cost S2020 | 1 | 2020-01-01 | 2020-12-31 | 34.4268
Cost S2021 | 1 | 2021-01-01 | 2021-12-31 | 33.6309
Cost S2022 | 1 | 2022-01-01 | 2022-12-31 | 32.8029
Cost S2023 | 1 | 2023-01-01 | 2023-12-31 | 31.9417
Cost S2024 | 1 | 2024-01-01 | 2024-12-31 | 31.0464
Cost S2025 | 1 | 2025-01-01 | 2025-12-31 | 30.1159
Cost S2026 | 1 | 2026-01-01 | 2026-12-31 | 29.1491
Cost S2027 | 1 | 2027-01-01 | 2027-12-31 | 28.1451
Cost S2028 | 1 | 2028-01-01 | 2028-12-31 | 27.1027
Cost S2029 | 1 | 2029-01-01 | 2029-12-31 | 26.0208
Cost S2030 | 1 | 2030-01-01 | 2030-12-31 | 24.8982
Cost S2031 | 1 | 2031-01-01 | 2031-12-31 | 25.1158
Cost S2032 | 1 | 2032-01-01 | 2032-12-31 | 25.3338
Cost S2033 | 1 | 2033-01-01 | 2033-12-31 | 25.5519
Cost S2034 | 1 | 2034-01-01 | 2034-12-31 | 25.7703
Cost S2035 | 1 | 2035-01-01 | 2035-12-31 | 25.9887
Cost S2036 | 1 | 2036-01-01 | 2036-12-31 | 26.2071
Cost S2037 | 1 | 2037-01-01 | 2037-12-31 | 26.4255
Cost S2038 | 1 | 2038-01-01 | 2038-12-31 | 26.6438
Cost S2039 | 1 | 2039-01-01 | 2039-12-31 | 26.8618
Cost S2040 | 1 | 2040-01-01 | 2040-12-31 | 27.0795
Cost S2041 | 1 | 2041-01-01 | 2041-12-31 | 27.2968
Cost S2042 | 1 | 2042-01-01 | 2042-12-31 | 27.5136
Cost S2043 | 1 | 2043-01-01 | 2043-12-31 | 27.7299
Cost S2044 | 1 | 2044-01-01 | 2044-12-31 | 27.9454
Cost S2045 | 1 | 2045-01-01 | 2045-12-31 | 28.1602
Cost S2046 | 1 | 2046-01-01 | 2046-12-31 | 28.3741
Cost S2047 | 1 | 2047-01-01 | 2047-12-31 | 28.5869
Cost S2048 | 1 | 2048-01-01 | 2048-12-31 | 28.7987
Cost S2049 | 1 | 2049-01-01 | 2049-12-31 | 29.0091
Cost S2050 | 1 | 2050-01-01 | 2050-12-31 | 29.2183
Cost W2023 | 1 | 2023-01-01 | 2023-12-31 | 45.2527
Cost W2024 | 1 | 2024-01-01 | 2024-12-31 | 44.997
Cost W2025 | 1 | 2025-01-01 | 2025-12-31 | 44.7099
Cost W2026 | 1 | 2026-01-01 | 2026-12-31 | 44.39
Cost W2027 | 1 | 2027-01-01 | 2027-12-31 | 44.0361
Cost W2028 | 1 | 2028-01-01 | 2028-12-31 | 43.6469
Cost W2029 | 1 | 2029-01-01 | 2029-12-31 | 43.2209
Cost W2030 | 1 | 2030-01-01 | 2030-12-31 | 42.7567
Cost W2031 | 1 | 2031-01-01 | 2031-12-31 | 43.2775
Cost W2032 | 1 | 2032-01-01 | 2032-12-31 | 43.8007
Cost W2033 | 1 | 2033-01-01 | 2033-12-31 | 44.3262
Cost W2034 | 1 | 2034-01-01 | 2034-12-31 | 44.8537
Cost W2035 | 1 | 2035-01-01 | 2035-12-31 | 45.3833
Cost W2036 | 1 | 2036-01-01 | 2036-12-31 | 45.9146
Cost W2037 | 1 | 2037-01-01 | 2037-12-31 | 46.4475
Cost W2038 | 1 | 2038-01-01 | 2038-12-31 | 46.9818
Cost W2039 | 1 | 2039-01-01 | 2039-12-31 | 47.5174
Cost W2040 | 1 | 2040-01-01 | 2040-12-31 | 48.0539
Cost W2041 | 1 | 2041-01-01 | 2041-12-31 | 48.5913
Cost W2042 | 1 | 2042-01-01 | 2042-12-31 | 49.1293
Cost W2043 | 1 | 2043-01-01 | 2043-12-31 | 49.6677
Cost W2044 | 1 | 2044-01-01 | 2044-12-31 | 50.2062
Cost W2045 | 1 | 2045-01-01 | 2045-12-31 | 50.7446
Cost W2046 | 1 | 2046-01-01 | 2046-12-31 | 51.2825
Cost W2047 | 1 | 2047-01-01 | 2047-12-31 | 51.8198
Cost W2048 | 1 | 2048-01-01 | 2048-12-31 | 52.3562
Cost W2049 | 1 | 2049-01-01 | 2049-12-31 | 52.8913
Cost W2050 | 1 | 2050-01-01 | 2050-12-31 | 53.4249
Cost PS2021 | 1 | 2021-01-01 | 2021-12-31 | 28.4763
Cost PS2022 | 1 | 2022-01-01 | 2022-12-31 | 27.0677
Cost PS2023 | 1 | 2023-01-01 | 2023-12-31 | 26.0729
Cost PS2024 | 1 | 2024-01-01 | 2024-12-31 | 25.1528
Cost PS2025 | 1 | 2025-01-01 | 2025-12-31 | 24.2947
Cost PS2026 | 1 | 2026-01-01 | 2026-12-31 | 23.4876
Cost PS2027 | 1 | 2027-01-01 | 2027-12-31 | 22.7243
Cost PS2028 | 1 | 2028-01-01 | 2028-12-31 | 22.0019
Cost PS2029 | 1 | 2029-01-01 | 2029-12-31 | 21.3145
Cost PS2030 | 1 | 2030-01-01 | 2030-12-31 | 21.005
Cost PS2031 | 1 | 2031-01-01 | 2031-12-31 | 21.0005
Cost PS2032 | 1 | 2032-01-01 | 2032-12-31 | 21.0335
Cost PS2033 | 1 | 2033-01-01 | 2033-12-31 | 21.0789
Cost PS2034 | 1 | 2034-01-01 | 2034-12-31 | 21.1271
Cost PS2035 | 1 | 2035-01-01 | 2035-12-31 | 21.163
Cost PS2036 | 1 | 2036-01-01 | 2036-12-31 | 21.1911
Cost PS2037 | 1 | 2037-01-01 | 2037-12-31 | 21.2352
Cost PS2038 | 1 | 2038-01-01 | 2038-12-31 | 21.2691
Cost PS2039 | 1 | 2039-01-01 | 2039-12-31 | 21.3004
Cost PS2040 | 1 | 2040-01-01 | 2040-12-31 | 21.3433
Cost PS2041 | 1 | 2041-01-01 | 2041-12-31 | 21.3984
Cost PS2042 | 1 | 2042-01-01 | 2042-12-31 | 21.4343
Cost PS2043 | 1 | 2043-01-01 | 2043-12-31 | 21.4799
Cost PS2044 | 1 | 2044-01-01 | 2044-12-31 | 21.5235
Cost PS2045 | 1 | 2045-01-01 | 2045-12-31 | 21.5589
Cost PS2046 | 1 | 2046-01-01 | 2046-12-31 | 21.5859
Cost PS2047 | 1 | 2047-01-01 | 2047-12-31 | 21.6263
Cost PS2048 | 1 | 2048-01-01 | 2048-12-31 | 21.6614
Cost PS2049 | 1 | 2049-01-01 | 2049-12-31 | 21.6944
Cost PS2050 | 1 | 2050-01-01 | 2050-12-31 | 21.7218