## Summary of Returns
KENERGY CORP. | [7 empty] | 2019
Summary of Rates of Return by Class
|  |  | Pro Forma | Pro Forma |  |  | Pro Forma | Unitized
|  |  | Operating | Operating |  |  | Rate of Return | Rate of Return
# | Rate | Code | Revenue | Expenses | Margin | Rate Base | on Rate Base | on Rate Base
1 | Residential (Single and Three Phase) | 1 | 82257190.1292 | 84306531.3798 | -2049341.2507 | 153435563.1708 | -1.336% | -0.81073
2 | Commercial & All Other Single Phase | 3 | 15349896.7174 | 13763932.6971 | 1585964.0203 | 25682502.9656 | 6.175% | 3.7484
3 | Commercial Three Phase (< 1000 kW) | 5 | 19637908.4443 | 16949138.2503 | 2688770.194 | 16935302.9022 | 15.88% | 9.6372
4 | Commercial Three Phase (1001 kW +) | 7 | 7601499.8076 | 7261389.6346 | 340110.173 | 3901388.7056 | 8.718% | 5.2916
5 | Unmetered Lighting | 15 | 2170240.8451 | 1301050.7734 | 869190.0718 | 8531481.8179 | 10.19% | 6.1841
6 | 1 |  | 0 | 0 | 0 | 0 | 0% | 0
| 2 |  | 0 | 0 | 0 | 0 | 0% | 0
| 3 |  | 0 | 0 | 0 | 0 | 0% | 0
| 4 |  | 0 | 0 | 0 | 0 | 0% | 0
| 5 |  | 0 | 0 | 0 | 0 | 0% | 0
| 6 |  | 0 | 0 | 0 | 0 | #DIV/0! | #DIV/0!
| 7 |  | 0 | 0 | 0 | 0 | #DIV/0! | #DIV/0!
| 8 |  | 0 | 0 | 0 | 0 | #DIV/0! | #DIV/0!
6 | Total |  | 127016735.9436 | 123582042.7352 | 3434693.2084 | 208486239.562 | 1.647% | 1
After Proposed Rate Revisions
[7 empty] | Pro Forma | Unitized
|  |  | Share of | Share of |  |  | Rate of Return | Rate of Return
# | Rate | Code | Revenue | Energy |  |  | on Rate Base | on Rate Base
7 | Residential (Single and Three Phase) | 1 | 64.76% | 62.92% |  |  | 1.035% | 0.30511
8 | Commercial & All Other Single Phase | 3 | 12.08% | 10.72% |  |  | 6.16% | 1.8168
9 | Commercial Three Phase (< 1000 kW) | 5 | 15.46% | 16.96% |  |  | 15.87% | 4.6798
10 | Commercial Three Phase (1001 kW +) | 7 | 5.985% | 8.545% |  |  | 8.707% | 2.568
11 | Unmetered Lighting | 15 | 1.709% | 0.8567% |  |  | 10.22% | 3.0126
12 | 1 | 0 | 0% | 0% |  |  | 0% | 0
| 2 | 0 | 0% | 0% |  |  | 0% | 0
| 3 | 0 | 0% | 0% |  |  | 0% | 0
| 4 | 0 | 0% | 0% |  |  | 0% | 0
| 5 | 0 | 0% | 0% |  |  | #DIV/0! | #DIV/0!
| 6 |  | 0% |  |  |  | #DIV/0! | #DIV/0!
| 7 |  | 0% |  |  |  | #DIV/0! | #DIV/0!
| 8 |  | 0%
12 | Total |  | 100% | 100% |  |  | 3.391% | 1

## Summary of Rates
KENERGY CORP.
Summary of Cost-Based Rates
Classified Cost-Based Rates
|  |  | Customer | Energy | Demand
# | Rate | Code | $/Month | $/KWH | $/KW
1 | Residential (Single and Three Phase) | 1 | 25.6548 | 0.10794 | 0
2 | Commercial & All Other Single Phase | 3 | 24.918 | 0.098472 | 0
3 | Commercial Three Phase (< 1000 kW) | 5 | 63.5779 | 0.047767 | 11.3758
4 | Commercial Three Phase (1001 kW +) | 7 | 122.6709 | 0.047044 | 13.9993
5 | Unmetered Lighting | 15 | 0 | 0 | 0
6 | 1 | 0
7 | 2 | 0
8 | 3 | 0

## Func & Classif
ok
|  |  | Allocation | Total | Power Supply |  |  | Transmission |  | Station Equipment | Pri & Sec. Distr Plant |  |  | Customer Services |  |  | Meters |  | Lighting |  | Meter Reading Billing and Cust Acct Service |  | Load Management
Description |  | Name | Vector | System | Demand | Energy |  | Demand |  | Demand | Demand | Customer |  | Demand | Customer |  | Customer |  | Customer |  | Customer |  | Customer | Total Check | Status
Plant in Service
Intangible Plant
301 | ORGANIZATION | P301 | PT&D | 0 | 0 | 0 |  | 0 |  | 0 | 0 | 0 |  | 0 | 0 |  | 0 |  | 0 |  | 0 |  | 0 | 0 | ok
302 | FRANCHISES | P302 | PT&D | 19355.24 |  |  |  | 0 |  | 1697.3242 | 8074.6958 | 6161.2952 |  | 0 | 2192.8856 |  | 712.1672 |  | 516.872 |  | 0 |  | 0 | 19355.24 | ok
303 | MISC. INTANGIBLE | P303 | PT&D | 0 | 0 | 0 |  | 0 |  | 0 | 0 | 0 |  | 0 | 0 |  | 0 |  | 0 |  | 0 |  | 0 | 0 | ok
| Total Intangible Plant | PINT |  | 19355.24 | 0 | 0 |  | 0 |  | 1697.3242 | 8074.6958 | 6161.2952 |  | 0 | 2192.8856 |  | 712.1672 |  | 516.872 |  | 0 |  | 0 | 19355.24 | ok
Steam Production
310 | LAND AND LAND RIGHTS | P310 | F016 | 0 | 0 | 0 |  | 0 |  | 0 | 0 | 0 |  | 0 | 0 |  | 0 |  | 0 |  | 0 |  | 0 | 0 | ok
311 | STRUCTURES AND IMPROVEMENTS | P311 | F016 | 0 | 0 | 0 |  | 0 |  | 0 | 0 | 0 |  | 0 | 0 |  | 0 |  | 0 |  | 0 |  | 0 | 0 | ok
312 | BOILER PLANT EQUIPMENT | P312 | F016 | 0 | 0 | 0 |  | 0 |  | 0 | 0 | 0 |  | 0 | 0 |  | 0 |  | 0 |  | 0 |  | 0 | 0 | ok
313 | ENGINES AND ENGINE DRIVEN GENERATORS | P313 | F016 | 0 | 0 | 0 |  | 0 |  | 0 | 0 | 0 |  | 0 | 0 |  | 0 |  | 0 |  | 0 |  | 0 | 0 | ok
314 | TURBOGENERATOR UNITS | P314 | F016 | 0 | 0 | 0 |  | 0 |  | 0 | 0 | 0 |  | 0 | 0 |  | 0 |  | 0 |  | 0 |  | 0 | 0 | ok
315 | ACCESSORY ELEC EQUIP | P315 | F016 | 0 | 0 | 0 |  | 0 |  | 0 | 0 | 0 |  | 0 | 0 |  | 0 |  | 0 |  | 0 |  | 0 | 0 | ok
316 | MISC POWER PLANT EQUIPMENT | P316 | F016 | 0 | 0 | 0 |  | 0 |  | 0 | 0 | 0 |  | 0 | 0 |  | 0 |  | 0 |  | 0 |  | 0 | 0 | ok
317 | ASSET RETIREMENT COST FOR STEAM PROD | P317 | F016 | 0 | 0 | 0 |  | 0 |  | 0 | 0 | 0 |  | 0 | 0 |  | 0 |  | 0 |  | 0 |  | 0 | 0 | ok
| Total Steam Production Plant | PPROD |  | 0 | 0 | 0 |  | 0 |  | 0 | 0 | 0 |  | 0 | 0 |  | 0 |  | 0 |  | 0 |  | 0 | 0 | ok
Transmission
350 | LAND AND LAND RIGHTS | P350 | F011 | 0 | 0 | 0 |  | 0 |  | 0 | 0 | 0 |  | 0 | 0 |  | 0 |  | 0 |  | 0 |  | 0 | 0 | ok
352 | STRUCTURES AND IMPROVEMENTS | P352 | F011 | 0 | 0 | 0 |  | 0 |  | 0 | 0 | 0 |  | 0 | 0 |  | 0 |  | 0 |  | 0 |  | 0 | 0 | ok
353 | STATION EQUIPMENT | P353 | F011 | 0 | 0 | 0 |  | 0 |  | 0 | 0 | 0 |  | 0 | 0 |  | 0 |  | 0 |  | 0 |  | 0 | 0 | ok
354 | TOWERS AND FIXTURES | P354 | F011 | 0 | 0 | 0 |  | 0 |  | 0 | 0 | 0 |  | 0 | 0 |  | 0 |  | 0 |  | 0 |  | 0 | 0 | ok
355 | POLES AND FIXTURES | P355 | F011 | 0 | 0 | 0 |  | 0 |  | 0 | 0 | 0 |  | 0 | 0 |  | 0 |  | 0 |  | 0 |  | 0 | 0 | ok
356 | CONDUCTORS AND DEVICES | P356 | F011 | 0 | 0 | 0 |  | 0 |  | 0 | 0 | 0 |  | 0 | 0 |  | 0 |  | 0 |  | 0 |  | 0 | 0 | ok
359 | ROADS AND TRAILS | P359 | F011 | 0 | 0 | 0 |  | 0 |  | 0 | 0 | 0 |  | 0 | 0 |  | 0 |  | 0 |  | 0 |  | 0 | 0 | ok
| Total Transmission Plant | PTRAN |  | 0 | 0 | 0 |  | 0 |  | 0 | 0 | 0 |  | 0 | 0 |  | 0 |  | 0 |  | 0 |  | 0 | 0 | ok
Plant in Service (Continued)
Distribution
360 | LAND AND LAND RIGHTS | P360 | F001 | 901744.88 |  |  |  | 0 |  | 901744.88 | 0 | 0 |  | 0 | 0 |  | 0 |  | 0 |  | 0 |  | 0 | 901744.88 | ok
361 | STRUCTURES AND IMPROVEMENTS | P361 | F001 | 0 | 0 | 0 |  | 0 |  | 0 | 0 | 0 |  | 0 | 0 |  | 0 |  | 0 |  | 0 |  | 0 | 0 | ok
362 | STATION EQUIPMENT | P362 | F001 | 26679934.05 | 0 | 0 |  | 0 |  | 26679934.05 | 0 | 0 |  | 0 | 0 |  | 0 |  | 0 |  | 0 |  | 0 | 26679934.05 | ok
364 | POLES, TOWERS AND FIXTURES | P364 | F002 | 98938682.91 |  |  |  | 0 |  | 0 | 33801056.7277 | 65137626.1823 |  | 0 | 0 |  | 0 |  | 0 |  | 0 |  | 0 | 98938682.91 | ok
365 | OVERHEAD CONDUCTORS AND DEVICE | P365 | F003 | 65369746.93 |  |  |  | 0 |  | 0 | 55211288.2571 | 10158458.6729 |  | 0 | 0 |  | 0 |  | 0 |  | 0 |  | 0 | 65369746.93 | ok
366 | UNDERGROUND CONDUIT | P366 | F004 | 14166.24 |  |  |  | 0 |  | 0 | 11964.8063 | 2201.4337 |  | 0 | 0 |  | 0 |  | 0 |  | 0 |  | 0 | 14166.24 | ok
367 | UNDERGROUND CONDUCTORS AND DEV | P367 | F004 | 22598398.04 |  |  |  | 0 |  | 0 | 19086606.9846 | 3511791.0554 |  | 0 | 0 |  | 0 |  | 0 |  | 0 |  | 0 | 22598398.04 | ok
368 | LINE TRANSFORMERS | P368 | F005 | 44415207.44 |  |  |  | 0 |  | 0 | 23103654.3625 | 21311553.0775 |  | 0 | 0 |  | 0 |  | 0 |  | 0 |  | 0 | 44415207.44 | ok
369 | SERVICES | P369 | F006 | 35634598.89 |  |  |  | 0 |  | 0 | 0 | 0 |  | 0 | 35634598.89 |  | 0 |  | 0 |  | 0 |  | 0 | 35634598.89 | ok
370 | METERS | P370 | F007 | 11572783.77 | 0 | 0 |  | 0 |  | 0 | 0 | 0 |  | 0 | 0 |  | 11572783.77 |  | 0 |  | 0 |  | 0 | 11572783.77 | ok
371 | INSTALLATIONS ON CONSUMERS PRE | P371 | F013 | 6831582.85 |  |  |  | 0 |  | 0 | 0 | 0 |  | 0 | 0 |  | 0 |  | 6831582.85 |  | 0 |  | 0 | 6831582.85 | ok
372 | LEASED PROP. ON CONSUMERS PREMISES | P372 | F013 | 0 | 0 | 0 |  | 0 |  | 0 | 0 | 0 |  | 0 | 0 |  | 0 |  | 0 |  | 0 |  | 0 | 0 | ok
373 | STREET LIGHTING AND SIGNAL SYS | P373 | F008 | 1567635.29 |  |  |  | 0 |  | 0 | 0 | 0 |  | 0 | 0 |  | 0 |  | 1567635.29 |  | 0 |  | 0 | 1567635.29 | ok
| Total Distribution Plant | PDIST |  | 314524481.29 | 0 | 0 |  |  | 0 | 27581678.93 | 131214571.1381 | 100121630.4219 |  | 0 | 35634598.89 |  | 11572783.77 |  | 8399218.14 |  | 0 |  | 0 | 314524481.29 | ok
| Total Transmission and Distribution Plant | PT&D |  | 314524481.29 | 0 | 0 | 0 | 0 | 0 | 27581678.93 | 131214571.1381 | 100121630.4219 | 0 | 0 | 35634598.89 | 0 | 11572783.77 | 0 | 8399218.14 | 0 | 0 | 0 | 0 | 314524481.29 | ok
| Total Production, Transmission & Distribution Plant | PPT&D |  | 314524481.29 | 0 | 0 | 0 | 0 | 0 | 27581678.93 | 131214571.1381 | 100121630.4219 | 0 | 0 | 35634598.89 | 0 | 11572783.77 | 0 | 8399218.14 | 0 | 0 |  | 0 | 314524481.29 | ok
Plant in Service (Continued)
General Plant
389 | LAND AND LAND RIGHTS | P389 | PT&D | 501387.7 |  |  |  | 0 |  | 43968.3248 | 209170.9102 | 159605.2358 |  | 0 | 56805.5927 |  | 18448.33 |  | 13389.3064 |  | 0 |  | 0 | 501387.7 | ok
390 | STRUCTURES AND IMPROVEMENTS | P390 | PT&D | 10819827.38 | 0 | 0 |  | 0 |  | 948825.9981 | 4513858.5195 | 3444243.0482 |  | 0 | 1225851.187 |  | 398110.5769 |  | 288938.0503 |  | 0 |  | 0 | 10819827.38 | ok
391 | OFFICE FURNITURE AND EQUIPMENT | P391 | PT&D | 1498587.95 | 0 | 0 |  | 0 |  | 131416.0714 | 625186.8674 | 477040.9867 |  | 0 | 169785.1318 |  | 55139.855 |  | 40019.0378 |  | 0 |  | 0 | 1498587.95 | ok
392 | TRANSPORTATION EQUIPMENT | P392 | PT&D | 9134407.04 |  |  |  | 0 |  | 801025.9842 | 3810728.1743 | 2907728.2698 |  | 0 | 1034898.5543 |  | 336096.3099 |  | 243929.7475 |  | 0 |  | 0 | 9134407.04 | ok
393 | STORES EQUIPMENT | P393 | PT&D | 191663.23 |  |  |  | 0 |  | 16807.5746 | 79958.8268 | 61011.5785 |  | 0 | 21714.8194 |  | 7052.1605 |  | 5118.2702 |  | 0 |  | 0 | 191663.23 | ok
394 | TOOLS, SHOP & GARAGE EQUIPMENT | P394 | PT&D | 702528.79 | 0 | 0 |  | 0 |  | 61607.0439 | 293083.7482 | 223633.8729 |  | 0 | 79594.2228 |  | 25849.224 |  | 18760.6781 |  | 0 |  | 0 | 702528.79 | ok
395 | LABORATORY EQUIPMENT | P395 | PT&D | 449363.85 | 0 | 0 |  | 0 |  | 39406.1835 | 187467.394 | 143044.6404 |  | 0 | 50911.46 |  | 16534.1364 |  | 12000.0357 |  | 0 |  | 0 | 449363.85 | ok
396 | POWER OPERATED EQUIPMENT | P396 | PT&D | 1132136.6 | 0 | 0 |  | 0 |  | 99280.7558 | 472309.2391 | 360389.6326 |  | 0 | 128267.3878 |  | 41656.446 |  | 30233.1387 |  | 0 |  | 0 | 1132136.6 | ok
397 | COMMUNICATION EQUIPMENT | P397 | PT&D | 2084312.18 | 0 | 0 |  | 0 |  | 182780.142 | 869541.6258 | 663492.8159 |  | 0 | 236145.7785 |  | 76691.309 |  | 55660.5088 |  | 0 |  | 0 | 2084312.18 | ok
398 | MISCELLANEOUS EQUIPMENT | P398 | PT&D | 214985.25 | 0 | 0 |  | 0 |  | 18852.7587 | 89688.3997 | 68435.6069 |  | 0 | 24357.1283 |  | 7910.2835 |  | 5741.073 |  | 0 |  | 0 | 214985.25 | ok
399 | OTHER TANGIBLE PROPERTY | P399 | PT&D | 0 | 0 | 0 |  | 0 |  | 0 | 0 | 0 |  | 0 | 0 |  | 0 |  | 0 |  | 0 |  | 0 | 0 | ok
| Total General Plant | PGP |  | 26729199.97 | 0 | 0 |  | 0 |  | 2343970.8369 | 11150993.705 | 8508625.6876 |  | 0 | 3028331.2627 |  | 983488.6312 |  | 713789.8466 |  | 0 |  | 0 | 26729199.97 | ok
106 | COMPLETED CONSTR NOT CLASSIFIED | P106 | PT&D | 0 | 0 | 0 |  | 0 |  | 0 | 0 | 0 |  | 0 | 0 |  | 0 |  | 0 |  | 0 |  | 0 | 0 | ok
102 | ELECTRIC PLANT PURCHASED OR SOLD | P102 | PDIST | 0 | 0 | 0 |  | 0 |  | 0 | 0 | 0 |  | 0 | 0 |  | 0 |  | 0 |  | 0 |  | 0 | 0 | ok
114 | Electric Plant Acquisition Adjustment |  | PPROD | 0 | 0 | 0 |  | 0 |  | 0 | 0 | 0 |  | 0 | 0 |  | 0 |  | 0 |  | 0 |  | 0 | 0 | ok
| Total Plant in Service | TPIS |  | 341273036.5 | 0 | 0 |  | 0 |  | 29927347.0911 | 142373639.5389 | 108636417.4047 |  | 0 | 38665123.0383 |  | 12556984.5684 |  | 9113524.8586 |  | 0 |  | 0 | 341273036.5 | ok
Construction Work in Progress (CWIP)
| CWIP Production | CWIP1 | PPROD | 0 | 0 | 0 |  | 0 |  | 0 | 0 | 0 |  | 0 | 0 |  | 0 |  | 0 |  | 0 |  | 0 | 0 | ok
| CWIP Transmission | CWIP2 | PTRAN | 0 | 0 | 0 |  | 0 |  | 0 | 0 | 0 |  | 0 | 0 |  | 0 |  | 0 |  | 0 |  | 0 | 0 | ok
| CWIP Distribution | CWIP3 | PDIST | 1059849.09 | 0 | 0 |  | 0 |  | 92941.6279 | 442152.0488 | 337378.5673 |  | 0 | 120077.4485 |  | 38996.6603 |  | 28302.7371 |  | 0 |  | 0 | 1059849.09 | ok
| CWIP General Plant | CWIP4 | PGP | 0 | 0 | 0 |  | 0 |  | 0 | 0 | 0 |  | 0 | 0 |  | 0 |  | 0 |  | 0 |  | 0 | 0 | ok
| CWIP Other | CWIP5 | PDIST | 0 | 0 | 0 |  | 0 |  | 0 | 0 | 0 |  | 0 | 0 |  | 0 |  | 0 |  | 0 |  | 0 | 0 | ok
Total Construction Work in Progress |  | TCWIP |  | 1059849.09 | 0 | 0 |  | 0 |  | 92941.6279 | 442152.0488 | 337378.5673 |  | 0 | 120077.4485 |  | 38996.6603 |  | 28302.7371 |  | 0 |  | 0 | 1059849.09 | ok
Total Utility Plant |  |  |  | 342332885.59 | 0 | 0 |  | 0 |  | 30020288.719 | 142815791.5878 | 108973795.972 |  | 0 | 38785200.4869 |  | 12595981.2287 |  | 9141827.5957 |  | 0 |  | 0 | 342332885.59 | ok
Rate Base
Utility Plant
Plant in Service |  |  |  | 341273036.5 | 0 | 0 |  | 0 |  | 29927347.0911 | 142373639.5389 | 108636417.4047 |  | 0 | 38665123.0383 |  | 12556984.5684 |  | 9113524.8586 |  | 0 |  | 0 | 341273036.5 | ok
Construction Work in Progress (CWIP) |  |  |  | 1059849.09 | 0 | 0 |  | 0 |  | 92941.6279 | 442152.0488 | 337378.5673 |  | 0 | 120077.4485 |  | 38996.6603 |  | 28302.7371 |  | 0 |  | 0 | 1059849.09 | ok
Total Utility Plant |  | TUP |  | 342332885.59 | 0 | 0 |  | 0 |  | 30020288.719 | 142815791.5878 | 108973795.972 |  | 0 | 38785200.4869 |  | 12595981.2287 |  | 9141827.5957 |  | 0 |  | 0 | 342332885.59 | ok
Less: Acummulated Provision for Depreciation
Electric Plant Amortization |  | ADEPREPA | TUP |  | 0 | 0 |  | 0 |  | 0 | 0 | 0 |  | 0 | 0 |  | 0 |  | 0 |  | 0 |  | 0 | 0 | ok
Retirement Work in Progress |  | RWIP | PDIST | -192953.69 | 0 | 0 |  | 0 |  | -16920.7392 | -80497.186 | -61422.3667 |  | 0 | -21861.0244 |  | -7099.6424 |  | -5152.7313 |  | 0 |  | 0 | -192953.69 | ok
Steam Production |  | ADEPRPP | PPROD | 0 | 0 | 0 |  | 0 |  | 0 | 0 | 0 |  | 0 | 0 |  | 0 |  | 0 |  | 0 |  | 0 | 0 | ok
Transmission |  | ADEPRTP | PTRAN | 0 | 0 | 0 |  | 0 |  | 0 | 0 | 0 |  | 0 | 0 |  | 0 |  | 0 |  | 0 |  | 0 | 0 | ok
Distribution |  | ADEPRD12 | PDIST | 0 | 0 | 0 |  | 0 |  | 0 | 0 | 0 |  | 0 | 0 |  | 0 |  | 0 |  | 0 |  | 0 | 0 | ok
Dist-Structures |  | ADEPRD1 | P361 | 0 | 0 | 0 |  | 0 |  | 0 | 0 | 0 |  | 0 | 0 |  | 0 |  | 0 |  | 0 |  | 0 | 0 | ok
Dist-Station |  | ADEPRD2 | P362 | 11131900.42 | 0 | 0 |  | 0 |  | 11131900.42 | 0 | 0 |  | 0 | 0 |  | 0 |  | 0 |  | 0 |  | 0 | 11131900.42 | ok
Dist-Poles and Fixtures |  | ADEPRD3 | P364 | 43132694.63 |  |  |  | 0 |  | 0 | 14735699.0726 | 28396995.5574 |  | 0 | 0 |  | 0 |  | 0 |  | 0 |  | 0 | 43132694.63 | ok
Dist-OH Conductor |  | ADEPRD4 | P365 | 27829587.83 |  |  |  | 0 |  | 0 | 23504869.8812 | 4324717.9488 |  | 0 | 0 |  | 0 |  | 0 |  | 0 |  | 0 | 27829587.83 | ok
Dist-UG Conduit |  | ADEPRD5 | P366 | 14123.79 |  |  |  | 0 |  | 0 | 11928.953 | 2194.837 |  | 0 | 0 |  | 0 |  | 0 |  | 0 |  | 0 | 14123.79 | ok
Dist-UG Conductor |  | ADEPRD6 | P367 | 7785458.04 |  |  |  | 0 |  | 0 | 6575597.8606 | 1209860.1794 |  | 0 | 0 |  | 0 |  | 0 |  | 0 |  | 0 | 7785458.04 | ok
Dist-Line Transformers |  | ADEPRD7 | P368 | 13378531.42 |  |  |  | 0 |  | 0 | 6959169.6993 | 6419361.7207 |  | 0 | 0 |  | 0 |  | 0 |  | 0 |  | 0 | 13378531.42 | ok
Dist-Services |  | ADEPRD8 | P369 | 15660475.95 |  |  |  | 0 |  | 0 | 0 | 0 |  | 0 | 15660475.95 |  | 0 |  | 0 |  | 0 |  | 0 | 15660475.95 | ok
Dist-Meters |  | ADEPRD9 | P370 | 3582157.97 |  |  |  | 0 |  | 0 | 0 | 0 |  | 0 | 0 |  | 3582157.97 |  | 0 |  | 0 |  | 0 | 3582157.97 | ok
Dist-Installations on Customer Premises |  | ADEPRD10 | P371 | 451531.13 |  |  |  | 0 |  | 0 | 0 | 0 |  | 0 | 0 |  | 0 |  | 451531.13 |  | 0 |  | 0 | 451531.13 | ok
Dist-Lighting & Signal Systems |  | ADEPRD11 | P373 | 248155.04 |  |  |  | 0 |  | 0 | 0 | 0 |  | 0 | 0 |  | 0 |  | 248155.04 |  | 0 |  | 0 | 248155.04 | ok
Accum Amtz - Electric Plant Acquisition |  |  | PGP | 0 | 0 | 0 |  | 0 |  | 0 | 0 | 0 |  | 0 | 0 |  | 0 |  | 0 |  | 0 |  | 0 | 0 | ok
Accum Amtz - Electric Plant in Service |  |  | PGP | 19355.24 |  |  |  | 0 |  | 1697.3242 | 8074.6958 | 6161.2952 |  | 0 | 2192.8856 |  | 712.1672 |  | 516.872 |  | 0 |  | 0 | 19355.24 | ok
General Plant |  |  | PGP | 14409961.43 | 0 | 0 |  | 0 |  | 1263656.5775 | 6011604.8881 | 4587079.6027 |  | 0 | 1632601.6769 |  | 530207.9097 |  | 384810.7751 |  | 0 |  | 0 | 14409961.43 | ok
Total Accumulated Depreciation & Amort |  | TADEPR |  | 137450979.2 | 0 | 0 |  | 0 |  | 12380333.5825 | 57726447.8647 | 44884948.7744 |  | 0 | 17273409.4882 |  | 4105978.4045 |  | 1079861.0858 |  | 0 |  | 0 | 137450979.2 | ok
Net Utility Plant |  | NTPLANT |  | 204881906.39 | 0 | 0 |  | 0 |  | 17639955.1366 | 85089343.7231 | 64088847.1976 |  | 0 | 21511790.9987 |  | 8490002.8242 |  | 8061966.5099 |  | 0 |  | 0 | 204881906.39 | ok
Working Capital
Cash Working Capital - Operation and Maintenance Expenses |  | CWC | OMLPP | 2545785.3713 | 0 | 0 |  | 0 |  | 205019.7604 | 1282477.6318 | 374118.6268 |  | 0 | 71942.7254 |  | 41976.7936 |  | 23384.247 |  | 546865.5862 |  | 0 | 2545785.3712 | ok
Materials and Supplies (13-Month Avg) |  | M&S | TPIS | 1725599.7669 | 0 | 0 |  | 0 |  | 151323.479 | 719892.5579 | 549304.9743 |  | 0 | 195504.8309 |  | 63492.6505 |  | 46081.2742 |  | 0 |  | 0 | 1725599.7669 | ok
Prepayments (13-Month Average) |  | PREPAY | TPIS | 787359.1138 | 0 | 0 |  | 0 |  | 69046.092 | 328473.5994 | 250637.6543 |  | 0 | 89205.2221 |  | 28970.5168 |  | 21026.0293 |  | 0 |  | 0 | 787359.1138 | ok
Total Working Capital |  | TWC |  | 5058744.252 | 0 | 0 |  | 0 |  | 425389.3314 | 2330843.7891 | 1174061.2554 |  | 0 | 356652.7784 |  | 134439.9609 |  | 90491.5505 |  | 546865.5862 |  | 0 | 5058744.252 | ok
Deferred Debits & Credits
1 |  | DDEB1 | PDIST | 0 | 0 | 0 |  | 0 |  | 0 | 0 | 0 |  | 0 | 0 |  | 0 |  | 0 |  | 0 |  | 0 | 0 | ok
2 |  | DDEB2 | PDIST | 0 | 0 | 0 |  | 0 |  | 0 | 0 | 0 |  | 0 | 0 |  | 0 |  | 0 |  | 0 |  | 0 | 0 | ok
3 |  | DDEB3 | PDIST | 0 | 0 | 0 |  | 0 |  | 0 | 0 | 0 |  | 0 | 0 |  | 0 |  | 0 |  | 0 |  | 0 | 0 | ok
4 |  | DCRED1 | PDIST | 0 | 0 | 0 |  | 0 |  | 0 | 0 | 0 |  | 0 | 0 |  | 0 |  | 0 |  | 0 |  | 0 | 0 | ok
Total Deferred Debits & Credits |  |  |  | 0 | 0 | 0 |  | 0 |  | 0 | 0 | 0 |  | 0 | 0 |  | 0 |  | 0 |  | 0 |  | 0 | 0 | ok
Less: Customer Deposits |  | CSTDEP | TPIS | 1454411.08 | 0 | 0 |  | 0 |  | 127542.0574 | 606756.9855 | 462978.2967 |  | 0 | 164780.0363 |  | 53514.3874 |  | 38839.3167 |  | 0 |  | 0 | 1454411.08 | ok
Net Rate Base |  | RB |  | 208486239.562 | 0 | 0 |  | 0 |  | 17937802.4106 | 86813430.5268 | 64799930.1562 |  | 0 | 21703663.7408 |  | 8570928.3978 |  | 8113618.7437 |  | 546865.5862 |  | 0 | 208486239.562 | ok
Operation and Maintenance Expenses
Steam Power Production Operations Expense
500 | OPERATION SUPV AND ENGINEERING | OM500 | PPROD | 0 | 0 | 0 |  | 0 |  | 0 | 0 | 0 |  | 0 | 0 |  | 0 |  | 0 |  | 0 |  | 0 | 0 | ok
501 | FUEL | OM501 | F017 | 0 | 0 | 0 |  | 0 |  | 0 | 0 | 0 |  | 0 | 0 |  | 0 |  | 0 |  | 0 |  | 0 | 0 | ok
502 | STEAM EXPENSES | OM502 | F016 | 0 | 0 | 0 |  | 0 |  | 0 | 0 | 0 |  | 0 | 0 |  | 0 |  | 0 |  | 0 |  | 0 | 0 | ok
503 | STEAM FROM OTHER SOURCES | OM503 | F016 | 0 | 0 | 0 |  | 0 |  | 0 | 0 | 0 |  | 0 | 0 |  | 0 |  | 0 |  | 0 |  | 0 | 0 | ok
504 | STEAM TRANSFERRED - CREDIT | OM504 | F016 | 0 | 0 | 0 |  | 0 |  | 0 | 0 | 0 |  | 0 | 0 |  | 0 |  | 0 |  | 0 |  | 0 | 0 | ok
505 | ELECTRIC EXPENSES | OM505 | F016 | 0 | 0 | 0 |  | 0 |  | 0 | 0 | 0 |  | 0 | 0 |  | 0 |  | 0 |  | 0 |  | 0 | 0 | ok
506 | MISC STEAM POWER EXPENSES | OM506 | F016 | 0 | 0 | 0 |  | 0 |  | 0 | 0 | 0 |  | 0 | 0 |  | 0 |  | 0 |  | 0 |  | 0 | 0 | ok
507 | RENTS | OM507 | F016 | 0 | 0 | 0 |  | 0 |  | 0 | 0 | 0 |  | 0 | 0 |  | 0 |  | 0 |  | 0 |  | 0 | 0 | ok
509 | ALLOWANCES | OM509 | F017 | 0 | 0 | 0 |  | 0 |  | 0 | 0 | 0 |  | 0 | 0 |  | 0 |  | 0 |  | 0 |  | 0 | 0 | ok
Total Steam Production Operation Expense |  | OMPO |  | 0 | 0 | 0 |  | 0 |  | 0 | 0 | 0 |  | 0 | 0 |  | 0 |  | 0 |  | 0 |  | 0 | 0 | ok
Steam Power Production Maintenance Expense
510 | MAINENANCE SUPV AND ENGINEERING | OM510 | F017 | 0 | 0 | 0 |  | 0 |  | 0 | 0 | 0 |  | 0 | 0 |  | 0 |  | 0 |  | 0 |  | 0 | 0 | ok
511 | MAINTENANCE OF STRUCTURES | OM511 | F016 | 0 | 0 | 0 |  | 0 |  | 0 | 0 | 0 |  | 0 | 0 |  | 0 |  | 0 |  | 0 |  | 0 | 0 | ok
512 | MAINTENANCE OF BOILER PLANT | OM512 | F017 | 0 | 0 | 0 |  | 0 |  | 0 | 0 | 0 |  | 0 | 0 |  | 0 |  | 0 |  | 0 |  | 0 | 0 | ok
513 | MAINTENANCE OF ELECTRIC PLANT | OM513 | F017 | 0 | 0 | 0 |  | 0 |  | 0 | 0 | 0 |  | 0 | 0 |  | 0 |  | 0 |  | 0 |  | 0 | 0 | ok
514 | MAINTENANCE OF MISC STEAM PLANT | OM514 | F016 | 0 | 0 | 0 |  | 0 |  | 0 | 0 | 0 |  | 0 | 0 |  | 0 |  | 0 |  | 0 |  | 0 | 0 | ok
Total Steam Production Maintenance Expense |  | OMPM |  | 0 | 0 | 0 |  | 0 |  | 0 | 0 | 0 |  | 0 | 0 |  | 0 |  | 0 |  | 0 |  | 0 | 0 | ok
Total Steam Production Operation and Maintenance Expenses |  | OMP |  | 0 | 0 | 0 |  | 0 |  | 0 | 0 | 0 |  | 0 | 0 |  | 0 |  | 0 |  | 0 |  | 0 | 0 | ok
Operation and Maintenance Expenses (Continued)
Purchased Power
555 | PURCHASED POWER | OM555 | OMPP | 93259772 | 33317462.7566 | 59942309.2434 |  | 0 |  | 0 | 0 | 0 |  | 0 | 0 |  | 0 |  | 0 |  | 0 |  | 0 | 93259772 | ok
556 | SYSTEM CONTROL & LOAD DISPATCHING | OM556 | OMPP | 0 | 0 | 0 |  | 0 |  | 0 | 0 | 0 |  | 0 | 0 |  | 0 |  | 0 |  | 0 |  | 0 | 0 | ok
557 | OTHER EXPENSES | OM557 | OMPP | 0 | 0 | 0 |  | 0 |  | 0 | 0 | 0 |  | 0 | 0 |  | 0 |  | 0 |  | 0 |  | 0 | 0 | ok
559 | RENEWABLE ENERGY CR EXP | OM559 | OMPP | 0 | 0 | 0 |  | 0 |  | 0 | 0 | 0 |  | 0 | 0 |  | 0 |  | 0 |  | 0 |  | 0 | 0 | ok
Total Purchased Power |  | TPP |  | 93259772 | 33317462.7566 | 59942309.2434 |  | 0 |  | 0 | 0 | 0 |  | 0 | 0 |  | 0 |  | 0 |  | 0 |  | 0 | 93259772 | ok
Transmission Expenses
560 | OPERATION SUPERVISION AND ENG | OM560 | PTRAN | 0 | 0 | 0 |  | 0 |  | 0 | 0 | 0 |  | 0 | 0 |  | 0 |  | 0 |  | 0 |  | 0 | 0 | ok
561 | LOAD DISPATCHING | OM561 | PTRAN | 0 | 0 | 0 |  | 0 |  | 0 | 0 | 0 |  | 0 | 0 |  | 0 |  | 0 |  | 0 |  | 0 | 0 | ok
562 | STATION EXPENSES | OM562 | PTRAN | 0 | 0 | 0 |  | 0 |  | 0 | 0 | 0 |  | 0 | 0 |  | 0 |  | 0 |  | 0 |  | 0 | 0 | ok
563 | OVERHEAD LINE EXPENSES | OM563 | PTRAN | 0 | 0 | 0 |  | 0 |  | 0 | 0 | 0 |  | 0 | 0 |  | 0 |  | 0 |  | 0 |  | 0 | 0 | ok
564 | UNDERGROUND LINE EXPENSES | OM564 | PTRAN | 0 | 0 | 0 |  | 0 |  | 0 | 0 | 0 |  | 0 | 0 |  | 0 |  | 0 |  | 0 |  | 0 | 0 | ok
565 | TRANSMISION OF ELEC BY OTHERS | OM565 | PTRAN | 0 | 0 | 0 |  | 0 |  | 0 | 0 | 0 |  | 0 | 0 |  | 0 |  | 0 |  | 0 |  | 0 | 0 | ok
566 | MISC. TRANSMISSION EXPENSES | OM566 | PTRAN | 0 | 0 | 0 |  | 0 |  | 0 | 0 | 0 |  | 0 | 0 |  | 0 |  | 0 |  | 0 |  | 0 | 0 | ok
567 | RENTS | OM567 | PTRAN | 0 | 0 | 0 |  | 0 |  | 0 | 0 | 0 |  | 0 | 0 |  | 0 |  | 0 |  | 0 |  | 0 | 0 | ok
568 | MAINTENANCE SUPERVISION AND ENG | OM568 | PTRAN | 0 | 0 | 0 |  | 0 |  | 0 | 0 | 0 |  | 0 | 0 |  | 0 |  | 0 |  | 0 |  | 0 | 0 | ok
569 | MAINTENANCE OF STRUCTURES | OM569 | PTRAN | 0 | 0 | 0 |  | 0 |  | 0 | 0 | 0 |  | 0 | 0 |  | 0 |  | 0 |  | 0 |  | 0 | 0 | ok
570 | MAINT OF STATION EQUIPMENT | OM570 | PTRAN | 0 | 0 | 0 |  | 0 |  | 0 | 0 | 0 |  | 0 | 0 |  | 0 |  | 0 |  | 0 |  | 0 | 0 | ok
571 | MAINT OF OVERHEAD LINES | OM571 | PTRAN | 0 | 0 | 0 |  | 0 |  | 0 | 0 | 0 |  | 0 | 0 |  | 0 |  | 0 |  | 0 |  | 0 | 0 | ok
572 | MAINT OF UNDERGROUND LINES | OM572 | PTRAN | 0 | 0 | 0 |  | 0 |  | 0 | 0 | 0 |  | 0 | 0 |  | 0 |  | 0 |  | 0 |  | 0 | 0 | ok
573 | MAINT MISC | OM573 | PTRAN | 0 | 0 | 0 |  | 0 |  | 0 | 0 | 0 |  | 0 | 0 |  | 0 |  | 0 |  | 0 |  | 0 | 0 | ok
574 | MAINT OF TRANS PLANT | OM574 | PTRAN | 0 | 0 | 0 |  | 0 |  | 0 | 0 | 0 |  | 0 | 0 |  | 0 |  | 0 |  | 0 |  | 0 | 0 | ok
Total Transmission Expenses |  |  |  | 0 | 0 | 0 |  | 0 |  | 0 | 0 | 0 |  | 0 | 0 |  | 0 |  | 0 |  | 0 |  | 0 | 0 | ok
Distribution Operation Expense
580 | OPERATION SUPERVISION AND ENGI | OM580 | PDIST | 0 | 0 | 0 |  | 0 |  | 0 | 0 | 0 |  | 0 | 0 |  | 0 |  | 0 |  | 0 |  | 0 | 0 | ok
581 | LOAD DISPATCHING | OM581 | P362 | 0 | 0 | 0 |  | 0 |  | 0 | 0 | 0 |  | 0 | 0 |  | 0 |  | 0 |  | 0 |  | 0 | 0 | ok
582 | STATION EXPENSES | OM582 | P362 | 305059.96 | 0 | 0 |  | 0 |  | 305059.96 | 0 | 0 |  | 0 | 0 |  | 0 |  | 0 |  | 0 |  | 0 | 305059.96 | ok
583 | OVERHEAD LINE EXPENSES | OM583 | P365 | 937866.06 |  |  |  | 0 |  | 0 | 792121.6743 | 145744.3857 |  | 0 | 0 |  | 0 |  | 0 |  | 0 |  | 0 | 937866.06 | ok
584 | UNDERGROUND LINE EXPENSES | OM584 | P367 | 143008.17 |  |  |  | 0 |  | 0 | 120784.7004 | 22223.4696 |  | 0 | 0 |  | 0 |  | 0 |  | 0 |  | 0 | 143008.17 | ok
585 | STREET LIGHTING EXPENSE | OM585 | P371 | 0 | 0 | 0 |  | 0 |  | 0 | 0 | 0 |  | 0 | 0 |  | 0 |  | 0 |  | 0 |  | 0 | 0 | ok
586 | METER EXPENSES | OM586 | P370 | 22675.28 |  |  |  | 0 |  | 0 | 0 | 0 |  | 0 | 0 |  | 22675.28 |  | 0 |  | 0 |  | 0 | 22675.28 | ok
586 | METER EXPENSES - LOAD MANAGEMENT | OM586x | F012 | 0 | 0 | 0 |  | 0 |  | 0 | 0 | 0 |  | 0 | 0 |  | 0 |  | 0 |  | 0 |  | 0 | 0 | ok
587 | CUSTOMER INSTALLATIONS EXPENSE | OM587 | P369 | 60094.37 |  |  |  | 0 |  | 0 | 0 | 0 |  | 0 | 60094.37 |  | 0 |  | 0 |  | 0 |  | 0 | 60094.37 | ok
588 | MISCELLANEOUS DISTRIBUTION EXP | OM588 | PDIST | 2744310.62 | 0 | 0 |  | 0 |  | 240657.5606 | 1144882.3939 | 873588.1307 |  | 0 | 310921.4512 |  | 100975.6483 |  | 73285.4354 |  | 0 |  | 0 | 2744310.62 | ok
588 | MISC DISTR EXP -- MAPPING | OM588x | F015 | 0 | 0 | 0 |  | 0 |  | 0 | 0 | 0 |  | 0 | 0 |  | 0 |  | 0 |  | 0 |  | 0 | 0 | ok
589 | RENTS | OM589 | PDIST | 0 | 0 | 0 |  | 0 |  | 0 | 0 | 0 |  | 0 | 0 |  | 0 |  | 0 |  | 0 |  | 0 | 0 | ok
Total Distribution Operation Expense |  | OMDO |  | 4213014.46 | 0 | 0 |  | 0 |  | 545717.5206 | 2057788.7685 | 1041555.986 |  | 0 | 371015.8212 |  | 123650.9283 |  | 73285.4354 |  | 0 |  | 0 | 4213014.46 | ok
Operation and Maintenance Expenses (Continued)
Distribution Maintenance Expense
590 | MAINTENANCE SUPERVISION AND EN | OM590 | PDIST | 0 | 0 | 0 |  | 0 |  | 0 | 0 | 0 |  | 0 | 0 |  | 0 |  | 0 |  | 0 |  | 0 | 0 | ok
592 | MAINTENANCE OF STATION EQUIPME | OM592 | P362 | 754445.91 | 0 | 0 |  | 0 |  | 754445.91 | 0 | 0 |  | 0 | 0 |  | 0 |  | 0 |  | 0 |  | 0 | 754445.91 | ok
593 | MAINTENANCE OF OVERHEAD LINES | OM593 | P365 | 6911734.08 | 0 | 0 |  | 0 |  | 0 | 5837650.604 | 1074083.476 |  | 0 | 0 |  | 0 |  | 0 |  | 0 |  | 0 | 6911734.08 | ok
594 | MAINTENANCE OF UNDERGROUND LIN | OM594 | P367 | 407613.53 |  |  |  | 0 |  | 0 | 344270.3874 | 63343.1426 |  | 0 | 0 |  | 0 |  | 0 |  | 0 |  | 0 | 407613.53 | ok
595 | MAINTENANCE OF LINE TRANSFORME | OM595 | P368 | 34429.46 |  |  |  | 0 |  | 0 | 17909.3241 | 16520.1359 |  | 0 | 0 |  | 0 |  | 0 |  | 0 |  | 0 | 34429.46 | ok
596 | MAINTENANCE OF ST LIGHTS & SIG SYSTEMS | OM596 | P373 | 45766.06 |  |  |  | 0 |  | 0 | 0 | 0 |  | 0 | 0 |  | 0 |  | 45766.06 |  | 0 |  | 0 | 45766.06 | ok
597 | MAINTENANCE OF METERS | OM597 | P370 | 114381.66 |  |  |  | 0 |  | 0 | 0 | 0 |  | 0 | 0 |  | 114381.66 |  | 0 |  | 0 |  | 0 | 114381.66 | ok
598 | MAINTENANCE OF MISC DISTR PLANT | OM598 | PDIST | 288866.31 |  |  |  | 0 |  | 25331.6301 | 120510.3934 | 91953.9421 |  | 0 | 32727.6117 |  | 10628.7031 |  | 7714.0296 |  | 0 |  | 0 | 288866.31 | ok
Total Distribution Maintenance Expense |  | OMDM |  | 8557237.01 | 0 | 0 |  | 0 |  | 779777.5401 | 6320340.7089 | 1245900.6966 |  | 0 | 32727.6117 |  | 125010.3631 |  | 53480.0896 |  | 0 |  | 0 | 8557237.01 | ok
Total Distribution Operation and Maintenance Expenses |  |  |  | 12770251.47 | 0 | 0 |  | 0 |  | 1325495.0607 | 8378129.4774 | 2287456.6826 |  | 0 | 403743.4329 |  | 248661.2914 |  | 126765.5249 |  | 0 |  | 0 | 12770251.47 | ok
Transmission and Distribution Expenses |  |  |  | 12770251.47 | 0 | 0 |  | 0 |  | 1325495.0607 | 8378129.4774 | 2287456.6826 |  | 0 | 403743.4329 |  | 248661.2914 |  | 126765.5249 |  | 0 |  | 0 | 12770251.47 | ok
Steam Production, Transmission and Distribution Expenses |  |  |  | 12770251.47 | 0 | 0 |  | 0 |  | 1325495.0607 | 8378129.4774 | 2287456.6826 |  | 0 | 403743.4329 |  | 248661.2914 |  | 126765.5249 |  | 0 |  | 0 | 12770251.47 | ok
Production, Purchased Power, Trans and Distr Expenses |  | OMSUB |  | 106030023.47 | 33317462.7566 | 59942309.2434 |  | 0 |  | 1325495.0607 | 8378129.4774 | 2287456.6826 |  | 0 | 403743.4329 |  | 248661.2914 |  | 126765.5249 |  | 0 |  | 0 | 106030023.47 | ok
Customer Accounts Expense
901 | SUPERVISION/CUSTOMER ACCTS | OM901 | F009 | 0 | 0 | 0 |  | 0 |  | 0 | 0 | 0 |  | 0 | 0 |  | 0 |  | 0 |  | 0 |  | 0 | 0 | ok
902 | METER READING EXPENSES | OM902 | F009 | 0 | 0 | 0 |  | 0 |  | 0 | 0 | 0 |  | 0 | 0 |  | 0 |  | 0 |  | 0 |  | 0 | 0 | ok
903 | RECORDS AND COLLECTION | OM903 | F009 | 3325279.84 |  |  |  | 0 |  | 0 | 0 | 0 |  | 0 | 0 |  | 0 |  | 0 |  | 3325279.84 |  | 0 | 3325279.84 | ok
904 | UNCOLLECTIBLE ACCOUNTS | OM904 | F009 | 53269.59 |  |  |  | 0 |  | 0 | 0 | 0 |  | 0 | 0 |  | 0 |  | 0 |  | 53269.59 |  | 0 | 53269.59 | ok
905 | MISC CUST ACCOUNTS | OM903 | F009 | 0 | 0 | 0 |  | 0 |  | 0 | 0 | 0 |  | 0 | 0 |  | 0 |  | 0 |  | 0 |  | 0 | 0 | ok
Total Customer Accounts Expense |  | OMCA |  | 3378549.43 | 0 | 0 |  | 0 |  | 0 | 0 | 0 |  | 0 | 0 |  | 0 |  | 0 |  | 3378549.43 |  | 0 | 3378549.43 | ok
Customer Service Expense
907 | SUPERVISION | OM907 | F010 | 0 | 0 | 0 |  | 0 |  | 0 | 0 | 0 |  | 0 | 0 |  | 0 |  | 0 |  | 0 |  | 0 | 0 | ok
908 | CUSTOMER ASSISTANCE EXPENSES | OM908 | F010 | 313024.73 |  | 0 |  | 0 |  | 0 | 0 | 0 |  | 0 | 0 |  | 0 |  | 0 |  | 313024.73 |  | 0 | 313024.73 | ok
908 | CUSTOMER ASSISTANCE EXP-LOAD MGMT | OM908x | F012 | 0 | 0 | 0 |  | 0 |  | 0 | 0 | 0 |  | 0 | 0 |  | 0 |  | 0 |  | 0 |  | 0 | 0 | ok
909 | INFORMATIONAL AND INSTRUCTIONA | OM909 | F010 | 0 | 0 | 0 |  | 0 |  | 0 | 0 | 0 |  | 0 | 0 |  | 0 |  | 0 |  | 0 |  | 0 | 0 | ok
909 | INFORM AND INSTRUC -LOAD MGMT | OM909x | F012 | 0 | 0 | 0 |  | 0 |  | 0 | 0 | 0 |  | 0 | 0 |  | 0 |  | 0 |  | 0 |  | 0 | 0 | ok
910 | MISCELLANEOUS CUSTOMER SERVICE | OM910 | F010 | 0 | 0 | 0 |  | 0 |  | 0 | 0 | 0 |  | 0 | 0 |  | 0 |  | 0 |  | 0 |  | 0 | 0 | ok
911 | SUPERVISION | OM911 | F010 | 0 | 0 | 0 |  | 0 |  | 0 | 0 | 0 |  | 0 | 0 |  | 0 |  | 0 |  | 0 |  | 0 | 0 | ok
912 | DEMONSTRATION AND SELLING EXP | OM912 | F012 | 0 | 0 | 0 |  | 0 |  | 0 | 0 | 0 |  | 0 | 0 |  | 0 |  | 0 |  | 0 |  | 0 | 0 | ok
913 | ADVERTISING EXPENSES | OM913 | F012 | 0 | 0 | 0 |  | 0 |  | 0 | 0 | 0 |  | 0 | 0 |  | 0 |  | 0 |  | 0 |  | 0 | 0 | ok
914 | SALES | OM914 | F012 | 0 | 0 | 0 |  | 0 |  | 0 | 0 | 0 |  | 0 | 0 |  | 0 |  | 0 |  | 0 |  | 0 | 0 | ok
916 | MISC SALES EXPENSE | OM916 | F012 | 0 | 0 | 0 |  | 0 |  | 0 | 0 | 0 |  | 0 | 0 |  | 0 |  | 0 |  | 0 |  | 0 | 0 | ok
917 | MISC SALES EXPENSE | OM917 | F012 | 0 | 0 | 0 |  | 0 |  | 0 | 0 | 0 |  | 0 | 0 |  | 0 |  | 0 |  | 0 |  | 0 | 0 | ok
Total Customer Service Expense |  | OMCS |  | 313024.73 | 0 | 0 |  | 0 |  | 0 | 0 | 0 |  | 0 | 0 |  | 0 |  | 0 |  | 313024.73 |  | 0 | 313024.73 | ok
Sub-Total Transmission, Distribution, Cust Acct and Cust Service |  | OMSUB2 |  | 16461825.63 | 0 | 0 |  | 0 |  | 1325495.0607 | 8378129.4774 | 2287456.6826 |  | 0 | 403743.4329 |  | 248661.2914 |  | 126765.5249 |  | 3691574.16 |  | 0 | 16461825.63 | ok
Operation and Maintenance Expenses (Continued)
Administrative and General Expense
920 | ADMIN. & GEN. SALARIES- | OM920 | OMSUB2 | 1971174.72 | 0 | 0 |  | 0 |  | 158717.6546 | 1003215.4026 | 273905.0265 |  | 0 | 48345.1147 |  | 29775.2426 |  | 15179.179 |  | 442037.0999 |  | 0 | 1971174.72 | ok
921 | OFFICE SUPPLIES AND EXPENSES | OM921 | LBSUB2 | 247197.92 | 0 | 0 |  | 0 |  | 14915.1263 | 108769.3758 | 33135.0452 |  | 0 | 6116.0876 |  | 7043.7119 |  | 2260.961 |  | 74957.6123 |  | 0 | 247197.92 | ok
923 | OUTSIDE SERVICES EMPLOYED | OM923 | OMSUB2 | 49662.88 | 0 | 0 |  | 0 |  | 3998.8215 | 25275.5708 | 6900.9167 |  | 0 | 1218.0339 |  | 750.1741 |  | 382.4327 |  | 11136.9303 |  | 0 | 49662.88 | ok
924 | PROPERTY INSURANCE | OM924 | NTPLANT | 0 | 0 | 0 |  | 0 |  | 0 | 0 | 0 |  | 0 | 0 |  | 0 |  | 0 |  | 0 |  | 0 | 0 | ok
925 | INJURIES AND DAMAGES - INSURAN | OM925 | LBSUB2 | 0 | 0 | 0 |  | 0 |  | 0 | 0 | 0 |  | 0 | 0 |  | 0 |  | 0 |  | 0 |  | 0 | 0 | ok
926 | EMPLOYEE BENEFITS | OM926 | LBSUB2 | 0 | 0 | 0 |  | 0 |  | 0 | 0 | 0 |  | 0 | 0 |  | 0 |  | 0 |  | 0 |  | 0 | 0 | ok
927 | FRANCHISES | OM927 | OMSUB2 | 5787.88 |  |  |  | 0 |  | 466.0362 | 2945.7005 | 804.2562 |  | 0 | 141.9538 |  | 87.4278 |  | 44.57 |  | 1297.9355 |  | 0 | 5787.88 | ok
928 | ASSOCIATED DUES | OM928 | OMSUB2 | 2105.58 |  |  |  | 0 |  | 169.5399 | 1071.62 | 292.5813 |  | 0 | 51.6415 |  | 31.8055 |  | 16.2142 |  | 472.1776 |  | 0 | 2105.58 | ok
929 | DUPLICATE CHARGES - CREDIT | OM929 | OMSUB2 | 0 | 0 | 0 |  | 0 |  | 0 | 0 | 0 |  | 0 | 0 |  | 0 |  | 0 |  | 0 |  | 0 | 0 | ok
930 | MISCELLANEOUS GENERAL EXPENSES | OM930 | OMSUB2 | 684273.66 | 0 | 0 |  | 0 |  | 55097.2521 | 348256.2293 | 95083.4003 |  | 0 | 16782.5248 |  | 10336.1787 |  | 5269.3007 |  | 153448.7741 |  | 0 | 684273.66 | ok
931 | RENTS AND LEASES | OM931 | NTPLANT | 0 | 0 | 0 |  | 0 |  | 0 | 0 | 0 |  | 0 | 0 |  | 0 |  | 0 |  | 0 |  | 0 | 0 | ok
932 | MAINTENANCE OF GENERAL PLANT | OM932 | PGP | 0 |  | 0 |  | 0 |  | 0 | 0 | 0 |  | 0 | 0 |  | 0 |  | 0 |  | 0 |  | 0 | 0 | ok
933 | TRANSPORTATION EXPENSES | OM933 | PGP | 0 | 0 | 0 |  | 0 |  | 0 | 0 | 0 |  | 0 | 0 |  | 0 |  | 0 |  | 0 |  | 0 | 0 | ok
935 | MAINT OF GENERAL PLANT | OM935 | NTPLANT | 944254.7 | 0 | 0 |  | 0 |  | 81298.5921 | 392157.6783 | 295371.1055 |  | 0 | 99143.0142 |  | 39128.5166 |  | 37155.7933 |  | 0 |  | 0 | 944254.7 | ok
Total Administrative and General Expense |  | OMAG |  | 3904457.34 | 0 | 0 |  | 0 |  | 314663.0227 | 1881691.5773 | 705492.3317 |  | 0 | 171798.3705 |  | 87153.0572 |  | 60308.451 |  | 683350.5297 |  | 0 | 3904457.34 | ok
Total Operation and Maintenance Expenses |  | TOM |  | 113626054.97 | 33317462.7566 | 59942309.2434 |  | 0 |  | 1640158.0833 | 10259821.0547 | 2992949.0143 |  | 0 | 575541.8035 |  | 335814.3487 |  | 187073.9759 |  | 4374924.6897 |  | 0 | 113626054.97 | ok
Operation and Maintenance Expenses Less Purchase Power |  | OMLPP |  | 20366282.97 | 0 | 0 |  | 0 |  | 1640158.0833 | 10259821.0547 | 2992949.0143 | 0 | 0 | 575541.8035 |  | 335814.3487 |  | 187073.9759 |  | 4374924.6897 |  | 0 | 20366282.97 | ok
Other Expenses
Depreciation Expenses
Steam Prod Plant |  | DEPRPP | PPROD | 0 | 0 | 0 |  | 0 |  | 0 | 0 | 0 |  | 0 | 0 |  | 0 |  | 0 |  | 0 |  | 0 | 0 | ok
Transmission |  | DEPRTP | PTRAN | 0 | 0 | 0 |  | 0 |  | 0 | 0 | 0 |  | 0 | 0 |  | 0 |  | 0 |  | 0 |  | 0 | 0 | ok
Dist-Structures |  | DEPRDP1 | P361 | 0 |  |  |  | 0 |  | 0 | 0 | 0 |  | 0 | 0 |  | 0 |  | 0 |  | 0 |  | 0 | 0 | ok
Dist-Station |  | DEPRDP2 | P362 | 0 | 0 | 0 |  | 0 |  | 0 | 0 | 0 |  | 0 | 0 |  | 0 |  | 0 |  | 0 |  | 0 | 0 | ok
Dist-Poles and Fixtures |  | DEPRDP3 | P364 | 0 | 0 | 0 |  | 0 |  | 0 | 0 | 0 |  | 0 | 0 |  | 0 |  | 0 |  | 0 |  | 0 | 0 | ok
Dist-OH Conductor |  | DEPRDP4 | P365 | 0 | 0 | 0 |  | 0 |  | 0 | 0 | 0 |  | 0 | 0 |  | 0 |  | 0 |  | 0 |  | 0 | 0 | ok
Dist-UG Conduit |  | DEPRDP5 | P366 | 0 | 0 | 0 |  | 0 |  | 0 | 0 | 0 |  | 0 | 0 |  | 0 |  | 0 |  | 0 |  | 0 | 0 | ok
Dist-UG Conductor |  | DEPRDP6 | P367 | 0 | 0 | 0 |  | 0 |  | 0 | 0 | 0 |  | 0 | 0 |  | 0 |  | 0 |  | 0 |  | 0 | 0 | ok
Dist-Line Transformers |  | DEPRDP7 | P368 | 0 | 0 | 0 |  | 0 |  | 0 | 0 | 0 |  | 0 | 0 |  | 0 |  | 0 |  | 0 |  | 0 | 0 | ok
Dist-Services |  | DEPRDP8 | P369 | 0 | 0 | 0 |  | 0 |  | 0 | 0 | 0 |  | 0 | 0 |  | 0 |  | 0 |  | 0 |  | 0 | 0 | ok
Dist-Meters |  | DEPRDP9 | P370 | 0 | 0 | 0 |  | 0 |  | 0 | 0 | 0 |  | 0 | 0 |  | 0 |  | 0 |  | 0 |  | 0 | 0 | ok
Dist-Installations on Customer Premises |  | DEPRDP10 | P371 | 0 | 0 | 0 |  | 0 |  | 0 | 0 | 0 |  | 0 | 0 |  | 0 |  | 0 |  | 0 |  | 0 | 0 | ok
Dist-Lighting & Signal Systems |  | DEPRDP11 | P373 | 0 | 0 | 0 |  | 0 |  | 0 | 0 | 0 |  | 0 | 0 |  | 0 |  | 0 |  | 0 |  | 0 | 0 | ok
Distribution Plant |  | DEPRDP12 | PDIST | 12481323.08 |  |  |  | 0 |  | 1094527.9821 | 5207007.8884 | 3973141.968 |  | 0 | 1414093.2361 |  | 459244.5478 |  | 333307.4576 |  | 0 |  | 0 | 12481323.08 | ok
General Plant |  | DEPRGP | PGP | 668376.1 |  |  |  | 0 |  | 58612.083 | 278835.7935 | 212762.15 |  | 0 | 75724.8343 |  | 24592.5915 |  | 17848.6477 |  | 0 |  | 0 | 668376.1 | ok
Asset Retirement Costs |  | DEPRGP | PGP | 0 | 0 | 0 |  | 0 |  | 0 | 0 | 0 |  | 0 | 0 |  | 0 |  | 0 |  | 0 |  | 0 | 0 | ok
AMORT Reg Asset |  | DEPRLTEP | PDIST | 230887.32 |  |  |  | 0 |  | 20247.2631 | 96322.4883 | 73497.6649 |  | 0 | 26158.781 |  | 8495.3929 |  | 6165.7298 |  | 0 |  | 0 | 230887.32 | ok
AMORT ELECT PLANT ACQUISIT ADJ |  | DEPRAADJ | PDIST | 0 | 0 | 0 |  | 0 |  | 0 | 0 | 0 |  | 0 | 0 |  | 0 |  | 0 |  | 0 |  | 0 | 0 | ok
Total Depreciation Expense |  | TDEPR |  | 13380586.5 | 0 | 0 |  | 0 |  | 1173387.3281 | 5582166.1703 | 4259401.7829 |  | 0 | 1515976.8514 |  | 492332.5321 |  | 357321.8352 |  | 0 |  | 0 | 13380586.5 | ok
Property Taxes |  | PTAX | NTPLANT | 0 | 0 | 0 |  | 0 |  | 0 | 0 | 0 |  | 0 | 0 |  | 0 |  | 0 |  | 0 |  | 0 | 0 | ok
Other Taxes |  | OT | NTPLANT | 199908.44 | 0 | 0 |  | 0 |  | 17211.7488 | 83023.8173 | 62533.1035 |  | 0 | 20989.5967 |  | 8283.9097 |  | 7866.2639 |  | 0 |  | 0 | 199908.44 | ok
Interest -- LTD |  | INTLTD | NTPLANT | 5121955.12 | 0 | 0 |  | 0 |  | 440990.9109 | 2127195.1605 | 1602192.2327 |  | 0 | 537785.0587 |  | 212246.2359 |  | 201545.5214 |  | 0 |  | 0 | 5121955.12 | ok
Interest -- Other |  | INTOTH | NTPLANT | 133073.9 | 0 | 0 |  | 0 |  | 11457.4179 | 55266.817 | 41626.6765 |  | 0 | 13972.2339 |  | 5514.3854 |  | 5236.3693 |  | 0 |  | 0 | 133073.9 | ok
Donations |  | DONAT | NTPLANT | 67668.47 |  |  |  | 0 |  | 5826.1308 | 28103.3392 | 21167.2876 |  | 0 | 7104.9221 |  | 2804.0812 |  | 2662.7092 |  | 0 |  | 0 | 67668.47 | ok
Regulatory Liabilities |  | REGLIAB | NTPLANT | 0 | 0 | 0 |  | 0 |  | 0 | 0 | 0 |  | 0 | 0 |  | 0 |  | 0 |  | 0 |  | 0 | 0 | ok
Other Deductions |  | DEDUCT | NTPLANT | 0 | 0 | 0 |  | 0 |  | 0 | 0 | 0 |  | 0 | 0 |  | 0 |  | 0 |  | 0 |  | 0 | 0 | ok
Total Other Expenses |  | TOE |  | 18903192.43 | 0 | 0 |  | 0 |  | 1648873.5366 | 7875755.3041 | 5986921.0833 | 0 | 0 | 2095828.6628 |  | 721181.1443 |  | 574632.699 |  | 0 |  | 0 | 18903192.43 | ok
Total Cost of Service (O&M + Other Expenses) |  |  |  | 132529247.4 | 33317462.7566 | 59942309.2434 |  | 0 |  | 3289031.6199 | 18135576.3588 | 8979870.0975 | 0 | 0 | 2671370.4662 | 0 | 1056995.493 | 0 | 761706.6748 | 0 | 4374924.6897 | 0 | 0 | 132529247.4 | ok
Labor Expenses - for Labor Allocator
Steam Power Production Operations Expense
500 | OPERATION SUPV AND ENGINEERING | LB500 | PPROD | 0 | 0 | 0 |  | 0 |  | 0 | 0 | 0 |  | 0 | 0 |  | 0 |  | 0 |  | 0 |  | 0 | 0 | ok
501 | FUEL | LB501 | F017 | 0 | 0 | 0 |  | 0 |  | 0 | 0 | 0 |  | 0 | 0 |  | 0 |  | 0 |  | 0 |  | 0 | 0 | ok
502 | STEAM EXPENSES | LB502 | F016 | 0 | 0 | 0 |  | 0 |  | 0 | 0 | 0 |  | 0 | 0 |  | 0 |  | 0 |  | 0 |  | 0 | 0 | ok
503 | STEAM FROM OTHER SOURCES | LB503 | F016 | 0 | 0 | 0 |  | 0 |  | 0 | 0 | 0 |  | 0 | 0 |  | 0 |  | 0 |  | 0 |  | 0 | 0 | ok
504 | STEAM TRANSFERRED - CREDIT | LB504 | F016 | 0 | 0 | 0 |  | 0 |  | 0 | 0 | 0 |  | 0 | 0 |  | 0 |  | 0 |  | 0 |  | 0 | 0 | ok
505 | ELECTRIC EXPENSES | LB505 | F016 | 0 | 0 | 0 |  | 0 |  | 0 | 0 | 0 |  | 0 | 0 |  | 0 |  | 0 |  | 0 |  | 0 | 0 | ok
506 | MISC STEAM POWER EXPENSES | LB506 | F016 | 0 | 0 | 0 |  | 0 |  | 0 | 0 | 0 |  | 0 | 0 |  | 0 |  | 0 |  | 0 |  | 0 | 0 | ok
507 | RENTS | LB507 | F016 | 0 | 0 | 0 |  | 0 |  | 0 | 0 | 0 |  | 0 | 0 |  | 0 |  | 0 |  | 0 |  | 0 | 0 | ok
509 | ALLOWANCES | LB509 | F017 | 0 | 0 | 0 |  | 0 |  | 0 | 0 | 0 |  | 0 | 0 |  | 0 |  | 0 |  | 0 |  | 0 | 0 | ok
Total Steam Production Operation Expense |  | LBPO |  | 0 | 0 | 0 |  | 0 |  | 0 | 0 | 0 |  | 0 | 0 |  | 0 |  | 0 |  | 0 |  | 0 | 0 | ok
Steam Power Production Maintenance Expense
510 | MAINENANCE SUPV AND ENGINEERING | LB510 | F017 | 0 | 0 | 0 |  | 0 |  | 0 | 0 | 0 |  | 0 | 0 |  | 0 |  | 0 |  | 0 |  | 0 | 0 | ok
511 | MAINTENANCE OF STRUCTURES | LB511 | F016 | 0 | 0 | 0 |  | 0 |  | 0 | 0 | 0 |  | 0 | 0 |  | 0 |  | 0 |  | 0 |  | 0 | 0 | ok
512 | MAINTENANCE OF BOILER PLANT | LB512 | F017 | 0 | 0 | 0 |  | 0 |  | 0 | 0 | 0 |  | 0 | 0 |  | 0 |  | 0 |  | 0 |  | 0 | 0 | ok
513 | MAINTENANCE OF ELECTRIC PLANT | LB513 | F017 | 0 | 0 | 0 |  | 0 |  | 0 | 0 | 0 |  | 0 | 0 |  | 0 |  | 0 |  | 0 |  | 0 | 0 | ok
514 | MAINTENANCE OF MISC STEAM PLANT | LB514 | F016 | 0 | 0 | 0 |  | 0 |  | 0 | 0 | 0 |  | 0 | 0 |  | 0 |  | 0 |  | 0 |  | 0 | 0 | ok
Total Steam Production Maintenance Expense |  | LBPM |  | 0 | 0 | 0 |  | 0 |  | 0 | 0 | 0 |  | 0 | 0 |  | 0 |  | 0 |  | 0 |  | 0 | 0 | ok
Total Steam Production Operation and Maintenance Expenses |  | LBP |  | 0 | 0 | 0 |  | 0 |  | 0 | 0 | 0 |  | 0 | 0 |  | 0 |  | 0 |  | 0 |  | 0 | 0 | ok
Labor Expenses (Continued)
Purchased Power
555 | PURCHASED POWER | LB555 | OMPP | 0 | 0 | 0 |  | 0 |  | 0 | 0 | 0 |  | 0 | 0 |  | 0 |  | 0 |  | 0 |  | 0 | 0 | ok
557 | OTHER EXPENSES | LB557 | OMPP |  | 0 | 0 |  | 0 |  | 0 | 0 | 0 |  | 0 | 0 |  | 0 |  | 0 |  | 0 |  | 0 | 0 | ok
| Total Purchased Power Labor | LBPP |  | 0 | 0 | 0 |  | 0 |  | 0 | 0 | 0 |  | 0 | 0 |  | 0 |  | 0 |  | 0 |  | 0 | 0 | ok
Transmission Labor Expenses
560 | OPERATION SUPERVISION AND ENG | LB560 | PTRAN | 0 | 0 | 0 |  | 0 |  | 0 | 0 | 0 |  | 0 | 0 |  | 0 |  | 0 |  | 0 |  | 0 | 0 | ok
561 | LOAD DISPATCHING | LB561 | PTRAN | 0 | 0 | 0 |  | 0 |  | 0 | 0 | 0 |  | 0 | 0 |  | 0 |  | 0 |  | 0 |  | 0 | 0 | ok
562 | STATION EXPENSES | LB562 | PTRAN | 0 | 0 | 0 |  | 0 |  | 0 | 0 | 0 |  | 0 | 0 |  | 0 |  | 0 |  | 0 |  | 0 | 0 | ok
563 | OVERHEAD LINE EXPENSES | LB563 | PTRAN | 0 | 0 | 0 |  | 0 |  | 0 | 0 | 0 |  | 0 | 0 |  | 0 |  | 0 |  | 0 |  | 0 | 0 | ok
566 | MISC. TRANSMISSION EXPENSES | LB566 | PTRAN | 0 | 0 | 0 |  | 0 |  | 0 | 0 | 0 |  | 0 | 0 |  | 0 |  | 0 |  | 0 |  | 0 | 0 | ok
568 | MAINTENACE SUPERVISION AND ENG | LB568 | PTRAN | 0 | 0 | 0 |  | 0 |  | 0 | 0 | 0 |  | 0 | 0 |  | 0 |  | 0 |  | 0 |  | 0 | 0 | ok
570 | MAINT OF STATION EQUIPMENT | LB570 | PTRAN | 0 | 0 | 0 |  | 0 |  | 0 | 0 | 0 |  | 0 | 0 |  | 0 |  | 0 |  | 0 |  | 0 | 0 | ok
571 | MAINT OF OVERHEAD LINES | LB571 | PTRAN | 0 | 0 | 0 |  | 0 |  | 0 | 0 | 0 |  | 0 | 0 |  | 0 |  | 0 |  | 0 |  | 0 | 0 | ok
Total Transmission Labor Expenses |  |  |  | 0 | 0 | 0 |  | 0 |  | 0 | 0 | 0 |  | 0 | 0 |  | 0 |  | 0 |  | 0 |  | 0 | 0 | ok
Distribution Operation Labor Expense
580 | OPERATION SUPERVISION AND ENGI | LB580 | PDIST | 0 | 0 | 0 |  | 0 |  | 0 | 0 | 0 |  | 0 | 0 |  | 0 |  | 0 |  | 0 |  | 0 | 0 | ok
581 | LOAD DISPATCHING | LB581 | P362 | 0 | 0 | 0 |  | 0 |  | 0 | 0 | 0 |  | 0 | 0 |  | 0 |  | 0 |  | 0 |  | 0 | 0 | ok
582 | STATION EXPENSES | LB582 | P362 | 8163.0137 | 0 | 0 |  | 0 |  | 8163.0137 | 0 | 0 |  | 0 | 0 |  | 0 |  | 0 |  | 0 |  | 0 | 8163.0137 | ok
583 | OVERHEAD LINE EXPENSES | LB583 | P365 | 227884.6812 | 0 | 0 |  | 0 |  | 0 | 192471.4017 | 35413.2795 |  | 0 | 0 |  | 0 |  | 0 |  | 0 |  | 0 | 227884.6812 | ok
584 | UNDERGROUND LINE EXPENSES | LB584 | P367 | 0 | 0 | 0 |  | 0 |  | 0 | 0 | 0 |  | 0 | 0 |  | 0 |  | 0 |  | 0 |  | 0 | 0 | ok
585 | STREET LIGHTING EXPENSE | LB585 | P371 | 0 | 0 | 0 |  | 0 |  | 0 | 0 | 0 |  | 0 | 0 |  | 0 |  | 0 |  | 0 |  | 0 | 0 | ok
586 | METER EXPENSES | LB586 | P370 | 121848.4891 | 0 | 0 |  | 0 |  | 0 | 0 | 0 |  | 0 | 0 |  | 121848.4891 |  | 0 |  | 0 |  | 0 | 121848.4891 | ok
586 | METER EXPENSES - LOAD MANAGEMENT | LB586x | F012 | 0 | 0 | 0 |  | 0 |  | 0 | 0 | 0 |  | 0 | 0 |  | 0 |  | 0 |  | 0 |  | 0 | 0 | ok
587 | CUSTOMER INSTALLATIONS EXPENSE | LB587 | P369 | 0 | 0 | 0 |  | 0 |  | 0 | 0 | 0 |  | 0 | 0 |  | 0 |  | 0 |  | 0 |  | 0 | 0 | ok
588 | MISCELLANEOUS DISTRIBUTION EXP | LB588 | PDIST | 1262040.7151 | 0 | 0 |  | 0 |  | 110672.4718 | 526503.1533 | 401741.6181 |  | 0 | 142985.1008 |  | 46436.2082 |  | 33702.1628 |  | 0 |  | 0 | 1262040.7151 | ok
589 | RENTS | LB589 | PDIST | 0 | 0 | 0 |  | 0 |  | 0 | 0 | 0 |  | 0 | 0 |  | 0 |  | 0 |  | 0 |  | 0 | 0 | ok
Total Distribution Operation Labor Expense |  | LBDO |  | 1619936.899 | 0 | 0 |  | 0 |  | 118835.4855 | 718974.555 | 437154.8976 |  | 0 | 142985.1008 |  | 168284.6973 |  | 33702.1628 |  | 0 |  | 0 | 1619936.899 | ok
Labor Expenses (Continued)
Distribution Maintenance Labor Expense
590 | MAINTENANCE SUPERVISION AND EN | LB590 | PDIST | 0 | 0 | 0 |  | 0 |  | 0 | 0 | 0 |  | 0 | 0 |  | 0 |  | 0 |  | 0 |  | 0 | 0 | ok
592 | MAINTENANCE OF STATION EQUIPME | LB592 | P362 | 237524.3751 | 0 | 0 |  | 0 |  | 237524.3751 | 0 | 0 |  | 0 | 0 |  | 0 |  | 0 |  | 0 |  | 0 | 237524.3751 | ok
593 | MAINTENANCE OF OVERHEAD LINES | LB593 | P365 | 2135529.7423 | 0 | 0 |  | 0 |  | 0 | 1803668.4204 | 331861.322 |  | 0 | 0 |  | 0 |  | 0 |  | 0 |  | 0 | 2135529.7423 | ok
594 | MAINTENANCE OF UNDERGROUND LIN | LB594 | P367 | 97675.2552 | 0 | 0 |  | 0 |  | 0 | 82496.5206 | 15178.7347 |  | 0 | 0 |  | 0 |  | 0 |  | 0 |  | 0 | 97675.2552 | ok
595 | MAINTENANCE OF LINE TRANSFORME | LB595 | P368 | 5135.485 | 0 | 0 |  | 0 |  | 0 | 2671.3479 | 2464.1371 |  | 0 | 0 |  | 0 |  | 0 |  | 0 |  | 0 | 5135.485 | ok
596 | MAINTENANCE OF ST LIGHTS & SIG SYSTEMS | LB596 | P373 | 19772.74 | 0 | 0 |  | 0 |  | 0 | 0 | 0 |  | 0 | 0 |  | 0 |  | 19772.74 |  | 0 |  | 0 | 19772.74 | ok
597 | MAINTENANCE OF METERS | LB597 | P370 | 195.0342 | 0 | 0 |  | 0 |  | 0 | 0 | 0 |  | 0 | 0 |  | 195.0342 |  | 0 |  | 0 |  | 0 | 195.0342 | ok
598 | MAINTENANCE OF MISC DISTR PLANT | LB598 | PDIST | 40648.0085 | 0 | 0 |  | 0 |  | 3564.5566 | 16957.6975 | 12939.3581 |  | 0 | 4605.2869 |  | 1495.6248 |  | 1085.4846 |  | 0 |  | 0 | 40648.0085 | ok
Total Distribution Maintenance Labor Expense |  | LBDM |  | 2536480.6404 | 0 | 0 |  | 0 |  | 241088.9317 | 1905793.9863 | 362443.5518 |  | 0 | 4605.2869 |  | 1690.659 |  | 20858.2247 |  | 0 |  | 0 | 2536480.6404 | ok
Total Distribution Operation and Maintenance Labor Expenses |  |  |  | 4156417.5395 | 0 | 0 |  | 0 |  | 359924.4172 | 2624768.5414 | 799598.4494 |  | 0 | 147590.3877 |  | 169975.3563 |  | 54560.3874 |  | 0 |  | 0 | 4156417.5395 | ok
Transmission and Distribution Labor Expenses |  |  |  | 4156417.5395 | 0 | 0 |  | 0 |  | 359924.4172 | 2624768.5414 | 799598.4494 |  | 0 | 147590.3877 |  | 169975.3563 |  | 54560.3874 |  | 0 |  | 0 | 4156417.5395 | ok
Purchased Power, Transmission and Distribution Labor Expenses |  | LBSUB |  | 4156417.5395 | 0 | 0 |  | 0 |  | 359924.4172 | 2624768.5414 | 799598.4494 |  | 0 | 147590.3877 |  | 169975.3563 |  | 54560.3874 |  | 0 |  | 0 | 4156417.5395 | ok
Customer Accounts Expense
901 | SUPERVISION/CUSTOMER ACCTS | LB901 | F009 | 0 | 0 | 0 |  | 0 |  | 0 | 0 | 0 |  | 0 | 0 |  | 0 |  | 0 |  | 0 |  | 0 | 0 | ok
902 | METER READING EXPENSES | LB902 | F009 | 0 | 0 | 0 |  | 0 |  | 0 | 0 | 0 |  | 0 | 0 |  | 0 |  | 0 |  | 0 |  | 0 | 0 | ok
903 | RECORDS AND COLLECTION | LB903 | F009 | 1655222.5496 | 0 | 0 |  | 0 |  | 0 | 0 | 0 |  | 0 | 0 |  | 0 |  | 0 |  | 1655222.5496 |  | 0 | 1655222.5496 | ok
904 | UNCOLLECTIBLE ACCOUNTS | LB904 | F009 | 0 | 0 | 0 |  | 0 |  | 0 | 0 | 0 |  | 0 | 0 |  | 0 |  | 0 |  | 0 |  | 0 | 0 | ok
905 | MISC CUST ACCOUNTS | LB903 | F009 | 0 | 0 | 0 |  | 0 |  | 0 | 0 | 0 |  | 0 | 0 |  | 0 |  | 0 |  | 0 |  | 0 | 0 | ok
Total Customer Accounts Labor Expense |  | LBCA |  | 1655222.5496 | 0 | 0 |  | 0 |  | 0 | 0 | 0 |  | 0 | 0 |  | 0 |  | 0 |  | 1655222.5496 |  | 0 | 1655222.5496 | ok
Customer Service Expense
907 | SUPERVISION | LB907 | F010 | 0 | 0 | 0 |  | 0 |  | 0 | 0 | 0 |  | 0 | 0 |  | 0 |  | 0 |  | 0 |  | 0 | 0 | ok
908 | CUSTOMER ASSISTANCE EXPENSES | LB908 | F010 | 153617.3122 | 0 | 0 |  | 0 |  | 0 | 0 | 0 |  | 0 | 0 |  | 0 |  | 0 |  | 153617.3122 |  | 0 | 153617.3122 | ok
908 | CUSTOMER ASSISTANCE EXP-LOAD MGMT | LB908x | F012 | 0 | 0 | 0 |  | 0 |  | 0 | 0 | 0 |  | 0 | 0 |  | 0 |  | 0 |  | 0 |  | 0 | 0 | ok
909 | INFORMATIONAL AND INSTRUCTIONA | LB909 | F010 | 0 | 0 | 0 |  | 0 |  | 0 | 0 | 0 |  | 0 | 0 |  | 0 |  | 0 |  | 0 |  | 0 | 0 | ok
909 | INFORM AND INSTRUC -LOAD MGMT | LB909x | F012 | 0 | 0 | 0 |  | 0 |  | 0 | 0 | 0 |  | 0 | 0 |  | 0 |  | 0 |  | 0 |  | 0 | 0 | ok
910 | MISCELLANEOUS CUSTOMER SERVICE | LB910 | F010 | 0 | 0 | 0 |  | 0 |  | 0 | 0 | 0 |  | 0 | 0 |  | 0 |  | 0 |  | 0 |  | 0 | 0 | ok
911 | SUPERVISION | LB911 | F010 | 0 | 0 | 0 |  | 0 |  | 0 | 0 | 0 |  | 0 | 0 |  | 0 |  | 0 |  | 0 |  | 0 | 0 | ok
912 | DEMONSTRATION AND SELLING EXP | LB912 | F012 | 0 | 0 | 0 |  | 0 |  | 0 | 0 | 0 |  | 0 | 0 |  | 0 |  | 0 |  | 0 |  | 0 | 0 | ok
913 | WATER HEATER - HEAT PUMP PROGRAM | LB913 | F012 | 0 | 0 | 0 |  | 0 |  | 0 | 0 | 0 |  | 0 | 0 |  | 0 |  | 0 |  | 0 |  | 0 | 0 | ok
915 | MDSE-JOBBING-CONTRACT | LB915 | F012 | 0 | 0 | 0 |  | 0 |  | 0 | 0 | 0 |  | 0 | 0 |  | 0 |  | 0 |  | 0 |  | 0 | 0 | ok
916 | MISC SALES EXPENSE | LB916 | F012 | 0 | 0 | 0 |  | 0 |  | 0 | 0 | 0 |  | 0 | 0 |  | 0 |  | 0 |  | 0 |  | 0 | 0 | ok
Total Customer Service Labor Expense |  | LBCS |  | 153617.3122 | 0 | 0 |  | 0 |  | 0 | 0 | 0 |  | 0 | 0 |  | 0 |  | 0 |  | 153617.3122 |  | 0 | 153617.3122 | ok
Sub-Total Trans, Distr, Cust Acct and Cust Service Labor Exp |  | LBSUB2 |  | 5965257.4013 | 0 | 0 |  | 0 |  | 359924.4172 | 2624768.5414 | 799598.4494 |  | 0 | 147590.3877 |  | 169975.3563 |  | 54560.3874 |  | 1808839.8618 |  | 0 | 5965257.4013 | ok
Labor Expenses (Continued)
Administrative and General Expense
920 | ADMIN. & GEN. SALARIES- | LB920 | OMSUB2 | 1291778.1984 | 0 | 0 |  | 0 |  | 104013.1064 | 657441.3583 | 179499.3301 |  | 0 | 31682.2068 |  | 19512.7346 |  | 9947.4351 |  | 289682.0271 |  | 0 | 1291778.1984 | ok
921 | OFFICE SUPPLIES AND EXPENSES | LB921 | LBSUB2 | 0 | 0 | 0 |  | 0 |  | 0 | 0 | 0 |  | 0 | 0 |  | 0 |  | 0 |  | 0 |  | 0 | 0 | ok
923 | OUTSIDE SERVICES EMPLOYED | LB923 | OMSUB2 | 0 | 0 | 0 |  | 0 |  | 0 | 0 | 0 |  | 0 | 0 |  | 0 |  | 0 |  | 0 |  | 0 | 0 | ok
924 | PROPERTY INSURANCE | LB924 | NTPLANT | 0 | 0 | 0 |  | 0 |  | 0 | 0 | 0 |  | 0 | 0 |  | 0 |  | 0 |  | 0 |  | 0 | 0 | ok
925 | INJURIES AND DAMAGES - INSURAN | LB925 | LBSUB2 | 0 | 0 | 0 |  | 0 |  | 0 | 0 | 0 |  | 0 | 0 |  | 0 |  | 0 |  | 0 |  | 0 | 0 | ok
926 | EMPLOYEE BENEFITS | LB926 | LBSUB2 | 0 | 0 | 0 |  | 0 |  | 0 | 0 | 0 |  | 0 | 0 |  | 0 |  | 0 |  | 0 |  | 0 | 0 | ok
928 | REGULATORY COMMISSION EXPENSES | LB928 | OMSUB2 | 0 | 0 | 0 |  | 0 |  | 0 | 0 | 0 |  | 0 | 0 |  | 0 |  | 0 |  | 0 |  | 0 | 0 | ok
929 | DUPLICATE CHARGES-CR | LB929 | OMSUB2 | 0 | 0 | 0 |  | 0 |  | 0 | 0 | 0 |  | 0 | 0 |  | 0 |  | 0 |  | 0 |  | 0 | 0 | ok
930 | MISCELLANEOUS GENERAL EXPENSES | LB930 | OMSUB2 | 125996.7429 | 0 | 0 |  | 0 |  | 10145.1725 | 64125.1493 | 17507.9057 |  | 0 | 3090.2015 |  | 1903.2222 |  | 970.2474 |  | 28254.8443 |  | 0 | 125996.7429 | ok
931 | RENTS AND LEASES | LB931 | NTPLANT | 0 | 0 | 0 |  | 0 |  | 0 | 0 | 0 |  | 0 | 0 |  | 0 |  | 0 |  | 0 |  | 0 | 0 | ok
935 | GENERAL | LB935 | PGP | 380969.9191 | 0 | 0 |  | 0 |  | 33408.4964 | 158934.5425 | 121273.0064 |  | 0 | 43162.6505 |  | 14017.6131 |  | 10173.6102 |  | 0 |  | 0 | 380969.9191 | ok
950 | PAYROLL GENERAL LEDGER DEFAULT | LB950 | PGP | 0 | 0 | 0 |  | 0 |  | 0 | 0 | 0 |  | 0 | 0 |  | 0 |  | 0 |  | 0 |  | 0 | 0 | ok
Total Administrative and General Expense |  | LBAG |  | 1798744.8604 | 0 | 0 |  | 0 |  | 147566.7753 | 880501.0501 | 318280.2423 |  | 0 | 77935.0588 |  | 35433.57 |  | 21091.2926 |  | 317936.8714 |  | 0 | 1798744.8604 | ok
Total Operation and Maintenance Expenses |  | TLB |  | 7764002.2617 | 0 | 0 |  | 0 |  | 507491.1925 | 3505269.5915 | 1117878.6917 |  | 0 | 225525.4465 |  | 205408.9263 |  | 75651.68 |  | 2126776.7332 |  | 0 | 7764002.2617 | ok
Operation and Maintenance Expenses Less Purchase Power |  | LBLPP |  | 7764002.2617 | 0 | 0 |  | 0 |  | 507491.1925 | 3505269.5915 | 1117878.6917 |  | 0 | 225525.4465 |  | 205408.9263 |  | 75651.68 |  | 2126776.7332 |  | 0 | 7764002.2617 | ok
Functional Vectors
Station Equipment |  | F001 |  | 1 | 0 | 0 |  | 0 |  | 1 | 0 | 0 |  | 0 | 0 |  | 0 |  | 0 |  | 0 |  | 0 | 1 | ok
Poles, Towers and Fixtures |  | F002 |  | 1 | 0 | 0 |  | 0 |  | 0 | 0.34164 | 0.65836 |  | 0 | 0 |  | 0 |  | 0 |  | 0 |  | 0 | 1 | ok | 0 | 0
Overhead Conductors and Devices |  | F003 |  | 1 | 0 | 0 |  | 0 |  | 0 | 0.8446 | 0.1554 |  | 0 | 0 |  | 0 |  | 0 |  | 0 |  | 0 | 1 | ok | 0.8446 | 0.1554
Underground Conductors and Devices |  | F004 |  | 1 | 0 | 0 |  | 0 |  | 0 | 0.8446 | 0.1554 |  | 0 | 0 |  | 0 |  | 0 |  | 0 |  | 0 | 1 | ok | 0.8446 | 0.1554
Line Transformers |  | F005 |  | 1 | 0 | 0 |  | 0 |  | 0 | 0.52017 | 0.47983 |  | 0 | 0 |  | 0 |  | 0 |  | 0 |  | 0 | 1 | ok | 0 | 0
Services |  | F006 |  | 1 | 0 | 0 |  | 0 |  | 0 | 0 | 0 |  | 0 | 1 |  | 0 |  | 0 |  | 0 |  | 0 | 1 | ok
Meters |  | F007 |  | 1 | 0 | 0 |  | 0 |  | 0 | 0 | 0 |  | 0 | 0 |  | 1 |  | 0 |  | 0 |  | 0 | 1 | ok
Street Lighting |  | F008 |  | 1 | 0 | 0 |  | 0 |  | 0 | 0 | 0 |  | 0 | 0 |  | 0 |  | 1 |  | 0 |  | 0 | 1 | ok
Meter Reading |  | F009 |  | 1 | 0 | 0 |  | 0 |  | 0 | 0 | 0 |  | 0 | 0 |  | 0 |  | 0 |  | 1 |  | 0 | 1 | ok
Billing |  | F010 |  | 1 | 0 | 0 |  | 0 |  | 0 | 0 | 0 |  | 0 | 0 |  | 0 |  | 0 |  | 1 |  | 0 | 1 | ok
Transmission |  | F011 |  | 1 | 0 | 0 |  | 1 |  | 0 | 0 | 0 |  | 0 | 0 |  | 0 |  | 0 |  | 0 |  | 0 | 1 | ok
Load Management |  | F012 |  | 1 | 0 | 0 |  | 0 |  | 0 | 0 | 0 |  | 0 | 0 |  | 0 |  | 0 |  | 0 |  | 1 | 1 | ok
Purchased Power Expenses |  | OMPP |  | 1 | 0.35725 | 0.64275 |  | 0 |  | 0 | 0 | 0 |  | 0 | 0 |  | 0 |  | 0 |  | 0 |  | 0 | 1 | ok
Intallations on Customer Premises - Plant in Service |  | F013 |  | 1 | 0 | 0 |  | 0 |  | 0 | 0 | 0 |  | 0 | 0 |  | 0 |  | 1 |  | 0 |  | 0 | 1 | ok
Intallations on Customer Premises - Accum Depr |  | F014 |  | 1 | 0 | 0 |  | 0 |  | 0 | 0 | 0 |  | 0 | 0 |  | 0 |  | 1 |  | 0 |  | 0 | 1 | ok
Mapping |  | F015 |  | 1 | 0 | 0 |  | 0 |  | 0 | 0 | 1 |  | 0 | 0 |  | 0 |  | 0 |  | 0 |  | 0 | 1 | ok
Production - Demand |  | F016 |  | 1 | 1 | 0 |  | 0 |  | 0 | 0 | 0 |  | 0 | 0 |  | 0 |  | 0 |  | 0 |  | 0 | 1 | ok
Production - Energy |  | F017 |  | 1 | 0 | 1 |  | 0 |  | 0 | 0 | 0 |  | 0 | 0 |  | 0 |  | 0 |  | 0 |  | 0 | 1 | ok

## Alloc & Returns
ok
|  |  | Allocation | Total | Residential (Single and Three Phase) | Commercial & All Other Single Phase | Commercial Three Phase (< 1000 kW) | Commercial Three Phase (1001 kW +) | Unmetered Lighting | 1 | 2 | 3 | 4 | 5 | 6 | N/A | N/A | N/A | N/A | N/A | N/A | N/A | N/A | N/A | N/A | N/A | N/A | N/A | N/A | N/A | N/A
Description |  | Name | Vector | System | 1 | 3 | 5 | 7 | 15 | 0 | 0 | 0 | 0 | 0 | 0 | [16 empty] | Total Check | Status
Plant in Service
Production & Purchase Power
Demand |  | PLPPD | PPDA | 0 | 0 | 0 | 0 | 0 | 0 | 0 | 0 | 0 | 0 | 0 | 0 | 0 | 0 | 0 | 0 | 0 | 0 | 0 | 0 | 0 | 0 | 0 | 0 | 0 | 0 | 0 | 0 | 0 | ok
Energy |  | PLPPE | PPEA | 0 | 0 | 0 | 0 | 0 | 0 | 0 | 0 | 0 | 0 | 0 | 0 | 0 | 0 | 0 | 0 | 0 | 0 | 0 | 0 | 0 | 0 | 0 | 0 | 0 | 0 | 0 | 0 | 0 | ok
Total Purchase Power |  | PLPPT |  | 0 | 0 | 0 | 0 | 0 | 0 | 0 | 0 | 0 | 0 | 0 | 0 | 0 | 0 | 0 | 0 | 0 | 0 | 0 | 0 | 0 | 0 | 0 | 0 | 0 | 0 | 0 | 0 | 0 | ok
Transmission
Demand |  | PLTD | TA1 | 0 | 0 | 0 | 0 | 0 | 0 | 0 | 0 | 0 | 0 | 0 | 0 | 0 | 0 | 0 | 0 | 0 | 0 | 0 | 0 | 0 | 0 | 0 | 0 | 0 | 0 | 0 | 0 | 0 | ok
Station Equipment
Demand |  | PLSED | SA1 | 29927347.0911 | 20837213.1314 | 2743557.5272 | 4186630.9672 | 2006744.83 | 153200.6353 | 0 | 0 | 0 | 0 | 0 | 0 | 0 | 0 | 0 | 0 | 0 | 0 | 0 | 0 | 0 | 0 | 0 | 0 | 0 | 0 | 0 | 0 | 29927347.0911 | ok
Primary & Secondary Distribution Plant
Demand |  | PLDPD | DA1 | 142373639.5389 | 109221878.6019 | 14545023.9951 | 13775569.429 | 4296466.7464 | 534700.7666 | 0 | 0 | 0 | 0 | 0 | 0 | 0 | 0 | 0 | 0 | 0 | 0 | 0 | 0 | 0 | 0 | 0 | 0 | 0 | 0 | 0 | 0 | 142373639.5389 | ok
Customer |  | PLDPC | C01 | 108636417.4047 | 87725500.9316 | 18583289.6529 | 2304991.8753 | 22634.9448 | 0 | 0 | 0 | 0 | 0 | 0 | 0 | 0 | 0 | 0 | 0 | 0 | 0 | 0 | 0 | 0 | 0 | 0 | 0 | 0 | 0 | 0 | 0 | 108636417.4047 | ok
Total Primary Distribution Plant |  | PLD |  | 251010056.9436 | 196947379.5335 | 33128313.648 | 16080561.3044 | 4319101.6911 | 534700.7666 | 0 | 0 | 0 | 0 | 0 | 0 | 0 | 0 | 0 | 0 | 0 | 0 | 0 | 0 | 0 | 0 | 0 | 0 | 0 | 0 | 0 | 0 | 251010056.9436 | ok
Customer Services
Demand |  | PLCSD | CSA | 0 | 0 | 0 | 0 | 0 | 0 | 0 | 0 | 0 | 0 | 0 | 0 | 0 | 0 | 0 | 0 | 0 | 0 | 0 | 0 | 0 | 0 | 0 | 0 | 0 | 0 | 0 | 0 | 0 | ok
Customer |  | PLCSC | SERV | 38665123.0383 | 31002344.6892 | 5533752.9066 | 2073728.5005 | 55296.9421 | 0 | 0 | 0 | 0 | 0 | 0 | 0 | 0 | 0 | 0 | 0 | 0 | 0 | 0 | 0 | 0 | 0 | 0 | 0 | 0 | 0 | 0 | 0 | 38665123.0383 | ok
Total Customer Services |  |  |  | 38665123.0383 | 31002344.6892 | 5533752.9066 | 2073728.5005 | 55296.9421 | 0 | 0 | 0 | 0 | 0 | 0 | 0 | 0 | 0 | 0 | 0 | 0 | 0 | 0 | 0 | 0 | 0 | 0 | 0 | 0 | 0 | 0 | 0 | 38665123.0383 | ok
Meters
Customer |  | PLMC | C03 | 12556984.5684 | 6118770.8386 | 1296166.9025 | 5092043.1304 | 50003.6969 | 0 | 0 | 0 | 0 | 0 | 0 | 0 | 0 | 0 | 0 | 0 | 0 | 0 | 0 | 0 | 0 | 0 | 0 | 0 | 0 | 0 | 0 | 0 | 12556984.5684 | ok
Lighting Systems
Customer |  | PLLSC | C04 | 9113524.8586 | 0 | 0 | 0 | 0 | 9113524.8586 | 0 | 0 | 0 | 0 | 0 | 0 | 0 | 0 | 0 | 0 | 0 | 0 | 0 | 0 | 0 | 0 | 0 | 0 | 0 | 0 | 0 | 0 | 9113524.8586 | ok
Meter Reading, Billing and Customer Service
Customer |  | PLMRBC | C05 | 0 | 0 | 0 | 0 | 0 | 0 | 0 | 0 | 0 | 0 | 0 | 0 | 0 | 0 | 0 | 0 | 0 | 0 | 0 | 0 | 0 | 0 | 0 | 0 | 0 | 0 | 0 | 0 | 0 | ok
Load Management
Customer |  | PLCSC | C06 | 0 | 0 | 0 | 0 | 0 | 0 | 0 | 0 | 0 | 0 | 0 | 0 | 0 | 0 | 0 | 0 | 0 | 0 | 0 | 0 | 0 | 0 | 0 | 0 | 0 | 0 | 0 | 0 | 0 | ok
Total |  | PLT |  | 341273036.5 | 254905708.1928 | 42701790.9843 | 27432963.9024 | 6431147.1601 | 9801426.2604 | 0 | 0 | 0 | 0 | 0 | 0 | 0 | 0 | 0 | 0 | 0 | 0 | 0 | 0 | 0 | 0 | 0 | 0 | 0 | 0 | 0 | 0 | 341273036.5 | ok
Net Utility Plant
Production & Purchase Power
Demand |  | NPPPD | PPDA | 0 | 0 | 0 | 0 | 0 | 0 | 0 | 0 | 0 | 0 | 0 | 0 | 0 | 0 | 0 | 0 | 0 | 0 | 0 | 0 | 0 | 0 | 0 | 0 | 0 | 0 | 0 | 0 | 0 | ok
Energy |  | NPPPE | PPEA | 0 | 0 | 0 | 0 | 0 | 0 | 0 | 0 | 0 | 0 | 0 | 0 | 0 | 0 | 0 | 0 | 0 | 0 | 0 | 0 | 0 | 0 | 0 | 0 | 0 | 0 | 0 | 0 | 0 | ok
Total Purchase Power |  | NPPPT |  | 0 | 0 | 0 | 0 | 0 | 0 | 0 | 0 | 0 | 0 | 0 | 0 | 0 | 0 | 0 | 0 | 0 | 0 | 0 | 0 | 0 | 0 | 0 | 0 | 0 | 0 | 0 | 0 | 0 | ok
Transmission
Demand |  | NPTD | TA1 | 0 | 0 | 0 | 0 | 0 | 0 | 0 | 0 | 0 | 0 | 0 | 0 | 0 | 0 | 0 | 0 | 0 | 0 | 0 | 0 | 0 | 0 | 0 | 0 | 0 | 0 | 0 | 0 | 0 | ok
Station Equipment
Demand |  | NPSED | SA1 | 17639955.1366 | 12281994.2473 | 1617124.0153 | 2467708.9556 | 1182827.4876 | 90300.4307 | 0 | 0 | 0 | 0 | 0 | 0 | 0 | 0 | 0 | 0 | 0 | 0 | 0 | 0 | 0 | 0 | 0 | 0 | 0 | 0 | 0 | 0 | 17639955.1366 | ok
Primary Distribution Plant
Demand |  | NPDPD | DA1 | 85089343.7231 | 65276254.7936 | 8692806.8299 | 8232943.7242 | 2567775.4461 | 319562.9294 | 0 | 0 | 0 | 0 | 0 | 0 | 0 | 0 | 0 | 0 | 0 | 0 | 0 | 0 | 0 | 0 | 0 | 0 | 0 | 0 | 0 | 0 | 85089343.7231 | ok
Customer |  | NPDPC | C01 | 64088847.1976 | 51752684.4023 | 10963005.2191 | 1359804.342 | 13353.2341 | 0 | 0 | 0 | 0 | 0 | 0 | 0 | 0 | 0 | 0 | 0 | 0 | 0 | 0 | 0 | 0 | 0 | 0 | 0 | 0 | 0 | 0 | 0 | 64088847.1976 | ok
Total Primary Distribution Plant |  |  |  | 149178190.9207 | 117028939.1959 | 19655812.049 | 9592748.0662 | 2581128.6802 | 319562.9294 | 0 | 0 | 0 | 0 | 0 | 0 | 0 | 0 | 0 | 0 | 0 | 0 | 0 | 0 | 0 | 0 | 0 | 0 | 0 | 0 | 0 | 0 | 149178190.9207 | ok
Customer Services
Demand |  | NPCSD | CSA | 0 | 0 | 0 | 0 | 0 | 0 | 0 | 0 | 0 | 0 | 0 | 0 | 0 | 0 | 0 | 0 | 0 | 0 | 0 | 0 | 0 | 0 | 0 | 0 | 0 | 0 | 0 | 0 | 0 | ok
Customer |  | NPCSC | SERV | 21511790.9987 | 17248515.1221 | 3078767.8045 | 1153742.9752 | 30765.097 | 0 | 0 | 0 | 0 | 0 | 0 | 0 | 0 | 0 | 0 | 0 | 0 | 0 | 0 | 0 | 0 | 0 | 0 | 0 | 0 | 0 | 0 | 0 | 21511790.9987 | ok
Total Customer Services |  |  |  | 21511790.9987 | 17248515.1221 | 3078767.8045 | 1153742.9752 | 30765.097 | 0 | 0 | 0 | 0 | 0 | 0 | 0 | 0 | 0 | 0 | 0 | 0 | 0 | 0 | 0 | 0 | 0 | 0 | 0 | 0 | 0 | 0 | 0 | 21511790.9987 | ok
Meters
Customer |  | NPMC | C03 | 8490002.8242 | 4137010.8737 | 876361.7255 | 3442821.8274 | 33808.3977 | 0 | 0 | 0 | 0 | 0 | 0 | 0 | 0 | 0 | 0 | 0 | 0 | 0 | 0 | 0 | 0 | 0 | 0 | 0 | 0 | 0 | 0 | 0 | 8490002.8242 | ok
Lighting Systems
Customer |  | NPLSC | C04 | 8061966.5099 | 0 | 0 | 0 | 0 | 8061966.5099 | 0 | 0 | 0 | 0 | 0 | 0 | 0 | 0 | 0 | 0 | 0 | 0 | 0 | 0 | 0 | 0 | 0 | 0 | 0 | 0 | 0 | 0 | 8061966.5099 | ok
Meter Reading, Billing and Customer Service
Customer |  | NPMRBC | C05 | 0 | 0 | 0 | 0 | 0 | 0 | 0 | 0 | 0 | 0 | 0 | 0 | 0 | 0 | 0 | 0 | 0 | 0 | 0 | 0 | 0 | 0 | 0 | 0 | 0 | 0 | 0 | 0 | 0 | ok
Load Management
Customer |  | NPCSC | C06 | 0 | 0 | 0 | 0 | 0 | 0 | 0 | 0 | 0 | 0 | 0 | 0 | 0 | 0 | 0 | 0 | 0 | 0 | 0 | 0 | 0 | 0 | 0 | 0 | 0 | 0 | 0 | 0 | 0 | ok
Total |  | NPT |  | 204881906.39 | 150696459.439 | 25228065.5942 | 16657021.8244 | 3828529.6625 | 8471829.87 | 0 | 0 | 0 | 0 | 0 | 0 | 0 | 0 | 0 | 0 | 0 | 0 | 0 | 0 | 0 | 0 | 0 | 0 | 0 | 0 | 0 | 0 | 204881906.39 | ok
0.73553
Net Cost Rate Base
Production & Purchase Power
Demand |  | RBPPD | PPDA | 0 | 0 | 0 | 0 | 0 | 0 | 0 | 0 | 0 | 0 | 0 | 0 | 0 | 0 | 0 | 0 | 0 | 0 | 0 | 0 | 0 | 0 | 0 | 0 | 0 | 0 | 0 | 0 | 0 | ok
Energy |  | RBPPE | PPEA | 0 | 0 | 0 | 0 | 0 | 0 | 0 | 0 | 0 | 0 | 0 | 0 | 0 | 0 | 0 | 0 | 0 | 0 | 0 | 0 | 0 | 0 | 0 | 0 | 0 | 0 | 0 | 0 | 0 | ok
Total Purchase Power |  | RBPPT |  | 0 | 0 | 0 | 0 | 0 | 0 | 0 | 0 | 0 | 0 | 0 | 0 | 0 | 0 | 0 | 0 | 0 | 0 | 0 | 0 | 0 | 0 | 0 | 0 | 0 | 0 | 0 | 0 | 0 | ok
Transmission
Demand |  | RBTD | TA1 | 0 | 0 | 0 | 0 | 0 | 0 | 0 | 0 | 0 | 0 | 0 | 0 | 0 | 0 | 0 | 0 | 0 | 0 | 0 | 0 | 0 | 0 | 0 | 0 | 0 | 0 | 0 | 0 | 0 | ok
Station Equipment
Demand |  | RBSED | SA1 | 17937802.4106 | 12489373.3748 | 1644428.8455 | 2509375.7501 | 1202799.3039 | 91825.1363 | 0 | 0 | 0 | 0 | 0 | 0 | 0 | 0 | 0 | 0 | 0 | 0 | 0 | 0 | 0 | 0 | 0 | 0 | 0 | 0 | 0 | 0 | 17937802.4106 | ok
Primary Distribution Plant
Demand |  | RBDPD | DA1 | 86813430.5268 | 66598887.271 | 8868941.1481 | 8399760.2609 | 2619803.909 | 326037.9379 | 0 | 0 | 0 | 0 | 0 | 0 | 0 | 0 | 0 | 0 | 0 | 0 | 0 | 0 | 0 | 0 | 0 | 0 | 0 | 0 | 0 | 0 | 86813430.5268 | ok
Customer |  | RBDPC | C01 | 64799930.1562 | 52326894.3242 | 11084642.7041 | 1374891.7361 | 13501.3918 | 0 | 0 | 0 | 0 | 0 | 0 | 0 | 0 | 0 | 0 | 0 | 0 | 0 | 0 | 0 | 0 | 0 | 0 | 0 | 0 | 0 | 0 | 0 | 64799930.1562 | ok
Total Primary Distribution Plant |  |  |  | 151613360.683 | 118925781.5951 | 19953583.8521 | 9774651.997 | 2633305.3008 | 326037.9379 | 0 | 0 | 0 | 0 | 0 | 0 | 0 | 0 | 0 | 0 | 0 | 0 | 0 | 0 | 0 | 0 | 0 | 0 | 0 | 0 | 0 | 0 | 151613360.683 | ok
Customer Services
Demand |  | RBCSD | CSA | 0 | 0 | 0 | 0 | 0 | 0 | 0 | 0 | 0 | 0 | 0 | 0 | 0 | 0 | 0 | 0 | 0 | 0 | 0 | 0 | 0 | 0 | 0 | 0 | 0 | 0 | 0 | 0 | 0 | ok
Customer |  | RBCSC | SERV | 21703663.7408 | 17402361.9075 | 3106228.6338 | 1164033.6957 | 31039.5039 | 0 | 0 | 0 | 0 | 0 | 0 | 0 | 0 | 0 | 0 | 0 | 0 | 0 | 0 | 0 | 0 | 0 | 0 | 0 | 0 | 0 | 0 | 0 | 21703663.7408 | ok
Total Customer Services |  |  |  | 21703663.7408 | 17402361.9075 | 3106228.6338 | 1164033.6957 | 31039.5039 | 0 | 0 | 0 | 0 | 0 | 0 | 0 | 0 | 0 | 0 | 0 | 0 | 0 | 0 | 0 | 0 | 0 | 0 | 0 | 0 | 0 | 0 | 0 | 21703663.7408 | ok
Meters
Customer |  | RBMC | C03 | 8570928.3978 | 4176444.3091 | 884715.0884 | 3475638.3454 | 34130.6548 | 0 | 0 | 0 | 0 | 0 | 0 | 0 | 0 | 0 | 0 | 0 | 0 | 0 | 0 | 0 | 0 | 0 | 0 | 0 | 0 | 0 | 0 | 0 | 8570928.3978 | ok
Lighting Systems
Customer |  | RBLSC | C04 | 8113618.7437 | 0 | 0 | 0 | 0 | 8113618.7437 | 0 | 0 | 0 | 0 | 0 | 0 | 0 | 0 | 0 | 0 | 0 | 0 | 0 | 0 | 0 | 0 | 0 | 0 | 0 | 0 | 0 | 0 | 8113618.7437 | ok
Meter Reading, Billing and Customer Service
Customer |  | RBMRBC | C05 | 546865.5862 | 441601.9843 | 93546.5457 | 11603.114 | 113.9422 | 0 | 0 | 0 | 0 | 0 | 0 | 0 | 0 | 0 | 0 | 0 | 0 | 0 | 0 | 0 | 0 | 0 | 0 | 0 | 0 | 0 | 0 | 0 | 546865.5862 | ok
Load Management
Customer |  | RBCSC | C06 | 0 | 0 | 0 | 0 | 0 | 0 | 0 | 0 | 0 | 0 | 0 | 0 | 0 | 0 | 0 | 0 | 0 | 0 | 0 | 0 | 0 | 0 | 0 | 0 | 0 | 0 | 0 | 0 | 0 | ok
Total |  | RBT |  | 208486239.562 | 153435563.1708 | 25682502.9656 | 16935302.9022 | 3901388.7056 | 8531481.8179 | 0 | 0 | 0 | 0 | 0 | 0 | 0 | 0 | 0 | 0 | 0 | 0 | 0 | 0 | 0 | 0 | 0 | 0 | 0 | 0 | 0 | 0 | 208486239.562 | ok
|  |  |  | 1 | 0.73595 | 0.12319 | 0.08123 | 0.018713 | 0.040921 | 0 | 0 | 0 | 0 | 0 | [17 empty] | 1 | ok
Operation and Maintenance Expenses
Production & Purchase Power
Demand |  | OMPPD | PPDA | 33317462.7566 | 23481252.42 | 3091688.2416 | 4717873.6384 | 1854008.1537 | 172640.3029 | 0 | 0 | 0 | 0 | 0 | 0 | 0 | 0 | 0 | 0 | 0 | 0 | 0 | 0 | 0 | 0 | 0 | 0 | 0 | 0 | 0 | 0 | 33317462.7566 | ok
Energy |  | OMPPE | PPEA | 59942309.2434 | 37714587.691 | 6426694.696 | 10165700.3867 | 5121800.1235 | 513526.3462 | 0 | 0 | 0 | 0 | 0 | 0 | 0 | 0 | 0 | 0 | 0 | 0 | 0 | 0 | 0 | 0 | 0 | 0 | 0 | 0 | 0 | 0 | 59942309.2434 | ok
Total Purchase Power |  | OMPPT |  | 93259772 | 61195840.111 | 9518382.9376 | 14883574.0251 | 6975808.2771 | 686166.6491 | 0 | 0 | 0 | 0 | 0 | 0 | 0 | 0 | 0 | 0 | 0 | 0 | 0 | 0 | 0 | 0 | 0 | 0 | 0 | 0 | 0 | 0 | 93259772 | ok
Transmission
Demand |  | OMTD | TOMA | 0 | 0 | 0 | 0 | 0 | 0 | 0 | 0 | 0 | 0 | 0 | 0 | 0 | 0 | 0 | 0 | 0 | 0 | 0 | 0 | 0 | 0 | 0 | 0 | 0 | 0 | 0 | 0 | 0 | ok
Station Equipment
Demand |  | OMSED | SOMA | 1640158.0833 | 1155939.3416 | 152198.188 | 232252.3369 | 91269.4488 | 8498.7681 | 0 | 0 | 0 | 0 | 0 | 0 | 0 | 0 | 0 | 0 | 0 | 0 | 0 | 0 | 0 | 0 | 0 | 0 | 0 | 0 | 0 | 0 | 1640158.0833 | ok
Primary Distribution Plant
Demand |  | OMDPD | DOM | 10259821.0547 | 7870817.4726 | 1048152.9018 | 992703.9705 | 309614.7582 | 38531.9516 | 0 | 0 | 0 | 0 | 0 | 0 | 0 | 0 | 0 | 0 | 0 | 0 | 0 | 0 | 0 | 0 | 0 | 0 | 0 | 0 | 0 | 0 | 10259821.0547 | ok
Customer |  | OMDPC | C01 | 2992949.0143 | 2416850.2406 | 511972.3181 | 63502.8596 | 623.596 | 0 | 0 | 0 | 0 | 0 | 0 | 0 | 0 | 0 | 0 | 0 | 0 | 0 | 0 | 0 | 0 | 0 | 0 | 0 | 0 | 0 | 0 | 0 | 2992949.0143 | ok
Total Primary Distribution Plant |  |  |  | 13252770.069 | 10287667.7131 | 1560125.2199 | 1056206.8301 | 310238.3542 | 38531.9516 | 0 | 0 | 0 | 0 | 0 | 0 | 0 | 0 | 0 | 0 | 0 | 0 | 0 | 0 | 0 | 0 | 0 | 0 | 0 | 0 | 0 | 0 | 13252770.069 | ok
Customer Services
Demand |  | OMCSD | SERV | 0 | 0 | 0 | 0 | 0 | 0 | 0 | 0 | 0 | 0 | 0 | 0 | 0 | 0 | 0 | 0 | 0 | 0 | 0 | 0 | 0 | 0 | 0 | 0 | 0 | 0 | 0 | 0 | 0 | ok
Customer |  | OMCSC | SERV | 575541.8035 | 461479.0791 | 82371.5503 | 30868.0627 | 823.1114 | 0 | 0 | 0 | 0 | 0 | 0 | 0 | 0 | 0 | 0 | 0 | 0 | 0 | 0 | 0 | 0 | 0 | 0 | 0 | 0 | 0 | 0 | 0 | 575541.8035 | ok
Total Customer Services |  |  |  | 575541.8035 | 461479.0791 | 82371.5503 | 30868.0627 | 823.1114 | 0 | 0 | 0 | 0 | 0 | 0 | 0 | 0 | 0 | 0 | 0 | 0 | 0 | 0 | 0 | 0 | 0 | 0 | 0 | 0 | 0 | 0 | 0 | 575541.8035 | ok
Meters
Customer |  | OMMC | C03 | 335814.3487 | 163635.7067 | 34663.6919 | 136177.6896 | 1337.2605 | 0 | 0 | 0 | 0 | 0 | 0 | 0 | 0 | 0 | 0 | 0 | 0 | 0 | 0 | 0 | 0 | 0 | 0 | 0 | 0 | 0 | 0 | 0 | 335814.3487 | ok
Lighting Systems
Customer |  | OMLSC | C04 | 187073.9759 | 0 | 0 | 0 | 0 | 187073.9759 | 0 | 0 | 0 | 0 | 0 | 0 | 0 | 0 | 0 | 0 | 0 | 0 | 0 | 0 | 0 | 0 | 0 | 0 | 0 | 0 | 0 | 0 | 187073.9759 | ok
Meter Reading, Billing and Customer Service
Customer |  | OMMRBC | C05 | 4374924.6897 | 3532815.8743 | 748372.3659 | 92824.9118 | 911.5376 | 0 | 0 | 0 | 0 | 0 | 0 | 0 | 0 | 0 | 0 | 0 | 0 | 0 | 0 | 0 | 0 | 0 | 0 | 0 | 0 | 0 | 0 | 0 | 4374924.6897 | ok
Load Management
Customer |  | OMCSC | C06 | 0 | 0 | 0 | 0 | 0 | 0 | 0 | 0 | 0 | 0 | 0 | 0 | 0 | 0 | 0 | 0 | 0 | 0 | 0 | 0 | 0 | 0 | 0 | 0 | 0 | 0 | 0 | 0 | 0 | ok
Total |  | OMT |  | 113626054.97 | 76797377.8259 | 12096113.9536 | 16431903.8562 | 7380387.9895 | 920271.3447 | 0 | 0 | 0 | 0 | 0 | 0 | 0 | 0 | 0 | 0 | 0 | 0 | 0 | 0 | 0 | 0 | 0 | 0 | 0 | 0 | 0 | 0 | 113626054.97 | ok
Labor Expenses
Production & Purchase Power
Demand |  | LBPPD | PPDA | 0 | 0 | 0 | 0 | 0 | 0 | 0 | 0 | 0 | 0 | 0 | 0 | 0 | 0 | 0 | 0 | 0 | 0 | 0 | 0 | 0 | 0 | 0 | 0 | 0 | 0 | 0 | 0 | 0 | ok
Energy |  | LBPPE | PPEA | 0 | 0 | 0 | 0 | 0 | 0 | 0 | 0 | 0 | 0 | 0 | 0 | 0 | 0 | 0 | 0 | 0 | 0 | 0 | 0 | 0 | 0 | 0 | 0 | 0 | 0 | 0 | 0 | 0 | ok
Total Purchase Power |  | LBPPT |  | 0 | 0 | 0 | 0 | 0 | 0 | 0 | 0 | 0 | 0 | 0 | 0 | 0 | 0 | 0 | 0 | 0 | 0 | 0 | 0 | 0 | 0 | 0 | 0 | 0 | 0 | 0 | 0 | 0 | ok
Transmission
Demand |  | LBTD | TOMA | 0 | 0 | 0 | 0 | 0 | 0 | 0 | 0 | 0 | 0 | 0 | 0 | 0 | 0 | 0 | 0 | 0 | 0 | 0 | 0 | 0 | 0 | 0 | 0 | 0 | 0 | 0 | 0 | 0 | ok
Station Equipment
Demand |  | LBSED | SOMA | 507491.1925 | 357666.1548 | 47092.5582 | 71862.5946 | 28240.2299 | 2629.655 | 0 | 0 | 0 | 0 | 0 | 0 | 0 | 0 | 0 | 0 | 0 | 0 | 0 | 0 | 0 | 0 | 0 | 0 | 0 | 0 | 0 | 0 | 507491.1925 | ok
Primary Distribution Plant
Demand |  | LBDPD | DOM | 3505269.5915 | 2689066.1153 | 358101.6155 | 339157.4787 | 105779.9343 | 13164.4477 | 0 | 0 | 0 | 0 | 0 | 0 | 0 | 0 | 0 | 0 | 0 | 0 | 0 | 0 | 0 | 0 | 0 | 0 | 0 | 0 | 0 | 0 | 3505269.5915 | ok
Customer |  | LBDPC | C01 | 1117878.6917 | 902703.4447 | 191223.7537 | 23718.5777 | 232.9157 | 0 | 0 | 0 | 0 | 0 | 0 | 0 | 0 | 0 | 0 | 0 | 0 | 0 | 0 | 0 | 0 | 0 | 0 | 0 | 0 | 0 | 0 | 0 | 1117878.6917 | ok
Total Primary Distribution Plant |  |  |  | 4623148.2832 | 3591769.5599 | 549325.3692 | 362876.0564 | 106012.85 | 13164.4477 | 0 | 0 | 0 | 0 | 0 | 0 | 0 | 0 | 0 | 0 | 0 | 0 | 0 | 0 | 0 | 0 | 0 | 0 | 0 | 0 | 0 | 0 | 4623148.2832 | ok
Customer Services
Demand |  | LBCSD | SERV | 0 | 0 | 0 | 0 | 0 | 0 | 0 | 0 | 0 | 0 | 0 | 0 | 0 | 0 | 0 | 0 | 0 | 0 | 0 | 0 | 0 | 0 | 0 | 0 | 0 | 0 | 0 | 0 | 0 | ok
Customer |  | LBCSC | SERV | 225525.4465 | 180830.0887 | 32277.2048 | 12095.6177 | 322.5353 | 0 | 0 | 0 | 0 | 0 | 0 | 0 | 0 | 0 | 0 | 0 | 0 | 0 | 0 | 0 | 0 | 0 | 0 | 0 | 0 | 0 | 0 | 0 | 225525.4465 | ok
Total Customer Services |  |  |  | 225525.4465 | 180830.0887 | 32277.2048 | 12095.6177 | 322.5353 | 0 | 0 | 0 | 0 | 0 | 0 | 0 | 0 | 0 | 0 | 0 | 0 | 0 | 0 | 0 | 0 | 0 | 0 | 0 | 0 | 0 | 0 | 0 | 225525.4465 | ok
Meters
Customer |  | LBMC | C03 | 205408.9263 | 100091.7172 | 21202.8812 | 83296.3604 | 817.9675 | 0 | 0 | 0 | 0 | 0 | 0 | 0 | 0 | 0 | 0 | 0 | 0 | 0 | 0 | 0 | 0 | 0 | 0 | 0 | 0 | 0 | 0 | 0 | 205408.9263 | ok
Lighting Systems
Customer |  | LBLSC | C04 | 75651.68 | 0 | 0 | 0 | 0 | 75651.68 | 0 | 0 | 0 | 0 | 0 | 0 | 0 | 0 | 0 | 0 | 0 | 0 | 0 | 0 | 0 | 0 | 0 | 0 | 0 | 0 | 0 | 0 | 75651.68 | ok
Meter Reading, Billing and Customer Service
Customer |  | LBMRBC | C05 | 2126776.7332 | 1717403.4154 | 363805.3335 | 45124.8597 | 443.1246 | 0 | 0 | 0 | 0 | 0 | 0 | 0 | 0 | 0 | 0 | 0 | 0 | 0 | 0 | 0 | 0 | 0 | 0 | 0 | 0 | 0 | 0 | 0 | 2126776.7332 | ok
Load Management
Customer |  | LBCSC | C06 | 0 | 0 | 0 | 0 | 0 | 0 | 0 | 0 | 0 | 0 | 0 | 0 | 0 | 0 | 0 | 0 | 0 | 0 | 0 | 0 | 0 | 0 | 0 | 0 | 0 | 0 | 0 | 0 | 0 | ok
Total |  | LBT |  | 7764002.2617 | 5947760.936 | 1013703.3468 | 575255.4887 | 135836.7074 | 91445.7828 | 0 | 0 | 0 | 0 | 0 | 0 | 0 | 0 | 0 | 0 | 0 | 0 | 0 | 0 | 0 | 0 | 0 | 0 | 0 | 0 | 0 | 0 | 7764002.2617 | ok
Depreciation Expenses
Production & Purchase Power
Demand |  | DPPPD | PPDA | 0 | 0 | 0 | 0 | 0 | 0 | 0 | 0 | 0 | 0 | 0 | 0 | 0 | 0 | 0 | 0 | 0 | 0 | 0 | 0 | 0 | 0 | 0 | 0 | 0 | 0 | 0 | 0 | 0 | ok
Energy |  | DPPPE | PPEA | 0 | 0 | 0 | 0 | 0 | 0 | 0 | 0 | 0 | 0 | 0 | 0 | 0 | 0 | 0 | 0 | 0 | 0 | 0 | 0 | 0 | 0 | 0 | 0 | 0 | 0 | 0 | 0 | 0 | ok
Total Purchase Power |  | DPPPT |  | 0 | 0 | 0 | 0 | 0 | 0 | 0 | 0 | 0 | 0 | 0 | 0 | 0 | 0 | 0 | 0 | 0 | 0 | 0 | 0 | 0 | 0 | 0 | 0 | 0 | 0 | 0 | 0 | 0 | ok
Transmission
Demand |  | DPTD | TA1 | 0 | 0 | 0 | 0 | 0 | 0 | 0 | 0 | 0 | 0 | 0 | 0 | 0 | 0 | 0 | 0 | 0 | 0 | 0 | 0 | 0 | 0 | 0 | 0 | 0 | 0 | 0 | 0 | 0 | ok
Station Equipment
Demand |  | DPSED | SA1 | 1173387.3281 | 816982.6002 | 107569.028 | 164148.8539 | 78680.1766 | 6006.6695 | 0 | 0 | 0 | 0 | 0 | 0 | 0 | 0 | 0 | 0 | 0 | 0 | 0 | 0 | 0 | 0 | 0 | 0 | 0 | 0 | 0 | 0 | 1173387.3281 | ok
Primary Distribution Plant
Demand |  | DPDPD | DA1 | 5582166.1703 | 4282356.4654 | 570279.3098 | 540110.6405 | 168455.2801 | 20964.4745 | 0 | 0 | 0 | 0 | 0 | 0 | 0 | 0 | 0 | 0 | 0 | 0 | 0 | 0 | 0 | 0 | 0 | 0 | 0 | 0 | 0 | 0 | 5582166.1703 | ok
Customer |  | DPDPC | C01 | 4259401.7829 | 3439529.4322 | 728611.0769 | 90373.8059 | 887.4678 | 0 | 0 | 0 | 0 | 0 | 0 | 0 | 0 | 0 | 0 | 0 | 0 | 0 | 0 | 0 | 0 | 0 | 0 | 0 | 0 | 0 | 0 | 0 | 4259401.7829 | ok
Total Primary Distribution Plant |  |  |  | 9841567.9532 | 7721885.8976 | 1298890.3867 | 630484.4464 | 169342.7479 | 20964.4745 | 0 | 0 | 0 | 0 | 0 | 0 | 0 | 0 | 0 | 0 | 0 | 0 | 0 | 0 | 0 | 0 | 0 | 0 | 0 | 0 | 0 | 0 | 9841567.9532 | ok
Customer Services
Demand |  | DPCSD | SERV | 0 | 0 | 0 | 0 | 0 | 0 | 0 | 0 | 0 | 0 | 0 | 0 | 0 | 0 | 0 | 0 | 0 | 0 | 0 | 0 | 0 | 0 | 0 | 0 | 0 | 0 | 0 | 0 | 0 | ok
Customer |  | DPCSC | SERV | 1515976.8514 | 1215535.6868 | 216966.6265 | 81306.4632 | 2168.0749 | 0 | 0 | 0 | 0 | 0 | 0 | 0 | 0 | 0 | 0 | 0 | 0 | 0 | 0 | 0 | 0 | 0 | 0 | 0 | 0 | 0 | 0 | 0 | 1515976.8514 | ok
Total Customer Services |  |  |  | 1515976.8514 | 1215535.6868 | 216966.6265 | 81306.4632 | 2168.0749 | 0 | 0 | 0 | 0 | 0 | 0 | 0 | 0 | 0 | 0 | 0 | 0 | 0 | 0 | 0 | 0 | 0 | 0 | 0 | 0 | 0 | 0 | 0 | 1515976.8514 | ok
Meters
Customer |  | DPMC | C03 | 492332.5321 | 239903.9295 | 50819.9345 | 199648.13 | 1960.5381 | 0 | 0 | 0 | 0 | 0 | 0 | 0 | 0 | 0 | 0 | 0 | 0 | 0 | 0 | 0 | 0 | 0 | 0 | 0 | 0 | 0 | 0 | 0 | 492332.5321 | ok
Lighting Systems
Customer |  | DPLSC | C04 | 357321.8352 | 0 | 0 | 0 | 0 | 357321.8352 | 0 | 0 | 0 | 0 | 0 | 0 | 0 | 0 | 0 | 0 | 0 | 0 | 0 | 0 | 0 | 0 | 0 | 0 | 0 | 0 | 0 | 0 | 357321.8352 | ok
Meter Reading, Billing and Customer Service
Customer |  | DPMRBC | C05 | 0 | 0 | 0 | 0 | 0 | 0 | 0 | 0 | 0 | 0 | 0 | 0 | 0 | 0 | 0 | 0 | 0 | 0 | 0 | 0 | 0 | 0 | 0 | 0 | 0 | 0 | 0 | 0 | 0 | ok
Load Management
Customer |  | DPCSC | C06 | 0 | 0 | 0 | 0 | 0 | 0 | 0 | 0 | 0 | 0 | 0 | 0 | 0 | 0 | 0 | 0 | 0 | 0 | 0 | 0 | 0 | 0 | 0 | 0 | 0 | 0 | 0 | 0 | 0 | ok
Total |  | DPT |  | 13380586.5 | 9994308.1141 | 1674245.9757 | 1075587.8935 | 252151.5375 | 384292.9792 | 0 | 0 | 0 | 0 | 0 | 0 | 0 | 0 | 0 | 0 | 0 | 0 | 0 | 0 | 0 | 0 | 0 | 0 | 0 | 0 | 0 | 0 | 13380586.5 | ok
Property Taxes
Production & Purchase Power
Demand |  | PTPPD | PPDA | 0 | 0 | 0 | 0 | 0 | 0 | 0 | 0 | 0 | 0 | 0 | 0 | 0 | 0 | 0 | 0 | 0 | 0 | 0 | 0 | 0 | 0 | 0 | 0 | 0 | 0 | 0 | 0 | 0 | ok
Energy |  | PTPPE | PPEA | 0 | 0 | 0 | 0 | 0 | 0 | 0 | 0 | 0 | 0 | 0 | 0 | 0 | 0 | 0 | 0 | 0 | 0 | 0 | 0 | 0 | 0 | 0 | 0 | 0 | 0 | 0 | 0 | 0 | ok
Total Purchase Power |  | PTPPT |  | 0 | 0 | 0 | 0 | 0 | 0 | 0 | 0 | 0 | 0 | 0 | 0 | 0 | 0 | 0 | 0 | 0 | 0 | 0 | 0 | 0 | 0 | 0 | 0 | 0 | 0 | 0 | 0 | 0 | ok
Transmission
Demand |  | PTTD | TOMA | 0 | 0 | 0 | 0 | 0 | 0 | 0 | 0 | 0 | 0 | 0 | 0 | 0 | 0 | 0 | 0 | 0 | 0 | 0 | 0 | 0 | 0 | 0 | 0 | 0 | 0 | 0 | 0 | 0 | ok
Station Equipment
Demand |  | PTSED | SOMA | 0 | 0 | 0 | 0 | 0 | 0 | 0 | 0 | 0 | 0 | 0 | 0 | 0 | 0 | 0 | 0 | 0 | 0 | 0 | 0 | 0 | 0 | 0 | 0 | 0 | 0 | 0 | 0 | 0 | ok
Primary Distribution Plant
Demand |  | PTDPD | DOM | 0 | 0 | 0 | 0 | 0 | 0 | 0 | 0 | 0 | 0 | 0 | 0 | 0 | 0 | 0 | 0 | 0 | 0 | 0 | 0 | 0 | 0 | 0 | 0 | 0 | 0 | 0 | 0 | 0 | ok
Customer |  | PTDPC | C01 | 0 | 0 | 0 | 0 | 0 | 0 | 0 | 0 | 0 | 0 | 0 | 0 | 0 | 0 | 0 | 0 | 0 | 0 | 0 | 0 | 0 | 0 | 0 | 0 | 0 | 0 | 0 | 0 | 0 | ok
Total Primary Distribution Plant |  |  |  | 0 | 0 | 0 | 0 | 0 | 0 | 0 | 0 | 0 | 0 | 0 | 0 | 0 | 0 | 0 | 0 | 0 | 0 | 0 | 0 | 0 | 0 | 0 | 0 | 0 | 0 | 0 | 0 | 0 | ok
Customer Services
Demand |  | PTCSD | SERV | 0 | 0 | 0 | 0 | 0 | 0 | 0 | 0 | 0 | 0 | 0 | 0 | 0 | 0 | 0 | 0 | 0 | 0 | 0 | 0 | 0 | 0 | 0 | 0 | 0 | 0 | 0 | 0 | 0 | ok
Customer |  | PTCSC | SERV | 0 | 0 | 0 | 0 | 0 | 0 | 0 | 0 | 0 | 0 | 0 | 0 | 0 | 0 | 0 | 0 | 0 | 0 | 0 | 0 | 0 | 0 | 0 | 0 | 0 | 0 | 0 | 0 | 0 | ok
Total Customer Services |  |  |  | 0 | 0 | 0 | 0 | 0 | 0 | 0 | 0 | 0 | 0 | 0 | 0 | 0 | 0 | 0 | 0 | 0 | 0 | 0 | 0 | 0 | 0 | 0 | 0 | 0 | 0 | 0 | 0 | 0 | ok
Meters
Customer |  | PTMC | C03 | 0 | 0 | 0 | 0 | 0 | 0 | 0 | 0 | 0 | 0 | 0 | 0 | 0 | 0 | 0 | 0 | 0 | 0 | 0 | 0 | 0 | 0 | 0 | 0 | 0 | 0 | 0 | 0 | 0 | ok
Lighting Systems
Customer |  | PTLSC | C04 | 0 | 0 | 0 | 0 | 0 | 0 | 0 | 0 | 0 | 0 | 0 | 0 | 0 | 0 | 0 | 0 | 0 | 0 | 0 | 0 | 0 | 0 | 0 | 0 | 0 | 0 | 0 | 0 | 0 | ok
Meter Reading, Billing and Customer Service
Customer |  | PTMRBC | C05 | 0 | 0 | 0 | 0 | 0 | 0 | 0 | 0 | 0 | 0 | 0 | 0 | 0 | 0 | 0 | 0 | 0 | 0 | 0 | 0 | 0 | 0 | 0 | 0 | 0 | 0 | 0 | 0 | 0 | ok
Load Management
Customer |  | PTCSC | C06 | 0 | 0 | 0 | 0 | 0 | 0 | 0 | 0 | 0 | 0 | 0 | 0 | 0 | 0 | 0 | 0 | 0 | 0 | 0 | 0 | 0 | 0 | 0 | 0 | 0 | 0 | 0 | 0 | 0 | ok
Total |  | PTT |  | 0 | 0 | 0 | 0 | 0 | 0 | 0 | 0 | 0 | 0 | 0 | 0 | 0 | 0 | 0 | 0 | 0 | 0 | 0 | 0 | 0 | 0 | 0 | 0 | 0 | 0 | 0 | 0 | 0 | ok
Other Taxes
Production & Purchase Power
Demand |  | OTPPD | PPDA | 0 | 0 | 0 | 0 | 0 | 0 | 0 | 0 | 0 | 0 | 0 | 0 | 0 | 0 | 0 | 0 | 0 | 0 | 0 | 0 | 0 | 0 | 0 | 0 | 0 | 0 | 0 | 0 | 0 | ok
Energy |  | OTPPE | PPEA | 0 | 0 | 0 | 0 | 0 | 0 | 0 | 0 | 0 | 0 | 0 | 0 | 0 | 0 | 0 | 0 | 0 | 0 | 0 | 0 | 0 | 0 | 0 | 0 | 0 | 0 | 0 | 0 | 0 | ok
Total Purchase Power |  | OTPPT |  | 0 | 0 | 0 | 0 | 0 | 0 | 0 | 0 | 0 | 0 | 0 | 0 | 0 | 0 | 0 | 0 | 0 | 0 | 0 | 0 | 0 | 0 | 0 | 0 | 0 | 0 | 0 | 0 | 0 | ok
Transmission
Demand |  | OTTD | TOMA | 0 | 0 | 0 | 0 | 0 | 0 | 0 | 0 | 0 | 0 | 0 | 0 | 0 | 0 | 0 | 0 | 0 | 0 | 0 | 0 | 0 | 0 | 0 | 0 | 0 | 0 | 0 | 0 | 0 | ok
Station Equipment
Demand |  | OTSED | SOMA | 17211.7488 | 12130.3781 | 1597.1613 | 2437.2461 | 957.7777 | 89.1857 | 0 | 0 | 0 | 0 | 0 | 0 | 0 | 0 | 0 | 0 | 0 | 0 | 0 | 0 | 0 | 0 | 0 | 0 | 0 | 0 | 0 | 0 | 17211.7488 | ok
Primary Distribution Plant
Demand |  | OTDPD | DOM | 83023.8173 | 63691.6871 | 8481.7907 | 8033.0907 | 2505.4432 | 311.8056 | 0 | 0 | 0 | 0 | 0 | 0 | 0 | 0 | 0 | 0 | 0 | 0 | 0 | 0 | 0 | 0 | 0 | 0 | 0 | 0 | 0 | 0 | 83023.8173 | ok
Customer |  | OTDPC | C01 | 62533.1035 | 50496.3986 | 10696.8805 | 1326.7954 | 13.0291 | 0 | 0 | 0 | 0 | 0 | 0 | 0 | 0 | 0 | 0 | 0 | 0 | 0 | 0 | 0 | 0 | 0 | 0 | 0 | 0 | 0 | 0 | 0 | 62533.1035 | ok
Total Primary Distribution Plant |  |  |  | 145556.9208 | 114188.0856 | 19178.6712 | 9359.8861 | 2518.4723 | 311.8056 | 0 | 0 | 0 | 0 | 0 | 0 | 0 | 0 | 0 | 0 | 0 | 0 | 0 | 0 | 0 | 0 | 0 | 0 | 0 | 0 | 0 | 0 | 145556.9208 | ok
Customer Services
Demand |  | OTCSD | SERV | 0 | 0 | 0 | 0 | 0 | 0 | 0 | 0 | 0 | 0 | 0 | 0 | 0 | 0 | 0 | 0 | 0 | 0 | 0 | 0 | 0 | 0 | 0 | 0 | 0 | 0 | 0 | 0 | 0 | ok
Customer |  | OTCSC | SERV | 20989.5967 | 16829.8109 | 3004.0313 | 1125.7361 | 30.0183 | 0 | 0 | 0 | 0 | 0 | 0 | 0 | 0 | 0 | 0 | 0 | 0 | 0 | 0 | 0 | 0 | 0 | 0 | 0 | 0 | 0 | 0 | 0 | 20989.5967 | ok
Total Customer Services |  |  |  | 20989.5967 | 16829.8109 | 3004.0313 | 1125.7361 | 30.0183 | 0 | 0 | 0 | 0 | 0 | 0 | 0 | 0 | 0 | 0 | 0 | 0 | 0 | 0 | 0 | 0 | 0 | 0 | 0 | 0 | 0 | 0 | 0 | 20989.5967 | ok
Meters
Customer |  | OTMC | C03 | 8283.9097 | 4036.5858 | 855.0882 | 3359.248 | 32.9877 | 0 | 0 | 0 | 0 | 0 | 0 | 0 | 0 | 0 | 0 | 0 | 0 | 0 | 0 | 0 | 0 | 0 | 0 | 0 | 0 | 0 | 0 | 0 | 8283.9097 | ok
Lighting Systems
Customer |  | OTLSC | C04 | 7866.2639 | 0 | 0 | 0 | 0 | 7866.2639 | 0 | 0 | 0 | 0 | 0 | 0 | 0 | 0 | 0 | 0 | 0 | 0 | 0 | 0 | 0 | 0 | 0 | 0 | 0 | 0 | 0 | 0 | 7866.2639 | ok
Meter Reading, Billing and Customer Service
Customer |  | OTMRBC | C05 | 0 | 0 | 0 | 0 | 0 | 0 | 0 | 0 | 0 | 0 | 0 | 0 | 0 | 0 | 0 | 0 | 0 | 0 | 0 | 0 | 0 | 0 | 0 | 0 | 0 | 0 | 0 | 0 | 0 | ok
Load Management
Customer |  | OTCSC | C06 | 0 | 0 | 0 | 0 | 0 | 0 | 0 | 0 | 0 | 0 | 0 | 0 | 0 | 0 | 0 | 0 | 0 | 0 | 0 | 0 | 0 | 0 | 0 | 0 | 0 | 0 | 0 | 0 | 0 | ok
Total |  | OTT |  | 199908.44 | 147184.8604 | 24634.9521 | 16282.1163 | 3539.256 | 8267.2552 | 0 | 0 | 0 | 0 | 0 | 0 | 0 | 0 | 0 | 0 | 0 | 0 | 0 | 0 | 0 | 0 | 0 | 0 | 0 | 0 | 0 | 0 | 199908.44 | ok
Cost of Service Summary -- Unadjusted Results
Operating Revenues
Total Sales of Electric Energy |  | REVUC | R01 | 129980663.7 | 84412898.166 | 15077749.2754 | 20236203.7629 | 8038346.2838 | 2215466.212 | 0 | 0 | 0 | 0 | 0 | 0 | 0 | 0 | 0 | 0 | 0 | 0 | 0 | 0 | 0 | 0 | 0 | 0 | 0 | 0 | 0 | 0 | 129980663.7 | ok
Other Electric Revenues |  |  | MISCSERV | 1856905.22 | 1488897.7756 | 265760.299 | 99591.4916 | 2655.6538 | 0 | 0 | 0 | 0 | 0 | 0 | 0 | 0 | 0 | 0 | 0 | 0 | [11 empty] | 1856905.22 | ok
Total Operating Revenues |  | TOR |  | 131837568.92 | 85901795.9416 | 15343509.5744 | 20335795.2545 | 8041001.9376 | 2215466.212 | 0 | 0 | 0 | 0 | 0 | 0 | 0 | 0 | 0 | 0 | 0 | 0 | 0 | 0 | 0 | 0 | 0 | 0 | 0 | 0 | 0 | 0 | 131837568.92 | ok
Operating Expenses
Operation and Maintenance Expenses |  |  |  | 113626054.97 | 76797377.8259 | 12096113.9536 | 16431903.8562 | 7380387.9895 | 920271.3447 | 0 | 0 | 0 | 0 | 0 | 0 | 0 | 0 | 0 | 0 | 0 | 0 | 0 | 0 | 0 | 0 | 0 | 0 | 0 | 0 | 0 | 0 | 113626054.97 | ok
Depreciation and Amortization Expenses |  |  |  | 13380586.5 | 9994308.1141 | 1674245.9757 | 1075587.8935 | 252151.5375 | 384292.9792 | 0 | 0 | 0 | 0 | 0 | 0 | 0 | 0 | 0 | 0 | 0 | 0 | 0 | 0 | 0 | 0 | 0 | 0 | 0 | 0 | 0 | 0 | 13380586.5 | ok
Property Taxes |  |  | NPT | 0 | 0 | 0 | 0 | 0 | 0 | 0 | 0 | 0 | 0 | 0 | 0 | 0 | 0 | 0 | 0 | 0 | 0 | 0 | 0 | 0 | 0 | 0 | 0 | 0 | 0 | 0 | 0 | 0 | ok
Other Taxes |  |  |  | 199908.44 | 147184.8604 | 24634.9521 | 16282.1163 | 3539.256 | 8267.2552 | 0 | 0 | 0 | 0 | 0 | 0 | 0 | 0 | 0 | 0 | 0 | 0 | 0 | 0 | 0 | 0 | 0 | 0 | 0 | 0 | 0 | 0 | 199908.44 | ok
Total Operating Expenses |  | TOE |  | 127206549.91 | 86938870.8004 | 13794994.8814 | 17523773.866 | 7636078.7831 | 1312831.5791 | 0 | 0 | 0 | 0 | 0 | 0 | 0 | 0 | 0 | 0 | 0 | 0 | 0 | 0 | 0 | 0 | 0 | 0 | 0 | 0 | 0 | 0 | 127206549.91 | ok
Utility Operating Margin |  | TOM |  | 4631019.01 | -1037074.8588 | 1548514.693 | 2812021.3884 | 404923.1545 | 902634.6329 | 0 | 0 | 0 | 0 | 0 | 0 | 0 | 0 | 0 | 0 | 0 | 0 | 0 | 0 | 0 | 0 | 0 | 0 | 0 | 0 | 0 | 0 | 4631019.01 | ok
Net Cost Rate Base |  |  |  | 208486239.562 | 153435563.1708 | 25682502.9656 | 16935302.9022 | 3901388.7056 | 8531481.8179 | 0 | 0 | 0 | 0 | 0 | 0 | 0 | 0 | 0 | 0 | 0 | 0 | 0 | 0 | 0 | 0 | 0 | 0 | 0 | 0 | 0 | 0 | 208486239.562 | ok
Rate of Return |  |  |  | 2.221% | -0.6759% | 6.029% | 16.6% | 10.38% | 10.58% | #DIV/0! | #DIV/0! | #DIV/0! | #DIV/0! | #DIV/0! | #DIV/0! | #DIV/0! | #DIV/0! | #DIV/0! | #DIV/0! | #DIV/0! | #DIV/0! | #DIV/0! | #DIV/0! | #DIV/0! | #DIV/0! | #DIV/0! | #DIV/0! | #DIV/0! | #DIV/0! | #DIV/0! | #DIV/0! | 2.221% | ok
Unitized Rate of Return |  |  |  | 1 | -0.30429 | 2.7144 | 7.4753 | 4.6726 | 4.7631 | #DIV/0! | #DIV/0! | #DIV/0! | #DIV/0! | #DIV/0! | #DIV/0! | #DIV/0! | #DIV/0! | #DIV/0! | #DIV/0! | #DIV/0! | #DIV/0! | #DIV/0! | #DIV/0! | #DIV/0! | #DIV/0! | #DIV/0! | #DIV/0! | #DIV/0! | #DIV/0! | #DIV/0! | #DIV/0!
Cost of Service Summary -- Adjusted Results
Operating Revenues
Total Operating Revenue -- Actual |  |  |  | 131837568.92 | 85901795.9416 | 15343509.5744 | 20335795.2545 | 8041001.9376 | 2215466.212 | 0 | 0 | 0 | 0 | 0 | 0 | 0 | 0 | 0 | 0 | 0 | 0 | 0 | 0 | 0 | 0 | 0 | 0 | 0 | 0 | 0 | 0 | 131837568.92 | ok
Pro-Forma Adjustments:
1.01 | Fuel Adjustment Clause |  | E01 | -990065.05 | -627030.9523 | -106848.2182 | -164678.1239 | -82970.027 | -8537.7286 | 0 | 0 | 0 | 0 | 0 | 0 | 0 | 0 | 0 | 0 | 0 | 0 | 0 | 0 | 0 | 0 | 0 | 0 | 0 | 0 | 0 | 0 | -990065.05 | ok
1.02 | Environmental Surcharge |  | E01 | -7863852.23 | -4980358.3642 | -848670.0941 | -1307999.3397 | -659011.2756 | -67813.1564 | 0 | 0 | 0 | 0 | 0 | 0 | 0 | 0 | 0 | 0 | 0 | 0 | 0 | 0 | 0 | 0 | 0 | 0 | 0 | 0 | 0 | 0 | -7863852.23 | ok
1.03 | Member Rate Stability Mechanism |  | E01 | 5639744.12 | 3571779.5781 | 608643.4527 | 938062.0807 | 472625.2297 | 48633.7788 | 0 | 0 | 0 | 0 | 0 | 0 | 0 | 0 | 0 | 0 | 0 | 0 | 0 | 0 | 0 | 0 | 0 | 0 | 0 | 0 | 0 | 0 | 5639744.12 | ok
1.04 | Non-Smelter Non-FAC PPA |  | E01 | -2030319.51 | -1285848.0116 | -219112.8977 | -337704.2829 | -170146.0571 | -17508.2606 | 0 | 0 | 0 | 0 | 0 | 0 | 0 | 0 | 0 | 0 | 0 | 0 | 0 | 0 | 0 | 0 | 0 | 0 | 0 | 0 | 0 | 0 | -2030319.51 | ok
1.06 | Year-End Customer Normalization |  |  | 364277.27 | -382530.4824 | 572374.9003 | 174432.8556 | 0 | 0 | 0 | 0 | 0 | 0 | 0 | 0 | 0 | 0 | 0 | 0 | 0 | 0 | 0 | 0 | 0 | 0 | 0 | 0 | 0 | 0 | 0 | 0 | 364277.2736 | ok
1.15 | Miscellaneous Revenues |  |  | 59382.42 | 59382.42 | 0 | 0 | 0 | 0 | 0 | 0 | 0 | 0 | 0 | 0 | 0 | 0 | 0 | 0 | 0 | 0 | 0 | 0 | 0 | 0 | 0 | 0 | 0 | 0 | 0 | 0 | 59382.42 | ok
| <reserved> |  |  | 0 | 0 | 0 | 0 | 0 | 0 | 0 | 0 | 0 | 0 | 0 | 0 | 0 | 0 | 0 | 0 | 0 | 0 | 0 | 0 | 0 | 0 | 0 | 0 | 0 | 0 | 0 | 0 | 0 | ok
| Proposed Rate Increase |  |  | 0 | 0 | 0 | 0 | 0 | 0 | 0 | 0 | 0 | 0 | 0 | 0 | 0 | 0 | 0 | 0 | 0 | 0 | 0 | 0 | 0 | 0 | 0 | 0 | 0 | 0 | 0 | 0 | 0 | ok
| Total Pro Forma Adjustments |  |  | -4820832.98 | -3644605.8125 | 6387.143 | -697886.8102 | -439502.1299 | -45225.3668 | 0 | 0 | 0 | 0 | 0 | 0 | 0 | 0 | 0 | 0 | 0 | 0 | 0 | 0 | 0 | 0 | 0 | 0 | 0 | 0 | 0 | 0 | -4820832.9764 | ok
Total Pro-Forma Operating Revenue |  |  |  | 127016735.94 | 82257190.1292 | 15349896.7174 | 19637908.4443 | 7601499.8076 | 2170240.8451 | 0 | 0 | 0 | 0 | 0 | 0 | 0 | 0 | 0 | 0 | 0 | 0 | 0 | 0 | 0 | 0 | 0 | 0 | 0 | 0 | 0 | 0 | 127016735.9436 | ok
Operating Expenses
Total Operating Expenses -- Actual |  | TOE |  | 127206549.91 | 86938870.8004 | 13794994.8814 | 17523773.866 | 7636078.7831 | 1312831.5791 | 0 | 0 | 0 | 0 | 0 | 0 | 0 | 0 | 0 | 0 | 0 | 0 | 0 | 0 | 0 | 0 | 0 | 0 | 0 | 0 | 0 | 0 | 127206549.91 | ok
Pro-Forma Adjustments:
1.01 | To Remove Fuel Expense Recoverable through the FAC |  | E01 | -1012763.47 | -641406.3834 | -109297.8408 | -168453.5659 | -84872.2136 | -8733.4662 | 0 | 0 | 0 | 0 | 0 | 0 | 0 | 0 | 0 | 0 | 0 | 0 | 0 | 0 | 0 | 0 | 0 | 0 | 0 | 0 | 0 | 0 | -1012763.47 | ok
1.02 | To Remove Expenses Recoverable through the ES |  | E01 | -7548975.72 | -4780939.8331 | -814688.4945 | -1255625.7377 | -632623.8049 | -65097.8498 | 0 | 0 | 0 | 0 | 0 | 0 | 0 | 0 | 0 | 0 | 0 | 0 | 0 | 0 | 0 | 0 | 0 | 0 | 0 | 0 | 0 | 0 | -7548975.72 | ok
1.03 | Member Rate Stability Mechanism |  | E01 | 6066974.01 | 3842354.0871 | 654750.2742 | 1009123.489 | 508428.206 | 52317.9538 | 0 | 0 | 0 | 0 | 0 | 0 | 0 | 0 | 0 | 0 | 0 | 0 | 0 | 0 | 0 | 0 | 0 | 0 | 0 | 0 | 0 | 0 | 6066974.01 | ok
1.04 | Non-Smelter Non-FAC PPA |  | E01 | -2146730.25 | -1359573.6089 | -231675.9916 | -357066.9523 | -179901.5799 | -18512.1172 | 0 | 0 | 0 | 0 | 0 | 0 | 0 | 0 | 0 | 0 | 0 | 0 | 0 | 0 | 0 | 0 | 0 | 0 | 0 | 0 | 0 | 0 | -2146730.25 | ok
1.05 | Rate Case Expenses |  | RBT | 16666.67 | 12265.845 | 2053.0938 | 1353.8309 | 311.8823 | 682.0181 | 0 | 0 | 0 | 0 | 0 | 0 | 0 | 0 | 0 | 0 | 0 | 0 | 0 | 0 | 0 | 0 | 0 | 0 | 0 | 0 | 0 | 0 | 16666.67 | ok
1.06 | Year-End Customer Normalization |  |  | 246539 | -263179.0654 | 374110.378 | 135607.6875 | 0 | 0 | 0 | 0 | 0 | 0 | 0 | 0 | 0 | 0 | 0 | 0 | 0 | 0 | 0 | 0 | 0 | 0 | 0 | 0 | 0 | 0 | 0 | 0 | 246539.0001 | ok
1.07 | Depreciation Expense Normalization |  | RBT | 305302.05 | 224687.2123 | 37608.8169 | 24799.6352 | 5713.0963 | 12493.2892 | 0 | 0 | 0 | 0 | 0 | 0 | 0 | 0 | 0 | 0 | 0 | 0 | 0 | 0 | 0 | 0 | 0 | 0 | 0 | 0 | 0 | 0 | 305302.05 | ok
1.08 | Disallowed Expenses |  | RBT | -380865.2805 | -280298.0136 | -46917.1189 | -30937.624 | -7127.1059 | -15585.4181 | 0 | 0 | 0 | 0 | 0 | 0 | 0 | 0 | 0 | 0 | 0 | 0 | 0 | 0 | 0 | 0 | 0 | 0 | 0 | 0 | 0 | 0 | -380865.2805 | ok
1.09 | Vegetation Management |  | RBT | 1879927 | 1383533.3141 | 231579.9395 | 152706.1606 | 35178.945 | 76928.6407 | 0 | 0 | 0 | 0 | 0 | 0 | 0 | 0 | 0 | 0 | 0 | 0 | 0 | 0 | 0 | 0 | 0 | 0 | 0 | 0 | 0 | 0 | 1879927 | ok
1.1 | Interest on LTD |  | RBT | -473714 | -348630.08 | -58354.7443 | -38479.7102 | -8864.5776 | -19384.8879 | 0 | 0 | 0 | 0 | 0 | 0 | 0 | 0 | 0 | 0 | 0 | 0 | 0 | 0 | 0 | 0 | 0 | 0 | 0 | 0 | 0 | 0 | -473714 | ok
1.11 | Interest Expense & Income |  | RBT | -714278 | -525673.2887 | -87988.7656 | -58020.6843 | -13366.2352 | -29229.0263 | 0 | 0 | 0 | 0 | 0 | 0 | 0 | 0 | 0 | 0 | 0 | 0 | 0 | 0 | 0 | 0 | 0 | 0 | 0 | 0 | 0 | 0 | -714278 | ok
1.12 | Non Operating Margins Interest |  | RBT | 0 | 0 | 0 | 0 | 0 | 0 | 0 | 0 | 0 | 0 | 0 | 0 | 0 | 0 | 0 | 0 | 0 | 0 | 0 | 0 | 0 | 0 | 0 | 0 | 0 | 0 | 0 | 0 | 0 | ok
1.13 | Labor Expenses |  | LBT | 114441 | 87669.6949 | 14941.936 | 8479.2368 | 2002.2262 | 1347.9062 | 0 | 0 | 0 | 0 | 0 | 0 | 0 | 0 | 0 | 0 | 0 | 0 | 0 | 0 | 0 | 0 | 0 | 0 | 0 | 0 | 0 | 0 | 114441 | ok
1.14 | Labor Overhead Expenses |  | LBT | -1791.2449 | -1372.2171 | -233.8731 | -132.7181 | -31.3391 | -21.0976 | 0 | 0 | 0 | 0 | 0 | 0 | 0 | 0 | 0 | 0 | 0 | 0 | 0 | 0 | 0 | 0 | 0 | 0 | 0 | 0 | 0 | 0 | -1791.2449 | ok
1.15 | Miscellaneous Revenues |  | RBT | 0 | 0 | 0 | 0 | 0 | 0 | 0 | 0 | 0 | 0 | 0 | 0 | 0 | 0 | 0 | 0 | 0 | 0 | 0 | 0 | 0 | 0 | 0 | 0 | 0 | 0 | 0 | 0 | 0 | ok
1.16 | PSC Assessment |  | RBT | 24761.0605 | 18222.9162 | 3050.2061 | 2011.3369 | 463.352 | 1013.2493 | 0 | 0 | 0 | 0 | 0 | 0 | 0 | 0 | 0 | 0 | 0 | 0 | 0 | 0 | 0 | 0 | 0 | 0 | 0 | 0 | 0 | 0 | 24761.0605 | ok
| <reserved> |  | RBT | 0 | 0 | 0 | 0 | 0 | 0 | 0 | 0 | 0 | 0 | 0 | 0 | 0 | 0 | 0 | 0 | 0 | 0 | 0 | 0 | 0 | 0 | 0 | 0 | 0 | 0 | 0 | 0 | 0 | ok
18 |  |  | RBT | 0 | 0 | 0 | 0 | 0 | 0 | 0 | 0 | 0 | 0 | 0 | 0 | 0 | 0 | 0 | 0 | 0 | 0 | 0 | 0 | 0 | 0 | 0 | 0 | 0 | 0 | 0 | 0 | 0 | ok
19 |  |  | RBT | 0 | 0 | 0 | 0 | 0 | 0 | 0 | 0 | 0 | 0 | 0 | 0 | 0 | 0 | 0 | 0 | 0 | 0 | 0 | 0 | 0 | 0 | 0 | 0 | 0 | 0 | 0 | 0 | 0 | ok
20 |  |  | RBT | 0 | 0 | 0 | 0 | 0 | 0 | 0 | 0 | 0 | 0 | 0 | 0 | 0 | 0 | 0 | 0 | 0 | 0 | 0 | 0 | 0 | 0 | 0 | 0 | 0 | 0 | 0 | 0 | 0 | ok
21 |  |  | RBT | 0 | 0 | 0 | 0 | 0 | 0 | 0 | 0 | 0 | 0 | 0 | 0 | 0 | 0 | 0 | 0 | 0 | 0 | 0 | 0 | 0 | 0 | 0 | 0 | 0 | 0 | 0 | 0 | 0 | ok
22 |  |  | RBT | 0 | 0 | 0 | 0 | 0 | 0 | 0 | 0 | 0 | 0 | 0 | 0 | 0 | 0 | 0 | 0 | 0 | 0 | 0 | 0 | 0 | 0 | 0 | 0 | 0 | 0 | 0 | 0 | 0 | ok
23 |  |  | RBT | 0 | 0 | 0 | 0 | 0 | 0 | 0 | 0 | 0 | 0 | 0 | 0 | 0 | 0 | 0 | 0 | 0 | 0 | 0 | 0 | 0 | 0 | 0 | 0 | 0 | 0 | 0 | 0 | 0 | ok
24 |  |  | RBT | 0 | 0 | 0 | 0 | 0 | 0 | 0 | 0 | 0 | 0 | 0 | 0 | 0 | 0 | 0 | 0 | 0 | 0 | 0 | 0 | 0 | 0 | 0 | 0 | 0 | 0 | 0 | 0 | 0 | ok
| Total Pro Forma Adjustments |  |  | -3624507.1749 | -2632339.4206 | -31062.1843 | -574635.6158 | -374689.1484 | -11780.8057 | 0 | 0 | 0 | 0 | 0 | 0 | 0 | 0 | [14 empty] | -3624507.1748 | ok
Total Pro-forma Operating Expenses |  |  |  | 123582042.7351 | 84306531.3798 | 13763932.6971 | 16949138.2503 | 7261389.6346 | 1301050.7734 | 0 | 0 | 0 | 0 | 0 | 0 | 0 | 0 | 0 | 0 | 0 | 0 | 0 | 0 | 0 | 0 | 0 | 0 | 0 | 0 | 0 | 0 | 123582042.7352 | ok
Utility Operating Margin -- Pro-Forma |  |  |  | 3434693.2049 | -2049341.2507 | 1585964.0203 | 2688770.194 | 340110.173 | 869190.0718 | 0 | 0 | 0 | 0 | 0 | 0 | 0 | 0 | 0 | 0 | 0 | 0 | 0 | 0 | 0 | 0 | 0 | 0 | 0 | 0 | 0 | 0 | 3434693.2084 | ok
Net Cost Rate Base |  |  |  | 208486239.562 | 153435563.1708 | 25682502.9656 | 16935302.9022 | 3901388.7056 | 8531481.8179 | 0 | 0 | 0 | 0 | 0 | 0 | 0 | 0 | 0 | 0 | 0 | 0 | 0 | 0 | 0 | 0 | 0 | 0 | 0 | 0 | 0 | 0 | 208486239.562 | ok
Pro-forma Rate Base Adjustments
| <reserved> |  | RBT | 0 | 0 | 0 | 0 | 0 | 0 | 0 | 0 | 0 | 0 | 0 | 0 | 0 | 0 | 0 | 0 | 0 | 0 | 0 | 0 | 0 | 0 | 0 | 0 | 0 | 0 | 0 | 0 | 0 | ok
Pro-forma Rate Base |  |  |  | 208486239.562 | 153435563.1708 | 25682502.9656 | 16935302.9022 | 3901388.7056 | 8531481.8179 | 0 | 0 | 0 | 0 | 0 | 0 | 0 | 0 | 0 | 0 | 0 | [11 empty] | 208486239.562 | ok
Rate of Return |  |  |  | 1.647% | -1.336% | 6.175% | 15.88% | 8.718% | 10.19% | #DIV/0! | #DIV/0! | #DIV/0! | #DIV/0! | #DIV/0! | #DIV/0! | #DIV/0! | #DIV/0! | #DIV/0! | #DIV/0! | #DIV/0! | #DIV/0! | #DIV/0! | #DIV/0! | #DIV/0! | #DIV/0! | #DIV/0! | #DIV/0! | #DIV/0! | #DIV/0! | #DIV/0! | #DIV/0!
Unitized Rate of Return |  |  |  | 1 | -0.81073 | 3.7484 | 9.6372 | 5.2916 | 6.1841 | #DIV/0! | #DIV/0! | #DIV/0! | #DIV/0! | #DIV/0! | #DIV/0! | #DIV/0! | #DIV/0! | #DIV/0! | #DIV/0! | #DIV/0! | #DIV/0! | #DIV/0! | #DIV/0! | #DIV/0! | #DIV/0! | #DIV/0! | #DIV/0! | #DIV/0! | #DIV/0! | #DIV/0! | #DIV/0!
Allocation Factors
Energy Allocation Factors
Energy Usage by Class |  | E01 | Energy | 1 | 0.63332 | 0.10792 | 0.16633 | 0.083803 | 0.0086234 | 0 | 0 | 0 | 0 | 0 | 0 | 0 | 0 | 0 | 0 | 0 | 0 | 0 | 0 | 0 | 0 | 0 | 0 | 0 | 0 | 0 | 0 | 1 | ok
Demand Allocation Factors
Purchase Power -- Average 12 CP |  | D01 | 12CP | 1 | 0.70477 | 0.092795 | 0.1416 | 0.055647 | 0.0051817 | 0 | 0 | 0 | 0 | 0 | 0 | 0 | 0 | 0 | 0 | 0 | 0 | 0 | 0 | 0 | 0 | 0 | 0 | 0 | 0 | 0 | 0 | 1 | ok
Station Equipment -- Maximum Class Demand |  | D02 | NCP | 1 | 0.62117 | 0.1486 | 0.1703 | 0.052204 | 0.0077227 | 0 | 0 | 0 | 0 | 0 | 0 | 0 | 0 | 0 | 0 | 0 | 0 | 0 | 0 | 0 | 0 | 0 | 0 | 0 | 0 | 0 | 0 | 1 | ok
Primary Distribution Plant -- Maximum Class Demand |  | D03 | NCP | 1 | 0.62117 | 0.1486 | 0.1703 | 0.052204 | 0.0077227 | 0 | 0 | 0 | 0 | 0 | 0 | 0 | 0 | 0 | 0 | 0 | 0 | 0 | 0 | 0 | 0 | 0 | 0 | 0 | 0 | 0 | 0 | 1 | ok
Services |  | SERV |  | 1 | 0.80182 | 0.14312 | 0.053633 | 0.0014302 | 0 | 0 | 0 | 0 | 0 | 0 | 0 | 0 | 0 | 0 | 0 | 0 | 0 | 0 | 0 | 0 | 0 | 0 | 0 | 0 | 0 | 0 | 0 | 1 | ok
Misc. Service Revenue |  | MISCSERV |  | 1 | 0.80182 | 0.14312 | 0.053633 | 0.0014302 | 0 | 0 | 0 | 0 | 0 | 0 | 0 | 0 | 0 | 0 | 0 | 0 | 0 | 0 | 0 | 0 | 0 | 0 | 0 | 0 | 0 | 0 | 0 | 1 | ok
Residential & Commercial Rev |  | RCRev |  | 99490647.4414 | 84412898.166 | 15077749.2754 | 0 | 0 | 0 | 1: 0; 2: 0; 3: 0 | [16 empty] | 99490647.4414 | ok
Customer Allocation Factors
Primary Distribution Plant -- Average Number of Customers |  | C01 | Cust03 | 1 | 0.80751 | 0.17106 | 0.021217 | 0.00020836 | 0 | 0 | 0 | 0 | 0 | 0 | 0 | 0 | 0 | 0 | 0 | 0 | 0 | 0 | 0 | 0 | 0 | 0 | 0 | 0 | 0 | 0 | 0 | 1 | ok
Customer Services -- Average Number of Customers |  | C02 | Cust02 | 1 | 0.80751 | 0.17106 | 0.021217 | 0.00020836 | 0 | 0 | 0 | 0 | 0 | 0 | 0 | 0 | 0 | 0 | 0 | 0 | 0 | 0 | 0 | 0 | 0 | 0 | 0 | 0 | 0 | 0 | 0 | 1 | ok
Meter Costs -- Weighted Cost of Meters |  | C03 |  | 1 | 0.48728 | 0.10322 | 0.40551 | 0.0039821 | 0 | 0 | 0 | 0 | 0 | 0 | 0 | 0 | 0 | 0 | 0 | 0 | 0 | 0 | 0 | 0 | 0 | 0 | 0 | 0 | 0 | 0 | 0 | 1 | ok
Lighting Systems -- Lighting Customers |  | C04 | Cust04 | 1 | 0 | 0 | 0 | 0 | 1 | 0 | 0 | 0 | 0 | 0 | 0 | 0 | 0 | 0 | 0 | 0 | 0 | 0 | 0 | 0 | 0 | 0 | 0 | 0 | 0 | 0 | 0 | 1 | ok
Meter Reading and Billing -- Weighted Cost |  | C05 | Cust05 | 1 | 0.80751 | 0.17106 | 0.021217 | 0.00020836 | 0 | 0 | 0 | 0 | 0 | 0 | 0 | 0 | 0 | 0 | 0 | 0 | 0 | 0 | 0 | 0 | 0 | 0 | 0 | 0 | 0 | 0 | 0 | 1 | ok
Load Management |  | C06 | Cust06 | 1 | 0.80751 | 0.17106 | 0.021217 | 0.00020836 | 0 | 0 | 0 | 0 | 0 | 0 | 0 | 0 | 0 | 0 | 0 | 0 | 0 | 0 | 0 | 0 | 0 | 0 | 0 | 0 | 0 | 0 | 0 | 1 | ok
Other Allocation Factors
Rev |  | R01 |  | 130473019.7051 | 84732647.2436 | 15134862.5428 | 20312856.8292 | 8068794.8748 | 2223858.2148 | 0 | 0 | 0 | 0 | 0 | 0 | 0 | 0 | 0 | 0 | 0 | 0 | 0 | 0 | 0 | 0 | 0 | 0 | 0 | 0 |  |  | 130473019.7051 | ok
Energy |  | E01 |  | 1107139516 | 696591621 | 118701594 | 187761345 | 94600081 | 9484875 | 0 | 0 | 0 | 0 | 0 | 0 | 0 | 0 | 0 | 0 | 0 | 0 | 0 | 0 | 0 | 0 | 0 | 0 | 0 | 0 |  |  | 1107139516 | ok
Loss Factor |  |  |  |  | 0.05 | 0.05 | 0.025 | 0.025 | 0.05 | 0 | 0 | 0 | 0 | 0 | 0 | 0 | 0
Energy Including Losses |  | Energy |  | 1157788925.722 | 733254337.8947 | 124949046.3158 | 192575738.4615 | 97025724.1026 | 9984078.9474 | 0 | 0 | 0 | 0 | 0 | 0 | 0 | 0 | 0 | 0 | 0 | 0 | 0 | 0 | 0 | 0 | 0 | 0 | 0 | 0 | 0 | 0 | 1157788925.722 | ok
Customers (Monthly Bills) |  |  |  | 691128 | 558096 | 118224 | 14664 | 144 | 0 | 0 | 0 | 0 | 0 | 0 | 0 | 0 | 0 | 0 | 0 | 0 | 0 | 0 | 0 | 0 | 0 | 0 | 0 | 0 | 0 |  |  | 691128 | ok
Average Customers (Bills/12) |  | Cust01 |  | 57594 | 46508 | 9852 | 1222 | 12 | 0 | 0 | 0 | 0 | 0 | 0 | 0 | 0 | 0 | 0 | 0 | 0 | 0 | 0 | 0 | 0 | 0 | 0 | 0 | 0 | 0 | 0 | 0 | 57594 | ok
Average Customers (Lighting = Lights) |  | Cust02 |  | 57594 | 46508 | 9852 | 1222 | 12 | 0 | 0 | 0 | 0 | 0 | 0 | 0 | 0 | 0 | 0 | 0 | 0 | 0 | 0 | 0 | 0 | 0 | 0 | 0 | 0 | 0 | 0 | 0 | 57594 | ok
Average Customers (Lighting =45 Lights per Cust) |  | Cust03 |  | 57594 | 46508 | 9852 | 1222 | 12 | 0 | 0 | 0 | 0 | 0 | 0 | 0 | 0 | 0 | 0 | 0 | 0 | 0 | 0 | 0 | 0 | 0 | 0 | 0 | 0 | 0 | 0 | 0 | 57594 | ok
Lighting |  | Cust04 |  | 1 | 0 | 0 | 0 | 0 | 1 | 0 | 0 | 0 | 0 | 0 | 0 | 0 | 0 | 0 | 0 | 0 | 0 | 0 | 0 | 0 | [7 empty] | 1 | ok
Average Customers |  | Cust05 |  | 57594 | 46508 | 9852 | 1222 | 12 | 0 | 0 | 0 | 0 | 0 | 0 | 0 | 0 | 0 | 0 | 0 | 0 | 0 | 0 | 0 | 0 | 0 | 0 | 0 | 0 | 0 | 0 | 0 | 57594 | ok
Load Management |  | Cust06 |  | 57594 | 46508 | 9852 | 1222 | 12 | 0 | 0 | 0 | 0 | 0 | 0 | 0 | 0 | 0 | 0 | 0 | 0 | 0 | 0 | 0 | 0 | [7 empty] | 57594 | ok
Winter CP Demands |  | WCP |  | 1824221.3974 | 1278584.277 | 165361.69 | 264829.482 | 102398.984 | 13046.9644 | 0 | 0 | 0 | 0 | 0 | 0 | 0 | 0 | 0 | 0 | 0 | 0 | 0 | 0 | 0 | 0 | 0 | 0 | 0 | 0 |  |  | 1824221.3974 | ok
Summer CP Demands |  | SCP |  | 693682.842 | 495966.968 | 68286.802 | 91714.896 | 37714.176 | 0 | 0 | 0 | 0 | 0 | 0 | 0 | 0 | 0 | 0 | 0 | 0 | 0 | 0 | 0 | 0 | 0 | 0 | 0 | 0 | 0 |  |  | 693682.842 | ok
12 Month Sum of Coincident Demands |  | 12CP |  | 2517904.2394 | 1774551.245 | 233648.492 | 356544.378 | 140113.16 | 13046.9644 | 0 | 0 | 0 | 0 | 0 | 0 | 0 | 0 | 0 | 0 | 0 | 0 | 0 | 0 | 0 | 0 | 0 | 0 | 0 | 0 |  |  | 2517904.2394 | ok
Class Maximum Demands |  | NCP |  | 304608.9057 | 189214.6695 | 45266.1595 | 51874.0192 | 15901.658 | 2352.3996 | 0 | 0 | 0 | 0 | 0 | 0 | 0 | 0 | 0 | 0 | 0 | 0 | 0 | 0 | 0 | 0 | 0 | 0 | 0 | 0 |  |  | 304608.9057 | ok
Sum of the Individual Customer Demands |  | SICD |  | 6925075.6135 | 5312568.8886 | 707472.1928 | 670045.805 | 208980.8 | 26007.9271 | 0 | 0 | 0 | 0 | 0 | 0 | 0 | 0 | 0 | 0 | 0 | 0 | 0 | 0 | 0 | 0 | 0 | 0 | 0 | 0 |  |  | 6925075.6135 | ok
Allocation Factors (continued)
Transmission Residual Demand Allocator |  | TRDA |  | 2517904.2394 | 1774551.245 | 233648.492 | 356544.378 | 140113.16 | 13046.9644 | 0 | 0 | 0 | 0 | 0 | 0 | 0 | 0 | 0 | 0 | 0 | 0 | 0 | 0 | 0 | 0 | 0 | 0 | 0 | 0 | 0 | 0 | 2517904.2394 | ok
Transmission Plant In Service |  |  |  | 0 | [27 empty] | 0 | ok
Customer Specific Assignment | [9 empty] | 3: 0; 4: 0 | [16 empty] | 0 | ok
Transmission Residual |  |  | TRDA | 0 | 0 | 0 | 0 | 0 | 0 | 0 | 0 | 0 | 0 | 0 | 0 | 0 | 0 | 0 | 0 | 0 | 0 | 0 | 0 | 0 | 0 | 0 | 0 | 0 | 0 | 0 | 0 | 0 | ok
Transmission Total |  | TA1 |  | 0 | 0 | 0 | 0 | 0 | 0 | 0 | 0 | 0 | 0 | 0 | 0 | 0 | 0 | 0 | 0 | 0 | [11 empty] | 0 | ok
Transmission Plant Allocator |  | T01 | TA1 | 0 | 0 | 0 | 0 | 0 | 0 | 0 | 0 | 0 | 0 | 0 | 0 | 0 | 0 | 0 | 0 | 0 | 0 | 0 | 0 | 0 | 0 | 0 | 0 | 0 | 0 | 0 | 0 | 0 | ok
Transmission Residual Demand Allocator |  | TOMDA |  | 2517904.2394 | 1774551.245 | 233648.492 | 356544.378 | 140113.16 | 13046.9644 | 0 | 0 | 0 | 0 | 0 | 0 | 0 | 0 | 0 | 0 | 0 | 0 | 0 | 0 | 0 | 0 | 0 | 0 | 0 | 0 | 0 | 0 | 2517904.2394 | ok
Transmission Plant In Service |  |  |  | 0 | [27 empty] | 0 | ok
Customer Specific Assignment |  |  |  | 0 | 0 | 0 | 0 | 0 | 0 | 0 | 0 | 0 | 0 | 0 | 0 | 0 | 0 | 0 | [13 empty] | 0 | ok
Transmission Residual |  |  | TOMDA | 0 | 0 | 0 | 0 | 0 | 0 | 0 | 0 | 0 | 0 | 0 | 0 | 0 | 0 | 0 | 0 | 0 | 0 | 0 | 0 | 0 | 0 | 0 | 0 | 0 | 0 | 0 | 0 | 0 | ok
Transmission Total |  | TOMA |  | 0 | 0 | 0 | 0 | 0 | 0 | 0 | 0 | 0 | 0 | 0 | 0 | 0 | 0 | 0 | 0 | 0 | [11 empty] | 0 | ok
Transmission O&M Allocator |  | T02 | TOMA | 0 | 0 | 0 | 0 | 0 | 0 | 0 | 0 | 0 | 0 | 0 | 0 | 0 | 0 | 0 | 0 | 0 | 0 | 0 | 0 | 0 | 0 | 0 | 0 | 0 | 0 | 0 | 0 | 0 | ok
Distribution Residual Demand Allocator |  | DDA |  | 6925075.6135 | 5312568.8886 | 707472.1928 | 670045.805 | 208980.8 | 26007.9271 | 0 | 0 | 0 | 0 | 0 | 0 | 0 | 0 | 0 | 0 | 0 | 0 | 0 | 0 | 0 | 0 | 0 | 0 | 0 | 0 | 0 | 0 | 6925075.6135 | ok
Distribution Plant In Service |  |  |  | 131214571.1381 | [27 empty] | 131214571.1381 | ok
Customer Specific Assignment | [9 empty] | 3: 0; 4: 0 | 0 | [9 empty] | 0 | 0 | 0 | 0 | 0 |  | 0 | ok
Distribution Residual |  |  | DOMDA | 131214571.1381 | 100661203.9002 | 13405003.1444 | 12695857.4682 | 3959715.0383 | 492791.587 | 0 | 0 | 0 | 0 | 0 | 0 | 0 | 0 | 0 | 0 | 0 | 0 | 0 | 0 | 0 | 0 | 0 | 0 | 0 | 0 | 0 | 0 | 131214571.1381 | ok
Distribution Total |  | DT1 |  | 131214571.1381 | 100661203.9002 | 13405003.1444 | 12695857.4682 | 3959715.0383 | 492791.587 | 0 | 0 | 0 | 0 | 0 | 0 | 0 | 0 | 0 | 0 | 0 | 0 | 0 | 0 | 0 | 0 | 0 | 0 | 0 | 0 | 0 | 0 | 131214571.1381 | ok
Distribution Plant Allocator |  | DA1 | DT1 | 1 | 0.76715 | 0.10216 | 0.096756 | 0.030177 | 0.0037556 | 0 | 0 | 0 | 0 | 0 | 0 | 0 | 0 | 0 | 0 | 0 | 0 | 0 | 0 | 0 | 0 | 0 | 0 | 0 | 0 | 0 | 0 | 1 | ok
Distribution Residual Demand Allocator |  | DOMDA |  | 6925075.6135 | 5312568.8886 | 707472.1928 | 670045.805 | 208980.8 | 26007.9271 | 0 | 0 | 0 | 0 | 0 | 0 | 0 | 0 | 0 | 0 | 0 | 0 | 0 | 0 | 0 | 0 | 0 | 0 | 0 | 0 | 0 | 0 | 6925075.6135 | ok
Distribution Plant In Service |  |  |  | 131214571.1381 | [27 empty] | 131214571.1381 | ok
Customer Specific Assignment | [9 empty] | 3: 0; 4: 0 |  | 0 | 0 | [7 empty] | 0 | 0 | 0 | 0 | 0 |  | 0 | ok
Distribution Residual |  |  | DOMDA | 131214571.1381 | 100661203.9002 | 13405003.1444 | 12695857.4682 | 3959715.0383 | 492791.587 | 0 | 0 | 0 | 0 | 0 | 0 | 0 | 0 | 0 | 0 | 0 | 0 | 0 | 0 | 0 | 0 | 0 | 0 | 0 | 0 | 0 | 0 | 131214571.1381 | ok
Distribution Total |  | DOMA |  | 131214571.1381 | 100661203.9002 | 13405003.1444 | 12695857.4682 | 3959715.0383 | 492791.587 | 0 | 0 | 0 | 0 | 0 | 0 | 0 | 0 | 0 | 0 | 0 | 0 | 0 | 0 | 0 | 0 | 0 | 0 | 0 | 0 | 0 | 0 | 131214571.1381 | ok
Distribution O&M Allocator |  | DOM | DOMA | 1 | 0.76715 | 0.10216 | 0.096756 | 0.030177 | 0.0037556 | 0 | 0 | 0 | 0 | 0 | 0 | 0 | 0 | 0 | 0 | 0 | 0 | 0 | 0 | 0 | 0 | 0 | 0 | 0 | 0 | 0 | 0 | 1 | ok
Substation Residual Demand Allocator |  | SDA |  | 2517904.2394 | 1774551.245 | 233648.492 | 356544.378 | 140113.16 | 13046.9644 | 0 | 0 | 0 | 0 | 0 | 0 | 0 | 0 | 0 | 0 | 0 | 0 | 0 | 0 | 0 | 0 | 0 | 0 | 0 | 0 | 0 | 0 | 2517904.2394 | ok
Substation Plant In Service |  |  |  | 27581678.93 | [27 empty] | 27581678.93 | ok
Customer Specific Assignment |  |  |  | 333167.89 |  |  |  | 333167.89 |  | 3: 0; 4: 0 | [16 empty] | 333167.89 | ok
Substation Residual |  |  | SDA | 27248511.04 | 19204018.3394 | 2528520.908 | 3858488.0506 | 1516290.7816 | 141192.9604 | 0 | 0 | 0 | 0 | 0 | 0 | 0 | 0 | 0 | 0 | 0 | 0 | 0 | 0 | 0 | 0 | 0 | 0 | 0 | 0 | 0 | 0 | 27248511.04 | ok | 0
Substation Total |  | ST1 |  | 27581678.93 | 19204018.3394 | 2528520.908 | 3858488.0506 | 1849458.6716 | 141192.9604 | 0 | 0 | 0 | 0 | 0 | 0 | 0 | 0 | 0 | 0 | 0 | 0 | 0 | 0 | 0 | 0 | 0 | 0 | 0 | 0 | 0 | 0 | 27581678.93 | ok
Substation Plant Allocator |  | SA1 | ST1 | 1 | 0.69626 | 0.091674 | 0.13989 | 0.067054 | 0.0051191 | 0 | 0 | 0 | 0 | 0 | 0 | 0 | 0 | 0 | 0 | 0 | 0 | 0 | 0 | 0 | 0 | 0 | 0 | 0 | 0 | 0 | 0 | 1 | ok
Substation Residual Demand Allocator |  | SOMDA |  | 2517904.2394 | 1774551.245 | 233648.492 | 356544.378 | 140113.16 | 13046.9644 | 0 | 0 | 0 | 0 | 0 | 0 | 0 | 0 | 0 | 0 | 0 | 0 | 0 | 0 | 0 | 0 | 0 | 0 | 0 | 0 | 0 | 0 | 2517904.2394 | ok
Substation Plant In Service |  |  |  | 27581678.93 | [27 empty] | 27581678.93 | ok
Customer Specific Assignment | [9 empty] | 3: 0; 4: 0 | 0 | 0 | 0 | [10 empty] | 0 |  |  | 0 | ok
Substation Residual |  |  | SOMDA | 27581678.93 | 19438826.1152 | 2559437.1652 | 3905665.8329 | 1534830.4882 | 142919.3286 | 0 | 0 | 0 | 0 | 0 | 0 | 0 | 0 | 0 | 0 | 0 | 0 | 0 | 0 | 0 | 0 | 0 | 0 | 0 | 0 | 0 | 0 | 27581678.93 | ok
Substation Total |  | STOM |  | 27581678.93 | 19438826.1152 | 2559437.1652 | 3905665.8329 | 1534830.4882 | 142919.3286 | 0 | 0 | 0 | 0 | 0 | 0 | 0 | 0 | 0 | 0 | 0 | 0 | 0 | 0 | 0 | 0 | 0 | 0 | 0 | 0 | 0 | 0 | 27581678.93 | ok
Substation O&M Allocator |  | SOMA | STOM | 1 | 0.70477 | 0.092795 | 0.1416 | 0.055647 | 0.0051817 | 0 | 0 | 0 | 0 | 0 | 0 | 0 | 0 | 0 | 0 | 0 | 0 | 0 | 0 | 0 | 0 | 0 | 0 | 0 | 0 | 0 | 0 | 1 | ok
Allocation Factors (continued)
Customer Services Demand |  | CSD |  | 6925075.6135 | 5312568.8886 | 707472.1928 | 670045.805 | 208980.8 | 26007.9271 | 0 | 0 | 0 | 0 | 0 | 0 | 0 | 0 | 0 | 0 | 0 | 0 | 0 | 0 | 0 | 0 | 0 | 0 | 0 | 0 | 0 | 0 | 6925075.6135 | ok
Customer Services Allocator |  | CSA | CSD | 1 | 0.76715 | 0.10216 | 0.096756 | 0.030177 | 0.0037556 | 0 | 0 | 0 | 0 | 0 | 0 | 0 | 0 | 0 | 0 | 0 | 0 | 0 | 0 | 0 | 0 | 0 | 0 | 0 | 0 | 0 | 0 | 1 | ok
Purchased Power Residual Demand Allocator |  | PPDRA |  | 2517904.2394 | 1774551.245 | 233648.492 | 356544.378 | 140113.16 | 13046.9644 | 0 | 0 | 0 | 0 | 0 | 0 | 0 | 0 | 0 | 0 | 0 | 0 | 0 | 0 | 0 | 0 | 0 | 0 | 0 | 0 | 0 | 0 | 2517904.2394 | ok
Purchased Power Demand Costs |  |  |  | 33317462.7566 | [27 empty] | 33317462.7566 | ok
Customer Specific Assignment |  |  |  | 0 | 0 | 0 | 0 | 0 | 0 | 0 | 0 | 0 | 0 | 0 | 0 | 0 | 0 | 0 | 0 | 0 | 0 | 0 | 0 | 0 | 0 | 0 | 0 | 0 | 0 | 0 | 0 | 0 | ok
Purchased Power Demand Residual |  |  | PPDRA | 33317462.7566 | 23481252.42 | 3091688.2416 | 4717873.6384 | 1854008.1537 | 172640.3029 | 0 | 0 | 0 | 0 | 0 | 0 | 0 | 0 | 0 | 0 | 0 | 0 | 0 | 0 | 0 | 0 | 0 | 0 | 0 | 0 | 0 | 0 | 33317462.7566 | ok
Purchased Power Demand Total |  | PPDT |  | 33317462.7566 | 23481252.42 | 3091688.2416 | 4717873.6384 | 1854008.1537 | 172640.3029 | 0 | 0 | 0 | 0 | 0 | 0 | 0 | 0 | 0 | 0 | 0 | 0 | 0 | 0 | 0 | 0 | 0 | 0 | 0 | 0 | 0 | 0 | 33317462.7566 | ok
Purchased Power Demand Allocator |  | PPDA | PPDT | 1 | 0.70477 | 0.092795 | 0.1416 | 0.055647 | 0.0051817 | 0 | 0 | 0 | 0 | 0 | 0 | 0 | 0 | 0 | 0 | 0 | 0 | 0 | 0 | 0 | 0 | 0 | 0 | 0 | 0 | 0 | 0 | 1 | ok
Purchased Power Residual Energy Allocator |  | PPERA |  | 1107139516 | 696591621 | 118701594 | 187761345 | 94600081 | 9484875 | 0 | 0 | 0 | 0 | 0 | 0 | 0 | 0 | 0 | 0 | 0 | 0 | 0 | 0 | 0 | 0 | 0 | 0 | 0 | 0 | 0 | 0 | 1107139516 | ok
Purchased Power Energy Costs |  |  |  | 59942309.2434 | [27 empty] | 59942309.2434 | ok
Customer Specific Assignment |  |  |  | 0 | 0 | 0 | 0 | 0 | 0 | 0 | 0 | 0 | 0 | 0 | 0 | 0 | 0 | 0 | 0 | 0 | 0 | 0 | 0 | 0 | 0 | 0 | 0 | 0 | 0 | 0 | 0 | 0 | ok
Purchased Power Energy Residual |  |  | PPERA | 59942309.2434 | 37714587.691 | 6426694.696 | 10165700.3867 | 5121800.1235 | 513526.3462 | 0 | 0 | 0 | 0 | 0 | 0 | 0 | 0 | 0 | 0 | 0 | 0 | 0 | 0 | 0 | 0 | 0 | 0 | 0 | 0 | 0 | 0 | 59942309.2434 | ok
Purchased Power Energy Total |  | PPET |  | 59942309.2434 | 37714587.691 | 6426694.696 | 10165700.3867 | 5121800.1235 | 513526.3462 | 0 | 0 | 0 | 0 | 0 | 0 | 0 | 0 | 0 | 0 | 0 | 0 | 0 | 0 | 0 | 0 | 0 | 0 | 0 | 0 | 0 | 0 | 59942309.2434 | ok
Purchased Power Energy Allocator |  | PPEA | PPET | 1 | 0.62918 | 0.10721 | 0.16959 | 0.085445 | 0.008567 | 0 | 0 | 0 | 0 | 0 | 0 | 0 | 0 | 0 | 0 | 0 | 0 | 0 | 0 | 0 | 0 | 0 | 0 | 0 | 0 | 0 | 0 | 1 | ok
Operating Expenses
Purchased Power Demand |  |  |  | 33317462.7566 | 23481252.42 | 3091688.2416 | 4717873.6384 | 1854008.1537 | 172640.3029 | 0 | 0 | 0 | 0 | 0 | 0 | 0 | 0 | 0 | 0 | 0 | 0 | 0 | 0 | 0 | 0 | 0 | 0 | 0 | 0 | 0 | 0 | 33317462.7566 | ok
Purchased Power Energy |  |  |  | 59942309.2434 | 37714587.691 | 6426694.696 | 10165700.3867 | 5121800.1235 | 513526.3462 | 0 | 0 | 0 | 0 | 0 | 0 | 0 | 0 | 0 | 0 | 0 | 0 | 0 | 0 | 0 | 0 | 0 | 0 | 0 | 0 | 0 | 0 | 59942309.2434 | ok
Transmission Demand |  |  |  | 0 | 0 | 0 | 0 | 0 | 0 | 0 | 0 | 0 | 0 | 0 | 0 | 0 | 0 | [14 empty] | 0 | ok
Distribution Demand |  |  | 0.55251 | 18755768.2026 | 14201917.9449 | 1888278.3796 | 1939686.1386 | 651482.8846 | 74402.8549 | 0 | 0 | 0 | 0 | 0 | 0 | 0 | 0 | 0 | 0 | 0 | 0 | 0 | 0 | 0 | 0 | 0 | 0 | 0 | 0 | 0 | 0 | 18755768.2026 | ok
Distribution Customer |  |  | 0.44749 | 15191009.7074 | 11541112.7446 | 2388333.5642 | 700513.7024 | 8787.6213 | 552262.075 | 0 | 0 | 0 | 0 | 0 | 0 | 0 | 0 | 0 | 0 | 0 | 0 | 0 | 0 | 0 | 0 | 0 | 0 | 0 | 0 |  | 0 | 15191009.7074 | ok
Total |  |  |  | 127206549.91 | 86938870.8004 | 13794994.8814 | 17523773.866 | 7636078.7831 | 1312831.5791 | 0 | 0 | 0 | 0 | 0 | 0 | 0 | 0 | 0 | 0 | 0 | 0 | 0 | 0 | 0 | 0 | 0 | 0 | 0 | 0 | 0 | 0 | 127206549.91 | ok
Pro-Forma Operating Expenses
Purchased Power Demand |  |  | 0.35725 | 36687532.0669 | 25615594.7737 | 3455387.4764 | 5278419.3231 | 2136428.7295 | 201701.7642 | 0 | 0 | 0 | 0 | 0 | 0 | 0 | 0 | 0 | 0 | 0 | 0 | 0 | 0 | 0 | 0 | 0 | 0 | 0 | 0 | 0 | 0 | 36687532.0669 | ok
Purchased Power Energy |  |  | 0.64275 | 52177283.5031 | 32377500.5335 | 5936193.7865 | 8968739.6225 | 4450410.1552 | 444439.4055 | 0 | 0 | 0 | 0 | 0 | 0 | 0 | 0 | 0 | 0 | 0 | 0 | 0 | 0 | 0 | 0 | 0 | 0 | 0 | 0 | 0 | 0 | 52177283.5032 | ok
Transmission Demand |  |  |  | 0 | 0 | 0 | 0 | 0 | 0 | 0 | 0 | 0 | 0 | 0 | 0 | 0 | 0 | 0 | 0 | 0 | 0 | 0 | 0 | 0 | 0 | 0 | 0 | 0 | 0 | 0 | 0 | 0 | ok
Distribution Demand |  |  |  | 19168754.4112 | 14507759.7355 | 1939618.8987 | 1972781.6614 | 659134.103 | 89460.0126 | 0 | 0 | 0 | 0 | 0 | 0 | 0 | 0 | 0 | 0 | 0 | 0 | 0 | 0 | 0 | 0 | 0 | 0 | 0 | 0 | 0 | 0 | 19168754.4112 | ok
Distribution Customer |  |  |  | 15525502.9383 | 11788825.638 | 2429916.2024 | 727319.0245 | 14984.634 | 564457.4394 | 0 | 0 | 0 | 0 | 0 | 0 | 0 | 0 | 0 | 0 | 0 | 0 | 0 | 0 | 0 | 0 | 0 | 0 | 0 | 0 | 0 | 0 | 15525502.9383 | ok
Total |  |  |  | 123559072.9195 | 84289680.6807 | 13761116.364 | 16947259.6315 | 7260957.6217 | 1300058.6217 | 0 | 0 | 0 | 0 | 0 | 0 | 0 | 0 | 0 | 0 | 0 | 0 | 0 | 0 | 0 | 0 | 0 | 0 | 0 | 0 | 0 | 0 | 123559072.9196 | ok
-3647476.9905
Rate Base
Production & Purchased Power Demand |  |  |  | 0 | 0 | 0 | 0 | 0 | 0 | 0 | 0 | 0 | 0 | 0 | 0 | 0 | 0 | [14 empty] | 0 | ok
Production & Purchased Power Energy |  |  |  | 0 | 0 | 0 | 0 | 0 | 0 | 0 | 0 | 0 | 0 | 0 | 0 | 0 | 0
Transmission Demand |  |  |  | 0 | 0 | 0 | 0 | 0 | 0 | 0 | 0 | 0 | 0 | 0 | 0 | 0 | 0 | [14 empty] | 0 | ok
Distribution Demand |  |  |  | 104751232.9374 | 79088260.6458 | 10513369.9935 | 10909136.011 | 3822603.2129 | 417863.0742 | 0 | 0 | 0 | 0 | 0 | 0 | 0 | 0 | 0 | 0 | 0 | 0 | 0 | 0 | 0 | 0 | 0 | 0 | 0 | 0 | 0 | 0 | 104751232.9374 | ok
Distribution Customer |  |  |  | 103735006.6247 | 74347302.525 | 15169132.972 | 6026166.8912 | 78785.4927 | 8113618.7437 | 0 | 0 | 0 | 0 | 0 | 0 | 0 | 0 | 0 | 0 | 0 | 0 | 0 | 0 | 0 | 0 | 0 | 0 | 0 | 0 |  | 0 | 103735006.6247 | ok
Total |  |  |  | 208486239.562 | 153435563.1708 | 25682502.9656 | 16935302.9022 | 3901388.7056 | 8531481.8179 | 0 | 0 | 0 | 0 | 0 | 0 | 0 | 0 | [14 empty] | 208486239.562 | ok
Revenue Requirement Calculated at a Rate of Return of |  | 3.402%
Production & Purchased Power Demand |  |  |  | 36687532.0669 | 25615594.7737 | 3455387.4764 | 5278419.3231 | 2136428.7295 | 201701.7642 | 0 | 0 | 0 | 0 | 0 | 0 | 0 | 0 | 0
Production & Purchased Power Energy |  |  |  | 52177283.5031 | 32377500.5335 | 5936193.7865 | 8968739.6225 | 4450410.1552 | 444439.4055 | 0 | 0 | 0 | 0 | 0 | 0 | 0 | 0 | 0
Transmission Demand |  |  |  | 0 | 0 | 0 | 0 | 0 | 0 | 0 | 0 | 0 | 0 | 0 | 0 | 0 | 0
Distribution Demand |  |  |  | 22731981.9195 | 17198033.2341 | 2297242.6528 | 2343867.8285 | 789164.1231 | 103674.0811 | 0 | 0 | 0 | 0 | 0 | 0 | 0 | 0 | 0
Distribution Customer |  |  |  | 19054162.3995 | 14317830.2721 | 2945910.8153 | 932305.6679 | 17664.6085 | 840451.0357 | 0 | 0 | 0 | 0 | 0 | 0 | 0 | 0 | 0
Total |  |  |  | 130650959.889 | 89508958.8134 | 14634734.7309 | 17523332.442 | 7393667.6163 | 1590266.2865 | 0 | 0 | 0 | 0 | 0 | 0 | 0 | 0 | 0
|  |  | Target | 130650959.889
|  |  | Variance | 0
Operating Expenses-Unit Costs
Production & Purchased Power Demand (per KWH or KW) |  |  |  |  | 0.036773 | 0.02911 | 7.8777 | 10.2231 |  | #DIV/0! | #DIV/0! | #DIV/0! | #DIV/0! |  | #DIV/0! | #DIV/0! | #DIV/0! | #DIV/0! | 0 | #DIV/0! | #DIV/0! | #DIV/0! | #DIV/0! | #DIV/0! | 0 | 0 | 0 | 0 | 0
Purchased Power Energy (per KWH) |  |  |  |  | 0.04648 | 0.050009 | 0.047767 | 0.047044 |  | #DIV/0! | #DIV/0! | #DIV/0! | #DIV/0! |  | #DIV/0! | #DIV/0! | #DIV/0! | #DIV/0! | #DIV/0! | #DIV/0! | #DIV/0! | #DIV/0! | #DIV/0! | #DIV/0! | #DIV/0! | #DIV/0! | #DIV/0! | #DIV/0! | #DIV/0!
Transmission Demand (per KWH or KW) |  |  |  |  | 0 | 0 | 0 | 0 |  | #DIV/0! | #DIV/0! | #DIV/0! | #DIV/0! |  | #DIV/0! | #DIV/0! | #DIV/0!
Distribution Demand (per KWH or KW) |  |  |  |  | 0.020827 | 0.01634 | 2.9442 | 3.154 |  | #DIV/0! | #DIV/0! | #DIV/0! | #DIV/0! |  | #DIV/0! | #DIV/0! | #DIV/0! | #DIV/0! | 0 | #DIV/0! | #DIV/0! | #DIV/0! | #DIV/0! | #DIV/0! | 0 | 0 | 0 | 0 | 0
Distribution Customer (per Customer) |  |  |  |  | 21.1233 | 20.5535 | 49.599 | 104.06 |  |  | #DIV/0! | #DIV/0! | #DIV/0! |  | #DIV/0! | #DIV/0! | #DIV/0! | #DIV/0! | #DIV/0! | #DIV/0! | #DIV/0! | #DIV/0! | #DIV/0! | #DIV/0! | #DIV/0! | #DIV/0! | #DIV/0! | #DIV/0! | #DIV/0!
Rate Base-Unit Costs
Production & Purchased Power Demand (per KWH or KW) |  |  |  |  | 0 | 0 | 0 | 0 |  | #DIV/0! | #DIV/0! | #DIV/0! | #DIV/0! |  | #DIV/0! | #DIV/0! | #DIV/0!
Purchased Power Energy (per KWH) |  |  |  |  | 0 | 0 | 0 | 0 |  | #DIV/0! | #DIV/0! | #DIV/0! | #DIV/0! |  | #DIV/0! | #DIV/0! | #DIV/0!
Transmission Demand (per KWH or KW) |  |  |  |  | 0 | 0 | 0 | 0 |  | #DIV/0! | #DIV/0! | #DIV/0! | #DIV/0! |  | #DIV/0! | #DIV/0! | #DIV/0!
Distribution Demand (per KWH or KW) |  |  |  |  | 0.11354 | 0.08857 | 16.2812 | 18.2916 |  | #DIV/0! | #DIV/0! | #DIV/0! | #DIV/0! |  | #DIV/0! | #DIV/0! | #DIV/0! | 0 | 0 | #DIV/0! | #DIV/0! | #DIV/0! | #DIV/0! | #DIV/0! | 0 | 0 | 0 | 0 | 0
Distribution Customer (per Customer) |  |  |  |  | 133.216 | 128.3084 | 410.9497 | 547.1215 |  |  | #DIV/0! | #DIV/0! | #DIV/0! |  | #DIV/0! | #DIV/0! | #DIV/0! | #DIV/0! | #DIV/0! | #DIV/0! | #DIV/0! | #DIV/0! | #DIV/0! | #DIV/0! | #DIV/0! | #DIV/0! | #DIV/0! | #DIV/0! | #DIV/0!
Unit Revenue Requirement @ Current Class Revenues |  | Various |  |  | -1.336% | 6.175% | 15.88% | 8.718% |  | #DIV/0! | #DIV/0! | #DIV/0! | #DIV/0! | #DIV/0! | #DIV/0! | #DIV/0! | #DIV/0!
Production & Purchased Power
Production & Purchased Power Demand (Per KWH or KW) |  |  |  |  | 0.036773 | 0.02911 | 7.8777 | 10.2231 |  | #DIV/0! | #DIV/0! | #DIV/0! | #DIV/0! |  | #DIV/0! | #DIV/0! | #DIV/0! | #DIV/0! | #REF! | #REF! | #REF! | #REF! | #REF! | #REF! | #REF! | #REF! | #REF! | #REF! | #REF! | #REF! | #REF!
Production & Purchased Power Demand Margin (Per KWH or KW) |  |  |  |  | 0 | 0 | 0 | 0 |  | #DIV/0! | #DIV/0! | #DIV/0! | #DIV/0! |  | #DIV/0! | #DIV/0! | #DIV/0!
Production & Purchased Power Energy (Per KWH) |  |  |  |  | 0.04648 | 0.050009 | 0.047767 | 0.047044 |  | #DIV/0! | #DIV/0! | #DIV/0! | #DIV/0! |  | #DIV/0! | #DIV/0! | #DIV/0! | #DIV/0! | #REF! | #REF! | #REF! | #REF! | #REF! | #REF! | #REF! | #REF! | #REF! | #REF! | #REF! | #REF! | #REF!
Production & Purchased Power Energy Margin (Per KWH) |  |  |  |  | 0 | 0 | 0 | 0 |  | #DIV/0! | #DIV/0! | #DIV/0! | #DIV/0! |  | #DIV/0! | #DIV/0! | #DIV/0!
Transmission Demand
Transmission Demand (Per KWH or KW) |  |  |  |  | 0 | 0 | 0 | 0 |  | #DIV/0! | #DIV/0! | #DIV/0! | #DIV/0! |  | #DIV/0! | #DIV/0! | #DIV/0!
Transmission Demand Margin (Per KWH or KW) |  |  |  |  | 0 | 0 | 0 | 0 |  | #DIV/0! | #DIV/0! | #DIV/0! | #DIV/0! |  | #DIV/0! | #DIV/0! | #DIV/0!
| Total Transmission Demand (Per KWH or KW) |  |  |  | 0 | 0 | 0 | 0 |  | #DIV/0! | #DIV/0! | #DIV/0! | #DIV/0! |  | #DIV/0! | #DIV/0! | #DIV/0!
Distribution Demand
Distribution Demand (Per KWH or KW) |  |  |  |  | 0.020827 | 0.01634 | 2.9442 | 3.154 |  | #DIV/0! | #DIV/0! | #DIV/0! | #DIV/0! |  | #DIV/0! | #DIV/0! | #DIV/0! | #DIV/0! | #REF! | #REF! | #REF! | #REF! | #REF! | #REF! | #REF! | #REF! | #REF! | #REF! | #REF! | #REF! | #REF!
Distribution Demand Margin (Per KWH or KW) |  |  |  |  | -0.0015164 | 0.0054694 | 0.0092245 | 0.0035226 |  | #DIV/0! | #DIV/0! | #DIV/0! | #DIV/0! |  | #DIV/0! | #DIV/0! | #DIV/0! | #DIV/0! | #REF! | #REF! | #REF! | #REF! | #REF! | #REF! | #REF! | #REF! | #REF! | #REF! | #REF! | #REF! | #REF!
| Total Distribution Demand (Per KWH or KW) |  |  |  | 0.01931 | 0.02181 | 2.9535 | 3.1576 |  | #DIV/0! | #DIV/0! | #DIV/0! | #DIV/0! |  | #DIV/0! | #DIV/0! | #DIV/0! | #DIV/0! | #REF! | #REF! | #REF! | #REF! | #REF! | #REF! | #REF! | #REF! | #REF! | #REF! | #REF! | #REF! | #REF!
Distribution Customer
Distribution Customer (Per Customer Per Month) |  |  |  |  | 21.1233 | 20.5535 | 49.599 | 104.06 |  | 0 | #DIV/0! | #DIV/0! | #DIV/0! |  | #DIV/0! | #DIV/0! | #DIV/0! | #DIV/0! | #REF! | #REF! | #REF! | #REF! | #REF! | #REF! | #REF! | #REF! | #REF! | #REF! | #REF! | #REF! | #REF!
Distribution Customer Margin (Per Customer Per Month) |  |  |  |  | -1.7793 | 7.9234 | 65.2453 | 47.6962 |  | 0 | #DIV/0! | #DIV/0! | #DIV/0! |  | #DIV/0! | #DIV/0! | #DIV/0! | #DIV/0! | #REF! | #REF! | #REF! | #REF! | #REF! | #REF! | #REF! | #REF! | #REF! | #REF! | #REF! | #REF! | #REF!
| Total Distribution Customer (Per Customer Per Month) |  |  |  | 19.344 | 28.4769 | 114.8443 | 151.7562 |  | 0 | #DIV/0! | #DIV/0! | #DIV/0! |  | #DIV/0! | #DIV/0! | #DIV/0! | #DIV/0! | #REF! | #REF! | #REF! | #REF! | #REF! | #REF! | #REF! | #REF! | #REF! | #REF! | #REF! | #REF! | #REF!
Unit Revenue Requirement @ Total System Rate of Return |  | 1.647% |  |  | 1.647% | 1.647% | 1.647% | 1.647% |  | 1.647% | 1.647% | 1.647% | 1.647% | 1.647% | 1.647% | 1.647% | 1.647%
Production & Purchased Power
Production & Purchased Power Demand (Per KWH or KW) |  |  |  |  | 0.036773 | 0.02911 | 7.8777 | 10.2231 |  | #DIV/0! | #DIV/0! | #DIV/0! | #DIV/0! |  | #DIV/0! | #DIV/0! | #DIV/0! | #DIV/0! | 0 | #DIV/0! | #DIV/0! | #DIV/0! | #DIV/0! | #DIV/0! | 0 | 0 | 0 | 0 | 0 | 0 | #REF!
Production & Purchased Power Demand Margin (Per KWH or KW) |  |  |  |  | 0 | 0 | 0 | 0 |  | #DIV/0! | #DIV/0! | #DIV/0! | #DIV/0! |  | #DIV/0! | #DIV/0! | #DIV/0! | #DIV/0! | #DIV/0! | #DIV/0! | #DIV/0! | #DIV/0! | #DIV/0! | #DIV/0! | #DIV/0! | #DIV/0! | #DIV/0! | #DIV/0! | #DIV/0! | 0 | #REF!
Production & Purchased Power Energy (Per KWH) |  |  |  |  | 0.04648 | 0.050009 | 0.047767 | 0.047044 |  | #DIV/0! | #DIV/0! | #DIV/0! | #DIV/0! |  | #DIV/0! | #DIV/0! | #DIV/0! | 0 | #REF! | #REF! | #REF! | #REF! | #REF! | #REF! | #REF! | #REF! | #REF! | #REF! | #REF! | #REF! | #REF!
Production & Purchased Power Energy Margin (Per KWH) |  |  |  |  | 0 | 0 | 0 | 0 |  | #DIV/0! | #DIV/0! | #DIV/0! | #DIV/0! |  | #DIV/0! | #DIV/0! | #DIV/0!
Transmission Demand
Transmission Demand (Per KWH or KW) |  |  |  |  | 0 | 0 | 0 | 0 |  | #DIV/0! | #DIV/0! | #DIV/0! | #DIV/0! |  | #DIV/0! | #DIV/0! | #DIV/0!
Transmission Demand Margin (Per KWH or KW) |  |  |  |  | 0 | 0 | 0 | 0 |  | #DIV/0! | #DIV/0! | #DIV/0! | #DIV/0! |  | #DIV/0! | #DIV/0! | #DIV/0!
| Total Transmission Demand (Per KWH or KW) |  |  |  | 0 | 0 | 0 | 0 |  | #DIV/0! | #DIV/0! | #DIV/0! | #DIV/0! |  | #DIV/0! | #DIV/0! | #DIV/0!
Distribution Demand
Distribution Demand (Per KWH or KW) |  |  |  |  | 0.020827 | 0.01634 | 2.9442 | 3.154 |  | #DIV/0! | #DIV/0! | #DIV/0! | #DIV/0! |  | #DIV/0! | #DIV/0! | #DIV/0! | #DIV/0! | #REF! | #REF! | #REF! | #REF! | #REF! | #REF! | #REF! | #REF! | #REF! | #REF! | #REF! | #REF! | #REF!
Distribution Demand Margin (Per KWH or KW) |  |  |  |  | 0.0018704 | 0.0014591 | 0.26822 | 0.30134 |  | #DIV/0! | #DIV/0! | #DIV/0! | #DIV/0! |  | #DIV/0! | #DIV/0! | #DIV/0! | #DIV/0! | #REF! | #REF! | #REF! | #REF! | #REF! | #REF! | #REF! | #REF! | #REF! | #REF! | #REF! | #REF! | #REF!
| Total Distribution Demand (Per KWH or KW) |  |  |  | 0.022697 | 0.017799 | 3.2125 | 3.4554 |  | #DIV/0! | #DIV/0! | #DIV/0! | #DIV/0! |  | #DIV/0! | #DIV/0! | #DIV/0! | #DIV/0! | #REF! | #REF! | #REF! | #REF! | #REF! | #REF! | #REF! | #REF! | #REF! | #REF! | #REF! | #REF! | #REF!
Distribution Customer
Distribution Customer (Per Customer Per Month) |  |  |  |  | 21.1233 | 20.5535 | 49.599 | 104.06 |  | 0 | #DIV/0! | #DIV/0! | #DIV/0! |  | #DIV/0! | #DIV/0! | #DIV/0! | #DIV/0! | #REF! | #REF! | #REF! | #REF! | #REF! | #REF! | #REF! | #REF! | #REF! | #REF! | #REF! | #REF! | #REF!
Distribution Customer Margin (Per Customer Per Month) |  |  |  |  | 2.1947 | 2.1138 | 6.7702 | 9.0135 |  | 0 | #DIV/0! | #DIV/0! | #DIV/0! |  | #DIV/0! | #DIV/0! | #DIV/0! | #DIV/0! | #DIV/0! | #DIV/0! | #DIV/0! | #DIV/0! | #DIV/0! | #DIV/0! | #DIV/0! | #DIV/0! | #DIV/0! | #DIV/0! | #DIV/0! | #DIV/0! | #DIV/0!
| Total Distribution Customer (Per Customer Per Month) |  |  |  | 23.318 | 22.6673 | 56.3691 | 113.0735 |  | 0 | #DIV/0! | #DIV/0! | #DIV/0! |  | #DIV/0! | #DIV/0! | #DIV/0! | #DIV/0! | #REF! | #REF! | #REF! | #REF! | #REF! | #REF! | #REF! | #REF! | #REF! | #REF! | #REF! | #REF! | #REF!
Unit Revenue Requirement @ Specified Rate of Return |  | 3.402% |  |  | 3.402% | 3.402% | 3.402% | 3.402% |  | 3.402% | 3.402% | 3.402% | 3.402% | 3.402% | 3.402% | 3.402% | 3.402% | 3.402% | 20% | 20% | 8% | 8% | 20% | 8% | 8% | 8% | 8% | 8% | 8% | 8% | 8%
Production & Purchased Power
Production & Purchased Power Demand (Per KWH or KW) |  |  |  |  | 0.036773 | 0.02911 | 7.8777 | 10.2231 |  | #DIV/0! | #DIV/0! | #DIV/0! | #DIV/0! |  | #DIV/0! | #DIV/0! | #DIV/0! | #DIV/0! | 0 | #DIV/0! | #DIV/0! | #DIV/0! | #DIV/0! | #DIV/0! | 0 | 0 | 0 | 0 | 0 | 0 | #REF!
Production & Purchased Power Demand Margin (Per KWH or KW) |  |  |  |  | 0 | 0 | 0 | 0 |  | #DIV/0! | #DIV/0! | #DIV/0! | #DIV/0! |  | #DIV/0! | #DIV/0! | #DIV/0! | #DIV/0! | #DIV/0! | #DIV/0! | #DIV/0! | #DIV/0! | #DIV/0! | #DIV/0! | #DIV/0! | #DIV/0! | #DIV/0! | #DIV/0! | #DIV/0! | 0 | #REF!
Production & Purchased Power Energy (Per KWH) |  |  |  |  | 0.04648 | 0.050009 | 0.047767 | 0.047044 |  | #DIV/0! | #DIV/0! | #DIV/0! | #DIV/0! |  | #DIV/0! | #DIV/0! | #DIV/0! | 0 | #REF! | #REF! | #REF! | #REF! | #REF! | #REF! | #REF! | #REF! | #REF! | #REF! | #REF! | #REF! | #REF!
Production & Purchased Power Energy Margin (Per KWH) |  |  |  |  | 0 | 0 | 0 | 0 |  | #DIV/0! | #DIV/0! | #DIV/0! | #DIV/0! |  | #DIV/0! | #DIV/0! | #DIV/0!
Transmission Demand
Transmission Demand (Per KWH or KW) |  |  |  |  | 0 | 0 | 0 | 0 |  | #DIV/0! | #DIV/0! | #DIV/0! | #DIV/0! |  | #DIV/0! | #DIV/0! | #DIV/0!
Transmission Demand Margin (Per KWH or KW) |  |  |  |  | 0 | 0 | 0 | 0 |  | #DIV/0! | #DIV/0! | #DIV/0! | #DIV/0! |  | #DIV/0! | #DIV/0! | #DIV/0!
| Total Transmission Demand (Per KWH or KW) |  |  |  | 0 | 0 | 0 | 0 |  | #DIV/0! | #DIV/0! | #DIV/0! | #DIV/0! |  | #DIV/0! | #DIV/0! | #DIV/0!
Distribution Demand
Distribution Demand (Per KWH or KW) |  |  |  |  | 0.020827 | 0.01634 | 2.9442 | 3.154 |  | #DIV/0! | #DIV/0! | #DIV/0! | #DIV/0! |  | #DIV/0! | #DIV/0! | #DIV/0! | #DIV/0! | #REF! | #REF! | #REF! | #REF! | #REF! | #REF! | #REF! | #REF! | #REF! | #REF! | #REF! | #REF! | 0
Distribution Demand Margin (Per KWH or KW) |  |  |  |  | 0.0038621 | 0.0030128 | 0.55382 | 0.62221 |  | #DIV/0! | #DIV/0! | #DIV/0! | #DIV/0! |  | #DIV/0! | #DIV/0! | #DIV/0! | #DIV/0! | #DIV/0! | #DIV/0! | #DIV/0! | #DIV/0! | #DIV/0! | #DIV/0! | #DIV/0! | #DIV/0! | #DIV/0! | #DIV/0! | #DIV/0! | #DIV/0! | #DIV/0!
| Total Distribution Demand (Per KWH or KW) |  |  |  | 0.024689 | 0.019353 | 3.4981 | 3.7763 |  | #DIV/0! | #DIV/0! | #DIV/0! | #DIV/0! |  | #DIV/0! | #DIV/0! | #DIV/0! | #DIV/0! | #REF! | #REF! | #REF! | #REF! | #REF! | #REF! | #REF! | #REF! | #REF! | #REF! | #REF! | #REF! | #DIV/0!
Distribution Customer
Distribution Customer (Per Customer Per Month) |  |  |  |  | 21.1233 | 20.5535 | 49.599 | 104.06 |  | 0 | #DIV/0! | #DIV/0! | #DIV/0! |  | #DIV/0! | #DIV/0! | #DIV/0! | #DIV/0! | #REF! | #REF! | #REF! | #REF! | #REF! | #REF! | #REF! | #REF! | #REF! | #REF! | #REF! | #REF! | 0
Distribution Customer Margin (Per Customer Per Month) |  |  |  |  | 4.5315 | 4.3646 | 13.9789 | 18.6109 |  | 0 | #DIV/0! | #DIV/0! | #DIV/0! |  | #DIV/0! | #DIV/0! | #DIV/0! | #DIV/0! | #DIV/0! | #DIV/0! | #DIV/0! | #DIV/0! | #DIV/0! | #DIV/0! | #DIV/0! | #DIV/0! | #DIV/0! | #DIV/0! | #DIV/0! | #DIV/0! | #DIV/0!
| Total Distribution Customer (Per Customer Per Month) |  |  |  | 25.6548 | 24.918 | 63.5779 | 122.6709 |  | 0 | #DIV/0! | #DIV/0! | #DIV/0! |  | #DIV/0! | #DIV/0! | #DIV/0! | #DIV/0! | #REF! | #REF! | #REF! | #REF! | #REF! | #REF! | #REF! | #REF! | #REF! | #REF! | #REF! | #REF! | #DIV/0!
Summary of Cost-Based Charges
At Current Class Rate of Return |  |  |  | 2.221% | -0.6759% | 6.029% | 16.6% | 10.38% |  | #DIV/0! | #DIV/0! | #DIV/0! | #DIV/0! | #DIV/0! | #DIV/0! | #DIV/0! | #DIV/0! | 0%
| Customer Charge ($/month) |  |  |  | 19.344 | 28.4769 | 114.8443 | 151.7562 |  | 0 | #DIV/0! | #DIV/0! | #DIV/0! |  | #DIV/0! | #DIV/0! | #DIV/0! | 0
| Energy Charge ($/kWh) |  |  |  | 0.10256 | 0.10093 | 0.047767 | 0.047044 |  | #DIV/0! | #DIV/0! | #DIV/0! | #DIV/0! |  | #DIV/0! | #DIV/0! | #DIV/0! | #DIV/0!
| Demand Charge ($/kW) |  |  |  | 0 | 0 | 0 | 0 |  | #DIV/0! | #DIV/0! | 0 | 0 |  | 0 | 0 | #DIV/0! | 0
At Current Total System Rate of Return |  |  |  | 1.647% | 1.647% | 1.647% | 1.647% | 1.647% |  | 1.647% | 1.647% | 1.647% | 1.647% | 1.647% | 1.647% | 1.647% | 1.647% | 1.647%
| Customer Charge ($/month) |  |  |  | 23.318 | 22.6673 | 56.3691 | 113.0735 |  | 0 | #DIV/0! | #DIV/0! | #DIV/0! |  | #DIV/0! | #DIV/0! | #DIV/0! | #DIV/0!
| Energy Charge ($/kWh) |  |  |  | 0.10595 | 0.096919 | 0.047767 | 0.047044 |  | #DIV/0! | #DIV/0! | #DIV/0! | #DIV/0! |  | #DIV/0! | #DIV/0! | #DIV/0! | #DIV/0!
| Demand Charge ($/kW) |  |  |  | 0 | 0 | 0 | 0 |  | #DIV/0! | #DIV/0! | 0 | 0 |  | 0 | 0 | #DIV/0! | 0
At Specified Total System Rate of Return |  |  |  | 3.402% | 3.402% | 3.402% | 3.402% | 3.402% | [7 empty] | 0% | 0% | 0% | bar: 1 to 6
| Customer Charge ($/month) |  |  |  | 25.6548 | 24.918 | 63.5779 | 122.6709 |  | 0 | #DIV/0! | #DIV/0! | #DIV/0! |  | #DIV/0! | #DIV/0! | #DIV/0! | #DIV/0!
| Energy Charge ($/kWh) |  |  |  | 0.10794 | 0.098472 | 0.047767 | 0.047044 |  | #DIV/0! | #DIV/0! | #DIV/0! | #DIV/0! |  | #DIV/0! | #DIV/0! | #DIV/0! | #DIV/0!
| Demand Charge ($/kW) |  |  |  | 0 | 0 | 11.3758 | 13.9993 |  | 0 | #DIV/0! | 0 | 0 |  | 0 | 0 | #DIV/0! | 0

## Billing Det
KENERGY CORP.
Summary of Billing Determinants and Demand Analysis
[5 empty] | 12 - Month | Sum of
[5 empty] | Individual | Individual | Class Demand | Sum of | Summer | Winter
|  | Average |  |  | Customer | Customer | During | Coincident | Coincident | Coincident |  | Average |  |  | % | %
Rate Class | Code | Customers | kWh | Revenue | Demand | Max Demand | Peak Month | Demands | Demands | Demands | Rate Class | Customers | kWh | Revenue | KWH | Revenue
Residential (Single and Three Phase) | 1 | 46508 | 696591621 | 84732647.2436 | 5312568.8886 | 602019.4775 | 189214.6695 | 1774551.245 | 495966.968 | 1278584.277 | Residential (Single and Three Phase) | 46508 | 696591621 | 84732647.2436 | 62.92% | 64.94%
Commercial & All Other Single Phase | 3 | 9852 | 118701594 | 15134862.5428 | 707472.1928 | 72285.2899 | 45266.1595 | 233648.492 | 68286.802 | 165361.69 | Commercial & All Other Single Phase | 9852 | 118701594 | 15134862.5428 | 10.72% | 11.6%
Commercial Three Phase (< 1000 kW) | 5 | 1222 | 187761345 | 20312856.8292 | 670045.805 | 65682.67 | 51874.0192 | 356544.378 | 91714.896 | 264829.482 | Commercial Three Phase (< 1000 kW) | 1222 | 187761345 | 20312856.8292 | 16.96% | 15.57%
Commercial Three Phase (1001 kW +) | 7 | 12 | 94600081 | 8068794.8748 | 208980.8 | 18258.4 | 15901.658 | 140113.16 | 37714.176 | 102398.984 | Commercial Three Phase (1001 kW +) | 12 | 94600081 | 8068794.8748 | 8.545% | 6.184%
Unmetered Lighting | 15 | 0 | 9484875 | 2223858.2148 | 26007.9271 | 2352.3996 | 2352.3996 | 13046.9644 | 0 | 13046.9644 | Unmetered Lighting | 0 | 9484875 | 2223858.2148 | 0.8567% | 1.704%
1 | 0 | 0 | 0 | 0 | 0 | 0 | 0 | 0 | 0 | 0 | 1 | 0 | 0 | 0 | 0% | 0%
2 | 0 | 0 | 0 | 0 | 0 | 0 | 0 | 0 | 0 | 0 | 2 | 0 | 0 | 0 | 0% | 0%
3 | 0 | 0 | 0 | 0 | 0 | 0 | 0 | 0 | 0 | 0 | 3 | 0 | 0 | 0 | 0% | 0%
4 | 0 | 0 | 0 | 0 | 0 | 0 | 0 | 0 | 0 | 0 | 4 | 0 | 0 | 0 | 0% | 0%
5 | 0 | 0 | 0 | 0 | 0 | 0 | 0 | 0 | 0 | 0 | 5 | 0 | 0 | 0 | 0% | 0%
6 | 0 | 0 | 0 | 0 | 0 | 0 | 0 | 0 | 0 | 0 | #REF! | 0 | 0 | 0 | 0 | 0
7 | 0 | 0 | 0 | 0 | 0 | 0 | 0 | 0 | 0 | 0 | #REF! | 0 | 0 | 0 | 0 | 0
8 | 0 | 0 | 0 | 0 | 0 | 0 | 0 | 0 | 0 | 0 | #REF! | 0 | 0 | 0 | 0 | 0
#REF! | #REF! | 0 | 0 |  | 0 | 0 | 0 | 0 | 0 | 0 | #REF! | 0 | 0 | 0 | 0 | 0
#REF! | #REF! | 0 | 0 |  | 0 | 0 | 0 | 0 | 0 | 0 | #REF! | 0 | 0 | 0 | 0 | 0
#REF! | #REF! | 0 | 0 |  | 0 | 0 | 0 | 0 | 0 | 0 | #REF! | 0 | 0 | 0 | 0 | 0
Total |  | 57594 | 1107139516 | 130473019.7051 | 6925075.6135 | 760598.2369 | 304608.9057 | 2517904.2394 | 693682.842 | 1824221.3974 | Total | 57594 | 1107139516 | 130473019.7051 | 100% | 100%
KENERGY CORP.
Summary of Billing Determinants and Demand Analysis |  | 31 | 28 | 31 | 30 | 31 | 30 | 31 | 31 | 30 | 31 | 30 | 31
|  | 744 | 672 | 744 | 720 | 744 | 720 | 744 | 744 | 720 | 744 | 720 | 744 |  |  | Class Demand
[15 empty] | SIC | During | Sum of | Summer | Winter
Rate Schedule | Code | Jan | Feb | Mar | Apr | May | Jun | Jul | Aug | Sep | Oct | Nov | Dec | Total | Max Demand | Peak Month | Coin Demand | Coin Demand | Coin Demand
Residential (Single and Three Phase) | 1 | 46535 | 46551 | 46546 | 46571 | 46529 | 46538 | 46578 | 46619 | 46633 | 46426 | 46283 | 46289 | 46508
Energy Usage (kWh) |  | 64571281 | 72820276 | 60560982 | 48669131 | 37980140 | 51577791 | 61860043 | 70606698 | 65065359 | 56978534 | 46650683 | 59250703 | 696591621
Average Demand |  | 86789.3562 | 108363.506 | 81399.1694 | 67596.0153 | 51048.5753 | 71635.8208 | 83145.2191 | 94901.4758 | 90368.5542 | 76584.0511 | 64792.6153 | 79638.0417 | 79519.5914
Diversified Load Factor | . | 45.87% | 66.25% | 46.66% | 60.28% | 35.37% | 40.59% | 50.41% | 50.58% | 51.56% | 46.97% | 40.23% | 50.94%
Non-Coincident Demand |  | 189214.6695 | 163559.7606 | 174468.6185 | 112145.8848 | 144325.8792 | 176473.0394 | 164937.0208 | 187643.1612 | 175257.5401 | 163039.8753 | 161069.9848 | 156346.1935 | 1968481.6277 |  | 189214.6695
Coincidence Factor |  | 90% | 90% | 90% | 90% | 90% | 90% | 90% | 90% | 90% | 90% | 90% | 90%
Coincident Demand |  | 171419.925 | 133466.95 | 139707.193 | 104572.189 | 131119.626 | 165140.903 | 164256.176 | 166569.889 | 151078.239 | 146886.117 | 160050.405 | 140283.633 | 1774551.245 |  |  | 1774551.245 | 495966.968 | 1278584.277
Individual Customer Load Factor |  | 18% | 18% | 18% | 18% | 18% | 18% | 18% | 18% | 18% | 18% | 18% | 18%
Sum of Individual Customer Demands |  | 482163.0899 | 602019.4775 | 452217.6075 | 375533.4182 | 283603.1959 | 397976.7824 | 461917.8838 | 527230.4211 | 502047.5231 | 425466.9504 | 359958.9738 | 442433.5648 | 5312568.8886 | 602019.4775
Commercial & All Other Single Phase | 3 | 9724 | 9721 | 9678 | 9722 | 9739 | 9753 | 9772 | 9773 | 9816 | 10056 | 10228 | 10239 | 9852
Energy Usage (kWh) |  | 9021669 | 9882876 | 8318569 | 8076442 | 7823132 | 9970781 | 11341891 | 12242544 | 11970444 | 12098804 | 9047375 | 8907067 | 118701594
Average Demand |  | 12125.8992 | 14706.6607 | 11180.8723 | 11217.2806 | 10514.9624 | 13848.3069 | 15244.4772 | 16455.0323 | 16625.6167 | 16261.8333 | 12565.7986 | 11971.8642 | 13550.4103
Diversified Load Factor |  | 35.87% | 56.25% | 36.66% | 50.28% | 25.37% | 30.59% | 40.41% | 40.58% | 41.56% | 36.97% | 30.23% | 50.94%
Non-Coincident Demand |  | 33806.8273 | 26143.707 | 30502.5952 | 22311.813 | 41445.8628 | 45266.1595 | 37724.2523 | 40554.1037 | 40000.7231 | 43983.4851 | 41572.2985 | 23503.2827 | 426815.1102 |  | 45266.1595
Coincidence Factor |  | 85% | 85% | 85% | 85% | 85% | 85% | 85% | 85% | 85% | 85% | 85% | 85%
Coincident Demand |  | 18332.104 | 15095.938 | 14745.796 | 12245.072 | 20622 | 21726.357 | 23120.261 | 23440.184 | 25997.183 | 25639.655 | 17503.998 | 15179.944 | 233648.492 |  |  | 233648.492 | 68286.802 | 165361.69
Individual Customer Load Factor |  | 23% | 23% | 23% | 23% | 23% | 23% | 23% | 23% | 23% | 23% | 23% | 23%
Sum of Individual Customer Demands |  | 52721.3008 | 63942.0031 | 48612.4883 | 48770.785 | 45717.2277 | 60210.0302 | 66280.3354 | 71543.6185 | 72285.2899 | 70703.6232 | 54633.907 | 52051.5837 | 707472.1928 | 72285.2899
Commercial Three Phase (< 1000 kW) | 5 | 1224 | 1220 | 1219 | 1217 | 1217 | 1219 | 1219 | 1220 | 1222 | 1223 | 1227 | 1233 | 1222
Energy Usage (kWh) |  | 14647811 | 15677617 | 14023368 | 13982736 | 14043995 | 15644386 | 16272403 | 17680058 | 18075316 | 18357874 | 14828917 | 14526864 | 187761345
Average Demand |  | 19687.918 | 23329.7872 | 18848.6129 | 19420.4667 | 18876.3374 | 21728.3139 | 21871.5094 | 23763.5188 | 25104.6056 | 24674.5618 | 20595.7181 | 19525.3548 | 21433.9435
Diversified Load Factor |  | 47.6% | 54.31% | 47.13% | 47.8% | 45.81% | 49.07% | 48.88% | 50.38% | 51.88% | 47.57% | 45.09% | 45.4%
Non-Coincident Demand |  | 41357.2886 | 42954.0694 | 39995.136 | 40628.6564 | 41209.7983 | 44276.3568 | 44744.6038 | 47164.789 | 48387.7626 | 51874.0192 | 45675.9987 | 43008.9559 | 531277.4347 |  | 51874.0192
Coincidence Factor |  | 75% | 75% | 75% | 75% | 75% | 75% | 75% | 75% | 75% | 75% | 75% | 75%
Coincident Demand |  | 28344.961 | 26568.323 | 24246.896 | 24371.686 | 32225 | 26444.431 | 31343.049 | 33927.416 | 38740.458 | 38465.399 | 27121.836 | 24744.923 | 356544.378 |  |  | 356544.378 | 91714.896 | 264829.482
Individual Customer Load Factor |  | 37.6% | 44.31% | 37.13% | 37.8% | 35.81% | 39.07% | 38.88% | 40.38% | 41.88% | 37.57% | 35.09% | 35.4%
Sum of Individual Customer Demands |  | 52355.26 | 52647.33 | 50767.58 | 51377 | 52719.16 | 55607.68 | 56252.76 | 58843.86 | 59941.08 | 65682.67 | 58692.479 | 55158.946 | 670045.805 | 65682.67
Commercial Three Phase (1001 kW +) | 7 | 13 | 13 | 13 | 12 | 12 | 12 | 12 | 12 | 12 | 12 | 12 | 12 | 12
Energy Usage (kWh) |  | 7581920 | 7956480 | 7408960 | 7072440 | 7563480 | 7780440 | 8210880 | 8727121 | 8870040 | 8466960 | 7900440 | 7060920 | 94600081
Average Demand |  | 10190.7527 | 11840 | 9958.2796 | 9822.8333 | 10165.9677 | 10806.1667 | 11036.129 | 11730.0013 | 12319.5 | 11380.3226 | 10972.8333 | 9490.4839 | 10799.096
Diversified Load Factor |  | 66.76% | 75.67% | 67.56% | 69.54% | 70.32% | 72.91% | 73.68% | 74.3% | 77.47% | 74.07% | 73.23% | 68.52%
Non-Coincident Demand |  | 15264.679 | 15647.8355 | 14739.4007 | 14126.1233 | 14457.4628 | 14820.8058 | 14978.6055 | 15788.238 | 15901.658 | 15363.7369 | 14984.7838 | 13850.1628 | 179923.4922 |  | 15901.658
Coincidence Factor |  | 65% | 65% | 65% | 65% | 65% | 65% | 65% | 65% | 65% | 65% | 65% | 65%
Coincident Demand |  | 11432.244 | 11104.548 | 10939.508 | 9229.788 | 12189 | 10418.892 | 13764.144 | 13531.14 | 12633.24 | 13331.808 | 10499.892 | 11038.956 | 140113.16 |  |  | 140113.16 | 37714.176 | 102398.984
Individual Customer Load Factor |  | 56.76% | 65.67% | 57.56% | 59.54% | 60.32% | 62.91% | 63.68% | 64.3% | 67.47% | 64.07% | 63.23% | 58.52%
Sum of Individual Customer Demands |  | 17954 | 18030.8 | 17300 | 16498.8 | 16854.4 | 17176.6 | 17330.8 | 18243.8 | 18258.4 | 17761.6 | 17354.8 | 16216.8 | 208980.8 | 18258.4
Unmetered Lighting | 15 | 0 | 0 | 0 | 0 | 0 | 0 | 0 | 0 | 0 | 0 | 0 | 0 | 0
Energy Usage (kWh) |  | 790406.25 | 790406.25 | 790406.25 | 790406.25 | 790406.25 | 790406.25 | 790406.25 | 790406.25 | 790406.25 | 790406.25 | 790406.25 | 790406.25 | 9484875
Average Demand |  | 1062.374 | 1176.1998 | 1062.374 | 1097.7865 | 1062.374 | 1097.7865 | 1062.374 | 1062.374 | 1097.7865 | 1062.374 | 1097.7865 | 1062.374 | 1082.7483
Diversified Load Factor |  | 50% | 50% | 50% | 50% | 50% | 50% | 50% | 50% | 50% | 50% | 50% | 50%
Non-Coincident Demand |  | 2124.748 | 2352.3996 | 2124.748 | 2195.5729 | 2124.748 | 2195.5729 | 2124.748 | 2124.748 | 2195.5729 | 2124.748 | 2195.5729 | 2124.748 | 26007.9271 |  | 2352.3996
Coincidence Factor |  | 100% | 100% | 100% | 0% | 0% | 0% | 0% | 0% | 0% | 100% | 100% | 100%
Coincident Demand |  | 2124.748 | 2352.3996 | 2124.748 | 0 | 0 | 0 | 0 | 0 | 0 | 2124.748 | 2195.5729 | 2124.748 | 13046.9644 |  |  | 13046.9644 | 0 | 13046.9644
Individual Customer Load Factor |  | 50% | 50% | 50% | 50% | 50% | 50% | 50% | 50% | 50% | 50% | 50% | 50%
Sum of Individual Customer Demands |  | 2124.748 | 2352.3996 | 2124.748 | 2195.5729 | 2124.748 | 2195.5729 | 2124.748 | 2124.748 | 2195.5729 | 2124.748 | 2195.5729 | 2124.748 | 26007.9271 | 2352.3996
1 | 0 | 0 | 0 | 0 | 0 | 0 | 0 | 0 | 0 | 0 | 0 | 0 | 0 | 0
Energy Usage (kWh) |  | 0 | 0 | 0 | 0 | 0 | 0 | 0 | 0 | 0 | 0 | 0 | 0 | 0
Average Demand |  | 0 | 0 | 0 | 0 | 0 | 0 | 0 | 0 | 0 | 0 | 0 | 0 | 0
Diversified Load Factor |  | 50% | 50% | 50% | 50% | 50% | 50% | 50% | 50% | 50% | 50% | 50% | 50%
Non-Coincident Demand |  | 0 | 0 | 0 | 0 | 0 | 0 | 0 | 0 | 0 | 0 | 0 | 0 | 0 |  | 0
Coincidence Factor |  | 100% | 100% | 100% | 0% | 0% | 0% | 0% | 0% | 0% | 100% | 100% | 100%
Coincident Demand |  | 0 | 0 | 0 | 0 | 0 | 0 | 0 | 0 | 0 | 0 | 0 | 0 | 0 |  |  | 0 | 0 | 0
Individual Customer Load Factor |  | 50% | 50% | 50% | 50% | 50% | 50% | 50% | 50% | 50% | 50% | 50% | 50%
Sum of Individual Customer Demands |  | 0 | 0 | 0 | 0 | 0 | 0 | 0 | 0 | 0 | 0 | 0 | 0 | 0 | 0
2 | 0 | 0 | 0 | 0 | 0 | 0 | 0 | 0 | 0 | 0 | 0 | 0 | 0 | 0
Energy Usage (kWh) |  | 0 | 0 | 0 | 0 | 0 | 0 | 0 | 0 | 0 | 0 | 0 | 0 | 0
Average Demand |  | 0 | 0 | 0 | 0 | 0 | 0 | 0 | 0 | 0 | 0 | 0 | 0 | 0
Diversified Load Factor |  | 50% | 50% | 50% | 50% | 50% | 50% | 50% | 50% | 50% | 50% | 50% | 50%
Non-Coincident Demand |  | 0 | 0 | 0 | 0 | 0 | 0 | 0 | 0 | 0 | 0 | 0 | 0 | 0 |  | 0
Coincidence Factor |  | 100% | 100% | 100% | 0% | 0% | 0% | 0% | 0% | 0% | 100% | 100% | 100%
Coincident Demand |  | 0 | 0 | 0 | 0 | 0 | 0 | 0 | 0 | 0 | 0 | 0 | 0 | 0 |  |  | 0 | 0 | 0
Individual Customer Load Factor |  | 50% | 50% | 50% | 50% | 50% | 50% | 50% | 50% | 50% | 50% | 50% | 50%
Sum of Individual Customer Demands |  | 0 | 0 | 0 | 0 | 0 | 0 | 0 | 0 | 0 | 0 | 0 | 0 | 0 | 0
3 | 0 | 0 | 0 | 0 | 0 | 0 | 0 | 0 | 0 | 0 | 0 | 0 | 0 | 0
Energy Usage (kWh) |  | 0 | 0 | 0 | 0 | 0 | 0 | 0 | 0 | 0 | 0 | 0 | 0 | 0
Average Demand |  | 0 | 0 | 0 | 0 | 0 | 0 | 0 | 0 | 0 | 0 | 0 | 0 | 0
Diversified Load Factor |  | 50% | 50% | 50% | 50% | 50% | 50% | 50% | 50% | 50% | 50% | 50% | 50%
Non-Coincident Demand |  | Apr: 0; May: 0; Jun: 0; Jul: 0; Aug: 0 | 0 |  | 0
Coincidence Factor |  | 100% | 100% | 100% | 0% | 0% | 0% | 0% | 0% | 0% | 100% | 100% | 100%
Coincident Demand |  | 0 | 0 | 0 | 0 | 0 | 0 | 0 | 0 | 0 | 0 | 0 | 0 | 0 |  |  | 0 | 0 | 0
Individual Customer Load Factor |  | 50% | 50% | 50% | 50% | 50% | 50% | 50% | 50% | 50% | 50% | 50% | 50%
Sum of Individual Customer Demands |  | 0 | 0 | 0 | 0 | 0 | 0 | 0 | 0 | 0 | 0 | 0 | 0 | 0 | 0
4 | 0 | 0 | 0 | 0 | 0 | 0 | 0 | 0 | 0 | 0 | 0 | 0 | 0 | 0
Kwh's |  | 0 | 0 | 0 | 0 | 0 | 0 | 0 | 0 | 0 | 0 | 0 | 0 | 0
Average Demand |  | 0 | 0 | 0 | 0 | 0 | 0 | 0 | 0 | 0 | 0 | 0 | 0 | 0
Diversified Load Factor |  | 50% | 50% | 50% | 50% | 50% | 50% | 50% | 50% | 50% | 50% | 50% | 50%
Non-Coincident Demand |  | Apr: 0; May: 0; Jun: 0; Jul: 0; Aug: 0 | 0 |  | 0
Coincidence Factor |  | 100% | 100% | 100% | 0% | 0% | 0% | 0% | 0% | 0% | 100% | 100% | 100%
Coincident Demand |  | 0 | 0 | 0 | 0 | 0 | 0 | 0 | 0 | 0 | 0 | 0 | 0 | 0 |  |  | 0 | 0 | 0
Individual Customer Load Factor |  | 50% | 50% | 50% | 50% | 50% | 50% | 50% | 50% | 50% | 50% | 50% | 50%
Sum of Individual Customer Demands |  | 0 | 0 | 0 | 0 | 0 | 0 | 0 | 0 | 0 | 0 | 0 | 0 | 0 | 0
5 | 0 | 0 | 0 | 0 | 0 | 0 | 0 | 0 | 0 | 0 | 0 | 0 | 0 | 0
Kwh's |  | 0 | 0 | 0 | 0 | 0 | 0 | 0 | 0 | 0 | 0 | 0 | 0 | 0
Average Demand |  | 0 | 0 | 0 | 0 | 0 | 0 | 0 | 0 | 0 | 0 | 0 | 0 | 0
Diversified Load Factor |  | 50% | 50% | 50% | 50% | 50% | 50% | 50% | 50% | 50% | 50% | 50% | 50%
Non-Coincident Demand |  | Apr: 0; May: 0; Jun: 0; Jul: 0; Aug: 0 | 0 |  | 0
Coincidence Factor |  | 100% | 100% | 100% | 0% | 0% | 0% | 0% | 0% | 0% | 100% | 100% | 100%
Coincident Demand |  | 0 | 0 | 0 | 0 | 0 | 0 | 0 | 0 | 0 | 0 | 0 | 0 | 0 |  |  | 0 | 0 | 0
Individual Customer Load Factor |  | 50% | 50% | 50% | 50% | 50% | 50% | 50% | 50% | 50% | 50% | 50% | 50%
Sum of Individual Customer Demands |  | 0 | 0 | 0 | 0 | 0 | 0 | 0 | 0 | 0 | 0 | 0 | 0 | 0 | 0
6 | 0
Kwh's |  | 0 | 0 | 0 | 0 | 0 | 0 | 0 | 0 | 0 | 0 | 0 | 0 | 0
Average Demand |  | 0 | 0 | 0 | 0 | 0 | 0 | 0 | 0 | 0 | 0 | 0 | 0 | 0
Diversified Load Factor |  | 0% | 0% | 0% | 25% | 25% | 25% | 25% | 0% | 0% | 0% | 0% | 0%
Non-Coincident Demand |  | Apr: 0; May: 0; Jun: 0; Jul: 0; Aug: 0 | 0 |  | 0
Coincidence Factor |  | 100% | 100% | 100% | 0% | 0% | 0% | 0% | 0% | 0% | 100% | 100% | 100%
Coincident Demand |  | 0 | 0 | 0 | 0 | 0 | 0 | 0 | 0 | 0 | 0 | 0 | 0 | 0 |  |  | 0 | 0 | 0
Individual Customer Load Factor |  | 65% | 65% | 65% | 65% | 65% | 65% | 65% | 65% | 65% | 65% | 65% | 65%
Sum of Individual Customer Demands |  | 0 | 0 | 0 | 0 | 0 | 0 | 0 | 0 | 0 | 0 | 0 | 0 | 0 | 0
7 | 0
Kwh's |  | 0 | 0 | 0 | 0 | 0 | 0 | 0 | 0 | 0 | 0 | 0 | 0 | 0
Average Demand |  | 0 | 0 | 0 | 0 | 0 | 0 | 0 | 0 | 0 | 0 | 0 | 0 | 0
Diversified Load Factor |  | 0% | 0% | 0% | 25% | 25% | 25% | 25% | 0% | 0% | 0% | 0% | 0%
Non-Coincident Demand |  | Apr: 0; May: 0; Jun: 0; Jul: 0; Aug: 0 | 0 |  | 0
Coincidence Factor |  | 100% | 100% | 100% | 0% | 0% | 0% | 0% | 0% | 0% | 100% | 100% | 100%
Coincident Demand |  | 0 | 0 | 0 | 0 | 0 | 0 | 0 | 0 | 0 | 0 | 0 | 0 | 0 |  |  | 0 | 0 | 0
Individual Customer Load Factor |  | 65% | 65% | 65% | 65% | 65% | 65% | 65% | 65% | 65% | 65% | 65% | 65%
Sum of Individual Customer Demands |  | 0 | 0 | 0 | 0 | 0 | 0 | 0 | 0 | 0 | 0 | 0 | 0 | 0 | 0
8 | 0
Kwh's |  | 0 | 0 | 0 | 0 | 0 | 0 | 0 | 0 | 0 | 0 | 0 | 0 | 0
Average Demand |  | 0 | 0 | 0 | 0 | 0 | 0 | 0 | 0 | 0 | 0 | 0 | 0 | 0
Diversified Load Factor |  | 0% | 0% | 0% | 25% | 25% | 25% | 25% | 0% | 0% | 0% | 0% | 0%
Non-Coincident Demand |  | Apr: 0; May: 0; Jun: 0; Jul: 0; Aug: 0 | 0 |  | 0
Coincidence Factor |  | 100% | 100% | 100% | 0% | 0% | 0% | 0% | 0% | 0% | 100% | 100% | 100%
Coincident Demand |  | 0 | 0 | 0 | 0 | 0 | 0 | 0 | 0 | 0 | 0 | 0 | 0 | 0 |  |  | 0 | 0 | 0
Individual Customer Load Factor |  | 65% | 65% | 65% | 65% | 65% | 65% | 65% | 65% | 65% | 65% | 65% | 65%
Sum of Individual Customer Demands |  | 0 | 0 | 0 | 0 | 0 | 0 | 0 | 0 | 0 | 0 | 0 | 0 | 0 | 0
#REF! | #REF!
Kwh's |  | 0 | 0 | 0 | 0 | 0 | 0 | 0 | 0 | 0 | 0 | 0 | 0 | 0
Average Demand |  | 0 | 0 | 0 | 0 | 0 | 0 | 0 | 0 | 0 | 0 | 0 | 0 | 0
Diversified Load Factor |  | 0% | 0% | 0% | 25% | 25% | 25% | 25% | 0% | 0% | 0% | 0% | 0%
Non-Coincident Demand |  | Apr: 0; May: 0; Jun: 0; Jul: 0; Aug: 0 | 0 |  | 0
Coincidence Factor |  | 100% | 100% | 100% | 0% | 0% | 0% | 0% | 0% | 0% | 100% | 100% | 100%
Coincident Demand |  | 0 | 0 | 0 | 0 | 0 | 0 | 0 | 0 | 0 | 0 | 0 | 0 | 0 |  |  | 0 | 0 | 0
Individual Customer Load Factor |  | 65% | 65% | 65% | 65% | 65% | 65% | 65% | 65% | 65% | 65% | 65% | 65%
Sum of Individual Customer Demands |  | 0 | 0 | 0 | 0 | 0 | 0 | 0 | 0 | 0 | 0 | 0 | 0 | 0 | 0
#REF! | #REF!
Kwh's |  | 0 | 0 | 0 | 0 | 0 | 0 | 0 | 0 | 0 | 0 | 0 | 0 | 0
Average Demand |  | 0 | 0 | 0 | 0 | 0 | 0 | 0 | 0 | 0 | 0 | 0 | 0 | 0
Diversified Load Factor |  | 0% | 0% | 0% | 25% | 25% | 25% | 25% | 0% | 0% | 0% | 0% | 0%
Non-Coincident Demand |  | Apr: 0; May: 0; Jun: 0; Jul: 0; Aug: 0 | 0 |  | 0
Coincidence Factor |  | 100% | 100% | 100% | 0% | 0% | 0% | 0% | 0% | 0% | 100% | 100% | 100%
Coincident Demand |  | 0 | 0 | 0 | 0 | 0 | 0 | 0 | 0 | 0 | 0 | 0 | 0 | 0 |  |  | 0 | 0 | 0
Individual Customer Load Factor |  | 65% | 65% | 65% | 65% | 65% | 65% | 65% | 65% | 65% | 65% | 65% | 65%
Sum of Individual Customer Demands |  | 0 | 0 | 0 | 0 | 0 | 0 | 0 | 0 | 0 | 0 | 0 | 0 | 0 | 0
#REF! | #REF!
Kwh's |  | 0 | 0 | 0 | 0 | 0 | 0 | 0 | 0 | 0 | 0 | 0 | 0 | 0
Average Demand |  | 0 | 0 | 0 | 0 | 0 | 0 | 0 | 0 | 0 | 0 | 0 | 0 | 0
Diversified Load Factor |  | 0% | 0% | 0% | 25% | 25% | 25% | 25% | 0% | 0% | 0% | 0% | 0%
Non-Coincident Demand |  | Apr: 0; May: 0; Jun: 0; Jul: 0; Aug: 0 | 0 |  | 0
Coincidence Factor |  | 100% | 100% | 100% | 0% | 0% | 0% | 0% | 0% | 0% | 100% | 100% | 100%
Coincident Demand |  | 0 | 0 | 0 | 0 | 0 | 0 | 0 | 0 | 0 | 0 | 0 | 0 | 0 |  |  | 0 | 0 | 0
Individual Customer Load Factor |  | 65% | 65% | 65% | 65% | 65% | 65% | 65% | 65% | 65% | 65% | 65% | 65%
Sum of Individual Customer Demands |  | 0 | 0 | 0 | 0 | 0 | 0 | 0 | 0 | 0 | 0 | 0 | 0 | 0 | 0

## Purchased Power
KENERGY CORP.
Purchased Power
# | Item | 2019-01-01 | 2019-02-01 | 2019-03-01 | 2019-04-01 | 2019-05-01 | 2019-06-01 | 2019-07-01 | 2019-08-01 | 2019-09-01 | 2019-10-01 | 2019-11-01 | 2019-12-01 | TOTAL
1
2 | Rural Rate
3 | CP Demand (kW) | 241928 | 202575 | 224543 | 159365 | 205270 | 233590 | 242819 | 248857 | 238269 | 235071 | 226290 | 203928 | 2662505
4 | Energy (kWh) | 114250216 | 91100711 | 93787664 | 70887131 | 85886755 | 95369160 | 116301412 | 110475919 | 106804321 | 78754322 | 94417260 | 98698156 | 1156733027
5 | Demand Rate ($/kW) | 13.805 | 13.805 | 13.805 | 13.805 | 13.805 | 13.805 | 13.805 | 13.805 | 13.805 | 13.805 | 13.805 | 13.805 | 13.805
6 | Demand Charge $ | 3339816.04 | 2796547.88 | 3099816.12 | 2200033.83 | 2833752.35 | 3224709.95 | 3352116.3 | 3435470.89 | 3289303.55 | 3245155.16 | 3123933.45 | 2815226.04 | 36755881.56
7 | Energy Rate ($/kWh) | 0.045 | 0.045 | 0.045 | 0.045 | 0.045 | 0.045 | 0.045 | 0.045 | 0.045 | 0.045 | 0.045 | 0.045 | 0.045
8 | Energy Charge $ | 5141259.72 | 4099532 | 4220444.88 | 3189920.9 | 3864903.98 | 4291612.2 | 5233563.54 | 4971416.36 | 4806194.45 | 3543944.49 | 4248776.7 | 4441417.02 | 52052986.24
9 | Renewable Resource Energy $ | 0 | 0 | 0 | 0 | 0 | 0 | 0 | 0 | 0 | 0 | 0 | 0 | 0
10 | Renewable Resource Energy $ | 0 | 0 | 0 | 0 | 0 | 0 | 0 | 0 | 0 | 0 | 0 | 0 | 0
11 | FAC $ | 178001.84 | 29789.93 | 49707.46 | -4678.55 | 130719.64 | 11825.78 | -89900.99 | 56232.24 | 112678.56 | 103246.92 | 252943.84 | 182196.8 | 1012763.47
12 | NS Non-FAC PPA $ | 181886.34 | 145032.33 | 149309.96 | 112852.31 | 136731.71 | 151827.7 | 185151.85 | 175877.66 | 256116.76 | 188852.86 | 226412.59 | 236678.18 | 2146730.25
13 | ES $ | 968268.47 | 679514.76 | 592973 | 475200.28 | 520955.77 | 766265.57 | 771702.71 | 808992.32 | 554766.97 | 441953.87 | 429901.35 | 538480.65 | 7548975.72
14 | MRSM $ | -277798.97 | -361726.12 | -525623.89 | -499088.45 | -528053.96 | -571344.45 | -554043.71 | -560654.84 | -567318.5 | -548517.36 | -542976.56 | -529827.2 | -6066974.01
15 | Total | 9531433.44 | 7388690.78 | 7586627.53 | 5474240.32 | 6959009.49 | 7874896.75 | 8898589.7 | 8887334.63 | 8451741.79 | 6974635.94 | 7738991.37 | 7684171.49 | 93450363.23
16
17 | Large Industrial Rate
18 | Actual Demand (kW) | 0 | 0 | 0 | 0 | 0 | 0 | 0 | 0 | 0 | 0 | 0 | 0 | 0
19 | Demand Rate ($/kW) | 10.715 | 10.715 | 10.715 | 10.715 | 10.715 | 10.715 | 10.715 | 10.715 | 10.715 | 10.715 | 10.715 | 10.715 | 10.715
20 | Demand Charge $ | 0 | 0 | 0 | 0 | 0 | 0 | 0 | 0 | 0 | 0 | 0 | 0 | 0
21 | Energy (kWh) | 0 | 0 | 0 | 0 | 0 | 0 | 0 | 0 | 0 | 0 | 0 | 0 | 0
22 | Energy Rate ($/kWh) | 0.03805 | 0.03805 | 0.03805 | 0.03805 | 0.03805 | 0.03805 | 0.03805 | 0.03805 | 0.03805 | 0.03805 | 0.03805 | 0.03805 | 0.03805
23 | Energy Charge $ | 0 | 0 | 0 | 0 | 0 | 0 | 0 | 0 | 0 | 0 | 0 | 0 | 0
24 | FAC $ | 0 | 0 | 0 | 0 | 0 | 0 | 0 | 0 | 0 | 0 | 0 | 0 | 0
25 | Non-FAC PPA $ | 0 | 0 | 0 | 0 | 0 | 0 | 0 | 0 | 0 | 0 | 0 | 0 | 0
26 | ES $ | 0 | 0 | 0 | 0 | 0 | 0 | 0 | 0 | 0 | 0 | 0 | 0 | 0
27 | MRSM $ | 0 | 0 | 0 | 0 | 0 | 0 | 0 | 0 | 0 | 0 | 0 | 0 | 0
28 | Adjustment | 0 | 0 | 0 | 0 | 0 | 0 | 0 | 0 | 0 | 0 | 0 | 0 | 0
29 | Total | 0 | 0 | 0 | 0 | 0 | 0 | 0 | 0 | 0 | 0 | 0 | 0 | 0
17
18 | TOTAL | 9531433.44 | 7388690.78 | 7586627.53 | 5474240.32 | 6959009.49 | 7874896.75 | 8898589.7 | 8887334.63 | 8451741.79 | 6974635.94 | 7738991.37 | 7684171.49 | 93450363.23
19
20 | Total Demand $ | 3408250.5706 | 2681423.9238 | 2792451.0077 | 1862634.3672 | 2492271.3719 | 2939381.5523 | 3063768.4466 | 3162709.7807 | 2913206.047 | 2879072.7477 | 2732761.9503 | 2457620.544 | 33385552.3098
21 | Total Energy $ | 6123182.8694 | 4707266.8562 | 4794176.5223 | 3611605.9528 | 4466738.1181 | 4935515.1977 | 5834821.2534 | 5724624.8493 | 5538535.743 | 4095563.1923 | 5006229.4197 | 5226550.946 | 60064810.9202
22 | Total $ | 9531433.44 | 7388690.78 | 7586627.53 | 5474240.32 | 6959009.49 | 7874896.75 | 8898589.7 | 8887334.63 | 8451741.79 | 6974635.94 | 7738991.37 | 7684171.49 | 93450363.23
23 | Variance $ | 0 | 0 | 0 | 0 | 0 | 0 | 0 | 0 | 0 | 0 | 0 | 0 | 0
24 | Total Demand % | 35.76% | 36.29% | 36.81% | 34.03% | 35.81% | 37.33% | 34.43% | 35.59% | 34.47% | 41.28% | 35.31% | 31.98% | 35.73%
25 | Total Energy % | 64.24% | 63.71% | 63.19% | 65.97% | 64.19% | 62.67% | 65.57% | 64.41% | 65.53% | 58.72% | 64.69% | 68.02% | 64.27%
26
27 | ES Demand / Energy Split
28 | Energy Rev (excl ES) | 5501147.9 | 4274354.26 | 4419462.3 | 3298094.66 | 4132355.33 | 4455265.68 | 5328814.4 | 5203526.26 | 5174989.77 | 3836044.27 | 4728133.13 | 4860292 | 55212479.96
29 | Demand Rev (excl ES) | 3062017.07 | 2434821.76 | 2574192.23 | 1700945.38 | 2305698.39 | 2653365.5 | 2798072.59 | 2874816.05 | 2721985.05 | 2696637.8 | 2580956.89 | 2285398.84 | 30688907.55
30 | Total Rev (excl ES) | 8563164.97 | 6709176.02 | 6993654.53 | 4999040.04 | 6438053.72 | 7108631.18 | 8126886.99 | 8078342.31 | 7896974.82 | 6532682.07 | 7309090.02 | 7145690.84 | 85901387.51
31 | Energy Portion | 0.64242 | 0.63709 | 0.63192 | 0.65975 | 0.64186 | 0.62674 | 0.6557 | 0.64413 | 0.65531 | 0.58721 | 0.64688 | 0.68017 | 0.64274
32 | Demand Portion | 0.35758 | 0.36291 | 0.36808 | 0.34025 | 0.35814 | 0.37326 | 0.3443 | 0.35587 | 0.34469 | 0.41279 | 0.35312 | 0.31983 | 0.35726
33
34 |  | 2019-12-01: Total | 93450363.23
35 |  | 2019-12-01: Coop Own Use | 190591
36 |  | 2019-12-01: Acct 555 | 93259772
37 |  | 2019-12-01: Variance | 0.23

## Meters
KENERGY CORP.
Meter Costs
# | Rate | Rate Code | Installed Meters | Avg Meter Cost | Total Cost | Allocation Factor
1 | Residential (Single and Three Phase) | 1 | 46508 | 223 | 10371284 | 48.73%
2 | Commercial & All Other Single Phase | 3 | 9852 | 223 | 2196996 | 10.32%
3 | Commercial Three Phase (< 1000 kW) | 5 | 1222 | 7063 | 8630986 | 40.55%
4 | Commercial Three Phase (1001 kW +) | 7 | 12 | 7063 | 84756 | 0.3982%
5 | Unmetered Lighting | 15 | 0 | 0 | 0 | 0%
6 | 1 | 0 | 0 | 0 | 0 | 0%
7 | 2 | 0 | 0 | 0 | 0 | 0%
8 | 3 | 0 | 0 | 0 | 0 | 0%
9 | 4 | 0 | 0 | 0 | 0 | 0%
10 | 5 | 0 | 0 | 0 | 0 | 0%
11 | 6 | 0 | 0 | 0 | 0 | 0%
6 | Total |  | 57594 | 369.5528 | 21284022 | 100%

## Services
KENERGY CORP.
Service Costs
# | Rate | Rate Code | Average Number of Services | Average Service Cost | Total Cost | Allocation Factor
1 | Residential (Single and Three Phase) | 1 | 46508 | 3520 | 163708160 | 80.18%
2 | Commercial & All Other Single Phase | 3 | 9852 | 2966 | 29221032 | 14.31%
3 | Commercial Three Phase (< 1000 kW) | 5 | 1222 | 8961 | 10950342 | 5.363%
4 | Commercial Three Phase (1001 kW +) | 7 | 12 | 24333 | 291996 | 0.143%
5 | Unmetered Lighting | 15 | 0 | 0 | 0 | 0%
6 | 1 | 0 | 0 | 0 | 0 | 0%
7 | 2 | 0 | 0 | 0 | 0 | 0%
8 | 3 | 0 | 0 | 0 | 0 | 0%
9 | 4 | 0 | 0 | 0 | 0 | 0%
10 | 5 | 0 | 0 | 0 | 0 | 0%
| 6 | 0 | 0 | 0 | 0 | 0%
6 | Total |  | 57594 | 3545.0139 | 204171530 | 100%

## ZeroInt
KENERGY CORP.
Zero Intercept & Minimum System Analyses
Account 364 - Poles, Towers & Fixtures
[5 empty] | Actual |  | Linear Regression Inputs
Unit Cost
| Description | Size | Cost | Quantity | ($ per Unit) | y*n^0.5 | n^0.5 | xn^0.5
| 364013 30' AND UNDER POLES | 30 | 8311710.85 | 25689 | 323.5514 | 51858.127 | 160.2779 | 4808.3365
| 364014 40' POLES | 40 | 26484176.67 | 42931 | 616.901 | 127820.6359 | 207.198 | 8287.9189
| 364015 45' POLES | 45 | 8378322.25 | 12284 | 682.0516 | 75593.9704 | 110.8332 | 4987.4944
| 364016 50' POLES | 50.35 | 2320966.37 | 2859 | 811.8106 | 43407.1998 | 53.4696 | 2692.1952
| 364019 35' POLES | 35 | 9777026.49 | 29299 | 333.6983 | 57118.9734 | 171.1695 | 5990.9327
| 364024 55' POLES | 55 | 275546.37 | 165 | 1669.978 | 21451.2558 | 12.8452 | 706.4878
| 364027 70' & OVER POLES | 70 | 39495.28 | 14 | 2821.0914 | 10555.5576 | 3.7417 | 261.916
| 364032 30' SQUARE STEEL POLE | 30 | 118859.1 | 110 | 1080.5373 | 11332.7705 | 10.4881 | 314.6427
| TOTAL |  | 55706103.38 | 113351
| Zero Intercept Linear Regression Results |  |  |  |  | LINEST Array
| Size Coefficient ($ per MCM) |  | 29.0206 |  |  | 29.0206 | -589.8607
| Zero Intercept ($ per Unit) |  | -589.8607 |  |  | 5.5648 | 209.3917
| R-Square |  | 0.98102 |  |  | 0.98102 | 9836.4026
Plant Classification
| Total Number of Units |  | 113351
| Zero Intercept ($/Unit) |  | -589.8607
| Minimum System ($/Unit) |  | 323.5514
| Use Min System (M) or Zero Intercept (Z)? |  | M
| Zero Intercept or Min System Cost ($) |  | 36674870.0439
| Total Cost of Sample |  | 55706103.38
| Percentage of Total |  | 0.65836
| Percentage Classified as Customer-Related |  | 65.84%
| Percentage Classified as Demand-Related |  | 34.16%
Account 368 - Line Transformers
[5 empty] | Actual |  | Linear Regression Inputs |  | NARUC CAM
Unit Cost
| Description | Size | Cost | Quantity | ($ per Unit) | y*n^0.5 | n^0.5 | xn^0.5 | Incl? | Qty
| 368051 3 KVA CONV | 3 | 531.23 | 11 | 48.2936 | 160.1719 | 3.3166 | 9.9499 | 1 | 11
| 368052 5 KVA CONV | 5 | 3599.47 | 35 | 102.842 | 608.4215 | 5.9161 | 29.5804 | 1 | 35
| 368053 7 1/2 KVA CONV | 7.5 | 7548.3 | 59 | 127.9373 | 982.705 | 7.6811 | 57.6086 | 1 | 59
| 368054 10 KVA CONV | 10 | 352265.97 | 1514 | 232.6724 | 9053.3175 | 38.9102 | 389.1015 | 1 | 1514
| 368055 15 KVA CONV | 15 | 9111510.95 | 16022 | 568.6875 | 71983.3473 | 126.578 | 1898.6706 | 1 | 16022
| 368056 25 KVA CONV | 25 | 4884514.84 | 6224 | 784.7871 | 61913.6833 | 78.8923 | 1972.3083 | 1 | 6224
| 368057 37 1/2 KVA CONV | 37.5 | 611266 | 710 | 860.938 | 22940.4042 | 26.6458 | 999.2184 | 1 | 710
| 368058 50 KVA CONV | 50 | 1280445.69 | 1266 | 1011.4105 | 35986.8895 | 35.5809 | 1779.0447 | 1 | 1266
| 368059 75 KVA CONV | 75 | 609432.95 | 348 | 1751.2441 | 32669.0352 | 18.6548 | 1399.1069 | 0 | 0
| 368060 100 KVA CONV | 100 | 445248.86 | 242 | 1839.8713 | 28621.6807 | 15.5563 | 1555.6349 | 0 | 0
| 368061 167 KVA CONV | 167 | 164467.26 | 78 | 2108.5546 | 18622.2501 | 8.8318 | 1474.9041 | 0 | 0
| 368062 250 KVA CONV | 250 | 31194.36 | 11 | 2835.8509 | 9405.4534 | 3.3166 | 829.1562 | 0 | 0
| 368063 333 KVA CONV | 333 | 5469.51 | 1 | 5469.51 | 5469.51 | 1 | 333 | 0 | 0
| 368064 500 KVA CONV | 500 | 19077.22 | 7 | 2725.3171 | 7210.5114 | 2.6458 | 1322.8757 | 0 | 0
| 368071 3 KVA CSP | 3 | 23210.07 | 225 | 103.1559 | 1547.338 | 15 | 45 | 1 | 225
| 368072 5 KVA CSP | 5 | 36804.08 | 231 | 159.325 | 2421.5307 | 15.1987 | 75.9934 | 1 | 231
| 368073 7 1/2 KVA CSP | 7.5 | 23424.69 | 124 | 188.9088 | 2103.5993 | 11.1355 | 83.5165 | 1 | 124
| 368074 10 KVA CSP | 10 | 957307.93 | 2410 | 397.2232 | 19500.3827 | 49.0918 | 490.9175 | 1 | 2410
| 368075 15 KVA CSP | 15 | 3839930.87 | 6991 | 549.2678 | 45925.4854 | 83.6122 | 1254.183 | 1 | 6991
| 368076 25 KVA CSP | 25 | 1553774.33 | 2291 | 678.2079 | 32462.0093 | 47.8644 | 1196.6098 | 1 | 2291
| 368100 25 KVA PAD MT | 25 | 3637654.96 | 2375 | 1531.6442 | 74643.1048 | 48.734 | 1218.3493 | 1 | 2375
| 368101 37 1/2 KVA PAD MT | 37.5 | 761607 | 481 | 1583.3825 | 34726.2901 | 21.9317 | 822.4392 | 1 | 481
| 368102 50 KVA PAD MT | 50 | 1185737.51 | 737 | 1608.8704 | 43677.2025 | 27.1477 | 1357.3872 | 1 | 737
| 368103 75 KVA PAD MT | 75 | 1044793.64 | 406 | 2573.3833 | 51852.2377 | 20.1494 | 1511.2081 | 0 | 0
| 368104 100 KVA PAD MT | 100 | 337355.61 | 125 | 2698.8449 | 30174.0031 | 11.1803 | 1118.034 | 0 | 0
| 368105 150 KVA PAD MT | 150 | 339457.22 | 70 | 4849.3889 | 40572.8981 | 8.3666 | 1254.99 | 0 | 0
| 368106 300 KVA PAD MT | 300 | 593034.87 | 85 | 6976.8808 | 64323.6629 | 9.2195 | 2765.8633 | 0 | 0
| 368107 500 KVA PAD MT | 500 | 416363.61 | 53 | 7855.9172 | 57191.9403 | 7.2801 | 3640.0549 | 0 | 0
| 368108 750 KVA PAD MT | 750 | 318068.41 | 33 | 9638.4367 | 55368.6032 | 5.7446 | 4308.422 | 0 | 0
| 368112 167 KVA 1 PH PAD MT | 167 | 147426.7 | 41 | 3595.7732 | 23024.1823 | 6.4031 | 1069.3217 | 0 | 0
| TOTAL |  | 32742524.11 | 43206 | [5 empty] | 41706
| Zero Intercept Linear Regression Results |  |  |  |  | LINEST Array
| Size Coefficient ($ per MCM) |  | 16.2737 |  |  | 16.2737 | 376.7012
| Zero Intercept ($ per Unit) |  | 376.7012 |  |  | 1.624 | 67.1628
| R-Square |  | 0.91134 |  |  | 0.91134 | 11506.2394
Plant Classification
| Total Number of Units | * | 41706 |  | * Only single-phase up to 50 KVA should be included
| Zero Intercept ($/Unit) |  | 376.7012 |  | in the Customer-related component per NARUC CAM
| Minimum System ($/Unit) |  | 48.2936
| Use Min System (M) or Zero Intercept (Z)? |  | Z
| Zero Intercept or Min System Cost ($) |  | 15710700.9216
| Total Cost of Sample |  | 32742524.11
| Percentage of Total |  | 0.47983
| Percentage Classified as Customer-Related |  | 47.98%
| Percentage Classified as Demand-Related |  | 52.02%
| Descripton | Acct | Demand | Customer |  | Method
| Poles, Towers and Fixtures | 364 | 0.34164 | 0.65836 |  | M
| Line Transformers | 368 | 0.52017 | 0.47983 |  | Z