## IRP22
Run time: 12:16:01
Run date: 12-JAN-22
Version: 27.00.ab 64-Bit
Base Case
Iterations: 500
Run Seed: 5
STANDARD RUN - UI TEST RUN
LFG serving load
NO VOM - COAL/GAS
V27 - AUGUST 2021
(1) Run File = C:\IRP2022\V27.b_r
(2) Schedule File = C:\IRP2022\V27.b_s
(3) Fuel File = C:\IRP2022\V27.b_f
(4) Unit File = C:\IRP2022\V27.b_u
(5) Output File = C:\IRP2022\Output\BASE-FRAN.o_g
(6) Tracking File = C:\IRP2022\V27-FRAN.b_t
(7) Market File = C:\IRP2022\V27.b_m
(8) Outage File = C:\IRP2022\V27.b_o
(9) Hydro File = C:\IRP2022\V27.b_h
(10) Emission File = C:\IRP2022\V27.b_e
***Case Manager File = C:\IRP2022\tracker-fran.crd
( 1) System Summary
| Tot-2022 | Tot-2023 | Tot-2024 | Tot-2025 | Tot-2026 | Tot-2027 | Tot-2028 | Tot-2029 | Tot-2030 | Tot-2031 | Tot-2032 | Tot-2033 | Tot-2034 | Tot-2035 | Tot-2036 | Total
Thermal Generation (MWH) | 13152313 | 11416560 | 11350130 | 10260967 | 10350239 | 9631412 | 9517878 | 9519901 | 9746178 | 9464662 | 9347486 | 8847070 | 8278473.5 | 8280410.5 | 8292290.5 | 147455952
Hydro/Battery Discharge (MWH) | 256915.0469 | 256914.9375 | 258447.6406 | 260175.0313 | 256967.8438 | 257470.875 | 257185.6406 | 256488.3281 | 258859.4531 | 260210.3125 | 257812.4375 | 256914.8438 | 256914.9219 | 256470.6094 | 261812.2031 | 3869560
Wind/Solar Generation (MWH) | 13848.4521 | 13704.5752 | 13756.1045 | 13704.5752 | 13559.7139 | 13559.7139 | 13610.7158 | 13409.9873 | 13409.9873 | 13409.9873 | 13315.2402 | 13265.2939 | 13265.2939 | 13121.6338 | 13171.0635 | 202112.4219
Total Net DLC Load (MWH) | 0 | 0 | 0 | 0 | 0 | 0 | 0 | 0 | 0 | 0 | 0 | 0 | 0 | 0 | 0 | 0
Energy Purchased (MWH) | 14318207 | 15208407 | 15656716 | 15966492 | 16282545 | 16818178 | 17177008 | 17276800 | 17369850 | 17694728 | 18294084 | 18621112 | 18770258 | 18923830 | 19105288 | 257483472
Shortfall Energy (MWH) | 0 | 0 | 0 | 0 | 0 | 0 | 0 | 0 | 0 | 0 | 0 | 0 | 0 | 0 | 0 | 0
System Native Energy (MWH) | 14421063 | 15192822 | 15306028 | 15397250 | 15498283 | 15600628 | 15741451 | 15840917 | 15933838 | 16043634 | 16209632 | 16318514 | 16467774 | 16621112 | 16802280 | 237395280
System Native Peak Demand (MW) | 3314.9919 | 3359.6274 | 3376.1174 | 3380.252 | 3394.5938 | 3409.906 | 3436.6538 | 3446.5874 | 3456.3752 | 3464.3442 | 3495.2874 | 3496.4907 | 3516.2498 | 3535.4705 | 3542.845 | 3542.845
Energy Sold (MWH) | 13320204 | 11702746 | 11973018 | 11104075 | 11405018 | 11120000 | 11224243 | 11225664 | 11454446 | 11389372 | 11703071 | 11419842 | 10851163 | 10852724 | 10870294 | 171615904
<<BLANK 1>> | 0 | 0 | 0 | 0 | 0 | 0 | 0 | 0 | 0 | 0 | 0 | 0 | 0 | 0 | 0 | 0
Hydro/Battery Charge (MWH) | 0 | 0 | 0 | 0 | 0 | 0 | 0 | 0 | 0 | 0 | 0 | 0 | 0 | 0 | 0 | 0
Dump Energy (MWH) | 0 | 0 | 0 | 0 | 0 | 0 | 0 | 0 | 0 | 0 | 0 | 0 | 0 | 0 | 0 | 0
Thermal Fixed+Capital Cost ($) | 0 | 0 | 0 | 0 | 0 | 0 | 0 | 0 | 0 | 0 | 0 | 0 | 0 | 0 | 0 | 0
Thermal Variable Cost ($) | 375137984 | 300456768 | 302993920 | 306291104 | 311886976 | 297209376 | 301602688 | 293923168 | 306708960 | 306551008 | 301473376 | 294333760 | 278220064 | 284615520 | 292421408 | 4553826304
Thermal Total Cost ($) | 375137984 | 300456768 | 302993920 | 306291104 | 311886976 | 297209376 | 301602688 | 293923168 | 306708960 | 306551008 | 301473376 | 294333760 | 278220064 | 284615520 | 292421408 | 4553826304
Hydro/Battery Fixed Cost ($) | 3772450.25 | 3725012.75 | 3725012.75 | 3747374 | 3837340.5 | 3837340.5 | 3837340.5 | 3837340.5 | 3837340.5 | 3929424 | 3929424 | 3929424 | 3929424 | 3929424 | 4023740 | 57827488
DLC Fixed Cost ($) | 0 | 0 | 0 | 0 | 0 | 0 | 0 | 0 | 0 | 0 | 0 | 0 | 0 | 0 | 0 | 0
Hydro/Battery Variable Cost ($ | 3328897.75 | 3297514 | 3317181.5 | 3356970.5 | 3395456.5 | 3402078.75 | 3397623.25 | 3388076.25 | 3419406 | 3520488 | 3488234.25 | 3475781.25 | 3475524.5 | 3469254.5 | 3627031.25 | 51359520
Hydro/Battery Total Cost ($) | 7101355.5 | 7022543 | 7042230 | 7104349.5 | 7232793 | 7239415 | 7234957.5 | 7225419 | 7256748.5 | 7449908 | 7417662 | 7405208 | 7404944 | 7398676.5 | 7650763.5 | 109186968
Wind/Solar Total Costs ($) | 14090.6094 | 14223.0947 | 14562.0898 | 14797.6904 | 14934.1318 | 15232.832 | 15595.916 | 15673.1787 | 15986.6064 | 16306.3662 | 16514.9688 | 16782.1016 | 17117.7754 | 17271.082 | 17682.8594 | 236771.3125
Cost of Purchases ($) | 716530752 | 607988864 | 598958784 | 604230144 | 605684992 | 629298752 | 645552832 | 664776320 | 671616256 | 688051968 | 704800576 | 722455104 | 730719040 | 769451904 | 810981120 | 10171100160
Revenue from Sales ($) | 704193600 | 501067776 | 491509312 | 455092096 | 453103520 | 445364800 | 452391328 | 462974368 | 478245536 | 480524352 | 488940576 | 481719552 | 458373888 | 479778560 | 506079872 | 7339358208
Supplemental Dump Value ($) | 0 | 0 | 0 | 0 | 0 | 0 | 0 | 0 | 0 | 0 | 0 | 0 | 0 | 0 | 0 | 0
Shortfall Energy Cost ($) | 0 | 0 | 0 | 0 | 0 | 0 | 0 | 0 | 0 | 0 | 0 | 0 | 0 | 0 | 0 | 0
Spin Violation Cost ($) | 0 | 0 | 0 | 0 | 0 | 0 | 0 | 0 | 0 | 0 | 0 | 0 | 0 | 0 | 0 | 0
Spin Purchase Cost ($) | 0 | 0 | 0 | 0 | 0 | 0 | 0 | 0 | 0 | 0 | 0 | 0 | 0 | 0 | 0 | 0
Revenue from Sale of Spin ($) | 0 | 0 | 0 | 0 | 0 | 0 | 0 | 0 | 0 | 0 | 0 | 0 | 0 | 0 | 0 | 0
Net System & Emission Costs($) | 407337280 | 425560992 | 428587200 | 482739200 | 492188256 | 517121792 | 530424864 | 540878592 | 546016320 | 559123264 | 570892416 | 595037568 | 615755456 | 647903872 | 679786816 | 8039353856
Net System Costs ($) | 394590368 | 414414560 | 417500192 | 462548288 | 471716032 | 488397920 | 502014720 | 502966208 | 507352512 | 521544896 | 524767360 | 542491264 | 557987136 | 581704832 | 604991232 | 7494989824
Net System $/MWH (w/o Trans.) | 27.2589 | 27.1713 | 27.1801 | 29.9939 | 30.3502 | 31.2384 | 31.8221 | 31.6837 | 31.7772 | 32.4484 | 32.3212 | 33.1868 | 33.8103 | 34.9091 | 35.9221 | 31.5718
Net System $/MWH (with Trans.) | 14.3437 | 15.5081 | 15.3937 | 17.5802 | 17.5777 | 18.3478 | 18.6957 | 18.6489 | 18.5719 | 19.0777 | 18.8897 | 19.6315 | 20.4938 | 21.2322 | 21.9271 | 18.3247
( 2) Thermal Unit Generation (MWH)
| Tot-2022 | Tot-2023 | Tot-2024 | Tot-2025 | Tot-2026 | Tot-2027 | Tot-2028 | Tot-2029 | Tot-2030 | Tot-2031 | Tot-2032 | Tot-2033 | Tot-2034 | Tot-2035 | Tot-2036 | Total
Cooper 1 | 435656.3125 | 176791.6563 | 136461.8281 | 79002.1406 | 43470.3984 | 30303.5449 | 22563.0684 | 20386.9648 | 19694.9141 | 18718.9629 | 11087.0439 | 7789.4116 | 3898.4089 | 2639.8208 | 5144.1309 | 1013608.625
Cooper 2 | 1221438.5 | 567923 | 427684.4063 | 266843.7188 | 188259.5938 | 148836.5156 | 136489.7813 | 108076.1406 | 121410.1797 | 116496.3906 | 65006.3125 | 48689.707 | 29844.5313 | 32843.3203 | 21232.0645 | 3501074.75
Spurlock 1 | 2185322 | 1953483 | 2112355 | 1915757.5 | 1998452.625 | 1888932.125 | 1603499.625 | 1759998.5 | 1752009.625 | 1578494.5 | 1430642.875 | 1188767 | 946433.875 | 983748.6875 | 1009592.1875 | 24307490
Spurlock 2 | 3728032 | 3666058.25 | 3619367 | 3418208 | 3514130.75 | 3148780.25 | 3381872.25 | 3405451.5 | 3384346.75 | 3344271 | 3301140.25 | 3203567.5 | 3125379.25 | 3133078.75 | 3158738.25 | 50532412
Spurlock 3 | 1956587 | 1938290.375 | 1926755.875 | 1696648.5 | 1830009.5 | 1788709.75 | 1779020.875 | 1786960.375 | 1770191.75 | 1753578.125 | 1739294.875 | 1699809.875 | 1667814 | 1674921.375 | 1693869 | 26702464
Spurlock 4 | 1879585.625 | 1868775.5 | 1862001.75 | 1807019.875 | 1805738.875 | 1790068.25 | 1778210.625 | 1638544.75 | 1774876 | 1763592.875 | 1755099 | 1726885.75 | 1702783.625 | 1710479.75 | 1716324.25 | 26579992
Landfill Gas | 87971.9141 | 87872.4219 | 88097.3594 | 87857.1875 | 87905.6641 | 87891.3203 | 88143.2891 | 87886.6953 | 87853.5938 | 87894.7891 | 88119.2188 | 87877.6797 | 87862.4844 | 87891.2109 | 88114.0391 | 1319238.875
LFGTE - GLASGOW | 7206.2432 | 7197.5547 | 7215.7148 | 7197.9824 | 7197.5391 | 7193.0757 | 7219.1089 | 7196.416 | 7200.6182 | 7196.9346 | 7216.7153 | 7197.1797 | 7199.6968 | 7198.4409 | 7219.0254 | 108052.2344
SM ABB 1 | 78645.9297 | 32770.3359 | 44856.6016 | 33379.9844 | 21665.2617 | 15256.8018 | 19418.043 | 14238.8809 | 26376.541 | 22723.541 | 10685.3613 | 11086.3223 | 9526.6006 | 2346.6802 | 8089.5405 | 351066.375
SM ABB 2 | 41585.6758 | 15051.6406 | 23583.3223 | 19975.9219 | 8613.3613 | 4847.3604 | 8949.9209 | 2308.6003 | 8570.8008 | 8130.5605 | 4588.6406 | 4180.1201 | 2275.2803 | 0 | 3756.4004 | 156417.6094
SM ABB 3 | 33536.8008 | 12372.54 | 14993.2188 | 14948.04 | 6042.8398 | 4664.52 | 4464.8799 | 0 | 6070.96 | 5641.2402 | 4445.8398 | 3994.2 | 0 | 0 | 3608.2 | 114783.2734
SM GE 4 | 122966.3203 | 72989.7656 | 81668.7891 | 59248.2266 | 58543.3555 | 50568.3086 | 44032.9297 | 46167.0391 | 48049.1289 | 43974.8047 | 41391.332 | 35694.5156 | 25873.3477 | 27190.3457 | 20879.9512 | 779238.3125
SM GE 5 | 139287.6563 | 91317.5703 | 91920.3438 | 76758.4766 | 72315.5938 | 61873.0703 | 49386.1641 | 58144.1016 | 64744.043 | 63932.6406 | 52925.8125 | 41895.25 | 36930.1563 | 32366.7852 | 23462.1699 | 957259.8125
SM GE 6 | 125963.1875 | 75244.4766 | 81174.7422 | 61184.1523 | 61037.3633 | 49791.0156 | 43359.7813 | 46172.4375 | 50792.4492 | 44644.4883 | 41752.2734 | 36297.6133 | 26695.125 | 29004.3457 | 20809.9004 | 793923.375
SM GE 7 | 122936.9063 | 75605.3516 | 80973.8828 | 54698.9648 | 53379.4453 | 45469.6602 | 41264.7461 | 45452.6523 | 47541.75 | 41998.9492 | 38364.3086 | 33972.1875 | 26482.748 | 24872.0898 | 20789.459 | 753803.0625
BG 1 | 94410.2266 | 87354.9219 | 87715.1406 | 79934.6719 | 65869.0703 | 62327.0703 | 63340.0742 | 61987.1602 | 59120.2148 | 65346.9453 | 40812.4531 | 44725.8438 | 30035.4453 | 24029.9863 | 28536.7285 | 895546.0625
BG 2 | 87361.3906 | 76006.1641 | 67707.1484 | 60205.9453 | 44640.4648 | 33482.9688 | 38938.8867 | 31498.8047 | 47662.0547 | 50201.7734 | 18130.0547 | 28979.9043 | 16608.957 | 7729.4595 | 19700.3535 | 628854.375
BG 3 | 94918.5156 | 88820.3672 | 89025.2031 | 83349.4297 | 81890.1094 | 75728.0859 | 68880.9531 | 72523.0938 | 71779.7969 | 66169.8672 | 47490.5664 | 50470.0859 | 36689.3984 | 25333.002 | 29012.8965 | 982081.5
SM LMS CT 9 | 345655.8125 | 256907.2031 | 248493.875 | 214700.2188 | 200085.7344 | 157940.3906 | 165063.6875 | 163245.5781 | 192134.0938 | 189552.4063 | 148907.125 | 128521.1563 | 105110.5625 | 106364.1875 | 90510.6328 | 2713193.25
SM LMS CT 10 | 363241.8438 | 265728.2188 | 258078.7031 | 224050.2031 | 200992.4219 | 178750.9688 | 173760.1719 | 163661.3125 | 205754.2188 | 192102.3906 | 148548.4375 | 133450.5781 | 111857.1094 | 110917.0469 | 95928.8984 | 2826823.25
R0-7F | 0 | 0 | 0 | 0 | 0 | 0 | 0 | 0 | 0 | 0 | 351837 | 323219.0313 | 279173.1875 | 257454.0469 | 226972.8281 | 1438656.25
Total | 13152311 | 11416560 | 11350130 | 10260968 | 10350238 | 9631414 | 9517880 | 9519901 | 9746180 | 9464664 | 9347485 | 8847071 | 8278473 | 8280409.5 | 8292291 | 147455984
( 3) Thermal Unit Fuel Use (MBTU)
| Tot-2022 | Tot-2023 | Tot-2024 | Tot-2025 | Tot-2026 | Tot-2027 | Tot-2028 | Tot-2029 | Tot-2030 | Tot-2031 | Tot-2032 | Tot-2033 | Tot-2034 | Tot-2035 | Tot-2036 | Total
Cooper 1 | 4716779.5 | 1918720 | 1481873.375 | 864051.625 | 477505.7813 | 332769.25 | 246384.2813 | 224312.0313 | 217532.4688 | 208033.6719 | 122147.6719 | 85792.0469 | 42944.0313 | 29443.3965 | 58098.9727 | 11026387
(Primary) | 4566784.5 | 1860318.375 | 1434875 | 833261.0625 | 460020.625 | 320015.0313 | 237927.3438 | 214658.0781 | 206771.6406 | 197019.6875 | 116676.6406 | 81775.6016 | 41028.8906 | 27945.1289 | 54005.2188 | 10653080
(Secondary) | 0 | 0 | 0 | 0 | 0 | 0 | 0 | 0 | 0 | 0 | 0 | 0 | 0 | 0 | 0 | 0
(Startup) | 14981.8633 | 8147.4082 | 6848.6807 | 7259.1011 | 4990.6563 | 3332.6641 | 1669.1121 | 2749.9761 | 3282.624 | 3833.0642 | 1644.6481 | 1087.536 | 547.104 | 527.088 | 1587.936 | 62489.4688
(Topping) | 135013.4688 | 50253.7227 | 40148.6563 | 23530.5391 | 12494.3848 | 9421.5967 | 6788.6177 | 6903.8398 | 7477.6196 | 7181.1675 | 3826.3057 | 2928.8833 | 1368.4269 | 971.1982 | 2505.6729 | 310814
Cooper 2 | 12418856 | 5798702 | 4371820 | 2730616.75 | 1937605.5 | 1535884.125 | 1407627.75 | 1117696.125 | 1255902.25 | 1207384.125 | 676526 | 501286.625 | 306291.6563 | 338467.1875 | 222157.7813 | 35826828
(Primary) | 12096516 | 5641784.5 | 4248591 | 2655759 | 1876525.875 | 1484418.375 | 1360540 | 1078083 | 1209753.625 | 1161294 | 648140 | 485213.625 | 295921.375 | 327042.0313 | 210860.8125 | 34780452
(Secondary) | 0 | 0 | 0 | 0 | 0 | 0 | 0 | 0 | 0 | 0 | 0 | 0 | 0 | 0 | 0 | 0
(Startup) | 18656.6445 | 23224.1621 | 20533.3789 | 14764.708 | 17638.084 | 16515.8203 | 14220.8018 | 13205.3467 | 15356.2422 | 16251.543 | 10872.2363 | 4390.6724 | 2235.332 | 3292.9656 | 4361.7861 | 195519.7188
(Topping) | 303678 | 133691.6406 | 102702.4375 | 60092.5586 | 43444.2539 | 34951.3203 | 32866.9102 | 26408.582 | 30792.248 | 29839.459 | 17514.8672 | 11679.8701 | 8135.7393 | 8129.6001 | 6934.729 | 850862.0625
Spurlock 1 | 22297710 | 19979038 | 21640522 | 19798232 | 20622528 | 19555488 | 16638361 | 18259238 | 18211600 | 16418828 | 14894266 | 12436547 | 9932362 | 10314180 | 10598941 | 251597888
(Primary) | 22286566 | 19968494 | 21629344 | 19783934 | 20604914 | 19538108 | 16615599 | 18234320 | 18185062 | 16393514 | 14870979 | 12409850 | 9906149 | 10290593 | 10572529 | 251289936
(Secondary) | 0 | 0 | 0 | 0 | 0 | 0 | 0 | 0 | 0 | 0 | 0 | 0 | 0 | 0 | 0 | 0
(Startup) | 11144.6797 | 10546.498 | 11182.0596 | 14306.9072 | 17617.3359 | 17378.1855 | 22767.582 | 24919.0098 | 26537.3574 | 25318.1387 | 23292.4102 | 26693.2891 | 26217.002 | 23583.8223 | 26404.3906 | 307908.625
(Topping) | 0 | 0 | 0 | 0 | 0 | 0 | 0 | 0 | 0 | 0 | 0 | 0 | 0 | 0 | 0 | 0
Spurlock 2 | 36929628 | 36371696 | 35967636 | 34172160 | 35167548 | 31596320 | 34009492 | 34205776 | 34019040 | 33665116 | 33294780 | 32419962 | 31728386 | 31796788 | 32035032 | 507379296
(Primary) | 36291580 | 35858072 | 35502788 | 33805084 | 34813644 | 31295876 | 33700860 | 33877008 | 33694800 | 33355442 | 33002660 | 32153324 | 31481558 | 31540406 | 31775642 | 502148832
(Secondary) | 0 | 0 | 0 | 0 | 0 | 0 | 0 | 0 | 0 | 0 | 0 | 0 | 0 | 0 | 0 | 0
(Startup) | 54318.6563 | 53986.0078 | 54440.4844 | 54539.7773 | 51431.1563 | 47713.4375 | 51483.7031 | 51613.8867 | 51357.5234 | 51373.4141 | 51771.75 | 51467.7461 | 51317.4336 | 51853.3477 | 51376.7891 | 780045.375
(Topping) | 583721.625 | 459640.9688 | 410403.0938 | 312521.7813 | 302477.375 | 252744.0781 | 257151.125 | 277137.6875 | 272882.6875 | 258286.0781 | 240358.5313 | 215159.8594 | 195522.8594 | 204540.8594 | 208009.6094 | 4450558
Spurlock 3 | 19058670 | 18904654 | 18816352 | 16661590 | 18026218 | 17683516 | 17611882 | 17669448 | 17529992 | 17392328 | 17281526 | 16945284 | 16679381 | 16738507 | 16903174 | 263902624
(Primary) | 19030744 | 18876124 | 18787912 | 16635122 | 17997542 | 17655078 | 17583180 | 17640768 | 17501440 | 17363886 | 17252874 | 16916764 | 16650696 | 16709715 | 16874540 | 263476320
(Secondary) | 0 | 0 | 0 | 0 | 0 | 0 | 0 | 0 | 0 | 0 | 0 | 0 | 0 | 0 | 0 | 0
(Startup) | 27925.4961 | 28533.75 | 28437.9258 | 26471.2461 | 28675.416 | 28442.1094 | 28704.6035 | 28683.7695 | 28554.6074 | 28437.9414 | 28654.6055 | 28521.2715 | 28687.9375 | 28792.1055 | 28633.7695 | 426156.4375
(Topping) | 0 | 0 | 0 | 0 | 0 | 0 | 0 | 0 | 0 | 0 | 0 | 0 | 0 | 0 | 0 | 0
Spurlock 4 | 18380140 | 18288072 | 18238098 | 17767080 | 17778778 | 17647046 | 17554094 | 16158443 | 17519514 | 17424024 | 17360178 | 17115532 | 16912408 | 16976148 | 17033768 | 262153296
(Primary) | 18341948 | 18249856 | 18199624 | 17728834 | 17740122 | 17608356 | 17515408 | 16122676 | 17480792 | 17385362 | 17321490 | 17076900 | 16873828 | 16937732 | 16995276 | 261578240
(Secondary) | 0 | 0 | 0 | 0 | 0 | 0 | 0 | 0 | 0 | 0 | 0 | 0 | 0 | 0 | 0 | 0
(Startup) | 38192.3398 | 38213.1367 | 38475.6211 | 38246.4688 | 38654.8008 | 38688.1328 | 38688.1211 | 35771.4336 | 38721.4648 | 38663.1328 | 38692.3086 | 38633.9648 | 38579.8242 | 38417.2734 | 38492.2969 | 575130.125
(Topping) | 0 | 0 | 0 | 0 | 0 | 0 | 0 | 0 | 0 | 0 | 0 | 0 | 0 | 0 | 0 | 0
Landfill Gas | 1047471.4375 | 1046289.8125 | 1048971.25 | 1046110.125 | 1046681.75 | 1046513.3125 | 1049509 | 1046460.25 | 1046067.0625 | 1046555.0625 | 1049226.75 | 1046351.8125 | 1046173.75 | 1046509.625 | 1049168.625 | 15708061
(Primary) | 1047471.5 | 1046289.875 | 1048971.25 | 1046110.125 | 1046681.75 | 1046513.4375 | 1049509 | 1046460.375 | 1046067.125 | 1046555.0625 | 1049226.875 | 1046351.8125 | 1046173.8125 | 1046509.75 | 1049168.625 | 15708061
(Secondary) | 0 | 0 | 0 | 0 | 0 | 0 | 0 | 0 | 0 | 0 | 0 | 0 | 0 | 0 | 0 | 0
(Startup) | 0 | 0 | 0 | 0 | 0 | 0 | 0 | 0 | 0 | 0 | 0 | 0 | 0 | 0 | 0 | 0
(Topping) | 0 | 0 | 0 | 0 | 0 | 0 | 0 | 0 | 0 | 0 | 0 | 0 | 0 | 0 | 0 | 0
LFGTE - GLASGOW | 98531.6875 | 98418.5 | 98667.8906 | 98419.8438 | 98416.5938 | 98361.6719 | 98709.9141 | 98401.1172 | 98452.5625 | 98408.9531 | 98679.4297 | 98410.8828 | 98441.9531 | 98426.3203 | 98706.0156 | 1477453.625
(Primary) | 98531.6953 | 98418.5078 | 98667.8906 | 98419.8438 | 98416.6172 | 98361.6797 | 98709.9141 | 98401.125 | 98452.5625 | 98408.9531 | 98679.4375 | 98410.8906 | 98441.9531 | 98426.3281 | 98706.0156 | 1477453.75
(Secondary) | 0 | 0 | 0 | 0 | 0 | 0 | 0 | 0 | 0 | 0 | 0 | 0 | 0 | 0 | 0 | 0
(Startup) | 0 | 0 | 0 | 0 | 0 | 0 | 0 | 0 | 0 | 0 | 0 | 0 | 0 | 0 | 0 | 0
(Topping) | 0 | 0 | 0 | 0 | 0 | 0 | 0 | 0 | 0 | 0 | 0 | 0 | 0 | 0 | 0 | 0
SM ABB 1 | 953924.1875 | 396885.5625 | 542142.9375 | 405390.6875 | 263435.625 | 184046.1094 | 234046.4688 | 171499.125 | 318951.8125 | 275396.0625 | 129553.2109 | 133192.4844 | 114988.1563 | 28190.7988 | 98995.7734 | 4250640
(Primary) | 953924.1875 | 396885.5625 | 542143 | 405390.7188 | 263435.6563 | 184046.125 | 234046.4844 | 171499.1406 | 318951.8125 | 275396.0625 | 129553.2188 | 133192.4844 | 114988.1563 | 28190.7988 | 98995.7734 | 4250640
(Secondary) | 0 | 0 | 0 | 0 | 0 | 0 | 0 | 0 | 0 | 0 | 0 | 0 | 0 | 0 | 0 | 0
(Startup) | 0 | 0 | 0 | 0 | 0 | 0 | 0 | 0 | 0 | 0 | 0 | 0 | 0 | 0 | 0 | 0
(Topping) | 0 | 0 | 0 | 0 | 0 | 0 | 0 | 0 | 0 | 0 | 0 | 0 | 0 | 0 | 0 | 0
SM ABB 2 | 502703.2813 | 181395.6875 | 284429.5938 | 240696.6094 | 104220.0547 | 58226.125 | 107518.6016 | 27733.3418 | 103708.4844 | 98514.8359 | 55123.625 | 50224.8516 | 27333.0684 | 0 | 45748.3008 | 1887576.375
(Primary) | 502703.3438 | 181395.6875 | 284429.5938 | 240696.625 | 104220.0625 | 58226.125 | 107518.6016 | 27733.3438 | 103708.4922 | 98514.8359 | 55123.625 | 50224.8555 | 27333.0684 | 0 | 45748.3008 | 1887576.375
(Secondary) | 0 | 0 | 0 | 0 | 0 | 0 | 0 | 0 | 0 | 0 | 0 | 0 | 0 | 0 | 0 | 0
(Startup) | 0 | 0 | 0 | 0 | 0 | 0 | 0 | 0 | 0 | 0 | 0 | 0 | 0 | 0 | 0 | 0
(Topping) | 0 | 0 | 0 | 0 | 0 | 0 | 0 | 0 | 0 | 0 | 0 | 0 | 0 | 0 | 0 | 0
SM ABB 3 | 403591.7188 | 149174.9375 | 180884.875 | 180301.0938 | 73317.0469 | 56029.7461 | 53636.8906 | 0 | 73656.2813 | 68634.3594 | 53408.1563 | 47991.0898 | 0 | 0 | 43943.2188 | 1384569.5
(Primary) | 403591.7188 | 149174.9375 | 180884.8906 | 180301.1094 | 73317.0469 | 56029.75 | 53636.8945 | 0 | 73656.2813 | 68634.3594 | 53408.1602 | 47991.0898 | 0 | 0 | 43943.2227 | 1384569.5
(Secondary) | 0 | 0 | 0 | 0 | 0 | 0 | 0 | 0 | 0 | 0 | 0 | 0 | 0 | 0 | 0 | 0
(Startup) | 0 | 0 | 0 | 0 | 0 | 0 | 0 | 0 | 0 | 0 | 0 | 0 | 0 | 0 | 0 | 0
(Topping) | 0 | 0 | 0 | 0 | 0 | 0 | 0 | 0 | 0 | 0 | 0 | 0 | 0 | 0 | 0 | 0
SM GE 4 | 1418384.75 | 842789 | 940270.5625 | 682416.5 | 674910.0625 | 583717 | 507180.9375 | 531057.3125 | 553857.5 | 506719.0313 | 476937.75 | 411696.4063 | 297150.3125 | 311791.625 | 240108.375 | 8978987
(Primary) | 1418385 | 842789.1875 | 940270.625 | 682416.5 | 674910.1875 | 583717 | 507180.9375 | 531057.375 | 553857.5 | 506719.0938 | 476937.75 | 411696.4375 | 297150.3438 | 311791.6563 | 240108.4063 | 8978988
(Secondary) | 0 | 0 | 0 | 0 | 0 | 0 | 0 | 0 | 0 | 0 | 0 | 0 | 0 | 0 | 0 | 0
(Startup) | 0 | 0 | 0 | 0 | 0 | 0 | 0 | 0 | 0 | 0 | 0 | 0 | 0 | 0 | 0 | 0
(Topping) | 0 | 0 | 0 | 0 | 0 | 0 | 0 | 0 | 0 | 0 | 0 | 0 | 0 | 0 | 0 | 0
SM GE 5 | 1607643.625 | 1056984.5 | 1059536.375 | 885648.25 | 835563.6875 | 716609.375 | 570134.3125 | 670719.0625 | 747453.9375 | 738618.5 | 610838.1875 | 483464.125 | 424898.625 | 373113.4063 | 270485 | 11051717
(Primary) | 1607643.875 | 1056984.5 | 1059536.5 | 885648.3125 | 835563.75 | 716609.4375 | 570134.3125 | 670719.1875 | 747453.9375 | 738618.5 | 610838.25 | 483464.1563 | 424898.625 | 373113.4375 | 270485 | 11051717
(Secondary) | 0 | 0 | 0 | 0 | 0 | 0 | 0 | 0 | 0 | 0 | 0 | 0 | 0 | 0 | 0 | 0
(Startup) | 0 | 0 | 0 | 0 | 0 | 0 | 0 | 0 | 0 | 0 | 0 | 0 | 0 | 0 | 0 | 0
(Topping) | 0 | 0 | 0 | 0 | 0 | 0 | 0 | 0 | 0 | 0 | 0 | 0 | 0 | 0 | 0 | 0
SM GE 6 | 1453159.25 | 868085.625 | 934342.75 | 704726.125 | 703925.9375 | 574772 | 499524.5625 | 531351.3125 | 585891.125 | 514334.375 | 480988.4375 | 418782.0625 | 306623.7188 | 333149.7813 | 239363.3281 | 9149020
(Primary) | 1453159.25 | 868085.625 | 934342.8125 | 704726.1875 | 703926 | 574772 | 499524.625 | 531351.3125 | 585891.125 | 514334.375 | 480988.4688 | 418782.0938 | 306623.7188 | 333149.7813 | 239363.3281 | 9149020
(Secondary) | 0 | 0 | 0 | 0 | 0 | 0 | 0 | 0 | 0 | 0 | 0 | 0 | 0 | 0 | 0 | 0
(Startup) | 0 | 0 | 0 | 0 | 0 | 0 | 0 | 0 | 0 | 0 | 0 | 0 | 0 | 0 | 0 | 0
(Topping) | 0 | 0 | 0 | 0 | 0 | 0 | 0 | 0 | 0 | 0 | 0 | 0 | 0 | 0 | 0 | 0
SM GE 7 | 1418278.5 | 871851.125 | 931331.875 | 629267.8125 | 615714.0625 | 524525.75 | 474958.5938 | 522911.8125 | 546695.6875 | 483127.7813 | 441150.4063 | 391182.5313 | 303839.9063 | 285188.4375 | 238855.9063 | 8678879
(Primary) | 1418278.625 | 871851.1875 | 931332 | 629267.8125 | 615714.125 | 524525.75 | 474958.625 | 522911.8438 | 546695.6875 | 483127.8438 | 441150.4063 | 391182.5625 | 303839.9063 | 285188.4688 | 238855.9063 | 8678879
(Secondary) | 0 | 0 | 0 | 0 | 0 | 0 | 0 | 0 | 0 | 0 | 0 | 0 | 0 | 0 | 0 | 0
(Startup) | 0 | 0 | 0 | 0 | 0 | 0 | 0 | 0 | 0 | 0 | 0 | 0 | 0 | 0 | 0 | 0
(Topping) | 0 | 0 | 0 | 0 | 0 | 0 | 0 | 0 | 0 | 0 | 0 | 0 | 0 | 0 | 0 | 0
BG 1 | 1000443.125 | 927508.8125 | 931175.5 | 847592 | 699322.375 | 661776.375 | 671793.25 | 657806.625 | 626890.625 | 693362.0625 | 433149.9063 | 474699.1875 | 318200 | 254835.7188 | 302838.5 | 9501394
(Primary) | 1000443.125 | 927508.8125 | 931175.5625 | 847592.0625 | 699322.5625 | 661776.4375 | 671793.25 | 657806.625 | 626890.6875 | 693362.0625 | 433149.9063 | 474699.1875 | 318200 | 254835.7344 | 302838.5 | 9501394
(Secondary) | 0 | 0 | 0 | 0 | 0 | 0 | 0 | 0 | 0 | 0 | 0 | 0 | 0 | 0 | 0 | 0
(Startup) | 0 | 0 | 0 | 0 | 0 | 0 | 0 | 0 | 0 | 0 | 0 | 0 | 0 | 0 | 0 | 0
(Topping) | 0 | 0 | 0 | 0 | 0 | 0 | 0 | 0 | 0 | 0 | 0 | 0 | 0 | 0 | 0 | 0
BG 2 | 927797.625 | 807704.1875 | 719003.5 | 638307.5625 | 473988.6875 | 355670.9063 | 412998 | 334488.125 | 505710.5313 | 533300.8125 | 192250.4219 | 307269.2188 | 176342.0313 | 82185.125 | 208837.8125 | 6675855
(Primary) | 927797.75 | 807704.25 | 719003.5 | 638307.5625 | 473988.7188 | 355670.9063 | 412998 | 334488.125 | 505710.5625 | 533300.8125 | 192250.4375 | 307269.25 | 176342.0313 | 82185.125 | 208837.8125 | 6675856
(Secondary) | 0 | 0 | 0 | 0 | 0 | 0 | 0 | 0 | 0 | 0 | 0 | 0 | 0 | 0 | 0 | 0
(Startup) | 0 | 0 | 0 | 0 | 0 | 0 | 0 | 0 | 0 | 0 | 0 | 0 | 0 | 0 | 0 | 0
(Topping) | 0 | 0 | 0 | 0 | 0 | 0 | 0 | 0 | 0 | 0 | 0 | 0 | 0 | 0 | 0 | 0
BG 3 | 1005328.8125 | 942224.375 | 944376.4375 | 883927 | 869674.375 | 804418 | 730616.125 | 770015.625 | 762099.5 | 701766.75 | 504141.375 | 535478.9375 | 388988.8125 | 268776.0938 | 307629.0625 | 10419461
(Primary) | 1005328.8125 | 942224.375 | 944376.5625 | 883927.125 | 869674.5 | 804418 | 730616.125 | 770015.625 | 762099.625 | 701766.8125 | 504141.4063 | 535478.9375 | 388988.8438 | 268776.125 | 307629.0625 | 10419461
(Secondary) | 0 | 0 | 0 | 0 | 0 | 0 | 0 | 0 | 0 | 0 | 0 | 0 | 0 | 0 | 0 | 0
(Startup) | 0 | 0 | 0 | 0 | 0 | 0 | 0 | 0 | 0 | 0 | 0 | 0 | 0 | 0 | 0 | 0
(Topping) | 0 | 0 | 0 | 0 | 0 | 0 | 0 | 0 | 0 | 0 | 0 | 0 | 0 | 0 | 0 | 0
SM LMS CT 9 | 3041709.25 | 2263490.75 | 2189872.75 | 1890689.25 | 1763329.375 | 1391278.625 | 1455745.25 | 1439706 | 1694106.75 | 1669900 | 1313574.625 | 1134047.75 | 926701.875 | 939184.9375 | 799512.8125 | 23912858
(Primary) | 3041709.25 | 2263490.75 | 2189873 | 1890689.5 | 1763329.5 | 1391278.75 | 1455745.25 | 1439706.125 | 1694106.75 | 1669900.25 | 1313574.625 | 1134047.75 | 926701.875 | 939184.9375 | 799512.9375 | 23912864
(Secondary) | 0 | 0 | 0 | 0 | 0 | 0 | 0 | 0 | 0 | 0 | 0 | 0 | 0 | 0 | 0 | 0
(Startup) | 0 | 0 | 0 | 0 | 0 | 0 | 0 | 0 | 0 | 0 | 0 | 0 | 0 | 0 | 0 | 0
(Topping) | 0 | 0 | 0 | 0 | 0 | 0 | 0 | 0 | 0 | 0 | 0 | 0 | 0 | 0 | 0 | 0
SM LMS CT 10 | 3195353.5 | 2341192.75 | 2274240 | 1973396.125 | 1772052.125 | 1576204.75 | 1532343.875 | 1443825.625 | 1813890.75 | 1691958.75 | 1310914.25 | 1177560.375 | 987153.9375 | 979817.375 | 847458.5 | 24917360
(Primary) | 3195353.75 | 2341192.75 | 2274240 | 1973396.375 | 1772052.25 | 1576204.875 | 1532343.875 | 1443825.625 | 1813890.875 | 1691958.75 | 1310914.25 | 1177560.375 | 987154.0625 | 979817.375 | 847458.5 | 24917362
(Secondary) | 0 | 0 | 0 | 0 | 0 | 0 | 0 | 0 | 0 | 0 | 0 | 0 | 0 | 0 | 0 | 0
(Startup) | 0 | 0 | 0 | 0 | 0 | 0 | 0 | 0 | 0 | 0 | 0 | 0 | 0 | 0 | 0 | 0
(Topping) | 0 | 0 | 0 | 0 | 0 | 0 | 0 | 0 | 0 | 0 | 0 | 0 | 0 | 0 | 0 | 0
R0-7F | 0 | 0 | 0 | 0 | 0 | 0 | 0 | 0 | 0 | 0 | 3750647 | 3447667.25 | 2978551 | 2747163.75 | 2424604.5 | 15348634
(Primary) | 0 | 0 | 0 | 0 | 0 | 0 | 0 | 0 | 0 | 0 | 3750647.25 | 3447667.75 | 2978551.25 | 2747163.75 | 2424604.75 | 15348634
(Secondary) | 0 | 0 | 0 | 0 | 0 | 0 | 0 | 0 | 0 | 0 | 0 | 0 | 0 | 0 | 0 | 0
(Startup) | 0 | 0 | 0 | 0 | 0 | 0 | 0 | 0 | 0 | 0 | 0 | 0 | 0 | 0 | 0 | 0
(Topping) | 0 | 0 | 0 | 0 | 0 | 0 | 0 | 0 | 0 | 0 | 0 | 0 | 0 | 0 | 0 | 0
Total | 131876112 | 114054872 | 113595544 | 103100616 | 104004736 | 96983192 | 95866576 | 95880888 | 98231000 | 95436312 | 94530008 | 89662416 | 83997176 | 83941864 | 84067440 | 1485228928
( 4) Thermal Unit Average Heatrate (MBTU/MWH)
| Tot-2022 | Tot-2023 | Tot-2024 | Tot-2025 | Tot-2026 | Tot-2027 | Tot-2028 | Tot-2029 | Tot-2030 | Tot-2031 | Tot-2032 | Tot-2033 | Tot-2034 | Tot-2035 | Tot-2036 | Total
Cooper 1 | 10.8268 | 10.853 | 10.8593 | 10.9371 | 10.9846 | 10.9812 | 10.9198 | 11.0027 | 11.0451 | 11.1135 | 11.0172 | 11.0139 | 11.0158 | 11.1536 | 11.2942 | 10.8783
Cooper 2 | 10.1674 | 10.2104 | 10.2221 | 10.233 | 10.2922 | 10.3193 | 10.3131 | 10.3417 | 10.3443 | 10.3641 | 10.4071 | 10.2955 | 10.2629 | 10.3055 | 10.4633 | 10.2331
Spurlock 1 | 10.2034 | 10.2274 | 10.2447 | 10.3344 | 10.3192 | 10.3527 | 10.3763 | 10.3746 | 10.3947 | 10.4016 | 10.4109 | 10.4617 | 10.4945 | 10.4846 | 10.4982 | 10.3506
Spurlock 2 | 9.9059 | 9.9212 | 9.9375 | 9.9971 | 10.0075 | 10.0345 | 10.0564 | 10.0444 | 10.0519 | 10.0665 | 10.0858 | 10.12 | 10.1519 | 10.1487 | 10.1417 | 10.0407
Spurlock 3 | 9.7408 | 9.7533 | 9.7658 | 9.8203 | 9.8503 | 9.8862 | 9.8998 | 9.888 | 9.9029 | 9.9182 | 9.9359 | 9.9689 | 10.0007 | 9.9936 | 9.979 | 9.8831
Spurlock 4 | 9.7788 | 9.7861 | 9.7949 | 9.8323 | 9.8457 | 9.8583 | 9.8718 | 9.8615 | 9.8708 | 9.8798 | 9.8913 | 9.9112 | 9.9322 | 9.9248 | 9.9246 | 9.8628
Landfill Gas | 11.9069 | 11.9069 | 11.907 | 11.9069 | 11.9069 | 11.9069 | 11.9069 | 11.9069 | 11.9069 | 11.9069 | 11.9069 | 11.9069 | 11.9069 | 11.9069 | 11.9069 | 11.9069
LFGTE - GLASGOW | 13.6731 | 13.6739 | 13.674 | 13.6733 | 13.6736 | 13.6745 | 13.6734 | 13.6736 | 13.6728 | 13.6737 | 13.6737 | 13.6735 | 13.6731 | 13.6733 | 13.673 | 13.6735
SM ABB 1 | 12.1294 | 12.1111 | 12.0861 | 12.1447 | 12.1594 | 12.0632 | 12.053 | 12.0444 | 12.0923 | 12.1194 | 12.1244 | 12.0141 | 12.0702 | 12.0131 | 12.2375 | 12.1078
SM ABB 2 | 12.0884 | 12.0516 | 12.0606 | 12.0493 | 12.0998 | 12.0119 | 12.0134 | 12.0131 | 12.1002 | 12.1166 | 12.0131 | 12.0152 | 12.0131 | 0 | 12.1788 | 12.0675
SM ABB 3 | 12.0343 | 12.0569 | 12.0644 | 12.0619 | 12.1329 | 12.0119 | 12.0131 | 0 | 12.1326 | 12.1665 | 12.0131 | 12.0152 | 0 | 0 | 12.1787 | 12.0625
SM GE 4 | 11.5347 | 11.5467 | 11.5132 | 11.5179 | 11.5284 | 11.5431 | 11.5182 | 11.503 | 11.5269 | 11.5229 | 11.5226 | 11.5339 | 11.4848 | 11.467 | 11.4995 | 11.5228
SM GE 5 | 11.5419 | 11.5748 | 11.5267 | 11.5381 | 11.5544 | 11.5819 | 11.5444 | 11.5355 | 11.5448 | 11.5531 | 11.5414 | 11.5398 | 11.5055 | 11.5277 | 11.5286 | 11.5452
SM GE 6 | 11.5364 | 11.5369 | 11.5103 | 11.5181 | 11.5327 | 11.5437 | 11.5205 | 11.508 | 11.535 | 11.5207 | 11.5201 | 11.5375 | 11.4861 | 11.4862 | 11.5024 | 11.5238
SM GE 7 | 11.5366 | 11.5316 | 11.5016 | 11.5042 | 11.5347 | 11.5357 | 11.51 | 11.5045 | 11.4993 | 11.5033 | 11.499 | 11.5148 | 11.4731 | 11.4662 | 11.4893 | 11.5135
BG 1 | 10.5968 | 10.6177 | 10.6159 | 10.6036 | 10.6169 | 10.6178 | 10.6061 | 10.612 | 10.6037 | 10.6105 | 10.6132 | 10.6135 | 10.5941 | 10.6049 | 10.6122 | 10.6096
BG 2 | 10.6202 | 10.6268 | 10.6193 | 10.6021 | 10.6179 | 10.6224 | 10.6063 | 10.6191 | 10.6103 | 10.6231 | 10.604 | 10.6028 | 10.6173 | 10.6327 | 10.6007 | 10.6159
BG 3 | 10.5915 | 10.6082 | 10.608 | 10.6051 | 10.62 | 10.6225 | 10.6069 | 10.6175 | 10.6172 | 10.6055 | 10.6156 | 10.6098 | 10.6022 | 10.6097 | 10.6032 | 10.6096
SM LMS CT 9 | 8.7998 | 8.8105 | 8.8126 | 8.8062 | 8.8129 | 8.8089 | 8.8193 | 8.8193 | 8.8173 | 8.8097 | 8.8214 | 8.8238 | 8.8164 | 8.8299 | 8.8334 | 8.8135
SM LMS CT 10 | 8.7968 | 8.8105 | 8.8122 | 8.8078 | 8.8165 | 8.8179 | 8.8187 | 8.822 | 8.8158 | 8.8076 | 8.8248 | 8.8239 | 8.8251 | 8.8338 | 8.8342 | 8.8146
R0-7F | 0 | 0 | 0 | 0 | 0 | 0 | 0 | 0 | 0 | 0 | 10.6602 | 10.6667 | 10.6692 | 10.6705 | 10.6824 | 10.6687
( 5) Thermal Unit Total Cost ($)
| Tot-2022 | Tot-2023 | Tot-2024 | Tot-2025 | Tot-2026 | Tot-2027 | Tot-2028 | Tot-2029 | Tot-2030 | Tot-2031 | Tot-2032 | Tot-2033 | Tot-2034 | Tot-2035 | Tot-2036 | Total
Cooper 1 | 19843492 | 8083304.5 | 6264940.5 | 3862240.25 | 2192961.75 | 1567770.875 | 1183690.625 | 1108214.625 | 1070883.625 | 1049466.75 | 625590.75 | 451200.4063 | 232194.1094 | 166421.6406 | 343561 | 48045940
Cooper 2 | 48558300 | 22811144 | 17280502 | 11337912 | 8319190 | 6814932.5 | 6422770.5 | 5218219.5 | 5808896 | 5695036 | 3305932.25 | 2470320.5 | 1544115 | 1771844.25 | 1231239.625 | 148590320
Spurlock 1 | 48477664 | 44593028 | 50284656 | 53657352 | 57485988 | 56200192 | 49260756 | 52419616 | 53271744 | 49537984 | 44673536 | 38581920 | 31402930 | 33399348 | 35214976 | 698461632
Spurlock 2 | 80851160 | 81671368 | 84093632 | 92966784 | 98524128 | 91247880 | 101102504 | 98537528 | 99762088 | 101870704 | 100242496 | 100775432 | 100441328 | 103198744 | 106491616 | 1441777792
Spurlock 3 | 40543308 | 41503488 | 42972248 | 45223576 | 50482204 | 51066440 | 52321992 | 50871588 | 51402184 | 52620072 | 52010708 | 52638172 | 52760912 | 54271568 | 56113272 | 746801856
Spurlock 4 | 39342884 | 40375600 | 41867644 | 48393224 | 49908888 | 51006684 | 52199884 | 46573752 | 51413792 | 52742104 | 52256480 | 53143336 | 53445536 | 54984836 | 56540452 | 744195328
Landfill Gas | 3221624 | 3281821.5 | 3355740 | 3413436.25 | 3483808.25 | 3553368 | 3635529.75 | 3698435.5 | 3701961.25 | 3708698.25 | 3723293.25 | 3718301 | 3722987 | 3729632.5 | 3744631.75 | 53693280
LFGTE - GLASGOW | 272866.375 | 277821.2813 | 283942.5313 | 288773.3438 | 294420.625 | 300035.6563 | 307070.625 | 312181.2813 | 312820.4063 | 313139.4375 | 314480.3125 | 314117.75 | 314727.8438 | 315183.6563 | 316605.8438 | 4538184.5
SM ABB 1 | 5740610.5 | 2133229.5 | 2747260 | 2013293.125 | 1300412.875 | 928524.75 | 1197539.625 | 900643.4375 | 1625124.25 | 1414886 | 683819.25 | 717571.9375 | 632568.3125 | 162056.4688 | 594463.3125 | 22792000
SM ABB 2 | 3184859.5 | 1036461.9375 | 1515409.375 | 1273603.25 | 544765.8125 | 309987 | 583949.3125 | 153640.2969 | 555946.8125 | 540216.4375 | 308026.0313 | 288924.3125 | 158295.6563 | 0 | 291786.4375 | 10745872
SM ABB 3 | 2629468.75 | 868114.4375 | 985156.8125 | 974535.625 | 390615.4063 | 304440.75 | 297248.4688 | 0 | 403922.625 | 386592.25 | 305454.9375 | 283225.2188 | 0 | 0 | 287892.5313 | 8116668
SM GE 4 | 7530873.5 | 3939179.25 | 4193889.75 | 2994592.5 | 2944919.75 | 2568476.5 | 2277300.75 | 2443693.25 | 2468234.5 | 2278874.25 | 2198085.75 | 1925828 | 1427383 | 1599544 | 1297188.5 | 42088068
SM GE 5 | 8442088 | 4844696.5 | 4651889 | 3835370.25 | 3580259 | 3091891.25 | 2525259.5 | 3034514.25 | 3276746.5 | 3276610.75 | 2771850.5 | 2231445.75 | 2017614.5 | 1870963.625 | 1435718.5 | 50886932
SM GE 6 | 7738788 | 4094694.75 | 4189663 | 3111453.25 | 3085513.5 | 2544424.25 | 2254075.5 | 2457906.5 | 2616583.75 | 2329629.25 | 2234924.5 | 1971515.375 | 1480028.25 | 1715059.125 | 1300874 | 43125136
SM GE 7 | 7621632.5 | 4150112.5 | 4218074.5 | 2807727.75 | 2718637.75 | 2346246.5 | 2166523 | 2438344 | 2482038.5 | 2214013 | 2073779.375 | 1865324.5 | 1482509.75 | 1485126.875 | 1313559.125 | 41383648
BG 1 | 6352541 | 5283109 | 5069975.5 | 4593198 | 3748942.75 | 3607647.5 | 3761543.25 | 3786261.5 | 3513741 | 3937423.25 | 2492831.75 | 2796584.75 | 1930630.75 | 1631009.875 | 2012610.375 | 54518048
BG 2 | 5958387 | 4747503.5 | 4066931 | 3610689.25 | 2659031.5 | 2018546 | 2397749.5 | 1999065.625 | 2942495.5 | 3133251.25 | 1142226.25 | 1874590 | 1099663.25 | 540462.5625 | 1440487.625 | 39631080
BG 3 | 6367806.5 | 5337357.5 | 5103586 | 4737251 | 4610067.5 | 4338921.5 | 4038058.5 | 4372405 | 4185780.5 | 3938514.25 | 2873445.5 | 3114034.75 | 2322754.5 | 1696723.25 | 2025042 | 59061748
SM LMS CT 9 | 15811200 | 10554478 | 9761156 | 8429855 | 7788886.5 | 6310095.5 | 6671499 | 6791816 | 7708596.5 | 7727563 | 6212963 | 5527811 | 4616366 | 4914823.5 | 4427136 | 113254240
SM LMS CT 10 | 16648406 | 10870246 | 10087656 | 8766294 | 7823346 | 7082880 | 6997670 | 6805374 | 8185400 | 7836240 | 6182751 | 5704980 | 4898913.5 | 5116321.5 | 4667351 | 117673856
R0-7F | 0 | 0 | 0 | 0 | 0 | 0 | 0 | 0 | 0 | 0 | 14840700 | 13939151 | 12288593 | 12045939 | 11330992 | 64445368
Total | 375138016 | 300456736 | 302993952 | 306291136 | 311887040 | 297209376 | 301602624 | 293923232 | 306708992 | 306551040 | 301473376 | 294333792 | 278220032 | 284615584 | 292421440 | 4553827328
( 6) Thermal Unit Fuel Cost ($)
| Tot-2022 | Tot-2023 | Tot-2024 | Tot-2025 | Tot-2026 | Tot-2027 | Tot-2028 | Tot-2029 | Tot-2030 | Tot-2031 | Tot-2032 | Tot-2033 | Tot-2034 | Tot-2035 | Tot-2036 | Total
Cooper 1 | 15910567 | 6452677 | 4990726.5 | 3113580.75 | 1773838.125 | 1270968 | 958735.375 | 907405.875 | 877231.6875 | 862769.375 | 511910 | 369711.625 | 190738.4375 | 137417.3281 | 289101.4063 | 38617388
(Primary) | 15186419 | 6139045.5 | 4735074 | 2899758 | 1637669.875 | 1174459.875 | 901742.8125 | 828581.6875 | 785735.4375 | 760494.625 | 464371.8125 | 336096.9688 | 173961.1875 | 122400.125 | 244643.6563 | 36390444
(Secondary) | 0 | 0 | 0 | 0 | 0 | 0 | 0 | 0 | 0 | 0 | 0 | 0 | 0 | 0 | 0 | 0
(Startup) | 274791.75 | 147794.0781 | 123164.9297 | 131935.6563 | 91684.7422 | 61936.75 | 31265.082 | 52174.4414 | 63080.2852 | 74556.7422 | 32308.957 | 21576.6563 | 10974.9023 | 10763.1211 | 33106.1641 | 1161114.25
(Topping) | 449349.5938 | 165837.2969 | 132490.7969 | 81886.1172 | 44479.9961 | 34577.2227 | 25728.9453 | 26648.8047 | 28414.918 | 27719.3242 | 15228.7012 | 12037.6729 | 5802.0986 | 4253.8188 | 11350.7168 | 1065806.125
Cooper 2 | 41537084 | 19480222 | 14728430 | 9719089 | 7159647 | 5883617.5 | 5549074.5 | 4515273.5 | 5010308.5 | 4914991 | 2864217.75 | 2129958 | 1334039.75 | 1535300.625 | 1077407.125 | 127438640
(Primary) | 40184560 | 18617896 | 14020346 | 9242090 | 6680435.5 | 5447814.5 | 5156438 | 4161403.25 | 4597052.5 | 4482586 | 2579592.75 | 1994227.25 | 1254700.5 | 1432443.125 | 955201.125 | 120806800
(Secondary) | 0 | 0 | 0 | 0 | 0 | 0 | 0 | 0 | 0 | 0 | 0 | 0 | 0 | 0 | 0 | 0
(Startup) | 342453.8438 | 421127.5313 | 369184.0313 | 267894.1563 | 324553.125 | 307539.625 | 268083.2813 | 251943.0938 | 296245.3125 | 317218.8438 | 214913.3125 | 87731.7031 | 44840.8242 | 67242.4766 | 90787.0781 | 3671757.75
(Topping) | 1010113.3125 | 441182.625 | 338918.3438 | 209122.1563 | 154661.375 | 128271.3906 | 124566.1094 | 101936.8594 | 117010.5938 | 115180.6641 | 69709.2344 | 48004.1406 | 34495.4844 | 35607.8164 | 31414.248 | 2960194.5
Spurlock 1 | 42966948 | 39570028 | 44772756 | 48335176 | 52042656 | 50927136 | 44792952 | 47520208 | 48339112 | 45085696 | 40613536 | 35159352 | 28666500 | 30535082 | 32270330 | 631597504
(Primary) | 42762180 | 39378632 | 44571660 | 48075004 | 51718396 | 50603460 | 44363784 | 47044184 | 47826640 | 44590232 | 40151632 | 34623384 | 28133428 | 30048446 | 31717632 | 625608704
(Secondary) | 0 | 0 | 0 | 0 | 0 | 0 | 0 | 0 | 0 | 0 | 0 | 0 | 0 | 0 | 0 | 0
(Startup) | 204757.6406 | 191405.2813 | 201091.8594 | 260166.4688 | 324253.0625 | 323677.625 | 429146.0625 | 475988.8125 | 512478.625 | 495427.625 | 461899.9375 | 535959.5 | 533077.25 | 486647.75 | 552671.1875 | 5988649
(Topping) | 0 | 0 | 0 | 0 | 0 | 0 | 0 | 0 | 0 | 0 | 0 | 0 | 0 | 0 | 0 | 0
Spurlock 2 | 71770032 | 72599120 | 74996792 | 83897928 | 89088128 | 82599768 | 91638648 | 89103840 | 90327632 | 92434696 | 90783184 | 91341304 | 91006616 | 93766240 | 97026640 | 1302380928
(Primary) | 69651192 | 70711912 | 73171336 | 82146824 | 87382032 | 81056792 | 89981344 | 87402768 | 88616984 | 90726536 | 89107448 | 89707704 | 89407544 | 92098208 | 95326712 | 1276495360
(Secondary) | 0 | 0 | 0 | 0 | 0 | 0 | 0 | 0 | 0 | 0 | 0 | 0 | 0 | 0 | 0 | 0
(Startup) | 998481.125 | 980328.5625 | 979045.75 | 991712.5625 | 946905.9375 | 888364.0625 | 970697.25 | 986074.375 | 992980.625 | 1005620.375 | 1026786.0625 | 1033284.25 | 1043758.875 | 1070801 | 1075885.625 | 14990727
(Topping) | 1120376.875 | 906897.4375 | 846404.6875 | 759425.375 | 759218.375 | 654607.3125 | 686592.5 | 715016.1875 | 717680.25 | 702538.8125 | 648966.6875 | 600297 | 555284.625 | 597260.4375 | 624030.25 | 10894597
Spurlock 3 | 34371596 | 35337260 | 36787640 | 39573372 | 44262356 | 44844180 | 46081880 | 44650444 | 45180984 | 46397392 | 45771096 | 46417148 | 46539600 | 48050348 | 49872888 | 654138176
(Primary) | 33858560 | 34819064 | 36276408 | 39092624 | 43734296 | 44314164 | 45540508 | 44102044 | 44628640 | 45840684 | 45202492 | 45844332 | 45955732 | 47455516 | 49273432 | 645938560
(Secondary) | 0 | 0 | 0 | 0 | 0 | 0 | 0 | 0 | 0 | 0 | 0 | 0 | 0 | 0 | 0 | 0
(Startup) | 513038.2188 | 518199.1875 | 511227.2813 | 480746.8125 | 528068.3125 | 530027.5625 | 541360.5 | 548402.8125 | 552344.25 | 556708.6875 | 568600.6875 | 572812.125 | 583877.375 | 594826.9375 | 599469.3125 | 8199710.5
(Topping) | 0 | 0 | 0 | 0 | 0 | 0 | 0 | 0 | 0 | 0 | 0 | 0 | 0 | 0 | 0 | 0
Spurlock 4 | 33304734 | 34339348 | 35815016 | 42358080 | 43820572 | 44917612 | 46094244 | 40990200 | 45324656 | 46653908 | 46149804 | 47053912 | 47356576 | 48896320 | 50432064 | 653507200
(Primary) | 32602914 | 33645928 | 35123268 | 41662840 | 43108744 | 44196880 | 45365004 | 40306708 | 44575968 | 45897320 | 45382328 | 46278384 | 46571800 | 48103128 | 49625976 | 642447232
(Secondary) | 0 | 0 | 0 | 0 | 0 | 0 | 0 | 0 | 0 | 0 | 0 | 0 | 0 | 0 | 0 | 0
(Startup) | 701822.1875 | 693422.1875 | 691746 | 695244.5 | 711818.625 | 720725.5625 | 729242.375 | 683493.75 | 748681.375 | 756602.1875 | 767480.3125 | 775541.875 | 784773.125 | 793195 | 806097.1875 | 11059884
(Topping) | 0 | 0 | 0 | 0 | 0 | 0 | 0 | 0 | 0 | 0 | 0 | 0 | 0 | 0 | 0 | 0
Landfill Gas | 737907.25 | 741356.3125 | 747629 | 750040.5 | 754994.75 | 759500.75 | 766416.125 | 769006.0625 | 773633.9375 | 779008.5 | 786129.25 | 789191 | 794371.6875 | 800053.75 | 807636.25 | 11556876
(Primary) | 737907.3125 | 741356.3125 | 747629 | 750040.5 | 754994.8125 | 759500.75 | 766416.125 | 769006.125 | 773633.9375 | 779008.5625 | 786129.25 | 789191 | 794371.75 | 800053.8125 | 807636.375 | 11556877
(Secondary) | 0 | 0 | 0 | 0 | 0 | 0 | 0 | 0 | 0 | 0 | 0 | 0 | 0 | 0 | 0 | 0
(Startup) | 0 | 0 | 0 | 0 | 0 | 0 | 0 | 0 | 0 | 0 | 0 | 0 | 0 | 0 | 0 | 0
(Topping) | 0 | 0 | 0 | 0 | 0 | 0 | 0 | 0 | 0 | 0 | 0 | 0 | 0 | 0 | 0 | 0
LFGTE - GLASGOW | 69412.3047 | 69735 | 70323.2656 | 70565.3203 | 70990.0313 | 71385.8672 | 72083.9453 | 72311.7188 | 72811.5703 | 73251.1484 | 73934.7109 | 74224.2266 | 74748.3828 | 75247.1484 | 75983.0078 | 1087007.75
(Primary) | 69412.3125 | 69735 | 70323.2734 | 70565.3203 | 70990.0391 | 71385.8672 | 72083.9453 | 72311.7188 | 72811.5703 | 73251.1563 | 73934.7109 | 74224.2344 | 74748.3828 | 75247.1484 | 75983.0078 | 1087007.875
(Secondary) | 0 | 0 | 0 | 0 | 0 | 0 | 0 | 0 | 0 | 0 | 0 | 0 | 0 | 0 | 0 | 0
(Startup) | 0 | 0 | 0 | 0 | 0 | 0 | 0 | 0 | 0 | 0 | 0 | 0 | 0 | 0 | 0 | 0
(Topping) | 0 | 0 | 0 | 0 | 0 | 0 | 0 | 0 | 0 | 0 | 0 | 0 | 0 | 0 | 0 | 0
SM ABB 1 | 4573457 | 1637459.25 | 2071042.125 | 1480891 | 942457.3125 | 690435.125 | 887364.625 | 665391.1875 | 1170296.25 | 1002881 | 481723.0313 | 522330.5625 | 450163.9375 | 119247.1016 | 415242.625 | 17110384
(Primary) | 4573457 | 1637459.5 | 2071042.25 | 1480891.125 | 942457.375 | 690435.125 | 887364.8125 | 665391.1875 | 1170296.25 | 1002881.0625 | 481723.0313 | 522330.625 | 450163.9688 | 119247.1094 | 415242.625 | 17110384
(Secondary) | 0 | 0 | 0 | 0 | 0 | 0 | 0 | 0 | 0 | 0 | 0 | 0 | 0 | 0 | 0 | 0
(Startup) | 0 | 0 | 0 | 0 | 0 | 0 | 0 | 0 | 0 | 0 | 0 | 0 | 0 | 0 | 0 | 0
(Topping) | 0 | 0 | 0 | 0 | 0 | 0 | 0 | 0 | 0 | 0 | 0 | 0 | 0 | 0 | 0 | 0
SM ABB 2 | 2465822 | 775978.25 | 1097969.25 | 916794.5625 | 382533 | 223007.5156 | 415021.875 | 109269.5313 | 378378.25 | 363279.4063 | 213329.3594 | 197383.4375 | 109059.5938 | 0 | 195461.7656 | 7843288
(Primary) | 2465822 | 775978.25 | 1097969.375 | 916794.5625 | 382533 | 223007.5313 | 415021.9063 | 109269.5313 | 378378.25 | 363279.4063 | 213329.375 | 197383.4531 | 109059.5938 | 0 | 195461.7813 | 7843288
(Secondary) | 0 | 0 | 0 | 0 | 0 | 0 | 0 | 0 | 0 | 0 | 0 | 0 | 0 | 0 | 0 | 0
(Startup) | 0 | 0 | 0 | 0 | 0 | 0 | 0 | 0 | 0 | 0 | 0 | 0 | 0 | 0 | 0 | 0
(Topping) | 0 | 0 | 0 | 0 | 0 | 0 | 0 | 0 | 0 | 0 | 0 | 0 | 0 | 0 | 0 | 0
SM ABB 3 | 2040539.125 | 635901 | 702966.4375 | 684621.75 | 265521.125 | 214595.4375 | 207040.3906 | 0 | 265685.25 | 249568.4688 | 206690.4531 | 188604.8594 | 0 | 0 | 187752.2188 | 5849487.5
(Primary) | 2040539.25 | 635901.0625 | 702966.4375 | 684621.875 | 265521.125 | 214595.4531 | 207040.3906 | 0 | 265685.25 | 249568.4688 | 206690.4531 | 188604.875 | 0 | 0 | 187752.2344 | 5849487.5
(Secondary) | 0 | 0 | 0 | 0 | 0 | 0 | 0 | 0 | 0 | 0 | 0 | 0 | 0 | 0 | 0 | 0
(Startup) | 0 | 0 | 0 | 0 | 0 | 0 | 0 | 0 | 0 | 0 | 0 | 0 | 0 | 0 | 0 | 0
(Topping) | 0 | 0 | 0 | 0 | 0 | 0 | 0 | 0 | 0 | 0 | 0 | 0 | 0 | 0 | 0 | 0
SM GE 4 | 6373691 | 3230019.25 | 3398003 | 2402701 | 2339309.25 | 2027608.125 | 1802833.625 | 1939816 | 1923007.375 | 1770441 | 1705900.75 | 1484412.625 | 1113390.125 | 1263546.75 | 1021448.625 | 33796120
(Primary) | 6373691 | 3230019.25 | 3398003.25 | 2402701 | 2339309.25 | 2027608.25 | 1802833.75 | 1939816.125 | 1923007.375 | 1770441 | 1705900.75 | 1484412.625 | 1113390.25 | 1263546.875 | 1021448.6875 | 33796124
(Secondary) | 0 | 0 | 0 | 0 | 0 | 0 | 0 | 0 | 0 | 0 | 0 | 0 | 0 | 0 | 0 | 0
(Startup) | 0 | 0 | 0 | 0 | 0 | 0 | 0 | 0 | 0 | 0 | 0 | 0 | 0 | 0 | 0 | 0
(Topping) | 0 | 0 | 0 | 0 | 0 | 0 | 0 | 0 | 0 | 0 | 0 | 0 | 0 | 0 | 0 | 0
SM GE 5 | 7190570 | 3987421.75 | 3793996 | 3092230 | 2859103 | 2446079.75 | 2010096.375 | 2415113.75 | 2570235.5 | 2552867 | 2164723 | 1739153.375 | 1582342.5 | 1469782.5 | 1136162.25 | 41009868
(Primary) | 7190570 | 3987422 | 3793996 | 3092230.25 | 2859103 | 2446079.75 | 2010096.375 | 2415113.75 | 2570235.5 | 2552867.25 | 2164723 | 1739153.625 | 1582342.5 | 1469782.75 | 1136162.375 | 41009868
(Secondary) | 0 | 0 | 0 | 0 | 0 | 0 | 0 | 0 | 0 | 0 | 0 | 0 | 0 | 0 | 0 | 0
(Startup) | 0 | 0 | 0 | 0 | 0 | 0 | 0 | 0 | 0 | 0 | 0 | 0 | 0 | 0 | 0 | 0
(Topping) | 0 | 0 | 0 | 0 | 0 | 0 | 0 | 0 | 0 | 0 | 0 | 0 | 0 | 0 | 0 | 0
SM GE 6 | 6517094.5 | 3350182.75 | 3378953.75 | 2479181.5 | 2431775.5 | 1994053.75 | 1772218.625 | 1935739.75 | 2020131.5 | 1799385 | 1726041.375 | 1509493.75 | 1145788.25 | 1339782.875 | 1020001.375 | 34419816
(Primary) | 6517095 | 3350183 | 3378954 | 2479181.5 | 2431775.5 | 1994053.875 | 1772218.625 | 1935740 | 2020131.75 | 1799385.25 | 1726041.5 | 1509493.75 | 1145788.375 | 1339782.875 | 1020001.375 | 34419816
(Secondary) | 0 | 0 | 0 | 0 | 0 | 0 | 0 | 0 | 0 | 0 | 0 | 0 | 0 | 0 | 0 | 0
(Startup) | 0 | 0 | 0 | 0 | 0 | 0 | 0 | 0 | 0 | 0 | 0 | 0 | 0 | 0 | 0 | 0
(Topping) | 0 | 0 | 0 | 0 | 0 | 0 | 0 | 0 | 0 | 0 | 0 | 0 | 0 | 0 | 0 | 0
SM GE 7 | 6386492 | 3376421.5 | 3383244 | 2232366.5 | 2124007 | 1828072.75 | 1692847.875 | 1905180.375 | 1917283.375 | 1701984.75 | 1597771.5 | 1425320.875 | 1143433.75 | 1156361.75 | 1024113.6875 | 32894900
(Primary) | 6386492 | 3376422 | 3383244.25 | 2232366.5 | 2124007 | 1828072.75 | 1692847.875 | 1905180.5 | 1917283.5 | 1701985 | 1597771.625 | 1425321 | 1143433.75 | 1156361.75 | 1024113.6875 | 32894900
(Secondary) | 0 | 0 | 0 | 0 | 0 | 0 | 0 | 0 | 0 | 0 | 0 | 0 | 0 | 0 | 0 | 0
(Startup) | 0 | 0 | 0 | 0 | 0 | 0 | 0 | 0 | 0 | 0 | 0 | 0 | 0 | 0 | 0 | 0
(Topping) | 0 | 0 | 0 | 0 | 0 | 0 | 0 | 0 | 0 | 0 | 0 | 0 | 0 | 0 | 0 | 0
BG 1 | 4903746.5 | 3859585.5 | 3608814.5 | 3249154.75 | 2587487.5 | 2470205.5 | 2600468.75 | 2607260.5 | 2398617.25 | 2667948.5 | 1654643.625 | 1880100 | 1302935.625 | 1098595.375 | 1381263.625 | 38270840
(Primary) | 4903747 | 3859586 | 3608814.5 | 3249155.25 | 2587487.5 | 2470205.75 | 2600468.75 | 2607260.5 | 2398617.25 | 2667948.5 | 1654643.75 | 1880100 | 1302935.625 | 1098595.375 | 1381263.75 | 38270840
(Secondary) | 0 | 0 | 0 | 0 | 0 | 0 | 0 | 0 | 0 | 0 | 0 | 0 | 0 | 0 | 0 | 0
(Startup) | 0 | 0 | 0 | 0 | 0 | 0 | 0 | 0 | 0 | 0 | 0 | 0 | 0 | 0 | 0 | 0
(Topping) | 0 | 0 | 0 | 0 | 0 | 0 | 0 | 0 | 0 | 0 | 0 | 0 | 0 | 0 | 0 | 0
BG 2 | 4507823.5 | 3443914.25 | 2916686.5 | 2578060.25 | 1833421.75 | 1409777.625 | 1674741.75 | 1407619.375 | 2019604.75 | 2139651.5 | 773906.625 | 1274019.375 | 767231.1875 | 371265.2188 | 966412.0625 | 28084130
(Primary) | 4507823.5 | 3443914.5 | 2916686.5 | 2578060.25 | 1833421.75 | 1409777.75 | 1674741.875 | 1407619.375 | 2019604.875 | 2139651.5 | 773906.625 | 1274019.375 | 767231.25 | 371265.2188 | 966412.1875 | 28084130
(Secondary) | 0 | 0 | 0 | 0 | 0 | 0 | 0 | 0 | 0 | 0 | 0 | 0 | 0 | 0 | 0 | 0
(Startup) | 0 | 0 | 0 | 0 | 0 | 0 | 0 | 0 | 0 | 0 | 0 | 0 | 0 | 0 | 0 | 0
(Topping) | 0 | 0 | 0 | 0 | 0 | 0 | 0 | 0 | 0 | 0 | 0 | 0 | 0 | 0 | 0 | 0
BG 3 | 4933624.5 | 3927599 | 3651602.75 | 3357153.75 | 3183407 | 2988950.75 | 2805771.25 | 3024179.25 | 2831005 | 2667042.75 | 1922558.5 | 2094584 | 1564665.25 | 1150011.75 | 1394456.125 | 41496596
(Primary) | 4933624.5 | 3927599.5 | 3651602.75 | 3357154 | 3183407.5 | 2988951 | 2805771.5 | 3024179.25 | 2831005.5 | 2667042.75 | 1922558.75 | 2094584.125 | 1564665.25 | 1150011.75 | 1394456.25 | 41496596
(Secondary) | 0 | 0 | 0 | 0 | 0 | 0 | 0 | 0 | 0 | 0 | 0 | 0 | 0 | 0 | 0 | 0
(Startup) | 0 | 0 | 0 | 0 | 0 | 0 | 0 | 0 | 0 | 0 | 0 | 0 | 0 | 0 | 0 | 0
(Topping) | 0 | 0 | 0 | 0 | 0 | 0 | 0 | 0 | 0 | 0 | 0 | 0 | 0 | 0 | 0 | 0
SM LMS CT 9 | 12746902 | 8196659 | 7424390.5 | 6367624.5 | 5812958.5 | 4711665.5 | 4942948.5 | 5044233 | 5605584.5 | 5621498 | 4491645 | 4005103.25 | 3347425.5 | 3583310 | 3260196.5 | 85162136
(Primary) | 12746902 | 8196660 | 7424390.5 | 6367625 | 5812958.5 | 4711666.5 | 4942948.5 | 5044233 | 5605584.5 | 5621498.5 | 4491645.5 | 4005103.5 | 3347426 | 3583310.25 | 3260196.5 | 85162136
(Secondary) | 0 | 0 | 0 | 0 | 0 | 0 | 0 | 0 | 0 | 0 | 0 | 0 | 0 | 0 | 0 | 0
(Startup) | 0 | 0 | 0 | 0 | 0 | 0 | 0 | 0 | 0 | 0 | 0 | 0 | 0 | 0 | 0 | 0
(Topping) | 0 | 0 | 0 | 0 | 0 | 0 | 0 | 0 | 0 | 0 | 0 | 0 | 0 | 0 | 0 | 0
SM LMS CT 10 | 13480246 | 8466492 | 7696872 | 6643268.5 | 5861872 | 5290253 | 5206906 | 5078646 | 5971359 | 5734043.5 | 4491558 | 4148154.25 | 3563286.25 | 3747571.25 | 3446977 | 88827496
(Primary) | 13480246 | 8466493 | 7696872 | 6643268.5 | 5861873 | 5290253 | 5206906 | 5078646.5 | 5971359 | 5734044 | 4491558 | 4148154.25 | 3563286.5 | 3747571.5 | 3446977 | 88827496
(Secondary) | 0 | 0 | 0 | 0 | 0 | 0 | 0 | 0 | 0 | 0 | 0 | 0 | 0 | 0 | 0 | 0
(Startup) | 0 | 0 | 0 | 0 | 0 | 0 | 0 | 0 | 0 | 0 | 0 | 0 | 0 | 0 | 0 | 0
(Topping) | 0 | 0 | 0 | 0 | 0 | 0 | 0 | 0 | 0 | 0 | 0 | 0 | 0 | 0 | 0 | 0
R0-7F | 0 | 0 | 0 | 0 | 0 | 0 | 0 | 0 | 0 | 0 | 12934679 | 12119183 | 10662592 | 10503088 | 9897009 | 56116552
(Primary) | 0 | 0 | 0 | 0 | 0 | 0 | 0 | 0 | 0 | 0 | 12934679 | 12119184 | 10662592 | 10503089 | 9897009 | 56116560
(Secondary) | 0 | 0 | 0 | 0 | 0 | 0 | 0 | 0 | 0 | 0 | 0 | 0 | 0 | 0 | 0 | 0
(Startup) | 0 | 0 | 0 | 0 | 0 | 0 | 0 | 0 | 0 | 0 | 0 | 0 | 0 | 0 | 0 | 0
(Topping) | 0 | 0 | 0 | 0 | 0 | 0 | 0 | 0 | 0 | 0 | 0 | 0 | 0 | 0 | 0 | 0
Total | 316788320 | 253477376 | 256033856 | 263301904 | 269597056 | 257568880 | 261972272 | 254661120 | 264977568 | 265472304 | 261918976 | 255922656 | 242715504 | 249598560 | 257198560 | 3931205376
( 8) Thermal Unit Variable O&M Cost ($)
| Tot-2022 | Tot-2023 | Tot-2024 | Tot-2025 | Tot-2026 | Tot-2027 | Tot-2028 | Tot-2029 | Tot-2030 | Tot-2031 | Tot-2032 | Tot-2033 | Tot-2034 | Tot-2035 | Tot-2036 | Total
Cooper 1 | 3933009.5 | 1630638.875 | 1274199 | 748666.0625 | 419129.0313 | 296797.875 | 224956.5469 | 200809.9844 | 193653.7031 | 186699.7656 | 113681.4219 | 81487.1719 | 41454.4531 | 29005.6035 | 54459.4219 | 9428648
Cooper 2 | 7021276 | 3330943 | 2552127 | 1618852.625 | 1159560.75 | 931279.8125 | 873686.25 | 702927.8125 | 798580.125 | 780044.25 | 441711.25 | 340346.3438 | 210079.2344 | 236535.1094 | 153840.4688 | 21151788
Spurlock 1 | 5510538 | 5023137.5 | 5511715 | 5322376.5 | 5443345.5 | 5272523.5 | 4467873.5 | 4898883 | 4932729 | 4452117 | 4060114.25 | 3422324 | 2736386.75 | 2864054.5 | 2944614.25 | 66862728
Spurlock 2 | 9081208 | 9072479 | 9096889 | 9069181 | 9435886 | 8648620 | 9463663 | 9433632 | 9434118 | 9435687 | 9459529 | 9434452 | 9434760 | 9432691 | 9464610 | 139397376
Spurlock 3 | 6168482.5 | 6163052 | 6181440 | 5647254.5 | 6216584 | 6218988.5 | 6236927 | 6217883 | 6218092 | 6219500 | 6236336.5 | 6217833.5 | 6217817.5 | 6218037 | 6237252 | 92615512
Spurlock 4 | 6033765 | 6031968 | 6048317.5 | 6030833.5 | 6083924 | 6084638 | 6101321.5 | 5579351 | 6084894 | 6083862.5 | 6102259.5 | 6085126 | 6084550 | 6084286 | 6104136 | 90623240
Landfill Gas | 2483714.75 | 2540447.75 | 2608079.5 | 2663406.5 | 2728840 | 2793859.5 | 2869115 | 2929432 | 2928329 | 2929702.25 | 2937182.25 | 2929131.75 | 2928625.25 | 2929582.25 | 2937009.5 | 42136460
LFGTE - GLASGOW | 203455.3594 | 208086.8125 | 213618.7656 | 218207.3125 | 223430.5 | 228651.0781 | 234986.0938 | 239869.4063 | 240009.4688 | 239886.7188 | 240545.9844 | 239894.8281 | 239978.7656 | 239936.875 | 240623 | 3451180.25
SM ABB 1 | 835405.4375 | 353496.5938 | 490248.875 | 383388.0938 | 256392.0938 | 177364.1406 | 230032.125 | 171954.2813 | 333419.9688 | 297575.6563 | 143496.625 | 145237.6094 | 130967.5938 | 32236.3359 | 125396.2109 | 4106612
SM ABB 2 | 434249.6875 | 158275.5781 | 255061.0469 | 220122.4219 | 99439.3594 | 55080.8711 | 104139.3828 | 27507.0234 | 108814.9531 | 106423.75 | 58705.5117 | 54762.1094 | 30523.1523 | 0 | 56874.5938 | 1769979.125
SM ABB 3 | 341896.4375 | 130415.7656 | 162489.8906 | 165660.7969 | 70794.5078 | 53003.2461 | 51952.1016 | 0 | 78191.5625 | 75450.2188 | 56878.5703 | 52326.4766 | 0 | 0 | 54629.5938 | 1293689.25
SM GE 4 | 987566.25 | 604149.125 | 679361.1875 | 506167.1875 | 514783.0938 | 459057.3125 | 403702.9375 | 429801.0625 | 464260.7813 | 434307.6563 | 418196.6875 | 371216.5625 | 268436.4375 | 285602.625 | 228114.8438 | 7054725
SM GE 5 | 1121626.25 | 766515.375 | 769571.0625 | 661295.125 | 644282.4375 | 572286.25 | 458430.4688 | 549642.75 | 630735.3125 | 639499.125 | 539006.375 | 436455.25 | 386399.7188 | 350041.5938 | 259624.875 | 8785411
SM GE 6 | 1012422 | 619711.375 | 674267.875 | 522389.0938 | 537787.5 | 451947.6875 | 397993.3125 | 430856.4063 | 492948.2813 | 440330.0625 | 421333.8125 | 378400.8125 | 277093.3125 | 307884.9063 | 228069.9531 | 7193437
SM GE 7 | 988913.9375 | 621116.125 | 669613.6875 | 464098.875 | 471113.5938 | 411248.9063 | 376690.0625 | 423529.5625 | 452575.375 | 410397.7813 | 382976.8438 | 350130.6875 | 273134.5313 | 261230.3594 | 226302.8281 | 6783075
BG 1 | 1221470.75 | 1176039.125 | 1208492.875 | 1115910.25 | 952960.4375 | 923700 | 949583.375 | 954960.375 | 927447.375 | 1055554.125 | 678192.5 | 759637.25 | 512444.5 | 422957.625 | 518333.0313 | 13377681
BG 2 | 1156410.125 | 1031328.125 | 933566.5 | 837139.125 | 644730.5 | 496652.875 | 582332.125 | 486163.375 | 750134.375 | 816983.8125 | 298219 | 486549.8125 | 287928.125 | 138777.0938 | 354176.5 | 9301093
BG 3 | 1221143.5 | 1184875.875 | 1217287 | 1164546.125 | 1187106.125 | 1125555 | 1033306.4375 | 1122779 | 1140488.625 | 1064260 | 790024.25 | 854729.8125 | 630763.4375 | 447789.0625 | 522899.4375 | 14707555
SM LMS CT 9 | 2690076 | 2059054 | 2041852 | 1799909.75 | 1724096.125 | 1390200 | 1496003.5 | 1515179.375 | 1824154.5 | 1835568.75 | 1485355.375 | 1314569 | 1096420 | 1144294.5 | 998697.5 | 24415432
SM LMS CT 10 | 2822089.75 | 2129593.5 | 2120137 | 1879977.375 | 1735302.75 | 1581166.625 | 1574280.5 | 1521422.375 | 1951905.5 | 1857887 | 1484693.375 | 1365021.875 | 1172459.125 | 1195843.75 | 1058759.75 | 25450534
R0-7F | 0 | 0 | 0 | 0 | 0 | 0 | 0 | 0 | 0 | 0 | 1616433.125 | 1532826.125 | 1360457.5 | 1286698.125 | 1177561.875 | 6973977.5
Total | 55268720 | 44835328 | 44708332 | 41039384 | 40549488 | 38172624 | 38130980 | 37836588 | 39985484 | 39361740 | 37964868 | 36852460 | 34320680 | 33907484 | 33945984 | 596880128
(12) Thermal Unit Unplanned FOR
| Tot-2022 | Tot-2023 | Tot-2024 | Tot-2025 | Tot-2026 | Tot-2027 | Tot-2028 | Tot-2029 | Tot-2030 | Tot-2031 | Tot-2032 | Tot-2033 | Tot-2034 | Tot-2035 | Tot-2036 | Total
Cooper 1 | 0.0221 | 0.023 | 0.0229 | 0.023 | 0.0229 | 0.023 | 0.0228 | 0.0231 | 0.0229 | 0.0231 | 0.0229 | 0.023 | 0.0228 | 0.023 | 0.0229 | 0.0229
Cooper 2 | 0.0269 | 0.0282 | 0.0283 | 0.0281 | 0.0281 | 0.0281 | 0.0282 | 0.0281 | 0.0281 | 0.0283 | 0.028 | 0.0282 | 0.0282 | 0.028 | 0.0283 | 0.0281
Spurlock 1 | 0.0296 | 0.0306 | 0.0304 | 0.0306 | 0.0306 | 0.0306 | 0.0305 | 0.0304 | 0.0305 | 0.0304 | 0.0306 | 0.0305 | 0.0305 | 0.0305 | 0.0304 | 0.0304
Spurlock 2 | 0.062 | 0.0629 | 0.0633 | 0.0633 | 0.063 | 0.0633 | 0.063 | 0.0632 | 0.0632 | 0.063 | 0.0634 | 0.0631 | 0.0631 | 0.0633 | 0.0629 | 0.0631
Spurlock 3 | 0.0447 | 0.0455 | 0.0455 | 0.0454 | 0.0458 | 0.0454 | 0.0455 | 0.0456 | 0.0456 | 0.0453 | 0.0456 | 0.0456 | 0.0456 | 0.0456 | 0.0455 | 0.0455
Spurlock 4 | 0.0655 | 0.0658 | 0.0661 | 0.066 | 0.0662 | 0.066 | 0.0663 | 0.066 | 0.066 | 0.0662 | 0.0661 | 0.066 | 0.0661 | 0.0661 | 0.0658 | 0.066
Landfill Gas | 0.0198 | 0.0206 | 0.0206 | 0.0207 | 0.0206 | 0.0206 | 0.0208 | 0.0204 | 0.0208 | 0.0205 | 0.0207 | 0.0206 | 0.0206 | 0.0207 | 0.0205 | 0.0206
LFGTE - GLASGOW | 0.0186 | 0.0193 | 0.0195 | 0.0196 | 0.0195 | 0.0196 | 0.0193 | 0.0196 | 0.0195 | 0.0195 | 0.0195 | 0.0196 | 0.0195 | 0.0195 | 0.0195 | 0.0194
SM ABB 1 | 0.0218 | 0.0218 | 0.0218 | 0.0218 | 0.0218 | 0.0218 | 0.0218 | 0.0218 | 0.0218 | 0.0218 | 0.0218 | 0.0218 | 0.0218 | 0.0218 | 0.0218 | 0.0218
SM ABB 2 | 0.0359 | 0.0359 | 0.0358 | 0.0359 | 0.0359 | 0.0358 | 0.0359 | 0.0359 | 0.0359 | 0.0359 | 0.0358 | 0.0358 | 0.0359 | 0.0359 | 0.0359 | 0.0359
SM ABB 3 | 0.071 | 0.071 | 0.071 | 0.071 | 0.071 | 0.071 | 0.071 | 0.071 | 0.0711 | 0.071 | 0.071 | 0.0711 | 0.071 | 0.0709 | 0.0711 | 0.071
SM GE 4 | 0.0323 | 0.0324 | 0.0324 | 0.0323 | 0.0323 | 0.0324 | 0.0324 | 0.0324 | 0.0324 | 0.0323 | 0.0324 | 0.0324 | 0.0323 | 0.0324 | 0.0324 | 0.0324
SM GE 5 | 0.0277 | 0.0278 | 0.0277 | 0.0278 | 0.0278 | 0.0278 | 0.0278 | 0.0278 | 0.0278 | 0.0278 | 0.0278 | 0.0278 | 0.0278 | 0.0278 | 0.0278 | 0.0278
SM GE 6 | 0.0622 | 0.0623 | 0.0623 | 0.0622 | 0.0622 | 0.0624 | 0.0621 | 0.0623 | 0.0622 | 0.0624 | 0.0621 | 0.0623 | 0.0622 | 0.0624 | 0.0621 | 0.0622
SM GE 7 | 0.0195 | 0.0195 | 0.0195 | 0.0195 | 0.0195 | 0.0194 | 0.0195 | 0.0195 | 0.0195 | 0.0195 | 0.0195 | 0.0195 | 0.0195 | 0.0195 | 0.0195 | 0.0195
BG 1 | 0.0574 | 0.0571 | 0.0573 | 0.0574 | 0.0572 | 0.0572 | 0.0572 | 0.0573 | 0.0573 | 0.0572 | 0.0573 | 0.0573 | 0.0572 | 0.0573 | 0.0573 | 0.0573
BG 2 | 0.064 | 0.0637 | 0.0638 | 0.0639 | 0.0637 | 0.0639 | 0.0638 | 0.0639 | 0.0639 | 0.0638 | 0.0638 | 0.0637 | 0.0637 | 0.0639 | 0.0638 | 0.0638
BG 3 | 0.0711 | 0.0712 | 0.071 | 0.0712 | 0.0711 | 0.071 | 0.071 | 0.071 | 0.0711 | 0.0711 | 0.0711 | 0.0711 | 0.0711 | 0.0711 | 0.0711 | 0.0711
SM LMS CT 9 | 0.0372 | 0.0373 | 0.0373 | 0.0372 | 0.0372 | 0.0373 | 0.0372 | 0.0374 | 0.0372 | 0.0372 | 0.0373 | 0.0373 | 0.0372 | 0.0373 | 0.0372 | 0.0372
SM LMS CT 10 | 0.0143 | 0.0143 | 0.0143 | 0.0144 | 0.0143 | 0.0143 | 0.0143 | 0.0143 | 0.0143 | 0.0143 | 0.0143 | 0.0144 | 0.0143 | 0.0143 | 0.0143 | 0.0143
R0-7F | 0 | 0 | 0 | 0 | 0 | 0 | 0 | 0 | 0 | 0 | 0.0242 | 0.0242 | 0.0241 | 0.0242 | 0.0241 | 0.0242
(18) Thermal Unit Maintenance Hours (Hrs)
| Tot-2022 | Tot-2023 | Tot-2024 | Tot-2025 | Tot-2026 | Tot-2027 | Tot-2028 | Tot-2029 | Tot-2030 | Tot-2031 | Tot-2032 | Tot-2033 | Tot-2034 | Tot-2035 | Tot-2036 | Total
Cooper 1 | 552 | 552 | 552 | 552 | 336 | 336 | 336 | 336 | 336 | 336 | 336 | 336 | 336 | 336 | 336 | 5904
Cooper 2 | 1392 | 552 | 552 | 552 | 504 | 504 | 504 | 504 | 504 | 504 | 504 | 504 | 504 | 504 | 504 | 8592
Spurlock 1 | 984 | 1656 | 984 | 984 | 672 | 672 | 672 | 672 | 672 | 672 | 672 | 672 | 672 | 672 | 672 | 12000
Spurlock 2 | 984 | 984 | 984 | 984 | 672 | 1344 | 672 | 672 | 672 | 672 | 672 | 672 | 672 | 672 | 672 | 12000
Spurlock 3 | 744 | 744 | 744 | 1416 | 672 | 672 | 672 | 672 | 672 | 672 | 672 | 672 | 672 | 672 | 672 | 11040
Spurlock 4 | 744 | 744 | 744 | 744 | 672 | 672 | 672 | 1344 | 672 | 672 | 672 | 672 | 672 | 672 | 672 | 11040
Landfill Gas | 0 | 0 | 0 | 0 | 0 | 0 | 0 | 0 | 0 | 0 | 0 | 0 | 0 | 0 | 0 | 0
LFGTE - GLASGOW | 0 | 0 | 0 | 0 | 0 | 0 | 0 | 0 | 0 | 0 | 0 | 0 | 0 | 0 | 0 | 0
SM ABB 1 | 288 | 0 | 0 | 0 | 168 | 168 | 168 | 168 | 168 | 168 | 168 | 168 | 168 | 168 | 168 | 2136
SM ABB 2 | 288 | 0 | 0 | 0 | 168 | 168 | 168 | 168 | 168 | 168 | 168 | 168 | 168 | 168 | 168 | 2136
SM ABB 3 | 288 | 0 | 0 | 0 | 168 | 168 | 168 | 168 | 168 | 168 | 168 | 168 | 168 | 168 | 168 | 2136
SM GE 4 | 288 | 0 | 0 | 0 | 168 | 168 | 168 | 168 | 168 | 168 | 168 | 168 | 168 | 168 | 168 | 2136
SM GE 5 | 288 | 0 | 0 | 0 | 168 | 168 | 168 | 168 | 168 | 168 | 168 | 168 | 168 | 168 | 168 | 2136
SM GE 6 | 288 | 0 | 0 | 0 | 168 | 168 | 168 | 168 | 168 | 168 | 168 | 168 | 168 | 168 | 168 | 2136
SM GE 7 | 288 | 0 | 0 | 0 | 168 | 168 | 168 | 168 | 168 | 168 | 168 | 168 | 168 | 168 | 168 | 2136
BG 1 | 816 | 864 | 816 | 864 | 168 | 168 | 168 | 168 | 168 | 168 | 168 | 168 | 168 | 168 | 168 | 5208
BG 2 | 816 | 864 | 816 | 864 | 168 | 168 | 168 | 168 | 168 | 168 | 168 | 168 | 168 | 168 | 168 | 5208
BG 3 | 864 | 864 | 864 | 864 | 168 | 168 | 168 | 168 | 168 | 168 | 168 | 168 | 168 | 168 | 168 | 5304
SM LMS CT 9 | 672 | 0 | 0 | 0 | 336 | 336 | 336 | 336 | 336 | 336 | 336 | 336 | 336 | 336 | 336 | 4368
SM LMS CT 10 | 672 | 0 | 0 | 0 | 336 | 336 | 336 | 336 | 336 | 336 | 336 | 336 | 336 | 336 | 336 | 4368
R0-7F | 0 | 0 | 0 | 0 | 0 | 0 | 0 | 0 | 0 | 0 | 0 | 0 | 0 | 0 | 0 | 0
Total | 11256 | 7824 | 7056 | 7824 | 5880 | 6552 | 5880 | 6552 | 5880 | 5880 | 5880 | 5880 | 5880 | 5880 | 5880 | 99984
(72) Thermal Unit Capacity Factor
| Tot-2022 | Tot-2023 | Tot-2024 | Tot-2025 | Tot-2026 | Tot-2027 | Tot-2028 | Tot-2029 | Tot-2030 | Tot-2031 | Tot-2032 | Tot-2033 | Tot-2034 | Tot-2035 | Tot-2036 | Total
Cooper 1 | 0.4299 | 0.1771 | 0.1357 | 0.0791 | 0.0429 | 0.0297 | 0.0219 | 0.0199 | 0.0194 | 0.0183 | 0.0107 | 0.0075 | 0.0038 | 0.0025 | 0.005 | 0.0669
Cooper 2 | 0.6205 | 0.2902 | 0.2178 | 0.1389 | 0.0971 | 0.0769 | 0.0696 | 0.055 | 0.0629 | 0.0603 | 0.0329 | 0.0244 | 0.0149 | 0.0163 | 0.0106 | 0.1192
Spurlock 1 | 0.8325 | 0.7436 | 0.8024 | 0.7307 | 0.7617 | 0.7197 | 0.6082 | 0.6707 | 0.6678 | 0.6016 | 0.5422 | 0.4533 | 0.3617 | 0.3757 | 0.3831 | 0.617
Spurlock 2 | 0.8351 | 0.8219 | 0.8079 | 0.7657 | 0.7878 | 0.7057 | 0.7555 | 0.7633 | 0.759 | 0.7495 | 0.7377 | 0.7183 | 0.7007 | 0.7024 | 0.7055 | 0.7544
Spurlock 3 | 0.8343 | 0.8258 | 0.8188 | 0.7233 | 0.7806 | 0.7632 | 0.7551 | 0.761 | 0.7551 | 0.7481 | 0.7382 | 0.724 | 0.7104 | 0.7135 | 0.7195 | 0.7581
Spurlock 4 | 0.8004 | 0.7958 | 0.7907 | 0.7699 | 0.7686 | 0.7621 | 0.7555 | 0.6986 | 0.7567 | 0.7519 | 0.7454 | 0.7357 | 0.7258 | 0.7282 | 0.7297 | 0.7543
Landfill Gas | 0.6974 | 0.6966 | 0.6965 | 0.6965 | 0.6969 | 0.6968 | 0.6968 | 0.6967 | 0.6965 | 0.6968 | 0.6967 | 0.6966 | 0.6965 | 0.6967 | 0.6966 | 0.6967
LFGTE - GLASGOW | 0.0571 | 0.0571 | 0.057 | 0.0571 | 0.0571 | 0.057 | 0.0571 | 0.057 | 0.0571 | 0.0571 | 0.0571 | 0.0571 | 0.0571 | 0.0571 | 0.0571 | 0.0571
SM ABB 1 | 0.0685 | 0.0282 | 0.0378 | 0.0291 | 0.0189 | 0.0127 | 0.0162 | 0.0117 | 0.0223 | 0.0196 | 0.009 | 0.0091 | 0.0078 | 0.0019 | 0.0073 | 0.02
SM ABB 2 | 0.0359 | 0.0126 | 0.0195 | 0.0168 | 0.0072 | 0.0039 | 0.0072 | 0.0018 | 0.0075 | 0.0068 | 0.0037 | 0.0033 | 0.0018 | 0 | 0.0032 | 0.0088
SM ABB 3 | 0.0285 | 0.0105 | 0.0124 | 0.0124 | 0.0051 | 0.0037 | 0.0036 | 0 | 0.0053 | 0.0048 | 0.0036 | 0.0032 | 0 | 0 | 0.0031 | 0.0064
SM GE 4 | 0.1616 | 0.0967 | 0.1051 | 0.0776 | 0.0768 | 0.0666 | 0.0571 | 0.0596 | 0.0629 | 0.0576 | 0.0531 | 0.047 | 0.033 | 0.0338 | 0.0263 | 0.0677
SM GE 5 | 0.1834 | 0.1224 | 0.1191 | 0.1013 | 0.0957 | 0.0828 | 0.0647 | 0.0761 | 0.0852 | 0.0845 | 0.0686 | 0.0554 | 0.0475 | 0.0418 | 0.0301 | 0.0839
SM GE 6 | 0.1654 | 0.0991 | 0.1044 | 0.0801 | 0.08 | 0.0656 | 0.0563 | 0.0597 | 0.0666 | 0.0585 | 0.0534 | 0.0479 | 0.034 | 0.0365 | 0.0262 | 0.0689
SM GE 7 | 0.1617 | 0.0991 | 0.1039 | 0.0713 | 0.07 | 0.0596 | 0.0533 | 0.0588 | 0.0613 | 0.0545 | 0.0486 | 0.0443 | 0.0336 | 0.0309 | 0.0259 | 0.0651
BG 1 | 0.0596 | 0.0557 | 0.0556 | 0.0509 | 0.0422 | 0.0398 | 0.0402 | 0.0392 | 0.0373 | 0.0414 | 0.0259 | 0.0284 | 0.0189 | 0.015 | 0.0179 | 0.0378
BG 2 | 0.0554 | 0.048 | 0.0419 | 0.0374 | 0.0279 | 0.0207 | 0.0239 | 0.019 | 0.0295 | 0.0311 | 0.011 | 0.0179 | 0.0098 | 0.0046 | 0.0122 | 0.026
BG 3 | 0.0598 | 0.0568 | 0.0565 | 0.0533 | 0.0528 | 0.0488 | 0.0439 | 0.0461 | 0.0459 | 0.0422 | 0.0301 | 0.0324 | 0.0233 | 0.0159 | 0.0183 | 0.0417
SM LMS CT 9 | 0.4008 | 0.2995 | 0.2894 | 0.2504 | 0.2347 | 0.1852 | 0.1928 | 0.1917 | 0.2251 | 0.2217 | 0.1742 | 0.1518 | 0.1238 | 0.1257 | 0.1061 | 0.2115
SM LMS CT 10 | 0.4206 | 0.3097 | 0.3005 | 0.2616 | 0.2363 | 0.21 | 0.2028 | 0.1924 | 0.2409 | 0.2243 | 0.174 | 0.1576 | 0.1321 | 0.1313 | 0.1127 | 0.2205
R0-7F | 0 | 0 | 0 | 0 | 0 | 0 | 0 | 0 | 0 | 0 | 0.4692 | 0.4335 | 0.3761 | 0.3469 | 0.3046 | 0.1287
(23) Contract Fuel Use
| Tot-2022 | Tot-2023 | Tot-2024 | Tot-2025 | Tot-2026 | Tot-2027 | Tot-2028 | Tot-2029 | Tot-2030 | Tot-2031 | Tot-2032 | Tot-2033 | Tot-2034 | Tot-2035 | Tot-2036 | Total
Cooper 1 (Tons ) | 195908.2656 | 79607.2656 | 61459.3047 | 35699.6953 | 19688.1426 | 13726.5615 | 10196.4873 | 9231.7705 | 8927.0938 | 8508.3223 | 5020.9487 | 3529.3557 | 1766.5509 | 1204.845 | 2354.6338 | 456829.25
Cooper 2 (Tons ) | 516675.3438 | 240645.0469 | 181303.7656 | 113160.4922 | 79998.625 | 63307.082 | 58058.5508 | 46020.457 | 51689.2266 | 49630.5117 | 27735.5645 | 20703.8574 | 12668.9951 | 13965.5156 | 9074.832 | 1484637.375
Spurlock 1 (Tons ) | 968981.875 | 868196 | 940407 | 860170.5625 | 895866.375 | 849482.6875 | 722418.125 | 792797.25 | 790655.875 | 712761.0625 | 646564.6875 | 539559.125 | 430701.9375 | 447417.1563 | 459675.0625 | 10925652
Spurlock 2 (Tons ) | 1603273.75 | 1579030.125 | 1561442.25 | 1483373.625 | 1526787 | 1371678.25 | 1476434.75 | 1484962.625 | 1476855 | 1461466.25 | 1445347.25 | 1407324.875 | 1377263.875 | 1380214.375 | 1390592.875 | 22026052
Spur 3 CFB (Tons ) | 865033.625 | 858005.5625 | 853996.0625 | 756142.0625 | 818070.3125 | 802503.5 | 799235.625 | 801853.1875 | 795520.1875 | 789267.625 | 784221.5 | 768943.875 | 756849.9375 | 759532.6875 | 767024.5625 | 11976201
Spur 4 CFB (Tons ) | 833724.625 | 829538.5625 | 827255 | 805855.6875 | 806368.75 | 800379.4375 | 796154.5625 | 732848.625 | 794581.25 | 790243.1875 | 787340.0625 | 776222.3125 | 766991.75 | 769896.625 | 772512 | 11889914
Landfill Gas(mcf ) | 1146003 | 1144708.5 | 1147639.125 | 1144529.625 | 1145098.25 | 1144874.875 | 1148218.5 | 1144861.5 | 1144519.5 | 1144964.125 | 1147905.875 | 1144762.625 | 1144615.75 | 1144936 | 1147874.875 | 17185510
SM1 (mcf ) | 940198.75 | 391176.25 | 534340.625 | 399557.7188 | 259644.8125 | 181398.4844 | 230676.9375 | 169031.0469 | 314361.2813 | 271432.6563 | 127688.8438 | 131276.1875 | 113332.9297 | 27785.4102 | 97571.4453 | 4189474
SM2 (mcf ) | 495471.3438 | 178785.5938 | 280336.375 | 237231.8125 | 102720.3984 | 57388.7461 | 105971.7031 | 27334.5293 | 102216.5234 | 97096.8359 | 54330.8984 | 49502.0352 | 26940.0098 | 0 | 45089.9297 | 1860417
SM3 (mcf ) | 397784.0313 | 147027.9063 | 178281.4531 | 177705.6719 | 72261.8281 | 55223.3281 | 52865.5313 | 0 | 72596.5156 | 67647.0938 | 52640.0977 | 47300.4609 | 0 | 0 | 43310.8203 | 1364644.875
SM4 (mcf ) | 1397975.5 | 830663.25 | 926739.8125 | 672595.5 | 665199.875 | 575317.125 | 499881.8125 | 523416.3125 | 545887.9375 | 499427.4375 | 470074.0625 | 405771.5625 | 292874.6875 | 307303.25 | 236653.2031 | 8849783
SM5 (mcf ) | 1584511.75 | 1041773.9375 | 1044289.0625 | 872903.4375 | 823539.75 | 706298.5 | 561928.6875 | 661068.6875 | 736698.375 | 727990.1875 | 602046.5625 | 476506.9375 | 418784.6875 | 367743.6563 | 266593.5625 | 10892681
SM6 (mcf ) | 0 | 0 | 0 | 0 | 0 | 0 | 0 | 0 | 0 | 0 | 0 | 0 | 0 | 0 | 0 | 0
SM7 (mcf ) | 2830119.75 | 1714899.75 | 1838833 | 1314800.375 | 1300654.25 | 1083480.125 | 960461.3125 | 1039093.9375 | 1116288.25 | 983109.1875 | 908871.375 | 798312.8125 | 601677.875 | 609440.5 | 471338.125 | 17571384
SM9 (mcf ) | 2997937.5 | 2230921 | 2158360 | 1863479.875 | 1737954.375 | 1371258 | 1434799.875 | 1418988.375 | 1669728.75 | 1645870.75 | 1294671.625 | 1117729.75 | 913366.0625 | 925671.875 | 788007.9375 | 23568742
SM10 (mcf ) | 3149373.75 | 2307505.5 | 2241513 | 1945000.125 | 1746551.75 | 1553524.125 | 1510296.375 | 1423045 | 1787789.25 | 1667609 | 1292050.25 | 1160618.875 | 972949.875 | 965720.375 | 835265.625 | 24558810
BG1 (mcf ) | 986045.875 | 914163.375 | 917772.75 | 835394.5 | 689260 | 652253.125 | 662126.25 | 648340.5 | 617868.1875 | 683384.25 | 426917.6875 | 467868.25 | 313620.7188 | 251169.6719 | 298480.2813 | 9364664
BG2 (mcf ) | 914446 | 796081.0625 | 708659.875 | 629123.375 | 467167.6563 | 350552.8125 | 407053.9688 | 329675.6563 | 498433.375 | 525624.5625 | 189483.5313 | 302847.3438 | 173803.8594 | 81001.9219 | 205832.9688 | 6579789.5
BG3 (mcf ) | 990862.125 | 928664.875 | 930786.125 | 871207.5625 | 857160.25 | 792843 | 720100.75 | 758936 | 751130.625 | 691667.375 | 496887.125 | 527771.625 | 383391.2813 | 264909.8438 | 303202.2813 | 10269520
C1-OIL (Gal ) | 108094.0313 | 58783.5234 | 49413.1289 | 52374.2852 | 36007.5625 | 24045.1016 | 12042.6045 | 19841.0605 | 23684.0547 | 27655.4688 | 11866.0967 | 7846.5459 | 3947.3425 | 3802.9285 | 11456.9219 | 450860.7188
C2-OIL (Gal ) | 134607.5156 | 167561.8906 | 148148.2031 | 106526.9922 | 127258.4531 | 119161.3281 | 102602.8906 | 95276.4453 | 110795.0938 | 117254.8984 | 78443.1406 | 31678.5078 | 16127.8242 | 23758.8125 | 31470.1016 | 1410672.375
SP1-OIL (Gal ) | 80409.0938 | 76093.2344 | 80678.7891 | 103224.75 | 127109.6797 | 125384.25 | 164269.0625 | 179791.7344 | 191468.125 | 182671.3906 | 168055.625 | 192593.0781 | 189156.5781 | 170158.0938 | 190508.6094 | 2221572.5
SP2-OIL (Gal ) | 391908.6563 | 389508.5625 | 392787.625 | 393504 | 371075.4375 | 344252 | 371454.5313 | 372393.7813 | 370544.1563 | 370658.8125 | 373532.8125 | 371339.375 | 370254.8438 | 374121.4688 | 370683.125 | 5628019
SP3-OIL (Gal ) | 201482.9844 | 205871.5469 | 205180.1563 | 190990.5313 | 206893.6563 | 205210.2969 | 207104.2344 | 206953.9531 | 206021.9844 | 205180.25 | 206743.5313 | 205781.4844 | 206983.9688 | 207735.6094 | 206593.1563 | 3074727.5
SP4-OIL (Gal ) | 275558.5 | 275708.5938 | 277602.4375 | 275949.0625 | 278895.1875 | 279135.625 | 279135.5625 | 258091.625 | 279376.125 | 278955.2813 | 279165.8125 | 278744.875 | 278354.2188 | 277181.4375 | 277722.7188 | 4149577.75
R0-7F (mcf ) | 0 | 0 | 0 | 0 | 0 | 0 | 0 | 0 | 0 | 0 | 3696667.25 | 3398058.25 | 2935691.25 | 2707632 | 2389715.5 | 15127763
Total | 24006388 | 18254920 | 18487226 | 16140501 | 15161232 | 13522677 | 13293489 | 13143855 | 14457636 | 14000075 | 15574274 | 14632594 | 12702117 | 12082304 | 11618606 | 227077904
(21) Transaction Amount (MWH)
| Tot-2022 | Tot-2023 | Tot-2024 | Tot-2025 | Tot-2026 | Tot-2027 | Tot-2028 | Tot-2029 | Tot-2030 | Tot-2031 | Tot-2032 | Tot-2033 | Tot-2034 | Tot-2035 | Tot-2036 | Total
ISO-LOAD-PURCH | -14312007 | -15084044 | -15196952 | -15288498 | -15389624 | -15491976 | -15632456 | -15732438 | -15825383 | -15935134 | -16100964 | -16210178 | -16359420 | -16512890 | -16693760 | -235765696
ISO-DA-SP | 9917590 | 9706333 | 10089793 | 9516636 | 10035964 | 9940112 | 10089025 | 10135134 | 10227074 | 10195349 | 10399560 | 10188564 | 9792550 | 9858020 | 9925772 | 150017472
ISO-DA-CO | 1887923.375 | 996160.8125 | 817247.3125 | 592112.5625 | 477261.2188 | 425773.6875 | 406490.875 | 377799.9063 | 391076.125 | 385616.9688 | 328378.0313 | 309290.5 | 287458.875 | 288935.1563 | 286724.375 | 8258250
ISO-DA-SM | 401169.6875 | 122166.4922 | 152690.2969 | 111250.7734 | 91539.3594 | 78975.5078 | 63212.5703 | 73504.4141 | 92901.7656 | 86975.875 | 266044.125 | 210043.7656 | 172934.5938 | 145484.2188 | 124690.4531 | 2193584
ISO-DA-SM-LMS | 520782.3125 | 295157.6875 | 293286.1875 | 256662.3906 | 216150.5 | 191701.9844 | 181890.6875 | 187948.9688 | 205712.0781 | 198111.6406 | 149258.3906 | 125189.2969 | 93220.4453 | 84600.7266 | 70151.2422 | 3069825.25
ISO-RT-SP | -161905.1719 | -155387.5 | -109558.2344 | -1019.1035 | 5279.4883 | 2577.7891 | -1881.9258 | 175.4043 | -1190.7422 | 4175.6973 | 19724.8594 | 41396.6953 | 60696.207 | 55142.6914 | 64271.3672 | -177502.5
ISO-RT-CO | 26085.2949 | 5469.0396 | 5346.8374 | 13908.3096 | 11437.8154 | 10837.5947 | 9748.0293 | 7152.4663 | 8888.7734 | 9808.9395 | 5527.5664 | 4104.3232 | 3198.6897 | 3019.3923 | 1464.2496 | 125997.3359
ISO-RT-SM | 263752.7813 | 253185.25 | 266479.5938 | 208943.2031 | 190057.7344 | 153495.0313 | 147663.7813 | 138979.2813 | 159243.9844 | 144070.2969 | 279946.5 | 280294.5625 | 234021.9219 | 227750.1094 | 203678.0625 | 3151561.5
ISO-RT-SM-LMS | 188115.8125 | 227478.1875 | 213286.375 | 182087.9688 | 184927.625 | 144989.4688 | 156933.125 | 138958.0625 | 192176.5313 | 183542.875 | 148197.0938 | 136782.375 | 123747.2109 | 132680.5156 | 116288.2969 | 2470192.25
ISO-DA-BG | 232239.4844 | 198095.4531 | 195591.3125 | 177345.5469 | 137526.875 | 118813.4844 | 108011.2734 | 110372.0938 | 138638.7969 | 131081.7188 | 84198.1797 | 87157.6484 | 48542.1875 | 38388.9375 | 47927.4805 | 1853930.5
ISO-RT-BG | 44450.6367 | 54086.082 | 48856.4609 | 46144.9219 | 54872.7031 | 52724.6172 | 63148.582 | 55636.9531 | 39923.2656 | 50636.9023 | 22234.8496 | 37018.3477 | 34791.4688 | 18703.5449 | 29322.5117 | 652551.8125
Candella-110MW | 0 | -118265.7734 | -238336.2344 | -238307.6094 | -238307.6094 | -238307.6094 | -238336.2344 | -238307.6094 | -238307.6094 | -238307.6094 | -238336.2344 | -238307.6094 | -238307.6094 | -238307.6094 | -238336.2344 | -3216380.75
Solar PPA 0 | 0 | 0 | -107514 | -216643 | -216643 | -216643 | -216669 | -216643 | -216643 | -216643 | -216669 | -216643 | -216643 | -216643 | -216669 | -2707308
Solar PPA 1 | 0 | 0 | -107514 | -216643 | -216643 | -216643 | -216669 | -216643 | -216643 | -216643 | -216669 | -216643 | -216643 | -216643 | -216669 | -2707308
Solar PPA 2 | 0 | 0 | 0 | 0 | -107514 | -216643 | -216669 | -216643 | -216643 | -216643 | -216669 | -216643 | -216643 | -216643 | -216669 | -2274022
Solar PPA 3 | 0 | 0 | 0 | 0 | -107514 | -216643 | -216669 | -216643 | -216643 | -216643 | -216669 | -216643 | -216643 | -216643 | -216669 | -2274022
Solar PPA 4 | 0 | 0 | 0 | 0 | 0 | -107514 | -216669 | -216643 | -216643 | -216643 | -216669 | -216643 | -216643 | -216643 | -216669 | -2057379
Solar PPA 5 | 0 | 0 | 0 | 0 | 0 | -107514 | -216669 | -216643 | -216643 | -216643 | -216669 | -216643 | -216643 | -216643 | -216669 | -2057379
Solar PPA 6 | 0 | 0 | 0 | 0 | 0 | 0 | 0 | 0 | 0 | -107514 | -216669 | -216643 | -216643 | -216643 | -216669 | -1190781
Solar PPA 7 | 0 | 0 | 0 | 0 | 0 | 0 | 0 | 0 | 0 | -107514 | -216669 | -216643 | -216643 | -216643 | -216669 | -1190781
Solar PPA 8 | 0 | 0 | 0 | 0 | 0 | 0 | 0 | 0 | 0 | 0 | -107514 | -216643 | -216643 | -216643 | -216669 | -974112
Solar PPA 9 | 0 | 0 | 0 | 0 | 0 | 0 | 0 | 0 | 0 | 0 | -107514 | -216643 | -216643 | -216643 | -216669 | -974112
Hedge0-5x16-100 | -6200 | -6100 | -6400 | -6400 | -6300 | -6300 | -6200 | -6200 | -6300 | -6400 | -6400 | -6200 | -6100 | -6200 | -6500 | -94200
Total | -998002.625 | -3505665 | -3683697 | -4862418.5 | -4877528.5 | -5698182.5 | -5952764 | -6051141.5 | -5915403 | -6305357.5 | -6591010.5 | -7201273.5 | -7919096.5 | -8071103 | -8234996 | -85867624

## 8-8
Table 8-8
Power Transactions
(GWH) | 2022 | 2023 | 2024 | 2025 | 2026 | 2027 | 2028 | 2029 | 2030 | 2031 | 2032 | 2033 | 2034 | 2035 | 2036
Power Purchases | 179.91 | 153.348 | 149.808 | 146.136 | 141.972 | 143.052 | 142.608 | 145.488 | 141.774 | 145.152 | 147.162 | 144.834 | 144.834 | 156.276 | 174.21
Market Purchase | 14318.207 | 15208.407 | 15656.716 | 15966.492 | 16282.545 | 16818.178 | 17177.008 | 17276.8 | 17369.85 | 17694.728 | 18294.084 | 18621.112 | 18770.258 | 18923.83 | 19105.288
SEPA | 256.915 | 256.9149 | 258.4476 | 260.175 | 256.9678 | 257.4709 | 257.1856 | 256.4883 | 258.8595 | 260.2103 | 257.8124 | 256.9148 | 256.9149 | 256.4706 | 261.8122
Total Purchases | 16777.032 | 17641.6699 | 18088.9716 | 18397.803 | 18707.4848 | 19245.7009 | 19604.8016 | 19707.7763 | 19800.4835 | 20131.0903 | 20731.0584 | 21055.8608 | 21206.0069 | 21371.5766 | 21577.3102
Market Power Sales | 13320.204 | 11702.746 | 11973.018 | 11104.075 | 11405.018 | 11120 | 11224.243 | 11225.664 | 11454.446 | 11389.372 | 11703.071 | 11419.842 | 10851.163 | 10852.724 | 10870.294

## 8-9
Table 8-9
Non-Utility Generation
(GWH) | 2022 | 2023 | 2024 | 2025 | 2026 | 2027 | 2028 | 2029 | 2030 | 2031 | 2032 | 2033 | 2034 | 2035 | 2036
Non-Utility Generation | 0 | 0 | 0 | 0 | 0 | 0 | 0 | 0 | 0 | 0 | 0 | 0 | 0 | 0 | 0
Renewables* | 0 | 0 | 0 | 0 | 0 | 0 | 0 | 0 | 0 | 0 | 0 | 0 | 0 | 0 | 0
* Generation from solar and landfill-gas-to-energy projects are included in the response to 8.(3)(b) and 8.(4)(c).

## 8-10
Table 8-10
Forecast Energy | 2022 | 2023 | 2024 | 2025 | 2026 | 2027 | 2028 | 2029 | 2030 | 2031 | 2032 | 2033 | 2034 | 2035 | 2036
Requirements (GWh) | 14421.063 | 15192.822 | 15306.028 | 15397.25 | 15498.283 | 15600.628 | 15741.451 | 15840.917 | 15933.838 | 16043.634 | 16209.632 | 16318.514 | 16467.774 | 16621.112 | 16802.28
(as modeled)
Generation (GWH)
Coal | 11406.6214 | 10171.3218 | 10084.6259 | 9183.4797 | 9380.0617 | 8795.6304 | 8701.6562 | 8719.4182 | 8822.5292 | 8575.1519 | 8302.2704 | 7875.5092 | 7476.1537 | 7537.7117 | 7604.8999
Natural Gas | 1650.5103 | 1150.1686 | 1170.191 | 982.4342 | 875.075 | 740.7002 | 720.8602 | 705.3997 | 828.5961 | 794.4196 | 949.8792 | 876.4868 | 707.2579 | 647.608 | 592.058
Landfill Gas | 95.1782 | 95.07 | 95.3131 | 95.0552 | 95.1032 | 95.0844 | 95.3624 | 95.0831 | 95.0542 | 95.0917 | 95.3359 | 95.0749 | 95.0622 | 95.0897 | 95.3331
Solar | 13.8485 | 131.9703 | 467.1203 | 685.2982 | 900.1813 | 1333.4673 | 1551.961 | 1551.5756 | 1551.5756 | 1766.6036 | 2200.0315 | 2418.0029 | 2418.0029 | 2417.8592 | 2418.1973
Total | 13166.1583 | 11548.5307 | 11817.2502 | 10946.2673 | 11250.4213 | 10964.8824 | 11069.8398 | 11071.4766 | 11297.7551 | 11231.2668 | 11547.517 | 11265.0738 | 10696.4767 | 10698.2686 | 10710.4882
Purchases (GWH)
Firm Purchases-SEPA | 256.915 | 256.9149 | 258.4476 | 260.175 | 256.9678 | 257.4709 | 257.1856 | 256.4883 | 258.8595 | 260.2103 | 257.8124 | 256.9148 | 256.9149 | 256.4706 | 261.8122
Firm Purchases-Other Utilities | 179.91 | 153.348 | 149.808 | 146.136 | 141.972 | 143.052 | 142.608 | 145.488 | 141.774 | 145.152 | 147.162 | 144.834 | 144.834 | 156.276 | 174.21
Firm Purchases-Non-Utilities | 0 | 0 | 0 | 0 | 0 | 0 | 0 | 0 | 0 | 0 | 0 | 0 | 0 | 0 | 0
Total | 436.825 | 410.2629 | 408.2556 | 406.311 | 398.9398 | 400.5229 | 399.7936 | 401.9763 | 400.6335 | 405.3623 | 404.9744 | 401.7488 | 401.7489 | 412.7466 | 436.0222
Solar | 13.8485 | 4744.3131 | 18148.3171 | 26877.4476 | 35478.4447 | 52809.9087 | 61547.6617 | 61540.081 | 61540.081 | 70141.223 | 87482.0522 | 96202.8643 | 96202.8643 | 96202.7206 | 96214.3101
Total | 13.8485 | 4744.3131 | 18148.3171 | 26877.4476 | 35478.4447 | 52809.9087 | 61547.6617 | 61540.081 | 61540.081 | 70141.223 | 87482.0522 | 96202.8643 | 96202.8643 | 96202.7206 | 96214.3101

## 8-11
Table 8-11
Fuel Input (1,000s MBTU)
| 2022 | 2023 | 2024 | 2025 | 2026 | 2027 | 2028 | 2029 | 2030 | 2031 | 2032 | 2033 | 2034 | 2035 | 2036
Coal | 113801.7835 | 101260.882 | 100516.3014 | 91993.7304 | 94010.1833 | 88351.0234 | 87467.841 | 87634.9132 | 88753.5807 | 86315.7138 | 83629.4237 | 79504.4037 | 75601.7727 | 76193.5336 | 76851.1718
Natural Gas | 16928.3176 | 11649.2873 | 11931.6072 | 9962.359 | 8849.4534 | 7487.2748 | 7250.4969 | 7101.114 | 8332.913 | 7975.6333 | 9752.6774 | 9013.2563 | 7250.7714 | 6603.397 | 6068.3811
Total | 130730.1011 | 112910.1693 | 112447.9085 | 101956.0894 | 102859.6367 | 95838.2981 | 94718.3379 | 94736.0271 | 97086.4937 | 94291.3471 | 93382.101 | 88517.6599 | 82852.5441 | 82796.9306 | 82919.5528
Fuel Input (Physical Units)
Coal (1,000s Tons) | 4983.5975 | 4455.0226 | 4425.8634 | 4054.4021 | 4146.7792 | 3901.0775 | 3862.4981 | 3867.7139 | 3918.2286 | 3811.877 | 3696.23 | 3516.2834 | 3346.243 | 3372.2312 | 3401.234
Natural Gas (1,000s mcf) | 16684.7264 | 11481.6625 | 11759.9121 | 9819 | 8722.1149 | 7379.5374 | 7146.1632 | 6998.93 | 8212.9991 | 7860.8593 | 9612.3293 | 8883.5641 | 7146.4332 | 6508.3785 | 5981.0617