## ProductFiles (hidden)
Name
C&I CPP-No Enablement_PSE_Winter_9.19.2018_9.19.32 PM.xlsx
C&I CPP-No Enablement_PSE_Winter_9.26.2018_12.53.47 PM.xlsx
C&I CPP-With Enablement_PSE_Winter_9.19.2018_9.23.54 PM.xlsx
C&I CPP-With Enablement_PSE_Winter_9.26.2018_12.45.55 PM.xlsx
C&I Curtailment-AutoDR_PSE_Winter_9.19.2018_9.16.08 PM.xlsx
C&I Curtailment-AutoDR_PSE_Winter_9.26.2018_1.05.55 PM.xlsx
C&I Curtailment-Manual_PSE_Winter_9.19.2018_9.10.01 PM.xlsx
C&I Curtailment-Manual_PSE_Winter_9.26.2018_1.00.11 PM.xlsx
Inputs_Product_Medium Com DLC Heat-Switch.xlsx
Inputs_Product_Res DLC Heat-BYOT.xlsx
Inputs_Product_Res DLC Heat-Switch.xlsx
Inputs_Product_Res DLC Water Heat-Grid-Enabled.xlsx
Inputs_Product_Res DLC Water Heat-Grid-Enabled_v2.xlsx
Inputs_Product_Res DLC Water Heat-Switch.xlsx
Inputs_Product_Res DLC Water Heat-Switch_v2.xlsx
Inputs_Product_Small Com DLC Heat-Switch.xlsx
Res CPP-No Enablement_PSE_Winter_9.19.2018_9.33.09 PM.xlsx
Res CPP-No Enablement_PSE_Winter_9.26.2018_12.41.53 PM.xlsx
Res CPP-With Enablement_PSE_Winter_9.19.2018_9.48.28 PM.xlsx
Res CPP-With Enablement_PSE_Winter_9.26.2018_12.37.31 PM.xlsx

## Product Comparison Inputs (hidden)
FileName | Inputs_endUseLoadShapes File Name | Inputs_Global File Name | Inputs_Product File Name | Region | Maximum # of Hours per Season | Season | Daily Period | Event Length | Product-Scenario | Parameters | Units | Values | Notes | Start Year | End Year | Discount Rate | Inflation Rate | Line Loss Rate | Cost per FTE | Participants per FTE
C&I CPP-No Enablement_PSE_Winter_9.19.2018_9.19.32 PM.xlsx | Inputs_endUseLoadShapes_PSE.xlsx | Inputs_Global_PSE.xlsx | Inputs_Product_C&I CPP-No Enablement.xlsx | PSE | 20 | Winter | Peak | 4 | C&I CPP-No Enablement | Eligible Sectors | Commercial |  |  | 2020 | 2039 | 0.076 | 0.02 | 0.069 | 150000 | 20000
C&I CPP-No Enablement_PSE_Winter_9.19.2018_9.19.32 PM.xlsx | Inputs_endUseLoadShapes_PSE.xlsx | Inputs_Global_PSE.xlsx | Inputs_Product_C&I CPP-No Enablement.xlsx | PSE | 20 | Winter | Peak | 4 | C&I CPP-No Enablement | Eligible Segments | Small office, medium office, small retail, and medium retail. |  |  | 2020 | 2039 | 0.076 | 0.02 | 0.069 | 150000 | 20000
C&I CPP-No Enablement_PSE_Winter_9.19.2018_9.19.32 PM.xlsx | Inputs_endUseLoadShapes_PSE.xlsx | Inputs_Global_PSE.xlsx | Inputs_Product_C&I CPP-No Enablement.xlsx | PSE | 20 | Winter | Peak | 4 | C&I CPP-No Enablement | Eligible End Uses | All end uses |  |  | 2020 | 2039 | 0.076 | 0.02 | 0.069 | 150000 | 20000
C&I CPP-No Enablement_PSE_Winter_9.19.2018_9.19.32 PM.xlsx | Inputs_endUseLoadShapes_PSE.xlsx | Inputs_Global_PSE.xlsx | Inputs_Product_C&I CPP-No Enablement.xlsx | PSE | 20 | Winter | Peak | 4 | C&I CPP-No Enablement | Other Eligibility Requirements | Customers must have AMI |  |  | 2020 | 2039 | 0.076 | 0.02 | 0.069 | 150000 | 20000
C&I CPP-No Enablement_PSE_Winter_9.19.2018_9.19.32 PM.xlsx | Inputs_endUseLoadShapes_PSE.xlsx | Inputs_Global_PSE.xlsx | Inputs_Product_C&I CPP-No Enablement.xlsx | PSE | 20 | Winter | Peak | 4 | C&I CPP-No Enablement | Setup Cost | $ | 150000 | 1 FTE | 2020 | 2039 | 0.076 | 0.02 | 0.069 | 150000 | 20000
C&I CPP-No Enablement_PSE_Winter_9.19.2018_9.19.32 PM.xlsx | Inputs_endUseLoadShapes_PSE.xlsx | Inputs_Global_PSE.xlsx | Inputs_Product_C&I CPP-No Enablement.xlsx | PSE | 20 | Winter | Peak | 4 | C&I CPP-No Enablement | O&M Cost | $ per year | 75000 | SDG&E (2017): $280,000; Applied (2017): $75,000. Cadmus is assuming 0.5 FTE. | 2020 | 2039 | 0.076 | 0.02 | 0.069 | 150000 | 20000
C&I CPP-No Enablement_PSE_Winter_9.19.2018_9.19.32 PM.xlsx | Inputs_endUseLoadShapes_PSE.xlsx | Inputs_Global_PSE.xlsx | Inputs_Product_C&I CPP-No Enablement.xlsx | PSE | 20 | Winter | Peak | 4 | C&I CPP-No Enablement | Equipment Cost | $ per new participant | 0 | According to PSE (2018), AMI will be fully deployed in PSE's electic territory by 2023. | 2020 | 2039 | 0.076 | 0.02 | 0.069 | 150000 | 20000
C&I CPP-No Enablement_PSE_Winter_9.19.2018_9.19.32 PM.xlsx | Inputs_endUseLoadShapes_PSE.xlsx | Inputs_Global_PSE.xlsx | Inputs_Product_C&I CPP-No Enablement.xlsx | PSE | 20 | Winter | Peak | 4 | C&I CPP-No Enablement | Marketing Cost | $ per new participant | 50 | Applied (2017): $50/new participant for small and medium C&I. | 2020 | 2039 | 0.076 | 0.02 | 0.069 | 150000 | 20000
C&I CPP-No Enablement_PSE_Winter_9.19.2018_9.19.32 PM.xlsx | Inputs_endUseLoadShapes_PSE.xlsx | Inputs_Global_PSE.xlsx | Inputs_Product_C&I CPP-No Enablement.xlsx | PSE | 20 | Winter | Peak | 4 | C&I CPP-No Enablement | Incentives (annual) | n/a | 0 | Program definition | 2020 | 2039 | 0.076 | 0.02 | 0.069 | 150000 | 20000
C&I CPP-No Enablement_PSE_Winter_9.19.2018_9.19.32 PM.xlsx | Inputs_endUseLoadShapes_PSE.xlsx | Inputs_Global_PSE.xlsx | Inputs_Product_C&I CPP-No Enablement.xlsx | PSE | 20 | Winter | Peak | 4 | C&I CPP-No Enablement | Incentives (one time) | n/a | 0 | Program definition | 2020 | 2039 | 0.076 | 0.02 | 0.069 | 150000 | 20000
C&I CPP-No Enablement_PSE_Winter_9.19.2018_9.19.32 PM.xlsx | Inputs_endUseLoadShapes_PSE.xlsx | Inputs_Global_PSE.xlsx | Inputs_Product_C&I CPP-No Enablement.xlsx | PSE | 20 | Winter | Peak | 4 | C&I CPP-No Enablement | Attrition | % of existing participants per year | 0 |  | 2020 | 2039 | 0.076 | 0.02 | 0.069 | 150000 | 20000
C&I CPP-No Enablement_PSE_Winter_9.19.2018_9.19.32 PM.xlsx | Inputs_endUseLoadShapes_PSE.xlsx | Inputs_Global_PSE.xlsx | Inputs_Product_C&I CPP-No Enablement.xlsx | PSE | 20 | Winter | Peak | 4 | C&I CPP-No Enablement | Population | Segment load | Estimated by model |  | 2020 | 2039 | 0.076 | 0.02 | 0.069 | 150000 | 20000
C&I CPP-No Enablement_PSE_Winter_9.19.2018_9.19.32 PM.xlsx | Inputs_endUseLoadShapes_PSE.xlsx | Inputs_Global_PSE.xlsx | Inputs_Product_C&I CPP-No Enablement.xlsx | PSE | 20 | Winter | Peak | 4 | C&I CPP-No Enablement | Eligibility | % of segment load | 1 | According to PSE (2018), AMI will be fully deployed in PSE's electic territory by 2023. | 2020 | 2039 | 0.076 | 0.02 | 0.069 | 150000 | 20000
C&I CPP-No Enablement_PSE_Winter_9.19.2018_9.19.32 PM.xlsx | Inputs_endUseLoadShapes_PSE.xlsx | Inputs_Global_PSE.xlsx | Inputs_Product_C&I CPP-No Enablement.xlsx | PSE | 20 | Winter | Peak | 4 | C&I CPP-No Enablement | Peak Load Impact | % of eligible segment load | 0.05 | For small C&I, Nexant (2017b) reported 2.5% for PG&E and 12.2% for SCE. For medium C&I, Nexant (2017b) reported 2.5% for PG&E and 1.9% for SCE. | 2020 | 2039 | 0.076 | 0.02 | 0.069 | 150000 | 20000
C&I CPP-No Enablement_PSE_Winter_9.19.2018_9.19.32 PM.xlsx | Inputs_endUseLoadShapes_PSE.xlsx | Inputs_Global_PSE.xlsx | Inputs_Product_C&I CPP-No Enablement.xlsx | PSE | 20 | Winter | Peak | 4 | C&I CPP-No Enablement | Program Participation | % of eligible segment load | 0.1 | Assuming an opt-in program: Cadmus (2015): 2%; Applied (2017): 18%. | 2020 | 2039 | 0.076 | 0.02 | 0.069 | 150000 | 20000
C&I CPP-No Enablement_PSE_Winter_9.19.2018_9.19.32 PM.xlsx | Inputs_endUseLoadShapes_PSE.xlsx | Inputs_Global_PSE.xlsx | Inputs_Product_C&I CPP-No Enablement.xlsx | PSE | 20 | Winter | Peak | 4 | C&I CPP-No Enablement | Event Participation | n/a | 1 | Technical Potential already takes into account of event participation. | 2020 | 2039 | 0.076 | 0.02 | 0.069 | 150000 | 20000
C&I CPP-No Enablement_PSE_Winter_9.19.2018_9.19.32 PM.xlsx | Inputs_endUseLoadShapes_PSE.xlsx | Inputs_Global_PSE.xlsx | Inputs_Product_C&I CPP-No Enablement.xlsx | PSE | 20 | Winter | Peak | 4 | C&I CPP-No Enablement | Ramp Period | Number of years to reach maximum achievable potential | 7 |  | 2020 | 2039 | 0.076 | 0.02 | 0.069 | 150000 | 20000
C&I CPP-No Enablement_PSE_Winter_9.19.2018_9.19.32 PM.xlsx | Inputs_endUseLoadShapes_PSE.xlsx | Inputs_Global_PSE.xlsx | Inputs_Product_C&I CPP-No Enablement.xlsx | PSE | 20 | Winter | Peak | 4 | C&I CPP-No Enablement | 2020 | Ramp rate as % of maximum achievable potential | 0 |  | 2020 | 2039 | 0.076 | 0.02 | 0.069 | 150000 | 20000
C&I CPP-No Enablement_PSE_Winter_9.19.2018_9.19.32 PM.xlsx | Inputs_endUseLoadShapes_PSE.xlsx | Inputs_Global_PSE.xlsx | Inputs_Product_C&I CPP-No Enablement.xlsx | PSE | 20 | Winter | Peak | 4 | C&I CPP-No Enablement | 2021 | Ramp rate as % of maximum achievable potential | 0.1 |  | 2020 | 2039 | 0.076 | 0.02 | 0.069 | 150000 | 20000
C&I CPP-No Enablement_PSE_Winter_9.19.2018_9.19.32 PM.xlsx | Inputs_endUseLoadShapes_PSE.xlsx | Inputs_Global_PSE.xlsx | Inputs_Product_C&I CPP-No Enablement.xlsx | PSE | 20 | Winter | Peak | 4 | C&I CPP-No Enablement | 2022 | Ramp rate as % of maximum achievable potential | 0.2 |  | 2020 | 2039 | 0.076 | 0.02 | 0.069 | 150000 | 20000
C&I CPP-No Enablement_PSE_Winter_9.19.2018_9.19.32 PM.xlsx | Inputs_endUseLoadShapes_PSE.xlsx | Inputs_Global_PSE.xlsx | Inputs_Product_C&I CPP-No Enablement.xlsx | PSE | 20 | Winter | Peak | 4 | C&I CPP-No Enablement | 2023 | Ramp rate as % of maximum achievable potential | 0.4 |  | 2020 | 2039 | 0.076 | 0.02 | 0.069 | 150000 | 20000
C&I CPP-No Enablement_PSE_Winter_9.19.2018_9.19.32 PM.xlsx | Inputs_endUseLoadShapes_PSE.xlsx | Inputs_Global_PSE.xlsx | Inputs_Product_C&I CPP-No Enablement.xlsx | PSE | 20 | Winter | Peak | 4 | C&I CPP-No Enablement | 2024 | Ramp rate as % of maximum achievable potential | 0.6 |  | 2020 | 2039 | 0.076 | 0.02 | 0.069 | 150000 | 20000
C&I CPP-No Enablement_PSE_Winter_9.19.2018_9.19.32 PM.xlsx | Inputs_endUseLoadShapes_PSE.xlsx | Inputs_Global_PSE.xlsx | Inputs_Product_C&I CPP-No Enablement.xlsx | PSE | 20 | Winter | Peak | 4 | C&I CPP-No Enablement | 2025 | Ramp rate as % of maximum achievable potential | 0.8 |  | 2020 | 2039 | 0.076 | 0.02 | 0.069 | 150000 | 20000
C&I CPP-No Enablement_PSE_Winter_9.19.2018_9.19.32 PM.xlsx | Inputs_endUseLoadShapes_PSE.xlsx | Inputs_Global_PSE.xlsx | Inputs_Product_C&I CPP-No Enablement.xlsx | PSE | 20 | Winter | Peak | 4 | C&I CPP-No Enablement | 2026 | Ramp rate as % of maximum achievable potential | 1 |  | 2020 | 2039 | 0.076 | 0.02 | 0.069 | 150000 | 20000
C&I CPP-No Enablement_PSE_Winter_9.19.2018_9.19.32 PM.xlsx | Inputs_endUseLoadShapes_PSE.xlsx | Inputs_Global_PSE.xlsx | Inputs_Product_C&I CPP-No Enablement.xlsx | PSE | 20 | Winter | Peak | 4 | C&I CPP-No Enablement | 2027 | Ramp rate as % of maximum achievable potential | 1 |  | 2020 | 2039 | 0.076 | 0.02 | 0.069 | 150000 | 20000
C&I CPP-No Enablement_PSE_Winter_9.19.2018_9.19.32 PM.xlsx | Inputs_endUseLoadShapes_PSE.xlsx | Inputs_Global_PSE.xlsx | Inputs_Product_C&I CPP-No Enablement.xlsx | PSE | 20 | Winter | Peak | 4 | C&I CPP-No Enablement | 2028 | Ramp rate as % of maximum achievable potential | 1 |  | 2020 | 2039 | 0.076 | 0.02 | 0.069 | 150000 | 20000
C&I CPP-No Enablement_PSE_Winter_9.19.2018_9.19.32 PM.xlsx | Inputs_endUseLoadShapes_PSE.xlsx | Inputs_Global_PSE.xlsx | Inputs_Product_C&I CPP-No Enablement.xlsx | PSE | 20 | Winter | Peak | 4 | C&I CPP-No Enablement | 2029 | Ramp rate as % of maximum achievable potential | 1 |  | 2020 | 2039 | 0.076 | 0.02 | 0.069 | 150000 | 20000
C&I CPP-No Enablement_PSE_Winter_9.19.2018_9.19.32 PM.xlsx | Inputs_endUseLoadShapes_PSE.xlsx | Inputs_Global_PSE.xlsx | Inputs_Product_C&I CPP-No Enablement.xlsx | PSE | 20 | Winter | Peak | 4 | C&I CPP-No Enablement | 2030 | Ramp rate as % of maximum achievable potential | 1 |  | 2020 | 2039 | 0.076 | 0.02 | 0.069 | 150000 | 20000
C&I CPP-No Enablement_PSE_Winter_9.19.2018_9.19.32 PM.xlsx | Inputs_endUseLoadShapes_PSE.xlsx | Inputs_Global_PSE.xlsx | Inputs_Product_C&I CPP-No Enablement.xlsx | PSE | 20 | Winter | Peak | 4 | C&I CPP-No Enablement | 2031 | Ramp rate as % of maximum achievable potential | 1 |  | 2020 | 2039 | 0.076 | 0.02 | 0.069 | 150000 | 20000
C&I CPP-No Enablement_PSE_Winter_9.19.2018_9.19.32 PM.xlsx | Inputs_endUseLoadShapes_PSE.xlsx | Inputs_Global_PSE.xlsx | Inputs_Product_C&I CPP-No Enablement.xlsx | PSE | 20 | Winter | Peak | 4 | C&I CPP-No Enablement | 2032 | Ramp rate as % of maximum achievable potential | 1 |  | 2020 | 2039 | 0.076 | 0.02 | 0.069 | 150000 | 20000
C&I CPP-No Enablement_PSE_Winter_9.19.2018_9.19.32 PM.xlsx | Inputs_endUseLoadShapes_PSE.xlsx | Inputs_Global_PSE.xlsx | Inputs_Product_C&I CPP-No Enablement.xlsx | PSE | 20 | Winter | Peak | 4 | C&I CPP-No Enablement | 2033 | Ramp rate as % of maximum achievable potential | 1 |  | 2020 | 2039 | 0.076 | 0.02 | 0.069 | 150000 | 20000
C&I CPP-No Enablement_PSE_Winter_9.19.2018_9.19.32 PM.xlsx | Inputs_endUseLoadShapes_PSE.xlsx | Inputs_Global_PSE.xlsx | Inputs_Product_C&I CPP-No Enablement.xlsx | PSE | 20 | Winter | Peak | 4 | C&I CPP-No Enablement | 2034 | Ramp rate as % of maximum achievable potential | 1 |  | 2020 | 2039 | 0.076 | 0.02 | 0.069 | 150000 | 20000
C&I CPP-No Enablement_PSE_Winter_9.19.2018_9.19.32 PM.xlsx | Inputs_endUseLoadShapes_PSE.xlsx | Inputs_Global_PSE.xlsx | Inputs_Product_C&I CPP-No Enablement.xlsx | PSE | 20 | Winter | Peak | 4 | C&I CPP-No Enablement | 2035 | Ramp rate as % of maximum achievable potential | 1 |  | 2020 | 2039 | 0.076 | 0.02 | 0.069 | 150000 | 20000
C&I CPP-No Enablement_PSE_Winter_9.19.2018_9.19.32 PM.xlsx | Inputs_endUseLoadShapes_PSE.xlsx | Inputs_Global_PSE.xlsx | Inputs_Product_C&I CPP-No Enablement.xlsx | PSE | 20 | Winter | Peak | 4 | C&I CPP-No Enablement | 2036 | Ramp rate as % of maximum achievable potential | 1 |  | 2020 | 2039 | 0.076 | 0.02 | 0.069 | 150000 | 20000
C&I CPP-No Enablement_PSE_Winter_9.19.2018_9.19.32 PM.xlsx | Inputs_endUseLoadShapes_PSE.xlsx | Inputs_Global_PSE.xlsx | Inputs_Product_C&I CPP-No Enablement.xlsx | PSE | 20 | Winter | Peak | 4 | C&I CPP-No Enablement | 2037 | Ramp rate as % of maximum achievable potential | 1 |  | 2020 | 2039 | 0.076 | 0.02 | 0.069 | 150000 | 20000
C&I CPP-No Enablement_PSE_Winter_9.19.2018_9.19.32 PM.xlsx | Inputs_endUseLoadShapes_PSE.xlsx | Inputs_Global_PSE.xlsx | Inputs_Product_C&I CPP-No Enablement.xlsx | PSE | 20 | Winter | Peak | 4 | C&I CPP-No Enablement | 2038 | Ramp rate as % of maximum achievable potential | 1 |  | 2020 | 2039 | 0.076 | 0.02 | 0.069 | 150000 | 20000
C&I CPP-No Enablement_PSE_Winter_9.19.2018_9.19.32 PM.xlsx | Inputs_endUseLoadShapes_PSE.xlsx | Inputs_Global_PSE.xlsx | Inputs_Product_C&I CPP-No Enablement.xlsx | PSE | 20 | Winter | Peak | 4 | C&I CPP-No Enablement | 2039 | Ramp rate as % of maximum achievable potential | 1 |  | 2020 | 2039 | 0.076 | 0.02 | 0.069 | 150000 | 20000
C&I CPP-No Enablement_PSE_Winter_9.19.2018_9.19.32 PM.xlsx | Inputs_endUseLoadShapes_PSE.xlsx | Inputs_Global_PSE.xlsx | Inputs_Product_C&I CPP-No Enablement.xlsx | PSE | 20 | Winter | Peak | 4 | C&I CPP-No Enablement | 2040 | Ramp rate as % of maximum achievable potential |  |  | 2020 | 2039 | 0.076 | 0.02 | 0.069 | 150000 | 20000
C&I CPP-No Enablement_PSE_Winter_9.19.2018_9.19.32 PM.xlsx | Inputs_endUseLoadShapes_PSE.xlsx | Inputs_Global_PSE.xlsx | Inputs_Product_C&I CPP-No Enablement.xlsx | PSE | 20 | Winter | Peak | 4 | C&I CPP-No Enablement | 2041 | Ramp rate as % of maximum achievable potential |  |  | 2020 | 2039 | 0.076 | 0.02 | 0.069 | 150000 | 20000
C&I CPP-No Enablement_PSE_Winter_9.19.2018_9.19.32 PM.xlsx | Inputs_endUseLoadShapes_PSE.xlsx | Inputs_Global_PSE.xlsx | Inputs_Product_C&I CPP-No Enablement.xlsx | PSE | 20 | Winter | Peak | 4 | C&I CPP-No Enablement | 2042 | Ramp rate as % of maximum achievable potential |  |  | 2020 | 2039 | 0.076 | 0.02 | 0.069 | 150000 | 20000
C&I CPP-No Enablement_PSE_Winter_9.19.2018_9.19.32 PM.xlsx | Inputs_endUseLoadShapes_PSE.xlsx | Inputs_Global_PSE.xlsx | Inputs_Product_C&I CPP-No Enablement.xlsx | PSE | 20 | Winter | Peak | 4 | C&I CPP-No Enablement | 2043 | Ramp rate as % of maximum achievable potential |  |  | 2020 | 2039 | 0.076 | 0.02 | 0.069 | 150000 | 20000
C&I CPP-No Enablement_PSE_Winter_9.19.2018_9.19.32 PM.xlsx | Inputs_endUseLoadShapes_PSE.xlsx | Inputs_Global_PSE.xlsx | Inputs_Product_C&I CPP-No Enablement.xlsx | PSE | 20 | Winter | Peak | 4 | C&I CPP-No Enablement | 2044 | Ramp rate as % of maximum achievable potential |  |  | 2020 | 2039 | 0.076 | 0.02 | 0.069 | 150000 | 20000
C&I CPP-No Enablement_PSE_Winter_9.19.2018_9.19.32 PM.xlsx | Inputs_endUseLoadShapes_PSE.xlsx | Inputs_Global_PSE.xlsx | Inputs_Product_C&I CPP-No Enablement.xlsx | PSE | 20 | Winter | Peak | 4 | C&I CPP-No Enablement | 2045 | Ramp rate as % of maximum achievable potential |  |  | 2020 | 2039 | 0.076 | 0.02 | 0.069 | 150000 | 20000
C&I CPP-No Enablement_PSE_Winter_9.19.2018_9.19.32 PM.xlsx | Inputs_endUseLoadShapes_PSE.xlsx | Inputs_Global_PSE.xlsx | Inputs_Product_C&I CPP-No Enablement.xlsx | PSE | 20 | Winter | Peak | 4 | C&I CPP-No Enablement | 2046 | Ramp rate as % of maximum achievable potential |  |  | 2020 | 2039 | 0.076 | 0.02 | 0.069 | 150000 | 20000
C&I CPP-No Enablement_PSE_Winter_9.19.2018_9.19.32 PM.xlsx | Inputs_endUseLoadShapes_PSE.xlsx | Inputs_Global_PSE.xlsx | Inputs_Product_C&I CPP-No Enablement.xlsx | PSE | 20 | Winter | Peak | 4 | C&I CPP-No Enablement | 2047 | Ramp rate as % of maximum achievable potential |  |  | 2020 | 2039 | 0.076 | 0.02 | 0.069 | 150000 | 20000
C&I CPP-No Enablement_PSE_Winter_9.19.2018_9.19.32 PM.xlsx | Inputs_endUseLoadShapes_PSE.xlsx | Inputs_Global_PSE.xlsx | Inputs_Product_C&I CPP-No Enablement.xlsx | PSE | 20 | Winter | Peak | 4 | C&I CPP-No Enablement | 2048 | Ramp rate as % of maximum achievable potential |  |  | 2020 | 2039 | 0.076 | 0.02 | 0.069 | 150000 | 20000
C&I CPP-No Enablement_PSE_Winter_9.19.2018_9.19.32 PM.xlsx | Inputs_endUseLoadShapes_PSE.xlsx | Inputs_Global_PSE.xlsx | Inputs_Product_C&I CPP-No Enablement.xlsx | PSE | 20 | Winter | Peak | 4 | C&I CPP-No Enablement | 2049 | Ramp rate as % of maximum achievable potential |  |  | 2020 | 2039 | 0.076 | 0.02 | 0.069 | 150000 | 20000
C&I CPP-No Enablement_PSE_Winter_9.26.2018_12.53.47 PM.xlsx | Inputs_endUseLoadShapes_PSE.xlsx | Inputs_Global_PSE.xlsx | Inputs_Product_C&I CPP-No Enablement.xlsx | PSE | 20 | Winter | Peak | 4 | C&I CPP-No Enablement | Eligible Sectors | Commercial |  |  | 2020 | 2039 | 0.076 | 0.02 | 0.069 | 150000 | 20000
C&I CPP-No Enablement_PSE_Winter_9.26.2018_12.53.47 PM.xlsx | Inputs_endUseLoadShapes_PSE.xlsx | Inputs_Global_PSE.xlsx | Inputs_Product_C&I CPP-No Enablement.xlsx | PSE | 20 | Winter | Peak | 4 | C&I CPP-No Enablement | Eligible Segments | Small office, medium office, small retail, and medium retail. |  |  | 2020 | 2039 | 0.076 | 0.02 | 0.069 | 150000 | 20000
C&I CPP-No Enablement_PSE_Winter_9.26.2018_12.53.47 PM.xlsx | Inputs_endUseLoadShapes_PSE.xlsx | Inputs_Global_PSE.xlsx | Inputs_Product_C&I CPP-No Enablement.xlsx | PSE | 20 | Winter | Peak | 4 | C&I CPP-No Enablement | Eligible End Uses | All end uses |  |  | 2020 | 2039 | 0.076 | 0.02 | 0.069 | 150000 | 20000
C&I CPP-No Enablement_PSE_Winter_9.26.2018_12.53.47 PM.xlsx | Inputs_endUseLoadShapes_PSE.xlsx | Inputs_Global_PSE.xlsx | Inputs_Product_C&I CPP-No Enablement.xlsx | PSE | 20 | Winter | Peak | 4 | C&I CPP-No Enablement | Other Eligibility Requirements | Customers must have AMI and cannot already participate in the C&I CPP-With Enablement program. |  |  | 2020 | 2039 | 0.076 | 0.02 | 0.069 | 150000 | 20000
C&I CPP-No Enablement_PSE_Winter_9.26.2018_12.53.47 PM.xlsx | Inputs_endUseLoadShapes_PSE.xlsx | Inputs_Global_PSE.xlsx | Inputs_Product_C&I CPP-No Enablement.xlsx | PSE | 20 | Winter | Peak | 4 | C&I CPP-No Enablement | Setup Cost | $ | 150000 | 1 FTE | 2020 | 2039 | 0.076 | 0.02 | 0.069 | 150000 | 20000
C&I CPP-No Enablement_PSE_Winter_9.26.2018_12.53.47 PM.xlsx | Inputs_endUseLoadShapes_PSE.xlsx | Inputs_Global_PSE.xlsx | Inputs_Product_C&I CPP-No Enablement.xlsx | PSE | 20 | Winter | Peak | 4 | C&I CPP-No Enablement | O&M Cost | $ per year | 75000 | SDG&E (2017): $280,000; Applied (2017): $75,000. Cadmus is assuming 0.5 FTE. | 2020 | 2039 | 0.076 | 0.02 | 0.069 | 150000 | 20000
C&I CPP-No Enablement_PSE_Winter_9.26.2018_12.53.47 PM.xlsx | Inputs_endUseLoadShapes_PSE.xlsx | Inputs_Global_PSE.xlsx | Inputs_Product_C&I CPP-No Enablement.xlsx | PSE | 20 | Winter | Peak | 4 | C&I CPP-No Enablement | Equipment Cost | $ per new participant | 0 | According to PSE (2018), AMI will be fully deployed in PSE's electic territory by 2023. | 2020 | 2039 | 0.076 | 0.02 | 0.069 | 150000 | 20000
C&I CPP-No Enablement_PSE_Winter_9.26.2018_12.53.47 PM.xlsx | Inputs_endUseLoadShapes_PSE.xlsx | Inputs_Global_PSE.xlsx | Inputs_Product_C&I CPP-No Enablement.xlsx | PSE | 20 | Winter | Peak | 4 | C&I CPP-No Enablement | Marketing Cost | $ per new participant | 50 | Applied (2017): $50/new participant for small and medium C&I. | 2020 | 2039 | 0.076 | 0.02 | 0.069 | 150000 | 20000
C&I CPP-No Enablement_PSE_Winter_9.26.2018_12.53.47 PM.xlsx | Inputs_endUseLoadShapes_PSE.xlsx | Inputs_Global_PSE.xlsx | Inputs_Product_C&I CPP-No Enablement.xlsx | PSE | 20 | Winter | Peak | 4 | C&I CPP-No Enablement | Incentives (annual) | n/a | 0 | Program definition | 2020 | 2039 | 0.076 | 0.02 | 0.069 | 150000 | 20000
C&I CPP-No Enablement_PSE_Winter_9.26.2018_12.53.47 PM.xlsx | Inputs_endUseLoadShapes_PSE.xlsx | Inputs_Global_PSE.xlsx | Inputs_Product_C&I CPP-No Enablement.xlsx | PSE | 20 | Winter | Peak | 4 | C&I CPP-No Enablement | Incentives (one time) | n/a | 0 | Program definition | 2020 | 2039 | 0.076 | 0.02 | 0.069 | 150000 | 20000
C&I CPP-No Enablement_PSE_Winter_9.26.2018_12.53.47 PM.xlsx | Inputs_endUseLoadShapes_PSE.xlsx | Inputs_Global_PSE.xlsx | Inputs_Product_C&I CPP-No Enablement.xlsx | PSE | 20 | Winter | Peak | 4 | C&I CPP-No Enablement | Attrition | % of existing participants per year | 0 |  | 2020 | 2039 | 0.076 | 0.02 | 0.069 | 150000 | 20000
C&I CPP-No Enablement_PSE_Winter_9.26.2018_12.53.47 PM.xlsx | Inputs_endUseLoadShapes_PSE.xlsx | Inputs_Global_PSE.xlsx | Inputs_Product_C&I CPP-No Enablement.xlsx | PSE | 20 | Winter | Peak | 4 | C&I CPP-No Enablement | Population | Segment load | Estimated by model |  | 2020 | 2039 | 0.076 | 0.02 | 0.069 | 150000 | 20000
C&I CPP-No Enablement_PSE_Winter_9.26.2018_12.53.47 PM.xlsx | Inputs_endUseLoadShapes_PSE.xlsx | Inputs_Global_PSE.xlsx | Inputs_Product_C&I CPP-No Enablement.xlsx | PSE | 20 | Winter | Peak | 4 | C&I CPP-No Enablement | Eligibility | % of segment load | Varies by segment | According to PSE (2018), AMI will be fully deployed in PSE's electic territory by 2023. | 2020 | 2039 | 0.076 | 0.02 | 0.069 | 150000 | 20000
C&I CPP-No Enablement_PSE_Winter_9.26.2018_12.53.47 PM.xlsx | Inputs_endUseLoadShapes_PSE.xlsx | Inputs_Global_PSE.xlsx | Inputs_Product_C&I CPP-No Enablement.xlsx | PSE | 20 | Winter | Peak | 4 | C&I CPP-No Enablement | Peak Load Impact | % of eligible segment load | 0.05 | For small C&I, Nexant (2017b) reported 2.5% for PG&E and 12.2% for SCE. For medium C&I, Nexant (2017b) reported 2.5% for PG&E and 1.9% for SCE. | 2020 | 2039 | 0.076 | 0.02 | 0.069 | 150000 | 20000
C&I CPP-No Enablement_PSE_Winter_9.26.2018_12.53.47 PM.xlsx | Inputs_endUseLoadShapes_PSE.xlsx | Inputs_Global_PSE.xlsx | Inputs_Product_C&I CPP-No Enablement.xlsx | PSE | 20 | Winter | Peak | 4 | C&I CPP-No Enablement | Program Participation | % of eligible segment load | 0.1 | Assuming an opt-in program: Cadmus (2015): 2%; Applied (2017): 18%. | 2020 | 2039 | 0.076 | 0.02 | 0.069 | 150000 | 20000
C&I CPP-No Enablement_PSE_Winter_9.26.2018_12.53.47 PM.xlsx | Inputs_endUseLoadShapes_PSE.xlsx | Inputs_Global_PSE.xlsx | Inputs_Product_C&I CPP-No Enablement.xlsx | PSE | 20 | Winter | Peak | 4 | C&I CPP-No Enablement | Event Participation | n/a | 1 | Technical Potential already takes into account of event participation. | 2020 | 2039 | 0.076 | 0.02 | 0.069 | 150000 | 20000
C&I CPP-No Enablement_PSE_Winter_9.26.2018_12.53.47 PM.xlsx | Inputs_endUseLoadShapes_PSE.xlsx | Inputs_Global_PSE.xlsx | Inputs_Product_C&I CPP-No Enablement.xlsx | PSE | 20 | Winter | Peak | 4 | C&I CPP-No Enablement | Ramp Period | Number of years to reach maximum achievable potential | 7 |  | 2020 | 2039 | 0.076 | 0.02 | 0.069 | 150000 | 20000
C&I CPP-No Enablement_PSE_Winter_9.26.2018_12.53.47 PM.xlsx | Inputs_endUseLoadShapes_PSE.xlsx | Inputs_Global_PSE.xlsx | Inputs_Product_C&I CPP-No Enablement.xlsx | PSE | 20 | Winter | Peak | 4 | C&I CPP-No Enablement | 2020 | Ramp rate as % of maximum achievable potential | 0 |  | 2020 | 2039 | 0.076 | 0.02 | 0.069 | 150000 | 20000
C&I CPP-No Enablement_PSE_Winter_9.26.2018_12.53.47 PM.xlsx | Inputs_endUseLoadShapes_PSE.xlsx | Inputs_Global_PSE.xlsx | Inputs_Product_C&I CPP-No Enablement.xlsx | PSE | 20 | Winter | Peak | 4 | C&I CPP-No Enablement | 2021 | Ramp rate as % of maximum achievable potential | 0.1 |  | 2020 | 2039 | 0.076 | 0.02 | 0.069 | 150000 | 20000
C&I CPP-No Enablement_PSE_Winter_9.26.2018_12.53.47 PM.xlsx | Inputs_endUseLoadShapes_PSE.xlsx | Inputs_Global_PSE.xlsx | Inputs_Product_C&I CPP-No Enablement.xlsx | PSE | 20 | Winter | Peak | 4 | C&I CPP-No Enablement | 2022 | Ramp rate as % of maximum achievable potential | 0.2 |  | 2020 | 2039 | 0.076 | 0.02 | 0.069 | 150000 | 20000
C&I CPP-No Enablement_PSE_Winter_9.26.2018_12.53.47 PM.xlsx | Inputs_endUseLoadShapes_PSE.xlsx | Inputs_Global_PSE.xlsx | Inputs_Product_C&I CPP-No Enablement.xlsx | PSE | 20 | Winter | Peak | 4 | C&I CPP-No Enablement | 2023 | Ramp rate as % of maximum achievable potential | 0.4 |  | 2020 | 2039 | 0.076 | 0.02 | 0.069 | 150000 | 20000
C&I CPP-No Enablement_PSE_Winter_9.26.2018_12.53.47 PM.xlsx | Inputs_endUseLoadShapes_PSE.xlsx | Inputs_Global_PSE.xlsx | Inputs_Product_C&I CPP-No Enablement.xlsx | PSE | 20 | Winter | Peak | 4 | C&I CPP-No Enablement | 2024 | Ramp rate as % of maximum achievable potential | 0.6 |  | 2020 | 2039 | 0.076 | 0.02 | 0.069 | 150000 | 20000
C&I CPP-No Enablement_PSE_Winter_9.26.2018_12.53.47 PM.xlsx | Inputs_endUseLoadShapes_PSE.xlsx | Inputs_Global_PSE.xlsx | Inputs_Product_C&I CPP-No Enablement.xlsx | PSE | 20 | Winter | Peak | 4 | C&I CPP-No Enablement | 2025 | Ramp rate as % of maximum achievable potential | 0.8 |  | 2020 | 2039 | 0.076 | 0.02 | 0.069 | 150000 | 20000
C&I CPP-No Enablement_PSE_Winter_9.26.2018_12.53.47 PM.xlsx | Inputs_endUseLoadShapes_PSE.xlsx | Inputs_Global_PSE.xlsx | Inputs_Product_C&I CPP-No Enablement.xlsx | PSE | 20 | Winter | Peak | 4 | C&I CPP-No Enablement | 2026 | Ramp rate as % of maximum achievable potential | 1 |  | 2020 | 2039 | 0.076 | 0.02 | 0.069 | 150000 | 20000
C&I CPP-No Enablement_PSE_Winter_9.26.2018_12.53.47 PM.xlsx | Inputs_endUseLoadShapes_PSE.xlsx | Inputs_Global_PSE.xlsx | Inputs_Product_C&I CPP-No Enablement.xlsx | PSE | 20 | Winter | Peak | 4 | C&I CPP-No Enablement | 2027 | Ramp rate as % of maximum achievable potential | 1 |  | 2020 | 2039 | 0.076 | 0.02 | 0.069 | 150000 | 20000
C&I CPP-No Enablement_PSE_Winter_9.26.2018_12.53.47 PM.xlsx | Inputs_endUseLoadShapes_PSE.xlsx | Inputs_Global_PSE.xlsx | Inputs_Product_C&I CPP-No Enablement.xlsx | PSE | 20 | Winter | Peak | 4 | C&I CPP-No Enablement | 2028 | Ramp rate as % of maximum achievable potential | 1 |  | 2020 | 2039 | 0.076 | 0.02 | 0.069 | 150000 | 20000
C&I CPP-No Enablement_PSE_Winter_9.26.2018_12.53.47 PM.xlsx | Inputs_endUseLoadShapes_PSE.xlsx | Inputs_Global_PSE.xlsx | Inputs_Product_C&I CPP-No Enablement.xlsx | PSE | 20 | Winter | Peak | 4 | C&I CPP-No Enablement | 2029 | Ramp rate as % of maximum achievable potential | 1 |  | 2020 | 2039 | 0.076 | 0.02 | 0.069 | 150000 | 20000
C&I CPP-No Enablement_PSE_Winter_9.26.2018_12.53.47 PM.xlsx | Inputs_endUseLoadShapes_PSE.xlsx | Inputs_Global_PSE.xlsx | Inputs_Product_C&I CPP-No Enablement.xlsx | PSE | 20 | Winter | Peak | 4 | C&I CPP-No Enablement | 2030 | Ramp rate as % of maximum achievable potential | 1 |  | 2020 | 2039 | 0.076 | 0.02 | 0.069 | 150000 | 20000
C&I CPP-No Enablement_PSE_Winter_9.26.2018_12.53.47 PM.xlsx | Inputs_endUseLoadShapes_PSE.xlsx | Inputs_Global_PSE.xlsx | Inputs_Product_C&I CPP-No Enablement.xlsx | PSE | 20 | Winter | Peak | 4 | C&I CPP-No Enablement | 2031 | Ramp rate as % of maximum achievable potential | 1 |  | 2020 | 2039 | 0.076 | 0.02 | 0.069 | 150000 | 20000
C&I CPP-No Enablement_PSE_Winter_9.26.2018_12.53.47 PM.xlsx | Inputs_endUseLoadShapes_PSE.xlsx | Inputs_Global_PSE.xlsx | Inputs_Product_C&I CPP-No Enablement.xlsx | PSE | 20 | Winter | Peak | 4 | C&I CPP-No Enablement | 2032 | Ramp rate as % of maximum achievable potential | 1 |  | 2020 | 2039 | 0.076 | 0.02 | 0.069 | 150000 | 20000
C&I CPP-No Enablement_PSE_Winter_9.26.2018_12.53.47 PM.xlsx | Inputs_endUseLoadShapes_PSE.xlsx | Inputs_Global_PSE.xlsx | Inputs_Product_C&I CPP-No Enablement.xlsx | PSE | 20 | Winter | Peak | 4 | C&I CPP-No Enablement | 2033 | Ramp rate as % of maximum achievable potential | 1 |  | 2020 | 2039 | 0.076 | 0.02 | 0.069 | 150000 | 20000
C&I CPP-No Enablement_PSE_Winter_9.26.2018_12.53.47 PM.xlsx | Inputs_endUseLoadShapes_PSE.xlsx | Inputs_Global_PSE.xlsx | Inputs_Product_C&I CPP-No Enablement.xlsx | PSE | 20 | Winter | Peak | 4 | C&I CPP-No Enablement | 2034 | Ramp rate as % of maximum achievable potential | 1 |  | 2020 | 2039 | 0.076 | 0.02 | 0.069 | 150000 | 20000
C&I CPP-No Enablement_PSE_Winter_9.26.2018_12.53.47 PM.xlsx | Inputs_endUseLoadShapes_PSE.xlsx | Inputs_Global_PSE.xlsx | Inputs_Product_C&I CPP-No Enablement.xlsx | PSE | 20 | Winter | Peak | 4 | C&I CPP-No Enablement | 2035 | Ramp rate as % of maximum achievable potential | 1 |  | 2020 | 2039 | 0.076 | 0.02 | 0.069 | 150000 | 20000
C&I CPP-No Enablement_PSE_Winter_9.26.2018_12.53.47 PM.xlsx | Inputs_endUseLoadShapes_PSE.xlsx | Inputs_Global_PSE.xlsx | Inputs_Product_C&I CPP-No Enablement.xlsx | PSE | 20 | Winter | Peak | 4 | C&I CPP-No Enablement | 2036 | Ramp rate as % of maximum achievable potential | 1 |  | 2020 | 2039 | 0.076 | 0.02 | 0.069 | 150000 | 20000
C&I CPP-No Enablement_PSE_Winter_9.26.2018_12.53.47 PM.xlsx | Inputs_endUseLoadShapes_PSE.xlsx | Inputs_Global_PSE.xlsx | Inputs_Product_C&I CPP-No Enablement.xlsx | PSE | 20 | Winter | Peak | 4 | C&I CPP-No Enablement | 2037 | Ramp rate as % of maximum achievable potential | 1 |  | 2020 | 2039 | 0.076 | 0.02 | 0.069 | 150000 | 20000
C&I CPP-No Enablement_PSE_Winter_9.26.2018_12.53.47 PM.xlsx | Inputs_endUseLoadShapes_PSE.xlsx | Inputs_Global_PSE.xlsx | Inputs_Product_C&I CPP-No Enablement.xlsx | PSE | 20 | Winter | Peak | 4 | C&I CPP-No Enablement | 2038 | Ramp rate as % of maximum achievable potential | 1 |  | 2020 | 2039 | 0.076 | 0.02 | 0.069 | 150000 | 20000
C&I CPP-No Enablement_PSE_Winter_9.26.2018_12.53.47 PM.xlsx | Inputs_endUseLoadShapes_PSE.xlsx | Inputs_Global_PSE.xlsx | Inputs_Product_C&I CPP-No Enablement.xlsx | PSE | 20 | Winter | Peak | 4 | C&I CPP-No Enablement | 2039 | Ramp rate as % of maximum achievable potential | 1 |  | 2020 | 2039 | 0.076 | 0.02 | 0.069 | 150000 | 20000
C&I CPP-No Enablement_PSE_Winter_9.26.2018_12.53.47 PM.xlsx | Inputs_endUseLoadShapes_PSE.xlsx | Inputs_Global_PSE.xlsx | Inputs_Product_C&I CPP-No Enablement.xlsx | PSE | 20 | Winter | Peak | 4 | C&I CPP-No Enablement | 2040 | Ramp rate as % of maximum achievable potential |  |  | 2020 | 2039 | 0.076 | 0.02 | 0.069 | 150000 | 20000
C&I CPP-No Enablement_PSE_Winter_9.26.2018_12.53.47 PM.xlsx | Inputs_endUseLoadShapes_PSE.xlsx | Inputs_Global_PSE.xlsx | Inputs_Product_C&I CPP-No Enablement.xlsx | PSE | 20 | Winter | Peak | 4 | C&I CPP-No Enablement | 2041 | Ramp rate as % of maximum achievable potential |  |  | 2020 | 2039 | 0.076 | 0.02 | 0.069 | 150000 | 20000
C&I CPP-No Enablement_PSE_Winter_9.26.2018_12.53.47 PM.xlsx | Inputs_endUseLoadShapes_PSE.xlsx | Inputs_Global_PSE.xlsx | Inputs_Product_C&I CPP-No Enablement.xlsx | PSE | 20 | Winter | Peak | 4 | C&I CPP-No Enablement | 2042 | Ramp rate as % of maximum achievable potential |  |  | 2020 | 2039 | 0.076 | 0.02 | 0.069 | 150000 | 20000
C&I CPP-No Enablement_PSE_Winter_9.26.2018_12.53.47 PM.xlsx | Inputs_endUseLoadShapes_PSE.xlsx | Inputs_Global_PSE.xlsx | Inputs_Product_C&I CPP-No Enablement.xlsx | PSE | 20 | Winter | Peak | 4 | C&I CPP-No Enablement | 2043 | Ramp rate as % of maximum achievable potential |  |  | 2020 | 2039 | 0.076 | 0.02 | 0.069 | 150000 | 20000
C&I CPP-No Enablement_PSE_Winter_9.26.2018_12.53.47 PM.xlsx | Inputs_endUseLoadShapes_PSE.xlsx | Inputs_Global_PSE.xlsx | Inputs_Product_C&I CPP-No Enablement.xlsx | PSE | 20 | Winter | Peak | 4 | C&I CPP-No Enablement | 2044 | Ramp rate as % of maximum achievable potential |  |  | 2020 | 2039 | 0.076 | 0.02 | 0.069 | 150000 | 20000
C&I CPP-No Enablement_PSE_Winter_9.26.2018_12.53.47 PM.xlsx | Inputs_endUseLoadShapes_PSE.xlsx | Inputs_Global_PSE.xlsx | Inputs_Product_C&I CPP-No Enablement.xlsx | PSE | 20 | Winter | Peak | 4 | C&I CPP-No Enablement | 2045 | Ramp rate as % of maximum achievable potential |  |  | 2020 | 2039 | 0.076 | 0.02 | 0.069 | 150000 | 20000
C&I CPP-No Enablement_PSE_Winter_9.26.2018_12.53.47 PM.xlsx | Inputs_endUseLoadShapes_PSE.xlsx | Inputs_Global_PSE.xlsx | Inputs_Product_C&I CPP-No Enablement.xlsx | PSE | 20 | Winter | Peak | 4 | C&I CPP-No Enablement | 2046 | Ramp rate as % of maximum achievable potential |  |  | 2020 | 2039 | 0.076 | 0.02 | 0.069 | 150000 | 20000
C&I CPP-No Enablement_PSE_Winter_9.26.2018_12.53.47 PM.xlsx | Inputs_endUseLoadShapes_PSE.xlsx | Inputs_Global_PSE.xlsx | Inputs_Product_C&I CPP-No Enablement.xlsx | PSE | 20 | Winter | Peak | 4 | C&I CPP-No Enablement | 2047 | Ramp rate as % of maximum achievable potential |  |  | 2020 | 2039 | 0.076 | 0.02 | 0.069 | 150000 | 20000
C&I CPP-No Enablement_PSE_Winter_9.26.2018_12.53.47 PM.xlsx | Inputs_endUseLoadShapes_PSE.xlsx | Inputs_Global_PSE.xlsx | Inputs_Product_C&I CPP-No Enablement.xlsx | PSE | 20 | Winter | Peak | 4 | C&I CPP-No Enablement | 2048 | Ramp rate as % of maximum achievable potential |  |  | 2020 | 2039 | 0.076 | 0.02 | 0.069 | 150000 | 20000
C&I CPP-No Enablement_PSE_Winter_9.26.2018_12.53.47 PM.xlsx | Inputs_endUseLoadShapes_PSE.xlsx | Inputs_Global_PSE.xlsx | Inputs_Product_C&I CPP-No Enablement.xlsx | PSE | 20 | Winter | Peak | 4 | C&I CPP-No Enablement | 2049 | Ramp rate as % of maximum achievable potential |  |  | 2020 | 2039 | 0.076 | 0.02 | 0.069 | 150000 | 20000
C&I CPP-With Enablement_PSE_Winter_9.19.2018_9.23.54 PM.xlsx | Inputs_endUseLoadShapes_PSE.xlsx | Inputs_Global_PSE.xlsx | Inputs_Product_C&I CPP-With Enablement.xlsx | PSE | 20 | Winter | Peak | 4 | C&I CPP-With Enablement | Eligible Sectors | Commercial |  |  | 2020 | 2039 | 0.076 | 0.02 | 0.069 | 150000 | 20000
C&I CPP-With Enablement_PSE_Winter_9.19.2018_9.23.54 PM.xlsx | Inputs_endUseLoadShapes_PSE.xlsx | Inputs_Global_PSE.xlsx | Inputs_Product_C&I CPP-With Enablement.xlsx | PSE | 20 | Winter | Peak | 4 | C&I CPP-With Enablement | Eligible Segments | Small office, medium office, small retail, and medium retail. |  |  | 2020 | 2039 | 0.076 | 0.02 | 0.069 | 150000 | 20000
C&I CPP-With Enablement_PSE_Winter_9.19.2018_9.23.54 PM.xlsx | Inputs_endUseLoadShapes_PSE.xlsx | Inputs_Global_PSE.xlsx | Inputs_Product_C&I CPP-With Enablement.xlsx | PSE | 20 | Winter | Peak | 4 | C&I CPP-With Enablement | Eligible End Uses | All end uses |  |  | 2020 | 2039 | 0.076 | 0.02 | 0.069 | 150000 | 20000
C&I CPP-With Enablement_PSE_Winter_9.19.2018_9.23.54 PM.xlsx | Inputs_endUseLoadShapes_PSE.xlsx | Inputs_Global_PSE.xlsx | Inputs_Product_C&I CPP-With Enablement.xlsx | PSE | 20 | Winter | Peak | 4 | C&I CPP-With Enablement | Other Eligibility Requirements | Customers must have AMI |  |  | 2020 | 2039 | 0.076 | 0.02 | 0.069 | 150000 | 20000
C&I CPP-With Enablement_PSE_Winter_9.19.2018_9.23.54 PM.xlsx | Inputs_endUseLoadShapes_PSE.xlsx | Inputs_Global_PSE.xlsx | Inputs_Product_C&I CPP-With Enablement.xlsx | PSE | 20 | Winter | Peak | 4 | C&I CPP-With Enablement | Setup Cost | $ | 150000 | 1 FTE | 2020 | 2039 | 0.076 | 0.02 | 0.069 | 150000 | 20000
C&I CPP-With Enablement_PSE_Winter_9.19.2018_9.23.54 PM.xlsx | Inputs_endUseLoadShapes_PSE.xlsx | Inputs_Global_PSE.xlsx | Inputs_Product_C&I CPP-With Enablement.xlsx | PSE | 20 | Winter | Peak | 4 | C&I CPP-With Enablement | O&M Cost | $ per year | 75000 | SDG&E (2017): $280,000; Applied (2017): $75,000. Cadmus is assuming 0.5 FTE. | 2020 | 2039 | 0.076 | 0.02 | 0.069 | 150000 | 20000
C&I CPP-With Enablement_PSE_Winter_9.19.2018_9.23.54 PM.xlsx | Inputs_endUseLoadShapes_PSE.xlsx | Inputs_Global_PSE.xlsx | Inputs_Product_C&I CPP-With Enablement.xlsx | PSE | 20 | Winter | Peak | 4 | C&I CPP-With Enablement | Equipment Cost | $ per kW pledged per year | 171 | Potter (2017) estimate for small commercial customers enabled with a programmable communicating thermostat. | 2020 | 2039 | 0.076 | 0.02 | 0.069 | 150000 | 20000
C&I CPP-With Enablement_PSE_Winter_9.19.2018_9.23.54 PM.xlsx | Inputs_endUseLoadShapes_PSE.xlsx | Inputs_Global_PSE.xlsx | Inputs_Product_C&I CPP-With Enablement.xlsx | PSE | 20 | Winter | Peak | 4 | C&I CPP-With Enablement | Marketing Cost | $ per new participant | 50 | Applied (2017): $50/new participant for small and medium C&I. | 2020 | 2039 | 0.076 | 0.02 | 0.069 | 150000 | 20000
C&I CPP-With Enablement_PSE_Winter_9.19.2018_9.23.54 PM.xlsx | Inputs_endUseLoadShapes_PSE.xlsx | Inputs_Global_PSE.xlsx | Inputs_Product_C&I CPP-With Enablement.xlsx | PSE | 20 | Winter | Peak | 4 | C&I CPP-With Enablement | Incentives (annual) | n/a | 0 | Program definition | 2020 | 2039 | 0.076 | 0.02 | 0.069 | 150000 | 20000
C&I CPP-With Enablement_PSE_Winter_9.19.2018_9.23.54 PM.xlsx | Inputs_endUseLoadShapes_PSE.xlsx | Inputs_Global_PSE.xlsx | Inputs_Product_C&I CPP-With Enablement.xlsx | PSE | 20 | Winter | Peak | 4 | C&I CPP-With Enablement | Incentives (one time) | n/a | 0 | Program definition | 2020 | 2039 | 0.076 | 0.02 | 0.069 | 150000 | 20000
C&I CPP-With Enablement_PSE_Winter_9.19.2018_9.23.54 PM.xlsx | Inputs_endUseLoadShapes_PSE.xlsx | Inputs_Global_PSE.xlsx | Inputs_Product_C&I CPP-With Enablement.xlsx | PSE | 20 | Winter | Peak | 4 | C&I CPP-With Enablement | Attrition | % of existing participants per year | 0 |  | 2020 | 2039 | 0.076 | 0.02 | 0.069 | 150000 | 20000
C&I CPP-With Enablement_PSE_Winter_9.19.2018_9.23.54 PM.xlsx | Inputs_endUseLoadShapes_PSE.xlsx | Inputs_Global_PSE.xlsx | Inputs_Product_C&I CPP-With Enablement.xlsx | PSE | 20 | Winter | Peak | 4 | C&I CPP-With Enablement | Population | Segment load | Estimated by model |  | 2020 | 2039 | 0.076 | 0.02 | 0.069 | 150000 | 20000
C&I CPP-With Enablement_PSE_Winter_9.19.2018_9.23.54 PM.xlsx | Inputs_endUseLoadShapes_PSE.xlsx | Inputs_Global_PSE.xlsx | Inputs_Product_C&I CPP-With Enablement.xlsx | PSE | 20 | Winter | Peak | 4 | C&I CPP-With Enablement | Eligibility | % of segment load | Varies by segment | According to PSE (2018), AMI will be fully deployed in PSE's electic territory by 2023. Equipment saturation for each eligible segment was derived from the CBSA (2014) data for PSE's electric service territory. | 2020 | 2039 | 0.076 | 0.02 | 0.069 | 150000 | 20000
C&I CPP-With Enablement_PSE_Winter_9.19.2018_9.23.54 PM.xlsx | Inputs_endUseLoadShapes_PSE.xlsx | Inputs_Global_PSE.xlsx | Inputs_Product_C&I CPP-With Enablement.xlsx | PSE | 20 | Winter | Peak | 4 | C&I CPP-With Enablement | Peak Load Impact | % of eligible segment load | 0.07 | Nexant (2017b) reported 7% for SDG&E's commercial participants with a programmable communicating thermostat. | 2020 | 2039 | 0.076 | 0.02 | 0.069 | 150000 | 20000
C&I CPP-With Enablement_PSE_Winter_9.19.2018_9.23.54 PM.xlsx | Inputs_endUseLoadShapes_PSE.xlsx | Inputs_Global_PSE.xlsx | Inputs_Product_C&I CPP-With Enablement.xlsx | PSE | 20 | Winter | Peak | 4 | C&I CPP-With Enablement | Program Participation | % of eligible segment load | 0.1 | Assuming an opt-in program: Cadmus (2015): 2%; Applied (2017): 18%. | 2020 | 2039 | 0.076 | 0.02 | 0.069 | 150000 | 20000
C&I CPP-With Enablement_PSE_Winter_9.19.2018_9.23.54 PM.xlsx | Inputs_endUseLoadShapes_PSE.xlsx | Inputs_Global_PSE.xlsx | Inputs_Product_C&I CPP-With Enablement.xlsx | PSE | 20 | Winter | Peak | 4 | C&I CPP-With Enablement | Event Participation | n/a | 1 | Technical Potential already takes into account of event participation. | 2020 | 2039 | 0.076 | 0.02 | 0.069 | 150000 | 20000
C&I CPP-With Enablement_PSE_Winter_9.19.2018_9.23.54 PM.xlsx | Inputs_endUseLoadShapes_PSE.xlsx | Inputs_Global_PSE.xlsx | Inputs_Product_C&I CPP-With Enablement.xlsx | PSE | 20 | Winter | Peak | 4 | C&I CPP-With Enablement | Ramp Period | Number of years to reach maximum achievable potential | 7 |  | 2020 | 2039 | 0.076 | 0.02 | 0.069 | 150000 | 20000
C&I CPP-With Enablement_PSE_Winter_9.19.2018_9.23.54 PM.xlsx | Inputs_endUseLoadShapes_PSE.xlsx | Inputs_Global_PSE.xlsx | Inputs_Product_C&I CPP-With Enablement.xlsx | PSE | 20 | Winter | Peak | 4 | C&I CPP-With Enablement | 2020 | Ramp rate as % of maximum achievable potential | 0 |  | 2020 | 2039 | 0.076 | 0.02 | 0.069 | 150000 | 20000
C&I CPP-With Enablement_PSE_Winter_9.19.2018_9.23.54 PM.xlsx | Inputs_endUseLoadShapes_PSE.xlsx | Inputs_Global_PSE.xlsx | Inputs_Product_C&I CPP-With Enablement.xlsx | PSE | 20 | Winter | Peak | 4 | C&I CPP-With Enablement | 2021 | Ramp rate as % of maximum achievable potential | 0.1 |  | 2020 | 2039 | 0.076 | 0.02 | 0.069 | 150000 | 20000
C&I CPP-With Enablement_PSE_Winter_9.19.2018_9.23.54 PM.xlsx | Inputs_endUseLoadShapes_PSE.xlsx | Inputs_Global_PSE.xlsx | Inputs_Product_C&I CPP-With Enablement.xlsx | PSE | 20 | Winter | Peak | 4 | C&I CPP-With Enablement | 2022 | Ramp rate as % of maximum achievable potential | 0.2 |  | 2020 | 2039 | 0.076 | 0.02 | 0.069 | 150000 | 20000
C&I CPP-With Enablement_PSE_Winter_9.19.2018_9.23.54 PM.xlsx | Inputs_endUseLoadShapes_PSE.xlsx | Inputs_Global_PSE.xlsx | Inputs_Product_C&I CPP-With Enablement.xlsx | PSE | 20 | Winter | Peak | 4 | C&I CPP-With Enablement | 2023 | Ramp rate as % of maximum achievable potential | 0.4 |  | 2020 | 2039 | 0.076 | 0.02 | 0.069 | 150000 | 20000
C&I CPP-With Enablement_PSE_Winter_9.19.2018_9.23.54 PM.xlsx | Inputs_endUseLoadShapes_PSE.xlsx | Inputs_Global_PSE.xlsx | Inputs_Product_C&I CPP-With Enablement.xlsx | PSE | 20 | Winter | Peak | 4 | C&I CPP-With Enablement | 2024 | Ramp rate as % of maximum achievable potential | 0.6 |  | 2020 | 2039 | 0.076 | 0.02 | 0.069 | 150000 | 20000
C&I CPP-With Enablement_PSE_Winter_9.19.2018_9.23.54 PM.xlsx | Inputs_endUseLoadShapes_PSE.xlsx | Inputs_Global_PSE.xlsx | Inputs_Product_C&I CPP-With Enablement.xlsx | PSE | 20 | Winter | Peak | 4 | C&I CPP-With Enablement | 2025 | Ramp rate as % of maximum achievable potential | 0.8 |  | 2020 | 2039 | 0.076 | 0.02 | 0.069 | 150000 | 20000
C&I CPP-With Enablement_PSE_Winter_9.19.2018_9.23.54 PM.xlsx | Inputs_endUseLoadShapes_PSE.xlsx | Inputs_Global_PSE.xlsx | Inputs_Product_C&I CPP-With Enablement.xlsx | PSE | 20 | Winter | Peak | 4 | C&I CPP-With Enablement | 2026 | Ramp rate as % of maximum achievable potential | 1 |  | 2020 | 2039 | 0.076 | 0.02 | 0.069 | 150000 | 20000
C&I CPP-With Enablement_PSE_Winter_9.19.2018_9.23.54 PM.xlsx | Inputs_endUseLoadShapes_PSE.xlsx | Inputs_Global_PSE.xlsx | Inputs_Product_C&I CPP-With Enablement.xlsx | PSE | 20 | Winter | Peak | 4 | C&I CPP-With Enablement | 2027 | Ramp rate as % of maximum achievable potential | 1 |  | 2020 | 2039 | 0.076 | 0.02 | 0.069 | 150000 | 20000
C&I CPP-With Enablement_PSE_Winter_9.19.2018_9.23.54 PM.xlsx | Inputs_endUseLoadShapes_PSE.xlsx | Inputs_Global_PSE.xlsx | Inputs_Product_C&I CPP-With Enablement.xlsx | PSE | 20 | Winter | Peak | 4 | C&I CPP-With Enablement | 2028 | Ramp rate as % of maximum achievable potential | 1 |  | 2020 | 2039 | 0.076 | 0.02 | 0.069 | 150000 | 20000
C&I CPP-With Enablement_PSE_Winter_9.19.2018_9.23.54 PM.xlsx | Inputs_endUseLoadShapes_PSE.xlsx | Inputs_Global_PSE.xlsx | Inputs_Product_C&I CPP-With Enablement.xlsx | PSE | 20 | Winter | Peak | 4 | C&I CPP-With Enablement | 2029 | Ramp rate as % of maximum achievable potential | 1 |  | 2020 | 2039 | 0.076 | 0.02 | 0.069 | 150000 | 20000
C&I CPP-With Enablement_PSE_Winter_9.19.2018_9.23.54 PM.xlsx | Inputs_endUseLoadShapes_PSE.xlsx | Inputs_Global_PSE.xlsx | Inputs_Product_C&I CPP-With Enablement.xlsx | PSE | 20 | Winter | Peak | 4 | C&I CPP-With Enablement | 2030 | Ramp rate as % of maximum achievable potential | 1 |  | 2020 | 2039 | 0.076 | 0.02 | 0.069 | 150000 | 20000
C&I CPP-With Enablement_PSE_Winter_9.19.2018_9.23.54 PM.xlsx | Inputs_endUseLoadShapes_PSE.xlsx | Inputs_Global_PSE.xlsx | Inputs_Product_C&I CPP-With Enablement.xlsx | PSE | 20 | Winter | Peak | 4 | C&I CPP-With Enablement | 2031 | Ramp rate as % of maximum achievable potential | 1 |  | 2020 | 2039 | 0.076 | 0.02 | 0.069 | 150000 | 20000
C&I CPP-With Enablement_PSE_Winter_9.19.2018_9.23.54 PM.xlsx | Inputs_endUseLoadShapes_PSE.xlsx | Inputs_Global_PSE.xlsx | Inputs_Product_C&I CPP-With Enablement.xlsx | PSE | 20 | Winter | Peak | 4 | C&I CPP-With Enablement | 2032 | Ramp rate as % of maximum achievable potential | 1 |  | 2020 | 2039 | 0.076 | 0.02 | 0.069 | 150000 | 20000
C&I CPP-With Enablement_PSE_Winter_9.19.2018_9.23.54 PM.xlsx | Inputs_endUseLoadShapes_PSE.xlsx | Inputs_Global_PSE.xlsx | Inputs_Product_C&I CPP-With Enablement.xlsx | PSE | 20 | Winter | Peak | 4 | C&I CPP-With Enablement | 2033 | Ramp rate as % of maximum achievable potential | 1 |  | 2020 | 2039 | 0.076 | 0.02 | 0.069 | 150000 | 20000
C&I CPP-With Enablement_PSE_Winter_9.19.2018_9.23.54 PM.xlsx | Inputs_endUseLoadShapes_PSE.xlsx | Inputs_Global_PSE.xlsx | Inputs_Product_C&I CPP-With Enablement.xlsx | PSE | 20 | Winter | Peak | 4 | C&I CPP-With Enablement | 2034 | Ramp rate as % of maximum achievable potential | 1 |  | 2020 | 2039 | 0.076 | 0.02 | 0.069 | 150000 | 20000
C&I CPP-With Enablement_PSE_Winter_9.19.2018_9.23.54 PM.xlsx | Inputs_endUseLoadShapes_PSE.xlsx | Inputs_Global_PSE.xlsx | Inputs_Product_C&I CPP-With Enablement.xlsx | PSE | 20 | Winter | Peak | 4 | C&I CPP-With Enablement | 2035 | Ramp rate as % of maximum achievable potential | 1 |  | 2020 | 2039 | 0.076 | 0.02 | 0.069 | 150000 | 20000
C&I CPP-With Enablement_PSE_Winter_9.19.2018_9.23.54 PM.xlsx | Inputs_endUseLoadShapes_PSE.xlsx | Inputs_Global_PSE.xlsx | Inputs_Product_C&I CPP-With Enablement.xlsx | PSE | 20 | Winter | Peak | 4 | C&I CPP-With Enablement | 2036 | Ramp rate as % of maximum achievable potential | 1 |  | 2020 | 2039 | 0.076 | 0.02 | 0.069 | 150000 | 20000
C&I CPP-With Enablement_PSE_Winter_9.19.2018_9.23.54 PM.xlsx | Inputs_endUseLoadShapes_PSE.xlsx | Inputs_Global_PSE.xlsx | Inputs_Product_C&I CPP-With Enablement.xlsx | PSE | 20 | Winter | Peak | 4 | C&I CPP-With Enablement | 2037 | Ramp rate as % of maximum achievable potential | 1 |  | 2020 | 2039 | 0.076 | 0.02 | 0.069 | 150000 | 20000
C&I CPP-With Enablement_PSE_Winter_9.19.2018_9.23.54 PM.xlsx | Inputs_endUseLoadShapes_PSE.xlsx | Inputs_Global_PSE.xlsx | Inputs_Product_C&I CPP-With Enablement.xlsx | PSE | 20 | Winter | Peak | 4 | C&I CPP-With Enablement | 2038 | Ramp rate as % of maximum achievable potential | 1 |  | 2020 | 2039 | 0.076 | 0.02 | 0.069 | 150000 | 20000
C&I CPP-With Enablement_PSE_Winter_9.19.2018_9.23.54 PM.xlsx | Inputs_endUseLoadShapes_PSE.xlsx | Inputs_Global_PSE.xlsx | Inputs_Product_C&I CPP-With Enablement.xlsx | PSE | 20 | Winter | Peak | 4 | C&I CPP-With Enablement | 2039 | Ramp rate as % of maximum achievable potential | 1 |  | 2020 | 2039 | 0.076 | 0.02 | 0.069 | 150000 | 20000
C&I CPP-With Enablement_PSE_Winter_9.19.2018_9.23.54 PM.xlsx | Inputs_endUseLoadShapes_PSE.xlsx | Inputs_Global_PSE.xlsx | Inputs_Product_C&I CPP-With Enablement.xlsx | PSE | 20 | Winter | Peak | 4 | C&I CPP-With Enablement | 2040 | Ramp rate as % of maximum achievable potential |  |  | 2020 | 2039 | 0.076 | 0.02 | 0.069 | 150000 | 20000
C&I CPP-With Enablement_PSE_Winter_9.19.2018_9.23.54 PM.xlsx | Inputs_endUseLoadShapes_PSE.xlsx | Inputs_Global_PSE.xlsx | Inputs_Product_C&I CPP-With Enablement.xlsx | PSE | 20 | Winter | Peak | 4 | C&I CPP-With Enablement | 2041 | Ramp rate as % of maximum achievable potential |  |  | 2020 | 2039 | 0.076 | 0.02 | 0.069 | 150000 | 20000
C&I CPP-With Enablement_PSE_Winter_9.19.2018_9.23.54 PM.xlsx | Inputs_endUseLoadShapes_PSE.xlsx | Inputs_Global_PSE.xlsx | Inputs_Product_C&I CPP-With Enablement.xlsx | PSE | 20 | Winter | Peak | 4 | C&I CPP-With Enablement | 2042 | Ramp rate as % of maximum achievable potential |  |  | 2020 | 2039 | 0.076 | 0.02 | 0.069 | 150000 | 20000
C&I CPP-With Enablement_PSE_Winter_9.19.2018_9.23.54 PM.xlsx | Inputs_endUseLoadShapes_PSE.xlsx | Inputs_Global_PSE.xlsx | Inputs_Product_C&I CPP-With Enablement.xlsx | PSE | 20 | Winter | Peak | 4 | C&I CPP-With Enablement | 2043 | Ramp rate as % of maximum achievable potential |  |  | 2020 | 2039 | 0.076 | 0.02 | 0.069 | 150000 | 20000
C&I CPP-With Enablement_PSE_Winter_9.19.2018_9.23.54 PM.xlsx | Inputs_endUseLoadShapes_PSE.xlsx | Inputs_Global_PSE.xlsx | Inputs_Product_C&I CPP-With Enablement.xlsx | PSE | 20 | Winter | Peak | 4 | C&I CPP-With Enablement | 2044 | Ramp rate as % of maximum achievable potential |  |  | 2020 | 2039 | 0.076 | 0.02 | 0.069 | 150000 | 20000
C&I CPP-With Enablement_PSE_Winter_9.19.2018_9.23.54 PM.xlsx | Inputs_endUseLoadShapes_PSE.xlsx | Inputs_Global_PSE.xlsx | Inputs_Product_C&I CPP-With Enablement.xlsx | PSE | 20 | Winter | Peak | 4 | C&I CPP-With Enablement | 2045 | Ramp rate as % of maximum achievable potential |  |  | 2020 | 2039 | 0.076 | 0.02 | 0.069 | 150000 | 20000
C&I CPP-With Enablement_PSE_Winter_9.19.2018_9.23.54 PM.xlsx | Inputs_endUseLoadShapes_PSE.xlsx | Inputs_Global_PSE.xlsx | Inputs_Product_C&I CPP-With Enablement.xlsx | PSE | 20 | Winter | Peak | 4 | C&I CPP-With Enablement | 2046 | Ramp rate as % of maximum achievable potential |  |  | 2020 | 2039 | 0.076 | 0.02 | 0.069 | 150000 | 20000
C&I CPP-With Enablement_PSE_Winter_9.19.2018_9.23.54 PM.xlsx | Inputs_endUseLoadShapes_PSE.xlsx | Inputs_Global_PSE.xlsx | Inputs_Product_C&I CPP-With Enablement.xlsx | PSE | 20 | Winter | Peak | 4 | C&I CPP-With Enablement | 2047 | Ramp rate as % of maximum achievable potential |  |  | 2020 | 2039 | 0.076 | 0.02 | 0.069 | 150000 | 20000
C&I CPP-With Enablement_PSE_Winter_9.19.2018_9.23.54 PM.xlsx | Inputs_endUseLoadShapes_PSE.xlsx | Inputs_Global_PSE.xlsx | Inputs_Product_C&I CPP-With Enablement.xlsx | PSE | 20 | Winter | Peak | 4 | C&I CPP-With Enablement | 2048 | Ramp rate as % of maximum achievable potential |  |  | 2020 | 2039 | 0.076 | 0.02 | 0.069 | 150000 | 20000
C&I CPP-With Enablement_PSE_Winter_9.19.2018_9.23.54 PM.xlsx | Inputs_endUseLoadShapes_PSE.xlsx | Inputs_Global_PSE.xlsx | Inputs_Product_C&I CPP-With Enablement.xlsx | PSE | 20 | Winter | Peak | 4 | C&I CPP-With Enablement | 2049 | Ramp rate as % of maximum achievable potential |  |  | 2020 | 2039 | 0.076 | 0.02 | 0.069 | 150000 | 20000
C&I CPP-With Enablement_PSE_Winter_9.26.2018_12.45.55 PM.xlsx | Inputs_endUseLoadShapes_PSE.xlsx | Inputs_Global_PSE.xlsx | Inputs_Product_C&I CPP-With Enablement.xlsx | PSE | 20 | Winter | Peak | 4 | C&I CPP-With Enablement | Eligible Sectors | Commercial |  |  | 2020 | 2039 | 0.076 | 0.02 | 0.069 | 150000 | 20000
C&I CPP-With Enablement_PSE_Winter_9.26.2018_12.45.55 PM.xlsx | Inputs_endUseLoadShapes_PSE.xlsx | Inputs_Global_PSE.xlsx | Inputs_Product_C&I CPP-With Enablement.xlsx | PSE | 20 | Winter | Peak | 4 | C&I CPP-With Enablement | Eligible Segments | Small office, medium office, small retail, and medium retail. |  |  | 2020 | 2039 | 0.076 | 0.02 | 0.069 | 150000 | 20000
C&I CPP-With Enablement_PSE_Winter_9.26.2018_12.45.55 PM.xlsx | Inputs_endUseLoadShapes_PSE.xlsx | Inputs_Global_PSE.xlsx | Inputs_Product_C&I CPP-With Enablement.xlsx | PSE | 20 | Winter | Peak | 4 | C&I CPP-With Enablement | Eligible End Uses | All end uses |  |  | 2020 | 2039 | 0.076 | 0.02 | 0.069 | 150000 | 20000
C&I CPP-With Enablement_PSE_Winter_9.26.2018_12.45.55 PM.xlsx | Inputs_endUseLoadShapes_PSE.xlsx | Inputs_Global_PSE.xlsx | Inputs_Product_C&I CPP-With Enablement.xlsx | PSE | 20 | Winter | Peak | 4 | C&I CPP-With Enablement | Other Eligibility Requirements | Customers must have AMI |  |  | 2020 | 2039 | 0.076 | 0.02 | 0.069 | 150000 | 20000
C&I CPP-With Enablement_PSE_Winter_9.26.2018_12.45.55 PM.xlsx | Inputs_endUseLoadShapes_PSE.xlsx | Inputs_Global_PSE.xlsx | Inputs_Product_C&I CPP-With Enablement.xlsx | PSE | 20 | Winter | Peak | 4 | C&I CPP-With Enablement | Setup Cost | $ | 150000 | 1 FTE | 2020 | 2039 | 0.076 | 0.02 | 0.069 | 150000 | 20000
C&I CPP-With Enablement_PSE_Winter_9.26.2018_12.45.55 PM.xlsx | Inputs_endUseLoadShapes_PSE.xlsx | Inputs_Global_PSE.xlsx | Inputs_Product_C&I CPP-With Enablement.xlsx | PSE | 20 | Winter | Peak | 4 | C&I CPP-With Enablement | O&M Cost | $ per year | 75000 | SDG&E (2017): $280,000; Applied (2017): $75,000. Cadmus is assuming 0.5 FTE. | 2020 | 2039 | 0.076 | 0.02 | 0.069 | 150000 | 20000
C&I CPP-With Enablement_PSE_Winter_9.26.2018_12.45.55 PM.xlsx | Inputs_endUseLoadShapes_PSE.xlsx | Inputs_Global_PSE.xlsx | Inputs_Product_C&I CPP-With Enablement.xlsx | PSE | 20 | Winter | Peak | 4 | C&I CPP-With Enablement | Equipment Cost | $ per kW pledged per year | 171 | Potter (2017) estimate for small commercial customers enabled with a programmable communicating thermostat. | 2020 | 2039 | 0.076 | 0.02 | 0.069 | 150000 | 20000
C&I CPP-With Enablement_PSE_Winter_9.26.2018_12.45.55 PM.xlsx | Inputs_endUseLoadShapes_PSE.xlsx | Inputs_Global_PSE.xlsx | Inputs_Product_C&I CPP-With Enablement.xlsx | PSE | 20 | Winter | Peak | 4 | C&I CPP-With Enablement | Marketing Cost | $ per new participant | 50 | Applied (2017): $50/new participant for small and medium C&I. | 2020 | 2039 | 0.076 | 0.02 | 0.069 | 150000 | 20000
C&I CPP-With Enablement_PSE_Winter_9.26.2018_12.45.55 PM.xlsx | Inputs_endUseLoadShapes_PSE.xlsx | Inputs_Global_PSE.xlsx | Inputs_Product_C&I CPP-With Enablement.xlsx | PSE | 20 | Winter | Peak | 4 | C&I CPP-With Enablement | Incentives (annual) | n/a | 0 | Program definition | 2020 | 2039 | 0.076 | 0.02 | 0.069 | 150000 | 20000
C&I CPP-With Enablement_PSE_Winter_9.26.2018_12.45.55 PM.xlsx | Inputs_endUseLoadShapes_PSE.xlsx | Inputs_Global_PSE.xlsx | Inputs_Product_C&I CPP-With Enablement.xlsx | PSE | 20 | Winter | Peak | 4 | C&I CPP-With Enablement | Incentives (one time) | n/a | 0 | Program definition | 2020 | 2039 | 0.076 | 0.02 | 0.069 | 150000 | 20000
C&I CPP-With Enablement_PSE_Winter_9.26.2018_12.45.55 PM.xlsx | Inputs_endUseLoadShapes_PSE.xlsx | Inputs_Global_PSE.xlsx | Inputs_Product_C&I CPP-With Enablement.xlsx | PSE | 20 | Winter | Peak | 4 | C&I CPP-With Enablement | Attrition | % of existing participants per year | 0 |  | 2020 | 2039 | 0.076 | 0.02 | 0.069 | 150000 | 20000
C&I CPP-With Enablement_PSE_Winter_9.26.2018_12.45.55 PM.xlsx | Inputs_endUseLoadShapes_PSE.xlsx | Inputs_Global_PSE.xlsx | Inputs_Product_C&I CPP-With Enablement.xlsx | PSE | 20 | Winter | Peak | 4 | C&I CPP-With Enablement | Population | Segment load | Estimated by model |  | 2020 | 2039 | 0.076 | 0.02 | 0.069 | 150000 | 20000
C&I CPP-With Enablement_PSE_Winter_9.26.2018_12.45.55 PM.xlsx | Inputs_endUseLoadShapes_PSE.xlsx | Inputs_Global_PSE.xlsx | Inputs_Product_C&I CPP-With Enablement.xlsx | PSE | 20 | Winter | Peak | 4 | C&I CPP-With Enablement | Eligibility | % of segment load | Varies by segment | According to PSE (2018), AMI will be fully deployed in PSE's electic territory by 2023. Equipment saturation for each eligible segment was derived from the CBSA (2014) data for PSE's electric service territory. | 2020 | 2039 | 0.076 | 0.02 | 0.069 | 150000 | 20000
C&I CPP-With Enablement_PSE_Winter_9.26.2018_12.45.55 PM.xlsx | Inputs_endUseLoadShapes_PSE.xlsx | Inputs_Global_PSE.xlsx | Inputs_Product_C&I CPP-With Enablement.xlsx | PSE | 20 | Winter | Peak | 4 | C&I CPP-With Enablement | Peak Load Impact | % of eligible segment load | 0.07 | Nexant (2017b) reported 7% for SDG&E's commercial participants with a programmable communicating thermostat. | 2020 | 2039 | 0.076 | 0.02 | 0.069 | 150000 | 20000
C&I CPP-With Enablement_PSE_Winter_9.26.2018_12.45.55 PM.xlsx | Inputs_endUseLoadShapes_PSE.xlsx | Inputs_Global_PSE.xlsx | Inputs_Product_C&I CPP-With Enablement.xlsx | PSE | 20 | Winter | Peak | 4 | C&I CPP-With Enablement | Program Participation | % of eligible segment load | 0.1 | Assuming an opt-in program: Cadmus (2015): 2%; Applied (2017): 18%. | 2020 | 2039 | 0.076 | 0.02 | 0.069 | 150000 | 20000
C&I CPP-With Enablement_PSE_Winter_9.26.2018_12.45.55 PM.xlsx | Inputs_endUseLoadShapes_PSE.xlsx | Inputs_Global_PSE.xlsx | Inputs_Product_C&I CPP-With Enablement.xlsx | PSE | 20 | Winter | Peak | 4 | C&I CPP-With Enablement | Event Participation | n/a | 1 | Technical Potential already takes into account of event participation. | 2020 | 2039 | 0.076 | 0.02 | 0.069 | 150000 | 20000
C&I CPP-With Enablement_PSE_Winter_9.26.2018_12.45.55 PM.xlsx | Inputs_endUseLoadShapes_PSE.xlsx | Inputs_Global_PSE.xlsx | Inputs_Product_C&I CPP-With Enablement.xlsx | PSE | 20 | Winter | Peak | 4 | C&I CPP-With Enablement | Ramp Period | Number of years to reach maximum achievable potential | 7 |  | 2020 | 2039 | 0.076 | 0.02 | 0.069 | 150000 | 20000
C&I CPP-With Enablement_PSE_Winter_9.26.2018_12.45.55 PM.xlsx | Inputs_endUseLoadShapes_PSE.xlsx | Inputs_Global_PSE.xlsx | Inputs_Product_C&I CPP-With Enablement.xlsx | PSE | 20 | Winter | Peak | 4 | C&I CPP-With Enablement | 2020 | Ramp rate as % of maximum achievable potential | 0 |  | 2020 | 2039 | 0.076 | 0.02 | 0.069 | 150000 | 20000
C&I CPP-With Enablement_PSE_Winter_9.26.2018_12.45.55 PM.xlsx | Inputs_endUseLoadShapes_PSE.xlsx | Inputs_Global_PSE.xlsx | Inputs_Product_C&I CPP-With Enablement.xlsx | PSE | 20 | Winter | Peak | 4 | C&I CPP-With Enablement | 2021 | Ramp rate as % of maximum achievable potential | 0.1 |  | 2020 | 2039 | 0.076 | 0.02 | 0.069 | 150000 | 20000
C&I CPP-With Enablement_PSE_Winter_9.26.2018_12.45.55 PM.xlsx | Inputs_endUseLoadShapes_PSE.xlsx | Inputs_Global_PSE.xlsx | Inputs_Product_C&I CPP-With Enablement.xlsx | PSE | 20 | Winter | Peak | 4 | C&I CPP-With Enablement | 2022 | Ramp rate as % of maximum achievable potential | 0.2 |  | 2020 | 2039 | 0.076 | 0.02 | 0.069 | 150000 | 20000
C&I CPP-With Enablement_PSE_Winter_9.26.2018_12.45.55 PM.xlsx | Inputs_endUseLoadShapes_PSE.xlsx | Inputs_Global_PSE.xlsx | Inputs_Product_C&I CPP-With Enablement.xlsx | PSE | 20 | Winter | Peak | 4 | C&I CPP-With Enablement | 2023 | Ramp rate as % of maximum achievable potential | 0.4 |  | 2020 | 2039 | 0.076 | 0.02 | 0.069 | 150000 | 20000
C&I CPP-With Enablement_PSE_Winter_9.26.2018_12.45.55 PM.xlsx | Inputs_endUseLoadShapes_PSE.xlsx | Inputs_Global_PSE.xlsx | Inputs_Product_C&I CPP-With Enablement.xlsx | PSE | 20 | Winter | Peak | 4 | C&I CPP-With Enablement | 2024 | Ramp rate as % of maximum achievable potential | 0.6 |  | 2020 | 2039 | 0.076 | 0.02 | 0.069 | 150000 | 20000
C&I CPP-With Enablement_PSE_Winter_9.26.2018_12.45.55 PM.xlsx | Inputs_endUseLoadShapes_PSE.xlsx | Inputs_Global_PSE.xlsx | Inputs_Product_C&I CPP-With Enablement.xlsx | PSE | 20 | Winter | Peak | 4 | C&I CPP-With Enablement | 2025 | Ramp rate as % of maximum achievable potential | 0.8 |  | 2020 | 2039 | 0.076 | 0.02 | 0.069 | 150000 | 20000
C&I CPP-With Enablement_PSE_Winter_9.26.2018_12.45.55 PM.xlsx | Inputs_endUseLoadShapes_PSE.xlsx | Inputs_Global_PSE.xlsx | Inputs_Product_C&I CPP-With Enablement.xlsx | PSE | 20 | Winter | Peak | 4 | C&I CPP-With Enablement | 2026 | Ramp rate as % of maximum achievable potential | 1 |  | 2020 | 2039 | 0.076 | 0.02 | 0.069 | 150000 | 20000
C&I CPP-With Enablement_PSE_Winter_9.26.2018_12.45.55 PM.xlsx | Inputs_endUseLoadShapes_PSE.xlsx | Inputs_Global_PSE.xlsx | Inputs_Product_C&I CPP-With Enablement.xlsx | PSE | 20 | Winter | Peak | 4 | C&I CPP-With Enablement | 2027 | Ramp rate as % of maximum achievable potential | 1 |  | 2020 | 2039 | 0.076 | 0.02 | 0.069 | 150000 | 20000
C&I CPP-With Enablement_PSE_Winter_9.26.2018_12.45.55 PM.xlsx | Inputs_endUseLoadShapes_PSE.xlsx | Inputs_Global_PSE.xlsx | Inputs_Product_C&I CPP-With Enablement.xlsx | PSE | 20 | Winter | Peak | 4 | C&I CPP-With Enablement | 2028 | Ramp rate as % of maximum achievable potential | 1 |  | 2020 | 2039 | 0.076 | 0.02 | 0.069 | 150000 | 20000
C&I CPP-With Enablement_PSE_Winter_9.26.2018_12.45.55 PM.xlsx | Inputs_endUseLoadShapes_PSE.xlsx | Inputs_Global_PSE.xlsx | Inputs_Product_C&I CPP-With Enablement.xlsx | PSE | 20 | Winter | Peak | 4 | C&I CPP-With Enablement | 2029 | Ramp rate as % of maximum achievable potential | 1 |  | 2020 | 2039 | 0.076 | 0.02 | 0.069 | 150000 | 20000
C&I CPP-With Enablement_PSE_Winter_9.26.2018_12.45.55 PM.xlsx | Inputs_endUseLoadShapes_PSE.xlsx | Inputs_Global_PSE.xlsx | Inputs_Product_C&I CPP-With Enablement.xlsx | PSE | 20 | Winter | Peak | 4 | C&I CPP-With Enablement | 2030 | Ramp rate as % of maximum achievable potential | 1 |  | 2020 | 2039 | 0.076 | 0.02 | 0.069 | 150000 | 20000
C&I CPP-With Enablement_PSE_Winter_9.26.2018_12.45.55 PM.xlsx | Inputs_endUseLoadShapes_PSE.xlsx | Inputs_Global_PSE.xlsx | Inputs_Product_C&I CPP-With Enablement.xlsx | PSE | 20 | Winter | Peak | 4 | C&I CPP-With Enablement | 2031 | Ramp rate as % of maximum achievable potential | 1 |  | 2020 | 2039 | 0.076 | 0.02 | 0.069 | 150000 | 20000
C&I CPP-With Enablement_PSE_Winter_9.26.2018_12.45.55 PM.xlsx | Inputs_endUseLoadShapes_PSE.xlsx | Inputs_Global_PSE.xlsx | Inputs_Product_C&I CPP-With Enablement.xlsx | PSE | 20 | Winter | Peak | 4 | C&I CPP-With Enablement | 2032 | Ramp rate as % of maximum achievable potential | 1 |  | 2020 | 2039 | 0.076 | 0.02 | 0.069 | 150000 | 20000
C&I CPP-With Enablement_PSE_Winter_9.26.2018_12.45.55 PM.xlsx | Inputs_endUseLoadShapes_PSE.xlsx | Inputs_Global_PSE.xlsx | Inputs_Product_C&I CPP-With Enablement.xlsx | PSE | 20 | Winter | Peak | 4 | C&I CPP-With Enablement | 2033 | Ramp rate as % of maximum achievable potential | 1 |  | 2020 | 2039 | 0.076 | 0.02 | 0.069 | 150000 | 20000
C&I CPP-With Enablement_PSE_Winter_9.26.2018_12.45.55 PM.xlsx | Inputs_endUseLoadShapes_PSE.xlsx | Inputs_Global_PSE.xlsx | Inputs_Product_C&I CPP-With Enablement.xlsx | PSE | 20 | Winter | Peak | 4 | C&I CPP-With Enablement | 2034 | Ramp rate as % of maximum achievable potential | 1 |  | 2020 | 2039 | 0.076 | 0.02 | 0.069 | 150000 | 20000
C&I CPP-With Enablement_PSE_Winter_9.26.2018_12.45.55 PM.xlsx | Inputs_endUseLoadShapes_PSE.xlsx | Inputs_Global_PSE.xlsx | Inputs_Product_C&I CPP-With Enablement.xlsx | PSE | 20 | Winter | Peak | 4 | C&I CPP-With Enablement | 2035 | Ramp rate as % of maximum achievable potential | 1 |  | 2020 | 2039 | 0.076 | 0.02 | 0.069 | 150000 | 20000
C&I CPP-With Enablement_PSE_Winter_9.26.2018_12.45.55 PM.xlsx | Inputs_endUseLoadShapes_PSE.xlsx | Inputs_Global_PSE.xlsx | Inputs_Product_C&I CPP-With Enablement.xlsx | PSE | 20 | Winter | Peak | 4 | C&I CPP-With Enablement | 2036 | Ramp rate as % of maximum achievable potential | 1 |  | 2020 | 2039 | 0.076 | 0.02 | 0.069 | 150000 | 20000
C&I CPP-With Enablement_PSE_Winter_9.26.2018_12.45.55 PM.xlsx | Inputs_endUseLoadShapes_PSE.xlsx | Inputs_Global_PSE.xlsx | Inputs_Product_C&I CPP-With Enablement.xlsx | PSE | 20 | Winter | Peak | 4 | C&I CPP-With Enablement | 2037 | Ramp rate as % of maximum achievable potential | 1 |  | 2020 | 2039 | 0.076 | 0.02 | 0.069 | 150000 | 20000
C&I CPP-With Enablement_PSE_Winter_9.26.2018_12.45.55 PM.xlsx | Inputs_endUseLoadShapes_PSE.xlsx | Inputs_Global_PSE.xlsx | Inputs_Product_C&I CPP-With Enablement.xlsx | PSE | 20 | Winter | Peak | 4 | C&I CPP-With Enablement | 2038 | Ramp rate as % of maximum achievable potential | 1 |  | 2020 | 2039 | 0.076 | 0.02 | 0.069 | 150000 | 20000
C&I CPP-With Enablement_PSE_Winter_9.26.2018_12.45.55 PM.xlsx | Inputs_endUseLoadShapes_PSE.xlsx | Inputs_Global_PSE.xlsx | Inputs_Product_C&I CPP-With Enablement.xlsx | PSE | 20 | Winter | Peak | 4 | C&I CPP-With Enablement | 2039 | Ramp rate as % of maximum achievable potential | 1 |  | 2020 | 2039 | 0.076 | 0.02 | 0.069 | 150000 | 20000
C&I CPP-With Enablement_PSE_Winter_9.26.2018_12.45.55 PM.xlsx | Inputs_endUseLoadShapes_PSE.xlsx | Inputs_Global_PSE.xlsx | Inputs_Product_C&I CPP-With Enablement.xlsx | PSE | 20 | Winter | Peak | 4 | C&I CPP-With Enablement | 2040 | Ramp rate as % of maximum achievable potential |  |  | 2020 | 2039 | 0.076 | 0.02 | 0.069 | 150000 | 20000
C&I CPP-With Enablement_PSE_Winter_9.26.2018_12.45.55 PM.xlsx | Inputs_endUseLoadShapes_PSE.xlsx | Inputs_Global_PSE.xlsx | Inputs_Product_C&I CPP-With Enablement.xlsx | PSE | 20 | Winter | Peak | 4 | C&I CPP-With Enablement | 2041 | Ramp rate as % of maximum achievable potential |  |  | 2020 | 2039 | 0.076 | 0.02 | 0.069 | 150000 | 20000
C&I CPP-With Enablement_PSE_Winter_9.26.2018_12.45.55 PM.xlsx | Inputs_endUseLoadShapes_PSE.xlsx | Inputs_Global_PSE.xlsx | Inputs_Product_C&I CPP-With Enablement.xlsx | PSE | 20 | Winter | Peak | 4 | C&I CPP-With Enablement | 2042 | Ramp rate as % of maximum achievable potential |  |  | 2020 | 2039 | 0.076 | 0.02 | 0.069 | 150000 | 20000
C&I CPP-With Enablement_PSE_Winter_9.26.2018_12.45.55 PM.xlsx | Inputs_endUseLoadShapes_PSE.xlsx | Inputs_Global_PSE.xlsx | Inputs_Product_C&I CPP-With Enablement.xlsx | PSE | 20 | Winter | Peak | 4 | C&I CPP-With Enablement | 2043 | Ramp rate as % of maximum achievable potential |  |  | 2020 | 2039 | 0.076 | 0.02 | 0.069 | 150000 | 20000
C&I CPP-With Enablement_PSE_Winter_9.26.2018_12.45.55 PM.xlsx | Inputs_endUseLoadShapes_PSE.xlsx | Inputs_Global_PSE.xlsx | Inputs_Product_C&I CPP-With Enablement.xlsx | PSE | 20 | Winter | Peak | 4 | C&I CPP-With Enablement | 2044 | Ramp rate as % of maximum achievable potential |  |  | 2020 | 2039 | 0.076 | 0.02 | 0.069 | 150000 | 20000
C&I CPP-With Enablement_PSE_Winter_9.26.2018_12.45.55 PM.xlsx | Inputs_endUseLoadShapes_PSE.xlsx | Inputs_Global_PSE.xlsx | Inputs_Product_C&I CPP-With Enablement.xlsx | PSE | 20 | Winter | Peak | 4 | C&I CPP-With Enablement | 2045 | Ramp rate as % of maximum achievable potential |  |  | 2020 | 2039 | 0.076 | 0.02 | 0.069 | 150000 | 20000
C&I CPP-With Enablement_PSE_Winter_9.26.2018_12.45.55 PM.xlsx | Inputs_endUseLoadShapes_PSE.xlsx | Inputs_Global_PSE.xlsx | Inputs_Product_C&I CPP-With Enablement.xlsx | PSE | 20 | Winter | Peak | 4 | C&I CPP-With Enablement | 2046 | Ramp rate as % of maximum achievable potential |  |  | 2020 | 2039 | 0.076 | 0.02 | 0.069 | 150000 | 20000
C&I CPP-With Enablement_PSE_Winter_9.26.2018_12.45.55 PM.xlsx | Inputs_endUseLoadShapes_PSE.xlsx | Inputs_Global_PSE.xlsx | Inputs_Product_C&I CPP-With Enablement.xlsx | PSE | 20 | Winter | Peak | 4 | C&I CPP-With Enablement | 2047 | Ramp rate as % of maximum achievable potential |  |  | 2020 | 2039 | 0.076 | 0.02 | 0.069 | 150000 | 20000
C&I CPP-With Enablement_PSE_Winter_9.26.2018_12.45.55 PM.xlsx | Inputs_endUseLoadShapes_PSE.xlsx | Inputs_Global_PSE.xlsx | Inputs_Product_C&I CPP-With Enablement.xlsx | PSE | 20 | Winter | Peak | 4 | C&I CPP-With Enablement | 2048 | Ramp rate as % of maximum achievable potential |  |  | 2020 | 2039 | 0.076 | 0.02 | 0.069 | 150000 | 20000
C&I CPP-With Enablement_PSE_Winter_9.26.2018_12.45.55 PM.xlsx | Inputs_endUseLoadShapes_PSE.xlsx | Inputs_Global_PSE.xlsx | Inputs_Product_C&I CPP-With Enablement.xlsx | PSE | 20 | Winter | Peak | 4 | C&I CPP-With Enablement | 2049 | Ramp rate as % of maximum achievable potential |  |  | 2020 | 2039 | 0.076 | 0.02 | 0.069 | 150000 | 20000
C&I Curtailment-AutoDR_PSE_Winter_9.19.2018_9.16.08 PM.xlsx | Inputs_endUseLoadShapes_PSE.xlsx | Inputs_Global_PSE.xlsx | Inputs_Product_C&I Curtailment-AutoDR.xlsx | PSE | 20 | Winter | Peak | 4 | C&I Curtailment-AutoDR | Eligible Sectors | Commercial; Industrial |  | Cadmus assumed that end users could use standby generators to curtail load, in line with PacifiCorp (2017)'s assumption. | 2020 | 2039 | 0.076 | 0.02 | 0.069 | 150000 | 20000
C&I Curtailment-AutoDR_PSE_Winter_9.19.2018_9.16.08 PM.xlsx | Inputs_endUseLoadShapes_PSE.xlsx | Inputs_Global_PSE.xlsx | Inputs_Product_C&I Curtailment-AutoDR.xlsx | PSE | 20 | Winter | Peak | 4 | C&I Curtailment-AutoDR | Eligible Segments | All segments except small office, medium office, small retail, and medium retail. |  |  | 2020 | 2039 | 0.076 | 0.02 | 0.069 | 150000 | 20000
C&I Curtailment-AutoDR_PSE_Winter_9.19.2018_9.16.08 PM.xlsx | Inputs_endUseLoadShapes_PSE.xlsx | Inputs_Global_PSE.xlsx | Inputs_Product_C&I Curtailment-AutoDR.xlsx | PSE | 20 | Winter | Peak | 4 | C&I Curtailment-AutoDR | Eligible End Uses | All end uses |  |  | 2020 | 2039 | 0.076 | 0.02 | 0.069 | 150000 | 20000
C&I Curtailment-AutoDR_PSE_Winter_9.19.2018_9.16.08 PM.xlsx | Inputs_endUseLoadShapes_PSE.xlsx | Inputs_Global_PSE.xlsx | Inputs_Product_C&I Curtailment-AutoDR.xlsx | PSE | 20 | Winter | Peak | 4 | C&I Curtailment-AutoDR | Other Eligibility Requirements | 100 kW or above |  | Eligible customer size ranges from 100kW (SDG&E 2017; PG&E 2017b) to 200kW (Cadmus' 2018 study for Snohomish County PUD; Freeman 2013). Cadmus used 100kW as the eligible customer size, consistent with PSE's 2015 potential study (Cadmus 2015). | 2020 | 2039 | 0.076 | 0.02 | 0.069 | 150000 | 20000
C&I Curtailment-AutoDR_PSE_Winter_9.19.2018_9.16.08 PM.xlsx | Inputs_endUseLoadShapes_PSE.xlsx | Inputs_Global_PSE.xlsx | Inputs_Product_C&I Curtailment-AutoDR.xlsx | PSE | 20 | Winter | Peak | 4 | C&I Curtailment-AutoDR | Setup Cost | $ | 150000 | 1 FTE. | 2020 | 2039 | 0.076 | 0.02 | 0.069 | 150000 | 20000
C&I Curtailment-AutoDR_PSE_Winter_9.19.2018_9.16.08 PM.xlsx | Inputs_endUseLoadShapes_PSE.xlsx | Inputs_Global_PSE.xlsx | Inputs_Product_C&I Curtailment-AutoDR.xlsx | PSE | 20 | Winter | Peak | 4 | C&I Curtailment-AutoDR | O&M Cost | $ per kW pledged per year | 60 | Cadmus' 2018 study for Snohomish Count PUD estimated $20/kW (utility) and $40/kW (vendor); Applied (2017) estimated $71/kW (utility + vendor); PSE (2012) and Cadmus (2015) estimated $80/kW (utility + vendor + incentive). Other benchmarked values were $27/kW from CPS' emergency option Frontier (2016) and $3/kW (Idaho Power 2015), which Cadmus assumes only included utility administrative costs. | 2020 | 2039 | 0.076 | 0.02 | 0.069 | 150000 | 20000
C&I Curtailment-AutoDR_PSE_Winter_9.19.2018_9.16.08 PM.xlsx | Inputs_endUseLoadShapes_PSE.xlsx | Inputs_Global_PSE.xlsx | Inputs_Product_C&I Curtailment-AutoDR.xlsx | PSE | 20 | Winter | Peak | 4 | C&I Curtailment-AutoDR | Equipment Cost | $ per new kW pledged | 310 | Using Potter (2017)'s AutoDR enablement cost for large commercial customers (>200 kW). | 2020 | 2039 | 0.076 | 0.02 | 0.069 | 150000 | 20000
C&I Curtailment-AutoDR_PSE_Winter_9.19.2018_9.16.08 PM.xlsx | Inputs_endUseLoadShapes_PSE.xlsx | Inputs_Global_PSE.xlsx | Inputs_Product_C&I Curtailment-AutoDR.xlsx | PSE | 20 | Winter | Peak | 4 | C&I Curtailment-AutoDR | Marketing Cost | $ per new kW pledged | 0 | Already included in vendor management costs: Cadmus' 2018 study for Snohomish Count PUD; PacifiCorp (2017); PSE (2012); Cadmus (2015). | 2020 | 2039 | 0.076 | 0.02 | 0.069 | 150000 | 20000
C&I Curtailment-AutoDR_PSE_Winter_9.19.2018_9.16.08 PM.xlsx | Inputs_endUseLoadShapes_PSE.xlsx | Inputs_Global_PSE.xlsx | Inputs_Product_C&I Curtailment-AutoDR.xlsx | PSE | 20 | Winter | Peak | 4 | C&I Curtailment-AutoDR | Incentives (annual) | $ per kW pledged per year | 20 | California utilities with statewide required program have incentives that range from $4 (SMUD ) to $12 (SDG&E). Incentives from non-California utilities ranged from $20/kW (e.g. Idaho Power 2015) to $35/kW (e.g.Cadmus' 2018 study for Snohomish Count PUD). | 2020 | 2039 | 0.076 | 0.02 | 0.069 | 150000 | 20000
C&I Curtailment-AutoDR_PSE_Winter_9.19.2018_9.16.08 PM.xlsx | Inputs_endUseLoadShapes_PSE.xlsx | Inputs_Global_PSE.xlsx | Inputs_Product_C&I Curtailment-AutoDR.xlsx | PSE | 20 | Winter | Peak | 4 | C&I Curtailment-AutoDR | Incentives (one time) | $ per new kW pledged | 0 | None in most benchmarked reports. | 2020 | 2039 | 0.076 | 0.02 | 0.069 | 150000 | 20000
C&I Curtailment-AutoDR_PSE_Winter_9.19.2018_9.16.08 PM.xlsx | Inputs_endUseLoadShapes_PSE.xlsx | Inputs_Global_PSE.xlsx | Inputs_Product_C&I Curtailment-AutoDR.xlsx | PSE | 20 | Winter | Peak | 4 | C&I Curtailment-AutoDR | Attrition | % of existing participants per year | 0 | N/A | 2020 | 2039 | 0.076 | 0.02 | 0.069 | 150000 | 20000
C&I Curtailment-AutoDR_PSE_Winter_9.19.2018_9.16.08 PM.xlsx | Inputs_endUseLoadShapes_PSE.xlsx | Inputs_Global_PSE.xlsx | Inputs_Product_C&I Curtailment-AutoDR.xlsx | PSE | 20 | Winter | Peak | 4 | C&I Curtailment-AutoDR | Population | Segment/end-use load | Estimated by model |  | 2020 | 2039 | 0.076 | 0.02 | 0.069 | 150000 | 20000
C&I Curtailment-AutoDR_PSE_Winter_9.19.2018_9.16.08 PM.xlsx | Inputs_endUseLoadShapes_PSE.xlsx | Inputs_Global_PSE.xlsx | Inputs_Product_C&I Curtailment-AutoDR.xlsx | PSE | 20 | Winter | Peak | 4 | C&I Curtailment-AutoDR | Eligibility | % of segment/end-use load | Varies by segment | The percentage of load represented by customers meeting the size requirement varies across segments. For this study, Cadmus uses PSE's 2015 potential study's segment-level eligibility percentages, which were calculated using PSE customer demand data (Cadmus 2015). | 2020 | 2039 | 0.076 | 0.02 | 0.069 | 150000 | 20000
C&I Curtailment-AutoDR_PSE_Winter_9.19.2018_9.16.08 PM.xlsx | Inputs_endUseLoadShapes_PSE.xlsx | Inputs_Global_PSE.xlsx | Inputs_Product_C&I Curtailment-AutoDR.xlsx | PSE | 20 | Winter | Peak | 4 | C&I Curtailment-AutoDR | Peak Load Impact | % of eligible segment/end-use load | 0.25 | In the Northwest, load reduction estimates range from 20% (Idaho Power 2015) to 30% (Cadmus 2015). The BPA (2012) C&I Pilot demonstrated an average reduction of 23%. In the 2015 statewide evaluation, California utilities reported higher load reduction: PG&E: 84%; SCE: 80%; SDG&E: 54% (Christensen 2016). | 2020 | 2039 | 0.076 | 0.02 | 0.069 | 150000 | 20000
C&I Curtailment-AutoDR_PSE_Winter_9.19.2018_9.16.08 PM.xlsx | Inputs_endUseLoadShapes_PSE.xlsx | Inputs_Global_PSE.xlsx | Inputs_Product_C&I Curtailment-AutoDR.xlsx | PSE | 20 | Winter | Peak | 4 | C&I Curtailment-AutoDR | Program Participation | % of eligible segment/end-use load | 0.25 | PG&E (2017b)'s annual report showed 2.1% of program participation. However, results from Northwest potential assessments are generally around 20% (Cadmus' 2018 study for Snohomish County PUD; Applied 2017). | 2020 | 2039 | 0.076 | 0.02 | 0.069 | 150000 | 20000
C&I Curtailment-AutoDR_PSE_Winter_9.19.2018_9.16.08 PM.xlsx | Inputs_endUseLoadShapes_PSE.xlsx | Inputs_Global_PSE.xlsx | Inputs_Product_C&I Curtailment-AutoDR.xlsx | PSE | 20 | Winter | Peak | 4 | C&I Curtailment-AutoDR | Event Participation | % | 0.975 | Assume higher than the manual curtailment scenario. | 2020 | 2039 | 0.076 | 0.02 | 0.069 | 150000 | 20000
C&I Curtailment-AutoDR_PSE_Winter_9.19.2018_9.16.08 PM.xlsx | Inputs_endUseLoadShapes_PSE.xlsx | Inputs_Global_PSE.xlsx | Inputs_Product_C&I Curtailment-AutoDR.xlsx | PSE | 20 | Winter | Peak | 4 | C&I Curtailment-AutoDR | Ramp Period | Number of years to reach maximum achievable potential | 7 |  | 2020 | 2039 | 0.076 | 0.02 | 0.069 | 150000 | 20000
C&I Curtailment-AutoDR_PSE_Winter_9.19.2018_9.16.08 PM.xlsx | Inputs_endUseLoadShapes_PSE.xlsx | Inputs_Global_PSE.xlsx | Inputs_Product_C&I Curtailment-AutoDR.xlsx | PSE | 20 | Winter | Peak | 4 | C&I Curtailment-AutoDR | 2020 | Ramp rate as % of maximum achievable potential | 0 |  | 2020 | 2039 | 0.076 | 0.02 | 0.069 | 150000 | 20000
C&I Curtailment-AutoDR_PSE_Winter_9.19.2018_9.16.08 PM.xlsx | Inputs_endUseLoadShapes_PSE.xlsx | Inputs_Global_PSE.xlsx | Inputs_Product_C&I Curtailment-AutoDR.xlsx | PSE | 20 | Winter | Peak | 4 | C&I Curtailment-AutoDR | 2021 | Ramp rate as % of maximum achievable potential | 0.1 |  | 2020 | 2039 | 0.076 | 0.02 | 0.069 | 150000 | 20000
C&I Curtailment-AutoDR_PSE_Winter_9.19.2018_9.16.08 PM.xlsx | Inputs_endUseLoadShapes_PSE.xlsx | Inputs_Global_PSE.xlsx | Inputs_Product_C&I Curtailment-AutoDR.xlsx | PSE | 20 | Winter | Peak | 4 | C&I Curtailment-AutoDR | 2022 | Ramp rate as % of maximum achievable potential | 0.2 |  | 2020 | 2039 | 0.076 | 0.02 | 0.069 | 150000 | 20000
C&I Curtailment-AutoDR_PSE_Winter_9.19.2018_9.16.08 PM.xlsx | Inputs_endUseLoadShapes_PSE.xlsx | Inputs_Global_PSE.xlsx | Inputs_Product_C&I Curtailment-AutoDR.xlsx | PSE | 20 | Winter | Peak | 4 | C&I Curtailment-AutoDR | 2023 | Ramp rate as % of maximum achievable potential | 0.4 |  | 2020 | 2039 | 0.076 | 0.02 | 0.069 | 150000 | 20000
C&I Curtailment-AutoDR_PSE_Winter_9.19.2018_9.16.08 PM.xlsx | Inputs_endUseLoadShapes_PSE.xlsx | Inputs_Global_PSE.xlsx | Inputs_Product_C&I Curtailment-AutoDR.xlsx | PSE | 20 | Winter | Peak | 4 | C&I Curtailment-AutoDR | 2024 | Ramp rate as % of maximum achievable potential | 0.6 |  | 2020 | 2039 | 0.076 | 0.02 | 0.069 | 150000 | 20000
C&I Curtailment-AutoDR_PSE_Winter_9.19.2018_9.16.08 PM.xlsx | Inputs_endUseLoadShapes_PSE.xlsx | Inputs_Global_PSE.xlsx | Inputs_Product_C&I Curtailment-AutoDR.xlsx | PSE | 20 | Winter | Peak | 4 | C&I Curtailment-AutoDR | 2025 | Ramp rate as % of maximum achievable potential | 0.8 |  | 2020 | 2039 | 0.076 | 0.02 | 0.069 | 150000 | 20000
C&I Curtailment-AutoDR_PSE_Winter_9.19.2018_9.16.08 PM.xlsx | Inputs_endUseLoadShapes_PSE.xlsx | Inputs_Global_PSE.xlsx | Inputs_Product_C&I Curtailment-AutoDR.xlsx | PSE | 20 | Winter | Peak | 4 | C&I Curtailment-AutoDR | 2026 | Ramp rate as % of maximum achievable potential | 1 |  | 2020 | 2039 | 0.076 | 0.02 | 0.069 | 150000 | 20000
C&I Curtailment-AutoDR_PSE_Winter_9.19.2018_9.16.08 PM.xlsx | Inputs_endUseLoadShapes_PSE.xlsx | Inputs_Global_PSE.xlsx | Inputs_Product_C&I Curtailment-AutoDR.xlsx | PSE | 20 | Winter | Peak | 4 | C&I Curtailment-AutoDR | 2027 | Ramp rate as % of maximum achievable potential | 1 |  | 2020 | 2039 | 0.076 | 0.02 | 0.069 | 150000 | 20000
C&I Curtailment-AutoDR_PSE_Winter_9.19.2018_9.16.08 PM.xlsx | Inputs_endUseLoadShapes_PSE.xlsx | Inputs_Global_PSE.xlsx | Inputs_Product_C&I Curtailment-AutoDR.xlsx | PSE | 20 | Winter | Peak | 4 | C&I Curtailment-AutoDR | 2028 | Ramp rate as % of maximum achievable potential | 1 |  | 2020 | 2039 | 0.076 | 0.02 | 0.069 | 150000 | 20000
C&I Curtailment-AutoDR_PSE_Winter_9.19.2018_9.16.08 PM.xlsx | Inputs_endUseLoadShapes_PSE.xlsx | Inputs_Global_PSE.xlsx | Inputs_Product_C&I Curtailment-AutoDR.xlsx | PSE | 20 | Winter | Peak | 4 | C&I Curtailment-AutoDR | 2029 | Ramp rate as % of maximum achievable potential | 1 |  | 2020 | 2039 | 0.076 | 0.02 | 0.069 | 150000 | 20000
C&I Curtailment-AutoDR_PSE_Winter_9.19.2018_9.16.08 PM.xlsx | Inputs_endUseLoadShapes_PSE.xlsx | Inputs_Global_PSE.xlsx | Inputs_Product_C&I Curtailment-AutoDR.xlsx | PSE | 20 | Winter | Peak | 4 | C&I Curtailment-AutoDR | 2030 | Ramp rate as % of maximum achievable potential | 1 |  | 2020 | 2039 | 0.076 | 0.02 | 0.069 | 150000 | 20000
C&I Curtailment-AutoDR_PSE_Winter_9.19.2018_9.16.08 PM.xlsx | Inputs_endUseLoadShapes_PSE.xlsx | Inputs_Global_PSE.xlsx | Inputs_Product_C&I Curtailment-AutoDR.xlsx | PSE | 20 | Winter | Peak | 4 | C&I Curtailment-AutoDR | 2031 | Ramp rate as % of maximum achievable potential | 1 |  | 2020 | 2039 | 0.076 | 0.02 | 0.069 | 150000 | 20000
C&I Curtailment-AutoDR_PSE_Winter_9.19.2018_9.16.08 PM.xlsx | Inputs_endUseLoadShapes_PSE.xlsx | Inputs_Global_PSE.xlsx | Inputs_Product_C&I Curtailment-AutoDR.xlsx | PSE | 20 | Winter | Peak | 4 | C&I Curtailment-AutoDR | 2032 | Ramp rate as % of maximum achievable potential | 1 |  | 2020 | 2039 | 0.076 | 0.02 | 0.069 | 150000 | 20000
C&I Curtailment-AutoDR_PSE_Winter_9.19.2018_9.16.08 PM.xlsx | Inputs_endUseLoadShapes_PSE.xlsx | Inputs_Global_PSE.xlsx | Inputs_Product_C&I Curtailment-AutoDR.xlsx | PSE | 20 | Winter | Peak | 4 | C&I Curtailment-AutoDR | 2033 | Ramp rate as % of maximum achievable potential | 1 |  | 2020 | 2039 | 0.076 | 0.02 | 0.069 | 150000 | 20000
C&I Curtailment-AutoDR_PSE_Winter_9.19.2018_9.16.08 PM.xlsx | Inputs_endUseLoadShapes_PSE.xlsx | Inputs_Global_PSE.xlsx | Inputs_Product_C&I Curtailment-AutoDR.xlsx | PSE | 20 | Winter | Peak | 4 | C&I Curtailment-AutoDR | 2034 | Ramp rate as % of maximum achievable potential | 1 |  | 2020 | 2039 | 0.076 | 0.02 | 0.069 | 150000 | 20000
C&I Curtailment-AutoDR_PSE_Winter_9.19.2018_9.16.08 PM.xlsx | Inputs_endUseLoadShapes_PSE.xlsx | Inputs_Global_PSE.xlsx | Inputs_Product_C&I Curtailment-AutoDR.xlsx | PSE | 20 | Winter | Peak | 4 | C&I Curtailment-AutoDR | 2035 | Ramp rate as % of maximum achievable potential | 1 |  | 2020 | 2039 | 0.076 | 0.02 | 0.069 | 150000 | 20000
C&I Curtailment-AutoDR_PSE_Winter_9.19.2018_9.16.08 PM.xlsx | Inputs_endUseLoadShapes_PSE.xlsx | Inputs_Global_PSE.xlsx | Inputs_Product_C&I Curtailment-AutoDR.xlsx | PSE | 20 | Winter | Peak | 4 | C&I Curtailment-AutoDR | 2036 | Ramp rate as % of maximum achievable potential | 1 |  | 2020 | 2039 | 0.076 | 0.02 | 0.069 | 150000 | 20000
C&I Curtailment-AutoDR_PSE_Winter_9.19.2018_9.16.08 PM.xlsx | Inputs_endUseLoadShapes_PSE.xlsx | Inputs_Global_PSE.xlsx | Inputs_Product_C&I Curtailment-AutoDR.xlsx | PSE | 20 | Winter | Peak | 4 | C&I Curtailment-AutoDR | 2037 | Ramp rate as % of maximum achievable potential | 1 |  | 2020 | 2039 | 0.076 | 0.02 | 0.069 | 150000 | 20000
C&I Curtailment-AutoDR_PSE_Winter_9.19.2018_9.16.08 PM.xlsx | Inputs_endUseLoadShapes_PSE.xlsx | Inputs_Global_PSE.xlsx | Inputs_Product_C&I Curtailment-AutoDR.xlsx | PSE | 20 | Winter | Peak | 4 | C&I Curtailment-AutoDR | 2038 | Ramp rate as % of maximum achievable potential | 1 |  | 2020 | 2039 | 0.076 | 0.02 | 0.069 | 150000 | 20000
C&I Curtailment-AutoDR_PSE_Winter_9.19.2018_9.16.08 PM.xlsx | Inputs_endUseLoadShapes_PSE.xlsx | Inputs_Global_PSE.xlsx | Inputs_Product_C&I Curtailment-AutoDR.xlsx | PSE | 20 | Winter | Peak | 4 | C&I Curtailment-AutoDR | 2039 | Ramp rate as % of maximum achievable potential | 1 |  | 2020 | 2039 | 0.076 | 0.02 | 0.069 | 150000 | 20000
C&I Curtailment-AutoDR_PSE_Winter_9.19.2018_9.16.08 PM.xlsx | Inputs_endUseLoadShapes_PSE.xlsx | Inputs_Global_PSE.xlsx | Inputs_Product_C&I Curtailment-AutoDR.xlsx | PSE | 20 | Winter | Peak | 4 | C&I Curtailment-AutoDR | 2040 | Ramp rate as % of maximum achievable potential |  |  | 2020 | 2039 | 0.076 | 0.02 | 0.069 | 150000 | 20000
C&I Curtailment-AutoDR_PSE_Winter_9.19.2018_9.16.08 PM.xlsx | Inputs_endUseLoadShapes_PSE.xlsx | Inputs_Global_PSE.xlsx | Inputs_Product_C&I Curtailment-AutoDR.xlsx | PSE | 20 | Winter | Peak | 4 | C&I Curtailment-AutoDR | 2041 | Ramp rate as % of maximum achievable potential |  |  | 2020 | 2039 | 0.076 | 0.02 | 0.069 | 150000 | 20000
C&I Curtailment-AutoDR_PSE_Winter_9.19.2018_9.16.08 PM.xlsx | Inputs_endUseLoadShapes_PSE.xlsx | Inputs_Global_PSE.xlsx | Inputs_Product_C&I Curtailment-AutoDR.xlsx | PSE | 20 | Winter | Peak | 4 | C&I Curtailment-AutoDR | 2042 | Ramp rate as % of maximum achievable potential |  |  | 2020 | 2039 | 0.076 | 0.02 | 0.069 | 150000 | 20000
C&I Curtailment-AutoDR_PSE_Winter_9.19.2018_9.16.08 PM.xlsx | Inputs_endUseLoadShapes_PSE.xlsx | Inputs_Global_PSE.xlsx | Inputs_Product_C&I Curtailment-AutoDR.xlsx | PSE | 20 | Winter | Peak | 4 | C&I Curtailment-AutoDR | 2043 | Ramp rate as % of maximum achievable potential |  |  | 2020 | 2039 | 0.076 | 0.02 | 0.069 | 150000 | 20000
C&I Curtailment-AutoDR_PSE_Winter_9.19.2018_9.16.08 PM.xlsx | Inputs_endUseLoadShapes_PSE.xlsx | Inputs_Global_PSE.xlsx | Inputs_Product_C&I Curtailment-AutoDR.xlsx | PSE | 20 | Winter | Peak | 4 | C&I Curtailment-AutoDR | 2044 | Ramp rate as % of maximum achievable potential |  |  | 2020 | 2039 | 0.076 | 0.02 | 0.069 | 150000 | 20000
C&I Curtailment-AutoDR_PSE_Winter_9.19.2018_9.16.08 PM.xlsx | Inputs_endUseLoadShapes_PSE.xlsx | Inputs_Global_PSE.xlsx | Inputs_Product_C&I Curtailment-AutoDR.xlsx | PSE | 20 | Winter | Peak | 4 | C&I Curtailment-AutoDR | 2045 | Ramp rate as % of maximum achievable potential |  |  | 2020 | 2039 | 0.076 | 0.02 | 0.069 | 150000 | 20000
C&I Curtailment-AutoDR_PSE_Winter_9.19.2018_9.16.08 PM.xlsx | Inputs_endUseLoadShapes_PSE.xlsx | Inputs_Global_PSE.xlsx | Inputs_Product_C&I Curtailment-AutoDR.xlsx | PSE | 20 | Winter | Peak | 4 | C&I Curtailment-AutoDR | 2046 | Ramp rate as % of maximum achievable potential |  |  | 2020 | 2039 | 0.076 | 0.02 | 0.069 | 150000 | 20000
C&I Curtailment-AutoDR_PSE_Winter_9.19.2018_9.16.08 PM.xlsx | Inputs_endUseLoadShapes_PSE.xlsx | Inputs_Global_PSE.xlsx | Inputs_Product_C&I Curtailment-AutoDR.xlsx | PSE | 20 | Winter | Peak | 4 | C&I Curtailment-AutoDR | 2047 | Ramp rate as % of maximum achievable potential |  |  | 2020 | 2039 | 0.076 | 0.02 | 0.069 | 150000 | 20000
C&I Curtailment-AutoDR_PSE_Winter_9.19.2018_9.16.08 PM.xlsx | Inputs_endUseLoadShapes_PSE.xlsx | Inputs_Global_PSE.xlsx | Inputs_Product_C&I Curtailment-AutoDR.xlsx | PSE | 20 | Winter | Peak | 4 | C&I Curtailment-AutoDR | 2048 | Ramp rate as % of maximum achievable potential |  |  | 2020 | 2039 | 0.076 | 0.02 | 0.069 | 150000 | 20000
C&I Curtailment-AutoDR_PSE_Winter_9.19.2018_9.16.08 PM.xlsx | Inputs_endUseLoadShapes_PSE.xlsx | Inputs_Global_PSE.xlsx | Inputs_Product_C&I Curtailment-AutoDR.xlsx | PSE | 20 | Winter | Peak | 4 | C&I Curtailment-AutoDR | 2049 | Ramp rate as % of maximum achievable potential |  |  | 2020 | 2039 | 0.076 | 0.02 | 0.069 | 150000 | 20000
C&I Curtailment-AutoDR_PSE_Winter_9.26.2018_1.05.55 PM.xlsx | Inputs_endUseLoadShapes_PSE.xlsx | Inputs_Global_PSE.xlsx | Inputs_Product_C&I Curtailment-AutoDR.xlsx | PSE | 20 | Winter | Peak | 4 | C&I Curtailment-AutoDR | Eligible Sectors | Commercial; Industrial |  | Cadmus assumed that end users could use standby generators to curtail load, in line with PacifiCorp (2017)'s assumption. | 2020 | 2039 | 0.076 | 0.02 | 0.069 | 150000 | 20000
C&I Curtailment-AutoDR_PSE_Winter_9.26.2018_1.05.55 PM.xlsx | Inputs_endUseLoadShapes_PSE.xlsx | Inputs_Global_PSE.xlsx | Inputs_Product_C&I Curtailment-AutoDR.xlsx | PSE | 20 | Winter | Peak | 4 | C&I Curtailment-AutoDR | Eligible Segments | All segments except small office, medium office, small retail, and medium retail. |  |  | 2020 | 2039 | 0.076 | 0.02 | 0.069 | 150000 | 20000
C&I Curtailment-AutoDR_PSE_Winter_9.26.2018_1.05.55 PM.xlsx | Inputs_endUseLoadShapes_PSE.xlsx | Inputs_Global_PSE.xlsx | Inputs_Product_C&I Curtailment-AutoDR.xlsx | PSE | 20 | Winter | Peak | 4 | C&I Curtailment-AutoDR | Eligible End Uses | All end uses |  |  | 2020 | 2039 | 0.076 | 0.02 | 0.069 | 150000 | 20000
C&I Curtailment-AutoDR_PSE_Winter_9.26.2018_1.05.55 PM.xlsx | Inputs_endUseLoadShapes_PSE.xlsx | Inputs_Global_PSE.xlsx | Inputs_Product_C&I Curtailment-AutoDR.xlsx | PSE | 20 | Winter | Peak | 4 | C&I Curtailment-AutoDR | Other Eligibility Requirements | 100 kW or above |  | Eligible customer size ranges from 100kW (SDG&E 2017; PG&E 2017b) to 200kW (Cadmus' 2018 study for Snohomish County PUD; Freeman 2013). Cadmus used 100kW as the eligible customer size, consistent with PSE's 2015 potential study (Cadmus 2015). | 2020 | 2039 | 0.076 | 0.02 | 0.069 | 150000 | 20000
C&I Curtailment-AutoDR_PSE_Winter_9.26.2018_1.05.55 PM.xlsx | Inputs_endUseLoadShapes_PSE.xlsx | Inputs_Global_PSE.xlsx | Inputs_Product_C&I Curtailment-AutoDR.xlsx | PSE | 20 | Winter | Peak | 4 | C&I Curtailment-AutoDR | Setup Cost | $ | 150000 | 1 FTE. | 2020 | 2039 | 0.076 | 0.02 | 0.069 | 150000 | 20000
C&I Curtailment-AutoDR_PSE_Winter_9.26.2018_1.05.55 PM.xlsx | Inputs_endUseLoadShapes_PSE.xlsx | Inputs_Global_PSE.xlsx | Inputs_Product_C&I Curtailment-AutoDR.xlsx | PSE | 20 | Winter | Peak | 4 | C&I Curtailment-AutoDR | O&M Cost | $ per kW pledged per year | 60 | Cadmus' 2018 study for Snohomish Count PUD estimated $20/kW (utility) and $40/kW (vendor); Applied (2017) estimated $71/kW (utility + vendor); PSE (2012) and Cadmus (2015) estimated $80/kW (utility + vendor + incentive). Other benchmarked values were $27/kW from CPS' emergency option Frontier (2016) and $3/kW (Idaho Power 2015), which Cadmus assumes only included utility administrative costs. | 2020 | 2039 | 0.076 | 0.02 | 0.069 | 150000 | 20000
C&I Curtailment-AutoDR_PSE_Winter_9.26.2018_1.05.55 PM.xlsx | Inputs_endUseLoadShapes_PSE.xlsx | Inputs_Global_PSE.xlsx | Inputs_Product_C&I Curtailment-AutoDR.xlsx | PSE | 20 | Winter | Peak | 4 | C&I Curtailment-AutoDR | Equipment Cost | $ per new kW pledged | 310 | Using Potter (2017)'s AutoDR enablement cost for large commercial customers (>200 kW). | 2020 | 2039 | 0.076 | 0.02 | 0.069 | 150000 | 20000
C&I Curtailment-AutoDR_PSE_Winter_9.26.2018_1.05.55 PM.xlsx | Inputs_endUseLoadShapes_PSE.xlsx | Inputs_Global_PSE.xlsx | Inputs_Product_C&I Curtailment-AutoDR.xlsx | PSE | 20 | Winter | Peak | 4 | C&I Curtailment-AutoDR | Marketing Cost | $ per new kW pledged | 0 | Already included in vendor management costs: Cadmus' 2018 study for Snohomish Count PUD; PacifiCorp (2017); PSE (2012); Cadmus (2015). | 2020 | 2039 | 0.076 | 0.02 | 0.069 | 150000 | 20000
C&I Curtailment-AutoDR_PSE_Winter_9.26.2018_1.05.55 PM.xlsx | Inputs_endUseLoadShapes_PSE.xlsx | Inputs_Global_PSE.xlsx | Inputs_Product_C&I Curtailment-AutoDR.xlsx | PSE | 20 | Winter | Peak | 4 | C&I Curtailment-AutoDR | Incentives (annual) | $ per kW pledged per year | 20 | California utilities with statewide required program have incentives that range from $4 (SMUD ) to $12 (SDG&E). Incentives from non-California utilities ranged from $20/kW (e.g. Idaho Power 2015) to $35/kW (e.g.Cadmus' 2018 study for Snohomish Count PUD). | 2020 | 2039 | 0.076 | 0.02 | 0.069 | 150000 | 20000
C&I Curtailment-AutoDR_PSE_Winter_9.26.2018_1.05.55 PM.xlsx | Inputs_endUseLoadShapes_PSE.xlsx | Inputs_Global_PSE.xlsx | Inputs_Product_C&I Curtailment-AutoDR.xlsx | PSE | 20 | Winter | Peak | 4 | C&I Curtailment-AutoDR | Incentives (one time) | $ per new kW pledged | 0 | None in most benchmarked reports. | 2020 | 2039 | 0.076 | 0.02 | 0.069 | 150000 | 20000
C&I Curtailment-AutoDR_PSE_Winter_9.26.2018_1.05.55 PM.xlsx | Inputs_endUseLoadShapes_PSE.xlsx | Inputs_Global_PSE.xlsx | Inputs_Product_C&I Curtailment-AutoDR.xlsx | PSE | 20 | Winter | Peak | 4 | C&I Curtailment-AutoDR | Attrition | % of existing participants per year | 0 | N/A | 2020 | 2039 | 0.076 | 0.02 | 0.069 | 150000 | 20000
C&I Curtailment-AutoDR_PSE_Winter_9.26.2018_1.05.55 PM.xlsx | Inputs_endUseLoadShapes_PSE.xlsx | Inputs_Global_PSE.xlsx | Inputs_Product_C&I Curtailment-AutoDR.xlsx | PSE | 20 | Winter | Peak | 4 | C&I Curtailment-AutoDR | Population | Segment/end-use load | Estimated by model |  | 2020 | 2039 | 0.076 | 0.02 | 0.069 | 150000 | 20000
C&I Curtailment-AutoDR_PSE_Winter_9.26.2018_1.05.55 PM.xlsx | Inputs_endUseLoadShapes_PSE.xlsx | Inputs_Global_PSE.xlsx | Inputs_Product_C&I Curtailment-AutoDR.xlsx | PSE | 20 | Winter | Peak | 4 | C&I Curtailment-AutoDR | Eligibility | % of segment/end-use load | Varies by segment | The percentage of load represented by customers meeting the size requirement varies across segments. For this study, Cadmus uses PSE's 2015 potential study's segment-level eligibility percentages, which were calculated using PSE customer demand data (Cadmus 2015). | 2020 | 2039 | 0.076 | 0.02 | 0.069 | 150000 | 20000
C&I Curtailment-AutoDR_PSE_Winter_9.26.2018_1.05.55 PM.xlsx | Inputs_endUseLoadShapes_PSE.xlsx | Inputs_Global_PSE.xlsx | Inputs_Product_C&I Curtailment-AutoDR.xlsx | PSE | 20 | Winter | Peak | 4 | C&I Curtailment-AutoDR | Peak Load Impact | % of eligible segment/end-use load | 0.25 | In the Northwest, load reduction estimates range from 20% (Idaho Power 2015) to 30% (Cadmus 2015). The BPA (2012) C&I Pilot demonstrated an average reduction of 23%. In the 2015 statewide evaluation, California utilities reported higher load reduction: PG&E: 84%; SCE: 80%; SDG&E: 54% (Christensen 2016). | 2020 | 2039 | 0.076 | 0.02 | 0.069 | 150000 | 20000
C&I Curtailment-AutoDR_PSE_Winter_9.26.2018_1.05.55 PM.xlsx | Inputs_endUseLoadShapes_PSE.xlsx | Inputs_Global_PSE.xlsx | Inputs_Product_C&I Curtailment-AutoDR.xlsx | PSE | 20 | Winter | Peak | 4 | C&I Curtailment-AutoDR | Program Participation | % of eligible segment/end-use load | 0.125 | PG&E (2017b)'s annual report showed 2.1% of program participation. However, results from Northwest potential assessments are generally around 20% (Cadmus' 2018 study for Snohomish County PUD; Applied 2017). Assume half of eligible participants would participate in the Manual option while the other half would participate in the AutoDR option. | 2020 | 2039 | 0.076 | 0.02 | 0.069 | 150000 | 20000
C&I Curtailment-AutoDR_PSE_Winter_9.26.2018_1.05.55 PM.xlsx | Inputs_endUseLoadShapes_PSE.xlsx | Inputs_Global_PSE.xlsx | Inputs_Product_C&I Curtailment-AutoDR.xlsx | PSE | 20 | Winter | Peak | 4 | C&I Curtailment-AutoDR | Event Participation | % | 0.975 | Assume higher than the manual curtailment scenario. | 2020 | 2039 | 0.076 | 0.02 | 0.069 | 150000 | 20000
C&I Curtailment-AutoDR_PSE_Winter_9.26.2018_1.05.55 PM.xlsx | Inputs_endUseLoadShapes_PSE.xlsx | Inputs_Global_PSE.xlsx | Inputs_Product_C&I Curtailment-AutoDR.xlsx | PSE | 20 | Winter | Peak | 4 | C&I Curtailment-AutoDR | Ramp Period | Number of years to reach maximum achievable potential | 7 |  | 2020 | 2039 | 0.076 | 0.02 | 0.069 | 150000 | 20000
C&I Curtailment-AutoDR_PSE_Winter_9.26.2018_1.05.55 PM.xlsx | Inputs_endUseLoadShapes_PSE.xlsx | Inputs_Global_PSE.xlsx | Inputs_Product_C&I Curtailment-AutoDR.xlsx | PSE | 20 | Winter | Peak | 4 | C&I Curtailment-AutoDR | 2020 | Ramp rate as % of maximum achievable potential | 0 |  | 2020 | 2039 | 0.076 | 0.02 | 0.069 | 150000 | 20000
C&I Curtailment-AutoDR_PSE_Winter_9.26.2018_1.05.55 PM.xlsx | Inputs_endUseLoadShapes_PSE.xlsx | Inputs_Global_PSE.xlsx | Inputs_Product_C&I Curtailment-AutoDR.xlsx | PSE | 20 | Winter | Peak | 4 | C&I Curtailment-AutoDR | 2021 | Ramp rate as % of maximum achievable potential | 0.1 |  | 2020 | 2039 | 0.076 | 0.02 | 0.069 | 150000 | 20000
C&I Curtailment-AutoDR_PSE_Winter_9.26.2018_1.05.55 PM.xlsx | Inputs_endUseLoadShapes_PSE.xlsx | Inputs_Global_PSE.xlsx | Inputs_Product_C&I Curtailment-AutoDR.xlsx | PSE | 20 | Winter | Peak | 4 | C&I Curtailment-AutoDR | 2022 | Ramp rate as % of maximum achievable potential | 0.2 |  | 2020 | 2039 | 0.076 | 0.02 | 0.069 | 150000 | 20000
C&I Curtailment-AutoDR_PSE_Winter_9.26.2018_1.05.55 PM.xlsx | Inputs_endUseLoadShapes_PSE.xlsx | Inputs_Global_PSE.xlsx | Inputs_Product_C&I Curtailment-AutoDR.xlsx | PSE | 20 | Winter | Peak | 4 | C&I Curtailment-AutoDR | 2023 | Ramp rate as % of maximum achievable potential | 0.4 |  | 2020 | 2039 | 0.076 | 0.02 | 0.069 | 150000 | 20000
C&I Curtailment-AutoDR_PSE_Winter_9.26.2018_1.05.55 PM.xlsx | Inputs_endUseLoadShapes_PSE.xlsx | Inputs_Global_PSE.xlsx | Inputs_Product_C&I Curtailment-AutoDR.xlsx | PSE | 20 | Winter | Peak | 4 | C&I Curtailment-AutoDR | 2024 | Ramp rate as % of maximum achievable potential | 0.6 |  | 2020 | 2039 | 0.076 | 0.02 | 0.069 | 150000 | 20000
C&I Curtailment-AutoDR_PSE_Winter_9.26.2018_1.05.55 PM.xlsx | Inputs_endUseLoadShapes_PSE.xlsx | Inputs_Global_PSE.xlsx | Inputs_Product_C&I Curtailment-AutoDR.xlsx | PSE | 20 | Winter | Peak | 4 | C&I Curtailment-AutoDR | 2025 | Ramp rate as % of maximum achievable potential | 0.8 |  | 2020 | 2039 | 0.076 | 0.02 | 0.069 | 150000 | 20000
C&I Curtailment-AutoDR_PSE_Winter_9.26.2018_1.05.55 PM.xlsx | Inputs_endUseLoadShapes_PSE.xlsx | Inputs_Global_PSE.xlsx | Inputs_Product_C&I Curtailment-AutoDR.xlsx | PSE | 20 | Winter | Peak | 4 | C&I Curtailment-AutoDR | 2026 | Ramp rate as % of maximum achievable potential | 1 |  | 2020 | 2039 | 0.076 | 0.02 | 0.069 | 150000 | 20000
C&I Curtailment-AutoDR_PSE_Winter_9.26.2018_1.05.55 PM.xlsx | Inputs_endUseLoadShapes_PSE.xlsx | Inputs_Global_PSE.xlsx | Inputs_Product_C&I Curtailment-AutoDR.xlsx | PSE | 20 | Winter | Peak | 4 | C&I Curtailment-AutoDR | 2027 | Ramp rate as % of maximum achievable potential | 1 |  | 2020 | 2039 | 0.076 | 0.02 | 0.069 | 150000 | 20000
C&I Curtailment-AutoDR_PSE_Winter_9.26.2018_1.05.55 PM.xlsx | Inputs_endUseLoadShapes_PSE.xlsx | Inputs_Global_PSE.xlsx | Inputs_Product_C&I Curtailment-AutoDR.xlsx | PSE | 20 | Winter | Peak | 4 | C&I Curtailment-AutoDR | 2028 | Ramp rate as % of maximum achievable potential | 1 |  | 2020 | 2039 | 0.076 | 0.02 | 0.069 | 150000 | 20000
C&I Curtailment-AutoDR_PSE_Winter_9.26.2018_1.05.55 PM.xlsx | Inputs_endUseLoadShapes_PSE.xlsx | Inputs_Global_PSE.xlsx | Inputs_Product_C&I Curtailment-AutoDR.xlsx | PSE | 20 | Winter | Peak | 4 | C&I Curtailment-AutoDR | 2029 | Ramp rate as % of maximum achievable potential | 1 |  | 2020 | 2039 | 0.076 | 0.02 | 0.069 | 150000 | 20000
C&I Curtailment-AutoDR_PSE_Winter_9.26.2018_1.05.55 PM.xlsx | Inputs_endUseLoadShapes_PSE.xlsx | Inputs_Global_PSE.xlsx | Inputs_Product_C&I Curtailment-AutoDR.xlsx | PSE | 20 | Winter | Peak | 4 | C&I Curtailment-AutoDR | 2030 | Ramp rate as % of maximum achievable potential | 1 |  | 2020 | 2039 | 0.076 | 0.02 | 0.069 | 150000 | 20000
C&I Curtailment-AutoDR_PSE_Winter_9.26.2018_1.05.55 PM.xlsx | Inputs_endUseLoadShapes_PSE.xlsx | Inputs_Global_PSE.xlsx | Inputs_Product_C&I Curtailment-AutoDR.xlsx | PSE | 20 | Winter | Peak | 4 | C&I Curtailment-AutoDR | 2031 | Ramp rate as % of maximum achievable potential | 1 |  | 2020 | 2039 | 0.076 | 0.02 | 0.069 | 150000 | 20000
C&I Curtailment-AutoDR_PSE_Winter_9.26.2018_1.05.55 PM.xlsx | Inputs_endUseLoadShapes_PSE.xlsx | Inputs_Global_PSE.xlsx | Inputs_Product_C&I Curtailment-AutoDR.xlsx | PSE | 20 | Winter | Peak | 4 | C&I Curtailment-AutoDR | 2032 | Ramp rate as % of maximum achievable potential | 1 |  | 2020 | 2039 | 0.076 | 0.02 | 0.069 | 150000 | 20000
C&I Curtailment-AutoDR_PSE_Winter_9.26.2018_1.05.55 PM.xlsx | Inputs_endUseLoadShapes_PSE.xlsx | Inputs_Global_PSE.xlsx | Inputs_Product_C&I Curtailment-AutoDR.xlsx | PSE | 20 | Winter | Peak | 4 | C&I Curtailment-AutoDR | 2033 | Ramp rate as % of maximum achievable potential | 1 |  | 2020 | 2039 | 0.076 | 0.02 | 0.069 | 150000 | 20000
C&I Curtailment-AutoDR_PSE_Winter_9.26.2018_1.05.55 PM.xlsx | Inputs_endUseLoadShapes_PSE.xlsx | Inputs_Global_PSE.xlsx | Inputs_Product_C&I Curtailment-AutoDR.xlsx | PSE | 20 | Winter | Peak | 4 | C&I Curtailment-AutoDR | 2034 | Ramp rate as % of maximum achievable potential | 1 |  | 2020 | 2039 | 0.076 | 0.02 | 0.069 | 150000 | 20000
C&I Curtailment-AutoDR_PSE_Winter_9.26.2018_1.05.55 PM.xlsx | Inputs_endUseLoadShapes_PSE.xlsx | Inputs_Global_PSE.xlsx | Inputs_Product_C&I Curtailment-AutoDR.xlsx | PSE | 20 | Winter | Peak | 4 | C&I Curtailment-AutoDR | 2035 | Ramp rate as % of maximum achievable potential | 1 |  | 2020 | 2039 | 0.076 | 0.02 | 0.069 | 150000 | 20000
C&I Curtailment-AutoDR_PSE_Winter_9.26.2018_1.05.55 PM.xlsx | Inputs_endUseLoadShapes_PSE.xlsx | Inputs_Global_PSE.xlsx | Inputs_Product_C&I Curtailment-AutoDR.xlsx | PSE | 20 | Winter | Peak | 4 | C&I Curtailment-AutoDR | 2036 | Ramp rate as % of maximum achievable potential | 1 |  | 2020 | 2039 | 0.076 | 0.02 | 0.069 | 150000 | 20000
C&I Curtailment-AutoDR_PSE_Winter_9.26.2018_1.05.55 PM.xlsx | Inputs_endUseLoadShapes_PSE.xlsx | Inputs_Global_PSE.xlsx | Inputs_Product_C&I Curtailment-AutoDR.xlsx | PSE | 20 | Winter | Peak | 4 | C&I Curtailment-AutoDR | 2037 | Ramp rate as % of maximum achievable potential | 1 |  | 2020 | 2039 | 0.076 | 0.02 | 0.069 | 150000 | 20000
C&I Curtailment-AutoDR_PSE_Winter_9.26.2018_1.05.55 PM.xlsx | Inputs_endUseLoadShapes_PSE.xlsx | Inputs_Global_PSE.xlsx | Inputs_Product_C&I Curtailment-AutoDR.xlsx | PSE | 20 | Winter | Peak | 4 | C&I Curtailment-AutoDR | 2038 | Ramp rate as % of maximum achievable potential | 1 |  | 2020 | 2039 | 0.076 | 0.02 | 0.069 | 150000 | 20000
C&I Curtailment-AutoDR_PSE_Winter_9.26.2018_1.05.55 PM.xlsx | Inputs_endUseLoadShapes_PSE.xlsx | Inputs_Global_PSE.xlsx | Inputs_Product_C&I Curtailment-AutoDR.xlsx | PSE | 20 | Winter | Peak | 4 | C&I Curtailment-AutoDR | 2039 | Ramp rate as % of maximum achievable potential | 1 |  | 2020 | 2039 | 0.076 | 0.02 | 0.069 | 150000 | 20000
C&I Curtailment-AutoDR_PSE_Winter_9.26.2018_1.05.55 PM.xlsx | Inputs_endUseLoadShapes_PSE.xlsx | Inputs_Global_PSE.xlsx | Inputs_Product_C&I Curtailment-AutoDR.xlsx | PSE | 20 | Winter | Peak | 4 | C&I Curtailment-AutoDR | 2040 | Ramp rate as % of maximum achievable potential |  |  | 2020 | 2039 | 0.076 | 0.02 | 0.069 | 150000 | 20000
C&I Curtailment-AutoDR_PSE_Winter_9.26.2018_1.05.55 PM.xlsx | Inputs_endUseLoadShapes_PSE.xlsx | Inputs_Global_PSE.xlsx | Inputs_Product_C&I Curtailment-AutoDR.xlsx | PSE | 20 | Winter | Peak | 4 | C&I Curtailment-AutoDR | 2041 | Ramp rate as % of maximum achievable potential |  |  | 2020 | 2039 | 0.076 | 0.02 | 0.069 | 150000 | 20000
C&I Curtailment-AutoDR_PSE_Winter_9.26.2018_1.05.55 PM.xlsx | Inputs_endUseLoadShapes_PSE.xlsx | Inputs_Global_PSE.xlsx | Inputs_Product_C&I Curtailment-AutoDR.xlsx | PSE | 20 | Winter | Peak | 4 | C&I Curtailment-AutoDR | 2042 | Ramp rate as % of maximum achievable potential |  |  | 2020 | 2039 | 0.076 | 0.02 | 0.069 | 150000 | 20000
C&I Curtailment-AutoDR_PSE_Winter_9.26.2018_1.05.55 PM.xlsx | Inputs_endUseLoadShapes_PSE.xlsx | Inputs_Global_PSE.xlsx | Inputs_Product_C&I Curtailment-AutoDR.xlsx | PSE | 20 | Winter | Peak | 4 | C&I Curtailment-AutoDR | 2043 | Ramp rate as % of maximum achievable potential |  |  | 2020 | 2039 | 0.076 | 0.02 | 0.069 | 150000 | 20000
C&I Curtailment-AutoDR_PSE_Winter_9.26.2018_1.05.55 PM.xlsx | Inputs_endUseLoadShapes_PSE.xlsx | Inputs_Global_PSE.xlsx | Inputs_Product_C&I Curtailment-AutoDR.xlsx | PSE | 20 | Winter | Peak | 4 | C&I Curtailment-AutoDR | 2044 | Ramp rate as % of maximum achievable potential |  |  | 2020 | 2039 | 0.076 | 0.02 | 0.069 | 150000 | 20000
C&I Curtailment-AutoDR_PSE_Winter_9.26.2018_1.05.55 PM.xlsx | Inputs_endUseLoadShapes_PSE.xlsx | Inputs_Global_PSE.xlsx | Inputs_Product_C&I Curtailment-AutoDR.xlsx | PSE | 20 | Winter | Peak | 4 | C&I Curtailment-AutoDR | 2045 | Ramp rate as % of maximum achievable potential |  |  | 2020 | 2039 | 0.076 | 0.02 | 0.069 | 150000 | 20000
C&I Curtailment-AutoDR_PSE_Winter_9.26.2018_1.05.55 PM.xlsx | Inputs_endUseLoadShapes_PSE.xlsx | Inputs_Global_PSE.xlsx | Inputs_Product_C&I Curtailment-AutoDR.xlsx | PSE | 20 | Winter | Peak | 4 | C&I Curtailment-AutoDR | 2046 | Ramp rate as % of maximum achievable potential |  |  | 2020 | 2039 | 0.076 | 0.02 | 0.069 | 150000 | 20000
C&I Curtailment-AutoDR_PSE_Winter_9.26.2018_1.05.55 PM.xlsx | Inputs_endUseLoadShapes_PSE.xlsx | Inputs_Global_PSE.xlsx | Inputs_Product_C&I Curtailment-AutoDR.xlsx | PSE | 20 | Winter | Peak | 4 | C&I Curtailment-AutoDR | 2047 | Ramp rate as % of maximum achievable potential |  |  | 2020 | 2039 | 0.076 | 0.02 | 0.069 | 150000 | 20000
C&I Curtailment-AutoDR_PSE_Winter_9.26.2018_1.05.55 PM.xlsx | Inputs_endUseLoadShapes_PSE.xlsx | Inputs_Global_PSE.xlsx | Inputs_Product_C&I Curtailment-AutoDR.xlsx | PSE | 20 | Winter | Peak | 4 | C&I Curtailment-AutoDR | 2048 | Ramp rate as % of maximum achievable potential |  |  | 2020 | 2039 | 0.076 | 0.02 | 0.069 | 150000 | 20000
C&I Curtailment-AutoDR_PSE_Winter_9.26.2018_1.05.55 PM.xlsx | Inputs_endUseLoadShapes_PSE.xlsx | Inputs_Global_PSE.xlsx | Inputs_Product_C&I Curtailment-AutoDR.xlsx | PSE | 20 | Winter | Peak | 4 | C&I Curtailment-AutoDR | 2049 | Ramp rate as % of maximum achievable potential |  |  | 2020 | 2039 | 0.076 | 0.02 | 0.069 | 150000 | 20000
C&I Curtailment-Manual_PSE_Winter_9.19.2018_9.10.01 PM.xlsx | Inputs_endUseLoadShapes_PSE.xlsx | Inputs_Global_PSE.xlsx | Inputs_Product_C&I Curtailment-Manual.xlsx | PSE | 20 | Winter | Peak | 4 | C&I Curtailment-Manual | Eligible Sectors | Commercial; Industrial |  | Cadmus assumed that end users could use standby generators to curtail load, in line with PacifiCorp (2017)'s assumption. | 2020 | 2039 | 0.076 | 0.02 | 0.069 | 150000 | 20000
C&I Curtailment-Manual_PSE_Winter_9.19.2018_9.10.01 PM.xlsx | Inputs_endUseLoadShapes_PSE.xlsx | Inputs_Global_PSE.xlsx | Inputs_Product_C&I Curtailment-Manual.xlsx | PSE | 20 | Winter | Peak | 4 | C&I Curtailment-Manual | Eligible Segments | All segments except small office, medium office, small retail, and medium retail. |  |  | 2020 | 2039 | 0.076 | 0.02 | 0.069 | 150000 | 20000
C&I Curtailment-Manual_PSE_Winter_9.19.2018_9.10.01 PM.xlsx | Inputs_endUseLoadShapes_PSE.xlsx | Inputs_Global_PSE.xlsx | Inputs_Product_C&I Curtailment-Manual.xlsx | PSE | 20 | Winter | Peak | 4 | C&I Curtailment-Manual | Eligible End Uses | All end uses |  |  | 2020 | 2039 | 0.076 | 0.02 | 0.069 | 150000 | 20000
C&I Curtailment-Manual_PSE_Winter_9.19.2018_9.10.01 PM.xlsx | Inputs_endUseLoadShapes_PSE.xlsx | Inputs_Global_PSE.xlsx | Inputs_Product_C&I Curtailment-Manual.xlsx | PSE | 20 | Winter | Peak | 4 | C&I Curtailment-Manual | Other Eligibility Requirements | 100 kW or above |  | Eligible customer size ranges from 100kW (SDG&E 2017; PG&E 2017b) to 200kW (Cadmus' 2018 study for Snohomish County PUD; Freeman 2013). Cadmus used 100kW as the eligible customer size, consistent with PSE's 2015 potential study (Cadmus 2015). | 2020 | 2039 | 0.076 | 0.02 | 0.069 | 150000 | 20000
C&I Curtailment-Manual_PSE_Winter_9.19.2018_9.10.01 PM.xlsx | Inputs_endUseLoadShapes_PSE.xlsx | Inputs_Global_PSE.xlsx | Inputs_Product_C&I Curtailment-Manual.xlsx | PSE | 20 | Winter | Peak | 4 | C&I Curtailment-Manual | Setup Cost | $ | 150000 | 1 FTE. | 2020 | 2039 | 0.076 | 0.02 | 0.069 | 150000 | 20000
C&I Curtailment-Manual_PSE_Winter_9.19.2018_9.10.01 PM.xlsx | Inputs_endUseLoadShapes_PSE.xlsx | Inputs_Global_PSE.xlsx | Inputs_Product_C&I Curtailment-Manual.xlsx | PSE | 20 | Winter | Peak | 4 | C&I Curtailment-Manual | O&M Cost | $ per kW pledged per year | 60 | Cadmus' 2018 study for Snohomish Count PUD estimated $20/kW (utility) and $40/kW (vendor); Applied (2017) estimated $71/kW (utility + vendor); PSE (2012) and Cadmus (2015) estimated $80/kW (utility + vendor + incentive). Other benchmarked values were $27/kW from CPS' emergency option Frontier (2016) and $3/kW (Idaho Power 2015), which Cadmus assumes only included utility administrative costs. | 2020 | 2039 | 0.076 | 0.02 | 0.069 | 150000 | 20000
C&I Curtailment-Manual_PSE_Winter_9.19.2018_9.10.01 PM.xlsx | Inputs_endUseLoadShapes_PSE.xlsx | Inputs_Global_PSE.xlsx | Inputs_Product_C&I Curtailment-Manual.xlsx | PSE | 20 | Winter | Peak | 4 | C&I Curtailment-Manual | Equipment Cost | $ per new kW pledged | 0 | Cadmus assumes that end users have the necessary equipment to participate. | 2020 | 2039 | 0.076 | 0.02 | 0.069 | 150000 | 20000
C&I Curtailment-Manual_PSE_Winter_9.19.2018_9.10.01 PM.xlsx | Inputs_endUseLoadShapes_PSE.xlsx | Inputs_Global_PSE.xlsx | Inputs_Product_C&I Curtailment-Manual.xlsx | PSE | 20 | Winter | Peak | 4 | C&I Curtailment-Manual | Marketing Cost | $ per new kW pledged | 0 | Already included in vendor management costs: Cadmus' 2018 study for Snohomish Count PUD; PacifiCorp (2017); PSE (2012); Cadmus (2015). | 2020 | 2039 | 0.076 | 0.02 | 0.069 | 150000 | 20000
C&I Curtailment-Manual_PSE_Winter_9.19.2018_9.10.01 PM.xlsx | Inputs_endUseLoadShapes_PSE.xlsx | Inputs_Global_PSE.xlsx | Inputs_Product_C&I Curtailment-Manual.xlsx | PSE | 20 | Winter | Peak | 4 | C&I Curtailment-Manual | Incentives (annual) | $ per kW pledged per year | 20 | California utilities with statewide required program have incentives that range from $4 (SMUD ) to $12 (SDG&E). Incentives from non-California utilities ranged from $20/kW (e.g. Idaho Power 2015) to $35/kW (e.g.Cadmus' 2018 study for Snohomish Count PUD). | 2020 | 2039 | 0.076 | 0.02 | 0.069 | 150000 | 20000
C&I Curtailment-Manual_PSE_Winter_9.19.2018_9.10.01 PM.xlsx | Inputs_endUseLoadShapes_PSE.xlsx | Inputs_Global_PSE.xlsx | Inputs_Product_C&I Curtailment-Manual.xlsx | PSE | 20 | Winter | Peak | 4 | C&I Curtailment-Manual | Incentives (one time) | $ per new kW pledged | 0 | None in most benchmarked reports. | 2020 | 2039 | 0.076 | 0.02 | 0.069 | 150000 | 20000
C&I Curtailment-Manual_PSE_Winter_9.19.2018_9.10.01 PM.xlsx | Inputs_endUseLoadShapes_PSE.xlsx | Inputs_Global_PSE.xlsx | Inputs_Product_C&I Curtailment-Manual.xlsx | PSE | 20 | Winter | Peak | 4 | C&I Curtailment-Manual | Attrition | % of existing participants per year | 0 | N/A | 2020 | 2039 | 0.076 | 0.02 | 0.069 | 150000 | 20000
C&I Curtailment-Manual_PSE_Winter_9.19.2018_9.10.01 PM.xlsx | Inputs_endUseLoadShapes_PSE.xlsx | Inputs_Global_PSE.xlsx | Inputs_Product_C&I Curtailment-Manual.xlsx | PSE | 20 | Winter | Peak | 4 | C&I Curtailment-Manual | Population | Segment/end-use load | Estimated by model |  | 2020 | 2039 | 0.076 | 0.02 | 0.069 | 150000 | 20000
C&I Curtailment-Manual_PSE_Winter_9.19.2018_9.10.01 PM.xlsx | Inputs_endUseLoadShapes_PSE.xlsx | Inputs_Global_PSE.xlsx | Inputs_Product_C&I Curtailment-Manual.xlsx | PSE | 20 | Winter | Peak | 4 | C&I Curtailment-Manual | Eligibility | % of segment/end-use load | Varies by segment | The percentage of load represented by customers meeting the size requirement varies across segments. For this study, Cadmus uses PSE's 2015 potential study's segment-level eligibility percentages, which were calculated using PSE customer demand data (Cadmus 2015). | 2020 | 2039 | 0.076 | 0.02 | 0.069 | 150000 | 20000
C&I Curtailment-Manual_PSE_Winter_9.19.2018_9.10.01 PM.xlsx | Inputs_endUseLoadShapes_PSE.xlsx | Inputs_Global_PSE.xlsx | Inputs_Product_C&I Curtailment-Manual.xlsx | PSE | 20 | Winter | Peak | 4 | C&I Curtailment-Manual | Peak Load Impact | % of eligible segment/end-use load | 0.25 | In the Northwest, load reduction estimates range from 20% (Idaho Power 2015) to 30% (Cadmus 2015). The BPA (2012) C&I Pilot demonstrated an average reduction of 23%. In the 2015 statewide evaluation, California utilities reported higher load reduction: PG&E: 84%; SCE: 80%; SDG&E: 54% (Christensen 2016). | 2020 | 2039 | 0.076 | 0.02 | 0.069 | 150000 | 20000
C&I Curtailment-Manual_PSE_Winter_9.19.2018_9.10.01 PM.xlsx | Inputs_endUseLoadShapes_PSE.xlsx | Inputs_Global_PSE.xlsx | Inputs_Product_C&I Curtailment-Manual.xlsx | PSE | 20 | Winter | Peak | 4 | C&I Curtailment-Manual | Program Participation | % of eligible segment/end-use load | 0.25 | PG&E (2017b)'s annual report showed 2.1% of program participation. However, results from Northwest potential assessments are generally around 20% (Cadmus' 2018 study for Snohomish County PUD; Applied 2017). | 2020 | 2039 | 0.076 | 0.02 | 0.069 | 150000 | 20000
C&I Curtailment-Manual_PSE_Winter_9.19.2018_9.10.01 PM.xlsx | Inputs_endUseLoadShapes_PSE.xlsx | Inputs_Global_PSE.xlsx | Inputs_Product_C&I Curtailment-Manual.xlsx | PSE | 20 | Winter | Peak | 4 | C&I Curtailment-Manual | Event Participation | % | 0.95 | Benchmarked event participation rates range from 52% (average rate from the 2012 BPA C&I DR Pilot) to 95% (Cadmus 2015; Energy Northwest Demo 2016; Cadmus' 2018 study for Snohomish County PUD). | 2020 | 2039 | 0.076 | 0.02 | 0.069 | 150000 | 20000
C&I Curtailment-Manual_PSE_Winter_9.19.2018_9.10.01 PM.xlsx | Inputs_endUseLoadShapes_PSE.xlsx | Inputs_Global_PSE.xlsx | Inputs_Product_C&I Curtailment-Manual.xlsx | PSE | 20 | Winter | Peak | 4 | C&I Curtailment-Manual | Ramp Period | Number of years to reach maximum achievable potential | 7 |  | 2020 | 2039 | 0.076 | 0.02 | 0.069 | 150000 | 20000
C&I Curtailment-Manual_PSE_Winter_9.19.2018_9.10.01 PM.xlsx | Inputs_endUseLoadShapes_PSE.xlsx | Inputs_Global_PSE.xlsx | Inputs_Product_C&I Curtailment-Manual.xlsx | PSE | 20 | Winter | Peak | 4 | C&I Curtailment-Manual | 2020 | Ramp rate as % of maximum achievable potential | 0 |  | 2020 | 2039 | 0.076 | 0.02 | 0.069 | 150000 | 20000
C&I Curtailment-Manual_PSE_Winter_9.19.2018_9.10.01 PM.xlsx | Inputs_endUseLoadShapes_PSE.xlsx | Inputs_Global_PSE.xlsx | Inputs_Product_C&I Curtailment-Manual.xlsx | PSE | 20 | Winter | Peak | 4 | C&I Curtailment-Manual | 2021 | Ramp rate as % of maximum achievable potential | 0.1 |  | 2020 | 2039 | 0.076 | 0.02 | 0.069 | 150000 | 20000
C&I Curtailment-Manual_PSE_Winter_9.19.2018_9.10.01 PM.xlsx | Inputs_endUseLoadShapes_PSE.xlsx | Inputs_Global_PSE.xlsx | Inputs_Product_C&I Curtailment-Manual.xlsx | PSE | 20 | Winter | Peak | 4 | C&I Curtailment-Manual | 2022 | Ramp rate as % of maximum achievable potential | 0.2 |  | 2020 | 2039 | 0.076 | 0.02 | 0.069 | 150000 | 20000
C&I Curtailment-Manual_PSE_Winter_9.19.2018_9.10.01 PM.xlsx | Inputs_endUseLoadShapes_PSE.xlsx | Inputs_Global_PSE.xlsx | Inputs_Product_C&I Curtailment-Manual.xlsx | PSE | 20 | Winter | Peak | 4 | C&I Curtailment-Manual | 2023 | Ramp rate as % of maximum achievable potential | 0.4 |  | 2020 | 2039 | 0.076 | 0.02 | 0.069 | 150000 | 20000
C&I Curtailment-Manual_PSE_Winter_9.19.2018_9.10.01 PM.xlsx | Inputs_endUseLoadShapes_PSE.xlsx | Inputs_Global_PSE.xlsx | Inputs_Product_C&I Curtailment-Manual.xlsx | PSE | 20 | Winter | Peak | 4 | C&I Curtailment-Manual | 2024 | Ramp rate as % of maximum achievable potential | 0.6 |  | 2020 | 2039 | 0.076 | 0.02 | 0.069 | 150000 | 20000
C&I Curtailment-Manual_PSE_Winter_9.19.2018_9.10.01 PM.xlsx | Inputs_endUseLoadShapes_PSE.xlsx | Inputs_Global_PSE.xlsx | Inputs_Product_C&I Curtailment-Manual.xlsx | PSE | 20 | Winter | Peak | 4 | C&I Curtailment-Manual | 2025 | Ramp rate as % of maximum achievable potential | 0.8 |  | 2020 | 2039 | 0.076 | 0.02 | 0.069 | 150000 | 20000
C&I Curtailment-Manual_PSE_Winter_9.19.2018_9.10.01 PM.xlsx | Inputs_endUseLoadShapes_PSE.xlsx | Inputs_Global_PSE.xlsx | Inputs_Product_C&I Curtailment-Manual.xlsx | PSE | 20 | Winter | Peak | 4 | C&I Curtailment-Manual | 2026 | Ramp rate as % of maximum achievable potential | 1 |  | 2020 | 2039 | 0.076 | 0.02 | 0.069 | 150000 | 20000
C&I Curtailment-Manual_PSE_Winter_9.19.2018_9.10.01 PM.xlsx | Inputs_endUseLoadShapes_PSE.xlsx | Inputs_Global_PSE.xlsx | Inputs_Product_C&I Curtailment-Manual.xlsx | PSE | 20 | Winter | Peak | 4 | C&I Curtailment-Manual | 2027 | Ramp rate as % of maximum achievable potential | 1 |  | 2020 | 2039 | 0.076 | 0.02 | 0.069 | 150000 | 20000
C&I Curtailment-Manual_PSE_Winter_9.19.2018_9.10.01 PM.xlsx | Inputs_endUseLoadShapes_PSE.xlsx | Inputs_Global_PSE.xlsx | Inputs_Product_C&I Curtailment-Manual.xlsx | PSE | 20 | Winter | Peak | 4 | C&I Curtailment-Manual | 2028 | Ramp rate as % of maximum achievable potential | 1 |  | 2020 | 2039 | 0.076 | 0.02 | 0.069 | 150000 | 20000
C&I Curtailment-Manual_PSE_Winter_9.19.2018_9.10.01 PM.xlsx | Inputs_endUseLoadShapes_PSE.xlsx | Inputs_Global_PSE.xlsx | Inputs_Product_C&I Curtailment-Manual.xlsx | PSE | 20 | Winter | Peak | 4 | C&I Curtailment-Manual | 2029 | Ramp rate as % of maximum achievable potential | 1 |  | 2020 | 2039 | 0.076 | 0.02 | 0.069 | 150000 | 20000
C&I Curtailment-Manual_PSE_Winter_9.19.2018_9.10.01 PM.xlsx | Inputs_endUseLoadShapes_PSE.xlsx | Inputs_Global_PSE.xlsx | Inputs_Product_C&I Curtailment-Manual.xlsx | PSE | 20 | Winter | Peak | 4 | C&I Curtailment-Manual | 2030 | Ramp rate as % of maximum achievable potential | 1 |  | 2020 | 2039 | 0.076 | 0.02 | 0.069 | 150000 | 20000
C&I Curtailment-Manual_PSE_Winter_9.19.2018_9.10.01 PM.xlsx | Inputs_endUseLoadShapes_PSE.xlsx | Inputs_Global_PSE.xlsx | Inputs_Product_C&I Curtailment-Manual.xlsx | PSE | 20 | Winter | Peak | 4 | C&I Curtailment-Manual | 2031 | Ramp rate as % of maximum achievable potential | 1 |  | 2020 | 2039 | 0.076 | 0.02 | 0.069 | 150000 | 20000
C&I Curtailment-Manual_PSE_Winter_9.19.2018_9.10.01 PM.xlsx | Inputs_endUseLoadShapes_PSE.xlsx | Inputs_Global_PSE.xlsx | Inputs_Product_C&I Curtailment-Manual.xlsx | PSE | 20 | Winter | Peak | 4 | C&I Curtailment-Manual | 2032 | Ramp rate as % of maximum achievable potential | 1 |  | 2020 | 2039 | 0.076 | 0.02 | 0.069 | 150000 | 20000
C&I Curtailment-Manual_PSE_Winter_9.19.2018_9.10.01 PM.xlsx | Inputs_endUseLoadShapes_PSE.xlsx | Inputs_Global_PSE.xlsx | Inputs_Product_C&I Curtailment-Manual.xlsx | PSE | 20 | Winter | Peak | 4 | C&I Curtailment-Manual | 2033 | Ramp rate as % of maximum achievable potential | 1 |  | 2020 | 2039 | 0.076 | 0.02 | 0.069 | 150000 | 20000
C&I Curtailment-Manual_PSE_Winter_9.19.2018_9.10.01 PM.xlsx | Inputs_endUseLoadShapes_PSE.xlsx | Inputs_Global_PSE.xlsx | Inputs_Product_C&I Curtailment-Manual.xlsx | PSE | 20 | Winter | Peak | 4 | C&I Curtailment-Manual | 2034 | Ramp rate as % of maximum achievable potential | 1 |  | 2020 | 2039 | 0.076 | 0.02 | 0.069 | 150000 | 20000
C&I Curtailment-Manual_PSE_Winter_9.19.2018_9.10.01 PM.xlsx | Inputs_endUseLoadShapes_PSE.xlsx | Inputs_Global_PSE.xlsx | Inputs_Product_C&I Curtailment-Manual.xlsx | PSE | 20 | Winter | Peak | 4 | C&I Curtailment-Manual | 2035 | Ramp rate as % of maximum achievable potential | 1 |  | 2020 | 2039 | 0.076 | 0.02 | 0.069 | 150000 | 20000
C&I Curtailment-Manual_PSE_Winter_9.19.2018_9.10.01 PM.xlsx | Inputs_endUseLoadShapes_PSE.xlsx | Inputs_Global_PSE.xlsx | Inputs_Product_C&I Curtailment-Manual.xlsx | PSE | 20 | Winter | Peak | 4 | C&I Curtailment-Manual | 2036 | Ramp rate as % of maximum achievable potential | 1 |  | 2020 | 2039 | 0.076 | 0.02 | 0.069 | 150000 | 20000
C&I Curtailment-Manual_PSE_Winter_9.19.2018_9.10.01 PM.xlsx | Inputs_endUseLoadShapes_PSE.xlsx | Inputs_Global_PSE.xlsx | Inputs_Product_C&I Curtailment-Manual.xlsx | PSE | 20 | Winter | Peak | 4 | C&I Curtailment-Manual | 2037 | Ramp rate as % of maximum achievable potential | 1 |  | 2020 | 2039 | 0.076 | 0.02 | 0.069 | 150000 | 20000
C&I Curtailment-Manual_PSE_Winter_9.19.2018_9.10.01 PM.xlsx | Inputs_endUseLoadShapes_PSE.xlsx | Inputs_Global_PSE.xlsx | Inputs_Product_C&I Curtailment-Manual.xlsx | PSE | 20 | Winter | Peak | 4 | C&I Curtailment-Manual | 2038 | Ramp rate as % of maximum achievable potential | 1 |  | 2020 | 2039 | 0.076 | 0.02 | 0.069 | 150000 | 20000
C&I Curtailment-Manual_PSE_Winter_9.19.2018_9.10.01 PM.xlsx | Inputs_endUseLoadShapes_PSE.xlsx | Inputs_Global_PSE.xlsx | Inputs_Product_C&I Curtailment-Manual.xlsx | PSE | 20 | Winter | Peak | 4 | C&I Curtailment-Manual | 2039 | Ramp rate as % of maximum achievable potential | 1 |  | 2020 | 2039 | 0.076 | 0.02 | 0.069 | 150000 | 20000
C&I Curtailment-Manual_PSE_Winter_9.19.2018_9.10.01 PM.xlsx | Inputs_endUseLoadShapes_PSE.xlsx | Inputs_Global_PSE.xlsx | Inputs_Product_C&I Curtailment-Manual.xlsx | PSE | 20 | Winter | Peak | 4 | C&I Curtailment-Manual | 2040 | Ramp rate as % of maximum achievable potential |  |  | 2020 | 2039 | 0.076 | 0.02 | 0.069 | 150000 | 20000
C&I Curtailment-Manual_PSE_Winter_9.19.2018_9.10.01 PM.xlsx | Inputs_endUseLoadShapes_PSE.xlsx | Inputs_Global_PSE.xlsx | Inputs_Product_C&I Curtailment-Manual.xlsx | PSE | 20 | Winter | Peak | 4 | C&I Curtailment-Manual | 2041 | Ramp rate as % of maximum achievable potential |  |  | 2020 | 2039 | 0.076 | 0.02 | 0.069 | 150000 | 20000
C&I Curtailment-Manual_PSE_Winter_9.19.2018_9.10.01 PM.xlsx | Inputs_endUseLoadShapes_PSE.xlsx | Inputs_Global_PSE.xlsx | Inputs_Product_C&I Curtailment-Manual.xlsx | PSE | 20 | Winter | Peak | 4 | C&I Curtailment-Manual | 2042 | Ramp rate as % of maximum achievable potential |  |  | 2020 | 2039 | 0.076 | 0.02 | 0.069 | 150000 | 20000
C&I Curtailment-Manual_PSE_Winter_9.19.2018_9.10.01 PM.xlsx | Inputs_endUseLoadShapes_PSE.xlsx | Inputs_Global_PSE.xlsx | Inputs_Product_C&I Curtailment-Manual.xlsx | PSE | 20 | Winter | Peak | 4 | C&I Curtailment-Manual | 2043 | Ramp rate as % of maximum achievable potential |  |  | 2020 | 2039 | 0.076 | 0.02 | 0.069 | 150000 | 20000
C&I Curtailment-Manual_PSE_Winter_9.19.2018_9.10.01 PM.xlsx | Inputs_endUseLoadShapes_PSE.xlsx | Inputs_Global_PSE.xlsx | Inputs_Product_C&I Curtailment-Manual.xlsx | PSE | 20 | Winter | Peak | 4 | C&I Curtailment-Manual | 2044 | Ramp rate as % of maximum achievable potential |  |  | 2020 | 2039 | 0.076 | 0.02 | 0.069 | 150000 | 20000
C&I Curtailment-Manual_PSE_Winter_9.19.2018_9.10.01 PM.xlsx | Inputs_endUseLoadShapes_PSE.xlsx | Inputs_Global_PSE.xlsx | Inputs_Product_C&I Curtailment-Manual.xlsx | PSE | 20 | Winter | Peak | 4 | C&I Curtailment-Manual | 2045 | Ramp rate as % of maximum achievable potential |  |  | 2020 | 2039 | 0.076 | 0.02 | 0.069 | 150000 | 20000
C&I Curtailment-Manual_PSE_Winter_9.19.2018_9.10.01 PM.xlsx | Inputs_endUseLoadShapes_PSE.xlsx | Inputs_Global_PSE.xlsx | Inputs_Product_C&I Curtailment-Manual.xlsx | PSE | 20 | Winter | Peak | 4 | C&I Curtailment-Manual | 2046 | Ramp rate as % of maximum achievable potential |  |  | 2020 | 2039 | 0.076 | 0.02 | 0.069 | 150000 | 20000
C&I Curtailment-Manual_PSE_Winter_9.19.2018_9.10.01 PM.xlsx | Inputs_endUseLoadShapes_PSE.xlsx | Inputs_Global_PSE.xlsx | Inputs_Product_C&I Curtailment-Manual.xlsx | PSE | 20 | Winter | Peak | 4 | C&I Curtailment-Manual | 2047 | Ramp rate as % of maximum achievable potential |  |  | 2020 | 2039 | 0.076 | 0.02 | 0.069 | 150000 | 20000
C&I Curtailment-Manual_PSE_Winter_9.19.2018_9.10.01 PM.xlsx | Inputs_endUseLoadShapes_PSE.xlsx | Inputs_Global_PSE.xlsx | Inputs_Product_C&I Curtailment-Manual.xlsx | PSE | 20 | Winter | Peak | 4 | C&I Curtailment-Manual | 2048 | Ramp rate as % of maximum achievable potential |  |  | 2020 | 2039 | 0.076 | 0.02 | 0.069 | 150000 | 20000
C&I Curtailment-Manual_PSE_Winter_9.19.2018_9.10.01 PM.xlsx | Inputs_endUseLoadShapes_PSE.xlsx | Inputs_Global_PSE.xlsx | Inputs_Product_C&I Curtailment-Manual.xlsx | PSE | 20 | Winter | Peak | 4 | C&I Curtailment-Manual | 2049 | Ramp rate as % of maximum achievable potential |  |  | 2020 | 2039 | 0.076 | 0.02 | 0.069 | 150000 | 20000
C&I Curtailment-Manual_PSE_Winter_9.26.2018_1.00.11 PM.xlsx | Inputs_endUseLoadShapes_PSE.xlsx | Inputs_Global_PSE.xlsx | Inputs_Product_C&I Curtailment-Manual.xlsx | PSE | 20 | Winter | Peak | 4 | C&I Curtailment-Manual | Eligible Sectors | Commercial; Industrial |  | Cadmus assumed that end users could use standby generators to curtail load, in line with PacifiCorp (2017)'s assumption. | 2020 | 2039 | 0.076 | 0.02 | 0.069 | 150000 | 20000
C&I Curtailment-Manual_PSE_Winter_9.26.2018_1.00.11 PM.xlsx | Inputs_endUseLoadShapes_PSE.xlsx | Inputs_Global_PSE.xlsx | Inputs_Product_C&I Curtailment-Manual.xlsx | PSE | 20 | Winter | Peak | 4 | C&I Curtailment-Manual | Eligible Segments | All segments except small office, medium office, small retail, and medium retail. |  |  | 2020 | 2039 | 0.076 | 0.02 | 0.069 | 150000 | 20000
C&I Curtailment-Manual_PSE_Winter_9.26.2018_1.00.11 PM.xlsx | Inputs_endUseLoadShapes_PSE.xlsx | Inputs_Global_PSE.xlsx | Inputs_Product_C&I Curtailment-Manual.xlsx | PSE | 20 | Winter | Peak | 4 | C&I Curtailment-Manual | Eligible End Uses | All end uses |  |  | 2020 | 2039 | 0.076 | 0.02 | 0.069 | 150000 | 20000
C&I Curtailment-Manual_PSE_Winter_9.26.2018_1.00.11 PM.xlsx | Inputs_endUseLoadShapes_PSE.xlsx | Inputs_Global_PSE.xlsx | Inputs_Product_C&I Curtailment-Manual.xlsx | PSE | 20 | Winter | Peak | 4 | C&I Curtailment-Manual | Other Eligibility Requirements | 100 kW or above |  | Eligible customer size ranges from 100kW (SDG&E 2017; PG&E 2017b) to 200kW (Cadmus' 2018 study for Snohomish County PUD; Freeman 2013). Cadmus used 100kW as the eligible customer size, consistent with PSE's 2015 potential study (Cadmus 2015). | 2020 | 2039 | 0.076 | 0.02 | 0.069 | 150000 | 20000
C&I Curtailment-Manual_PSE_Winter_9.26.2018_1.00.11 PM.xlsx | Inputs_endUseLoadShapes_PSE.xlsx | Inputs_Global_PSE.xlsx | Inputs_Product_C&I Curtailment-Manual.xlsx | PSE | 20 | Winter | Peak | 4 | C&I Curtailment-Manual | Setup Cost | $ | 150000 | 1 FTE. | 2020 | 2039 | 0.076 | 0.02 | 0.069 | 150000 | 20000
C&I Curtailment-Manual_PSE_Winter_9.26.2018_1.00.11 PM.xlsx | Inputs_endUseLoadShapes_PSE.xlsx | Inputs_Global_PSE.xlsx | Inputs_Product_C&I Curtailment-Manual.xlsx | PSE | 20 | Winter | Peak | 4 | C&I Curtailment-Manual | O&M Cost | $ per kW pledged per year | 60 | Cadmus' 2018 study for Snohomish Count PUD estimated $20/kW (utility) and $40/kW (vendor); Applied (2017) estimated $71/kW (utility + vendor); PSE (2012) and Cadmus (2015) estimated $80/kW (utility + vendor + incentive). Other benchmarked values were $27/kW from CPS' emergency option Frontier (2016) and $3/kW (Idaho Power 2015), which Cadmus assumes only included utility administrative costs. | 2020 | 2039 | 0.076 | 0.02 | 0.069 | 150000 | 20000
C&I Curtailment-Manual_PSE_Winter_9.26.2018_1.00.11 PM.xlsx | Inputs_endUseLoadShapes_PSE.xlsx | Inputs_Global_PSE.xlsx | Inputs_Product_C&I Curtailment-Manual.xlsx | PSE | 20 | Winter | Peak | 4 | C&I Curtailment-Manual | Equipment Cost | $ per new kW pledged | 0 | Cadmus assumes that end users have the necessary equipment to participate. | 2020 | 2039 | 0.076 | 0.02 | 0.069 | 150000 | 20000
C&I Curtailment-Manual_PSE_Winter_9.26.2018_1.00.11 PM.xlsx | Inputs_endUseLoadShapes_PSE.xlsx | Inputs_Global_PSE.xlsx | Inputs_Product_C&I Curtailment-Manual.xlsx | PSE | 20 | Winter | Peak | 4 | C&I Curtailment-Manual | Marketing Cost | $ per new kW pledged | 0 | Already included in vendor management costs: Cadmus' 2018 study for Snohomish Count PUD; PacifiCorp (2017); PSE (2012); Cadmus (2015). | 2020 | 2039 | 0.076 | 0.02 | 0.069 | 150000 | 20000
C&I Curtailment-Manual_PSE_Winter_9.26.2018_1.00.11 PM.xlsx | Inputs_endUseLoadShapes_PSE.xlsx | Inputs_Global_PSE.xlsx | Inputs_Product_C&I Curtailment-Manual.xlsx | PSE | 20 | Winter | Peak | 4 | C&I Curtailment-Manual | Incentives (annual) | $ per kW pledged per year | 20 | California utilities with statewide required program have incentives that range from $4 (SMUD ) to $12 (SDG&E). Incentives from non-California utilities ranged from $20/kW (e.g. Idaho Power 2015) to $35/kW (e.g.Cadmus' 2018 study for Snohomish Count PUD). | 2020 | 2039 | 0.076 | 0.02 | 0.069 | 150000 | 20000
C&I Curtailment-Manual_PSE_Winter_9.26.2018_1.00.11 PM.xlsx | Inputs_endUseLoadShapes_PSE.xlsx | Inputs_Global_PSE.xlsx | Inputs_Product_C&I Curtailment-Manual.xlsx | PSE | 20 | Winter | Peak | 4 | C&I Curtailment-Manual | Incentives (one time) | $ per new kW pledged | 0 | None in most benchmarked reports. | 2020 | 2039 | 0.076 | 0.02 | 0.069 | 150000 | 20000
C&I Curtailment-Manual_PSE_Winter_9.26.2018_1.00.11 PM.xlsx | Inputs_endUseLoadShapes_PSE.xlsx | Inputs_Global_PSE.xlsx | Inputs_Product_C&I Curtailment-Manual.xlsx | PSE | 20 | Winter | Peak | 4 | C&I Curtailment-Manual | Attrition | % of existing participants per year | 0 | N/A | 2020 | 2039 | 0.076 | 0.02 | 0.069 | 150000 | 20000
C&I Curtailment-Manual_PSE_Winter_9.26.2018_1.00.11 PM.xlsx | Inputs_endUseLoadShapes_PSE.xlsx | Inputs_Global_PSE.xlsx | Inputs_Product_C&I Curtailment-Manual.xlsx | PSE | 20 | Winter | Peak | 4 | C&I Curtailment-Manual | Population | Segment/end-use load | Estimated by model |  | 2020 | 2039 | 0.076 | 0.02 | 0.069 | 150000 | 20000
C&I Curtailment-Manual_PSE_Winter_9.26.2018_1.00.11 PM.xlsx | Inputs_endUseLoadShapes_PSE.xlsx | Inputs_Global_PSE.xlsx | Inputs_Product_C&I Curtailment-Manual.xlsx | PSE | 20 | Winter | Peak | 4 | C&I Curtailment-Manual | Eligibility | % of segment/end-use load | Varies by segment | The percentage of load represented by customers meeting the size requirement varies across segments. For this study, Cadmus uses PSE's 2015 potential study's segment-level eligibility percentages, which were calculated using PSE customer demand data (Cadmus 2015). | 2020 | 2039 | 0.076 | 0.02 | 0.069 | 150000 | 20000
C&I Curtailment-Manual_PSE_Winter_9.26.2018_1.00.11 PM.xlsx | Inputs_endUseLoadShapes_PSE.xlsx | Inputs_Global_PSE.xlsx | Inputs_Product_C&I Curtailment-Manual.xlsx | PSE | 20 | Winter | Peak | 4 | C&I Curtailment-Manual | Peak Load Impact | % of eligible segment/end-use load | 0.25 | In the Northwest, load reduction estimates range from 20% (Idaho Power 2015) to 30% (Cadmus 2015). The BPA (2012) C&I Pilot demonstrated an average reduction of 23%. In the 2015 statewide evaluation, California utilities reported higher load reduction: PG&E: 84%; SCE: 80%; SDG&E: 54% (Christensen 2016). | 2020 | 2039 | 0.076 | 0.02 | 0.069 | 150000 | 20000
C&I Curtailment-Manual_PSE_Winter_9.26.2018_1.00.11 PM.xlsx | Inputs_endUseLoadShapes_PSE.xlsx | Inputs_Global_PSE.xlsx | Inputs_Product_C&I Curtailment-Manual.xlsx | PSE | 20 | Winter | Peak | 4 | C&I Curtailment-Manual | Program Participation | % of eligible segment/end-use load | 0.125 | PG&E (2017b)'s annual report showed 2.1% of program participation. However, results from Northwest potential assessments are generally around 20% (Cadmus' 2018 study for Snohomish County PUD; Applied 2017). Assume half of eligible participants would participate in the Manual option while the other half would participate in the AutoDR option. | 2020 | 2039 | 0.076 | 0.02 | 0.069 | 150000 | 20000
C&I Curtailment-Manual_PSE_Winter_9.26.2018_1.00.11 PM.xlsx | Inputs_endUseLoadShapes_PSE.xlsx | Inputs_Global_PSE.xlsx | Inputs_Product_C&I Curtailment-Manual.xlsx | PSE | 20 | Winter | Peak | 4 | C&I Curtailment-Manual | Event Participation | % | 0.95 | Benchmarked event participation rates range from 52% (average rate from the 2012 BPA C&I DR Pilot) to 95% (Cadmus 2015; Energy Northwest Demo 2016; Cadmus' 2018 study for Snohomish County PUD). | 2020 | 2039 | 0.076 | 0.02 | 0.069 | 150000 | 20000
C&I Curtailment-Manual_PSE_Winter_9.26.2018_1.00.11 PM.xlsx | Inputs_endUseLoadShapes_PSE.xlsx | Inputs_Global_PSE.xlsx | Inputs_Product_C&I Curtailment-Manual.xlsx | PSE | 20 | Winter | Peak | 4 | C&I Curtailment-Manual | Ramp Period | Number of years to reach maximum achievable potential | 7 |  | 2020 | 2039 | 0.076 | 0.02 | 0.069 | 150000 | 20000
C&I Curtailment-Manual_PSE_Winter_9.26.2018_1.00.11 PM.xlsx | Inputs_endUseLoadShapes_PSE.xlsx | Inputs_Global_PSE.xlsx | Inputs_Product_C&I Curtailment-Manual.xlsx | PSE | 20 | Winter | Peak | 4 | C&I Curtailment-Manual | 2020 | Ramp rate as % of maximum achievable potential | 0 |  | 2020 | 2039 | 0.076 | 0.02 | 0.069 | 150000 | 20000
C&I Curtailment-Manual_PSE_Winter_9.26.2018_1.00.11 PM.xlsx | Inputs_endUseLoadShapes_PSE.xlsx | Inputs_Global_PSE.xlsx | Inputs_Product_C&I Curtailment-Manual.xlsx | PSE | 20 | Winter | Peak | 4 | C&I Curtailment-Manual | 2021 | Ramp rate as % of maximum achievable potential | 0.1 |  | 2020 | 2039 | 0.076 | 0.02 | 0.069 | 150000 | 20000
C&I Curtailment-Manual_PSE_Winter_9.26.2018_1.00.11 PM.xlsx | Inputs_endUseLoadShapes_PSE.xlsx | Inputs_Global_PSE.xlsx | Inputs_Product_C&I Curtailment-Manual.xlsx | PSE | 20 | Winter | Peak | 4 | C&I Curtailment-Manual | 2022 | Ramp rate as % of maximum achievable potential | 0.2 |  | 2020 | 2039 | 0.076 | 0.02 | 0.069 | 150000 | 20000
C&I Curtailment-Manual_PSE_Winter_9.26.2018_1.00.11 PM.xlsx | Inputs_endUseLoadShapes_PSE.xlsx | Inputs_Global_PSE.xlsx | Inputs_Product_C&I Curtailment-Manual.xlsx | PSE | 20 | Winter | Peak | 4 | C&I Curtailment-Manual | 2023 | Ramp rate as % of maximum achievable potential | 0.4 |  | 2020 | 2039 | 0.076 | 0.02 | 0.069 | 150000 | 20000
C&I Curtailment-Manual_PSE_Winter_9.26.2018_1.00.11 PM.xlsx | Inputs_endUseLoadShapes_PSE.xlsx | Inputs_Global_PSE.xlsx | Inputs_Product_C&I Curtailment-Manual.xlsx | PSE | 20 | Winter | Peak | 4 | C&I Curtailment-Manual | 2024 | Ramp rate as % of maximum achievable potential | 0.6 |  | 2020 | 2039 | 0.076 | 0.02 | 0.069 | 150000 | 20000
C&I Curtailment-Manual_PSE_Winter_9.26.2018_1.00.11 PM.xlsx | Inputs_endUseLoadShapes_PSE.xlsx | Inputs_Global_PSE.xlsx | Inputs_Product_C&I Curtailment-Manual.xlsx | PSE | 20 | Winter | Peak | 4 | C&I Curtailment-Manual | 2025 | Ramp rate as % of maximum achievable potential | 0.8 |  | 2020 | 2039 | 0.076 | 0.02 | 0.069 | 150000 | 20000
C&I Curtailment-Manual_PSE_Winter_9.26.2018_1.00.11 PM.xlsx | Inputs_endUseLoadShapes_PSE.xlsx | Inputs_Global_PSE.xlsx | Inputs_Product_C&I Curtailment-Manual.xlsx | PSE | 20 | Winter | Peak | 4 | C&I Curtailment-Manual | 2026 | Ramp rate as % of maximum achievable potential | 1 |  | 2020 | 2039 | 0.076 | 0.02 | 0.069 | 150000 | 20000
C&I Curtailment-Manual_PSE_Winter_9.26.2018_1.00.11 PM.xlsx | Inputs_endUseLoadShapes_PSE.xlsx | Inputs_Global_PSE.xlsx | Inputs_Product_C&I Curtailment-Manual.xlsx | PSE | 20 | Winter | Peak | 4 | C&I Curtailment-Manual | 2027 | Ramp rate as % of maximum achievable potential | 1 |  | 2020 | 2039 | 0.076 | 0.02 | 0.069 | 150000 | 20000
C&I Curtailment-Manual_PSE_Winter_9.26.2018_1.00.11 PM.xlsx | Inputs_endUseLoadShapes_PSE.xlsx | Inputs_Global_PSE.xlsx | Inputs_Product_C&I Curtailment-Manual.xlsx | PSE | 20 | Winter | Peak | 4 | C&I Curtailment-Manual | 2028 | Ramp rate as % of maximum achievable potential | 1 |  | 2020 | 2039 | 0.076 | 0.02 | 0.069 | 150000 | 20000
C&I Curtailment-Manual_PSE_Winter_9.26.2018_1.00.11 PM.xlsx | Inputs_endUseLoadShapes_PSE.xlsx | Inputs_Global_PSE.xlsx | Inputs_Product_C&I Curtailment-Manual.xlsx | PSE | 20 | Winter | Peak | 4 | C&I Curtailment-Manual | 2029 | Ramp rate as % of maximum achievable potential | 1 |  | 2020 | 2039 | 0.076 | 0.02 | 0.069 | 150000 | 20000
C&I Curtailment-Manual_PSE_Winter_9.26.2018_1.00.11 PM.xlsx | Inputs_endUseLoadShapes_PSE.xlsx | Inputs_Global_PSE.xlsx | Inputs_Product_C&I Curtailment-Manual.xlsx | PSE | 20 | Winter | Peak | 4 | C&I Curtailment-Manual | 2030 | Ramp rate as % of maximum achievable potential | 1 |  | 2020 | 2039 | 0.076 | 0.02 | 0.069 | 150000 | 20000
C&I Curtailment-Manual_PSE_Winter_9.26.2018_1.00.11 PM.xlsx | Inputs_endUseLoadShapes_PSE.xlsx | Inputs_Global_PSE.xlsx | Inputs_Product_C&I Curtailment-Manual.xlsx | PSE | 20 | Winter | Peak | 4 | C&I Curtailment-Manual | 2031 | Ramp rate as % of maximum achievable potential | 1 |  | 2020 | 2039 | 0.076 | 0.02 | 0.069 | 150000 | 20000
C&I Curtailment-Manual_PSE_Winter_9.26.2018_1.00.11 PM.xlsx | Inputs_endUseLoadShapes_PSE.xlsx | Inputs_Global_PSE.xlsx | Inputs_Product_C&I Curtailment-Manual.xlsx | PSE | 20 | Winter | Peak | 4 | C&I Curtailment-Manual | 2032 | Ramp rate as % of maximum achievable potential | 1 |  | 2020 | 2039 | 0.076 | 0.02 | 0.069 | 150000 | 20000
C&I Curtailment-Manual_PSE_Winter_9.26.2018_1.00.11 PM.xlsx | Inputs_endUseLoadShapes_PSE.xlsx | Inputs_Global_PSE.xlsx | Inputs_Product_C&I Curtailment-Manual.xlsx | PSE | 20 | Winter | Peak | 4 | C&I Curtailment-Manual | 2033 | Ramp rate as % of maximum achievable potential | 1 |  | 2020 | 2039 | 0.076 | 0.02 | 0.069 | 150000 | 20000
C&I Curtailment-Manual_PSE_Winter_9.26.2018_1.00.11 PM.xlsx | Inputs_endUseLoadShapes_PSE.xlsx | Inputs_Global_PSE.xlsx | Inputs_Product_C&I Curtailment-Manual.xlsx | PSE | 20 | Winter | Peak | 4 | C&I Curtailment-Manual | 2034 | Ramp rate as % of maximum achievable potential | 1 |  | 2020 | 2039 | 0.076 | 0.02 | 0.069 | 150000 | 20000
C&I Curtailment-Manual_PSE_Winter_9.26.2018_1.00.11 PM.xlsx | Inputs_endUseLoadShapes_PSE.xlsx | Inputs_Global_PSE.xlsx | Inputs_Product_C&I Curtailment-Manual.xlsx | PSE | 20 | Winter | Peak | 4 | C&I Curtailment-Manual | 2035 | Ramp rate as % of maximum achievable potential | 1 |  | 2020 | 2039 | 0.076 | 0.02 | 0.069 | 150000 | 20000
C&I Curtailment-Manual_PSE_Winter_9.26.2018_1.00.11 PM.xlsx | Inputs_endUseLoadShapes_PSE.xlsx | Inputs_Global_PSE.xlsx | Inputs_Product_C&I Curtailment-Manual.xlsx | PSE | 20 | Winter | Peak | 4 | C&I Curtailment-Manual | 2036 | Ramp rate as % of maximum achievable potential | 1 |  | 2020 | 2039 | 0.076 | 0.02 | 0.069 | 150000 | 20000
C&I Curtailment-Manual_PSE_Winter_9.26.2018_1.00.11 PM.xlsx | Inputs_endUseLoadShapes_PSE.xlsx | Inputs_Global_PSE.xlsx | Inputs_Product_C&I Curtailment-Manual.xlsx | PSE | 20 | Winter | Peak | 4 | C&I Curtailment-Manual | 2037 | Ramp rate as % of maximum achievable potential | 1 |  | 2020 | 2039 | 0.076 | 0.02 | 0.069 | 150000 | 20000
C&I Curtailment-Manual_PSE_Winter_9.26.2018_1.00.11 PM.xlsx | Inputs_endUseLoadShapes_PSE.xlsx | Inputs_Global_PSE.xlsx | Inputs_Product_C&I Curtailment-Manual.xlsx | PSE | 20 | Winter | Peak | 4 | C&I Curtailment-Manual | 2038 | Ramp rate as % of maximum achievable potential | 1 |  | 2020 | 2039 | 0.076 | 0.02 | 0.069 | 150000 | 20000
C&I Curtailment-Manual_PSE_Winter_9.26.2018_1.00.11 PM.xlsx | Inputs_endUseLoadShapes_PSE.xlsx | Inputs_Global_PSE.xlsx | Inputs_Product_C&I Curtailment-Manual.xlsx | PSE | 20 | Winter | Peak | 4 | C&I Curtailment-Manual | 2039 | Ramp rate as % of maximum achievable potential | 1 |  | 2020 | 2039 | 0.076 | 0.02 | 0.069 | 150000 | 20000
C&I Curtailment-Manual_PSE_Winter_9.26.2018_1.00.11 PM.xlsx | Inputs_endUseLoadShapes_PSE.xlsx | Inputs_Global_PSE.xlsx | Inputs_Product_C&I Curtailment-Manual.xlsx | PSE | 20 | Winter | Peak | 4 | C&I Curtailment-Manual | 2040 | Ramp rate as % of maximum achievable potential |  |  | 2020 | 2039 | 0.076 | 0.02 | 0.069 | 150000 | 20000
C&I Curtailment-Manual_PSE_Winter_9.26.2018_1.00.11 PM.xlsx | Inputs_endUseLoadShapes_PSE.xlsx | Inputs_Global_PSE.xlsx | Inputs_Product_C&I Curtailment-Manual.xlsx | PSE | 20 | Winter | Peak | 4 | C&I Curtailment-Manual | 2041 | Ramp rate as % of maximum achievable potential |  |  | 2020 | 2039 | 0.076 | 0.02 | 0.069 | 150000 | 20000
C&I Curtailment-Manual_PSE_Winter_9.26.2018_1.00.11 PM.xlsx | Inputs_endUseLoadShapes_PSE.xlsx | Inputs_Global_PSE.xlsx | Inputs_Product_C&I Curtailment-Manual.xlsx | PSE | 20 | Winter | Peak | 4 | C&I Curtailment-Manual | 2042 | Ramp rate as % of maximum achievable potential |  |  | 2020 | 2039 | 0.076 | 0.02 | 0.069 | 150000 | 20000
C&I Curtailment-Manual_PSE_Winter_9.26.2018_1.00.11 PM.xlsx | Inputs_endUseLoadShapes_PSE.xlsx | Inputs_Global_PSE.xlsx | Inputs_Product_C&I Curtailment-Manual.xlsx | PSE | 20 | Winter | Peak | 4 | C&I Curtailment-Manual | 2043 | Ramp rate as % of maximum achievable potential |  |  | 2020 | 2039 | 0.076 | 0.02 | 0.069 | 150000 | 20000
C&I Curtailment-Manual_PSE_Winter_9.26.2018_1.00.11 PM.xlsx | Inputs_endUseLoadShapes_PSE.xlsx | Inputs_Global_PSE.xlsx | Inputs_Product_C&I Curtailment-Manual.xlsx | PSE | 20 | Winter | Peak | 4 | C&I Curtailment-Manual | 2044 | Ramp rate as % of maximum achievable potential |  |  | 2020 | 2039 | 0.076 | 0.02 | 0.069 | 150000 | 20000
C&I Curtailment-Manual_PSE_Winter_9.26.2018_1.00.11 PM.xlsx | Inputs_endUseLoadShapes_PSE.xlsx | Inputs_Global_PSE.xlsx | Inputs_Product_C&I Curtailment-Manual.xlsx | PSE | 20 | Winter | Peak | 4 | C&I Curtailment-Manual | 2045 | Ramp rate as % of maximum achievable potential |  |  | 2020 | 2039 | 0.076 | 0.02 | 0.069 | 150000 | 20000
C&I Curtailment-Manual_PSE_Winter_9.26.2018_1.00.11 PM.xlsx | Inputs_endUseLoadShapes_PSE.xlsx | Inputs_Global_PSE.xlsx | Inputs_Product_C&I Curtailment-Manual.xlsx | PSE | 20 | Winter | Peak | 4 | C&I Curtailment-Manual | 2046 | Ramp rate as % of maximum achievable potential |  |  | 2020 | 2039 | 0.076 | 0.02 | 0.069 | 150000 | 20000
C&I Curtailment-Manual_PSE_Winter_9.26.2018_1.00.11 PM.xlsx | Inputs_endUseLoadShapes_PSE.xlsx | Inputs_Global_PSE.xlsx | Inputs_Product_C&I Curtailment-Manual.xlsx | PSE | 20 | Winter | Peak | 4 | C&I Curtailment-Manual | 2047 | Ramp rate as % of maximum achievable potential |  |  | 2020 | 2039 | 0.076 | 0.02 | 0.069 | 150000 | 20000
C&I Curtailment-Manual_PSE_Winter_9.26.2018_1.00.11 PM.xlsx | Inputs_endUseLoadShapes_PSE.xlsx | Inputs_Global_PSE.xlsx | Inputs_Product_C&I Curtailment-Manual.xlsx | PSE | 20 | Winter | Peak | 4 | C&I Curtailment-Manual | 2048 | Ramp rate as % of maximum achievable potential |  |  | 2020 | 2039 | 0.076 | 0.02 | 0.069 | 150000 | 20000
C&I Curtailment-Manual_PSE_Winter_9.26.2018_1.00.11 PM.xlsx | Inputs_endUseLoadShapes_PSE.xlsx | Inputs_Global_PSE.xlsx | Inputs_Product_C&I Curtailment-Manual.xlsx | PSE | 20 | Winter | Peak | 4 | C&I Curtailment-Manual | 2049 | Ramp rate as % of maximum achievable potential |  |  | 2020 | 2039 | 0.076 | 0.02 | 0.069 | 150000 | 20000
Inputs_Product_Medium Com DLC Heat-Switch.xlsx | Inputs_endUseLoadShapes_PSE.xlsx | Inputs_Global_PSE.xlsx | Inputs_Product_Medium Com DLC Heat-Switch.xlsx | PSE | 40 | Winter | Peak | 4 | Medium Com DLC Heat-Switch | Eligible Sectors | Commercial | 0 | 0 | 2020 | 2039 | 0.076 | 0.02 | 0.069 | 150000 | 20000
Inputs_Product_Medium Com DLC Heat-Switch.xlsx | Inputs_endUseLoadShapes_PSE.xlsx | Inputs_Global_PSE.xlsx | Inputs_Product_Medium Com DLC Heat-Switch.xlsx | PSE | 40 | Winter | Peak | 4 | Medium Com DLC Heat-Switch | Eligible Segments | Medium office and medium retail. | 0 | 0 | 2020 | 2039 | 0.076 | 0.02 | 0.069 | 150000 | 20000
Inputs_Product_Medium Com DLC Heat-Switch.xlsx | Inputs_endUseLoadShapes_PSE.xlsx | Inputs_Global_PSE.xlsx | Inputs_Product_Medium Com DLC Heat-Switch.xlsx | PSE | 40 | Winter | Peak | 4 | Medium Com DLC Heat-Switch | Eligible End Uses | Electric heat | 0 | 0 | 2020 | 2039 | 0.076 | 0.02 | 0.069 | 150000 | 20000
Inputs_Product_Medium Com DLC Heat-Switch.xlsx | Inputs_endUseLoadShapes_PSE.xlsx | Inputs_Global_PSE.xlsx | Inputs_Product_Medium Com DLC Heat-Switch.xlsx | PSE | 40 | Winter | Peak | 4 | Medium Com DLC Heat-Switch | Other Eligibility Requirements | 0 | 0 | 0 | 2020 | 2039 | 0.076 | 0.02 | 0.069 | 150000 | 20000
Inputs_Product_Medium Com DLC Heat-Switch.xlsx | Inputs_endUseLoadShapes_PSE.xlsx | Inputs_Global_PSE.xlsx | Inputs_Product_Medium Com DLC Heat-Switch.xlsx | PSE | 40 | Winter | Peak | 4 | Medium Com DLC Heat-Switch | Setup Cost | $ | 150000 | 1 FTE. | 2020 | 2039 | 0.076 | 0.02 | 0.069 | 150000 | 20000
Inputs_Product_Medium Com DLC Heat-Switch.xlsx | Inputs_endUseLoadShapes_PSE.xlsx | Inputs_Global_PSE.xlsx | Inputs_Product_Medium Com DLC Heat-Switch.xlsx | PSE | 40 | Winter | Peak | 4 | Medium Com DLC Heat-Switch | O&M Cost | $ per participant per year | 15 | The annual program administrative cost assumes 1 FTE at $150,000 per year per 10,000 small/medium commercial participants. | 2020 | 2039 | 0.076 | 0.02 | 0.069 | 150000 | 20000
Inputs_Product_Medium Com DLC Heat-Switch.xlsx | Inputs_endUseLoadShapes_PSE.xlsx | Inputs_Global_PSE.xlsx | Inputs_Product_Medium Com DLC Heat-Switch.xlsx | PSE | 40 | Winter | Peak | 4 | Medium Com DLC Heat-Switch | Equipment Cost | $ per new participant | 1128 | Applied (2017) for medium C&I. | 2020 | 2039 | 0.076 | 0.02 | 0.069 | 150000 | 20000
Inputs_Product_Medium Com DLC Heat-Switch.xlsx | Inputs_endUseLoadShapes_PSE.xlsx | Inputs_Global_PSE.xlsx | Inputs_Product_Medium Com DLC Heat-Switch.xlsx | PSE | 40 | Winter | Peak | 4 | Medium Com DLC Heat-Switch | Marketing Cost | $ per new participant | 83 | Applied (2017) midpoint of $75-$90 for medium C&I. | 2020 | 2039 | 0.076 | 0.02 | 0.069 | 150000 | 20000
Inputs_Product_Medium Com DLC Heat-Switch.xlsx | Inputs_endUseLoadShapes_PSE.xlsx | Inputs_Global_PSE.xlsx | Inputs_Product_Medium Com DLC Heat-Switch.xlsx | PSE | 40 | Winter | Peak | 4 | Medium Com DLC Heat-Switch | Incentives (annual) | $ per participant per year | 128 | Applied (2017) for medium C&I. | 2020 | 2039 | 0.076 | 0.02 | 0.069 | 150000 | 20000
Inputs_Product_Medium Com DLC Heat-Switch.xlsx | Inputs_endUseLoadShapes_PSE.xlsx | Inputs_Global_PSE.xlsx | Inputs_Product_Medium Com DLC Heat-Switch.xlsx | PSE | 40 | Winter | Peak | 4 | Medium Com DLC Heat-Switch | Incentives (one time) | $ per new participant | 0 | N/A | 2020 | 2039 | 0.076 | 0.02 | 0.069 | 150000 | 20000
Inputs_Product_Medium Com DLC Heat-Switch.xlsx | Inputs_endUseLoadShapes_PSE.xlsx | Inputs_Global_PSE.xlsx | Inputs_Product_Medium Com DLC Heat-Switch.xlsx | PSE | 40 | Winter | Peak | 4 | Medium Com DLC Heat-Switch | Attrition | % of existing participants per year | 0.05 | Consistent with Res DLC Water Heat. | 2020 | 2039 | 0.076 | 0.02 | 0.069 | 150000 | 20000
Inputs_Product_Medium Com DLC Heat-Switch.xlsx | Inputs_endUseLoadShapes_PSE.xlsx | Inputs_Global_PSE.xlsx | Inputs_Product_Medium Com DLC Heat-Switch.xlsx | PSE | 40 | Winter | Peak | 4 | Medium Com DLC Heat-Switch | Population | Customer count | Varies by segment | 0 | 2020 | 2039 | 0.076 | 0.02 | 0.069 | 150000 | 20000
Inputs_Product_Medium Com DLC Heat-Switch.xlsx | Inputs_endUseLoadShapes_PSE.xlsx | Inputs_Global_PSE.xlsx | Inputs_Product_Medium Com DLC Heat-Switch.xlsx | PSE | 40 | Winter | Peak | 4 | Medium Com DLC Heat-Switch | Eligibility | % of customer count (e.g. equipment saturation) | Varies by segment | Equipment saturation for each eligible segment was derived from the CBSA (2014) data for PSE's electric service territory. | 2020 | 2039 | 0.076 | 0.02 | 0.069 | 150000 | 20000
Inputs_Product_Medium Com DLC Heat-Switch.xlsx | Inputs_endUseLoadShapes_PSE.xlsx | Inputs_Global_PSE.xlsx | Inputs_Product_Medium Com DLC Heat-Switch.xlsx | PSE | 40 | Winter | Peak | 4 | Medium Com DLC Heat-Switch | Peak Load Impact | kW per participant (at meter) | 9.1565 | Applied (2017) for WA for small and medium C&I (3.72 kW), adjusted to medium C&I (9.16 kW) using a ratio of HVAC capacity sizes between small and medium C&I facilities. | 2020 | 2039 | 0.076 | 0.02 | 0.069 | 150000 | 20000
Inputs_Product_Medium Com DLC Heat-Switch.xlsx | Inputs_endUseLoadShapes_PSE.xlsx | Inputs_Global_PSE.xlsx | Inputs_Product_Medium Com DLC Heat-Switch.xlsx | PSE | 40 | Winter | Peak | 4 | Medium Com DLC Heat-Switch | Program Participation | % of eligible customers | 0.1 | Applied (2017): 2.3% - 3.4%; Global (2011): 10%; Brattle (2016): 14%; Navigant (2015a): 1-5%; and Brattle (2014): 15-42%. | 2020 | 2039 | 0.076 | 0.02 | 0.069 | 150000 | 20000
Inputs_Product_Medium Com DLC Heat-Switch.xlsx | Inputs_endUseLoadShapes_PSE.xlsx | Inputs_Global_PSE.xlsx | Inputs_Product_Medium Com DLC Heat-Switch.xlsx | PSE | 40 | Winter | Peak | 4 | Medium Com DLC Heat-Switch | Event Participation | % (switch success rate) | 0.95 | Aligning with other DLC products. | 2020 | 2039 | 0.076 | 0.02 | 0.069 | 150000 | 20000
Inputs_Product_Medium Com DLC Heat-Switch.xlsx | Inputs_endUseLoadShapes_PSE.xlsx | Inputs_Global_PSE.xlsx | Inputs_Product_Medium Com DLC Heat-Switch.xlsx | PSE | 40 | Winter | Peak | 4 | Medium Com DLC Heat-Switch | Ramp Period | Number of years to reach maximum achievable potential | 7 | 0 | 2020 | 2039 | 0.076 | 0.02 | 0.069 | 150000 | 20000
Inputs_Product_Medium Com DLC Heat-Switch.xlsx | Inputs_endUseLoadShapes_PSE.xlsx | Inputs_Global_PSE.xlsx | Inputs_Product_Medium Com DLC Heat-Switch.xlsx | PSE | 40 | Winter | Peak | 4 | Medium Com DLC Heat-Switch | 2020 | Ramp rate as % of maximum achievable potential | 0 | 0 | 2020 | 2039 | 0.076 | 0.02 | 0.069 | 150000 | 20000
Inputs_Product_Medium Com DLC Heat-Switch.xlsx | Inputs_endUseLoadShapes_PSE.xlsx | Inputs_Global_PSE.xlsx | Inputs_Product_Medium Com DLC Heat-Switch.xlsx | PSE | 40 | Winter | Peak | 4 | Medium Com DLC Heat-Switch | 2021 | Ramp rate as % of maximum achievable potential | 0.1 | 0 | 2020 | 2039 | 0.076 | 0.02 | 0.069 | 150000 | 20000
Inputs_Product_Medium Com DLC Heat-Switch.xlsx | Inputs_endUseLoadShapes_PSE.xlsx | Inputs_Global_PSE.xlsx | Inputs_Product_Medium Com DLC Heat-Switch.xlsx | PSE | 40 | Winter | Peak | 4 | Medium Com DLC Heat-Switch | 2022 | Ramp rate as % of maximum achievable potential | 0.2 | 0 | 2020 | 2039 | 0.076 | 0.02 | 0.069 | 150000 | 20000
Inputs_Product_Medium Com DLC Heat-Switch.xlsx | Inputs_endUseLoadShapes_PSE.xlsx | Inputs_Global_PSE.xlsx | Inputs_Product_Medium Com DLC Heat-Switch.xlsx | PSE | 40 | Winter | Peak | 4 | Medium Com DLC Heat-Switch | 2023 | Ramp rate as % of maximum achievable potential | 0.4 | 0 | 2020 | 2039 | 0.076 | 0.02 | 0.069 | 150000 | 20000
Inputs_Product_Medium Com DLC Heat-Switch.xlsx | Inputs_endUseLoadShapes_PSE.xlsx | Inputs_Global_PSE.xlsx | Inputs_Product_Medium Com DLC Heat-Switch.xlsx | PSE | 40 | Winter | Peak | 4 | Medium Com DLC Heat-Switch | 2024 | Ramp rate as % of maximum achievable potential | 0.6 | 0 | 2020 | 2039 | 0.076 | 0.02 | 0.069 | 150000 | 20000
Inputs_Product_Medium Com DLC Heat-Switch.xlsx | Inputs_endUseLoadShapes_PSE.xlsx | Inputs_Global_PSE.xlsx | Inputs_Product_Medium Com DLC Heat-Switch.xlsx | PSE | 40 | Winter | Peak | 4 | Medium Com DLC Heat-Switch | 2025 | Ramp rate as % of maximum achievable potential | 0.8 | 0 | 2020 | 2039 | 0.076 | 0.02 | 0.069 | 150000 | 20000
Inputs_Product_Medium Com DLC Heat-Switch.xlsx | Inputs_endUseLoadShapes_PSE.xlsx | Inputs_Global_PSE.xlsx | Inputs_Product_Medium Com DLC Heat-Switch.xlsx | PSE | 40 | Winter | Peak | 4 | Medium Com DLC Heat-Switch | 2026 | Ramp rate as % of maximum achievable potential | 1 | 0 | 2020 | 2039 | 0.076 | 0.02 | 0.069 | 150000 | 20000
Inputs_Product_Medium Com DLC Heat-Switch.xlsx | Inputs_endUseLoadShapes_PSE.xlsx | Inputs_Global_PSE.xlsx | Inputs_Product_Medium Com DLC Heat-Switch.xlsx | PSE | 40 | Winter | Peak | 4 | Medium Com DLC Heat-Switch | 2027 | Ramp rate as % of maximum achievable potential | 1 | 0 | 2020 | 2039 | 0.076 | 0.02 | 0.069 | 150000 | 20000
Inputs_Product_Medium Com DLC Heat-Switch.xlsx | Inputs_endUseLoadShapes_PSE.xlsx | Inputs_Global_PSE.xlsx | Inputs_Product_Medium Com DLC Heat-Switch.xlsx | PSE | 40 | Winter | Peak | 4 | Medium Com DLC Heat-Switch | 2028 | Ramp rate as % of maximum achievable potential | 1 | 0 | 2020 | 2039 | 0.076 | 0.02 | 0.069 | 150000 | 20000
Inputs_Product_Medium Com DLC Heat-Switch.xlsx | Inputs_endUseLoadShapes_PSE.xlsx | Inputs_Global_PSE.xlsx | Inputs_Product_Medium Com DLC Heat-Switch.xlsx | PSE | 40 | Winter | Peak | 4 | Medium Com DLC Heat-Switch | 2029 | Ramp rate as % of maximum achievable potential | 1 | 0 | 2020 | 2039 | 0.076 | 0.02 | 0.069 | 150000 | 20000
Inputs_Product_Medium Com DLC Heat-Switch.xlsx | Inputs_endUseLoadShapes_PSE.xlsx | Inputs_Global_PSE.xlsx | Inputs_Product_Medium Com DLC Heat-Switch.xlsx | PSE | 40 | Winter | Peak | 4 | Medium Com DLC Heat-Switch | 2030 | Ramp rate as % of maximum achievable potential | 1 | 0 | 2020 | 2039 | 0.076 | 0.02 | 0.069 | 150000 | 20000
Inputs_Product_Medium Com DLC Heat-Switch.xlsx | Inputs_endUseLoadShapes_PSE.xlsx | Inputs_Global_PSE.xlsx | Inputs_Product_Medium Com DLC Heat-Switch.xlsx | PSE | 40 | Winter | Peak | 4 | Medium Com DLC Heat-Switch | 2031 | Ramp rate as % of maximum achievable potential | 1 | 0 | 2020 | 2039 | 0.076 | 0.02 | 0.069 | 150000 | 20000
Inputs_Product_Medium Com DLC Heat-Switch.xlsx | Inputs_endUseLoadShapes_PSE.xlsx | Inputs_Global_PSE.xlsx | Inputs_Product_Medium Com DLC Heat-Switch.xlsx | PSE | 40 | Winter | Peak | 4 | Medium Com DLC Heat-Switch | 2032 | Ramp rate as % of maximum achievable potential | 1 | 0 | 2020 | 2039 | 0.076 | 0.02 | 0.069 | 150000 | 20000
Inputs_Product_Medium Com DLC Heat-Switch.xlsx | Inputs_endUseLoadShapes_PSE.xlsx | Inputs_Global_PSE.xlsx | Inputs_Product_Medium Com DLC Heat-Switch.xlsx | PSE | 40 | Winter | Peak | 4 | Medium Com DLC Heat-Switch | 2033 | Ramp rate as % of maximum achievable potential | 1 | 0 | 2020 | 2039 | 0.076 | 0.02 | 0.069 | 150000 | 20000
Inputs_Product_Medium Com DLC Heat-Switch.xlsx | Inputs_endUseLoadShapes_PSE.xlsx | Inputs_Global_PSE.xlsx | Inputs_Product_Medium Com DLC Heat-Switch.xlsx | PSE | 40 | Winter | Peak | 4 | Medium Com DLC Heat-Switch | 2034 | Ramp rate as % of maximum achievable potential | 1 | 0 | 2020 | 2039 | 0.076 | 0.02 | 0.069 | 150000 | 20000
Inputs_Product_Medium Com DLC Heat-Switch.xlsx | Inputs_endUseLoadShapes_PSE.xlsx | Inputs_Global_PSE.xlsx | Inputs_Product_Medium Com DLC Heat-Switch.xlsx | PSE | 40 | Winter | Peak | 4 | Medium Com DLC Heat-Switch | 2035 | Ramp rate as % of maximum achievable potential | 1 | 0 | 2020 | 2039 | 0.076 | 0.02 | 0.069 | 150000 | 20000
Inputs_Product_Medium Com DLC Heat-Switch.xlsx | Inputs_endUseLoadShapes_PSE.xlsx | Inputs_Global_PSE.xlsx | Inputs_Product_Medium Com DLC Heat-Switch.xlsx | PSE | 40 | Winter | Peak | 4 | Medium Com DLC Heat-Switch | 2036 | Ramp rate as % of maximum achievable potential | 1 | 0 | 2020 | 2039 | 0.076 | 0.02 | 0.069 | 150000 | 20000
Inputs_Product_Medium Com DLC Heat-Switch.xlsx | Inputs_endUseLoadShapes_PSE.xlsx | Inputs_Global_PSE.xlsx | Inputs_Product_Medium Com DLC Heat-Switch.xlsx | PSE | 40 | Winter | Peak | 4 | Medium Com DLC Heat-Switch | 2037 | Ramp rate as % of maximum achievable potential | 1 | 0 | 2020 | 2039 | 0.076 | 0.02 | 0.069 | 150000 | 20000
Inputs_Product_Medium Com DLC Heat-Switch.xlsx | Inputs_endUseLoadShapes_PSE.xlsx | Inputs_Global_PSE.xlsx | Inputs_Product_Medium Com DLC Heat-Switch.xlsx | PSE | 40 | Winter | Peak | 4 | Medium Com DLC Heat-Switch | 2038 | Ramp rate as % of maximum achievable potential | 1 | 0 | 2020 | 2039 | 0.076 | 0.02 | 0.069 | 150000 | 20000
Inputs_Product_Medium Com DLC Heat-Switch.xlsx | Inputs_endUseLoadShapes_PSE.xlsx | Inputs_Global_PSE.xlsx | Inputs_Product_Medium Com DLC Heat-Switch.xlsx | PSE | 40 | Winter | Peak | 4 | Medium Com DLC Heat-Switch | 2039 | Ramp rate as % of maximum achievable potential | 1 | 0 | 2020 | 2039 | 0.076 | 0.02 | 0.069 | 150000 | 20000
Inputs_Product_Medium Com DLC Heat-Switch.xlsx | Inputs_endUseLoadShapes_PSE.xlsx | Inputs_Global_PSE.xlsx | Inputs_Product_Medium Com DLC Heat-Switch.xlsx | PSE | 40 | Winter | Peak | 4 | Medium Com DLC Heat-Switch | 2040 | Ramp rate as % of maximum achievable potential | 0 | 0 | 2020 | 2039 | 0.076 | 0.02 | 0.069 | 150000 | 20000
Inputs_Product_Medium Com DLC Heat-Switch.xlsx | Inputs_endUseLoadShapes_PSE.xlsx | Inputs_Global_PSE.xlsx | Inputs_Product_Medium Com DLC Heat-Switch.xlsx | PSE | 40 | Winter | Peak | 4 | Medium Com DLC Heat-Switch | 2041 | Ramp rate as % of maximum achievable potential | 0 | 0 | 2020 | 2039 | 0.076 | 0.02 | 0.069 | 150000 | 20000
Inputs_Product_Medium Com DLC Heat-Switch.xlsx | Inputs_endUseLoadShapes_PSE.xlsx | Inputs_Global_PSE.xlsx | Inputs_Product_Medium Com DLC Heat-Switch.xlsx | PSE | 40 | Winter | Peak | 4 | Medium Com DLC Heat-Switch | 2042 | Ramp rate as % of maximum achievable potential | 0 | 0 | 2020 | 2039 | 0.076 | 0.02 | 0.069 | 150000 | 20000
Inputs_Product_Medium Com DLC Heat-Switch.xlsx | Inputs_endUseLoadShapes_PSE.xlsx | Inputs_Global_PSE.xlsx | Inputs_Product_Medium Com DLC Heat-Switch.xlsx | PSE | 40 | Winter | Peak | 4 | Medium Com DLC Heat-Switch | 2043 | Ramp rate as % of maximum achievable potential | 0 | 0 | 2020 | 2039 | 0.076 | 0.02 | 0.069 | 150000 | 20000
Inputs_Product_Medium Com DLC Heat-Switch.xlsx | Inputs_endUseLoadShapes_PSE.xlsx | Inputs_Global_PSE.xlsx | Inputs_Product_Medium Com DLC Heat-Switch.xlsx | PSE | 40 | Winter | Peak | 4 | Medium Com DLC Heat-Switch | 2044 | Ramp rate as % of maximum achievable potential | 0 | 0 | 2020 | 2039 | 0.076 | 0.02 | 0.069 | 150000 | 20000
Inputs_Product_Medium Com DLC Heat-Switch.xlsx | Inputs_endUseLoadShapes_PSE.xlsx | Inputs_Global_PSE.xlsx | Inputs_Product_Medium Com DLC Heat-Switch.xlsx | PSE | 40 | Winter | Peak | 4 | Medium Com DLC Heat-Switch | 2045 | Ramp rate as % of maximum achievable potential | 0 | 0 | 2020 | 2039 | 0.076 | 0.02 | 0.069 | 150000 | 20000
Inputs_Product_Medium Com DLC Heat-Switch.xlsx | Inputs_endUseLoadShapes_PSE.xlsx | Inputs_Global_PSE.xlsx | Inputs_Product_Medium Com DLC Heat-Switch.xlsx | PSE | 40 | Winter | Peak | 4 | Medium Com DLC Heat-Switch | 2046 | Ramp rate as % of maximum achievable potential | 0 | 0 | 2020 | 2039 | 0.076 | 0.02 | 0.069 | 150000 | 20000
Inputs_Product_Medium Com DLC Heat-Switch.xlsx | Inputs_endUseLoadShapes_PSE.xlsx | Inputs_Global_PSE.xlsx | Inputs_Product_Medium Com DLC Heat-Switch.xlsx | PSE | 40 | Winter | Peak | 4 | Medium Com DLC Heat-Switch | 2047 | Ramp rate as % of maximum achievable potential | 0 | 0 | 2020 | 2039 | 0.076 | 0.02 | 0.069 | 150000 | 20000
Inputs_Product_Medium Com DLC Heat-Switch.xlsx | Inputs_endUseLoadShapes_PSE.xlsx | Inputs_Global_PSE.xlsx | Inputs_Product_Medium Com DLC Heat-Switch.xlsx | PSE | 40 | Winter | Peak | 4 | Medium Com DLC Heat-Switch | 2048 | Ramp rate as % of maximum achievable potential | 0 | 0 | 2020 | 2039 | 0.076 | 0.02 | 0.069 | 150000 | 20000
Inputs_Product_Medium Com DLC Heat-Switch.xlsx | Inputs_endUseLoadShapes_PSE.xlsx | Inputs_Global_PSE.xlsx | Inputs_Product_Medium Com DLC Heat-Switch.xlsx | PSE | 40 | Winter | Peak | 4 | Medium Com DLC Heat-Switch | 2049 | Ramp rate as % of maximum achievable potential | 0 | 0 | 2020 | 2039 | 0.076 | 0.02 | 0.069 | 150000 | 20000
Inputs_Product_Res DLC Heat-BYOT.xlsx | Inputs_endUseLoadShapes_PSE.xlsx | Inputs_Global_PSE.xlsx | Inputs_Product_Res DLC Heat-BYOT.xlsx | PSE | 40 | Winter | Peak | 4 | Res DLC Heat-BYOT | Eligible Sectors | Residential | 0 | 0 | 2020 | 2039 | 0.076 | 0.02 | 0.069 | 150000 | 20000
Inputs_Product_Res DLC Heat-BYOT.xlsx | Inputs_endUseLoadShapes_PSE.xlsx | Inputs_Global_PSE.xlsx | Inputs_Product_Res DLC Heat-BYOT.xlsx | PSE | 40 | Winter | Peak | 4 | Res DLC Heat-BYOT | Eligible Segments | All segments | 0 | 0 | 2020 | 2039 | 0.076 | 0.02 | 0.069 | 150000 | 20000
Inputs_Product_Res DLC Heat-BYOT.xlsx | Inputs_endUseLoadShapes_PSE.xlsx | Inputs_Global_PSE.xlsx | Inputs_Product_Res DLC Heat-BYOT.xlsx | PSE | 40 | Winter | Peak | 4 | Res DLC Heat-BYOT | Eligible End Uses | Centralized electric heating (i.e. heat pumps and electric forced-air furnaces). | 0 | 0 | 2020 | 2039 | 0.076 | 0.02 | 0.069 | 150000 | 20000
Inputs_Product_Res DLC Heat-BYOT.xlsx | Inputs_endUseLoadShapes_PSE.xlsx | Inputs_Global_PSE.xlsx | Inputs_Product_Res DLC Heat-BYOT.xlsx | PSE | 40 | Winter | Peak | 4 | Res DLC Heat-BYOT | Other Eligibility Requirements | 0 | 0 | 0 | 2020 | 2039 | 0.076 | 0.02 | 0.069 | 150000 | 20000
Inputs_Product_Res DLC Heat-BYOT.xlsx | Inputs_endUseLoadShapes_PSE.xlsx | Inputs_Global_PSE.xlsx | Inputs_Product_Res DLC Heat-BYOT.xlsx | PSE | 40 | Winter | Peak | 4 | Res DLC Heat-BYOT | Setup Cost | $ | 150000 | 1 FTE | 2020 | 2039 | 0.076 | 0.02 | 0.069 | 150000 | 20000
Inputs_Product_Res DLC Heat-BYOT.xlsx | Inputs_endUseLoadShapes_PSE.xlsx | Inputs_Global_PSE.xlsx | Inputs_Product_Res DLC Heat-BYOT.xlsx | PSE | 40 | Winter | Peak | 4 | Res DLC Heat-BYOT | O&M Cost | $ per participant per year | 7.5 | The annual program administrative cost assumes 1 FTE at $150,000 per year per 20,000 residential participants. In PSE's 2015 CPA, admin costs were 5% of total costs and vendor costs were 15% of total costs (Cadmus 2015). | 2020 | 2039 | 0.076 | 0.02 | 0.069 | 150000 | 20000
Inputs_Product_Res DLC Heat-BYOT.xlsx | Inputs_endUseLoadShapes_PSE.xlsx | Inputs_Global_PSE.xlsx | Inputs_Product_Res DLC Heat-BYOT.xlsx | PSE | 40 | Winter | Peak | 4 | Res DLC Heat-BYOT | Equipment Cost | $ per new participant | 0 | Participant must already have a smart thermostat. | 2020 | 2039 | 0.076 | 0.02 | 0.069 | 150000 | 20000
Inputs_Product_Res DLC Heat-BYOT.xlsx | Inputs_endUseLoadShapes_PSE.xlsx | Inputs_Global_PSE.xlsx | Inputs_Product_Res DLC Heat-BYOT.xlsx | PSE | 40 | Winter | Peak | 4 | Res DLC Heat-BYOT | Marketing Cost | $ per new participant | 25 | Range for DLC programs: Navigant (2012) $25; Applied (2017) $50; Brattle (2014) $80; Applied (2017) $50. | 2020 | 2039 | 0.076 | 0.02 | 0.069 | 150000 | 20000
Inputs_Product_Res DLC Heat-BYOT.xlsx | Inputs_endUseLoadShapes_PSE.xlsx | Inputs_Global_PSE.xlsx | Inputs_Product_Res DLC Heat-BYOT.xlsx | PSE | 40 | Winter | Peak | 4 | Res DLC Heat-BYOT | Incentives (annual) | $ per participant per year | 40 | Consistent with Res DLC Heat Switch. | 2020 | 2039 | 0.076 | 0.02 | 0.069 | 150000 | 20000
Inputs_Product_Res DLC Heat-BYOT.xlsx | Inputs_endUseLoadShapes_PSE.xlsx | Inputs_Global_PSE.xlsx | Inputs_Product_Res DLC Heat-BYOT.xlsx | PSE | 40 | Winter | Peak | 4 | Res DLC Heat-BYOT | Incentives (one time) | $ per new participant | 0 | N/A | 2020 | 2039 | 0.076 | 0.02 | 0.069 | 150000 | 20000
Inputs_Product_Res DLC Heat-BYOT.xlsx | Inputs_endUseLoadShapes_PSE.xlsx | Inputs_Global_PSE.xlsx | Inputs_Product_Res DLC Heat-BYOT.xlsx | PSE | 40 | Winter | Peak | 4 | Res DLC Heat-BYOT | Attrition | % of existing participants per year | 0.05 | Consistent with Res DLC Heat Switch. | 2020 | 2039 | 0.076 | 0.02 | 0.069 | 150000 | 20000
Inputs_Product_Res DLC Heat-BYOT.xlsx | Inputs_endUseLoadShapes_PSE.xlsx | Inputs_Global_PSE.xlsx | Inputs_Product_Res DLC Heat-BYOT.xlsx | PSE | 40 | Winter | Peak | 4 | Res DLC Heat-BYOT | Population | Customer count | Varies by segment | 0 | 2020 | 2039 | 0.076 | 0.02 | 0.069 | 150000 | 20000
Inputs_Product_Res DLC Heat-BYOT.xlsx | Inputs_endUseLoadShapes_PSE.xlsx | Inputs_Global_PSE.xlsx | Inputs_Product_Res DLC Heat-BYOT.xlsx | PSE | 40 | Winter | Peak | 4 | Res DLC Heat-BYOT | Eligibility | % of customer count (e.g. equipment saturation) | Varies by segment | Equipment saturation for each segment was derived from the RBSA (2017) data for PSE's electric service territory (in heating zone 1). | 2020 | 2039 | 0.076 | 0.02 | 0.069 | 150000 | 20000
Inputs_Product_Res DLC Heat-BYOT.xlsx | Inputs_endUseLoadShapes_PSE.xlsx | Inputs_Global_PSE.xlsx | Inputs_Product_Res DLC Heat-BYOT.xlsx | PSE | 40 | Winter | Peak | 4 | Res DLC Heat-BYOT | Peak Load Impact | kW per participant (at meter) | 1.74 | Consistent with Res DLC Heat Switch. | 2020 | 2039 | 0.076 | 0.02 | 0.069 | 150000 | 20000
Inputs_Product_Res DLC Heat-BYOT.xlsx | Inputs_endUseLoadShapes_PSE.xlsx | Inputs_Global_PSE.xlsx | Inputs_Product_Res DLC Heat-BYOT.xlsx | PSE | 40 | Winter | Peak | 4 | Res DLC Heat-BYOT | Program Participation | % of eligible customers | 0.2 | Consistent with Res DLC Heat Switch. | 2020 | 2039 | 0.076 | 0.02 | 0.069 | 150000 | 20000
Inputs_Product_Res DLC Heat-BYOT.xlsx | Inputs_endUseLoadShapes_PSE.xlsx | Inputs_Global_PSE.xlsx | Inputs_Product_Res DLC Heat-BYOT.xlsx | PSE | 40 | Winter | Peak | 4 | Res DLC Heat-BYOT | Event Participation | % (switch success rate) | 0.8 | Rounding IPL’s 21% opt out rate to 20% (2014). | 2020 | 2039 | 0.076 | 0.02 | 0.069 | 150000 | 20000
Inputs_Product_Res DLC Heat-BYOT.xlsx | Inputs_endUseLoadShapes_PSE.xlsx | Inputs_Global_PSE.xlsx | Inputs_Product_Res DLC Heat-BYOT.xlsx | PSE | 40 | Winter | Peak | 4 | Res DLC Heat-BYOT | Ramp Period | Number of years to reach maximum achievable potential | 7 | 0 | 2020 | 2039 | 0.076 | 0.02 | 0.069 | 150000 | 20000
Inputs_Product_Res DLC Heat-BYOT.xlsx | Inputs_endUseLoadShapes_PSE.xlsx | Inputs_Global_PSE.xlsx | Inputs_Product_Res DLC Heat-BYOT.xlsx | PSE | 40 | Winter | Peak | 4 | Res DLC Heat-BYOT | 2020 | Ramp rate as % of maximum achievable potential | 0 | 0 | 2020 | 2039 | 0.076 | 0.02 | 0.069 | 150000 | 20000
Inputs_Product_Res DLC Heat-BYOT.xlsx | Inputs_endUseLoadShapes_PSE.xlsx | Inputs_Global_PSE.xlsx | Inputs_Product_Res DLC Heat-BYOT.xlsx | PSE | 40 | Winter | Peak | 4 | Res DLC Heat-BYOT | 2021 | Ramp rate as % of maximum achievable potential | 0.1 | 0 | 2020 | 2039 | 0.076 | 0.02 | 0.069 | 150000 | 20000
Inputs_Product_Res DLC Heat-BYOT.xlsx | Inputs_endUseLoadShapes_PSE.xlsx | Inputs_Global_PSE.xlsx | Inputs_Product_Res DLC Heat-BYOT.xlsx | PSE | 40 | Winter | Peak | 4 | Res DLC Heat-BYOT | 2022 | Ramp rate as % of maximum achievable potential | 0.2 | 0 | 2020 | 2039 | 0.076 | 0.02 | 0.069 | 150000 | 20000
Inputs_Product_Res DLC Heat-BYOT.xlsx | Inputs_endUseLoadShapes_PSE.xlsx | Inputs_Global_PSE.xlsx | Inputs_Product_Res DLC Heat-BYOT.xlsx | PSE | 40 | Winter | Peak | 4 | Res DLC Heat-BYOT | 2023 | Ramp rate as % of maximum achievable potential | 0.4 | 0 | 2020 | 2039 | 0.076 | 0.02 | 0.069 | 150000 | 20000
Inputs_Product_Res DLC Heat-BYOT.xlsx | Inputs_endUseLoadShapes_PSE.xlsx | Inputs_Global_PSE.xlsx | Inputs_Product_Res DLC Heat-BYOT.xlsx | PSE | 40 | Winter | Peak | 4 | Res DLC Heat-BYOT | 2024 | Ramp rate as % of maximum achievable potential | 0.6 | 0 | 2020 | 2039 | 0.076 | 0.02 | 0.069 | 150000 | 20000
Inputs_Product_Res DLC Heat-BYOT.xlsx | Inputs_endUseLoadShapes_PSE.xlsx | Inputs_Global_PSE.xlsx | Inputs_Product_Res DLC Heat-BYOT.xlsx | PSE | 40 | Winter | Peak | 4 | Res DLC Heat-BYOT | 2025 | Ramp rate as % of maximum achievable potential | 0.8 | 0 | 2020 | 2039 | 0.076 | 0.02 | 0.069 | 150000 | 20000
Inputs_Product_Res DLC Heat-BYOT.xlsx | Inputs_endUseLoadShapes_PSE.xlsx | Inputs_Global_PSE.xlsx | Inputs_Product_Res DLC Heat-BYOT.xlsx | PSE | 40 | Winter | Peak | 4 | Res DLC Heat-BYOT | 2026 | Ramp rate as % of maximum achievable potential | 1 | 0 | 2020 | 2039 | 0.076 | 0.02 | 0.069 | 150000 | 20000
Inputs_Product_Res DLC Heat-BYOT.xlsx | Inputs_endUseLoadShapes_PSE.xlsx | Inputs_Global_PSE.xlsx | Inputs_Product_Res DLC Heat-BYOT.xlsx | PSE | 40 | Winter | Peak | 4 | Res DLC Heat-BYOT | 2027 | Ramp rate as % of maximum achievable potential | 1 | 0 | 2020 | 2039 | 0.076 | 0.02 | 0.069 | 150000 | 20000
Inputs_Product_Res DLC Heat-BYOT.xlsx | Inputs_endUseLoadShapes_PSE.xlsx | Inputs_Global_PSE.xlsx | Inputs_Product_Res DLC Heat-BYOT.xlsx | PSE | 40 | Winter | Peak | 4 | Res DLC Heat-BYOT | 2028 | Ramp rate as % of maximum achievable potential | 1 | 0 | 2020 | 2039 | 0.076 | 0.02 | 0.069 | 150000 | 20000
Inputs_Product_Res DLC Heat-BYOT.xlsx | Inputs_endUseLoadShapes_PSE.xlsx | Inputs_Global_PSE.xlsx | Inputs_Product_Res DLC Heat-BYOT.xlsx | PSE | 40 | Winter | Peak | 4 | Res DLC Heat-BYOT | 2029 | Ramp rate as % of maximum achievable potential | 1 | 0 | 2020 | 2039 | 0.076 | 0.02 | 0.069 | 150000 | 20000
Inputs_Product_Res DLC Heat-BYOT.xlsx | Inputs_endUseLoadShapes_PSE.xlsx | Inputs_Global_PSE.xlsx | Inputs_Product_Res DLC Heat-BYOT.xlsx | PSE | 40 | Winter | Peak | 4 | Res DLC Heat-BYOT | 2030 | Ramp rate as % of maximum achievable potential | 1 | 0 | 2020 | 2039 | 0.076 | 0.02 | 0.069 | 150000 | 20000
Inputs_Product_Res DLC Heat-BYOT.xlsx | Inputs_endUseLoadShapes_PSE.xlsx | Inputs_Global_PSE.xlsx | Inputs_Product_Res DLC Heat-BYOT.xlsx | PSE | 40 | Winter | Peak | 4 | Res DLC Heat-BYOT | 2031 | Ramp rate as % of maximum achievable potential | 1 | 0 | 2020 | 2039 | 0.076 | 0.02 | 0.069 | 150000 | 20000
Inputs_Product_Res DLC Heat-BYOT.xlsx | Inputs_endUseLoadShapes_PSE.xlsx | Inputs_Global_PSE.xlsx | Inputs_Product_Res DLC Heat-BYOT.xlsx | PSE | 40 | Winter | Peak | 4 | Res DLC Heat-BYOT | 2032 | Ramp rate as % of maximum achievable potential | 1 | 0 | 2020 | 2039 | 0.076 | 0.02 | 0.069 | 150000 | 20000
Inputs_Product_Res DLC Heat-BYOT.xlsx | Inputs_endUseLoadShapes_PSE.xlsx | Inputs_Global_PSE.xlsx | Inputs_Product_Res DLC Heat-BYOT.xlsx | PSE | 40 | Winter | Peak | 4 | Res DLC Heat-BYOT | 2033 | Ramp rate as % of maximum achievable potential | 1 | 0 | 2020 | 2039 | 0.076 | 0.02 | 0.069 | 150000 | 20000
Inputs_Product_Res DLC Heat-BYOT.xlsx | Inputs_endUseLoadShapes_PSE.xlsx | Inputs_Global_PSE.xlsx | Inputs_Product_Res DLC Heat-BYOT.xlsx | PSE | 40 | Winter | Peak | 4 | Res DLC Heat-BYOT | 2034 | Ramp rate as % of maximum achievable potential | 1 | 0 | 2020 | 2039 | 0.076 | 0.02 | 0.069 | 150000 | 20000
Inputs_Product_Res DLC Heat-BYOT.xlsx | Inputs_endUseLoadShapes_PSE.xlsx | Inputs_Global_PSE.xlsx | Inputs_Product_Res DLC Heat-BYOT.xlsx | PSE | 40 | Winter | Peak | 4 | Res DLC Heat-BYOT | 2035 | Ramp rate as % of maximum achievable potential | 1 | 0 | 2020 | 2039 | 0.076 | 0.02 | 0.069 | 150000 | 20000
Inputs_Product_Res DLC Heat-BYOT.xlsx | Inputs_endUseLoadShapes_PSE.xlsx | Inputs_Global_PSE.xlsx | Inputs_Product_Res DLC Heat-BYOT.xlsx | PSE | 40 | Winter | Peak | 4 | Res DLC Heat-BYOT | 2036 | Ramp rate as % of maximum achievable potential | 1 | 0 | 2020 | 2039 | 0.076 | 0.02 | 0.069 | 150000 | 20000
Inputs_Product_Res DLC Heat-BYOT.xlsx | Inputs_endUseLoadShapes_PSE.xlsx | Inputs_Global_PSE.xlsx | Inputs_Product_Res DLC Heat-BYOT.xlsx | PSE | 40 | Winter | Peak | 4 | Res DLC Heat-BYOT | 2037 | Ramp rate as % of maximum achievable potential | 1 | 0 | 2020 | 2039 | 0.076 | 0.02 | 0.069 | 150000 | 20000
Inputs_Product_Res DLC Heat-BYOT.xlsx | Inputs_endUseLoadShapes_PSE.xlsx | Inputs_Global_PSE.xlsx | Inputs_Product_Res DLC Heat-BYOT.xlsx | PSE | 40 | Winter | Peak | 4 | Res DLC Heat-BYOT | 2038 | Ramp rate as % of maximum achievable potential | 1 | 0 | 2020 | 2039 | 0.076 | 0.02 | 0.069 | 150000 | 20000
Inputs_Product_Res DLC Heat-BYOT.xlsx | Inputs_endUseLoadShapes_PSE.xlsx | Inputs_Global_PSE.xlsx | Inputs_Product_Res DLC Heat-BYOT.xlsx | PSE | 40 | Winter | Peak | 4 | Res DLC Heat-BYOT | 2039 | Ramp rate as % of maximum achievable potential | 1 | 0 | 2020 | 2039 | 0.076 | 0.02 | 0.069 | 150000 | 20000
Inputs_Product_Res DLC Heat-BYOT.xlsx | Inputs_endUseLoadShapes_PSE.xlsx | Inputs_Global_PSE.xlsx | Inputs_Product_Res DLC Heat-BYOT.xlsx | PSE | 40 | Winter | Peak | 4 | Res DLC Heat-BYOT | 2040 | Ramp rate as % of maximum achievable potential | 0 | 0 | 2020 | 2039 | 0.076 | 0.02 | 0.069 | 150000 | 20000
Inputs_Product_Res DLC Heat-BYOT.xlsx | Inputs_endUseLoadShapes_PSE.xlsx | Inputs_Global_PSE.xlsx | Inputs_Product_Res DLC Heat-BYOT.xlsx | PSE | 40 | Winter | Peak | 4 | Res DLC Heat-BYOT | 2041 | Ramp rate as % of maximum achievable potential | 0 | 0 | 2020 | 2039 | 0.076 | 0.02 | 0.069 | 150000 | 20000
Inputs_Product_Res DLC Heat-BYOT.xlsx | Inputs_endUseLoadShapes_PSE.xlsx | Inputs_Global_PSE.xlsx | Inputs_Product_Res DLC Heat-BYOT.xlsx | PSE | 40 | Winter | Peak | 4 | Res DLC Heat-BYOT | 2042 | Ramp rate as % of maximum achievable potential | 0 | 0 | 2020 | 2039 | 0.076 | 0.02 | 0.069 | 150000 | 20000
Inputs_Product_Res DLC Heat-BYOT.xlsx | Inputs_endUseLoadShapes_PSE.xlsx | Inputs_Global_PSE.xlsx | Inputs_Product_Res DLC Heat-BYOT.xlsx | PSE | 40 | Winter | Peak | 4 | Res DLC Heat-BYOT | 2043 | Ramp rate as % of maximum achievable potential | 0 | 0 | 2020 | 2039 | 0.076 | 0.02 | 0.069 | 150000 | 20000
Inputs_Product_Res DLC Heat-BYOT.xlsx | Inputs_endUseLoadShapes_PSE.xlsx | Inputs_Global_PSE.xlsx | Inputs_Product_Res DLC Heat-BYOT.xlsx | PSE | 40 | Winter | Peak | 4 | Res DLC Heat-BYOT | 2044 | Ramp rate as % of maximum achievable potential | 0 | 0 | 2020 | 2039 | 0.076 | 0.02 | 0.069 | 150000 | 20000
Inputs_Product_Res DLC Heat-BYOT.xlsx | Inputs_endUseLoadShapes_PSE.xlsx | Inputs_Global_PSE.xlsx | Inputs_Product_Res DLC Heat-BYOT.xlsx | PSE | 40 | Winter | Peak | 4 | Res DLC Heat-BYOT | 2045 | Ramp rate as % of maximum achievable potential | 0 | 0 | 2020 | 2039 | 0.076 | 0.02 | 0.069 | 150000 | 20000
Inputs_Product_Res DLC Heat-BYOT.xlsx | Inputs_endUseLoadShapes_PSE.xlsx | Inputs_Global_PSE.xlsx | Inputs_Product_Res DLC Heat-BYOT.xlsx | PSE | 40 | Winter | Peak | 4 | Res DLC Heat-BYOT | 2046 | Ramp rate as % of maximum achievable potential | 0 | 0 | 2020 | 2039 | 0.076 | 0.02 | 0.069 | 150000 | 20000
Inputs_Product_Res DLC Heat-BYOT.xlsx | Inputs_endUseLoadShapes_PSE.xlsx | Inputs_Global_PSE.xlsx | Inputs_Product_Res DLC Heat-BYOT.xlsx | PSE | 40 | Winter | Peak | 4 | Res DLC Heat-BYOT | 2047 | Ramp rate as % of maximum achievable potential | 0 | 0 | 2020 | 2039 | 0.076 | 0.02 | 0.069 | 150000 | 20000
Inputs_Product_Res DLC Heat-BYOT.xlsx | Inputs_endUseLoadShapes_PSE.xlsx | Inputs_Global_PSE.xlsx | Inputs_Product_Res DLC Heat-BYOT.xlsx | PSE | 40 | Winter | Peak | 4 | Res DLC Heat-BYOT | 2048 | Ramp rate as % of maximum achievable potential | 0 | 0 | 2020 | 2039 | 0.076 | 0.02 | 0.069 | 150000 | 20000
Inputs_Product_Res DLC Heat-BYOT.xlsx | Inputs_endUseLoadShapes_PSE.xlsx | Inputs_Global_PSE.xlsx | Inputs_Product_Res DLC Heat-BYOT.xlsx | PSE | 40 | Winter | Peak | 4 | Res DLC Heat-BYOT | 2049 | Ramp rate as % of maximum achievable potential | 0 | 0 | 2020 | 2039 | 0.076 | 0.02 | 0.069 | 150000 | 20000
Inputs_Product_Res DLC Heat-Switch.xlsx | Inputs_endUseLoadShapes_PSE.xlsx | Inputs_Global_PSE.xlsx | Inputs_Product_Res DLC Heat-Switch.xlsx | PSE | 40 | Winter | Peak | 4 | Res DLC Heat-Switch | Eligible Sectors | Residential | 0 | 0 | 2020 | 2039 | 0.076 | 0.02 | 0.069 | 150000 | 20000
Inputs_Product_Res DLC Heat-Switch.xlsx | Inputs_endUseLoadShapes_PSE.xlsx | Inputs_Global_PSE.xlsx | Inputs_Product_Res DLC Heat-Switch.xlsx | PSE | 40 | Winter | Peak | 4 | Res DLC Heat-Switch | Eligible Segments | All segments | 0 | 0 | 2020 | 2039 | 0.076 | 0.02 | 0.069 | 150000 | 20000
Inputs_Product_Res DLC Heat-Switch.xlsx | Inputs_endUseLoadShapes_PSE.xlsx | Inputs_Global_PSE.xlsx | Inputs_Product_Res DLC Heat-Switch.xlsx | PSE | 40 | Winter | Peak | 4 | Res DLC Heat-Switch | Eligible End Uses | Centralized electric heating (i.e. heat pumps and electric forced-air furnaces). | 0 | 0 | 2020 | 2039 | 0.076 | 0.02 | 0.069 | 150000 | 20000
Inputs_Product_Res DLC Heat-Switch.xlsx | Inputs_endUseLoadShapes_PSE.xlsx | Inputs_Global_PSE.xlsx | Inputs_Product_Res DLC Heat-Switch.xlsx | PSE | 40 | Winter | Peak | 4 | Res DLC Heat-Switch | Other Eligibility Requirements | 0 | 0 | 0 | 2020 | 2039 | 0.076 | 0.02 | 0.069 | 150000 | 20000
Inputs_Product_Res DLC Heat-Switch.xlsx | Inputs_endUseLoadShapes_PSE.xlsx | Inputs_Global_PSE.xlsx | Inputs_Product_Res DLC Heat-Switch.xlsx | PSE | 40 | Winter | Peak | 4 | Res DLC Heat-Switch | Setup Cost | $ | 150000 | 1 FTE | 2020 | 2039 | 0.076 | 0.02 | 0.069 | 150000 | 20000
Inputs_Product_Res DLC Heat-Switch.xlsx | Inputs_endUseLoadShapes_PSE.xlsx | Inputs_Global_PSE.xlsx | Inputs_Product_Res DLC Heat-Switch.xlsx | PSE | 40 | Winter | Peak | 4 | Res DLC Heat-Switch | O&M Cost | $ per participant per year | 7.5 | The annual program administrative cost assumes 1 FTE at $150,000 per year per 20,000 residential participants. In PSE's 2015 CPA, admin costs were 5% of total costs and vendor costs were 15% of total costs (Cadmus 2015). | 2020 | 2039 | 0.076 | 0.02 | 0.069 | 150000 | 20000
Inputs_Product_Res DLC Heat-Switch.xlsx | Inputs_endUseLoadShapes_PSE.xlsx | Inputs_Global_PSE.xlsx | Inputs_Product_Res DLC Heat-Switch.xlsx | PSE | 40 | Winter | Peak | 4 | Res DLC Heat-Switch | Equipment Cost | $ per new participant | 215 | Includes communication costs and using Applied (2017): $215 ($115 switch + $100 installation). Other sources include Potter (2017): $166 (costs for the control technology, installation, and communication platform); Global (2011): $170; Navigant (2015a) for CAC DLC: $125-$189 (including $60 switch); Navigant (2012) for SH DLC: $370; Xcel (2016) for CAC DLC: $150-$200 equipment cost. | 2020 | 2039 | 0.076 | 0.02 | 0.069 | 150000 | 20000
Inputs_Product_Res DLC Heat-Switch.xlsx | Inputs_endUseLoadShapes_PSE.xlsx | Inputs_Global_PSE.xlsx | Inputs_Product_Res DLC Heat-Switch.xlsx | PSE | 40 | Winter | Peak | 4 | Res DLC Heat-Switch | Marketing Cost | $ per new participant | 25 | Range for DLC programs: Navigant (2012) $25; Applied (2017) $50; Brattle (2014) $80; Applied (2017) $50. | 2020 | 2039 | 0.076 | 0.02 | 0.069 | 150000 | 20000
Inputs_Product_Res DLC Heat-Switch.xlsx | Inputs_endUseLoadShapes_PSE.xlsx | Inputs_Global_PSE.xlsx | Inputs_Product_Res DLC Heat-Switch.xlsx | PSE | 40 | Winter | Peak | 4 | Res DLC Heat-Switch | Incentives (annual) | $ per participant per year | 40 | Assuming $10/month for the season (i.e. November to February). Applied (2017) for SH DLC: $20; Navigant (2012) for SH DLC: $32; Global (2011) for SH DLC: $50. | 2020 | 2039 | 0.076 | 0.02 | 0.069 | 150000 | 20000
Inputs_Product_Res DLC Heat-Switch.xlsx | Inputs_endUseLoadShapes_PSE.xlsx | Inputs_Global_PSE.xlsx | Inputs_Product_Res DLC Heat-Switch.xlsx | PSE | 40 | Winter | Peak | 4 | Res DLC Heat-Switch | Incentives (one time) | $ per new participant | 0 | N/A | 2020 | 2039 | 0.076 | 0.02 | 0.069 | 150000 | 20000
Inputs_Product_Res DLC Heat-Switch.xlsx | Inputs_endUseLoadShapes_PSE.xlsx | Inputs_Global_PSE.xlsx | Inputs_Product_Res DLC Heat-Switch.xlsx | PSE | 40 | Winter | Peak | 4 | Res DLC Heat-Switch | Attrition | % of existing participants per year | 0.05 | Consistent with Res DLC Water Heat. | 2020 | 2039 | 0.076 | 0.02 | 0.069 | 150000 | 20000
Inputs_Product_Res DLC Heat-Switch.xlsx | Inputs_endUseLoadShapes_PSE.xlsx | Inputs_Global_PSE.xlsx | Inputs_Product_Res DLC Heat-Switch.xlsx | PSE | 40 | Winter | Peak | 4 | Res DLC Heat-Switch | Population | Customer count | Varies by segment | 0 | 2020 | 2039 | 0.076 | 0.02 | 0.069 | 150000 | 20000
Inputs_Product_Res DLC Heat-Switch.xlsx | Inputs_endUseLoadShapes_PSE.xlsx | Inputs_Global_PSE.xlsx | Inputs_Product_Res DLC Heat-Switch.xlsx | PSE | 40 | Winter | Peak | 4 | Res DLC Heat-Switch | Eligibility | % of customer count (e.g. equipment saturation) | Varies by segment | Equipment saturation for each segment was derived from the RBSA (2017) data for PSE's electric service territory (in heating zone 1). | 2020 | 2039 | 0.076 | 0.02 | 0.069 | 150000 | 20000
Inputs_Product_Res DLC Heat-Switch.xlsx | Inputs_endUseLoadShapes_PSE.xlsx | Inputs_Global_PSE.xlsx | Inputs_Product_Res DLC Heat-Switch.xlsx | PSE | 40 | Winter | Peak | 4 | Res DLC Heat-Switch | Peak Load Impact | kW per participant (at meter) | 1.74 | Using results from PSE's pilot program: 1.74 kW (Navigant 2012). Researched values ranged from 1.0kW to 2.88 kW. Brattle (2016): 1 kW; Global (2011): 1 kW; Applied (2017): 1 - 1.78 kW; Cadmus (2011): 1.65 kW (SH and WH combined). | 2020 | 2039 | 0.076 | 0.02 | 0.069 | 150000 | 20000
Inputs_Product_Res DLC Heat-Switch.xlsx | Inputs_endUseLoadShapes_PSE.xlsx | Inputs_Global_PSE.xlsx | Inputs_Product_Res DLC Heat-Switch.xlsx | PSE | 40 | Winter | Peak | 4 | Res DLC Heat-Switch | Program Participation | % of eligible customers | 0.2 | Navigant (2012), Applied (2017), and Brattle (2016) use 20%. Global (2011) gives low- and high-range of 15% - 25%. | 2020 | 2039 | 0.076 | 0.02 | 0.069 | 150000 | 20000
Inputs_Product_Res DLC Heat-Switch.xlsx | Inputs_endUseLoadShapes_PSE.xlsx | Inputs_Global_PSE.xlsx | Inputs_Product_Res DLC Heat-Switch.xlsx | PSE | 40 | Winter | Peak | 4 | Res DLC Heat-Switch | Event Participation | % (switch success rate) | 0.94 | SH and CAC DLC and PCT programs range from 64% to 96%. Navigant (2012) had 94%, matching participation for ConEd (2012) and NIPSCO (2012) CAC programs. | 2020 | 2039 | 0.076 | 0.02 | 0.069 | 150000 | 20000
Inputs_Product_Res DLC Heat-Switch.xlsx | Inputs_endUseLoadShapes_PSE.xlsx | Inputs_Global_PSE.xlsx | Inputs_Product_Res DLC Heat-Switch.xlsx | PSE | 40 | Winter | Peak | 4 | Res DLC Heat-Switch | Ramp Period | Number of years to reach maximum achievable potential | 7 | 0 | 2020 | 2039 | 0.076 | 0.02 | 0.069 | 150000 | 20000
Inputs_Product_Res DLC Heat-Switch.xlsx | Inputs_endUseLoadShapes_PSE.xlsx | Inputs_Global_PSE.xlsx | Inputs_Product_Res DLC Heat-Switch.xlsx | PSE | 40 | Winter | Peak | 4 | Res DLC Heat-Switch | 2020 | Ramp rate as % of maximum achievable potential | 0 | 0 | 2020 | 2039 | 0.076 | 0.02 | 0.069 | 150000 | 20000
Inputs_Product_Res DLC Heat-Switch.xlsx | Inputs_endUseLoadShapes_PSE.xlsx | Inputs_Global_PSE.xlsx | Inputs_Product_Res DLC Heat-Switch.xlsx | PSE | 40 | Winter | Peak | 4 | Res DLC Heat-Switch | 2021 | Ramp rate as % of maximum achievable potential | 0.1 | 0 | 2020 | 2039 | 0.076 | 0.02 | 0.069 | 150000 | 20000
Inputs_Product_Res DLC Heat-Switch.xlsx | Inputs_endUseLoadShapes_PSE.xlsx | Inputs_Global_PSE.xlsx | Inputs_Product_Res DLC Heat-Switch.xlsx | PSE | 40 | Winter | Peak | 4 | Res DLC Heat-Switch | 2022 | Ramp rate as % of maximum achievable potential | 0.2 | 0 | 2020 | 2039 | 0.076 | 0.02 | 0.069 | 150000 | 20000
Inputs_Product_Res DLC Heat-Switch.xlsx | Inputs_endUseLoadShapes_PSE.xlsx | Inputs_Global_PSE.xlsx | Inputs_Product_Res DLC Heat-Switch.xlsx | PSE | 40 | Winter | Peak | 4 | Res DLC Heat-Switch | 2023 | Ramp rate as % of maximum achievable potential | 0.4 | 0 | 2020 | 2039 | 0.076 | 0.02 | 0.069 | 150000 | 20000
Inputs_Product_Res DLC Heat-Switch.xlsx | Inputs_endUseLoadShapes_PSE.xlsx | Inputs_Global_PSE.xlsx | Inputs_Product_Res DLC Heat-Switch.xlsx | PSE | 40 | Winter | Peak | 4 | Res DLC Heat-Switch | 2024 | Ramp rate as % of maximum achievable potential | 0.6 | 0 | 2020 | 2039 | 0.076 | 0.02 | 0.069 | 150000 | 20000
Inputs_Product_Res DLC Heat-Switch.xlsx | Inputs_endUseLoadShapes_PSE.xlsx | Inputs_Global_PSE.xlsx | Inputs_Product_Res DLC Heat-Switch.xlsx | PSE | 40 | Winter | Peak | 4 | Res DLC Heat-Switch | 2025 | Ramp rate as % of maximum achievable potential | 0.8 | 0 | 2020 | 2039 | 0.076 | 0.02 | 0.069 | 150000 | 20000
Inputs_Product_Res DLC Heat-Switch.xlsx | Inputs_endUseLoadShapes_PSE.xlsx | Inputs_Global_PSE.xlsx | Inputs_Product_Res DLC Heat-Switch.xlsx | PSE | 40 | Winter | Peak | 4 | Res DLC Heat-Switch | 2026 | Ramp rate as % of maximum achievable potential | 1 | 0 | 2020 | 2039 | 0.076 | 0.02 | 0.069 | 150000 | 20000
Inputs_Product_Res DLC Heat-Switch.xlsx | Inputs_endUseLoadShapes_PSE.xlsx | Inputs_Global_PSE.xlsx | Inputs_Product_Res DLC Heat-Switch.xlsx | PSE | 40 | Winter | Peak | 4 | Res DLC Heat-Switch | 2027 | Ramp rate as % of maximum achievable potential | 1 | 0 | 2020 | 2039 | 0.076 | 0.02 | 0.069 | 150000 | 20000
Inputs_Product_Res DLC Heat-Switch.xlsx | Inputs_endUseLoadShapes_PSE.xlsx | Inputs_Global_PSE.xlsx | Inputs_Product_Res DLC Heat-Switch.xlsx | PSE | 40 | Winter | Peak | 4 | Res DLC Heat-Switch | 2028 | Ramp rate as % of maximum achievable potential | 1 | 0 | 2020 | 2039 | 0.076 | 0.02 | 0.069 | 150000 | 20000
Inputs_Product_Res DLC Heat-Switch.xlsx | Inputs_endUseLoadShapes_PSE.xlsx | Inputs_Global_PSE.xlsx | Inputs_Product_Res DLC Heat-Switch.xlsx | PSE | 40 | Winter | Peak | 4 | Res DLC Heat-Switch | 2029 | Ramp rate as % of maximum achievable potential | 1 | 0 | 2020 | 2039 | 0.076 | 0.02 | 0.069 | 150000 | 20000
Inputs_Product_Res DLC Heat-Switch.xlsx | Inputs_endUseLoadShapes_PSE.xlsx | Inputs_Global_PSE.xlsx | Inputs_Product_Res DLC Heat-Switch.xlsx | PSE | 40 | Winter | Peak | 4 | Res DLC Heat-Switch | 2030 | Ramp rate as % of maximum achievable potential | 1 | 0 | 2020 | 2039 | 0.076 | 0.02 | 0.069 | 150000 | 20000
Inputs_Product_Res DLC Heat-Switch.xlsx | Inputs_endUseLoadShapes_PSE.xlsx | Inputs_Global_PSE.xlsx | Inputs_Product_Res DLC Heat-Switch.xlsx | PSE | 40 | Winter | Peak | 4 | Res DLC Heat-Switch | 2031 | Ramp rate as % of maximum achievable potential | 1 | 0 | 2020 | 2039 | 0.076 | 0.02 | 0.069 | 150000 | 20000
Inputs_Product_Res DLC Heat-Switch.xlsx | Inputs_endUseLoadShapes_PSE.xlsx | Inputs_Global_PSE.xlsx | Inputs_Product_Res DLC Heat-Switch.xlsx | PSE | 40 | Winter | Peak | 4 | Res DLC Heat-Switch | 2032 | Ramp rate as % of maximum achievable potential | 1 | 0 | 2020 | 2039 | 0.076 | 0.02 | 0.069 | 150000 | 20000
Inputs_Product_Res DLC Heat-Switch.xlsx | Inputs_endUseLoadShapes_PSE.xlsx | Inputs_Global_PSE.xlsx | Inputs_Product_Res DLC Heat-Switch.xlsx | PSE | 40 | Winter | Peak | 4 | Res DLC Heat-Switch | 2033 | Ramp rate as % of maximum achievable potential | 1 | 0 | 2020 | 2039 | 0.076 | 0.02 | 0.069 | 150000 | 20000
Inputs_Product_Res DLC Heat-Switch.xlsx | Inputs_endUseLoadShapes_PSE.xlsx | Inputs_Global_PSE.xlsx | Inputs_Product_Res DLC Heat-Switch.xlsx | PSE | 40 | Winter | Peak | 4 | Res DLC Heat-Switch | 2034 | Ramp rate as % of maximum achievable potential | 1 | 0 | 2020 | 2039 | 0.076 | 0.02 | 0.069 | 150000 | 20000
Inputs_Product_Res DLC Heat-Switch.xlsx | Inputs_endUseLoadShapes_PSE.xlsx | Inputs_Global_PSE.xlsx | Inputs_Product_Res DLC Heat-Switch.xlsx | PSE | 40 | Winter | Peak | 4 | Res DLC Heat-Switch | 2035 | Ramp rate as % of maximum achievable potential | 1 | 0 | 2020 | 2039 | 0.076 | 0.02 | 0.069 | 150000 | 20000
Inputs_Product_Res DLC Heat-Switch.xlsx | Inputs_endUseLoadShapes_PSE.xlsx | Inputs_Global_PSE.xlsx | Inputs_Product_Res DLC Heat-Switch.xlsx | PSE | 40 | Winter | Peak | 4 | Res DLC Heat-Switch | 2036 | Ramp rate as % of maximum achievable potential | 1 | 0 | 2020 | 2039 | 0.076 | 0.02 | 0.069 | 150000 | 20000
Inputs_Product_Res DLC Heat-Switch.xlsx | Inputs_endUseLoadShapes_PSE.xlsx | Inputs_Global_PSE.xlsx | Inputs_Product_Res DLC Heat-Switch.xlsx | PSE | 40 | Winter | Peak | 4 | Res DLC Heat-Switch | 2037 | Ramp rate as % of maximum achievable potential | 1 | 0 | 2020 | 2039 | 0.076 | 0.02 | 0.069 | 150000 | 20000
Inputs_Product_Res DLC Heat-Switch.xlsx | Inputs_endUseLoadShapes_PSE.xlsx | Inputs_Global_PSE.xlsx | Inputs_Product_Res DLC Heat-Switch.xlsx | PSE | 40 | Winter | Peak | 4 | Res DLC Heat-Switch | 2038 | Ramp rate as % of maximum achievable potential | 1 | 0 | 2020 | 2039 | 0.076 | 0.02 | 0.069 | 150000 | 20000
Inputs_Product_Res DLC Heat-Switch.xlsx | Inputs_endUseLoadShapes_PSE.xlsx | Inputs_Global_PSE.xlsx | Inputs_Product_Res DLC Heat-Switch.xlsx | PSE | 40 | Winter | Peak | 4 | Res DLC Heat-Switch | 2039 | Ramp rate as % of maximum achievable potential | 1 | 0 | 2020 | 2039 | 0.076 | 0.02 | 0.069 | 150000 | 20000
Inputs_Product_Res DLC Heat-Switch.xlsx | Inputs_endUseLoadShapes_PSE.xlsx | Inputs_Global_PSE.xlsx | Inputs_Product_Res DLC Heat-Switch.xlsx | PSE | 40 | Winter | Peak | 4 | Res DLC Heat-Switch | 2040 | Ramp rate as % of maximum achievable potential | 0 | 0 | 2020 | 2039 | 0.076 | 0.02 | 0.069 | 150000 | 20000
Inputs_Product_Res DLC Heat-Switch.xlsx | Inputs_endUseLoadShapes_PSE.xlsx | Inputs_Global_PSE.xlsx | Inputs_Product_Res DLC Heat-Switch.xlsx | PSE | 40 | Winter | Peak | 4 | Res DLC Heat-Switch | 2041 | Ramp rate as % of maximum achievable potential | 0 | 0 | 2020 | 2039 | 0.076 | 0.02 | 0.069 | 150000 | 20000
Inputs_Product_Res DLC Heat-Switch.xlsx | Inputs_endUseLoadShapes_PSE.xlsx | Inputs_Global_PSE.xlsx | Inputs_Product_Res DLC Heat-Switch.xlsx | PSE | 40 | Winter | Peak | 4 | Res DLC Heat-Switch | 2042 | Ramp rate as % of maximum achievable potential | 0 | 0 | 2020 | 2039 | 0.076 | 0.02 | 0.069 | 150000 | 20000
Inputs_Product_Res DLC Heat-Switch.xlsx | Inputs_endUseLoadShapes_PSE.xlsx | Inputs_Global_PSE.xlsx | Inputs_Product_Res DLC Heat-Switch.xlsx | PSE | 40 | Winter | Peak | 4 | Res DLC Heat-Switch | 2043 | Ramp rate as % of maximum achievable potential | 0 | 0 | 2020 | 2039 | 0.076 | 0.02 | 0.069 | 150000 | 20000
Inputs_Product_Res DLC Heat-Switch.xlsx | Inputs_endUseLoadShapes_PSE.xlsx | Inputs_Global_PSE.xlsx | Inputs_Product_Res DLC Heat-Switch.xlsx | PSE | 40 | Winter | Peak | 4 | Res DLC Heat-Switch | 2044 | Ramp rate as % of maximum achievable potential | 0 | 0 | 2020 | 2039 | 0.076 | 0.02 | 0.069 | 150000 | 20000
Inputs_Product_Res DLC Heat-Switch.xlsx | Inputs_endUseLoadShapes_PSE.xlsx | Inputs_Global_PSE.xlsx | Inputs_Product_Res DLC Heat-Switch.xlsx | PSE | 40 | Winter | Peak | 4 | Res DLC Heat-Switch | 2045 | Ramp rate as % of maximum achievable potential | 0 | 0 | 2020 | 2039 | 0.076 | 0.02 | 0.069 | 150000 | 20000
Inputs_Product_Res DLC Heat-Switch.xlsx | Inputs_endUseLoadShapes_PSE.xlsx | Inputs_Global_PSE.xlsx | Inputs_Product_Res DLC Heat-Switch.xlsx | PSE | 40 | Winter | Peak | 4 | Res DLC Heat-Switch | 2046 | Ramp rate as % of maximum achievable potential | 0 | 0 | 2020 | 2039 | 0.076 | 0.02 | 0.069 | 150000 | 20000
Inputs_Product_Res DLC Heat-Switch.xlsx | Inputs_endUseLoadShapes_PSE.xlsx | Inputs_Global_PSE.xlsx | Inputs_Product_Res DLC Heat-Switch.xlsx | PSE | 40 | Winter | Peak | 4 | Res DLC Heat-Switch | 2047 | Ramp rate as % of maximum achievable potential | 0 | 0 | 2020 | 2039 | 0.076 | 0.02 | 0.069 | 150000 | 20000
Inputs_Product_Res DLC Heat-Switch.xlsx | Inputs_endUseLoadShapes_PSE.xlsx | Inputs_Global_PSE.xlsx | Inputs_Product_Res DLC Heat-Switch.xlsx | PSE | 40 | Winter | Peak | 4 | Res DLC Heat-Switch | 2048 | Ramp rate as % of maximum achievable potential | 0 | 0 | 2020 | 2039 | 0.076 | 0.02 | 0.069 | 150000 | 20000
Inputs_Product_Res DLC Heat-Switch.xlsx | Inputs_endUseLoadShapes_PSE.xlsx | Inputs_Global_PSE.xlsx | Inputs_Product_Res DLC Heat-Switch.xlsx | PSE | 40 | Winter | Peak | 4 | Res DLC Heat-Switch | 2049 | Ramp rate as % of maximum achievable potential | 0 | 0 | 2020 | 2039 | 0.076 | 0.02 | 0.069 | 150000 | 20000
Inputs_Product_Res DLC Water Heat-Grid-Enabled.xlsx | Inputs_endUseLoadShapes_PSE.xlsx | Inputs_Global_PSE.xlsx | Inputs_Product_Res DLC Water Heat-Grid-Enabled.xlsx | PSE | 18 | Winter | Peak | 6 | Res DLC Water Heat-Grid-Enabled | Eligible Sectors | Residential | 0 | 0 | 2020 | 2039 | 0.076 | 0.02 | 0.069 | 150000 | 20000
Inputs_Product_Res DLC Water Heat-Grid-Enabled.xlsx | Inputs_endUseLoadShapes_PSE.xlsx | Inputs_Global_PSE.xlsx | Inputs_Product_Res DLC Water Heat-Grid-Enabled.xlsx | PSE | 18 | Winter | Peak | 6 | Res DLC Water Heat-Grid-Enabled | Eligible Segments | All segments | 0 | 0 | 2020 | 2039 | 0.076 | 0.02 | 0.069 | 150000 | 20000
Inputs_Product_Res DLC Water Heat-Grid-Enabled.xlsx | Inputs_endUseLoadShapes_PSE.xlsx | Inputs_Global_PSE.xlsx | Inputs_Product_Res DLC Water Heat-Grid-Enabled.xlsx | PSE | 18 | Winter | Peak | 6 | Res DLC Water Heat-Grid-Enabled | Eligible End Uses | Water Heat | 0 | 0 | 2020 | 2039 | 0.076 | 0.02 | 0.069 | 150000 | 20000
Inputs_Product_Res DLC Water Heat-Grid-Enabled.xlsx | Inputs_endUseLoadShapes_PSE.xlsx | Inputs_Global_PSE.xlsx | Inputs_Product_Res DLC Water Heat-Grid-Enabled.xlsx | PSE | 18 | Winter | Peak | 6 | Res DLC Water Heat-Grid-Enabled | Other Eligibility Requirements | Grid-enabled water heaters with ADR controls | 0 | LBNL (2017) The water heaters with ADR controls are typically sold as a complete system, and require that the entire water heater be replaced. These systems include the use of wireless networks and embedded sensors, commonly referred to as the "Internet of Things, (IoT), and can be procured and installed for approximately $2,136 per unit | 2020 | 2039 | 0.076 | 0.02 | 0.069 | 150000 | 20000
Inputs_Product_Res DLC Water Heat-Grid-Enabled.xlsx | Inputs_endUseLoadShapes_PSE.xlsx | Inputs_Global_PSE.xlsx | Inputs_Product_Res DLC Water Heat-Grid-Enabled.xlsx | PSE | 18 | Winter | Peak | 6 | Res DLC Water Heat-Grid-Enabled | Setup Cost | $ | 150000 | 1 FTE | 2020 | 2039 | 0.076 | 0.02 | 0.069 | 150000 | 20000
Inputs_Product_Res DLC Water Heat-Grid-Enabled.xlsx | Inputs_endUseLoadShapes_PSE.xlsx | Inputs_Global_PSE.xlsx | Inputs_Product_Res DLC Water Heat-Grid-Enabled.xlsx | PSE | 18 | Winter | Peak | 6 | Res DLC Water Heat-Grid-Enabled | O&M Cost | $ per year | 7.5 | The annual program administrative cost assumes 1 FTE at $150,000 per year per 20,000 residential participants. | 2020 | 2039 | 0.076 | 0.02 | 0.069 | 150000 | 20000
Inputs_Product_Res DLC Water Heat-Grid-Enabled.xlsx | Inputs_endUseLoadShapes_PSE.xlsx | Inputs_Global_PSE.xlsx | Inputs_Product_Res DLC Water Heat-Grid-Enabled.xlsx | PSE | 18 | Winter | Peak | 6 | Res DLC Water Heat-Grid-Enabled | Equipment Cost | $ per new participant | 40 | Potter (2017): equipment and installation costs for water heatesr with ADR controls amount to approximately $2,136 per unit. Cadmus 2018 study for Snohomish PUD County assumes $800 incremental technology cost from a range of $600 to $1000 (sourced from Hledik 2016). https://nwcouncil.app.box.com/s/c8vv1s2c7lsdrgjlf73bl47ny15i6axc | 2020 | 2039 | 0.076 | 0.02 | 0.069 | 150000 | 20000
Inputs_Product_Res DLC Water Heat-Grid-Enabled.xlsx | Inputs_endUseLoadShapes_PSE.xlsx | Inputs_Global_PSE.xlsx | Inputs_Product_Res DLC Water Heat-Grid-Enabled.xlsx | PSE | 18 | Winter | Peak | 6 | Res DLC Water Heat-Grid-Enabled | Marketing Cost | $ per new participant | 50 | Range for DLC programs: Navigant (2012) $25; Applied (2017) $50; Brattle (2014) $80; Applied (2017) $50. Similar to Cadmus 2018 study for Snohomish PUD County, this study assumes $50 from the rationale that DLC marketing costs are scaled up to reflect the additional costs of offering an emerging product. | 2020 | 2039 | 0.076 | 0.02 | 0.069 | 150000 | 20000
Inputs_Product_Res DLC Water Heat-Grid-Enabled.xlsx | Inputs_endUseLoadShapes_PSE.xlsx | Inputs_Global_PSE.xlsx | Inputs_Product_Res DLC Water Heat-Grid-Enabled.xlsx | PSE | 18 | Winter | Peak | 6 | Res DLC Water Heat-Grid-Enabled | Incentives (annual) | $ per participant per year | 0 | Similar to the Cadmus 2018 study for Snohomish PUD County, this study assumes $0 incentives because the program pays for equipment and installation of a new grid-enabled water heater. | 2020 | 2039 | 0.076 | 0.02 | 0.069 | 150000 | 20000
Inputs_Product_Res DLC Water Heat-Grid-Enabled.xlsx | Inputs_endUseLoadShapes_PSE.xlsx | Inputs_Global_PSE.xlsx | Inputs_Product_Res DLC Water Heat-Grid-Enabled.xlsx | PSE | 18 | Winter | Peak | 6 | Res DLC Water Heat-Grid-Enabled | Incentives (one time) | $ per new participant | 0 | N/A | 2020 | 2039 | 0.076 | 0.02 | 0.069 | 150000 | 20000
Inputs_Product_Res DLC Water Heat-Grid-Enabled.xlsx | Inputs_endUseLoadShapes_PSE.xlsx | Inputs_Global_PSE.xlsx | Inputs_Product_Res DLC Water Heat-Grid-Enabled.xlsx | PSE | 18 | Winter | Peak | 6 | Res DLC Water Heat-Grid-Enabled | Attrition | % of existing participants per year | 0.05 | Cadmus (2011) Kootenai DR pilot. | 2020 | 2039 | 0.076 | 0.02 | 0.069 | 150000 | 20000
Inputs_Product_Res DLC Water Heat-Grid-Enabled.xlsx | Inputs_endUseLoadShapes_PSE.xlsx | Inputs_Global_PSE.xlsx | Inputs_Product_Res DLC Water Heat-Grid-Enabled.xlsx | PSE | 18 | Winter | Peak | 6 | Res DLC Water Heat-Grid-Enabled | Population | Customer count | Varies by segment | 0 | 2020 | 2039 | 0.076 | 0.02 | 0.069 | 150000 | 20000
Inputs_Product_Res DLC Water Heat-Grid-Enabled.xlsx | Inputs_endUseLoadShapes_PSE.xlsx | Inputs_Global_PSE.xlsx | Inputs_Product_Res DLC Water Heat-Grid-Enabled.xlsx | PSE | 18 | Winter | Peak | 6 | Res DLC Water Heat-Grid-Enabled | Eligibility | % of customer count (e.g. equipment saturation) | Varies by segment | Equipment saturation for each segment was derived from the RBSA (2017) data for PSE's electric service territory (in heating zone 1). We took PSE's electric water heat saturation by segment and | 2020 | 2039 | 0.076 | 0.02 | 0.069 | 150000 | 20000
Inputs_Product_Res DLC Water Heat-Grid-Enabled.xlsx | Inputs_endUseLoadShapes_PSE.xlsx | Inputs_Global_PSE.xlsx | Inputs_Product_Res DLC Water Heat-Grid-Enabled.xlsx | PSE | 18 | Winter | Peak | 6 | Res DLC Water Heat-Grid-Enabled | Peak Load Impact | kW per participant (at meter) | 0.23774 | Similar to the Cadmus 2018 study for Snohomish PUD County, this study assumes 1.72 kW (derived from sourced from Hledik 2016). https://nwcouncil.app.box.com/s/c8vv1s2c7lsdrgjlf73bl47ny15i6axc | 2020 | 2039 | 0.076 | 0.02 | 0.069 | 150000 | 20000
Inputs_Product_Res DLC Water Heat-Grid-Enabled.xlsx | Inputs_endUseLoadShapes_PSE.xlsx | Inputs_Global_PSE.xlsx | Inputs_Product_Res DLC Water Heat-Grid-Enabled.xlsx | PSE | 18 | Winter | Peak | 6 | Res DLC Water Heat-Grid-Enabled | Program Participation | % of eligible customers | 0.2 | Using Cadmus' 2018 study for Snohomish County PUD: 20%; Applied (2017): 15% - 23%; Global (2011): 15% - 25%; Navigant (2012): 20%; Navigant (2015a): 20% - 30% (realistic - max achievable). | 2020 | 2039 | 0.076 | 0.02 | 0.069 | 150000 | 20000
Inputs_Product_Res DLC Water Heat-Grid-Enabled.xlsx | Inputs_endUseLoadShapes_PSE.xlsx | Inputs_Global_PSE.xlsx | Inputs_Product_Res DLC Water Heat-Grid-Enabled.xlsx | PSE | 18 | Winter | Peak | 6 | Res DLC Water Heat-Grid-Enabled | Event Participation | % (switch success rate) | 0.95 | Consistent with Res DLC Heat Switch and Cadmus' 2018 study for Snohomish County PUD: 94%. | 2020 | 2039 | 0.076 | 0.02 | 0.069 | 150000 | 20000
Inputs_Product_Res DLC Water Heat-Grid-Enabled.xlsx | Inputs_endUseLoadShapes_PSE.xlsx | Inputs_Global_PSE.xlsx | Inputs_Product_Res DLC Water Heat-Grid-Enabled.xlsx | PSE | 18 | Winter | Peak | 6 | Res DLC Water Heat-Grid-Enabled | Ramp Period | Number of years to reach maximum achievable potential | 7 | Enter sources and/or other notes | 2020 | 2039 | 0.076 | 0.02 | 0.069 | 150000 | 20000
Inputs_Product_Res DLC Water Heat-Grid-Enabled.xlsx | Inputs_endUseLoadShapes_PSE.xlsx | Inputs_Global_PSE.xlsx | Inputs_Product_Res DLC Water Heat-Grid-Enabled.xlsx | PSE | 18 | Winter | Peak | 6 | Res DLC Water Heat-Grid-Enabled | 2020 | Ramp rate as % of maximum achievable potential | 0 | 0 | 2020 | 2039 | 0.076 | 0.02 | 0.069 | 150000 | 20000
Inputs_Product_Res DLC Water Heat-Grid-Enabled.xlsx | Inputs_endUseLoadShapes_PSE.xlsx | Inputs_Global_PSE.xlsx | Inputs_Product_Res DLC Water Heat-Grid-Enabled.xlsx | PSE | 18 | Winter | Peak | 6 | Res DLC Water Heat-Grid-Enabled | 2021 | Ramp rate as % of maximum achievable potential | 0.1 | 0 | 2020 | 2039 | 0.076 | 0.02 | 0.069 | 150000 | 20000
Inputs_Product_Res DLC Water Heat-Grid-Enabled.xlsx | Inputs_endUseLoadShapes_PSE.xlsx | Inputs_Global_PSE.xlsx | Inputs_Product_Res DLC Water Heat-Grid-Enabled.xlsx | PSE | 18 | Winter | Peak | 6 | Res DLC Water Heat-Grid-Enabled | 2022 | Ramp rate as % of maximum achievable potential | 0.2 | 0 | 2020 | 2039 | 0.076 | 0.02 | 0.069 | 150000 | 20000
Inputs_Product_Res DLC Water Heat-Grid-Enabled.xlsx | Inputs_endUseLoadShapes_PSE.xlsx | Inputs_Global_PSE.xlsx | Inputs_Product_Res DLC Water Heat-Grid-Enabled.xlsx | PSE | 18 | Winter | Peak | 6 | Res DLC Water Heat-Grid-Enabled | 2023 | Ramp rate as % of maximum achievable potential | 0.4 | 0 | 2020 | 2039 | 0.076 | 0.02 | 0.069 | 150000 | 20000
Inputs_Product_Res DLC Water Heat-Grid-Enabled.xlsx | Inputs_endUseLoadShapes_PSE.xlsx | Inputs_Global_PSE.xlsx | Inputs_Product_Res DLC Water Heat-Grid-Enabled.xlsx | PSE | 18 | Winter | Peak | 6 | Res DLC Water Heat-Grid-Enabled | 2024 | Ramp rate as % of maximum achievable potential | 0.6 | 0 | 2020 | 2039 | 0.076 | 0.02 | 0.069 | 150000 | 20000
Inputs_Product_Res DLC Water Heat-Grid-Enabled.xlsx | Inputs_endUseLoadShapes_PSE.xlsx | Inputs_Global_PSE.xlsx | Inputs_Product_Res DLC Water Heat-Grid-Enabled.xlsx | PSE | 18 | Winter | Peak | 6 | Res DLC Water Heat-Grid-Enabled | 2025 | Ramp rate as % of maximum achievable potential | 0.8 | 0 | 2020 | 2039 | 0.076 | 0.02 | 0.069 | 150000 | 20000
Inputs_Product_Res DLC Water Heat-Grid-Enabled.xlsx | Inputs_endUseLoadShapes_PSE.xlsx | Inputs_Global_PSE.xlsx | Inputs_Product_Res DLC Water Heat-Grid-Enabled.xlsx | PSE | 18 | Winter | Peak | 6 | Res DLC Water Heat-Grid-Enabled | 2026 | Ramp rate as % of maximum achievable potential | 1 | 0 | 2020 | 2039 | 0.076 | 0.02 | 0.069 | 150000 | 20000
Inputs_Product_Res DLC Water Heat-Grid-Enabled.xlsx | Inputs_endUseLoadShapes_PSE.xlsx | Inputs_Global_PSE.xlsx | Inputs_Product_Res DLC Water Heat-Grid-Enabled.xlsx | PSE | 18 | Winter | Peak | 6 | Res DLC Water Heat-Grid-Enabled | 2027 | Ramp rate as % of maximum achievable potential | 1 | 0 | 2020 | 2039 | 0.076 | 0.02 | 0.069 | 150000 | 20000
Inputs_Product_Res DLC Water Heat-Grid-Enabled.xlsx | Inputs_endUseLoadShapes_PSE.xlsx | Inputs_Global_PSE.xlsx | Inputs_Product_Res DLC Water Heat-Grid-Enabled.xlsx | PSE | 18 | Winter | Peak | 6 | Res DLC Water Heat-Grid-Enabled | 2028 | Ramp rate as % of maximum achievable potential | 1 | 0 | 2020 | 2039 | 0.076 | 0.02 | 0.069 | 150000 | 20000
Inputs_Product_Res DLC Water Heat-Grid-Enabled.xlsx | Inputs_endUseLoadShapes_PSE.xlsx | Inputs_Global_PSE.xlsx | Inputs_Product_Res DLC Water Heat-Grid-Enabled.xlsx | PSE | 18 | Winter | Peak | 6 | Res DLC Water Heat-Grid-Enabled | 2029 | Ramp rate as % of maximum achievable potential | 1 | 0 | 2020 | 2039 | 0.076 | 0.02 | 0.069 | 150000 | 20000
Inputs_Product_Res DLC Water Heat-Grid-Enabled.xlsx | Inputs_endUseLoadShapes_PSE.xlsx | Inputs_Global_PSE.xlsx | Inputs_Product_Res DLC Water Heat-Grid-Enabled.xlsx | PSE | 18 | Winter | Peak | 6 | Res DLC Water Heat-Grid-Enabled | 2030 | Ramp rate as % of maximum achievable potential | 1 | 0 | 2020 | 2039 | 0.076 | 0.02 | 0.069 | 150000 | 20000
Inputs_Product_Res DLC Water Heat-Grid-Enabled.xlsx | Inputs_endUseLoadShapes_PSE.xlsx | Inputs_Global_PSE.xlsx | Inputs_Product_Res DLC Water Heat-Grid-Enabled.xlsx | PSE | 18 | Winter | Peak | 6 | Res DLC Water Heat-Grid-Enabled | 2031 | Ramp rate as % of maximum achievable potential | 1 | 0 | 2020 | 2039 | 0.076 | 0.02 | 0.069 | 150000 | 20000
Inputs_Product_Res DLC Water Heat-Grid-Enabled.xlsx | Inputs_endUseLoadShapes_PSE.xlsx | Inputs_Global_PSE.xlsx | Inputs_Product_Res DLC Water Heat-Grid-Enabled.xlsx | PSE | 18 | Winter | Peak | 6 | Res DLC Water Heat-Grid-Enabled | 2032 | Ramp rate as % of maximum achievable potential | 1 | 0 | 2020 | 2039 | 0.076 | 0.02 | 0.069 | 150000 | 20000
Inputs_Product_Res DLC Water Heat-Grid-Enabled.xlsx | Inputs_endUseLoadShapes_PSE.xlsx | Inputs_Global_PSE.xlsx | Inputs_Product_Res DLC Water Heat-Grid-Enabled.xlsx | PSE | 18 | Winter | Peak | 6 | Res DLC Water Heat-Grid-Enabled | 2033 | Ramp rate as % of maximum achievable potential | 1 | 0 | 2020 | 2039 | 0.076 | 0.02 | 0.069 | 150000 | 20000
Inputs_Product_Res DLC Water Heat-Grid-Enabled.xlsx | Inputs_endUseLoadShapes_PSE.xlsx | Inputs_Global_PSE.xlsx | Inputs_Product_Res DLC Water Heat-Grid-Enabled.xlsx | PSE | 18 | Winter | Peak | 6 | Res DLC Water Heat-Grid-Enabled | 2034 | Ramp rate as % of maximum achievable potential | 1 | 0 | 2020 | 2039 | 0.076 | 0.02 | 0.069 | 150000 | 20000
Inputs_Product_Res DLC Water Heat-Grid-Enabled.xlsx | Inputs_endUseLoadShapes_PSE.xlsx | Inputs_Global_PSE.xlsx | Inputs_Product_Res DLC Water Heat-Grid-Enabled.xlsx | PSE | 18 | Winter | Peak | 6 | Res DLC Water Heat-Grid-Enabled | 2035 | Ramp rate as % of maximum achievable potential | 1 | 0 | 2020 | 2039 | 0.076 | 0.02 | 0.069 | 150000 | 20000
Inputs_Product_Res DLC Water Heat-Grid-Enabled.xlsx | Inputs_endUseLoadShapes_PSE.xlsx | Inputs_Global_PSE.xlsx | Inputs_Product_Res DLC Water Heat-Grid-Enabled.xlsx | PSE | 18 | Winter | Peak | 6 | Res DLC Water Heat-Grid-Enabled | 2036 | Ramp rate as % of maximum achievable potential | 1 | 0 | 2020 | 2039 | 0.076 | 0.02 | 0.069 | 150000 | 20000
Inputs_Product_Res DLC Water Heat-Grid-Enabled.xlsx | Inputs_endUseLoadShapes_PSE.xlsx | Inputs_Global_PSE.xlsx | Inputs_Product_Res DLC Water Heat-Grid-Enabled.xlsx | PSE | 18 | Winter | Peak | 6 | Res DLC Water Heat-Grid-Enabled | 2037 | Ramp rate as % of maximum achievable potential | 1 | 0 | 2020 | 2039 | 0.076 | 0.02 | 0.069 | 150000 | 20000
Inputs_Product_Res DLC Water Heat-Grid-Enabled.xlsx | Inputs_endUseLoadShapes_PSE.xlsx | Inputs_Global_PSE.xlsx | Inputs_Product_Res DLC Water Heat-Grid-Enabled.xlsx | PSE | 18 | Winter | Peak | 6 | Res DLC Water Heat-Grid-Enabled | 2038 | Ramp rate as % of maximum achievable potential | 1 | 0 | 2020 | 2039 | 0.076 | 0.02 | 0.069 | 150000 | 20000
Inputs_Product_Res DLC Water Heat-Grid-Enabled.xlsx | Inputs_endUseLoadShapes_PSE.xlsx | Inputs_Global_PSE.xlsx | Inputs_Product_Res DLC Water Heat-Grid-Enabled.xlsx | PSE | 18 | Winter | Peak | 6 | Res DLC Water Heat-Grid-Enabled | 2039 | Ramp rate as % of maximum achievable potential | 1 | 0 | 2020 | 2039 | 0.076 | 0.02 | 0.069 | 150000 | 20000
Inputs_Product_Res DLC Water Heat-Grid-Enabled.xlsx | Inputs_endUseLoadShapes_PSE.xlsx | Inputs_Global_PSE.xlsx | Inputs_Product_Res DLC Water Heat-Grid-Enabled.xlsx | PSE | 18 | Winter | Peak | 6 | Res DLC Water Heat-Grid-Enabled | 2040 | Ramp rate as % of maximum achievable potential | 1 | 0 | 2020 | 2039 | 0.076 | 0.02 | 0.069 | 150000 | 20000
Inputs_Product_Res DLC Water Heat-Grid-Enabled.xlsx | Inputs_endUseLoadShapes_PSE.xlsx | Inputs_Global_PSE.xlsx | Inputs_Product_Res DLC Water Heat-Grid-Enabled.xlsx | PSE | 18 | Winter | Peak | 6 | Res DLC Water Heat-Grid-Enabled | 2041 | Ramp rate as % of maximum achievable potential | 1 | 0 | 2020 | 2039 | 0.076 | 0.02 | 0.069 | 150000 | 20000
Inputs_Product_Res DLC Water Heat-Grid-Enabled.xlsx | Inputs_endUseLoadShapes_PSE.xlsx | Inputs_Global_PSE.xlsx | Inputs_Product_Res DLC Water Heat-Grid-Enabled.xlsx | PSE | 18 | Winter | Peak | 6 | Res DLC Water Heat-Grid-Enabled | 2042 | Ramp rate as % of maximum achievable potential | 1 | 0 | 2020 | 2039 | 0.076 | 0.02 | 0.069 | 150000 | 20000
Inputs_Product_Res DLC Water Heat-Grid-Enabled.xlsx | Inputs_endUseLoadShapes_PSE.xlsx | Inputs_Global_PSE.xlsx | Inputs_Product_Res DLC Water Heat-Grid-Enabled.xlsx | PSE | 18 | Winter | Peak | 6 | Res DLC Water Heat-Grid-Enabled | 2043 | Ramp rate as % of maximum achievable potential | 1 | 0 | 2020 | 2039 | 0.076 | 0.02 | 0.069 | 150000 | 20000
Inputs_Product_Res DLC Water Heat-Grid-Enabled.xlsx | Inputs_endUseLoadShapes_PSE.xlsx | Inputs_Global_PSE.xlsx | Inputs_Product_Res DLC Water Heat-Grid-Enabled.xlsx | PSE | 18 | Winter | Peak | 6 | Res DLC Water Heat-Grid-Enabled | 2044 | Ramp rate as % of maximum achievable potential | 1 | 0 | 2020 | 2039 | 0.076 | 0.02 | 0.069 | 150000 | 20000
Inputs_Product_Res DLC Water Heat-Grid-Enabled.xlsx | Inputs_endUseLoadShapes_PSE.xlsx | Inputs_Global_PSE.xlsx | Inputs_Product_Res DLC Water Heat-Grid-Enabled.xlsx | PSE | 18 | Winter | Peak | 6 | Res DLC Water Heat-Grid-Enabled | 2045 | Ramp rate as % of maximum achievable potential | 1 | 0 | 2020 | 2039 | 0.076 | 0.02 | 0.069 | 150000 | 20000
Inputs_Product_Res DLC Water Heat-Grid-Enabled.xlsx | Inputs_endUseLoadShapes_PSE.xlsx | Inputs_Global_PSE.xlsx | Inputs_Product_Res DLC Water Heat-Grid-Enabled.xlsx | PSE | 18 | Winter | Peak | 6 | Res DLC Water Heat-Grid-Enabled | 2046 | Ramp rate as % of maximum achievable potential | 1 | 0 | 2020 | 2039 | 0.076 | 0.02 | 0.069 | 150000 | 20000
Inputs_Product_Res DLC Water Heat-Grid-Enabled.xlsx | Inputs_endUseLoadShapes_PSE.xlsx | Inputs_Global_PSE.xlsx | Inputs_Product_Res DLC Water Heat-Grid-Enabled.xlsx | PSE | 18 | Winter | Peak | 6 | Res DLC Water Heat-Grid-Enabled | 2047 | Ramp rate as % of maximum achievable potential | 1 | 0 | 2020 | 2039 | 0.076 | 0.02 | 0.069 | 150000 | 20000
Inputs_Product_Res DLC Water Heat-Grid-Enabled.xlsx | Inputs_endUseLoadShapes_PSE.xlsx | Inputs_Global_PSE.xlsx | Inputs_Product_Res DLC Water Heat-Grid-Enabled.xlsx | PSE | 18 | Winter | Peak | 6 | Res DLC Water Heat-Grid-Enabled | 2048 | Ramp rate as % of maximum achievable potential | 1 | 0 | 2020 | 2039 | 0.076 | 0.02 | 0.069 | 150000 | 20000
Inputs_Product_Res DLC Water Heat-Grid-Enabled.xlsx | Inputs_endUseLoadShapes_PSE.xlsx | Inputs_Global_PSE.xlsx | Inputs_Product_Res DLC Water Heat-Grid-Enabled.xlsx | PSE | 18 | Winter | Peak | 6 | Res DLC Water Heat-Grid-Enabled | 2049 | Ramp rate as % of maximum achievable potential | 1 | 0 | 2020 | 2039 | 0.076 | 0.02 | 0.069 | 150000 | 20000
Inputs_Product_Res DLC Water Heat-Grid-Enabled_v2.xlsx | Inputs_endUseLoadShapes_PSE.xlsx | Inputs_Global_PSE.xlsx | Inputs_Product_Res DLC Water Heat-Grid-Enabled_v2.xlsx | PSE | 18 | Winter | Peak | 6 | Res DLC Water Heat-Grid-Enabled | Eligible Sectors | Residential | 0 | 0 | 2020 | 2039 | 0.076 | 0.02 | 0.069 | 150000 | 20000
Inputs_Product_Res DLC Water Heat-Grid-Enabled_v2.xlsx | Inputs_endUseLoadShapes_PSE.xlsx | Inputs_Global_PSE.xlsx | Inputs_Product_Res DLC Water Heat-Grid-Enabled_v2.xlsx | PSE | 18 | Winter | Peak | 6 | Res DLC Water Heat-Grid-Enabled | Eligible Segments | All segments | 0 | 0 | 2020 | 2039 | 0.076 | 0.02 | 0.069 | 150000 | 20000
Inputs_Product_Res DLC Water Heat-Grid-Enabled_v2.xlsx | Inputs_endUseLoadShapes_PSE.xlsx | Inputs_Global_PSE.xlsx | Inputs_Product_Res DLC Water Heat-Grid-Enabled_v2.xlsx | PSE | 18 | Winter | Peak | 6 | Res DLC Water Heat-Grid-Enabled | Eligible End Uses | Water Heat | 0 | 0 | 2020 | 2039 | 0.076 | 0.02 | 0.069 | 150000 | 20000
Inputs_Product_Res DLC Water Heat-Grid-Enabled_v2.xlsx | Inputs_endUseLoadShapes_PSE.xlsx | Inputs_Global_PSE.xlsx | Inputs_Product_Res DLC Water Heat-Grid-Enabled_v2.xlsx | PSE | 18 | Winter | Peak | 6 | Res DLC Water Heat-Grid-Enabled | Other Eligibility Requirements | Grid-enabled smart water heaters with ability to attach an ANSI/CTA-2045 communication device | 0 | Using requirements from PGE pilot documented in March 2018 power point. https://nwcouncil.app.box.com/s/c8vv1s2c7lsdrgjlf73bl47ny15i6axc | 2020 | 2039 | 0.076 | 0.02 | 0.069 | 150000 | 20000
Inputs_Product_Res DLC Water Heat-Grid-Enabled_v2.xlsx | Inputs_endUseLoadShapes_PSE.xlsx | Inputs_Global_PSE.xlsx | Inputs_Product_Res DLC Water Heat-Grid-Enabled_v2.xlsx | PSE | 18 | Winter | Peak | 6 | Res DLC Water Heat-Grid-Enabled | Setup Cost | $ | 150000 | 1 FTE | 2020 | 2039 | 0.076 | 0.02 | 0.069 | 150000 | 20000
Inputs_Product_Res DLC Water Heat-Grid-Enabled_v2.xlsx | Inputs_endUseLoadShapes_PSE.xlsx | Inputs_Global_PSE.xlsx | Inputs_Product_Res DLC Water Heat-Grid-Enabled_v2.xlsx | PSE | 18 | Winter | Peak | 6 | Res DLC Water Heat-Grid-Enabled | O&M Cost | $ per participant per year | 7.5 | The annual program administrative cost assumes 1 FTE at $150,000 per year per 20,000 residential participants. | 2020 | 2039 | 0.076 | 0.02 | 0.069 | 150000 | 20000
Inputs_Product_Res DLC Water Heat-Grid-Enabled_v2.xlsx | Inputs_endUseLoadShapes_PSE.xlsx | Inputs_Global_PSE.xlsx | Inputs_Product_Res DLC Water Heat-Grid-Enabled_v2.xlsx | PSE | 18 | Winter | Peak | 6 | Res DLC Water Heat-Grid-Enabled | Equipment Cost | $ per new participant | 40 | Potter (2017): equipment and installation costs for water heatesr with ADR controls amount to approximately $2,136 per unit. Cadmus 2018 study for Snohomish PUD County assumes $800 incremental technology cost from a range of $600 to $1000 (sourced from Hledik 2016). https://nwcouncil.app.box.com/s/c8vv1s2c7lsdrgjlf73bl47ny15i6axc | 2020 | 2039 | 0.076 | 0.02 | 0.069 | 150000 | 20000
Inputs_Product_Res DLC Water Heat-Grid-Enabled_v2.xlsx | Inputs_endUseLoadShapes_PSE.xlsx | Inputs_Global_PSE.xlsx | Inputs_Product_Res DLC Water Heat-Grid-Enabled_v2.xlsx | PSE | 18 | Winter | Peak | 6 | Res DLC Water Heat-Grid-Enabled | Marketing Cost | $ per new participant | 25 | Range for DLC programs: Navigant (2012) $25; Applied (2017) $50; Brattle (2014) $80; Applied (2017) $50. | 2020 | 2039 | 0.076 | 0.02 | 0.069 | 150000 | 20000
Inputs_Product_Res DLC Water Heat-Grid-Enabled_v2.xlsx | Inputs_endUseLoadShapes_PSE.xlsx | Inputs_Global_PSE.xlsx | Inputs_Product_Res DLC Water Heat-Grid-Enabled_v2.xlsx | PSE | 18 | Winter | Peak | 6 | Res DLC Water Heat-Grid-Enabled | Incentives (annual) | $ per participant per year | 24 | Assuming $2/month for 12 months. Researched range: Applied (2017): $24-$25; Duke Energy (2015): $25; Navigant (2011): $8; BPA (2014): $4/month. | 2020 | 2039 | 0.076 | 0.02 | 0.069 | 150000 | 20000
Inputs_Product_Res DLC Water Heat-Grid-Enabled_v2.xlsx | Inputs_endUseLoadShapes_PSE.xlsx | Inputs_Global_PSE.xlsx | Inputs_Product_Res DLC Water Heat-Grid-Enabled_v2.xlsx | PSE | 18 | Winter | Peak | 6 | Res DLC Water Heat-Grid-Enabled | Incentives (one time) | $ per new participant | 0 | N/A | 2020 | 2039 | 0.076 | 0.02 | 0.069 | 150000 | 20000
Inputs_Product_Res DLC Water Heat-Grid-Enabled_v2.xlsx | Inputs_endUseLoadShapes_PSE.xlsx | Inputs_Global_PSE.xlsx | Inputs_Product_Res DLC Water Heat-Grid-Enabled_v2.xlsx | PSE | 18 | Winter | Peak | 6 | Res DLC Water Heat-Grid-Enabled | Attrition | % of existing participants per year | 0.05 | Cadmus (2011) Kootenai DR pilot. | 2020 | 2039 | 0.076 | 0.02 | 0.069 | 150000 | 20000
Inputs_Product_Res DLC Water Heat-Grid-Enabled_v2.xlsx | Inputs_endUseLoadShapes_PSE.xlsx | Inputs_Global_PSE.xlsx | Inputs_Product_Res DLC Water Heat-Grid-Enabled_v2.xlsx | PSE | 18 | Winter | Peak | 6 | Res DLC Water Heat-Grid-Enabled | Population | Customer count | Varies by segment | 0 | 2020 | 2039 | 0.076 | 0.02 | 0.069 | 150000 | 20000
Inputs_Product_Res DLC Water Heat-Grid-Enabled_v2.xlsx | Inputs_endUseLoadShapes_PSE.xlsx | Inputs_Global_PSE.xlsx | Inputs_Product_Res DLC Water Heat-Grid-Enabled_v2.xlsx | PSE | 18 | Winter | Peak | 6 | Res DLC Water Heat-Grid-Enabled | Eligibility | % of customer count (e.g. equipment saturation) | Varies by segment | Equipment saturation for each segment was derived from the RBSA (2017) data for PSE's electric service territory (in heating zone 1). Starting in 2021, all new electric water heaters will be GEWH in WA. So the GEWH saturation is 5% of current electric water heater saturation (BPA 2018) PLUS current electric water heater saturation multiplied by the turnover rate (because of new legislation; equipment turnover rate (1/15) assuming EUL is 15 years (BPA 2018)). | 2020 | 2039 | 0.076 | 0.02 | 0.069 | 150000 | 20000
Inputs_Product_Res DLC Water Heat-Grid-Enabled_v2.xlsx | Inputs_endUseLoadShapes_PSE.xlsx | Inputs_Global_PSE.xlsx | Inputs_Product_Res DLC Water Heat-Grid-Enabled_v2.xlsx | PSE | 18 | Winter | Peak | 6 | Res DLC Water Heat-Grid-Enabled | Peak Load Impact | kW per participant (at meter) | 0.23774 | Using weighted value from PGE pilot documented in March 2018 power point. https://nwcouncil.app.box.com/s/c8vv1s2c7lsdrgjlf73bl47ny15i6axc | 2020 | 2039 | 0.076 | 0.02 | 0.069 | 150000 | 20000
Inputs_Product_Res DLC Water Heat-Grid-Enabled_v2.xlsx | Inputs_endUseLoadShapes_PSE.xlsx | Inputs_Global_PSE.xlsx | Inputs_Product_Res DLC Water Heat-Grid-Enabled_v2.xlsx | PSE | 18 | Winter | Peak | 6 | Res DLC Water Heat-Grid-Enabled | Program Participation | % of eligible customers | 0.48 | BPA (2018) assumption for a utility that decides to have this DR program. | 2020 | 2039 | 0.076 | 0.02 | 0.069 | 150000 | 20000
Inputs_Product_Res DLC Water Heat-Grid-Enabled_v2.xlsx | Inputs_endUseLoadShapes_PSE.xlsx | Inputs_Global_PSE.xlsx | Inputs_Product_Res DLC Water Heat-Grid-Enabled_v2.xlsx | PSE | 18 | Winter | Peak | 6 | Res DLC Water Heat-Grid-Enabled | Event Participation | % (switch success rate) | 0.95 | Consistent with Res DLC Heat Switch and Cadmus' 2018 study for Snohomish County PUD: 94%. | 2020 | 2039 | 0.076 | 0.02 | 0.069 | 150000 | 20000
Inputs_Product_Res DLC Water Heat-Grid-Enabled_v2.xlsx | Inputs_endUseLoadShapes_PSE.xlsx | Inputs_Global_PSE.xlsx | Inputs_Product_Res DLC Water Heat-Grid-Enabled_v2.xlsx | PSE | 18 | Winter | Peak | 6 | Res DLC Water Heat-Grid-Enabled | Ramp Period | Number of years to reach maximum achievable potential | 7 | Enter sources and/or other notes | 2020 | 2039 | 0.076 | 0.02 | 0.069 | 150000 | 20000
Inputs_Product_Res DLC Water Heat-Grid-Enabled_v2.xlsx | Inputs_endUseLoadShapes_PSE.xlsx | Inputs_Global_PSE.xlsx | Inputs_Product_Res DLC Water Heat-Grid-Enabled_v2.xlsx | PSE | 18 | Winter | Peak | 6 | Res DLC Water Heat-Grid-Enabled | 2020 | Ramp rate as % of maximum achievable potential | 0 | 0 | 2020 | 2039 | 0.076 | 0.02 | 0.069 | 150000 | 20000
Inputs_Product_Res DLC Water Heat-Grid-Enabled_v2.xlsx | Inputs_endUseLoadShapes_PSE.xlsx | Inputs_Global_PSE.xlsx | Inputs_Product_Res DLC Water Heat-Grid-Enabled_v2.xlsx | PSE | 18 | Winter | Peak | 6 | Res DLC Water Heat-Grid-Enabled | 2021 | Ramp rate as % of maximum achievable potential | 0.1 | 0 | 2020 | 2039 | 0.076 | 0.02 | 0.069 | 150000 | 20000
Inputs_Product_Res DLC Water Heat-Grid-Enabled_v2.xlsx | Inputs_endUseLoadShapes_PSE.xlsx | Inputs_Global_PSE.xlsx | Inputs_Product_Res DLC Water Heat-Grid-Enabled_v2.xlsx | PSE | 18 | Winter | Peak | 6 | Res DLC Water Heat-Grid-Enabled | 2022 | Ramp rate as % of maximum achievable potential | 0.2 | 0 | 2020 | 2039 | 0.076 | 0.02 | 0.069 | 150000 | 20000
Inputs_Product_Res DLC Water Heat-Grid-Enabled_v2.xlsx | Inputs_endUseLoadShapes_PSE.xlsx | Inputs_Global_PSE.xlsx | Inputs_Product_Res DLC Water Heat-Grid-Enabled_v2.xlsx | PSE | 18 | Winter | Peak | 6 | Res DLC Water Heat-Grid-Enabled | 2023 | Ramp rate as % of maximum achievable potential | 0.4 | 0 | 2020 | 2039 | 0.076 | 0.02 | 0.069 | 150000 | 20000
Inputs_Product_Res DLC Water Heat-Grid-Enabled_v2.xlsx | Inputs_endUseLoadShapes_PSE.xlsx | Inputs_Global_PSE.xlsx | Inputs_Product_Res DLC Water Heat-Grid-Enabled_v2.xlsx | PSE | 18 | Winter | Peak | 6 | Res DLC Water Heat-Grid-Enabled | 2024 | Ramp rate as % of maximum achievable potential | 0.6 | 0 | 2020 | 2039 | 0.076 | 0.02 | 0.069 | 150000 | 20000
Inputs_Product_Res DLC Water Heat-Grid-Enabled_v2.xlsx | Inputs_endUseLoadShapes_PSE.xlsx | Inputs_Global_PSE.xlsx | Inputs_Product_Res DLC Water Heat-Grid-Enabled_v2.xlsx | PSE | 18 | Winter | Peak | 6 | Res DLC Water Heat-Grid-Enabled | 2025 | Ramp rate as % of maximum achievable potential | 0.8 | 0 | 2020 | 2039 | 0.076 | 0.02 | 0.069 | 150000 | 20000
Inputs_Product_Res DLC Water Heat-Grid-Enabled_v2.xlsx | Inputs_endUseLoadShapes_PSE.xlsx | Inputs_Global_PSE.xlsx | Inputs_Product_Res DLC Water Heat-Grid-Enabled_v2.xlsx | PSE | 18 | Winter | Peak | 6 | Res DLC Water Heat-Grid-Enabled | 2026 | Ramp rate as % of maximum achievable potential | 1 | 0 | 2020 | 2039 | 0.076 | 0.02 | 0.069 | 150000 | 20000
Inputs_Product_Res DLC Water Heat-Grid-Enabled_v2.xlsx | Inputs_endUseLoadShapes_PSE.xlsx | Inputs_Global_PSE.xlsx | Inputs_Product_Res DLC Water Heat-Grid-Enabled_v2.xlsx | PSE | 18 | Winter | Peak | 6 | Res DLC Water Heat-Grid-Enabled | 2027 | Ramp rate as % of maximum achievable potential | 1 | 0 | 2020 | 2039 | 0.076 | 0.02 | 0.069 | 150000 | 20000
Inputs_Product_Res DLC Water Heat-Grid-Enabled_v2.xlsx | Inputs_endUseLoadShapes_PSE.xlsx | Inputs_Global_PSE.xlsx | Inputs_Product_Res DLC Water Heat-Grid-Enabled_v2.xlsx | PSE | 18 | Winter | Peak | 6 | Res DLC Water Heat-Grid-Enabled | 2028 | Ramp rate as % of maximum achievable potential | 1 | 0 | 2020 | 2039 | 0.076 | 0.02 | 0.069 | 150000 | 20000
Inputs_Product_Res DLC Water Heat-Grid-Enabled_v2.xlsx | Inputs_endUseLoadShapes_PSE.xlsx | Inputs_Global_PSE.xlsx | Inputs_Product_Res DLC Water Heat-Grid-Enabled_v2.xlsx | PSE | 18 | Winter | Peak | 6 | Res DLC Water Heat-Grid-Enabled | 2029 | Ramp rate as % of maximum achievable potential | 1 | 0 | 2020 | 2039 | 0.076 | 0.02 | 0.069 | 150000 | 20000
Inputs_Product_Res DLC Water Heat-Grid-Enabled_v2.xlsx | Inputs_endUseLoadShapes_PSE.xlsx | Inputs_Global_PSE.xlsx | Inputs_Product_Res DLC Water Heat-Grid-Enabled_v2.xlsx | PSE | 18 | Winter | Peak | 6 | Res DLC Water Heat-Grid-Enabled | 2030 | Ramp rate as % of maximum achievable potential | 1 | 0 | 2020 | 2039 | 0.076 | 0.02 | 0.069 | 150000 | 20000
Inputs_Product_Res DLC Water Heat-Grid-Enabled_v2.xlsx | Inputs_endUseLoadShapes_PSE.xlsx | Inputs_Global_PSE.xlsx | Inputs_Product_Res DLC Water Heat-Grid-Enabled_v2.xlsx | PSE | 18 | Winter | Peak | 6 | Res DLC Water Heat-Grid-Enabled | 2031 | Ramp rate as % of maximum achievable potential | 1 | 0 | 2020 | 2039 | 0.076 | 0.02 | 0.069 | 150000 | 20000
Inputs_Product_Res DLC Water Heat-Grid-Enabled_v2.xlsx | Inputs_endUseLoadShapes_PSE.xlsx | Inputs_Global_PSE.xlsx | Inputs_Product_Res DLC Water Heat-Grid-Enabled_v2.xlsx | PSE | 18 | Winter | Peak | 6 | Res DLC Water Heat-Grid-Enabled | 2032 | Ramp rate as % of maximum achievable potential | 1 | 0 | 2020 | 2039 | 0.076 | 0.02 | 0.069 | 150000 | 20000
Inputs_Product_Res DLC Water Heat-Grid-Enabled_v2.xlsx | Inputs_endUseLoadShapes_PSE.xlsx | Inputs_Global_PSE.xlsx | Inputs_Product_Res DLC Water Heat-Grid-Enabled_v2.xlsx | PSE | 18 | Winter | Peak | 6 | Res DLC Water Heat-Grid-Enabled | 2033 | Ramp rate as % of maximum achievable potential | 1 | 0 | 2020 | 2039 | 0.076 | 0.02 | 0.069 | 150000 | 20000
Inputs_Product_Res DLC Water Heat-Grid-Enabled_v2.xlsx | Inputs_endUseLoadShapes_PSE.xlsx | Inputs_Global_PSE.xlsx | Inputs_Product_Res DLC Water Heat-Grid-Enabled_v2.xlsx | PSE | 18 | Winter | Peak | 6 | Res DLC Water Heat-Grid-Enabled | 2034 | Ramp rate as % of maximum achievable potential | 1 | 0 | 2020 | 2039 | 0.076 | 0.02 | 0.069 | 150000 | 20000
Inputs_Product_Res DLC Water Heat-Grid-Enabled_v2.xlsx | Inputs_endUseLoadShapes_PSE.xlsx | Inputs_Global_PSE.xlsx | Inputs_Product_Res DLC Water Heat-Grid-Enabled_v2.xlsx | PSE | 18 | Winter | Peak | 6 | Res DLC Water Heat-Grid-Enabled | 2035 | Ramp rate as % of maximum achievable potential | 1 | 0 | 2020 | 2039 | 0.076 | 0.02 | 0.069 | 150000 | 20000
Inputs_Product_Res DLC Water Heat-Grid-Enabled_v2.xlsx | Inputs_endUseLoadShapes_PSE.xlsx | Inputs_Global_PSE.xlsx | Inputs_Product_Res DLC Water Heat-Grid-Enabled_v2.xlsx | PSE | 18 | Winter | Peak | 6 | Res DLC Water Heat-Grid-Enabled | 2036 | Ramp rate as % of maximum achievable potential | 1 | 0 | 2020 | 2039 | 0.076 | 0.02 | 0.069 | 150000 | 20000
Inputs_Product_Res DLC Water Heat-Grid-Enabled_v2.xlsx | Inputs_endUseLoadShapes_PSE.xlsx | Inputs_Global_PSE.xlsx | Inputs_Product_Res DLC Water Heat-Grid-Enabled_v2.xlsx | PSE | 18 | Winter | Peak | 6 | Res DLC Water Heat-Grid-Enabled | 2037 | Ramp rate as % of maximum achievable potential | 1 | 0 | 2020 | 2039 | 0.076 | 0.02 | 0.069 | 150000 | 20000
Inputs_Product_Res DLC Water Heat-Grid-Enabled_v2.xlsx | Inputs_endUseLoadShapes_PSE.xlsx | Inputs_Global_PSE.xlsx | Inputs_Product_Res DLC Water Heat-Grid-Enabled_v2.xlsx | PSE | 18 | Winter | Peak | 6 | Res DLC Water Heat-Grid-Enabled | 2038 | Ramp rate as % of maximum achievable potential | 1 | 0 | 2020 | 2039 | 0.076 | 0.02 | 0.069 | 150000 | 20000
Inputs_Product_Res DLC Water Heat-Grid-Enabled_v2.xlsx | Inputs_endUseLoadShapes_PSE.xlsx | Inputs_Global_PSE.xlsx | Inputs_Product_Res DLC Water Heat-Grid-Enabled_v2.xlsx | PSE | 18 | Winter | Peak | 6 | Res DLC Water Heat-Grid-Enabled | 2039 | Ramp rate as % of maximum achievable potential | 1 | 0 | 2020 | 2039 | 0.076 | 0.02 | 0.069 | 150000 | 20000
Inputs_Product_Res DLC Water Heat-Grid-Enabled_v2.xlsx | Inputs_endUseLoadShapes_PSE.xlsx | Inputs_Global_PSE.xlsx | Inputs_Product_Res DLC Water Heat-Grid-Enabled_v2.xlsx | PSE | 18 | Winter | Peak | 6 | Res DLC Water Heat-Grid-Enabled | 2040 | Ramp rate as % of maximum achievable potential | 1 | 0 | 2020 | 2039 | 0.076 | 0.02 | 0.069 | 150000 | 20000
Inputs_Product_Res DLC Water Heat-Grid-Enabled_v2.xlsx | Inputs_endUseLoadShapes_PSE.xlsx | Inputs_Global_PSE.xlsx | Inputs_Product_Res DLC Water Heat-Grid-Enabled_v2.xlsx | PSE | 18 | Winter | Peak | 6 | Res DLC Water Heat-Grid-Enabled | 2041 | Ramp rate as % of maximum achievable potential | 1 | 0 | 2020 | 2039 | 0.076 | 0.02 | 0.069 | 150000 | 20000
Inputs_Product_Res DLC Water Heat-Grid-Enabled_v2.xlsx | Inputs_endUseLoadShapes_PSE.xlsx | Inputs_Global_PSE.xlsx | Inputs_Product_Res DLC Water Heat-Grid-Enabled_v2.xlsx | PSE | 18 | Winter | Peak | 6 | Res DLC Water Heat-Grid-Enabled | 2042 | Ramp rate as % of maximum achievable potential | 1 | 0 | 2020 | 2039 | 0.076 | 0.02 | 0.069 | 150000 | 20000
Inputs_Product_Res DLC Water Heat-Grid-Enabled_v2.xlsx | Inputs_endUseLoadShapes_PSE.xlsx | Inputs_Global_PSE.xlsx | Inputs_Product_Res DLC Water Heat-Grid-Enabled_v2.xlsx | PSE | 18 | Winter | Peak | 6 | Res DLC Water Heat-Grid-Enabled | 2043 | Ramp rate as % of maximum achievable potential | 1 | 0 | 2020 | 2039 | 0.076 | 0.02 | 0.069 | 150000 | 20000
Inputs_Product_Res DLC Water Heat-Grid-Enabled_v2.xlsx | Inputs_endUseLoadShapes_PSE.xlsx | Inputs_Global_PSE.xlsx | Inputs_Product_Res DLC Water Heat-Grid-Enabled_v2.xlsx | PSE | 18 | Winter | Peak | 6 | Res DLC Water Heat-Grid-Enabled | 2044 | Ramp rate as % of maximum achievable potential | 1 | 0 | 2020 | 2039 | 0.076 | 0.02 | 0.069 | 150000 | 20000
Inputs_Product_Res DLC Water Heat-Grid-Enabled_v2.xlsx | Inputs_endUseLoadShapes_PSE.xlsx | Inputs_Global_PSE.xlsx | Inputs_Product_Res DLC Water Heat-Grid-Enabled_v2.xlsx | PSE | 18 | Winter | Peak | 6 | Res DLC Water Heat-Grid-Enabled | 2045 | Ramp rate as % of maximum achievable potential | 1 | 0 | 2020 | 2039 | 0.076 | 0.02 | 0.069 | 150000 | 20000
Inputs_Product_Res DLC Water Heat-Grid-Enabled_v2.xlsx | Inputs_endUseLoadShapes_PSE.xlsx | Inputs_Global_PSE.xlsx | Inputs_Product_Res DLC Water Heat-Grid-Enabled_v2.xlsx | PSE | 18 | Winter | Peak | 6 | Res DLC Water Heat-Grid-Enabled | 2046 | Ramp rate as % of maximum achievable potential | 1 | 0 | 2020 | 2039 | 0.076 | 0.02 | 0.069 | 150000 | 20000
Inputs_Product_Res DLC Water Heat-Grid-Enabled_v2.xlsx | Inputs_endUseLoadShapes_PSE.xlsx | Inputs_Global_PSE.xlsx | Inputs_Product_Res DLC Water Heat-Grid-Enabled_v2.xlsx | PSE | 18 | Winter | Peak | 6 | Res DLC Water Heat-Grid-Enabled | 2047 | Ramp rate as % of maximum achievable potential | 1 | 0 | 2020 | 2039 | 0.076 | 0.02 | 0.069 | 150000 | 20000
Inputs_Product_Res DLC Water Heat-Grid-Enabled_v2.xlsx | Inputs_endUseLoadShapes_PSE.xlsx | Inputs_Global_PSE.xlsx | Inputs_Product_Res DLC Water Heat-Grid-Enabled_v2.xlsx | PSE | 18 | Winter | Peak | 6 | Res DLC Water Heat-Grid-Enabled | 2048 | Ramp rate as % of maximum achievable potential | 1 | 0 | 2020 | 2039 | 0.076 | 0.02 | 0.069 | 150000 | 20000
Inputs_Product_Res DLC Water Heat-Grid-Enabled_v2.xlsx | Inputs_endUseLoadShapes_PSE.xlsx | Inputs_Global_PSE.xlsx | Inputs_Product_Res DLC Water Heat-Grid-Enabled_v2.xlsx | PSE | 18 | Winter | Peak | 6 | Res DLC Water Heat-Grid-Enabled | 2049 | Ramp rate as % of maximum achievable potential | 1 | 0 | 2020 | 2039 | 0.076 | 0.02 | 0.069 | 150000 | 20000
Inputs_Product_Res DLC Water Heat-Switch.xlsx | Inputs_endUseLoadShapes_PSE.xlsx | Inputs_Global_PSE.xlsx | Inputs_Product_Res DLC Water Heat-Switch.xlsx | PSE | 18 | Winter | Peak | 6 | Res DLC Water Heat-Switch | Eligible Sectors | Residential | 0 | 0 | 2020 | 2039 | 0.076 | 0.02 | 0.069 | 150000 | 20000
Inputs_Product_Res DLC Water Heat-Switch.xlsx | Inputs_endUseLoadShapes_PSE.xlsx | Inputs_Global_PSE.xlsx | Inputs_Product_Res DLC Water Heat-Switch.xlsx | PSE | 18 | Winter | Peak | 6 | Res DLC Water Heat-Switch | Eligible Segments | All segments | 0 | 0 | 2020 | 2039 | 0.076 | 0.02 | 0.069 | 150000 | 20000
Inputs_Product_Res DLC Water Heat-Switch.xlsx | Inputs_endUseLoadShapes_PSE.xlsx | Inputs_Global_PSE.xlsx | Inputs_Product_Res DLC Water Heat-Switch.xlsx | PSE | 18 | Winter | Peak | 6 | Res DLC Water Heat-Switch | Eligible End Uses | Water Heat | 0 | 0 | 2020 | 2039 | 0.076 | 0.02 | 0.069 | 150000 | 20000
Inputs_Product_Res DLC Water Heat-Switch.xlsx | Inputs_endUseLoadShapes_PSE.xlsx | Inputs_Global_PSE.xlsx | Inputs_Product_Res DLC Water Heat-Switch.xlsx | PSE | 18 | Winter | Peak | 6 | Res DLC Water Heat-Switch | Other Eligibility Requirements | Electric storage water heaters | 0 | 0 | 2020 | 2039 | 0.076 | 0.02 | 0.069 | 150000 | 20000
Inputs_Product_Res DLC Water Heat-Switch.xlsx | Inputs_endUseLoadShapes_PSE.xlsx | Inputs_Global_PSE.xlsx | Inputs_Product_Res DLC Water Heat-Switch.xlsx | PSE | 18 | Winter | Peak | 6 | Res DLC Water Heat-Switch | Setup Cost | $ | 150000 | 1 FTE | 2020 | 2039 | 0.076 | 0.02 | 0.069 | 150000 | 20000
Inputs_Product_Res DLC Water Heat-Switch.xlsx | Inputs_endUseLoadShapes_PSE.xlsx | Inputs_Global_PSE.xlsx | Inputs_Product_Res DLC Water Heat-Switch.xlsx | PSE | 18 | Winter | Peak | 6 | Res DLC Water Heat-Switch | O&M Cost | $ per year | 7.5 | The annual program administrative cost assumes 1 FTE at $150,000 per year per 20,000 residential participants. In PSE's 2015 CPA, admin costs were 5% of total costs and vendor costs were 15% of total costs (Cadmus 2015). | 2020 | 2039 | 0.076 | 0.02 | 0.069 | 150000 | 20000
Inputs_Product_Res DLC Water Heat-Switch.xlsx | Inputs_endUseLoadShapes_PSE.xlsx | Inputs_Global_PSE.xlsx | Inputs_Product_Res DLC Water Heat-Switch.xlsx | PSE | 18 | Winter | Peak | 6 | Res DLC Water Heat-Switch | Equipment Cost | $ per new participant | 315 | Using PacifiCorp’s potential study (Applied 2017): $315 (includes switch and installation and permits, where required). Other sources: Lawrence Berkeley National Laboratory’s (Potter 2017): $350 (includes costs for control technology, installation, and the communication platform); Arkansas’ potential study (Navigant 2015a): $106 ($60 switch, $46 install); Tennessee Valley Authority’s potential study (Global 2011): $170 (space heat [SH] and water heat [WH] combined, likely does not include labor); Navigant (2012) = $280 (WH and SH combined, additional $275 for gateway). | 2020 | 2039 | 0.076 | 0.02 | 0.069 | 150000 | 20000
Inputs_Product_Res DLC Water Heat-Switch.xlsx | Inputs_endUseLoadShapes_PSE.xlsx | Inputs_Global_PSE.xlsx | Inputs_Product_Res DLC Water Heat-Switch.xlsx | PSE | 18 | Winter | Peak | 6 | Res DLC Water Heat-Switch | Marketing Cost | $ per new participant | 25 | Range for DLC programs: Navigant (2012) $25; Applied (2017) $50; Brattle (2014) $80; Applied (2017) $50. | 2020 | 2039 | 0.076 | 0.02 | 0.069 | 150000 | 20000
Inputs_Product_Res DLC Water Heat-Switch.xlsx | Inputs_endUseLoadShapes_PSE.xlsx | Inputs_Global_PSE.xlsx | Inputs_Product_Res DLC Water Heat-Switch.xlsx | PSE | 18 | Winter | Peak | 6 | Res DLC Water Heat-Switch | Incentives (annual) | $ per participant per year | 24 | Assuming $2/month for 12 months. Researched range: Applied (2017): $24-$25; Duke Energy (2015): $25; Navigant (2011): $8; BPA (2014): $4/month. | 2020 | 2039 | 0.076 | 0.02 | 0.069 | 150000 | 20000
Inputs_Product_Res DLC Water Heat-Switch.xlsx | Inputs_endUseLoadShapes_PSE.xlsx | Inputs_Global_PSE.xlsx | Inputs_Product_Res DLC Water Heat-Switch.xlsx | PSE | 18 | Winter | Peak | 6 | Res DLC Water Heat-Switch | Incentives (one time) | $ per new participant | 0 | N/A | 2020 | 2039 | 0.076 | 0.02 | 0.069 | 150000 | 20000
Inputs_Product_Res DLC Water Heat-Switch.xlsx | Inputs_endUseLoadShapes_PSE.xlsx | Inputs_Global_PSE.xlsx | Inputs_Product_Res DLC Water Heat-Switch.xlsx | PSE | 18 | Winter | Peak | 6 | Res DLC Water Heat-Switch | Attrition | % of existing participants per year | 0.05 | Cadmus (2011) Kootenai DR pilot. | 2020 | 2039 | 0.076 | 0.02 | 0.069 | 150000 | 20000
Inputs_Product_Res DLC Water Heat-Switch.xlsx | Inputs_endUseLoadShapes_PSE.xlsx | Inputs_Global_PSE.xlsx | Inputs_Product_Res DLC Water Heat-Switch.xlsx | PSE | 18 | Winter | Peak | 6 | Res DLC Water Heat-Switch | Population | Customer count | Estimated by model | 0 | 2020 | 2039 | 0.076 | 0.02 | 0.069 | 150000 | 20000
Inputs_Product_Res DLC Water Heat-Switch.xlsx | Inputs_endUseLoadShapes_PSE.xlsx | Inputs_Global_PSE.xlsx | Inputs_Product_Res DLC Water Heat-Switch.xlsx | PSE | 18 | Winter | Peak | 6 | Res DLC Water Heat-Switch | Eligibility | % of customer count (e.g. equipment saturation) | Varies by segment | Equipment saturation for each segment was derived from the RBSA (2017) data for PSE's electric service territory (in heating zone 1). | 2020 | 2039 | 0.076 | 0.02 | 0.069 | 150000 | 20000
Inputs_Product_Res DLC Water Heat-Switch.xlsx | Inputs_endUseLoadShapes_PSE.xlsx | Inputs_Global_PSE.xlsx | Inputs_Product_Res DLC Water Heat-Switch.xlsx | PSE | 18 | Winter | Peak | 6 | Res DLC Water Heat-Switch | Peak Load Impact | kW per participant (at meter) | 0.58 | Cadmus (2015), Applied (2017), Navigant (2015a), and BPA (2014): 0.58 kW. Duke Energy (2015): 0.4; Global (2011): 0.5; Navigant (2011): 0.49 - 0.77. | 2020 | 2039 | 0.076 | 0.02 | 0.069 | 150000 | 20000
Inputs_Product_Res DLC Water Heat-Switch.xlsx | Inputs_endUseLoadShapes_PSE.xlsx | Inputs_Global_PSE.xlsx | Inputs_Product_Res DLC Water Heat-Switch.xlsx | PSE | 18 | Winter | Peak | 6 | Res DLC Water Heat-Switch | Program Participation | % of eligible customers | 0.25 | Applied (2017): 15% - 23%; Global (2011): 15% - 25%; Navigant (2012): 20%; Navigant (2015a): 20% - 30% (realistic - max achievable). | 2020 | 2039 | 0.076 | 0.02 | 0.069 | 150000 | 20000
Inputs_Product_Res DLC Water Heat-Switch.xlsx | Inputs_endUseLoadShapes_PSE.xlsx | Inputs_Global_PSE.xlsx | Inputs_Product_Res DLC Water Heat-Switch.xlsx | PSE | 18 | Winter | Peak | 6 | Res DLC Water Heat-Switch | Event Participation | % (switch success rate) | 0.95 | Consistent with Res DLC Heat Switch. Navigant (2012) had low event participation at 57%, but the following potential assessment estimate was 94%. | 2020 | 2039 | 0.076 | 0.02 | 0.069 | 150000 | 20000
Inputs_Product_Res DLC Water Heat-Switch.xlsx | Inputs_endUseLoadShapes_PSE.xlsx | Inputs_Global_PSE.xlsx | Inputs_Product_Res DLC Water Heat-Switch.xlsx | PSE | 18 | Winter | Peak | 6 | Res DLC Water Heat-Switch | Ramp Period | Number of years to reach maximum achievable potential | 7 | 0 | 2020 | 2039 | 0.076 | 0.02 | 0.069 | 150000 | 20000
Inputs_Product_Res DLC Water Heat-Switch.xlsx | Inputs_endUseLoadShapes_PSE.xlsx | Inputs_Global_PSE.xlsx | Inputs_Product_Res DLC Water Heat-Switch.xlsx | PSE | 18 | Winter | Peak | 6 | Res DLC Water Heat-Switch | 2020 | Ramp rate as % of maximum achievable potential | 0 | 0 | 2020 | 2039 | 0.076 | 0.02 | 0.069 | 150000 | 20000
Inputs_Product_Res DLC Water Heat-Switch.xlsx | Inputs_endUseLoadShapes_PSE.xlsx | Inputs_Global_PSE.xlsx | Inputs_Product_Res DLC Water Heat-Switch.xlsx | PSE | 18 | Winter | Peak | 6 | Res DLC Water Heat-Switch | 2021 | Ramp rate as % of maximum achievable potential | 0.1 | 0 | 2020 | 2039 | 0.076 | 0.02 | 0.069 | 150000 | 20000
Inputs_Product_Res DLC Water Heat-Switch.xlsx | Inputs_endUseLoadShapes_PSE.xlsx | Inputs_Global_PSE.xlsx | Inputs_Product_Res DLC Water Heat-Switch.xlsx | PSE | 18 | Winter | Peak | 6 | Res DLC Water Heat-Switch | 2022 | Ramp rate as % of maximum achievable potential | 0.2 | 0 | 2020 | 2039 | 0.076 | 0.02 | 0.069 | 150000 | 20000
Inputs_Product_Res DLC Water Heat-Switch.xlsx | Inputs_endUseLoadShapes_PSE.xlsx | Inputs_Global_PSE.xlsx | Inputs_Product_Res DLC Water Heat-Switch.xlsx | PSE | 18 | Winter | Peak | 6 | Res DLC Water Heat-Switch | 2023 | Ramp rate as % of maximum achievable potential | 0.4 | 0 | 2020 | 2039 | 0.076 | 0.02 | 0.069 | 150000 | 20000
Inputs_Product_Res DLC Water Heat-Switch.xlsx | Inputs_endUseLoadShapes_PSE.xlsx | Inputs_Global_PSE.xlsx | Inputs_Product_Res DLC Water Heat-Switch.xlsx | PSE | 18 | Winter | Peak | 6 | Res DLC Water Heat-Switch | 2024 | Ramp rate as % of maximum achievable potential | 0.6 | 0 | 2020 | 2039 | 0.076 | 0.02 | 0.069 | 150000 | 20000
Inputs_Product_Res DLC Water Heat-Switch.xlsx | Inputs_endUseLoadShapes_PSE.xlsx | Inputs_Global_PSE.xlsx | Inputs_Product_Res DLC Water Heat-Switch.xlsx | PSE | 18 | Winter | Peak | 6 | Res DLC Water Heat-Switch | 2025 | Ramp rate as % of maximum achievable potential | 0.8 | 0 | 2020 | 2039 | 0.076 | 0.02 | 0.069 | 150000 | 20000
Inputs_Product_Res DLC Water Heat-Switch.xlsx | Inputs_endUseLoadShapes_PSE.xlsx | Inputs_Global_PSE.xlsx | Inputs_Product_Res DLC Water Heat-Switch.xlsx | PSE | 18 | Winter | Peak | 6 | Res DLC Water Heat-Switch | 2026 | Ramp rate as % of maximum achievable potential | 1 | 0 | 2020 | 2039 | 0.076 | 0.02 | 0.069 | 150000 | 20000
Inputs_Product_Res DLC Water Heat-Switch.xlsx | Inputs_endUseLoadShapes_PSE.xlsx | Inputs_Global_PSE.xlsx | Inputs_Product_Res DLC Water Heat-Switch.xlsx | PSE | 18 | Winter | Peak | 6 | Res DLC Water Heat-Switch | 2027 | Ramp rate as % of maximum achievable potential | 1 | 0 | 2020 | 2039 | 0.076 | 0.02 | 0.069 | 150000 | 20000
Inputs_Product_Res DLC Water Heat-Switch.xlsx | Inputs_endUseLoadShapes_PSE.xlsx | Inputs_Global_PSE.xlsx | Inputs_Product_Res DLC Water Heat-Switch.xlsx | PSE | 18 | Winter | Peak | 6 | Res DLC Water Heat-Switch | 2028 | Ramp rate as % of maximum achievable potential | 1 | 0 | 2020 | 2039 | 0.076 | 0.02 | 0.069 | 150000 | 20000
Inputs_Product_Res DLC Water Heat-Switch.xlsx | Inputs_endUseLoadShapes_PSE.xlsx | Inputs_Global_PSE.xlsx | Inputs_Product_Res DLC Water Heat-Switch.xlsx | PSE | 18 | Winter | Peak | 6 | Res DLC Water Heat-Switch | 2029 | Ramp rate as % of maximum achievable potential | 1 | 0 | 2020 | 2039 | 0.076 | 0.02 | 0.069 | 150000 | 20000
Inputs_Product_Res DLC Water Heat-Switch.xlsx | Inputs_endUseLoadShapes_PSE.xlsx | Inputs_Global_PSE.xlsx | Inputs_Product_Res DLC Water Heat-Switch.xlsx | PSE | 18 | Winter | Peak | 6 | Res DLC Water Heat-Switch | 2030 | Ramp rate as % of maximum achievable potential | 1 | 0 | 2020 | 2039 | 0.076 | 0.02 | 0.069 | 150000 | 20000
Inputs_Product_Res DLC Water Heat-Switch.xlsx | Inputs_endUseLoadShapes_PSE.xlsx | Inputs_Global_PSE.xlsx | Inputs_Product_Res DLC Water Heat-Switch.xlsx | PSE | 18 | Winter | Peak | 6 | Res DLC Water Heat-Switch | 2031 | Ramp rate as % of maximum achievable potential | 1 | 0 | 2020 | 2039 | 0.076 | 0.02 | 0.069 | 150000 | 20000
Inputs_Product_Res DLC Water Heat-Switch.xlsx | Inputs_endUseLoadShapes_PSE.xlsx | Inputs_Global_PSE.xlsx | Inputs_Product_Res DLC Water Heat-Switch.xlsx | PSE | 18 | Winter | Peak | 6 | Res DLC Water Heat-Switch | 2032 | Ramp rate as % of maximum achievable potential | 1 | 0 | 2020 | 2039 | 0.076 | 0.02 | 0.069 | 150000 | 20000
Inputs_Product_Res DLC Water Heat-Switch.xlsx | Inputs_endUseLoadShapes_PSE.xlsx | Inputs_Global_PSE.xlsx | Inputs_Product_Res DLC Water Heat-Switch.xlsx | PSE | 18 | Winter | Peak | 6 | Res DLC Water Heat-Switch | 2033 | Ramp rate as % of maximum achievable potential | 1 | 0 | 2020 | 2039 | 0.076 | 0.02 | 0.069 | 150000 | 20000
Inputs_Product_Res DLC Water Heat-Switch.xlsx | Inputs_endUseLoadShapes_PSE.xlsx | Inputs_Global_PSE.xlsx | Inputs_Product_Res DLC Water Heat-Switch.xlsx | PSE | 18 | Winter | Peak | 6 | Res DLC Water Heat-Switch | 2034 | Ramp rate as % of maximum achievable potential | 1 | 0 | 2020 | 2039 | 0.076 | 0.02 | 0.069 | 150000 | 20000
Inputs_Product_Res DLC Water Heat-Switch.xlsx | Inputs_endUseLoadShapes_PSE.xlsx | Inputs_Global_PSE.xlsx | Inputs_Product_Res DLC Water Heat-Switch.xlsx | PSE | 18 | Winter | Peak | 6 | Res DLC Water Heat-Switch | 2035 | Ramp rate as % of maximum achievable potential | 1 | 0 | 2020 | 2039 | 0.076 | 0.02 | 0.069 | 150000 | 20000
Inputs_Product_Res DLC Water Heat-Switch.xlsx | Inputs_endUseLoadShapes_PSE.xlsx | Inputs_Global_PSE.xlsx | Inputs_Product_Res DLC Water Heat-Switch.xlsx | PSE | 18 | Winter | Peak | 6 | Res DLC Water Heat-Switch | 2036 | Ramp rate as % of maximum achievable potential | 1 | 0 | 2020 | 2039 | 0.076 | 0.02 | 0.069 | 150000 | 20000
Inputs_Product_Res DLC Water Heat-Switch.xlsx | Inputs_endUseLoadShapes_PSE.xlsx | Inputs_Global_PSE.xlsx | Inputs_Product_Res DLC Water Heat-Switch.xlsx | PSE | 18 | Winter | Peak | 6 | Res DLC Water Heat-Switch | 2037 | Ramp rate as % of maximum achievable potential | 1 | 0 | 2020 | 2039 | 0.076 | 0.02 | 0.069 | 150000 | 20000
Inputs_Product_Res DLC Water Heat-Switch.xlsx | Inputs_endUseLoadShapes_PSE.xlsx | Inputs_Global_PSE.xlsx | Inputs_Product_Res DLC Water Heat-Switch.xlsx | PSE | 18 | Winter | Peak | 6 | Res DLC Water Heat-Switch | 2038 | Ramp rate as % of maximum achievable potential | 1 | 0 | 2020 | 2039 | 0.076 | 0.02 | 0.069 | 150000 | 20000
Inputs_Product_Res DLC Water Heat-Switch.xlsx | Inputs_endUseLoadShapes_PSE.xlsx | Inputs_Global_PSE.xlsx | Inputs_Product_Res DLC Water Heat-Switch.xlsx | PSE | 18 | Winter | Peak | 6 | Res DLC Water Heat-Switch | 2039 | Ramp rate as % of maximum achievable potential | 1 | 0 | 2020 | 2039 | 0.076 | 0.02 | 0.069 | 150000 | 20000
Inputs_Product_Res DLC Water Heat-Switch.xlsx | Inputs_endUseLoadShapes_PSE.xlsx | Inputs_Global_PSE.xlsx | Inputs_Product_Res DLC Water Heat-Switch.xlsx | PSE | 18 | Winter | Peak | 6 | Res DLC Water Heat-Switch | 2040 | Ramp rate as % of maximum achievable potential | 0 | 0 | 2020 | 2039 | 0.076 | 0.02 | 0.069 | 150000 | 20000
Inputs_Product_Res DLC Water Heat-Switch.xlsx | Inputs_endUseLoadShapes_PSE.xlsx | Inputs_Global_PSE.xlsx | Inputs_Product_Res DLC Water Heat-Switch.xlsx | PSE | 18 | Winter | Peak | 6 | Res DLC Water Heat-Switch | 2041 | Ramp rate as % of maximum achievable potential | 0 | 0 | 2020 | 2039 | 0.076 | 0.02 | 0.069 | 150000 | 20000
Inputs_Product_Res DLC Water Heat-Switch.xlsx | Inputs_endUseLoadShapes_PSE.xlsx | Inputs_Global_PSE.xlsx | Inputs_Product_Res DLC Water Heat-Switch.xlsx | PSE | 18 | Winter | Peak | 6 | Res DLC Water Heat-Switch | 2042 | Ramp rate as % of maximum achievable potential | 0 | 0 | 2020 | 2039 | 0.076 | 0.02 | 0.069 | 150000 | 20000
Inputs_Product_Res DLC Water Heat-Switch.xlsx | Inputs_endUseLoadShapes_PSE.xlsx | Inputs_Global_PSE.xlsx | Inputs_Product_Res DLC Water Heat-Switch.xlsx | PSE | 18 | Winter | Peak | 6 | Res DLC Water Heat-Switch | 2043 | Ramp rate as % of maximum achievable potential | 0 | 0 | 2020 | 2039 | 0.076 | 0.02 | 0.069 | 150000 | 20000
Inputs_Product_Res DLC Water Heat-Switch.xlsx | Inputs_endUseLoadShapes_PSE.xlsx | Inputs_Global_PSE.xlsx | Inputs_Product_Res DLC Water Heat-Switch.xlsx | PSE | 18 | Winter | Peak | 6 | Res DLC Water Heat-Switch | 2044 | Ramp rate as % of maximum achievable potential | 0 | 0 | 2020 | 2039 | 0.076 | 0.02 | 0.069 | 150000 | 20000
Inputs_Product_Res DLC Water Heat-Switch.xlsx | Inputs_endUseLoadShapes_PSE.xlsx | Inputs_Global_PSE.xlsx | Inputs_Product_Res DLC Water Heat-Switch.xlsx | PSE | 18 | Winter | Peak | 6 | Res DLC Water Heat-Switch | 2045 | Ramp rate as % of maximum achievable potential | 0 | 0 | 2020 | 2039 | 0.076 | 0.02 | 0.069 | 150000 | 20000
Inputs_Product_Res DLC Water Heat-Switch.xlsx | Inputs_endUseLoadShapes_PSE.xlsx | Inputs_Global_PSE.xlsx | Inputs_Product_Res DLC Water Heat-Switch.xlsx | PSE | 18 | Winter | Peak | 6 | Res DLC Water Heat-Switch | 2046 | Ramp rate as % of maximum achievable potential | 0 | 0 | 2020 | 2039 | 0.076 | 0.02 | 0.069 | 150000 | 20000
Inputs_Product_Res DLC Water Heat-Switch.xlsx | Inputs_endUseLoadShapes_PSE.xlsx | Inputs_Global_PSE.xlsx | Inputs_Product_Res DLC Water Heat-Switch.xlsx | PSE | 18 | Winter | Peak | 6 | Res DLC Water Heat-Switch | 2047 | Ramp rate as % of maximum achievable potential | 0 | 0 | 2020 | 2039 | 0.076 | 0.02 | 0.069 | 150000 | 20000
Inputs_Product_Res DLC Water Heat-Switch.xlsx | Inputs_endUseLoadShapes_PSE.xlsx | Inputs_Global_PSE.xlsx | Inputs_Product_Res DLC Water Heat-Switch.xlsx | PSE | 18 | Winter | Peak | 6 | Res DLC Water Heat-Switch | 2048 | Ramp rate as % of maximum achievable potential | 0 | 0 | 2020 | 2039 | 0.076 | 0.02 | 0.069 | 150000 | 20000
Inputs_Product_Res DLC Water Heat-Switch.xlsx | Inputs_endUseLoadShapes_PSE.xlsx | Inputs_Global_PSE.xlsx | Inputs_Product_Res DLC Water Heat-Switch.xlsx | PSE | 18 | Winter | Peak | 6 | Res DLC Water Heat-Switch | 2049 | Ramp rate as % of maximum achievable potential | 0 | 0 | 2020 | 2039 | 0.076 | 0.02 | 0.069 | 150000 | 20000
Inputs_Product_Res DLC Water Heat-Switch_v2.xlsx | Inputs_endUseLoadShapes_PSE.xlsx | Inputs_Global_PSE.xlsx | Inputs_Product_Res DLC Water Heat-Switch_v2.xlsx | PSE | 18 | Winter | Peak | 6 | Res DLC Water Heat-Switch | Eligible Sectors | Residential | 0 | 0 | 2020 | 2039 | 0.076 | 0.02 | 0.069 | 150000 | 20000
Inputs_Product_Res DLC Water Heat-Switch_v2.xlsx | Inputs_endUseLoadShapes_PSE.xlsx | Inputs_Global_PSE.xlsx | Inputs_Product_Res DLC Water Heat-Switch_v2.xlsx | PSE | 18 | Winter | Peak | 6 | Res DLC Water Heat-Switch | Eligible Segments | All segments | 0 | 0 | 2020 | 2039 | 0.076 | 0.02 | 0.069 | 150000 | 20000
Inputs_Product_Res DLC Water Heat-Switch_v2.xlsx | Inputs_endUseLoadShapes_PSE.xlsx | Inputs_Global_PSE.xlsx | Inputs_Product_Res DLC Water Heat-Switch_v2.xlsx | PSE | 18 | Winter | Peak | 6 | Res DLC Water Heat-Switch | Eligible End Uses | Water Heat | 0 | 0 | 2020 | 2039 | 0.076 | 0.02 | 0.069 | 150000 | 20000
Inputs_Product_Res DLC Water Heat-Switch_v2.xlsx | Inputs_endUseLoadShapes_PSE.xlsx | Inputs_Global_PSE.xlsx | Inputs_Product_Res DLC Water Heat-Switch_v2.xlsx | PSE | 18 | Winter | Peak | 6 | Res DLC Water Heat-Switch | Other Eligibility Requirements | Electric storage water heaters | 0 | 0 | 2020 | 2039 | 0.076 | 0.02 | 0.069 | 150000 | 20000
Inputs_Product_Res DLC Water Heat-Switch_v2.xlsx | Inputs_endUseLoadShapes_PSE.xlsx | Inputs_Global_PSE.xlsx | Inputs_Product_Res DLC Water Heat-Switch_v2.xlsx | PSE | 18 | Winter | Peak | 6 | Res DLC Water Heat-Switch | Setup Cost | $ | 150000 | 1 FTE | 2020 | 2039 | 0.076 | 0.02 | 0.069 | 150000 | 20000
Inputs_Product_Res DLC Water Heat-Switch_v2.xlsx | Inputs_endUseLoadShapes_PSE.xlsx | Inputs_Global_PSE.xlsx | Inputs_Product_Res DLC Water Heat-Switch_v2.xlsx | PSE | 18 | Winter | Peak | 6 | Res DLC Water Heat-Switch | O&M Cost | $ per participant per year | 7.5 | The annual program administrative cost assumes 1 FTE at $150,000 per year per 20,000 residential participants. In PSE's 2015 CPA, admin costs were 5% of total costs and vendor costs were 15% of total costs (Cadmus 2015). | 2020 | 2039 | 0.076 | 0.02 | 0.069 | 150000 | 20000
Inputs_Product_Res DLC Water Heat-Switch_v2.xlsx | Inputs_endUseLoadShapes_PSE.xlsx | Inputs_Global_PSE.xlsx | Inputs_Product_Res DLC Water Heat-Switch_v2.xlsx | PSE | 18 | Winter | Peak | 6 | Res DLC Water Heat-Switch | Equipment Cost | $ per new participant | 315 | Using PacifiCorp’s potential study (Applied 2017): $315 (includes switch and installation and permits, where required). Other sources: Lawrence Berkeley National Laboratory’s (Potter 2017): $350 (includes costs for control technology, installation, and the communication platform); Arkansas’ potential study (Navigant 2015a): $106 ($60 switch, $46 install); Tennessee Valley Authority’s potential study (Global 2011): $170 (space heat [SH] and water heat [WH] combined, likely does not include labor); Navigant (2012) = $280 (WH and SH combined, additional $275 for gateway). | 2020 | 2039 | 0.076 | 0.02 | 0.069 | 150000 | 20000
Inputs_Product_Res DLC Water Heat-Switch_v2.xlsx | Inputs_endUseLoadShapes_PSE.xlsx | Inputs_Global_PSE.xlsx | Inputs_Product_Res DLC Water Heat-Switch_v2.xlsx | PSE | 18 | Winter | Peak | 6 | Res DLC Water Heat-Switch | Marketing Cost | $ per new participant | 25 | Range for DLC programs: Navigant (2012) $25; Applied (2017) $50; Brattle (2014) $80; Applied (2017) $50. | 2020 | 2039 | 0.076 | 0.02 | 0.069 | 150000 | 20000
Inputs_Product_Res DLC Water Heat-Switch_v2.xlsx | Inputs_endUseLoadShapes_PSE.xlsx | Inputs_Global_PSE.xlsx | Inputs_Product_Res DLC Water Heat-Switch_v2.xlsx | PSE | 18 | Winter | Peak | 6 | Res DLC Water Heat-Switch | Incentives (annual) | $ per participant per year | 24 | Assuming $2/month for 12 months. Researched range: Applied (2017): $24-$25; Duke Energy (2015): $25; Navigant (2011): $8; BPA (2014): $4/month. | 2020 | 2039 | 0.076 | 0.02 | 0.069 | 150000 | 20000
Inputs_Product_Res DLC Water Heat-Switch_v2.xlsx | Inputs_endUseLoadShapes_PSE.xlsx | Inputs_Global_PSE.xlsx | Inputs_Product_Res DLC Water Heat-Switch_v2.xlsx | PSE | 18 | Winter | Peak | 6 | Res DLC Water Heat-Switch | Incentives (one time) | $ per new participant | 0 | N/A | 2020 | 2039 | 0.076 | 0.02 | 0.069 | 150000 | 20000
Inputs_Product_Res DLC Water Heat-Switch_v2.xlsx | Inputs_endUseLoadShapes_PSE.xlsx | Inputs_Global_PSE.xlsx | Inputs_Product_Res DLC Water Heat-Switch_v2.xlsx | PSE | 18 | Winter | Peak | 6 | Res DLC Water Heat-Switch | Attrition | % of existing participants per year | 0.05 | Cadmus (2011) Kootenai DR pilot. | 2020 | 2039 | 0.076 | 0.02 | 0.069 | 150000 | 20000
Inputs_Product_Res DLC Water Heat-Switch_v2.xlsx | Inputs_endUseLoadShapes_PSE.xlsx | Inputs_Global_PSE.xlsx | Inputs_Product_Res DLC Water Heat-Switch_v2.xlsx | PSE | 18 | Winter | Peak | 6 | Res DLC Water Heat-Switch | Population | Customer count | Estimated by model | 0 | 2020 | 2039 | 0.076 | 0.02 | 0.069 | 150000 | 20000
Inputs_Product_Res DLC Water Heat-Switch_v2.xlsx | Inputs_endUseLoadShapes_PSE.xlsx | Inputs_Global_PSE.xlsx | Inputs_Product_Res DLC Water Heat-Switch_v2.xlsx | PSE | 18 | Winter | Peak | 6 | Res DLC Water Heat-Switch | Eligibility | % of customer count (e.g. equipment saturation) | Varies by segment | Equipment saturation for each segment was derived from the RBSA (2017) data for PSE's electric service territory (in heating zone 1). Eligibility is equipment saturation minus those eligible for GEWH option. | 2020 | 2039 | 0.076 | 0.02 | 0.069 | 150000 | 20000
Inputs_Product_Res DLC Water Heat-Switch_v2.xlsx | Inputs_endUseLoadShapes_PSE.xlsx | Inputs_Global_PSE.xlsx | Inputs_Product_Res DLC Water Heat-Switch_v2.xlsx | PSE | 18 | Winter | Peak | 6 | Res DLC Water Heat-Switch | Peak Load Impact | kW per participant (at meter) | 0.58 | Cadmus (2015), Applied (2017), Navigant (2015a), and BPA (2014): 0.58 kW. Duke Energy (2015): 0.4; Global (2011): 0.5; Navigant (2011): 0.49 - 0.77. | 2020 | 2039 | 0.076 | 0.02 | 0.069 | 150000 | 20000
Inputs_Product_Res DLC Water Heat-Switch_v2.xlsx | Inputs_endUseLoadShapes_PSE.xlsx | Inputs_Global_PSE.xlsx | Inputs_Product_Res DLC Water Heat-Switch_v2.xlsx | PSE | 18 | Winter | Peak | 6 | Res DLC Water Heat-Switch | Program Participation | % of eligible customers | 0.25 | Applied (2017): 15% - 23%; Global (2011): 15% - 25%; Navigant (2012): 20%; Navigant (2015a): 20% - 30% (realistic - max achievable). | 2020 | 2039 | 0.076 | 0.02 | 0.069 | 150000 | 20000
Inputs_Product_Res DLC Water Heat-Switch_v2.xlsx | Inputs_endUseLoadShapes_PSE.xlsx | Inputs_Global_PSE.xlsx | Inputs_Product_Res DLC Water Heat-Switch_v2.xlsx | PSE | 18 | Winter | Peak | 6 | Res DLC Water Heat-Switch | Event Participation | % (switch success rate) | 0.95 | Consistent with Res DLC Heat Switch. Navigant (2012) had low event participation at 57%, but the following potential assessment estimate was 94%. | 2020 | 2039 | 0.076 | 0.02 | 0.069 | 150000 | 20000
Inputs_Product_Res DLC Water Heat-Switch_v2.xlsx | Inputs_endUseLoadShapes_PSE.xlsx | Inputs_Global_PSE.xlsx | Inputs_Product_Res DLC Water Heat-Switch_v2.xlsx | PSE | 18 | Winter | Peak | 6 | Res DLC Water Heat-Switch | Ramp Period | Number of years to reach maximum achievable potential | 7 | 0 | 2020 | 2039 | 0.076 | 0.02 | 0.069 | 150000 | 20000
Inputs_Product_Res DLC Water Heat-Switch_v2.xlsx | Inputs_endUseLoadShapes_PSE.xlsx | Inputs_Global_PSE.xlsx | Inputs_Product_Res DLC Water Heat-Switch_v2.xlsx | PSE | 18 | Winter | Peak | 6 | Res DLC Water Heat-Switch | 2020 | Ramp rate as % of maximum achievable potential | 0 | 0 | 2020 | 2039 | 0.076 | 0.02 | 0.069 | 150000 | 20000
Inputs_Product_Res DLC Water Heat-Switch_v2.xlsx | Inputs_endUseLoadShapes_PSE.xlsx | Inputs_Global_PSE.xlsx | Inputs_Product_Res DLC Water Heat-Switch_v2.xlsx | PSE | 18 | Winter | Peak | 6 | Res DLC Water Heat-Switch | 2021 | Ramp rate as % of maximum achievable potential | 0.1 | 0 | 2020 | 2039 | 0.076 | 0.02 | 0.069 | 150000 | 20000
Inputs_Product_Res DLC Water Heat-Switch_v2.xlsx | Inputs_endUseLoadShapes_PSE.xlsx | Inputs_Global_PSE.xlsx | Inputs_Product_Res DLC Water Heat-Switch_v2.xlsx | PSE | 18 | Winter | Peak | 6 | Res DLC Water Heat-Switch | 2022 | Ramp rate as % of maximum achievable potential | 0.2 | 0 | 2020 | 2039 | 0.076 | 0.02 | 0.069 | 150000 | 20000
Inputs_Product_Res DLC Water Heat-Switch_v2.xlsx | Inputs_endUseLoadShapes_PSE.xlsx | Inputs_Global_PSE.xlsx | Inputs_Product_Res DLC Water Heat-Switch_v2.xlsx | PSE | 18 | Winter | Peak | 6 | Res DLC Water Heat-Switch | 2023 | Ramp rate as % of maximum achievable potential | 0.4 | 0 | 2020 | 2039 | 0.076 | 0.02 | 0.069 | 150000 | 20000
Inputs_Product_Res DLC Water Heat-Switch_v2.xlsx | Inputs_endUseLoadShapes_PSE.xlsx | Inputs_Global_PSE.xlsx | Inputs_Product_Res DLC Water Heat-Switch_v2.xlsx | PSE | 18 | Winter | Peak | 6 | Res DLC Water Heat-Switch | 2024 | Ramp rate as % of maximum achievable potential | 0.6 | 0 | 2020 | 2039 | 0.076 | 0.02 | 0.069 | 150000 | 20000
Inputs_Product_Res DLC Water Heat-Switch_v2.xlsx | Inputs_endUseLoadShapes_PSE.xlsx | Inputs_Global_PSE.xlsx | Inputs_Product_Res DLC Water Heat-Switch_v2.xlsx | PSE | 18 | Winter | Peak | 6 | Res DLC Water Heat-Switch | 2025 | Ramp rate as % of maximum achievable potential | 0.8 | 0 | 2020 | 2039 | 0.076 | 0.02 | 0.069 | 150000 | 20000
Inputs_Product_Res DLC Water Heat-Switch_v2.xlsx | Inputs_endUseLoadShapes_PSE.xlsx | Inputs_Global_PSE.xlsx | Inputs_Product_Res DLC Water Heat-Switch_v2.xlsx | PSE | 18 | Winter | Peak | 6 | Res DLC Water Heat-Switch | 2026 | Ramp rate as % of maximum achievable potential | 1 | 0 | 2020 | 2039 | 0.076 | 0.02 | 0.069 | 150000 | 20000
Inputs_Product_Res DLC Water Heat-Switch_v2.xlsx | Inputs_endUseLoadShapes_PSE.xlsx | Inputs_Global_PSE.xlsx | Inputs_Product_Res DLC Water Heat-Switch_v2.xlsx | PSE | 18 | Winter | Peak | 6 | Res DLC Water Heat-Switch | 2027 | Ramp rate as % of maximum achievable potential | 1 | 0 | 2020 | 2039 | 0.076 | 0.02 | 0.069 | 150000 | 20000
Inputs_Product_Res DLC Water Heat-Switch_v2.xlsx | Inputs_endUseLoadShapes_PSE.xlsx | Inputs_Global_PSE.xlsx | Inputs_Product_Res DLC Water Heat-Switch_v2.xlsx | PSE | 18 | Winter | Peak | 6 | Res DLC Water Heat-Switch | 2028 | Ramp rate as % of maximum achievable potential | 1 | 0 | 2020 | 2039 | 0.076 | 0.02 | 0.069 | 150000 | 20000
Inputs_Product_Res DLC Water Heat-Switch_v2.xlsx | Inputs_endUseLoadShapes_PSE.xlsx | Inputs_Global_PSE.xlsx | Inputs_Product_Res DLC Water Heat-Switch_v2.xlsx | PSE | 18 | Winter | Peak | 6 | Res DLC Water Heat-Switch | 2029 | Ramp rate as % of maximum achievable potential | 1 | 0 | 2020 | 2039 | 0.076 | 0.02 | 0.069 | 150000 | 20000
Inputs_Product_Res DLC Water Heat-Switch_v2.xlsx | Inputs_endUseLoadShapes_PSE.xlsx | Inputs_Global_PSE.xlsx | Inputs_Product_Res DLC Water Heat-Switch_v2.xlsx | PSE | 18 | Winter | Peak | 6 | Res DLC Water Heat-Switch | 2030 | Ramp rate as % of maximum achievable potential | 1 | 0 | 2020 | 2039 | 0.076 | 0.02 | 0.069 | 150000 | 20000
Inputs_Product_Res DLC Water Heat-Switch_v2.xlsx | Inputs_endUseLoadShapes_PSE.xlsx | Inputs_Global_PSE.xlsx | Inputs_Product_Res DLC Water Heat-Switch_v2.xlsx | PSE | 18 | Winter | Peak | 6 | Res DLC Water Heat-Switch | 2031 | Ramp rate as % of maximum achievable potential | 1 | 0 | 2020 | 2039 | 0.076 | 0.02 | 0.069 | 150000 | 20000
Inputs_Product_Res DLC Water Heat-Switch_v2.xlsx | Inputs_endUseLoadShapes_PSE.xlsx | Inputs_Global_PSE.xlsx | Inputs_Product_Res DLC Water Heat-Switch_v2.xlsx | PSE | 18 | Winter | Peak | 6 | Res DLC Water Heat-Switch | 2032 | Ramp rate as % of maximum achievable potential | 1 | 0 | 2020 | 2039 | 0.076 | 0.02 | 0.069 | 150000 | 20000
Inputs_Product_Res DLC Water Heat-Switch_v2.xlsx | Inputs_endUseLoadShapes_PSE.xlsx | Inputs_Global_PSE.xlsx | Inputs_Product_Res DLC Water Heat-Switch_v2.xlsx | PSE | 18 | Winter | Peak | 6 | Res DLC Water Heat-Switch | 2033 | Ramp rate as % of maximum achievable potential | 1 | 0 | 2020 | 2039 | 0.076 | 0.02 | 0.069 | 150000 | 20000
Inputs_Product_Res DLC Water Heat-Switch_v2.xlsx | Inputs_endUseLoadShapes_PSE.xlsx | Inputs_Global_PSE.xlsx | Inputs_Product_Res DLC Water Heat-Switch_v2.xlsx | PSE | 18 | Winter | Peak | 6 | Res DLC Water Heat-Switch | 2034 | Ramp rate as % of maximum achievable potential | 1 | 0 | 2020 | 2039 | 0.076 | 0.02 | 0.069 | 150000 | 20000
Inputs_Product_Res DLC Water Heat-Switch_v2.xlsx | Inputs_endUseLoadShapes_PSE.xlsx | Inputs_Global_PSE.xlsx | Inputs_Product_Res DLC Water Heat-Switch_v2.xlsx | PSE | 18 | Winter | Peak | 6 | Res DLC Water Heat-Switch | 2035 | Ramp rate as % of maximum achievable potential | 1 | 0 | 2020 | 2039 | 0.076 | 0.02 | 0.069 | 150000 | 20000
Inputs_Product_Res DLC Water Heat-Switch_v2.xlsx | Inputs_endUseLoadShapes_PSE.xlsx | Inputs_Global_PSE.xlsx | Inputs_Product_Res DLC Water Heat-Switch_v2.xlsx | PSE | 18 | Winter | Peak | 6 | Res DLC Water Heat-Switch | 2036 | Ramp rate as % of maximum achievable potential | 1 | 0 | 2020 | 2039 | 0.076 | 0.02 | 0.069 | 150000 | 20000
Inputs_Product_Res DLC Water Heat-Switch_v2.xlsx | Inputs_endUseLoadShapes_PSE.xlsx | Inputs_Global_PSE.xlsx | Inputs_Product_Res DLC Water Heat-Switch_v2.xlsx | PSE | 18 | Winter | Peak | 6 | Res DLC Water Heat-Switch | 2037 | Ramp rate as % of maximum achievable potential | 1 | 0 | 2020 | 2039 | 0.076 | 0.02 | 0.069 | 150000 | 20000
Inputs_Product_Res DLC Water Heat-Switch_v2.xlsx | Inputs_endUseLoadShapes_PSE.xlsx | Inputs_Global_PSE.xlsx | Inputs_Product_Res DLC Water Heat-Switch_v2.xlsx | PSE | 18 | Winter | Peak | 6 | Res DLC Water Heat-Switch | 2038 | Ramp rate as % of maximum achievable potential | 1 | 0 | 2020 | 2039 | 0.076 | 0.02 | 0.069 | 150000 | 20000
Inputs_Product_Res DLC Water Heat-Switch_v2.xlsx | Inputs_endUseLoadShapes_PSE.xlsx | Inputs_Global_PSE.xlsx | Inputs_Product_Res DLC Water Heat-Switch_v2.xlsx | PSE | 18 | Winter | Peak | 6 | Res DLC Water Heat-Switch | 2039 | Ramp rate as % of maximum achievable potential | 1 | 0 | 2020 | 2039 | 0.076 | 0.02 | 0.069 | 150000 | 20000
Inputs_Product_Res DLC Water Heat-Switch_v2.xlsx | Inputs_endUseLoadShapes_PSE.xlsx | Inputs_Global_PSE.xlsx | Inputs_Product_Res DLC Water Heat-Switch_v2.xlsx | PSE | 18 | Winter | Peak | 6 | Res DLC Water Heat-Switch | 2040 | Ramp rate as % of maximum achievable potential | 0 | 0 | 2020 | 2039 | 0.076 | 0.02 | 0.069 | 150000 | 20000
Inputs_Product_Res DLC Water Heat-Switch_v2.xlsx | Inputs_endUseLoadShapes_PSE.xlsx | Inputs_Global_PSE.xlsx | Inputs_Product_Res DLC Water Heat-Switch_v2.xlsx | PSE | 18 | Winter | Peak | 6 | Res DLC Water Heat-Switch | 2041 | Ramp rate as % of maximum achievable potential | 0 | 0 | 2020 | 2039 | 0.076 | 0.02 | 0.069 | 150000 | 20000
Inputs_Product_Res DLC Water Heat-Switch_v2.xlsx | Inputs_endUseLoadShapes_PSE.xlsx | Inputs_Global_PSE.xlsx | Inputs_Product_Res DLC Water Heat-Switch_v2.xlsx | PSE | 18 | Winter | Peak | 6 | Res DLC Water Heat-Switch | 2042 | Ramp rate as % of maximum achievable potential | 0 | 0 | 2020 | 2039 | 0.076 | 0.02 | 0.069 | 150000 | 20000
Inputs_Product_Res DLC Water Heat-Switch_v2.xlsx | Inputs_endUseLoadShapes_PSE.xlsx | Inputs_Global_PSE.xlsx | Inputs_Product_Res DLC Water Heat-Switch_v2.xlsx | PSE | 18 | Winter | Peak | 6 | Res DLC Water Heat-Switch | 2043 | Ramp rate as % of maximum achievable potential | 0 | 0 | 2020 | 2039 | 0.076 | 0.02 | 0.069 | 150000 | 20000
Inputs_Product_Res DLC Water Heat-Switch_v2.xlsx | Inputs_endUseLoadShapes_PSE.xlsx | Inputs_Global_PSE.xlsx | Inputs_Product_Res DLC Water Heat-Switch_v2.xlsx | PSE | 18 | Winter | Peak | 6 | Res DLC Water Heat-Switch | 2044 | Ramp rate as % of maximum achievable potential | 0 | 0 | 2020 | 2039 | 0.076 | 0.02 | 0.069 | 150000 | 20000
Inputs_Product_Res DLC Water Heat-Switch_v2.xlsx | Inputs_endUseLoadShapes_PSE.xlsx | Inputs_Global_PSE.xlsx | Inputs_Product_Res DLC Water Heat-Switch_v2.xlsx | PSE | 18 | Winter | Peak | 6 | Res DLC Water Heat-Switch | 2045 | Ramp rate as % of maximum achievable potential | 0 | 0 | 2020 | 2039 | 0.076 | 0.02 | 0.069 | 150000 | 20000
Inputs_Product_Res DLC Water Heat-Switch_v2.xlsx | Inputs_endUseLoadShapes_PSE.xlsx | Inputs_Global_PSE.xlsx | Inputs_Product_Res DLC Water Heat-Switch_v2.xlsx | PSE | 18 | Winter | Peak | 6 | Res DLC Water Heat-Switch | 2046 | Ramp rate as % of maximum achievable potential | 0 | 0 | 2020 | 2039 | 0.076 | 0.02 | 0.069 | 150000 | 20000
Inputs_Product_Res DLC Water Heat-Switch_v2.xlsx | Inputs_endUseLoadShapes_PSE.xlsx | Inputs_Global_PSE.xlsx | Inputs_Product_Res DLC Water Heat-Switch_v2.xlsx | PSE | 18 | Winter | Peak | 6 | Res DLC Water Heat-Switch | 2047 | Ramp rate as % of maximum achievable potential | 0 | 0 | 2020 | 2039 | 0.076 | 0.02 | 0.069 | 150000 | 20000
Inputs_Product_Res DLC Water Heat-Switch_v2.xlsx | Inputs_endUseLoadShapes_PSE.xlsx | Inputs_Global_PSE.xlsx | Inputs_Product_Res DLC Water Heat-Switch_v2.xlsx | PSE | 18 | Winter | Peak | 6 | Res DLC Water Heat-Switch | 2048 | Ramp rate as % of maximum achievable potential | 0 | 0 | 2020 | 2039 | 0.076 | 0.02 | 0.069 | 150000 | 20000
Inputs_Product_Res DLC Water Heat-Switch_v2.xlsx | Inputs_endUseLoadShapes_PSE.xlsx | Inputs_Global_PSE.xlsx | Inputs_Product_Res DLC Water Heat-Switch_v2.xlsx | PSE | 18 | Winter | Peak | 6 | Res DLC Water Heat-Switch | 2049 | Ramp rate as % of maximum achievable potential | 0 | 0 | 2020 | 2039 | 0.076 | 0.02 | 0.069 | 150000 | 20000
Inputs_Product_Small Com DLC Heat-Switch.xlsx | Inputs_endUseLoadShapes_PSE.xlsx | Inputs_Global_PSE.xlsx | Inputs_Product_Small Com DLC Heat-Switch.xlsx | PSE | 40 | Winter | Peak | 4 | Small Com DLC Heat-Switch | Eligible Sectors | Commercial | 0 | 0 | 2020 | 2039 | 0.076 | 0.02 | 0.069 | 150000 | 20000
Inputs_Product_Small Com DLC Heat-Switch.xlsx | Inputs_endUseLoadShapes_PSE.xlsx | Inputs_Global_PSE.xlsx | Inputs_Product_Small Com DLC Heat-Switch.xlsx | PSE | 40 | Winter | Peak | 4 | Small Com DLC Heat-Switch | Eligible Segments | Small office and small retail. | 0 | 0 | 2020 | 2039 | 0.076 | 0.02 | 0.069 | 150000 | 20000
Inputs_Product_Small Com DLC Heat-Switch.xlsx | Inputs_endUseLoadShapes_PSE.xlsx | Inputs_Global_PSE.xlsx | Inputs_Product_Small Com DLC Heat-Switch.xlsx | PSE | 40 | Winter | Peak | 4 | Small Com DLC Heat-Switch | Eligible End Uses | Electric heat | 0 | 0 | 2020 | 2039 | 0.076 | 0.02 | 0.069 | 150000 | 20000
Inputs_Product_Small Com DLC Heat-Switch.xlsx | Inputs_endUseLoadShapes_PSE.xlsx | Inputs_Global_PSE.xlsx | Inputs_Product_Small Com DLC Heat-Switch.xlsx | PSE | 40 | Winter | Peak | 4 | Small Com DLC Heat-Switch | Other Eligibility Requirements | 0 | 0 | 0 | 2020 | 2039 | 0.076 | 0.02 | 0.069 | 150000 | 20000
Inputs_Product_Small Com DLC Heat-Switch.xlsx | Inputs_endUseLoadShapes_PSE.xlsx | Inputs_Global_PSE.xlsx | Inputs_Product_Small Com DLC Heat-Switch.xlsx | PSE | 40 | Winter | Peak | 4 | Small Com DLC Heat-Switch | Setup Cost | $ | 150000 | 1 FTE. | 2020 | 2039 | 0.076 | 0.02 | 0.069 | 150000 | 20000
Inputs_Product_Small Com DLC Heat-Switch.xlsx | Inputs_endUseLoadShapes_PSE.xlsx | Inputs_Global_PSE.xlsx | Inputs_Product_Small Com DLC Heat-Switch.xlsx | PSE | 40 | Winter | Peak | 4 | Small Com DLC Heat-Switch | O&M Cost | $ per participant per year | 15 | The annual program administrative cost assumes 1 FTE at $150,000 per year per 10,000 small/medium commercial participants. | 2020 | 2039 | 0.076 | 0.02 | 0.069 | 150000 | 20000
Inputs_Product_Small Com DLC Heat-Switch.xlsx | Inputs_endUseLoadShapes_PSE.xlsx | Inputs_Global_PSE.xlsx | Inputs_Product_Small Com DLC Heat-Switch.xlsx | PSE | 40 | Winter | Peak | 4 | Small Com DLC Heat-Switch | Equipment Cost | $ per new participant | 387 | Applied (2017) for small C&I. | 2020 | 2039 | 0.076 | 0.02 | 0.069 | 150000 | 20000
Inputs_Product_Small Com DLC Heat-Switch.xlsx | Inputs_endUseLoadShapes_PSE.xlsx | Inputs_Global_PSE.xlsx | Inputs_Product_Small Com DLC Heat-Switch.xlsx | PSE | 40 | Winter | Peak | 4 | Small Com DLC Heat-Switch | Marketing Cost | $ per new participant | 69 | Applied (2017) midpoint of $63-$75 for small C&I. | 2020 | 2039 | 0.076 | 0.02 | 0.069 | 150000 | 20000
Inputs_Product_Small Com DLC Heat-Switch.xlsx | Inputs_endUseLoadShapes_PSE.xlsx | Inputs_Global_PSE.xlsx | Inputs_Product_Small Com DLC Heat-Switch.xlsx | PSE | 40 | Winter | Peak | 4 | Small Com DLC Heat-Switch | Incentives (annual) | $ per participant per year | 38 | Applied (2017) for small C&I. | 2020 | 2039 | 0.076 | 0.02 | 0.069 | 150000 | 20000
Inputs_Product_Small Com DLC Heat-Switch.xlsx | Inputs_endUseLoadShapes_PSE.xlsx | Inputs_Global_PSE.xlsx | Inputs_Product_Small Com DLC Heat-Switch.xlsx | PSE | 40 | Winter | Peak | 4 | Small Com DLC Heat-Switch | Incentives (one time) | $ per new participant | 0 | N/A | 2020 | 2039 | 0.076 | 0.02 | 0.069 | 150000 | 20000
Inputs_Product_Small Com DLC Heat-Switch.xlsx | Inputs_endUseLoadShapes_PSE.xlsx | Inputs_Global_PSE.xlsx | Inputs_Product_Small Com DLC Heat-Switch.xlsx | PSE | 40 | Winter | Peak | 4 | Small Com DLC Heat-Switch | Attrition | % of existing participants per year | 0.05 | Consistent with Res DLC Water Heat. | 2020 | 2039 | 0.076 | 0.02 | 0.069 | 150000 | 20000
Inputs_Product_Small Com DLC Heat-Switch.xlsx | Inputs_endUseLoadShapes_PSE.xlsx | Inputs_Global_PSE.xlsx | Inputs_Product_Small Com DLC Heat-Switch.xlsx | PSE | 40 | Winter | Peak | 4 | Small Com DLC Heat-Switch | Population | Customer count | Varies by segment | 0 | 2020 | 2039 | 0.076 | 0.02 | 0.069 | 150000 | 20000
Inputs_Product_Small Com DLC Heat-Switch.xlsx | Inputs_endUseLoadShapes_PSE.xlsx | Inputs_Global_PSE.xlsx | Inputs_Product_Small Com DLC Heat-Switch.xlsx | PSE | 40 | Winter | Peak | 4 | Small Com DLC Heat-Switch | Eligibility | % of customer count (e.g. equipment saturation) | Varies by segment | 0 | 2020 | 2039 | 0.076 | 0.02 | 0.069 | 150000 | 20000
Inputs_Product_Small Com DLC Heat-Switch.xlsx | Inputs_endUseLoadShapes_PSE.xlsx | Inputs_Global_PSE.xlsx | Inputs_Product_Small Com DLC Heat-Switch.xlsx | PSE | 40 | Winter | Peak | 4 | Small Com DLC Heat-Switch | Peak Load Impact | kW per participant (at meter) | 1.8727 | Applied (2017) for WA for small and medium C&I (3.72 kW), adjusted to small C&I (1.87 kW) using a ratio of HVAC capacity sizes between small and medium C&I facilities. | 2020 | 2039 | 0.076 | 0.02 | 0.069 | 150000 | 20000
Inputs_Product_Small Com DLC Heat-Switch.xlsx | Inputs_endUseLoadShapes_PSE.xlsx | Inputs_Global_PSE.xlsx | Inputs_Product_Small Com DLC Heat-Switch.xlsx | PSE | 40 | Winter | Peak | 4 | Small Com DLC Heat-Switch | Program Participation | % of eligible customers | 0.1 | Applied (2017): 2.3% - 3.4%; Global (2011): 10%; Brattle (2016): 14%; Navigant (2015a): 1-5%; and Brattle (2014): 15-42%. | 2020 | 2039 | 0.076 | 0.02 | 0.069 | 150000 | 20000
Inputs_Product_Small Com DLC Heat-Switch.xlsx | Inputs_endUseLoadShapes_PSE.xlsx | Inputs_Global_PSE.xlsx | Inputs_Product_Small Com DLC Heat-Switch.xlsx | PSE | 40 | Winter | Peak | 4 | Small Com DLC Heat-Switch | Event Participation | % (switch success rate) | 0.95 | Aligning with other DLC products. | 2020 | 2039 | 0.076 | 0.02 | 0.069 | 150000 | 20000
Inputs_Product_Small Com DLC Heat-Switch.xlsx | Inputs_endUseLoadShapes_PSE.xlsx | Inputs_Global_PSE.xlsx | Inputs_Product_Small Com DLC Heat-Switch.xlsx | PSE | 40 | Winter | Peak | 4 | Small Com DLC Heat-Switch | Ramp Period | Number of years to reach maximum achievable potential | 7 | 0 | 2020 | 2039 | 0.076 | 0.02 | 0.069 | 150000 | 20000
Inputs_Product_Small Com DLC Heat-Switch.xlsx | Inputs_endUseLoadShapes_PSE.xlsx | Inputs_Global_PSE.xlsx | Inputs_Product_Small Com DLC Heat-Switch.xlsx | PSE | 40 | Winter | Peak | 4 | Small Com DLC Heat-Switch | 2020 | Ramp rate as % of maximum achievable potential | 0 | 0 | 2020 | 2039 | 0.076 | 0.02 | 0.069 | 150000 | 20000
Inputs_Product_Small Com DLC Heat-Switch.xlsx | Inputs_endUseLoadShapes_PSE.xlsx | Inputs_Global_PSE.xlsx | Inputs_Product_Small Com DLC Heat-Switch.xlsx | PSE | 40 | Winter | Peak | 4 | Small Com DLC Heat-Switch | 2021 | Ramp rate as % of maximum achievable potential | 0.1 | 0 | 2020 | 2039 | 0.076 | 0.02 | 0.069 | 150000 | 20000
Inputs_Product_Small Com DLC Heat-Switch.xlsx | Inputs_endUseLoadShapes_PSE.xlsx | Inputs_Global_PSE.xlsx | Inputs_Product_Small Com DLC Heat-Switch.xlsx | PSE | 40 | Winter | Peak | 4 | Small Com DLC Heat-Switch | 2022 | Ramp rate as % of maximum achievable potential | 0.2 | 0 | 2020 | 2039 | 0.076 | 0.02 | 0.069 | 150000 | 20000
Inputs_Product_Small Com DLC Heat-Switch.xlsx | Inputs_endUseLoadShapes_PSE.xlsx | Inputs_Global_PSE.xlsx | Inputs_Product_Small Com DLC Heat-Switch.xlsx | PSE | 40 | Winter | Peak | 4 | Small Com DLC Heat-Switch | 2023 | Ramp rate as % of maximum achievable potential | 0.4 | 0 | 2020 | 2039 | 0.076 | 0.02 | 0.069 | 150000 | 20000
Inputs_Product_Small Com DLC Heat-Switch.xlsx | Inputs_endUseLoadShapes_PSE.xlsx | Inputs_Global_PSE.xlsx | Inputs_Product_Small Com DLC Heat-Switch.xlsx | PSE | 40 | Winter | Peak | 4 | Small Com DLC Heat-Switch | 2024 | Ramp rate as % of maximum achievable potential | 0.6 | 0 | 2020 | 2039 | 0.076 | 0.02 | 0.069 | 150000 | 20000
Inputs_Product_Small Com DLC Heat-Switch.xlsx | Inputs_endUseLoadShapes_PSE.xlsx | Inputs_Global_PSE.xlsx | Inputs_Product_Small Com DLC Heat-Switch.xlsx | PSE | 40 | Winter | Peak | 4 | Small Com DLC Heat-Switch | 2025 | Ramp rate as % of maximum achievable potential | 0.8 | 0 | 2020 | 2039 | 0.076 | 0.02 | 0.069 | 150000 | 20000
Inputs_Product_Small Com DLC Heat-Switch.xlsx | Inputs_endUseLoadShapes_PSE.xlsx | Inputs_Global_PSE.xlsx | Inputs_Product_Small Com DLC Heat-Switch.xlsx | PSE | 40 | Winter | Peak | 4 | Small Com DLC Heat-Switch | 2026 | Ramp rate as % of maximum achievable potential | 1 | 0 | 2020 | 2039 | 0.076 | 0.02 | 0.069 | 150000 | 20000
Inputs_Product_Small Com DLC Heat-Switch.xlsx | Inputs_endUseLoadShapes_PSE.xlsx | Inputs_Global_PSE.xlsx | Inputs_Product_Small Com DLC Heat-Switch.xlsx | PSE | 40 | Winter | Peak | 4 | Small Com DLC Heat-Switch | 2027 | Ramp rate as % of maximum achievable potential | 1 | 0 | 2020 | 2039 | 0.076 | 0.02 | 0.069 | 150000 | 20000
Inputs_Product_Small Com DLC Heat-Switch.xlsx | Inputs_endUseLoadShapes_PSE.xlsx | Inputs_Global_PSE.xlsx | Inputs_Product_Small Com DLC Heat-Switch.xlsx | PSE | 40 | Winter | Peak | 4 | Small Com DLC Heat-Switch | 2028 | Ramp rate as % of maximum achievable potential | 1 | 0 | 2020 | 2039 | 0.076 | 0.02 | 0.069 | 150000 | 20000
Inputs_Product_Small Com DLC Heat-Switch.xlsx | Inputs_endUseLoadShapes_PSE.xlsx | Inputs_Global_PSE.xlsx | Inputs_Product_Small Com DLC Heat-Switch.xlsx | PSE | 40 | Winter | Peak | 4 | Small Com DLC Heat-Switch | 2029 | Ramp rate as % of maximum achievable potential | 1 | 0 | 2020 | 2039 | 0.076 | 0.02 | 0.069 | 150000 | 20000
Inputs_Product_Small Com DLC Heat-Switch.xlsx | Inputs_endUseLoadShapes_PSE.xlsx | Inputs_Global_PSE.xlsx | Inputs_Product_Small Com DLC Heat-Switch.xlsx | PSE | 40 | Winter | Peak | 4 | Small Com DLC Heat-Switch | 2030 | Ramp rate as % of maximum achievable potential | 1 | 0 | 2020 | 2039 | 0.076 | 0.02 | 0.069 | 150000 | 20000
Inputs_Product_Small Com DLC Heat-Switch.xlsx | Inputs_endUseLoadShapes_PSE.xlsx | Inputs_Global_PSE.xlsx | Inputs_Product_Small Com DLC Heat-Switch.xlsx | PSE | 40 | Winter | Peak | 4 | Small Com DLC Heat-Switch | 2031 | Ramp rate as % of maximum achievable potential | 1 | 0 | 2020 | 2039 | 0.076 | 0.02 | 0.069 | 150000 | 20000
Inputs_Product_Small Com DLC Heat-Switch.xlsx | Inputs_endUseLoadShapes_PSE.xlsx | Inputs_Global_PSE.xlsx | Inputs_Product_Small Com DLC Heat-Switch.xlsx | PSE | 40 | Winter | Peak | 4 | Small Com DLC Heat-Switch | 2032 | Ramp rate as % of maximum achievable potential | 1 | 0 | 2020 | 2039 | 0.076 | 0.02 | 0.069 | 150000 | 20000
Inputs_Product_Small Com DLC Heat-Switch.xlsx | Inputs_endUseLoadShapes_PSE.xlsx | Inputs_Global_PSE.xlsx | Inputs_Product_Small Com DLC Heat-Switch.xlsx | PSE | 40 | Winter | Peak | 4 | Small Com DLC Heat-Switch | 2033 | Ramp rate as % of maximum achievable potential | 1 | 0 | 2020 | 2039 | 0.076 | 0.02 | 0.069 | 150000 | 20000
Inputs_Product_Small Com DLC Heat-Switch.xlsx | Inputs_endUseLoadShapes_PSE.xlsx | Inputs_Global_PSE.xlsx | Inputs_Product_Small Com DLC Heat-Switch.xlsx | PSE | 40 | Winter | Peak | 4 | Small Com DLC Heat-Switch | 2034 | Ramp rate as % of maximum achievable potential | 1 | 0 | 2020 | 2039 | 0.076 | 0.02 | 0.069 | 150000 | 20000
Inputs_Product_Small Com DLC Heat-Switch.xlsx | Inputs_endUseLoadShapes_PSE.xlsx | Inputs_Global_PSE.xlsx | Inputs_Product_Small Com DLC Heat-Switch.xlsx | PSE | 40 | Winter | Peak | 4 | Small Com DLC Heat-Switch | 2035 | Ramp rate as % of maximum achievable potential | 1 | 0 | 2020 | 2039 | 0.076 | 0.02 | 0.069 | 150000 | 20000
Inputs_Product_Small Com DLC Heat-Switch.xlsx | Inputs_endUseLoadShapes_PSE.xlsx | Inputs_Global_PSE.xlsx | Inputs_Product_Small Com DLC Heat-Switch.xlsx | PSE | 40 | Winter | Peak | 4 | Small Com DLC Heat-Switch | 2036 | Ramp rate as % of maximum achievable potential | 1 | 0 | 2020 | 2039 | 0.076 | 0.02 | 0.069 | 150000 | 20000
Inputs_Product_Small Com DLC Heat-Switch.xlsx | Inputs_endUseLoadShapes_PSE.xlsx | Inputs_Global_PSE.xlsx | Inputs_Product_Small Com DLC Heat-Switch.xlsx | PSE | 40 | Winter | Peak | 4 | Small Com DLC Heat-Switch | 2037 | Ramp rate as % of maximum achievable potential | 1 | 0 | 2020 | 2039 | 0.076 | 0.02 | 0.069 | 150000 | 20000
Inputs_Product_Small Com DLC Heat-Switch.xlsx | Inputs_endUseLoadShapes_PSE.xlsx | Inputs_Global_PSE.xlsx | Inputs_Product_Small Com DLC Heat-Switch.xlsx | PSE | 40 | Winter | Peak | 4 | Small Com DLC Heat-Switch | 2038 | Ramp rate as % of maximum achievable potential | 1 | 0 | 2020 | 2039 | 0.076 | 0.02 | 0.069 | 150000 | 20000
Inputs_Product_Small Com DLC Heat-Switch.xlsx | Inputs_endUseLoadShapes_PSE.xlsx | Inputs_Global_PSE.xlsx | Inputs_Product_Small Com DLC Heat-Switch.xlsx | PSE | 40 | Winter | Peak | 4 | Small Com DLC Heat-Switch | 2039 | Ramp rate as % of maximum achievable potential | 1 | 0 | 2020 | 2039 | 0.076 | 0.02 | 0.069 | 150000 | 20000
Inputs_Product_Small Com DLC Heat-Switch.xlsx | Inputs_endUseLoadShapes_PSE.xlsx | Inputs_Global_PSE.xlsx | Inputs_Product_Small Com DLC Heat-Switch.xlsx | PSE | 40 | Winter | Peak | 4 | Small Com DLC Heat-Switch | 2040 | Ramp rate as % of maximum achievable potential | 0 | 0 | 2020 | 2039 | 0.076 | 0.02 | 0.069 | 150000 | 20000
Inputs_Product_Small Com DLC Heat-Switch.xlsx | Inputs_endUseLoadShapes_PSE.xlsx | Inputs_Global_PSE.xlsx | Inputs_Product_Small Com DLC Heat-Switch.xlsx | PSE | 40 | Winter | Peak | 4 | Small Com DLC Heat-Switch | 2041 | Ramp rate as % of maximum achievable potential | 0 | 0 | 2020 | 2039 | 0.076 | 0.02 | 0.069 | 150000 | 20000
Inputs_Product_Small Com DLC Heat-Switch.xlsx | Inputs_endUseLoadShapes_PSE.xlsx | Inputs_Global_PSE.xlsx | Inputs_Product_Small Com DLC Heat-Switch.xlsx | PSE | 40 | Winter | Peak | 4 | Small Com DLC Heat-Switch | 2042 | Ramp rate as % of maximum achievable potential | 0 | 0 | 2020 | 2039 | 0.076 | 0.02 | 0.069 | 150000 | 20000
Inputs_Product_Small Com DLC Heat-Switch.xlsx | Inputs_endUseLoadShapes_PSE.xlsx | Inputs_Global_PSE.xlsx | Inputs_Product_Small Com DLC Heat-Switch.xlsx | PSE | 40 | Winter | Peak | 4 | Small Com DLC Heat-Switch | 2043 | Ramp rate as % of maximum achievable potential | 0 | 0 | 2020 | 2039 | 0.076 | 0.02 | 0.069 | 150000 | 20000
Inputs_Product_Small Com DLC Heat-Switch.xlsx | Inputs_endUseLoadShapes_PSE.xlsx | Inputs_Global_PSE.xlsx | Inputs_Product_Small Com DLC Heat-Switch.xlsx | PSE | 40 | Winter | Peak | 4 | Small Com DLC Heat-Switch | 2044 | Ramp rate as % of maximum achievable potential | 0 | 0 | 2020 | 2039 | 0.076 | 0.02 | 0.069 | 150000 | 20000
Inputs_Product_Small Com DLC Heat-Switch.xlsx | Inputs_endUseLoadShapes_PSE.xlsx | Inputs_Global_PSE.xlsx | Inputs_Product_Small Com DLC Heat-Switch.xlsx | PSE | 40 | Winter | Peak | 4 | Small Com DLC Heat-Switch | 2045 | Ramp rate as % of maximum achievable potential | 0 | 0 | 2020 | 2039 | 0.076 | 0.02 | 0.069 | 150000 | 20000
Inputs_Product_Small Com DLC Heat-Switch.xlsx | Inputs_endUseLoadShapes_PSE.xlsx | Inputs_Global_PSE.xlsx | Inputs_Product_Small Com DLC Heat-Switch.xlsx | PSE | 40 | Winter | Peak | 4 | Small Com DLC Heat-Switch | 2046 | Ramp rate as % of maximum achievable potential | 0 | 0 | 2020 | 2039 | 0.076 | 0.02 | 0.069 | 150000 | 20000
Inputs_Product_Small Com DLC Heat-Switch.xlsx | Inputs_endUseLoadShapes_PSE.xlsx | Inputs_Global_PSE.xlsx | Inputs_Product_Small Com DLC Heat-Switch.xlsx | PSE | 40 | Winter | Peak | 4 | Small Com DLC Heat-Switch | 2047 | Ramp rate as % of maximum achievable potential | 0 | 0 | 2020 | 2039 | 0.076 | 0.02 | 0.069 | 150000 | 20000
Inputs_Product_Small Com DLC Heat-Switch.xlsx | Inputs_endUseLoadShapes_PSE.xlsx | Inputs_Global_PSE.xlsx | Inputs_Product_Small Com DLC Heat-Switch.xlsx | PSE | 40 | Winter | Peak | 4 | Small Com DLC Heat-Switch | 2048 | Ramp rate as % of maximum achievable potential | 0 | 0 | 2020 | 2039 | 0.076 | 0.02 | 0.069 | 150000 | 20000
Inputs_Product_Small Com DLC Heat-Switch.xlsx | Inputs_endUseLoadShapes_PSE.xlsx | Inputs_Global_PSE.xlsx | Inputs_Product_Small Com DLC Heat-Switch.xlsx | PSE | 40 | Winter | Peak | 4 | Small Com DLC Heat-Switch | 2049 | Ramp rate as % of maximum achievable potential | 0 | 0 | 2020 | 2039 | 0.076 | 0.02 | 0.069 | 150000 | 20000
Res CPP-No Enablement_PSE_Winter_9.19.2018_9.33.09 PM.xlsx | Inputs_endUseLoadShapes_PSE.xlsx | Inputs_Global_PSE.xlsx | Inputs_Product_Res CPP-No Enablement.xlsx | PSE | 20 | Winter | Peak | 4 | Res CPP-No Enablement | Eligible Sectors | Residential |  |  | 2020 | 2039 | 0.076 | 0.02 | 0.069 | 150000 | 20000
Res CPP-No Enablement_PSE_Winter_9.19.2018_9.33.09 PM.xlsx | Inputs_endUseLoadShapes_PSE.xlsx | Inputs_Global_PSE.xlsx | Inputs_Product_Res CPP-No Enablement.xlsx | PSE | 20 | Winter | Peak | 4 | Res CPP-No Enablement | Eligible Segments | All segments |  |  | 2020 | 2039 | 0.076 | 0.02 | 0.069 | 150000 | 20000
Res CPP-No Enablement_PSE_Winter_9.19.2018_9.33.09 PM.xlsx | Inputs_endUseLoadShapes_PSE.xlsx | Inputs_Global_PSE.xlsx | Inputs_Product_Res CPP-No Enablement.xlsx | PSE | 20 | Winter | Peak | 4 | Res CPP-No Enablement | Eligible End Uses | All end uses |  |  | 2020 | 2039 | 0.076 | 0.02 | 0.069 | 150000 | 20000
Res CPP-No Enablement_PSE_Winter_9.19.2018_9.33.09 PM.xlsx | Inputs_endUseLoadShapes_PSE.xlsx | Inputs_Global_PSE.xlsx | Inputs_Product_Res CPP-No Enablement.xlsx | PSE | 20 | Winter | Peak | 4 | Res CPP-No Enablement | Other Eligibility Requirements | Customers must have AMI |  |  | 2020 | 2039 | 0.076 | 0.02 | 0.069 | 150000 | 20000
Res CPP-No Enablement_PSE_Winter_9.19.2018_9.33.09 PM.xlsx | Inputs_endUseLoadShapes_PSE.xlsx | Inputs_Global_PSE.xlsx | Inputs_Product_Res CPP-No Enablement.xlsx | PSE | 20 | Winter | Peak | 4 | Res CPP-No Enablement | Setup Cost | $ | 150000 | 1 FTE | 2020 | 2039 | 0.076 | 0.02 | 0.069 | 150000 | 20000
Res CPP-No Enablement_PSE_Winter_9.19.2018_9.33.09 PM.xlsx | Inputs_endUseLoadShapes_PSE.xlsx | Inputs_Global_PSE.xlsx | Inputs_Product_Res CPP-No Enablement.xlsx | PSE | 20 | Winter | Peak | 4 | Res CPP-No Enablement | O&M Cost | $ per year | 75000 | SDG&E (2017): $280,000; Applied (2017): $75,000. Cadmus is assuming 0.5 FTE. | 2020 | 2039 | 0.076 | 0.02 | 0.069 | 150000 | 20000
Res CPP-No Enablement_PSE_Winter_9.19.2018_9.33.09 PM.xlsx | Inputs_endUseLoadShapes_PSE.xlsx | Inputs_Global_PSE.xlsx | Inputs_Product_Res CPP-No Enablement.xlsx | PSE | 20 | Winter | Peak | 4 | Res CPP-No Enablement | Equipment Cost | $ per new participant | 0 | According to PSE (2018), AMI will be fully deployed in PSE's electic territory by 2023. | 2020 | 2039 | 0.076 | 0.02 | 0.069 | 150000 | 20000
Res CPP-No Enablement_PSE_Winter_9.19.2018_9.33.09 PM.xlsx | Inputs_endUseLoadShapes_PSE.xlsx | Inputs_Global_PSE.xlsx | Inputs_Product_Res CPP-No Enablement.xlsx | PSE | 20 | Winter | Peak | 4 | Res CPP-No Enablement | Marketing Cost | $ per new participant | 25 | Cadmus (2015): $25/new participant; Cadmus (2017): $25/new participant; Applied (2017): $50/new participant. Cadmus assumes $25/new participant, and translated it to $/kW using estimated savings per participant. | 2020 | 2039 | 0.076 | 0.02 | 0.069 | 150000 | 20000
Res CPP-No Enablement_PSE_Winter_9.19.2018_9.33.09 PM.xlsx | Inputs_endUseLoadShapes_PSE.xlsx | Inputs_Global_PSE.xlsx | Inputs_Product_Res CPP-No Enablement.xlsx | PSE | 20 | Winter | Peak | 4 | Res CPP-No Enablement | Incentives (annual) | n/a | 0 | Program definition | 2020 | 2039 | 0.076 | 0.02 | 0.069 | 150000 | 20000
Res CPP-No Enablement_PSE_Winter_9.19.2018_9.33.09 PM.xlsx | Inputs_endUseLoadShapes_PSE.xlsx | Inputs_Global_PSE.xlsx | Inputs_Product_Res CPP-No Enablement.xlsx | PSE | 20 | Winter | Peak | 4 | Res CPP-No Enablement | Incentives (one time) | n/a | 0 | Program definition | 2020 | 2039 | 0.076 | 0.02 | 0.069 | 150000 | 20000
Res CPP-No Enablement_PSE_Winter_9.19.2018_9.33.09 PM.xlsx | Inputs_endUseLoadShapes_PSE.xlsx | Inputs_Global_PSE.xlsx | Inputs_Product_Res CPP-No Enablement.xlsx | PSE | 20 | Winter | Peak | 4 | Res CPP-No Enablement | Attrition | % of existing participants per year | 0 |  | 2020 | 2039 | 0.076 | 0.02 | 0.069 | 150000 | 20000
Res CPP-No Enablement_PSE_Winter_9.19.2018_9.33.09 PM.xlsx | Inputs_endUseLoadShapes_PSE.xlsx | Inputs_Global_PSE.xlsx | Inputs_Product_Res CPP-No Enablement.xlsx | PSE | 20 | Winter | Peak | 4 | Res CPP-No Enablement | Population | Segment load | Estimated by model |  | 2020 | 2039 | 0.076 | 0.02 | 0.069 | 150000 | 20000
Res CPP-No Enablement_PSE_Winter_9.19.2018_9.33.09 PM.xlsx | Inputs_endUseLoadShapes_PSE.xlsx | Inputs_Global_PSE.xlsx | Inputs_Product_Res CPP-No Enablement.xlsx | PSE | 20 | Winter | Peak | 4 | Res CPP-No Enablement | Eligibility | % of segment load | 1 | According to PSE (2018), AMI will be fully deployed in PSE's electic territory by 2023. | 2020 | 2039 | 0.076 | 0.02 | 0.069 | 150000 | 20000
Res CPP-No Enablement_PSE_Winter_9.19.2018_9.33.09 PM.xlsx | Inputs_endUseLoadShapes_PSE.xlsx | Inputs_Global_PSE.xlsx | Inputs_Product_Res CPP-No Enablement.xlsx | PSE | 20 | Winter | Peak | 4 | Res CPP-No Enablement | Peak Load Impact | % of eligible segment load | 0.12 | Cadmus (2015): 12%; Cadmus(2017): 12%; Applied (2017): 12.5%; Xcel Energy (2015): 14.8% | 2020 | 2039 | 0.076 | 0.02 | 0.069 | 150000 | 20000
Res CPP-No Enablement_PSE_Winter_9.19.2018_9.33.09 PM.xlsx | Inputs_endUseLoadShapes_PSE.xlsx | Inputs_Global_PSE.xlsx | Inputs_Product_Res CPP-No Enablement.xlsx | PSE | 20 | Winter | Peak | 4 | Res CPP-No Enablement | Program Participation | % of eligible segment load | 0.15 | Cadmus (2013b): 5%; Cadmus (2015): 10%; Cadmus (2017): 10%; Applied (2017): 17%; Brattle (2015): 29%. | 2020 | 2039 | 0.076 | 0.02 | 0.069 | 150000 | 20000
Res CPP-No Enablement_PSE_Winter_9.19.2018_9.33.09 PM.xlsx | Inputs_endUseLoadShapes_PSE.xlsx | Inputs_Global_PSE.xlsx | Inputs_Product_Res CPP-No Enablement.xlsx | PSE | 20 | Winter | Peak | 4 | Res CPP-No Enablement | Event Participation | n/a | 1 | Peal load impact already takes into account of event participation. | 2020 | 2039 | 0.076 | 0.02 | 0.069 | 150000 | 20000
Res CPP-No Enablement_PSE_Winter_9.19.2018_9.33.09 PM.xlsx | Inputs_endUseLoadShapes_PSE.xlsx | Inputs_Global_PSE.xlsx | Inputs_Product_Res CPP-No Enablement.xlsx | PSE | 20 | Winter | Peak | 4 | Res CPP-No Enablement | Ramp Period | Number of years to reach maximum achievable potential | 7 |  | 2020 | 2039 | 0.076 | 0.02 | 0.069 | 150000 | 20000
Res CPP-No Enablement_PSE_Winter_9.19.2018_9.33.09 PM.xlsx | Inputs_endUseLoadShapes_PSE.xlsx | Inputs_Global_PSE.xlsx | Inputs_Product_Res CPP-No Enablement.xlsx | PSE | 20 | Winter | Peak | 4 | Res CPP-No Enablement | 2020 | Ramp rate as % of maximum achievable potential | 0 |  | 2020 | 2039 | 0.076 | 0.02 | 0.069 | 150000 | 20000
Res CPP-No Enablement_PSE_Winter_9.19.2018_9.33.09 PM.xlsx | Inputs_endUseLoadShapes_PSE.xlsx | Inputs_Global_PSE.xlsx | Inputs_Product_Res CPP-No Enablement.xlsx | PSE | 20 | Winter | Peak | 4 | Res CPP-No Enablement | 2021 | Ramp rate as % of maximum achievable potential | 0.1 |  | 2020 | 2039 | 0.076 | 0.02 | 0.069 | 150000 | 20000
Res CPP-No Enablement_PSE_Winter_9.19.2018_9.33.09 PM.xlsx | Inputs_endUseLoadShapes_PSE.xlsx | Inputs_Global_PSE.xlsx | Inputs_Product_Res CPP-No Enablement.xlsx | PSE | 20 | Winter | Peak | 4 | Res CPP-No Enablement | 2022 | Ramp rate as % of maximum achievable potential | 0.2 |  | 2020 | 2039 | 0.076 | 0.02 | 0.069 | 150000 | 20000
Res CPP-No Enablement_PSE_Winter_9.19.2018_9.33.09 PM.xlsx | Inputs_endUseLoadShapes_PSE.xlsx | Inputs_Global_PSE.xlsx | Inputs_Product_Res CPP-No Enablement.xlsx | PSE | 20 | Winter | Peak | 4 | Res CPP-No Enablement | 2023 | Ramp rate as % of maximum achievable potential | 0.4 |  | 2020 | 2039 | 0.076 | 0.02 | 0.069 | 150000 | 20000
Res CPP-No Enablement_PSE_Winter_9.19.2018_9.33.09 PM.xlsx | Inputs_endUseLoadShapes_PSE.xlsx | Inputs_Global_PSE.xlsx | Inputs_Product_Res CPP-No Enablement.xlsx | PSE | 20 | Winter | Peak | 4 | Res CPP-No Enablement | 2024 | Ramp rate as % of maximum achievable potential | 0.6 |  | 2020 | 2039 | 0.076 | 0.02 | 0.069 | 150000 | 20000
Res CPP-No Enablement_PSE_Winter_9.19.2018_9.33.09 PM.xlsx | Inputs_endUseLoadShapes_PSE.xlsx | Inputs_Global_PSE.xlsx | Inputs_Product_Res CPP-No Enablement.xlsx | PSE | 20 | Winter | Peak | 4 | Res CPP-No Enablement | 2025 | Ramp rate as % of maximum achievable potential | 0.8 |  | 2020 | 2039 | 0.076 | 0.02 | 0.069 | 150000 | 20000
Res CPP-No Enablement_PSE_Winter_9.19.2018_9.33.09 PM.xlsx | Inputs_endUseLoadShapes_PSE.xlsx | Inputs_Global_PSE.xlsx | Inputs_Product_Res CPP-No Enablement.xlsx | PSE | 20 | Winter | Peak | 4 | Res CPP-No Enablement | 2026 | Ramp rate as % of maximum achievable potential | 1 |  | 2020 | 2039 | 0.076 | 0.02 | 0.069 | 150000 | 20000
Res CPP-No Enablement_PSE_Winter_9.19.2018_9.33.09 PM.xlsx | Inputs_endUseLoadShapes_PSE.xlsx | Inputs_Global_PSE.xlsx | Inputs_Product_Res CPP-No Enablement.xlsx | PSE | 20 | Winter | Peak | 4 | Res CPP-No Enablement | 2027 | Ramp rate as % of maximum achievable potential | 1 |  | 2020 | 2039 | 0.076 | 0.02 | 0.069 | 150000 | 20000
Res CPP-No Enablement_PSE_Winter_9.19.2018_9.33.09 PM.xlsx | Inputs_endUseLoadShapes_PSE.xlsx | Inputs_Global_PSE.xlsx | Inputs_Product_Res CPP-No Enablement.xlsx | PSE | 20 | Winter | Peak | 4 | Res CPP-No Enablement | 2028 | Ramp rate as % of maximum achievable potential | 1 |  | 2020 | 2039 | 0.076 | 0.02 | 0.069 | 150000 | 20000
Res CPP-No Enablement_PSE_Winter_9.19.2018_9.33.09 PM.xlsx | Inputs_endUseLoadShapes_PSE.xlsx | Inputs_Global_PSE.xlsx | Inputs_Product_Res CPP-No Enablement.xlsx | PSE | 20 | Winter | Peak | 4 | Res CPP-No Enablement | 2029 | Ramp rate as % of maximum achievable potential | 1 |  | 2020 | 2039 | 0.076 | 0.02 | 0.069 | 150000 | 20000
Res CPP-No Enablement_PSE_Winter_9.19.2018_9.33.09 PM.xlsx | Inputs_endUseLoadShapes_PSE.xlsx | Inputs_Global_PSE.xlsx | Inputs_Product_Res CPP-No Enablement.xlsx | PSE | 20 | Winter | Peak | 4 | Res CPP-No Enablement | 2030 | Ramp rate as % of maximum achievable potential | 1 |  | 2020 | 2039 | 0.076 | 0.02 | 0.069 | 150000 | 20000
Res CPP-No Enablement_PSE_Winter_9.19.2018_9.33.09 PM.xlsx | Inputs_endUseLoadShapes_PSE.xlsx | Inputs_Global_PSE.xlsx | Inputs_Product_Res CPP-No Enablement.xlsx | PSE | 20 | Winter | Peak | 4 | Res CPP-No Enablement | 2031 | Ramp rate as % of maximum achievable potential | 1 |  | 2020 | 2039 | 0.076 | 0.02 | 0.069 | 150000 | 20000
Res CPP-No Enablement_PSE_Winter_9.19.2018_9.33.09 PM.xlsx | Inputs_endUseLoadShapes_PSE.xlsx | Inputs_Global_PSE.xlsx | Inputs_Product_Res CPP-No Enablement.xlsx | PSE | 20 | Winter | Peak | 4 | Res CPP-No Enablement | 2032 | Ramp rate as % of maximum achievable potential | 1 |  | 2020 | 2039 | 0.076 | 0.02 | 0.069 | 150000 | 20000
Res CPP-No Enablement_PSE_Winter_9.19.2018_9.33.09 PM.xlsx | Inputs_endUseLoadShapes_PSE.xlsx | Inputs_Global_PSE.xlsx | Inputs_Product_Res CPP-No Enablement.xlsx | PSE | 20 | Winter | Peak | 4 | Res CPP-No Enablement | 2033 | Ramp rate as % of maximum achievable potential | 1 |  | 2020 | 2039 | 0.076 | 0.02 | 0.069 | 150000 | 20000
Res CPP-No Enablement_PSE_Winter_9.19.2018_9.33.09 PM.xlsx | Inputs_endUseLoadShapes_PSE.xlsx | Inputs_Global_PSE.xlsx | Inputs_Product_Res CPP-No Enablement.xlsx | PSE | 20 | Winter | Peak | 4 | Res CPP-No Enablement | 2034 | Ramp rate as % of maximum achievable potential | 1 |  | 2020 | 2039 | 0.076 | 0.02 | 0.069 | 150000 | 20000
Res CPP-No Enablement_PSE_Winter_9.19.2018_9.33.09 PM.xlsx | Inputs_endUseLoadShapes_PSE.xlsx | Inputs_Global_PSE.xlsx | Inputs_Product_Res CPP-No Enablement.xlsx | PSE | 20 | Winter | Peak | 4 | Res CPP-No Enablement | 2035 | Ramp rate as % of maximum achievable potential | 1 |  | 2020 | 2039 | 0.076 | 0.02 | 0.069 | 150000 | 20000
Res CPP-No Enablement_PSE_Winter_9.19.2018_9.33.09 PM.xlsx | Inputs_endUseLoadShapes_PSE.xlsx | Inputs_Global_PSE.xlsx | Inputs_Product_Res CPP-No Enablement.xlsx | PSE | 20 | Winter | Peak | 4 | Res CPP-No Enablement | 2036 | Ramp rate as % of maximum achievable potential | 1 |  | 2020 | 2039 | 0.076 | 0.02 | 0.069 | 150000 | 20000
Res CPP-No Enablement_PSE_Winter_9.19.2018_9.33.09 PM.xlsx | Inputs_endUseLoadShapes_PSE.xlsx | Inputs_Global_PSE.xlsx | Inputs_Product_Res CPP-No Enablement.xlsx | PSE | 20 | Winter | Peak | 4 | Res CPP-No Enablement | 2037 | Ramp rate as % of maximum achievable potential | 1 |  | 2020 | 2039 | 0.076 | 0.02 | 0.069 | 150000 | 20000
Res CPP-No Enablement_PSE_Winter_9.19.2018_9.33.09 PM.xlsx | Inputs_endUseLoadShapes_PSE.xlsx | Inputs_Global_PSE.xlsx | Inputs_Product_Res CPP-No Enablement.xlsx | PSE | 20 | Winter | Peak | 4 | Res CPP-No Enablement | 2038 | Ramp rate as % of maximum achievable potential | 1 |  | 2020 | 2039 | 0.076 | 0.02 | 0.069 | 150000 | 20000
Res CPP-No Enablement_PSE_Winter_9.19.2018_9.33.09 PM.xlsx | Inputs_endUseLoadShapes_PSE.xlsx | Inputs_Global_PSE.xlsx | Inputs_Product_Res CPP-No Enablement.xlsx | PSE | 20 | Winter | Peak | 4 | Res CPP-No Enablement | 2039 | Ramp rate as % of maximum achievable potential | 1 |  | 2020 | 2039 | 0.076 | 0.02 | 0.069 | 150000 | 20000
Res CPP-No Enablement_PSE_Winter_9.19.2018_9.33.09 PM.xlsx | Inputs_endUseLoadShapes_PSE.xlsx | Inputs_Global_PSE.xlsx | Inputs_Product_Res CPP-No Enablement.xlsx | PSE | 20 | Winter | Peak | 4 | Res CPP-No Enablement | 2040 | Ramp rate as % of maximum achievable potential | 1 |  | 2020 | 2039 | 0.076 | 0.02 | 0.069 | 150000 | 20000
Res CPP-No Enablement_PSE_Winter_9.19.2018_9.33.09 PM.xlsx | Inputs_endUseLoadShapes_PSE.xlsx | Inputs_Global_PSE.xlsx | Inputs_Product_Res CPP-No Enablement.xlsx | PSE | 20 | Winter | Peak | 4 | Res CPP-No Enablement | 2041 | Ramp rate as % of maximum achievable potential | 1 |  | 2020 | 2039 | 0.076 | 0.02 | 0.069 | 150000 | 20000
Res CPP-No Enablement_PSE_Winter_9.19.2018_9.33.09 PM.xlsx | Inputs_endUseLoadShapes_PSE.xlsx | Inputs_Global_PSE.xlsx | Inputs_Product_Res CPP-No Enablement.xlsx | PSE | 20 | Winter | Peak | 4 | Res CPP-No Enablement | 2042 | Ramp rate as % of maximum achievable potential | 1 |  | 2020 | 2039 | 0.076 | 0.02 | 0.069 | 150000 | 20000
Res CPP-No Enablement_PSE_Winter_9.19.2018_9.33.09 PM.xlsx | Inputs_endUseLoadShapes_PSE.xlsx | Inputs_Global_PSE.xlsx | Inputs_Product_Res CPP-No Enablement.xlsx | PSE | 20 | Winter | Peak | 4 | Res CPP-No Enablement | 2043 | Ramp rate as % of maximum achievable potential | 1 |  | 2020 | 2039 | 0.076 | 0.02 | 0.069 | 150000 | 20000
Res CPP-No Enablement_PSE_Winter_9.19.2018_9.33.09 PM.xlsx | Inputs_endUseLoadShapes_PSE.xlsx | Inputs_Global_PSE.xlsx | Inputs_Product_Res CPP-No Enablement.xlsx | PSE | 20 | Winter | Peak | 4 | Res CPP-No Enablement | 2044 | Ramp rate as % of maximum achievable potential | 1 |  | 2020 | 2039 | 0.076 | 0.02 | 0.069 | 150000 | 20000
Res CPP-No Enablement_PSE_Winter_9.19.2018_9.33.09 PM.xlsx | Inputs_endUseLoadShapes_PSE.xlsx | Inputs_Global_PSE.xlsx | Inputs_Product_Res CPP-No Enablement.xlsx | PSE | 20 | Winter | Peak | 4 | Res CPP-No Enablement | 2045 | Ramp rate as % of maximum achievable potential | 1 |  | 2020 | 2039 | 0.076 | 0.02 | 0.069 | 150000 | 20000
Res CPP-No Enablement_PSE_Winter_9.19.2018_9.33.09 PM.xlsx | Inputs_endUseLoadShapes_PSE.xlsx | Inputs_Global_PSE.xlsx | Inputs_Product_Res CPP-No Enablement.xlsx | PSE | 20 | Winter | Peak | 4 | Res CPP-No Enablement | 2046 | Ramp rate as % of maximum achievable potential | 1 |  | 2020 | 2039 | 0.076 | 0.02 | 0.069 | 150000 | 20000
Res CPP-No Enablement_PSE_Winter_9.19.2018_9.33.09 PM.xlsx | Inputs_endUseLoadShapes_PSE.xlsx | Inputs_Global_PSE.xlsx | Inputs_Product_Res CPP-No Enablement.xlsx | PSE | 20 | Winter | Peak | 4 | Res CPP-No Enablement | 2047 | Ramp rate as % of maximum achievable potential | 1 |  | 2020 | 2039 | 0.076 | 0.02 | 0.069 | 150000 | 20000
Res CPP-No Enablement_PSE_Winter_9.19.2018_9.33.09 PM.xlsx | Inputs_endUseLoadShapes_PSE.xlsx | Inputs_Global_PSE.xlsx | Inputs_Product_Res CPP-No Enablement.xlsx | PSE | 20 | Winter | Peak | 4 | Res CPP-No Enablement | 2048 | Ramp rate as % of maximum achievable potential | 1 |  | 2020 | 2039 | 0.076 | 0.02 | 0.069 | 150000 | 20000
Res CPP-No Enablement_PSE_Winter_9.19.2018_9.33.09 PM.xlsx | Inputs_endUseLoadShapes_PSE.xlsx | Inputs_Global_PSE.xlsx | Inputs_Product_Res CPP-No Enablement.xlsx | PSE | 20 | Winter | Peak | 4 | Res CPP-No Enablement | 2049 | Ramp rate as % of maximum achievable potential | 1 |  | 2020 | 2039 | 0.076 | 0.02 | 0.069 | 150000 | 20000
Res CPP-No Enablement_PSE_Winter_9.26.2018_12.41.53 PM.xlsx | Inputs_endUseLoadShapes_PSE.xlsx | Inputs_Global_PSE.xlsx | Inputs_Product_Res CPP-No Enablement.xlsx | PSE | 20 | Winter | Peak | 4 | Res CPP-No Enablement | Eligible Sectors | Residential |  |  | 2020 | 2039 | 0.076 | 0.02 | 0.069 | 150000 | 20000
Res CPP-No Enablement_PSE_Winter_9.26.2018_12.41.53 PM.xlsx | Inputs_endUseLoadShapes_PSE.xlsx | Inputs_Global_PSE.xlsx | Inputs_Product_Res CPP-No Enablement.xlsx | PSE | 20 | Winter | Peak | 4 | Res CPP-No Enablement | Eligible Segments | All segments |  |  | 2020 | 2039 | 0.076 | 0.02 | 0.069 | 150000 | 20000
Res CPP-No Enablement_PSE_Winter_9.26.2018_12.41.53 PM.xlsx | Inputs_endUseLoadShapes_PSE.xlsx | Inputs_Global_PSE.xlsx | Inputs_Product_Res CPP-No Enablement.xlsx | PSE | 20 | Winter | Peak | 4 | Res CPP-No Enablement | Eligible End Uses | All end uses |  |  | 2020 | 2039 | 0.076 | 0.02 | 0.069 | 150000 | 20000
Res CPP-No Enablement_PSE_Winter_9.26.2018_12.41.53 PM.xlsx | Inputs_endUseLoadShapes_PSE.xlsx | Inputs_Global_PSE.xlsx | Inputs_Product_Res CPP-No Enablement.xlsx | PSE | 20 | Winter | Peak | 4 | Res CPP-No Enablement | Other Eligibility Requirements | Customers must have AMI and must not already participate in the Res CPP-With Enablement program. |  |  | 2020 | 2039 | 0.076 | 0.02 | 0.069 | 150000 | 20000
Res CPP-No Enablement_PSE_Winter_9.26.2018_12.41.53 PM.xlsx | Inputs_endUseLoadShapes_PSE.xlsx | Inputs_Global_PSE.xlsx | Inputs_Product_Res CPP-No Enablement.xlsx | PSE | 20 | Winter | Peak | 4 | Res CPP-No Enablement | Setup Cost | $ | 150000 | 1 FTE | 2020 | 2039 | 0.076 | 0.02 | 0.069 | 150000 | 20000
Res CPP-No Enablement_PSE_Winter_9.26.2018_12.41.53 PM.xlsx | Inputs_endUseLoadShapes_PSE.xlsx | Inputs_Global_PSE.xlsx | Inputs_Product_Res CPP-No Enablement.xlsx | PSE | 20 | Winter | Peak | 4 | Res CPP-No Enablement | O&M Cost | $ per year | 75000 | SDG&E (2017): $280,000; Applied (2017): $75,000. Cadmus is assuming 0.5 FTE. | 2020 | 2039 | 0.076 | 0.02 | 0.069 | 150000 | 20000
Res CPP-No Enablement_PSE_Winter_9.26.2018_12.41.53 PM.xlsx | Inputs_endUseLoadShapes_PSE.xlsx | Inputs_Global_PSE.xlsx | Inputs_Product_Res CPP-No Enablement.xlsx | PSE | 20 | Winter | Peak | 4 | Res CPP-No Enablement | Equipment Cost | $ per new participant | 0 | According to PSE (2018), AMI will be fully deployed in PSE's electic territory by 2023. | 2020 | 2039 | 0.076 | 0.02 | 0.069 | 150000 | 20000
Res CPP-No Enablement_PSE_Winter_9.26.2018_12.41.53 PM.xlsx | Inputs_endUseLoadShapes_PSE.xlsx | Inputs_Global_PSE.xlsx | Inputs_Product_Res CPP-No Enablement.xlsx | PSE | 20 | Winter | Peak | 4 | Res CPP-No Enablement | Marketing Cost | $ per new participant | 25 | Cadmus (2015): $25/new participant; Cadmus (2017): $25/new participant; Applied (2017): $50/new participant. Cadmus assumes $25/new participant, and translated it to $/kW using estimated savings per participant. | 2020 | 2039 | 0.076 | 0.02 | 0.069 | 150000 | 20000
Res CPP-No Enablement_PSE_Winter_9.26.2018_12.41.53 PM.xlsx | Inputs_endUseLoadShapes_PSE.xlsx | Inputs_Global_PSE.xlsx | Inputs_Product_Res CPP-No Enablement.xlsx | PSE | 20 | Winter | Peak | 4 | Res CPP-No Enablement | Incentives (annual) | n/a | 0 | Program definition | 2020 | 2039 | 0.076 | 0.02 | 0.069 | 150000 | 20000
Res CPP-No Enablement_PSE_Winter_9.26.2018_12.41.53 PM.xlsx | Inputs_endUseLoadShapes_PSE.xlsx | Inputs_Global_PSE.xlsx | Inputs_Product_Res CPP-No Enablement.xlsx | PSE | 20 | Winter | Peak | 4 | Res CPP-No Enablement | Incentives (one time) | n/a | 0 | Program definition | 2020 | 2039 | 0.076 | 0.02 | 0.069 | 150000 | 20000
Res CPP-No Enablement_PSE_Winter_9.26.2018_12.41.53 PM.xlsx | Inputs_endUseLoadShapes_PSE.xlsx | Inputs_Global_PSE.xlsx | Inputs_Product_Res CPP-No Enablement.xlsx | PSE | 20 | Winter | Peak | 4 | Res CPP-No Enablement | Attrition | % of existing participants per year | 0 |  | 2020 | 2039 | 0.076 | 0.02 | 0.069 | 150000 | 20000
Res CPP-No Enablement_PSE_Winter_9.26.2018_12.41.53 PM.xlsx | Inputs_endUseLoadShapes_PSE.xlsx | Inputs_Global_PSE.xlsx | Inputs_Product_Res CPP-No Enablement.xlsx | PSE | 20 | Winter | Peak | 4 | Res CPP-No Enablement | Population | Segment load | Estimated by model |  | 2020 | 2039 | 0.076 | 0.02 | 0.069 | 150000 | 20000
Res CPP-No Enablement_PSE_Winter_9.26.2018_12.41.53 PM.xlsx | Inputs_endUseLoadShapes_PSE.xlsx | Inputs_Global_PSE.xlsx | Inputs_Product_Res CPP-No Enablement.xlsx | PSE | 20 | Winter | Peak | 4 | Res CPP-No Enablement | Eligibility | % of segment load | Varies by segment | According to PSE (2018), AMI will be fully deployed in PSE's electic territory by 2023. All customers except those participating in the Res CPP-With Enablement program can participate. | 2020 | 2039 | 0.076 | 0.02 | 0.069 | 150000 | 20000
Res CPP-No Enablement_PSE_Winter_9.26.2018_12.41.53 PM.xlsx | Inputs_endUseLoadShapes_PSE.xlsx | Inputs_Global_PSE.xlsx | Inputs_Product_Res CPP-No Enablement.xlsx | PSE | 20 | Winter | Peak | 4 | Res CPP-No Enablement | Peak Load Impact | % of eligible segment load | 0.12 | Cadmus (2015): 12%; Cadmus(2017): 12%; Applied (2017): 12.5%; Xcel Energy (2015): 14.8% | 2020 | 2039 | 0.076 | 0.02 | 0.069 | 150000 | 20000
Res CPP-No Enablement_PSE_Winter_9.26.2018_12.41.53 PM.xlsx | Inputs_endUseLoadShapes_PSE.xlsx | Inputs_Global_PSE.xlsx | Inputs_Product_Res CPP-No Enablement.xlsx | PSE | 20 | Winter | Peak | 4 | Res CPP-No Enablement | Program Participation | % of eligible segment load | 0.15 | Cadmus (2013b): 5%; Cadmus (2015): 10%; Cadmus (2017): 10%; Applied (2017): 17%; Brattle (2015): 29%. | 2020 | 2039 | 0.076 | 0.02 | 0.069 | 150000 | 20000
Res CPP-No Enablement_PSE_Winter_9.26.2018_12.41.53 PM.xlsx | Inputs_endUseLoadShapes_PSE.xlsx | Inputs_Global_PSE.xlsx | Inputs_Product_Res CPP-No Enablement.xlsx | PSE | 20 | Winter | Peak | 4 | Res CPP-No Enablement | Event Participation | n/a | 1 | Peal load impact already takes into account of event participation. | 2020 | 2039 | 0.076 | 0.02 | 0.069 | 150000 | 20000
Res CPP-No Enablement_PSE_Winter_9.26.2018_12.41.53 PM.xlsx | Inputs_endUseLoadShapes_PSE.xlsx | Inputs_Global_PSE.xlsx | Inputs_Product_Res CPP-No Enablement.xlsx | PSE | 20 | Winter | Peak | 4 | Res CPP-No Enablement | Ramp Period | Number of years to reach maximum achievable potential | 7 |  | 2020 | 2039 | 0.076 | 0.02 | 0.069 | 150000 | 20000
Res CPP-No Enablement_PSE_Winter_9.26.2018_12.41.53 PM.xlsx | Inputs_endUseLoadShapes_PSE.xlsx | Inputs_Global_PSE.xlsx | Inputs_Product_Res CPP-No Enablement.xlsx | PSE | 20 | Winter | Peak | 4 | Res CPP-No Enablement | 2020 | Ramp rate as % of maximum achievable potential | 0 |  | 2020 | 2039 | 0.076 | 0.02 | 0.069 | 150000 | 20000
Res CPP-No Enablement_PSE_Winter_9.26.2018_12.41.53 PM.xlsx | Inputs_endUseLoadShapes_PSE.xlsx | Inputs_Global_PSE.xlsx | Inputs_Product_Res CPP-No Enablement.xlsx | PSE | 20 | Winter | Peak | 4 | Res CPP-No Enablement | 2021 | Ramp rate as % of maximum achievable potential | 0.1 |  | 2020 | 2039 | 0.076 | 0.02 | 0.069 | 150000 | 20000
Res CPP-No Enablement_PSE_Winter_9.26.2018_12.41.53 PM.xlsx | Inputs_endUseLoadShapes_PSE.xlsx | Inputs_Global_PSE.xlsx | Inputs_Product_Res CPP-No Enablement.xlsx | PSE | 20 | Winter | Peak | 4 | Res CPP-No Enablement | 2022 | Ramp rate as % of maximum achievable potential | 0.2 |  | 2020 | 2039 | 0.076 | 0.02 | 0.069 | 150000 | 20000
Res CPP-No Enablement_PSE_Winter_9.26.2018_12.41.53 PM.xlsx | Inputs_endUseLoadShapes_PSE.xlsx | Inputs_Global_PSE.xlsx | Inputs_Product_Res CPP-No Enablement.xlsx | PSE | 20 | Winter | Peak | 4 | Res CPP-No Enablement | 2023 | Ramp rate as % of maximum achievable potential | 0.4 |  | 2020 | 2039 | 0.076 | 0.02 | 0.069 | 150000 | 20000
Res CPP-No Enablement_PSE_Winter_9.26.2018_12.41.53 PM.xlsx | Inputs_endUseLoadShapes_PSE.xlsx | Inputs_Global_PSE.xlsx | Inputs_Product_Res CPP-No Enablement.xlsx | PSE | 20 | Winter | Peak | 4 | Res CPP-No Enablement | 2024 | Ramp rate as % of maximum achievable potential | 0.6 |  | 2020 | 2039 | 0.076 | 0.02 | 0.069 | 150000 | 20000
Res CPP-No Enablement_PSE_Winter_9.26.2018_12.41.53 PM.xlsx | Inputs_endUseLoadShapes_PSE.xlsx | Inputs_Global_PSE.xlsx | Inputs_Product_Res CPP-No Enablement.xlsx | PSE | 20 | Winter | Peak | 4 | Res CPP-No Enablement | 2025 | Ramp rate as % of maximum achievable potential | 0.8 |  | 2020 | 2039 | 0.076 | 0.02 | 0.069 | 150000 | 20000
Res CPP-No Enablement_PSE_Winter_9.26.2018_12.41.53 PM.xlsx | Inputs_endUseLoadShapes_PSE.xlsx | Inputs_Global_PSE.xlsx | Inputs_Product_Res CPP-No Enablement.xlsx | PSE | 20 | Winter | Peak | 4 | Res CPP-No Enablement | 2026 | Ramp rate as % of maximum achievable potential | 1 |  | 2020 | 2039 | 0.076 | 0.02 | 0.069 | 150000 | 20000
Res CPP-No Enablement_PSE_Winter_9.26.2018_12.41.53 PM.xlsx | Inputs_endUseLoadShapes_PSE.xlsx | Inputs_Global_PSE.xlsx | Inputs_Product_Res CPP-No Enablement.xlsx | PSE | 20 | Winter | Peak | 4 | Res CPP-No Enablement | 2027 | Ramp rate as % of maximum achievable potential | 1 |  | 2020 | 2039 | 0.076 | 0.02 | 0.069 | 150000 | 20000
Res CPP-No Enablement_PSE_Winter_9.26.2018_12.41.53 PM.xlsx | Inputs_endUseLoadShapes_PSE.xlsx | Inputs_Global_PSE.xlsx | Inputs_Product_Res CPP-No Enablement.xlsx | PSE | 20 | Winter | Peak | 4 | Res CPP-No Enablement | 2028 | Ramp rate as % of maximum achievable potential | 1 |  | 2020 | 2039 | 0.076 | 0.02 | 0.069 | 150000 | 20000
Res CPP-No Enablement_PSE_Winter_9.26.2018_12.41.53 PM.xlsx | Inputs_endUseLoadShapes_PSE.xlsx | Inputs_Global_PSE.xlsx | Inputs_Product_Res CPP-No Enablement.xlsx | PSE | 20 | Winter | Peak | 4 | Res CPP-No Enablement | 2029 | Ramp rate as % of maximum achievable potential | 1 |  | 2020 | 2039 | 0.076 | 0.02 | 0.069 | 150000 | 20000
Res CPP-No Enablement_PSE_Winter_9.26.2018_12.41.53 PM.xlsx | Inputs_endUseLoadShapes_PSE.xlsx | Inputs_Global_PSE.xlsx | Inputs_Product_Res CPP-No Enablement.xlsx | PSE | 20 | Winter | Peak | 4 | Res CPP-No Enablement | 2030 | Ramp rate as % of maximum achievable potential | 1 |  | 2020 | 2039 | 0.076 | 0.02 | 0.069 | 150000 | 20000
Res CPP-No Enablement_PSE_Winter_9.26.2018_12.41.53 PM.xlsx | Inputs_endUseLoadShapes_PSE.xlsx | Inputs_Global_PSE.xlsx | Inputs_Product_Res CPP-No Enablement.xlsx | PSE | 20 | Winter | Peak | 4 | Res CPP-No Enablement | 2031 | Ramp rate as % of maximum achievable potential | 1 |  | 2020 | 2039 | 0.076 | 0.02 | 0.069 | 150000 | 20000
Res CPP-No Enablement_PSE_Winter_9.26.2018_12.41.53 PM.xlsx | Inputs_endUseLoadShapes_PSE.xlsx | Inputs_Global_PSE.xlsx | Inputs_Product_Res CPP-No Enablement.xlsx | PSE | 20 | Winter | Peak | 4 | Res CPP-No Enablement | 2032 | Ramp rate as % of maximum achievable potential | 1 |  | 2020 | 2039 | 0.076 | 0.02 | 0.069 | 150000 | 20000
Res CPP-No Enablement_PSE_Winter_9.26.2018_12.41.53 PM.xlsx | Inputs_endUseLoadShapes_PSE.xlsx | Inputs_Global_PSE.xlsx | Inputs_Product_Res CPP-No Enablement.xlsx | PSE | 20 | Winter | Peak | 4 | Res CPP-No Enablement | 2033 | Ramp rate as % of maximum achievable potential | 1 |  | 2020 | 2039 | 0.076 | 0.02 | 0.069 | 150000 | 20000
Res CPP-No Enablement_PSE_Winter_9.26.2018_12.41.53 PM.xlsx | Inputs_endUseLoadShapes_PSE.xlsx | Inputs_Global_PSE.xlsx | Inputs_Product_Res CPP-No Enablement.xlsx | PSE | 20 | Winter | Peak | 4 | Res CPP-No Enablement | 2034 | Ramp rate as % of maximum achievable potential | 1 |  | 2020 | 2039 | 0.076 | 0.02 | 0.069 | 150000 | 20000
Res CPP-No Enablement_PSE_Winter_9.26.2018_12.41.53 PM.xlsx | Inputs_endUseLoadShapes_PSE.xlsx | Inputs_Global_PSE.xlsx | Inputs_Product_Res CPP-No Enablement.xlsx | PSE | 20 | Winter | Peak | 4 | Res CPP-No Enablement | 2035 | Ramp rate as % of maximum achievable potential | 1 |  | 2020 | 2039 | 0.076 | 0.02 | 0.069 | 150000 | 20000
Res CPP-No Enablement_PSE_Winter_9.26.2018_12.41.53 PM.xlsx | Inputs_endUseLoadShapes_PSE.xlsx | Inputs_Global_PSE.xlsx | Inputs_Product_Res CPP-No Enablement.xlsx | PSE | 20 | Winter | Peak | 4 | Res CPP-No Enablement | 2036 | Ramp rate as % of maximum achievable potential | 1 |  | 2020 | 2039 | 0.076 | 0.02 | 0.069 | 150000 | 20000
Res CPP-No Enablement_PSE_Winter_9.26.2018_12.41.53 PM.xlsx | Inputs_endUseLoadShapes_PSE.xlsx | Inputs_Global_PSE.xlsx | Inputs_Product_Res CPP-No Enablement.xlsx | PSE | 20 | Winter | Peak | 4 | Res CPP-No Enablement | 2037 | Ramp rate as % of maximum achievable potential | 1 |  | 2020 | 2039 | 0.076 | 0.02 | 0.069 | 150000 | 20000
Res CPP-No Enablement_PSE_Winter_9.26.2018_12.41.53 PM.xlsx | Inputs_endUseLoadShapes_PSE.xlsx | Inputs_Global_PSE.xlsx | Inputs_Product_Res CPP-No Enablement.xlsx | PSE | 20 | Winter | Peak | 4 | Res CPP-No Enablement | 2038 | Ramp rate as % of maximum achievable potential | 1 |  | 2020 | 2039 | 0.076 | 0.02 | 0.069 | 150000 | 20000
Res CPP-No Enablement_PSE_Winter_9.26.2018_12.41.53 PM.xlsx | Inputs_endUseLoadShapes_PSE.xlsx | Inputs_Global_PSE.xlsx | Inputs_Product_Res CPP-No Enablement.xlsx | PSE | 20 | Winter | Peak | 4 | Res CPP-No Enablement | 2039 | Ramp rate as % of maximum achievable potential | 1 |  | 2020 | 2039 | 0.076 | 0.02 | 0.069 | 150000 | 20000
Res CPP-No Enablement_PSE_Winter_9.26.2018_12.41.53 PM.xlsx | Inputs_endUseLoadShapes_PSE.xlsx | Inputs_Global_PSE.xlsx | Inputs_Product_Res CPP-No Enablement.xlsx | PSE | 20 | Winter | Peak | 4 | Res CPP-No Enablement | 2040 | Ramp rate as % of maximum achievable potential | 1 |  | 2020 | 2039 | 0.076 | 0.02 | 0.069 | 150000 | 20000
Res CPP-No Enablement_PSE_Winter_9.26.2018_12.41.53 PM.xlsx | Inputs_endUseLoadShapes_PSE.xlsx | Inputs_Global_PSE.xlsx | Inputs_Product_Res CPP-No Enablement.xlsx | PSE | 20 | Winter | Peak | 4 | Res CPP-No Enablement | 2041 | Ramp rate as % of maximum achievable potential | 1 |  | 2020 | 2039 | 0.076 | 0.02 | 0.069 | 150000 | 20000
Res CPP-No Enablement_PSE_Winter_9.26.2018_12.41.53 PM.xlsx | Inputs_endUseLoadShapes_PSE.xlsx | Inputs_Global_PSE.xlsx | Inputs_Product_Res CPP-No Enablement.xlsx | PSE | 20 | Winter | Peak | 4 | Res CPP-No Enablement | 2042 | Ramp rate as % of maximum achievable potential | 1 |  | 2020 | 2039 | 0.076 | 0.02 | 0.069 | 150000 | 20000
Res CPP-No Enablement_PSE_Winter_9.26.2018_12.41.53 PM.xlsx | Inputs_endUseLoadShapes_PSE.xlsx | Inputs_Global_PSE.xlsx | Inputs_Product_Res CPP-No Enablement.xlsx | PSE | 20 | Winter | Peak | 4 | Res CPP-No Enablement | 2043 | Ramp rate as % of maximum achievable potential | 1 |  | 2020 | 2039 | 0.076 | 0.02 | 0.069 | 150000 | 20000
Res CPP-No Enablement_PSE_Winter_9.26.2018_12.41.53 PM.xlsx | Inputs_endUseLoadShapes_PSE.xlsx | Inputs_Global_PSE.xlsx | Inputs_Product_Res CPP-No Enablement.xlsx | PSE | 20 | Winter | Peak | 4 | Res CPP-No Enablement | 2044 | Ramp rate as % of maximum achievable potential | 1 |  | 2020 | 2039 | 0.076 | 0.02 | 0.069 | 150000 | 20000
Res CPP-No Enablement_PSE_Winter_9.26.2018_12.41.53 PM.xlsx | Inputs_endUseLoadShapes_PSE.xlsx | Inputs_Global_PSE.xlsx | Inputs_Product_Res CPP-No Enablement.xlsx | PSE | 20 | Winter | Peak | 4 | Res CPP-No Enablement | 2045 | Ramp rate as % of maximum achievable potential | 1 |  | 2020 | 2039 | 0.076 | 0.02 | 0.069 | 150000 | 20000
Res CPP-No Enablement_PSE_Winter_9.26.2018_12.41.53 PM.xlsx | Inputs_endUseLoadShapes_PSE.xlsx | Inputs_Global_PSE.xlsx | Inputs_Product_Res CPP-No Enablement.xlsx | PSE | 20 | Winter | Peak | 4 | Res CPP-No Enablement | 2046 | Ramp rate as % of maximum achievable potential | 1 |  | 2020 | 2039 | 0.076 | 0.02 | 0.069 | 150000 | 20000
Res CPP-No Enablement_PSE_Winter_9.26.2018_12.41.53 PM.xlsx | Inputs_endUseLoadShapes_PSE.xlsx | Inputs_Global_PSE.xlsx | Inputs_Product_Res CPP-No Enablement.xlsx | PSE | 20 | Winter | Peak | 4 | Res CPP-No Enablement | 2047 | Ramp rate as % of maximum achievable potential | 1 |  | 2020 | 2039 | 0.076 | 0.02 | 0.069 | 150000 | 20000
Res CPP-No Enablement_PSE_Winter_9.26.2018_12.41.53 PM.xlsx | Inputs_endUseLoadShapes_PSE.xlsx | Inputs_Global_PSE.xlsx | Inputs_Product_Res CPP-No Enablement.xlsx | PSE | 20 | Winter | Peak | 4 | Res CPP-No Enablement | 2048 | Ramp rate as % of maximum achievable potential | 1 |  | 2020 | 2039 | 0.076 | 0.02 | 0.069 | 150000 | 20000
Res CPP-No Enablement_PSE_Winter_9.26.2018_12.41.53 PM.xlsx | Inputs_endUseLoadShapes_PSE.xlsx | Inputs_Global_PSE.xlsx | Inputs_Product_Res CPP-No Enablement.xlsx | PSE | 20 | Winter | Peak | 4 | Res CPP-No Enablement | 2049 | Ramp rate as % of maximum achievable potential | 1 |  | 2020 | 2039 | 0.076 | 0.02 | 0.069 | 150000 | 20000
Res CPP-With Enablement_PSE_Winter_9.19.2018_9.48.28 PM.xlsx | Inputs_endUseLoadShapes_PSE.xlsx | Inputs_Global_PSE.xlsx | Inputs_Product_Res CPP-With Enablement.xlsx | PSE | 20 | Winter | Peak | 4 | Res CPP-With Enablement | Eligible Sectors | Residential |  |  | 2020 | 2039 | 0.076 | 0.02 | 0.069 | 150000 | 20000
Res CPP-With Enablement_PSE_Winter_9.19.2018_9.48.28 PM.xlsx | Inputs_endUseLoadShapes_PSE.xlsx | Inputs_Global_PSE.xlsx | Inputs_Product_Res CPP-With Enablement.xlsx | PSE | 20 | Winter | Peak | 4 | Res CPP-With Enablement | Eligible Segments | All segments |  |  | 2020 | 2039 | 0.076 | 0.02 | 0.069 | 150000 | 20000
Res CPP-With Enablement_PSE_Winter_9.19.2018_9.48.28 PM.xlsx | Inputs_endUseLoadShapes_PSE.xlsx | Inputs_Global_PSE.xlsx | Inputs_Product_Res CPP-With Enablement.xlsx | PSE | 20 | Winter | Peak | 4 | Res CPP-With Enablement | Eligible End Uses | All end uses |  |  | 2020 | 2039 | 0.076 | 0.02 | 0.069 | 150000 | 20000
Res CPP-With Enablement_PSE_Winter_9.19.2018_9.48.28 PM.xlsx | Inputs_endUseLoadShapes_PSE.xlsx | Inputs_Global_PSE.xlsx | Inputs_Product_Res CPP-With Enablement.xlsx | PSE | 20 | Winter | Peak | 4 | Res CPP-With Enablement | Other Eligibility Requirements | Customers must have AMI and central electric heating (i.e. heat pumps and electric forced-air furnaces) to accommodate the enablement technology (i.e. programmable communicating thermostat). |  |  | 2020 | 2039 | 0.076 | 0.02 | 0.069 | 150000 | 20000
Res CPP-With Enablement_PSE_Winter_9.19.2018_9.48.28 PM.xlsx | Inputs_endUseLoadShapes_PSE.xlsx | Inputs_Global_PSE.xlsx | Inputs_Product_Res CPP-With Enablement.xlsx | PSE | 20 | Winter | Peak | 4 | Res CPP-With Enablement | Setup Cost | $ | 150000 | 1 FTE | 2020 | 2039 | 0.076 | 0.02 | 0.069 | 150000 | 20000
Res CPP-With Enablement_PSE_Winter_9.19.2018_9.48.28 PM.xlsx | Inputs_endUseLoadShapes_PSE.xlsx | Inputs_Global_PSE.xlsx | Inputs_Product_Res CPP-With Enablement.xlsx | PSE | 20 | Winter | Peak | 4 | Res CPP-With Enablement | O&M Cost | $ per year | 75000 | SDG&E (2017): $280,000; Applied (2017): $75,000. Cadmus is assuming 0.5 FTE. | 2020 | 2039 | 0.076 | 0.02 | 0.069 | 150000 | 20000
Res CPP-With Enablement_PSE_Winter_9.19.2018_9.48.28 PM.xlsx | Inputs_endUseLoadShapes_PSE.xlsx | Inputs_Global_PSE.xlsx | Inputs_Product_Res CPP-With Enablement.xlsx | PSE | 20 | Winter | Peak | 4 | Res CPP-With Enablement | Equipment Cost | $ per new participant | 279 | According to PSE (2018), AMI will be fully deployed in PSE's electic territory by 2023 so no AMI costs are incurred. On the other hand, this scenario offers a programmable communicating thermostat as the enablement technology, using cost consistent with Res DLC Heat Smart Tstat (from Potter 2017). | 2020 | 2039 | 0.076 | 0.02 | 0.069 | 150000 | 20000
Res CPP-With Enablement_PSE_Winter_9.19.2018_9.48.28 PM.xlsx | Inputs_endUseLoadShapes_PSE.xlsx | Inputs_Global_PSE.xlsx | Inputs_Product_Res CPP-With Enablement.xlsx | PSE | 20 | Winter | Peak | 4 | Res CPP-With Enablement | Marketing Cost | $ per new participant | 25 | Cadmus (2015): $25/new participant; Cadmus (2017): $25/new participant; Applied (2017): $50/new participant. Cadmus assumes $25/new participant, and translated it to $/kW using estimated savings per participant. | 2020 | 2039 | 0.076 | 0.02 | 0.069 | 150000 | 20000
Res CPP-With Enablement_PSE_Winter_9.19.2018_9.48.28 PM.xlsx | Inputs_endUseLoadShapes_PSE.xlsx | Inputs_Global_PSE.xlsx | Inputs_Product_Res CPP-With Enablement.xlsx | PSE | 20 | Winter | Peak | 4 | Res CPP-With Enablement | Incentives (annual) | n/a | 0 | Program definition | 2020 | 2039 | 0.076 | 0.02 | 0.069 | 150000 | 20000
Res CPP-With Enablement_PSE_Winter_9.19.2018_9.48.28 PM.xlsx | Inputs_endUseLoadShapes_PSE.xlsx | Inputs_Global_PSE.xlsx | Inputs_Product_Res CPP-With Enablement.xlsx | PSE | 20 | Winter | Peak | 4 | Res CPP-With Enablement | Incentives (one time) | n/a | 0 | Program definition | 2020 | 2039 | 0.076 | 0.02 | 0.069 | 150000 | 20000
Res CPP-With Enablement_PSE_Winter_9.19.2018_9.48.28 PM.xlsx | Inputs_endUseLoadShapes_PSE.xlsx | Inputs_Global_PSE.xlsx | Inputs_Product_Res CPP-With Enablement.xlsx | PSE | 20 | Winter | Peak | 4 | Res CPP-With Enablement | Attrition | % of existing participants per year | 0 |  | 2020 | 2039 | 0.076 | 0.02 | 0.069 | 150000 | 20000
Res CPP-With Enablement_PSE_Winter_9.19.2018_9.48.28 PM.xlsx | Inputs_endUseLoadShapes_PSE.xlsx | Inputs_Global_PSE.xlsx | Inputs_Product_Res CPP-With Enablement.xlsx | PSE | 20 | Winter | Peak | 4 | Res CPP-With Enablement | Population | Segment load | Estimated by model |  | 2020 | 2039 | 0.076 | 0.02 | 0.069 | 150000 | 20000
Res CPP-With Enablement_PSE_Winter_9.19.2018_9.48.28 PM.xlsx | Inputs_endUseLoadShapes_PSE.xlsx | Inputs_Global_PSE.xlsx | Inputs_Product_Res CPP-With Enablement.xlsx | PSE | 20 | Winter | Peak | 4 | Res CPP-With Enablement | Eligibility | % of segment load | Varies by segment | Equipment saturation for each segment was derived from the RBSA (2017) data for PSE's electric service territory (in heating zone 1). | 2020 | 2039 | 0.076 | 0.02 | 0.069 | 150000 | 20000
Res CPP-With Enablement_PSE_Winter_9.19.2018_9.48.28 PM.xlsx | Inputs_endUseLoadShapes_PSE.xlsx | Inputs_Global_PSE.xlsx | Inputs_Product_Res CPP-With Enablement.xlsx | PSE | 20 | Winter | Peak | 4 | Res CPP-With Enablement | Peak Load Impact | % of eligible segment load | 0.4 | Oklahoma (2011) weekday average event day impact for TOU-CP: 38.8%; DTE (2014) average impact during event hours: 44.5%; Nexant (2017b) reported 44.6% for SDG&E. | 2020 | 2039 | 0.076 | 0.02 | 0.069 | 150000 | 20000
Res CPP-With Enablement_PSE_Winter_9.19.2018_9.48.28 PM.xlsx | Inputs_endUseLoadShapes_PSE.xlsx | Inputs_Global_PSE.xlsx | Inputs_Product_Res CPP-With Enablement.xlsx | PSE | 20 | Winter | Peak | 4 | Res CPP-With Enablement | Program Participation | % of eligible segment load | 0.15 | Consistent with Res CPP No Enablement. | 2020 | 2039 | 0.076 | 0.02 | 0.069 | 150000 | 20000
Res CPP-With Enablement_PSE_Winter_9.19.2018_9.48.28 PM.xlsx | Inputs_endUseLoadShapes_PSE.xlsx | Inputs_Global_PSE.xlsx | Inputs_Product_Res CPP-With Enablement.xlsx | PSE | 20 | Winter | Peak | 4 | Res CPP-With Enablement | Event Participation | n/a | 1 | Peal load impact already takes into account of event participation. | 2020 | 2039 | 0.076 | 0.02 | 0.069 | 150000 | 20000
Res CPP-With Enablement_PSE_Winter_9.19.2018_9.48.28 PM.xlsx | Inputs_endUseLoadShapes_PSE.xlsx | Inputs_Global_PSE.xlsx | Inputs_Product_Res CPP-With Enablement.xlsx | PSE | 20 | Winter | Peak | 4 | Res CPP-With Enablement | Ramp Period | Number of years to reach maximum achievable potential | 7 |  | 2020 | 2039 | 0.076 | 0.02 | 0.069 | 150000 | 20000
Res CPP-With Enablement_PSE_Winter_9.19.2018_9.48.28 PM.xlsx | Inputs_endUseLoadShapes_PSE.xlsx | Inputs_Global_PSE.xlsx | Inputs_Product_Res CPP-With Enablement.xlsx | PSE | 20 | Winter | Peak | 4 | Res CPP-With Enablement | 2020 | Ramp rate as % of maximum achievable potential | 0 |  | 2020 | 2039 | 0.076 | 0.02 | 0.069 | 150000 | 20000
Res CPP-With Enablement_PSE_Winter_9.19.2018_9.48.28 PM.xlsx | Inputs_endUseLoadShapes_PSE.xlsx | Inputs_Global_PSE.xlsx | Inputs_Product_Res CPP-With Enablement.xlsx | PSE | 20 | Winter | Peak | 4 | Res CPP-With Enablement | 2021 | Ramp rate as % of maximum achievable potential | 0.1 |  | 2020 | 2039 | 0.076 | 0.02 | 0.069 | 150000 | 20000
Res CPP-With Enablement_PSE_Winter_9.19.2018_9.48.28 PM.xlsx | Inputs_endUseLoadShapes_PSE.xlsx | Inputs_Global_PSE.xlsx | Inputs_Product_Res CPP-With Enablement.xlsx | PSE | 20 | Winter | Peak | 4 | Res CPP-With Enablement | 2022 | Ramp rate as % of maximum achievable potential | 0.2 |  | 2020 | 2039 | 0.076 | 0.02 | 0.069 | 150000 | 20000
Res CPP-With Enablement_PSE_Winter_9.19.2018_9.48.28 PM.xlsx | Inputs_endUseLoadShapes_PSE.xlsx | Inputs_Global_PSE.xlsx | Inputs_Product_Res CPP-With Enablement.xlsx | PSE | 20 | Winter | Peak | 4 | Res CPP-With Enablement | 2023 | Ramp rate as % of maximum achievable potential | 0.4 |  | 2020 | 2039 | 0.076 | 0.02 | 0.069 | 150000 | 20000
Res CPP-With Enablement_PSE_Winter_9.19.2018_9.48.28 PM.xlsx | Inputs_endUseLoadShapes_PSE.xlsx | Inputs_Global_PSE.xlsx | Inputs_Product_Res CPP-With Enablement.xlsx | PSE | 20 | Winter | Peak | 4 | Res CPP-With Enablement | 2024 | Ramp rate as % of maximum achievable potential | 0.6 |  | 2020 | 2039 | 0.076 | 0.02 | 0.069 | 150000 | 20000
Res CPP-With Enablement_PSE_Winter_9.19.2018_9.48.28 PM.xlsx | Inputs_endUseLoadShapes_PSE.xlsx | Inputs_Global_PSE.xlsx | Inputs_Product_Res CPP-With Enablement.xlsx | PSE | 20 | Winter | Peak | 4 | Res CPP-With Enablement | 2025 | Ramp rate as % of maximum achievable potential | 0.8 |  | 2020 | 2039 | 0.076 | 0.02 | 0.069 | 150000 | 20000
Res CPP-With Enablement_PSE_Winter_9.19.2018_9.48.28 PM.xlsx | Inputs_endUseLoadShapes_PSE.xlsx | Inputs_Global_PSE.xlsx | Inputs_Product_Res CPP-With Enablement.xlsx | PSE | 20 | Winter | Peak | 4 | Res CPP-With Enablement | 2026 | Ramp rate as % of maximum achievable potential | 1 |  | 2020 | 2039 | 0.076 | 0.02 | 0.069 | 150000 | 20000
Res CPP-With Enablement_PSE_Winter_9.19.2018_9.48.28 PM.xlsx | Inputs_endUseLoadShapes_PSE.xlsx | Inputs_Global_PSE.xlsx | Inputs_Product_Res CPP-With Enablement.xlsx | PSE | 20 | Winter | Peak | 4 | Res CPP-With Enablement | 2027 | Ramp rate as % of maximum achievable potential | 1 |  | 2020 | 2039 | 0.076 | 0.02 | 0.069 | 150000 | 20000
Res CPP-With Enablement_PSE_Winter_9.19.2018_9.48.28 PM.xlsx | Inputs_endUseLoadShapes_PSE.xlsx | Inputs_Global_PSE.xlsx | Inputs_Product_Res CPP-With Enablement.xlsx | PSE | 20 | Winter | Peak | 4 | Res CPP-With Enablement | 2028 | Ramp rate as % of maximum achievable potential | 1 |  | 2020 | 2039 | 0.076 | 0.02 | 0.069 | 150000 | 20000
Res CPP-With Enablement_PSE_Winter_9.19.2018_9.48.28 PM.xlsx | Inputs_endUseLoadShapes_PSE.xlsx | Inputs_Global_PSE.xlsx | Inputs_Product_Res CPP-With Enablement.xlsx | PSE | 20 | Winter | Peak | 4 | Res CPP-With Enablement | 2029 | Ramp rate as % of maximum achievable potential | 1 |  | 2020 | 2039 | 0.076 | 0.02 | 0.069 | 150000 | 20000
Res CPP-With Enablement_PSE_Winter_9.19.2018_9.48.28 PM.xlsx | Inputs_endUseLoadShapes_PSE.xlsx | Inputs_Global_PSE.xlsx | Inputs_Product_Res CPP-With Enablement.xlsx | PSE | 20 | Winter | Peak | 4 | Res CPP-With Enablement | 2030 | Ramp rate as % of maximum achievable potential | 1 |  | 2020 | 2039 | 0.076 | 0.02 | 0.069 | 150000 | 20000
Res CPP-With Enablement_PSE_Winter_9.19.2018_9.48.28 PM.xlsx | Inputs_endUseLoadShapes_PSE.xlsx | Inputs_Global_PSE.xlsx | Inputs_Product_Res CPP-With Enablement.xlsx | PSE | 20 | Winter | Peak | 4 | Res CPP-With Enablement | 2031 | Ramp rate as % of maximum achievable potential | 1 |  | 2020 | 2039 | 0.076 | 0.02 | 0.069 | 150000 | 20000
Res CPP-With Enablement_PSE_Winter_9.19.2018_9.48.28 PM.xlsx | Inputs_endUseLoadShapes_PSE.xlsx | Inputs_Global_PSE.xlsx | Inputs_Product_Res CPP-With Enablement.xlsx | PSE | 20 | Winter | Peak | 4 | Res CPP-With Enablement | 2032 | Ramp rate as % of maximum achievable potential | 1 |  | 2020 | 2039 | 0.076 | 0.02 | 0.069 | 150000 | 20000
Res CPP-With Enablement_PSE_Winter_9.19.2018_9.48.28 PM.xlsx | Inputs_endUseLoadShapes_PSE.xlsx | Inputs_Global_PSE.xlsx | Inputs_Product_Res CPP-With Enablement.xlsx | PSE | 20 | Winter | Peak | 4 | Res CPP-With Enablement | 2033 | Ramp rate as % of maximum achievable potential | 1 |  | 2020 | 2039 | 0.076 | 0.02 | 0.069 | 150000 | 20000
Res CPP-With Enablement_PSE_Winter_9.19.2018_9.48.28 PM.xlsx | Inputs_endUseLoadShapes_PSE.xlsx | Inputs_Global_PSE.xlsx | Inputs_Product_Res CPP-With Enablement.xlsx | PSE | 20 | Winter | Peak | 4 | Res CPP-With Enablement | 2034 | Ramp rate as % of maximum achievable potential | 1 |  | 2020 | 2039 | 0.076 | 0.02 | 0.069 | 150000 | 20000
Res CPP-With Enablement_PSE_Winter_9.19.2018_9.48.28 PM.xlsx | Inputs_endUseLoadShapes_PSE.xlsx | Inputs_Global_PSE.xlsx | Inputs_Product_Res CPP-With Enablement.xlsx | PSE | 20 | Winter | Peak | 4 | Res CPP-With Enablement | 2035 | Ramp rate as % of maximum achievable potential | 1 |  | 2020 | 2039 | 0.076 | 0.02 | 0.069 | 150000 | 20000
Res CPP-With Enablement_PSE_Winter_9.19.2018_9.48.28 PM.xlsx | Inputs_endUseLoadShapes_PSE.xlsx | Inputs_Global_PSE.xlsx | Inputs_Product_Res CPP-With Enablement.xlsx | PSE | 20 | Winter | Peak | 4 | Res CPP-With Enablement | 2036 | Ramp rate as % of maximum achievable potential | 1 |  | 2020 | 2039 | 0.076 | 0.02 | 0.069 | 150000 | 20000
Res CPP-With Enablement_PSE_Winter_9.19.2018_9.48.28 PM.xlsx | Inputs_endUseLoadShapes_PSE.xlsx | Inputs_Global_PSE.xlsx | Inputs_Product_Res CPP-With Enablement.xlsx | PSE | 20 | Winter | Peak | 4 | Res CPP-With Enablement | 2037 | Ramp rate as % of maximum achievable potential | 1 |  | 2020 | 2039 | 0.076 | 0.02 | 0.069 | 150000 | 20000
Res CPP-With Enablement_PSE_Winter_9.19.2018_9.48.28 PM.xlsx | Inputs_endUseLoadShapes_PSE.xlsx | Inputs_Global_PSE.xlsx | Inputs_Product_Res CPP-With Enablement.xlsx | PSE | 20 | Winter | Peak | 4 | Res CPP-With Enablement | 2038 | Ramp rate as % of maximum achievable potential | 1 |  | 2020 | 2039 | 0.076 | 0.02 | 0.069 | 150000 | 20000
Res CPP-With Enablement_PSE_Winter_9.19.2018_9.48.28 PM.xlsx | Inputs_endUseLoadShapes_PSE.xlsx | Inputs_Global_PSE.xlsx | Inputs_Product_Res CPP-With Enablement.xlsx | PSE | 20 | Winter | Peak | 4 | Res CPP-With Enablement | 2039 | Ramp rate as % of maximum achievable potential | 1 |  | 2020 | 2039 | 0.076 | 0.02 | 0.069 | 150000 | 20000
Res CPP-With Enablement_PSE_Winter_9.19.2018_9.48.28 PM.xlsx | Inputs_endUseLoadShapes_PSE.xlsx | Inputs_Global_PSE.xlsx | Inputs_Product_Res CPP-With Enablement.xlsx | PSE | 20 | Winter | Peak | 4 | Res CPP-With Enablement | 2040 | Ramp rate as % of maximum achievable potential | 1 |  | 2020 | 2039 | 0.076 | 0.02 | 0.069 | 150000 | 20000
Res CPP-With Enablement_PSE_Winter_9.19.2018_9.48.28 PM.xlsx | Inputs_endUseLoadShapes_PSE.xlsx | Inputs_Global_PSE.xlsx | Inputs_Product_Res CPP-With Enablement.xlsx | PSE | 20 | Winter | Peak | 4 | Res CPP-With Enablement | 2041 | Ramp rate as % of maximum achievable potential | 1 |  | 2020 | 2039 | 0.076 | 0.02 | 0.069 | 150000 | 20000
Res CPP-With Enablement_PSE_Winter_9.19.2018_9.48.28 PM.xlsx | Inputs_endUseLoadShapes_PSE.xlsx | Inputs_Global_PSE.xlsx | Inputs_Product_Res CPP-With Enablement.xlsx | PSE | 20 | Winter | Peak | 4 | Res CPP-With Enablement | 2042 | Ramp rate as % of maximum achievable potential | 1 |  | 2020 | 2039 | 0.076 | 0.02 | 0.069 | 150000 | 20000
Res CPP-With Enablement_PSE_Winter_9.19.2018_9.48.28 PM.xlsx | Inputs_endUseLoadShapes_PSE.xlsx | Inputs_Global_PSE.xlsx | Inputs_Product_Res CPP-With Enablement.xlsx | PSE | 20 | Winter | Peak | 4 | Res CPP-With Enablement | 2043 | Ramp rate as % of maximum achievable potential | 1 |  | 2020 | 2039 | 0.076 | 0.02 | 0.069 | 150000 | 20000
Res CPP-With Enablement_PSE_Winter_9.19.2018_9.48.28 PM.xlsx | Inputs_endUseLoadShapes_PSE.xlsx | Inputs_Global_PSE.xlsx | Inputs_Product_Res CPP-With Enablement.xlsx | PSE | 20 | Winter | Peak | 4 | Res CPP-With Enablement | 2044 | Ramp rate as % of maximum achievable potential | 1 |  | 2020 | 2039 | 0.076 | 0.02 | 0.069 | 150000 | 20000
Res CPP-With Enablement_PSE_Winter_9.19.2018_9.48.28 PM.xlsx | Inputs_endUseLoadShapes_PSE.xlsx | Inputs_Global_PSE.xlsx | Inputs_Product_Res CPP-With Enablement.xlsx | PSE | 20 | Winter | Peak | 4 | Res CPP-With Enablement | 2045 | Ramp rate as % of maximum achievable potential | 1 |  | 2020 | 2039 | 0.076 | 0.02 | 0.069 | 150000 | 20000
Res CPP-With Enablement_PSE_Winter_9.19.2018_9.48.28 PM.xlsx | Inputs_endUseLoadShapes_PSE.xlsx | Inputs_Global_PSE.xlsx | Inputs_Product_Res CPP-With Enablement.xlsx | PSE | 20 | Winter | Peak | 4 | Res CPP-With Enablement | 2046 | Ramp rate as % of maximum achievable potential | 1 |  | 2020 | 2039 | 0.076 | 0.02 | 0.069 | 150000 | 20000
Res CPP-With Enablement_PSE_Winter_9.19.2018_9.48.28 PM.xlsx | Inputs_endUseLoadShapes_PSE.xlsx | Inputs_Global_PSE.xlsx | Inputs_Product_Res CPP-With Enablement.xlsx | PSE | 20 | Winter | Peak | 4 | Res CPP-With Enablement | 2047 | Ramp rate as % of maximum achievable potential | 1 |  | 2020 | 2039 | 0.076 | 0.02 | 0.069 | 150000 | 20000
Res CPP-With Enablement_PSE_Winter_9.19.2018_9.48.28 PM.xlsx | Inputs_endUseLoadShapes_PSE.xlsx | Inputs_Global_PSE.xlsx | Inputs_Product_Res CPP-With Enablement.xlsx | PSE | 20 | Winter | Peak | 4 | Res CPP-With Enablement | 2048 | Ramp rate as % of maximum achievable potential | 1 |  | 2020 | 2039 | 0.076 | 0.02 | 0.069 | 150000 | 20000
Res CPP-With Enablement_PSE_Winter_9.19.2018_9.48.28 PM.xlsx | Inputs_endUseLoadShapes_PSE.xlsx | Inputs_Global_PSE.xlsx | Inputs_Product_Res CPP-With Enablement.xlsx | PSE | 20 | Winter | Peak | 4 | Res CPP-With Enablement | 2049 | Ramp rate as % of maximum achievable potential | 1 |  | 2020 | 2039 | 0.076 | 0.02 | 0.069 | 150000 | 20000
Res CPP-With Enablement_PSE_Winter_9.26.2018_12.37.31 PM.xlsx | Inputs_endUseLoadShapes_PSE.xlsx | Inputs_Global_PSE.xlsx | Inputs_Product_Res CPP-With Enablement.xlsx | PSE | 20 | Winter | Peak | 4 | Res CPP-With Enablement | Eligible Sectors | Residential |  |  | 2020 | 2039 | 0.076 | 0.02 | 0.069 | 150000 | 20000
Res CPP-With Enablement_PSE_Winter_9.26.2018_12.37.31 PM.xlsx | Inputs_endUseLoadShapes_PSE.xlsx | Inputs_Global_PSE.xlsx | Inputs_Product_Res CPP-With Enablement.xlsx | PSE | 20 | Winter | Peak | 4 | Res CPP-With Enablement | Eligible Segments | All segments |  |  | 2020 | 2039 | 0.076 | 0.02 | 0.069 | 150000 | 20000
Res CPP-With Enablement_PSE_Winter_9.26.2018_12.37.31 PM.xlsx | Inputs_endUseLoadShapes_PSE.xlsx | Inputs_Global_PSE.xlsx | Inputs_Product_Res CPP-With Enablement.xlsx | PSE | 20 | Winter | Peak | 4 | Res CPP-With Enablement | Eligible End Uses | All end uses |  |  | 2020 | 2039 | 0.076 | 0.02 | 0.069 | 150000 | 20000
Res CPP-With Enablement_PSE_Winter_9.26.2018_12.37.31 PM.xlsx | Inputs_endUseLoadShapes_PSE.xlsx | Inputs_Global_PSE.xlsx | Inputs_Product_Res CPP-With Enablement.xlsx | PSE | 20 | Winter | Peak | 4 | Res CPP-With Enablement | Other Eligibility Requirements | Customers must have AMI and central electric heating (i.e. heat pumps and electric forced-air furnaces) to accommodate the enablement technology (i.e. programmable communicating thermostat). |  |  | 2020 | 2039 | 0.076 | 0.02 | 0.069 | 150000 | 20000
Res CPP-With Enablement_PSE_Winter_9.26.2018_12.37.31 PM.xlsx | Inputs_endUseLoadShapes_PSE.xlsx | Inputs_Global_PSE.xlsx | Inputs_Product_Res CPP-With Enablement.xlsx | PSE | 20 | Winter | Peak | 4 | Res CPP-With Enablement | Setup Cost | $ | 150000 | 1 FTE | 2020 | 2039 | 0.076 | 0.02 | 0.069 | 150000 | 20000
Res CPP-With Enablement_PSE_Winter_9.26.2018_12.37.31 PM.xlsx | Inputs_endUseLoadShapes_PSE.xlsx | Inputs_Global_PSE.xlsx | Inputs_Product_Res CPP-With Enablement.xlsx | PSE | 20 | Winter | Peak | 4 | Res CPP-With Enablement | O&M Cost | $ per year | 75000 | SDG&E (2017): $280,000; Applied (2017): $75,000. Cadmus is assuming 0.5 FTE. | 2020 | 2039 | 0.076 | 0.02 | 0.069 | 150000 | 20000
Res CPP-With Enablement_PSE_Winter_9.26.2018_12.37.31 PM.xlsx | Inputs_endUseLoadShapes_PSE.xlsx | Inputs_Global_PSE.xlsx | Inputs_Product_Res CPP-With Enablement.xlsx | PSE | 20 | Winter | Peak | 4 | Res CPP-With Enablement | Equipment Cost | $ per new participant | 0 | Participant must already have a smart thermostat. | 2020 | 2039 | 0.076 | 0.02 | 0.069 | 150000 | 20000
Res CPP-With Enablement_PSE_Winter_9.26.2018_12.37.31 PM.xlsx | Inputs_endUseLoadShapes_PSE.xlsx | Inputs_Global_PSE.xlsx | Inputs_Product_Res CPP-With Enablement.xlsx | PSE | 20 | Winter | Peak | 4 | Res CPP-With Enablement | Marketing Cost | $ per new participant | 25 | Cadmus (2015): $25/new participant; Cadmus (2017): $25/new participant; Applied (2017): $50/new participant. Cadmus assumes $25/new participant, and translated it to $/kW using estimated savings per participant. | 2020 | 2039 | 0.076 | 0.02 | 0.069 | 150000 | 20000
Res CPP-With Enablement_PSE_Winter_9.26.2018_12.37.31 PM.xlsx | Inputs_endUseLoadShapes_PSE.xlsx | Inputs_Global_PSE.xlsx | Inputs_Product_Res CPP-With Enablement.xlsx | PSE | 20 | Winter | Peak | 4 | Res CPP-With Enablement | Incentives (annual) | n/a | 0 | Program definition | 2020 | 2039 | 0.076 | 0.02 | 0.069 | 150000 | 20000
Res CPP-With Enablement_PSE_Winter_9.26.2018_12.37.31 PM.xlsx | Inputs_endUseLoadShapes_PSE.xlsx | Inputs_Global_PSE.xlsx | Inputs_Product_Res CPP-With Enablement.xlsx | PSE | 20 | Winter | Peak | 4 | Res CPP-With Enablement | Incentives (one time) | n/a | 0 | Program definition | 2020 | 2039 | 0.076 | 0.02 | 0.069 | 150000 | 20000
Res CPP-With Enablement_PSE_Winter_9.26.2018_12.37.31 PM.xlsx | Inputs_endUseLoadShapes_PSE.xlsx | Inputs_Global_PSE.xlsx | Inputs_Product_Res CPP-With Enablement.xlsx | PSE | 20 | Winter | Peak | 4 | Res CPP-With Enablement | Attrition | % of existing participants per year | 0 |  | 2020 | 2039 | 0.076 | 0.02 | 0.069 | 150000 | 20000
Res CPP-With Enablement_PSE_Winter_9.26.2018_12.37.31 PM.xlsx | Inputs_endUseLoadShapes_PSE.xlsx | Inputs_Global_PSE.xlsx | Inputs_Product_Res CPP-With Enablement.xlsx | PSE | 20 | Winter | Peak | 4 | Res CPP-With Enablement | Population | Segment load | Estimated by model |  | 2020 | 2039 | 0.076 | 0.02 | 0.069 | 150000 | 20000
Res CPP-With Enablement_PSE_Winter_9.26.2018_12.37.31 PM.xlsx | Inputs_endUseLoadShapes_PSE.xlsx | Inputs_Global_PSE.xlsx | Inputs_Product_Res CPP-With Enablement.xlsx | PSE | 20 | Winter | Peak | 4 | Res CPP-With Enablement | Eligibility | % of segment load | Varies by segment | Equipment saturation for each segment was derived from the RBSA (2017) data for PSE's electric service territory (in heating zone 1). | 2020 | 2039 | 0.076 | 0.02 | 0.069 | 150000 | 20000
Res CPP-With Enablement_PSE_Winter_9.26.2018_12.37.31 PM.xlsx | Inputs_endUseLoadShapes_PSE.xlsx | Inputs_Global_PSE.xlsx | Inputs_Product_Res CPP-With Enablement.xlsx | PSE | 20 | Winter | Peak | 4 | Res CPP-With Enablement | Peak Load Impact | % of eligible segment load | Varies by end use | For cool central, heat central, and heat pump, use 40% based on: Oklahoma (2011) weekday average event day impact for TOU-CP: 38.8%; DTE (2014) average impact during event hours: 44.5%; Nexant (2017b) reported 44.6% for SDG&E. For other end uses, use 12% as consistent with Res CPP-No Enablement. | 2020 | 2039 | 0.076 | 0.02 | 0.069 | 150000 | 20000
Res CPP-With Enablement_PSE_Winter_9.26.2018_12.37.31 PM.xlsx | Inputs_endUseLoadShapes_PSE.xlsx | Inputs_Global_PSE.xlsx | Inputs_Product_Res CPP-With Enablement.xlsx | PSE | 20 | Winter | Peak | 4 | Res CPP-With Enablement | Program Participation | % of eligible segment load | 0.15 | Consistent with Res CPP No Enablement. | 2020 | 2039 | 0.076 | 0.02 | 0.069 | 150000 | 20000
Res CPP-With Enablement_PSE_Winter_9.26.2018_12.37.31 PM.xlsx | Inputs_endUseLoadShapes_PSE.xlsx | Inputs_Global_PSE.xlsx | Inputs_Product_Res CPP-With Enablement.xlsx | PSE | 20 | Winter | Peak | 4 | Res CPP-With Enablement | Event Participation | n/a | 1 | Peal load impact already takes into account of event participation. | 2020 | 2039 | 0.076 | 0.02 | 0.069 | 150000 | 20000
Res CPP-With Enablement_PSE_Winter_9.26.2018_12.37.31 PM.xlsx | Inputs_endUseLoadShapes_PSE.xlsx | Inputs_Global_PSE.xlsx | Inputs_Product_Res CPP-With Enablement.xlsx | PSE | 20 | Winter | Peak | 4 | Res CPP-With Enablement | Ramp Period | Number of years to reach maximum achievable potential | 7 |  | 2020 | 2039 | 0.076 | 0.02 | 0.069 | 150000 | 20000
Res CPP-With Enablement_PSE_Winter_9.26.2018_12.37.31 PM.xlsx | Inputs_endUseLoadShapes_PSE.xlsx | Inputs_Global_PSE.xlsx | Inputs_Product_Res CPP-With Enablement.xlsx | PSE | 20 | Winter | Peak | 4 | Res CPP-With Enablement | 2020 | Ramp rate as % of maximum achievable potential | 0 |  | 2020 | 2039 | 0.076 | 0.02 | 0.069 | 150000 | 20000
Res CPP-With Enablement_PSE_Winter_9.26.2018_12.37.31 PM.xlsx | Inputs_endUseLoadShapes_PSE.xlsx | Inputs_Global_PSE.xlsx | Inputs_Product_Res CPP-With Enablement.xlsx | PSE | 20 | Winter | Peak | 4 | Res CPP-With Enablement | 2021 | Ramp rate as % of maximum achievable potential | 0.1 |  | 2020 | 2039 | 0.076 | 0.02 | 0.069 | 150000 | 20000
Res CPP-With Enablement_PSE_Winter_9.26.2018_12.37.31 PM.xlsx | Inputs_endUseLoadShapes_PSE.xlsx | Inputs_Global_PSE.xlsx | Inputs_Product_Res CPP-With Enablement.xlsx | PSE | 20 | Winter | Peak | 4 | Res CPP-With Enablement | 2022 | Ramp rate as % of maximum achievable potential | 0.2 |  | 2020 | 2039 | 0.076 | 0.02 | 0.069 | 150000 | 20000
Res CPP-With Enablement_PSE_Winter_9.26.2018_12.37.31 PM.xlsx | Inputs_endUseLoadShapes_PSE.xlsx | Inputs_Global_PSE.xlsx | Inputs_Product_Res CPP-With Enablement.xlsx | PSE | 20 | Winter | Peak | 4 | Res CPP-With Enablement | 2023 | Ramp rate as % of maximum achievable potential | 0.4 |  | 2020 | 2039 | 0.076 | 0.02 | 0.069 | 150000 | 20000
Res CPP-With Enablement_PSE_Winter_9.26.2018_12.37.31 PM.xlsx | Inputs_endUseLoadShapes_PSE.xlsx | Inputs_Global_PSE.xlsx | Inputs_Product_Res CPP-With Enablement.xlsx | PSE | 20 | Winter | Peak | 4 | Res CPP-With Enablement | 2024 | Ramp rate as % of maximum achievable potential | 0.6 |  | 2020 | 2039 | 0.076 | 0.02 | 0.069 | 150000 | 20000
Res CPP-With Enablement_PSE_Winter_9.26.2018_12.37.31 PM.xlsx | Inputs_endUseLoadShapes_PSE.xlsx | Inputs_Global_PSE.xlsx | Inputs_Product_Res CPP-With Enablement.xlsx | PSE | 20 | Winter | Peak | 4 | Res CPP-With Enablement | 2025 | Ramp rate as % of maximum achievable potential | 0.8 |  | 2020 | 2039 | 0.076 | 0.02 | 0.069 | 150000 | 20000
Res CPP-With Enablement_PSE_Winter_9.26.2018_12.37.31 PM.xlsx | Inputs_endUseLoadShapes_PSE.xlsx | Inputs_Global_PSE.xlsx | Inputs_Product_Res CPP-With Enablement.xlsx | PSE | 20 | Winter | Peak | 4 | Res CPP-With Enablement | 2026 | Ramp rate as % of maximum achievable potential | 1 |  | 2020 | 2039 | 0.076 | 0.02 | 0.069 | 150000 | 20000
Res CPP-With Enablement_PSE_Winter_9.26.2018_12.37.31 PM.xlsx | Inputs_endUseLoadShapes_PSE.xlsx | Inputs_Global_PSE.xlsx | Inputs_Product_Res CPP-With Enablement.xlsx | PSE | 20 | Winter | Peak | 4 | Res CPP-With Enablement | 2027 | Ramp rate as % of maximum achievable potential | 1 |  | 2020 | 2039 | 0.076 | 0.02 | 0.069 | 150000 | 20000
Res CPP-With Enablement_PSE_Winter_9.26.2018_12.37.31 PM.xlsx | Inputs_endUseLoadShapes_PSE.xlsx | Inputs_Global_PSE.xlsx | Inputs_Product_Res CPP-With Enablement.xlsx | PSE | 20 | Winter | Peak | 4 | Res CPP-With Enablement | 2028 | Ramp rate as % of maximum achievable potential | 1 |  | 2020 | 2039 | 0.076 | 0.02 | 0.069 | 150000 | 20000
Res CPP-With Enablement_PSE_Winter_9.26.2018_12.37.31 PM.xlsx | Inputs_endUseLoadShapes_PSE.xlsx | Inputs_Global_PSE.xlsx | Inputs_Product_Res CPP-With Enablement.xlsx | PSE | 20 | Winter | Peak | 4 | Res CPP-With Enablement | 2029 | Ramp rate as % of maximum achievable potential | 1 |  | 2020 | 2039 | 0.076 | 0.02 | 0.069 | 150000 | 20000
Res CPP-With Enablement_PSE_Winter_9.26.2018_12.37.31 PM.xlsx | Inputs_endUseLoadShapes_PSE.xlsx | Inputs_Global_PSE.xlsx | Inputs_Product_Res CPP-With Enablement.xlsx | PSE | 20 | Winter | Peak | 4 | Res CPP-With Enablement | 2030 | Ramp rate as % of maximum achievable potential | 1 |  | 2020 | 2039 | 0.076 | 0.02 | 0.069 | 150000 | 20000
Res CPP-With Enablement_PSE_Winter_9.26.2018_12.37.31 PM.xlsx | Inputs_endUseLoadShapes_PSE.xlsx | Inputs_Global_PSE.xlsx | Inputs_Product_Res CPP-With Enablement.xlsx | PSE | 20 | Winter | Peak | 4 | Res CPP-With Enablement | 2031 | Ramp rate as % of maximum achievable potential | 1 |  | 2020 | 2039 | 0.076 | 0.02 | 0.069 | 150000 | 20000
Res CPP-With Enablement_PSE_Winter_9.26.2018_12.37.31 PM.xlsx | Inputs_endUseLoadShapes_PSE.xlsx | Inputs_Global_PSE.xlsx | Inputs_Product_Res CPP-With Enablement.xlsx | PSE | 20 | Winter | Peak | 4 | Res CPP-With Enablement | 2032 | Ramp rate as % of maximum achievable potential | 1 |  | 2020 | 2039 | 0.076 | 0.02 | 0.069 | 150000 | 20000
Res CPP-With Enablement_PSE_Winter_9.26.2018_12.37.31 PM.xlsx | Inputs_endUseLoadShapes_PSE.xlsx | Inputs_Global_PSE.xlsx | Inputs_Product_Res CPP-With Enablement.xlsx | PSE | 20 | Winter | Peak | 4 | Res CPP-With Enablement | 2033 | Ramp rate as % of maximum achievable potential | 1 |  | 2020 | 2039 | 0.076 | 0.02 | 0.069 | 150000 | 20000
Res CPP-With Enablement_PSE_Winter_9.26.2018_12.37.31 PM.xlsx | Inputs_endUseLoadShapes_PSE.xlsx | Inputs_Global_PSE.xlsx | Inputs_Product_Res CPP-With Enablement.xlsx | PSE | 20 | Winter | Peak | 4 | Res CPP-With Enablement | 2034 | Ramp rate as % of maximum achievable potential | 1 |  | 2020 | 2039 | 0.076 | 0.02 | 0.069 | 150000 | 20000
Res CPP-With Enablement_PSE_Winter_9.26.2018_12.37.31 PM.xlsx | Inputs_endUseLoadShapes_PSE.xlsx | Inputs_Global_PSE.xlsx | Inputs_Product_Res CPP-With Enablement.xlsx | PSE | 20 | Winter | Peak | 4 | Res CPP-With Enablement | 2035 | Ramp rate as % of maximum achievable potential | 1 |  | 2020 | 2039 | 0.076 | 0.02 | 0.069 | 150000 | 20000
Res CPP-With Enablement_PSE_Winter_9.26.2018_12.37.31 PM.xlsx | Inputs_endUseLoadShapes_PSE.xlsx | Inputs_Global_PSE.xlsx | Inputs_Product_Res CPP-With Enablement.xlsx | PSE | 20 | Winter | Peak | 4 | Res CPP-With Enablement | 2036 | Ramp rate as % of maximum achievable potential | 1 |  | 2020 | 2039 | 0.076 | 0.02 | 0.069 | 150000 | 20000
Res CPP-With Enablement_PSE_Winter_9.26.2018_12.37.31 PM.xlsx | Inputs_endUseLoadShapes_PSE.xlsx | Inputs_Global_PSE.xlsx | Inputs_Product_Res CPP-With Enablement.xlsx | PSE | 20 | Winter | Peak | 4 | Res CPP-With Enablement | 2037 | Ramp rate as % of maximum achievable potential | 1 |  | 2020 | 2039 | 0.076 | 0.02 | 0.069 | 150000 | 20000
Res CPP-With Enablement_PSE_Winter_9.26.2018_12.37.31 PM.xlsx | Inputs_endUseLoadShapes_PSE.xlsx | Inputs_Global_PSE.xlsx | Inputs_Product_Res CPP-With Enablement.xlsx | PSE | 20 | Winter | Peak | 4 | Res CPP-With Enablement | 2038 | Ramp rate as % of maximum achievable potential | 1 |  | 2020 | 2039 | 0.076 | 0.02 | 0.069 | 150000 | 20000
Res CPP-With Enablement_PSE_Winter_9.26.2018_12.37.31 PM.xlsx | Inputs_endUseLoadShapes_PSE.xlsx | Inputs_Global_PSE.xlsx | Inputs_Product_Res CPP-With Enablement.xlsx | PSE | 20 | Winter | Peak | 4 | Res CPP-With Enablement | 2039 | Ramp rate as % of maximum achievable potential | 1 |  | 2020 | 2039 | 0.076 | 0.02 | 0.069 | 150000 | 20000
Res CPP-With Enablement_PSE_Winter_9.26.2018_12.37.31 PM.xlsx | Inputs_endUseLoadShapes_PSE.xlsx | Inputs_Global_PSE.xlsx | Inputs_Product_Res CPP-With Enablement.xlsx | PSE | 20 | Winter | Peak | 4 | Res CPP-With Enablement | 2040 | Ramp rate as % of maximum achievable potential | 1 |  | 2020 | 2039 | 0.076 | 0.02 | 0.069 | 150000 | 20000
Res CPP-With Enablement_PSE_Winter_9.26.2018_12.37.31 PM.xlsx | Inputs_endUseLoadShapes_PSE.xlsx | Inputs_Global_PSE.xlsx | Inputs_Product_Res CPP-With Enablement.xlsx | PSE | 20 | Winter | Peak | 4 | Res CPP-With Enablement | 2041 | Ramp rate as % of maximum achievable potential | 1 |  | 2020 | 2039 | 0.076 | 0.02 | 0.069 | 150000 | 20000
Res CPP-With Enablement_PSE_Winter_9.26.2018_12.37.31 PM.xlsx | Inputs_endUseLoadShapes_PSE.xlsx | Inputs_Global_PSE.xlsx | Inputs_Product_Res CPP-With Enablement.xlsx | PSE | 20 | Winter | Peak | 4 | Res CPP-With Enablement | 2042 | Ramp rate as % of maximum achievable potential | 1 |  | 2020 | 2039 | 0.076 | 0.02 | 0.069 | 150000 | 20000
Res CPP-With Enablement_PSE_Winter_9.26.2018_12.37.31 PM.xlsx | Inputs_endUseLoadShapes_PSE.xlsx | Inputs_Global_PSE.xlsx | Inputs_Product_Res CPP-With Enablement.xlsx | PSE | 20 | Winter | Peak | 4 | Res CPP-With Enablement | 2043 | Ramp rate as % of maximum achievable potential | 1 |  | 2020 | 2039 | 0.076 | 0.02 | 0.069 | 150000 | 20000
Res CPP-With Enablement_PSE_Winter_9.26.2018_12.37.31 PM.xlsx | Inputs_endUseLoadShapes_PSE.xlsx | Inputs_Global_PSE.xlsx | Inputs_Product_Res CPP-With Enablement.xlsx | PSE | 20 | Winter | Peak | 4 | Res CPP-With Enablement | 2044 | Ramp rate as % of maximum achievable potential | 1 |  | 2020 | 2039 | 0.076 | 0.02 | 0.069 | 150000 | 20000
Res CPP-With Enablement_PSE_Winter_9.26.2018_12.37.31 PM.xlsx | Inputs_endUseLoadShapes_PSE.xlsx | Inputs_Global_PSE.xlsx | Inputs_Product_Res CPP-With Enablement.xlsx | PSE | 20 | Winter | Peak | 4 | Res CPP-With Enablement | 2045 | Ramp rate as % of maximum achievable potential | 1 |  | 2020 | 2039 | 0.076 | 0.02 | 0.069 | 150000 | 20000
Res CPP-With Enablement_PSE_Winter_9.26.2018_12.37.31 PM.xlsx | Inputs_endUseLoadShapes_PSE.xlsx | Inputs_Global_PSE.xlsx | Inputs_Product_Res CPP-With Enablement.xlsx | PSE | 20 | Winter | Peak | 4 | Res CPP-With Enablement | 2046 | Ramp rate as % of maximum achievable potential | 1 |  | 2020 | 2039 | 0.076 | 0.02 | 0.069 | 150000 | 20000
Res CPP-With Enablement_PSE_Winter_9.26.2018_12.37.31 PM.xlsx | Inputs_endUseLoadShapes_PSE.xlsx | Inputs_Global_PSE.xlsx | Inputs_Product_Res CPP-With Enablement.xlsx | PSE | 20 | Winter | Peak | 4 | Res CPP-With Enablement | 2047 | Ramp rate as % of maximum achievable potential | 1 |  | 2020 | 2039 | 0.076 | 0.02 | 0.069 | 150000 | 20000
Res CPP-With Enablement_PSE_Winter_9.26.2018_12.37.31 PM.xlsx | Inputs_endUseLoadShapes_PSE.xlsx | Inputs_Global_PSE.xlsx | Inputs_Product_Res CPP-With Enablement.xlsx | PSE | 20 | Winter | Peak | 4 | Res CPP-With Enablement | 2048 | Ramp rate as % of maximum achievable potential | 1 |  | 2020 | 2039 | 0.076 | 0.02 | 0.069 | 150000 | 20000
Res CPP-With Enablement_PSE_Winter_9.26.2018_12.37.31 PM.xlsx | Inputs_endUseLoadShapes_PSE.xlsx | Inputs_Global_PSE.xlsx | Inputs_Product_Res CPP-With Enablement.xlsx | PSE | 20 | Winter | Peak | 4 | Res CPP-With Enablement | 2049 | Ramp rate as % of maximum achievable potential | 1 |  | 2020 | 2039 | 0.076 | 0.02 | 0.069 | 150000 | 20000

## Product Comparison Data (hidden)
FileName | Inputs_endUseLoadShapes File Name | Inputs_Global File Name | Inputs_Product File Name | Region | Maximum # of Hours per Season | Season | Daily Period | Event Length | Product-Scenario | Sector | Segment | Load Basis (MW) End Year | Eligible Load Basis (MW) End Year | Technical Potential (MW) End Year | Achievable Potential (MW) Year 1 | Achievable Potential (MW) Year 2 | Achievable Potential (MW) Year 3 | Achievable Potential (MW) Year 4 | Achievable Potential (MW) Year 5 | Achievable Potential (MW) Year 6 | Achievable Potential (MW) Year 7 | Achievable Potential (MW) Year 8 | Achievable Potential (MW) Year 9 | Achievable Potential (MW) Year 10 | Achievable Potential (MW) Year 11 | Achievable Potential (MW) Year 12 | Achievable Potential (MW) Year 13 | Achievable Potential (MW) Year 14 | Achievable Potential (MW) Year 15 | Achievable Potential (MW) Year 16 | Achievable Potential (MW) Year 17 | Achievable Potential (MW) Year 18 | Achievable Potential (MW) Year 19 | Achievable Potential (MW) Year 20 | Achievable Potential (MW) Year 21 | Achievable Potential (MW) Year 22 | Achievable Potential (MW) Year 23 | Achievable Potential (MW) Year 24 | Achievable Potential (MW) Year 25 | Achievable Potential (MW) Year 26 | Achievable Potential (MW) Year 27 | Achievable Potential (MW) Year 28 | Achievable Potential (MW) Year 29 | Achievable Potential (MW) Year 30 | Program Participants Year 1 | Program Participants Year 2 | Program Participants Year 3 | Program Participants Year 4 | Program Participants Year 5 | Program Participants Year 6 | Program Participants Year 7 | Program Participants Year 8 | Program Participants Year 9 | Program Participants Year 10 | Program Participants Year 11 | Program Participants Year 12 | Program Participants Year 13 | Program Participants Year 14 | Program Participants Year 15 | Program Participants Year 16 | Program Participants Year 17 | Program Participants Year 18 | Program Participants Year 19 | Program Participants Year 20 | Program Participants Year 21 | Program Participants Year 22 | Program Participants Year 23 | Program Participants Year 24 | Program Participants Year 25 | Program Participants Year 26 | Program Participants Year 27 | Program Participants Year 28 | Program Participants Year 29 | Program Participants Year 30
C&I CPP-No Enablement_PSE_Winter_9.19.2018_9.19.32 PM.xlsx | Inputs_endUseLoadShapes_PSE.xlsx | Inputs_Global_PSE.xlsx | Inputs_Product_C&I CPP-No Enablement.xlsx | PSE | 20 | Winter | Peak | 4 | C&I CPP-No Enablement | Commercial | Hospital | 56.3901 | 0 | 0 | 0.057903 | 0.059763 | 0.060106 | 0.061774 | 0.064454 | 0.065392 | 0.065952 | 0.066393 | 0.066667 | 0.067886 | 0.069605 | 0.070931 | 0.072205 | 0.073717 | 0.075671 | 0.077559 | 0.079659 | 0.081221 | 0.082946 | 0.084926 | [10 empty] | 0 | 0 | 0 | 0 | 0 | 0 | 0 | 0 | 0 | 0 | 0 | 0 | 0 | 0 | 0 | 0 | 0 | 0 | 0 | 0 | 0 | 0 | 0 | 0 | 0 | 0 | 0 | 0 | 0 | 0
C&I CPP-No Enablement_PSE_Winter_9.19.2018_9.19.32 PM.xlsx | Inputs_endUseLoadShapes_PSE.xlsx | Inputs_Global_PSE.xlsx | Inputs_Product_C&I CPP-No Enablement.xlsx | PSE | 20 | Winter | Peak | 4 | C&I CPP-No Enablement | Commercial | Large Office | 259.0812 | 0 | 0 | 0.30125 | 0.31093 | 0.31271 | 0.32139 | 0.33533 | 0.34021 | 0.34313 | 0.34542 | 0.34685 | 0.35319 | 0.36213 | 0.36903 | 0.37566 | 0.38352 | 0.39369 | 0.40351 | 0.41444 | 0.42256 | 0.43154 | 0.44184 | [10 empty] | 0 | 0 | 0 | 0 | 0 | 0 | 0 | 0 | 0 | 0 | 0 | 0 | 0 | 0 | 0 | 0 | 0 | 0 | 0 | 0 | 0 | 0 | 0 | 0 | 0 | 0 | 0 | 0 | 0 | 0
C&I CPP-No Enablement_PSE_Winter_9.19.2018_9.19.32 PM.xlsx | Inputs_endUseLoadShapes_PSE.xlsx | Inputs_Global_PSE.xlsx | Inputs_Product_C&I CPP-No Enablement.xlsx | PSE | 20 | Winter | Peak | 4 | C&I CPP-No Enablement | Commercial | Large Retail | 56.0608 | 0 | 0 | 0.062108 | 0.064103 | 0.064471 | 0.06626 | 0.069135 | 0.070141 | 0.070742 | 0.071215 | 0.071509 | 0.072816 | 0.07466 | 0.076082 | 0.07745 | 0.07907 | 0.081167 | 0.083192 | 0.085445 | 0.087119 | 0.08897 | 0.091094 | [10 empty] | 0 | 0 | 0 | 0 | 0 | 0 | 0 | 0 | 0 | 0 | 0 | 0 | 0 | 0 | 0 | 0 | 0 | 0 | 0 | 0 | 0 | 0 | 0 | 0 | 0 | 0 | 0 | 0 | 0 | 0
C&I CPP-No Enablement_PSE_Winter_9.19.2018_9.19.32 PM.xlsx | Inputs_endUseLoadShapes_PSE.xlsx | Inputs_Global_PSE.xlsx | Inputs_Product_C&I CPP-No Enablement.xlsx | PSE | 20 | Winter | Peak | 4 | C&I CPP-No Enablement | Commercial | Lodging | 64.0096 | 0 | 0 | 0.060949 | 0.062908 | 0.063268 | 0.065024 | 0.067845 | 0.068833 | 0.069423 | 0.069887 | 0.070175 | 0.071458 | 0.073268 | 0.074663 | 0.076005 | 0.077596 | 0.079653 | 0.08164 | 0.083851 | 0.085494 | 0.08731 | 0.089394 | [10 empty] | 0 | 0 | 0 | 0 | 0 | 0 | 0 | 0 | 0 | 0 | 0 | 0 | 0 | 0 | 0 | 0 | 0 | 0 | 0 | 0 | 0 | 0 | 0 | 0 | 0 | 0 | 0 | 0 | 0 | 0
C&I CPP-No Enablement_PSE_Winter_9.19.2018_9.19.32 PM.xlsx | Inputs_endUseLoadShapes_PSE.xlsx | Inputs_Global_PSE.xlsx | Inputs_Product_C&I CPP-No Enablement.xlsx | PSE | 20 | Winter | Peak | 4 | C&I CPP-No Enablement | Commercial | Medium Office | 242.2365 | 242.2365 | 12.1118 | 0.23442 | 0.24195 | 0.24333 | 0.25009 | 0.26094 | 0.26473 | 0.267 | 0.26879 | 0.2699 | 0.27483 | 0.28179 | 0.28716 | 0.29232 | 0.29844 | 0.30635 | 0.31399 | 0.3225 | 0.32882 | 0.3358 | 0.34382 | [10 empty] | 1672.7345 | 1700.4317 | 1727.7331 | 1757.7849 | 1789.5111 | 1821.5186 | 1852.8812 | 1884.0947 | 1915.8522 | 1947.9628 | 1980.5423 | 2013.5541 | 2046.6493 | 2079.9237 | 2113.7555 | 2148.3083 | 2183.3852 | 2219.1153 | 2255.4632 | 2291.9777 | 0 | 0 | 0 | 0 | 0 | 0 | 0 | 0 | 0 | 0
C&I CPP-No Enablement_PSE_Winter_9.19.2018_9.19.32 PM.xlsx | Inputs_endUseLoadShapes_PSE.xlsx | Inputs_Global_PSE.xlsx | Inputs_Product_C&I CPP-No Enablement.xlsx | PSE | 20 | Winter | Peak | 4 | C&I CPP-No Enablement | Commercial | Medium Retail | 83.438 | 83.438 | 4.1719 | 0.092488 | 0.09546 | 0.096007 | 0.098671 | 0.10295 | 0.10445 | 0.10535 | 0.10605 | 0.10649 | 0.10843 | 0.11118 | 0.1133 | 0.11533 | 0.11775 | 0.12087 | 0.12389 | 0.12724 | 0.12973 | 0.13249 | 0.13565 | [10 empty] | 659.9747 | 670.9026 | 681.6743 | 693.5312 | 706.0487 | 718.6772 | 731.0512 | 743.3665 | 755.8963 | 768.5655 | 781.4197 | 794.4445 | 807.5021 | 820.6305 | 833.9788 | 847.6115 | 861.451 | 875.5483 | 889.8893 | 904.2961 | 0 | 0 | 0 | 0 | 0 | 0 | 0 | 0 | 0 | 0
C&I CPP-No Enablement_PSE_Winter_9.19.2018_9.19.32 PM.xlsx | Inputs_endUseLoadShapes_PSE.xlsx | Inputs_Global_PSE.xlsx | Inputs_Product_C&I CPP-No Enablement.xlsx | PSE | 20 | Winter | Peak | 4 | C&I CPP-No Enablement | Commercial | Other and Assembly | 327.1167 | 0 | 0 | 0.30795 | 0.31784 | 0.31966 | 0.32854 | 0.34279 | 0.34778 | 0.35076 | 0.3531 | 0.35456 | 0.36104 | 0.37019 | 0.37724 | 0.38402 | 0.39205 | 0.40245 | 0.41249 | 0.42366 | 0.43196 | 0.44114 | 0.45167 | [10 empty] | 0 | 0 | 0 | 0 | 0 | 0 | 0 | 0 | 0 | 0 | 0 | 0 | 0 | 0 | 0 | 0 | 0 | 0 | 0 | 0 | 0 | 0 | 0 | 0 | 0 | 0 | 0 | 0 | 0 | 0
C&I CPP-No Enablement_PSE_Winter_9.19.2018_9.19.32 PM.xlsx | Inputs_endUseLoadShapes_PSE.xlsx | Inputs_Global_PSE.xlsx | Inputs_Product_C&I CPP-No Enablement.xlsx | PSE | 20 | Winter | Peak | 4 | C&I CPP-No Enablement | Commercial | Residential Care | 21.5658 | 0 | 0 | 0.02207 | 0.02278 | 0.02291 | 0.023546 | 0.024568 | 0.024925 | 0.025139 | 0.025307 | 0.025411 | 0.025876 | 0.026531 | 0.027036 | 0.027522 | 0.028098 | 0.028843 | 0.029563 | 0.030363 | 0.030958 | 0.031616 | 0.032371 | [10 empty] | 0 | 0 | 0 | 0 | 0 | 0 | 0 | 0 | 0 | 0 | 0 | 0 | 0 | 0 | 0 | 0 | 0 | 0 | 0 | 0 | 0 | 0 | 0 | 0 | 0 | 0 | 0 | 0 | 0 | 0
C&I CPP-No Enablement_PSE_Winter_9.19.2018_9.19.32 PM.xlsx | Inputs_endUseLoadShapes_PSE.xlsx | Inputs_Global_PSE.xlsx | Inputs_Product_C&I CPP-No Enablement.xlsx | PSE | 20 | Winter | Peak | 4 | C&I CPP-No Enablement | Commercial | Restaurant | 93.7598 | 0 | 0 | 0.099722 | 0.10293 | 0.10352 | 0.10639 | 0.111 | 0.11262 | 0.11359 | 0.11434 | 0.11482 | 0.11692 | 0.11988 | 0.12216 | 0.12435 | 0.12696 | 0.13032 | 0.13357 | 0.13719 | 0.13988 | 0.14285 | 0.14626 | [10 empty] | 0 | 0 | 0 | 0 | 0 | 0 | 0 | 0 | 0 | 0 | 0 | 0 | 0 | 0 | 0 | 0 | 0 | 0 | 0 | 0 | 0 | 0 | 0 | 0 | 0 | 0 | 0 | 0 | 0 | 0
C&I CPP-No Enablement_PSE_Winter_9.19.2018_9.19.32 PM.xlsx | Inputs_endUseLoadShapes_PSE.xlsx | Inputs_Global_PSE.xlsx | Inputs_Product_C&I CPP-No Enablement.xlsx | PSE | 20 | Winter | Peak | 4 | C&I CPP-No Enablement | Commercial | School K-12 | 102.6773 | 0 | 0 | 0.104 | 0.10734 | 0.10796 | 0.11095 | 0.11577 | 0.11745 | 0.11846 | 0.11925 | 0.11974 | 0.12193 | 0.12502 | 0.1274 | 0.12969 | 0.1324 | 0.13592 | 0.13931 | 0.14308 | 0.14588 | 0.14898 | 0.15254 | [10 empty] | 0 | 0 | 0 | 0 | 0 | 0 | 0 | 0 | 0 | 0 | 0 | 0 | 0 | 0 | 0 | 0 | 0 | 0 | 0 | 0 | 0 | 0 | 0 | 0 | 0 | 0 | 0 | 0 | 0 | 0
C&I CPP-No Enablement_PSE_Winter_9.19.2018_9.19.32 PM.xlsx | Inputs_endUseLoadShapes_PSE.xlsx | Inputs_Global_PSE.xlsx | Inputs_Product_C&I CPP-No Enablement.xlsx | PSE | 20 | Winter | Peak | 4 | C&I CPP-No Enablement | Commercial | Small Office | 206.2795 | 206.2795 | 10.314 | 0.19962 | 0.20603 | 0.20721 | 0.21296 | 0.2222 | 0.22544 | 0.22737 | 0.22889 | 0.22984 | 0.23404 | 0.23996 | 0.24453 | 0.24893 | 0.25414 | 0.26088 | 0.26738 | 0.27463 | 0.28001 | 0.28596 | 0.29278 | [10 empty] | 1424.4374 | 1448.0234 | 1471.2721 | 1496.8632 | 1523.88 | 1551.1364 | 1577.8435 | 1604.4238 | 1631.4673 | 1658.8115 | 1686.5549 | 1714.6665 | 1742.8492 | 1771.1844 | 1799.9943 | 1829.4181 | 1859.2882 | 1889.7146 | 1920.6672 | 1951.7616 | 0 | 0 | 0 | 0 | 0 | 0 | 0 | 0 | 0 | 0
C&I CPP-No Enablement_PSE_Winter_9.19.2018_9.19.32 PM.xlsx | Inputs_endUseLoadShapes_PSE.xlsx | Inputs_Global_PSE.xlsx | Inputs_Product_C&I CPP-No Enablement.xlsx | PSE | 20 | Winter | Peak | 4 | C&I CPP-No Enablement | Commercial | Small Retail | 18.0417 | 18.0417 | 0.90209 | 0.019991 | 0.020633 | 0.020751 | 0.021327 | 0.022252 | 0.022576 | 0.02277 | 0.022922 | 0.023017 | 0.023437 | 0.024031 | 0.024488 | 0.024929 | 0.02545 | 0.026125 | 0.026777 | 0.027502 | 0.028041 | 0.028637 | 0.02932 | [10 empty] | 142.6486 | 145.0106 | 147.3388 | 149.9016 | 152.6071 | 155.3367 | 158.0113 | 160.6731 | 163.3813 | 166.1197 | 168.898 | 171.7132 | 174.5356 | 177.3732 | 180.2583 | 183.2049 | 186.1962 | 189.2432 | 192.3429 | 195.4568 | 0 | 0 | 0 | 0 | 0 | 0 | 0 | 0 | 0 | 0
C&I CPP-No Enablement_PSE_Winter_9.19.2018_9.19.32 PM.xlsx | Inputs_endUseLoadShapes_PSE.xlsx | Inputs_Global_PSE.xlsx | Inputs_Product_C&I CPP-No Enablement.xlsx | PSE | 20 | Winter | Peak | 4 | C&I CPP-No Enablement | Commercial | Supermarket and MiniMart | 104.4353 | 0 | 0 | 0.11995 | 0.1238 | 0.12451 | 0.12797 | 0.13352 | 0.13546 | 0.13662 | 0.13754 | 0.13811 | 0.14063 | 0.14419 | 0.14694 | 0.14958 | 0.15271 | 0.15676 | 0.16067 | 0.16502 | 0.16825 | 0.17183 | 0.17593 | [10 empty] | 0 | 0 | 0 | 0 | 0 | 0 | 0 | 0 | 0 | 0 | 0 | 0 | 0 | 0 | 0 | 0 | 0 | 0 | 0 | 0 | 0 | 0 | 0 | 0 | 0 | 0 | 0 | 0 | 0 | 0
C&I CPP-No Enablement_PSE_Winter_9.19.2018_9.19.32 PM.xlsx | Inputs_endUseLoadShapes_PSE.xlsx | Inputs_Global_PSE.xlsx | Inputs_Product_C&I CPP-No Enablement.xlsx | PSE | 20 | Winter | Peak | 4 | C&I CPP-No Enablement | Commercial | University | 43.4191 | 0 | 0 | 0.041233 | 0.042558 | 0.042802 | 0.04399 | 0.045899 | 0.046566 | 0.046966 | 0.04728 | 0.047475 | 0.048343 | 0.049567 | 0.050511 | 0.051419 | 0.052495 | 0.053887 | 0.055231 | 0.056727 | 0.057838 | 0.059067 | 0.060477 | [10 empty] | 0 | 0 | 0 | 0 | 0 | 0 | 0 | 0 | 0 | 0 | 0 | 0 | 0 | 0 | 0 | 0 | 0 | 0 | 0 | 0 | 0 | 0 | 0 | 0 | 0 | 0 | 0 | 0 | 0 | 0
C&I CPP-No Enablement_PSE_Winter_9.19.2018_9.19.32 PM.xlsx | Inputs_endUseLoadShapes_PSE.xlsx | Inputs_Global_PSE.xlsx | Inputs_Product_C&I CPP-No Enablement.xlsx | PSE | 20 | Winter | Peak | 4 | C&I CPP-No Enablement | Commercial | Warehouse | 102.3136 | 0 | 0 | 0.10761 | 0.11106 | 0.1117 | 0.1148 | 0.11978 | 0.12152 | 0.12257 | 0.12338 | 0.12389 | 0.12616 | 0.12935 | 0.13182 | 0.13419 | 0.13699 | 0.14063 | 0.14414 | 0.14804 | 0.15094 | 0.15415 | 0.15783 | [10 empty] | 0 | 0 | 0 | 0 | 0 | 0 | 0 | 0 | 0 | 0 | 0 | 0 | 0 | 0 | 0 | 0 | 0 | 0 | 0 | 0 | 0 | 0 | 0 | 0 | 0 | 0 | 0 | 0 | 0 | 0
C&I CPP-No Enablement_PSE_Winter_9.19.2018_9.19.32 PM.xlsx | Inputs_endUseLoadShapes_PSE.xlsx | Inputs_Global_PSE.xlsx | Inputs_Product_C&I CPP-No Enablement.xlsx | PSE | 20 | Winter | Peak | 4 | C&I CPP-No Enablement | Commercial | Xlarge Retail | 41.1584 | 0 | 0 | 0.043693 | 0.045097 | 0.045355 | 0.046614 | 0.048637 | 0.049344 | 0.049767 | 0.0501 | 0.050307 | 0.051226 | 0.052524 | 0.053524 | 0.054486 | 0.055626 | 0.057101 | 0.058526 | 0.060111 | 0.061289 | 0.062591 | 0.064085 | [10 empty] | 0 | 0 | 0 | 0 | 0 | 0 | 0 | 0 | 0 | 0 | 0 | 0 | 0 | 0 | 0 | 0 | 0 | 0 | 0 | 0 | 0 | 0 | 0 | 0 | 0 | 0 | 0 | 0 | 0 | 0
C&I CPP-No Enablement_PSE_Winter_9.19.2018_9.19.32 PM.xlsx | Inputs_endUseLoadShapes_PSE.xlsx | Inputs_Global_PSE.xlsx | Inputs_Product_C&I CPP-No Enablement.xlsx | PSE | 20 | Winter | Peak | 4 | C&I CPP-No Enablement | Industrial | Mechanical Pulp | 0 | 0 | 0 | 0 | 0 | 0 | 0 | 0 | 0 | 0 | 0 | 0 | 0 | 0 | 0 | 0 | 0 | 0 | 0 | 0 | 0 | 0 | 0 | [10 empty] | 0 | 0 | 0 | 0 | 0 | 0 | 0 | 0 | 0 | 0 | 0 | 0 | 0 | 0 | 0 | 0 | 0 | 0 | 0 | 0 | 0 | 0 | 0 | 0 | 0 | 0 | 0 | 0 | 0 | 0
C&I CPP-No Enablement_PSE_Winter_9.19.2018_9.19.32 PM.xlsx | Inputs_endUseLoadShapes_PSE.xlsx | Inputs_Global_PSE.xlsx | Inputs_Product_C&I CPP-No Enablement.xlsx | PSE | 20 | Winter | Peak | 4 | C&I CPP-No Enablement | Industrial | Kraft Pulp | 0 | 0 | 0 | 0 | 0 | 0 | 0 | 0 | 0 | 0 | 0 | 0 | 0 | 0 | 0 | 0 | 0 | 0 | 0 | 0 | 0 | 0 | 0 | [10 empty] | 0 | 0 | 0 | 0 | 0 | 0 | 0 | 0 | 0 | 0 | 0 | 0 | 0 | 0 | 0 | 0 | 0 | 0 | 0 | 0 | 0 | 0 | 0 | 0 | 0 | 0 | 0 | 0 | 0 | 0
C&I CPP-No Enablement_PSE_Winter_9.19.2018_9.19.32 PM.xlsx | Inputs_endUseLoadShapes_PSE.xlsx | Inputs_Global_PSE.xlsx | Inputs_Product_C&I CPP-No Enablement.xlsx | PSE | 20 | Winter | Peak | 4 | C&I CPP-No Enablement | Industrial | Paper | 0 | 0 | 0 | 0 | 0 | 0 | 0 | 0 | 0 | 0 | 0 | 0 | 0 | 0 | 0 | 0 | 0 | 0 | 0 | 0 | 0 | 0 | 0 | [10 empty] | 0 | 0 | 0 | 0 | 0 | 0 | 0 | 0 | 0 | 0 | 0 | 0 | 0 | 0 | 0 | 0 | 0 | 0 | 0 | 0 | 0 | 0 | 0 | 0 | 0 | 0 | 0 | 0 | 0 | 0
C&I CPP-No Enablement_PSE_Winter_9.19.2018_9.19.32 PM.xlsx | Inputs_endUseLoadShapes_PSE.xlsx | Inputs_Global_PSE.xlsx | Inputs_Product_C&I CPP-No Enablement.xlsx | PSE | 20 | Winter | Peak | 4 | C&I CPP-No Enablement | Industrial | Foundries | 0 | 0 | 0 | 0 | 0 | 0 | 0 | 0 | 0 | 0 | 0 | 0 | 0 | 0 | 0 | 0 | 0 | 0 | 0 | 0 | 0 | 0 | 0 | [10 empty] | 0 | 0 | 0 | 0 | 0 | 0 | 0 | 0 | 0 | 0 | 0 | 0 | 0 | 0 | 0 | 0 | 0 | 0 | 0 | 0 | 0 | 0 | 0 | 0 | 0 | 0 | 0 | 0 | 0 | 0
C&I CPP-No Enablement_PSE_Winter_9.19.2018_9.19.32 PM.xlsx | Inputs_endUseLoadShapes_PSE.xlsx | Inputs_Global_PSE.xlsx | Inputs_Product_C&I CPP-No Enablement.xlsx | PSE | 20 | Winter | Peak | 4 | C&I CPP-No Enablement | Industrial | Frozen Food | 0 | 0 | 0 | 0 | 0 | 0 | 0 | 0 | 0 | 0 | 0 | 0 | 0 | 0 | 0 | 0 | 0 | 0 | 0 | 0 | 0 | 0 | 0 | [10 empty] | 0 | 0 | 0 | 0 | 0 | 0 | 0 | 0 | 0 | 0 | 0 | 0 | 0 | 0 | 0 | 0 | 0 | 0 | 0 | 0 | 0 | 0 | 0 | 0 | 0 | 0 | 0 | 0 | 0 | 0
C&I CPP-No Enablement_PSE_Winter_9.19.2018_9.19.32 PM.xlsx | Inputs_endUseLoadShapes_PSE.xlsx | Inputs_Global_PSE.xlsx | Inputs_Product_C&I CPP-No Enablement.xlsx | PSE | 20 | Winter | Peak | 4 | C&I CPP-No Enablement | Industrial | Other Food | 0 | 0 | 0 | 0 | 0 | 0 | 0 | 0 | 0 | 0 | 0 | 0 | 0 | 0 | 0 | 0 | 0 | 0 | 0 | 0 | 0 | 0 | 0 | [10 empty] | 0 | 0 | 0 | 0 | 0 | 0 | 0 | 0 | 0 | 0 | 0 | 0 | 0 | 0 | 0 | 0 | 0 | 0 | 0 | 0 | 0 | 0 | 0 | 0 | 0 | 0 | 0 | 0 | 0 | 0
C&I CPP-No Enablement_PSE_Winter_9.19.2018_9.19.32 PM.xlsx | Inputs_endUseLoadShapes_PSE.xlsx | Inputs_Global_PSE.xlsx | Inputs_Product_C&I CPP-No Enablement.xlsx | PSE | 20 | Winter | Peak | 4 | C&I CPP-No Enablement | Industrial | Wood - Lumber | 0 | 0 | 0 | 0 | 0 | 0 | 0 | 0 | 0 | 0 | 0 | 0 | 0 | 0 | 0 | 0 | 0 | 0 | 0 | 0 | 0 | 0 | 0 | [10 empty] | 0 | 0 | 0 | 0 | 0 | 0 | 0 | 0 | 0 | 0 | 0 | 0 | 0 | 0 | 0 | 0 | 0 | 0 | 0 | 0 | 0 | 0 | 0 | 0 | 0 | 0 | 0 | 0 | 0 | 0
C&I CPP-No Enablement_PSE_Winter_9.19.2018_9.19.32 PM.xlsx | Inputs_endUseLoadShapes_PSE.xlsx | Inputs_Global_PSE.xlsx | Inputs_Product_C&I CPP-No Enablement.xlsx | PSE | 20 | Winter | Peak | 4 | C&I CPP-No Enablement | Industrial | Wood - Panel | 0 | 0 | 0 | 0 | 0 | 0 | 0 | 0 | 0 | 0 | 0 | 0 | 0 | 0 | 0 | 0 | 0 | 0 | 0 | 0 | 0 | 0 | 0 | [10 empty] | 0 | 0 | 0 | 0 | 0 | 0 | 0 | 0 | 0 | 0 | 0 | 0 | 0 | 0 | 0 | 0 | 0 | 0 | 0 | 0 | 0 | 0 | 0 | 0 | 0 | 0 | 0 | 0 | 0 | 0
C&I CPP-No Enablement_PSE_Winter_9.19.2018_9.19.32 PM.xlsx | Inputs_endUseLoadShapes_PSE.xlsx | Inputs_Global_PSE.xlsx | Inputs_Product_C&I CPP-No Enablement.xlsx | PSE | 20 | Winter | Peak | 4 | C&I CPP-No Enablement | Industrial | Wood - Other | 0 | 0 | 0 | 0 | 0 | 0 | 0 | 0 | 0 | 0 | 0 | 0 | 0 | 0 | 0 | 0 | 0 | 0 | 0 | 0 | 0 | 0 | 0 | [10 empty] | 0 | 0 | 0 | 0 | 0 | 0 | 0 | 0 | 0 | 0 | 0 | 0 | 0 | 0 | 0 | 0 | 0 | 0 | 0 | 0 | 0 | 0 | 0 | 0 | 0 | 0 | 0 | 0 | 0 | 0
C&I CPP-No Enablement_PSE_Winter_9.19.2018_9.19.32 PM.xlsx | Inputs_endUseLoadShapes_PSE.xlsx | Inputs_Global_PSE.xlsx | Inputs_Product_C&I CPP-No Enablement.xlsx | PSE | 20 | Winter | Peak | 4 | C&I CPP-No Enablement | Industrial | Sugar | 0 | 0 | 0 | 0 | 0 | 0 | 0 | 0 | 0 | 0 | 0 | 0 | 0 | 0 | 0 | 0 | 0 | 0 | 0 | 0 | 0 | 0 | 0 | [10 empty] | 0 | 0 | 0 | 0 | 0 | 0 | 0 | 0 | 0 | 0 | 0 | 0 | 0 | 0 | 0 | 0 | 0 | 0 | 0 | 0 | 0 | 0 | 0 | 0 | 0 | 0 | 0 | 0 | 0 | 0
C&I CPP-No Enablement_PSE_Winter_9.19.2018_9.19.32 PM.xlsx | Inputs_endUseLoadShapes_PSE.xlsx | Inputs_Global_PSE.xlsx | Inputs_Product_C&I CPP-No Enablement.xlsx | PSE | 20 | Winter | Peak | 4 | C&I CPP-No Enablement | Industrial | Hi Tech - Chip Fab | 0 | 0 | 0 | 0 | 0 | 0 | 0 | 0 | 0 | 0 | 0 | 0 | 0 | 0 | 0 | 0 | 0 | 0 | 0 | 0 | 0 | 0 | 0 | [10 empty] | 0 | 0 | 0 | 0 | 0 | 0 | 0 | 0 | 0 | 0 | 0 | 0 | 0 | 0 | 0 | 0 | 0 | 0 | 0 | 0 | 0 | 0 | 0 | 0 | 0 | 0 | 0 | 0 | 0 | 0
C&I CPP-No Enablement_PSE_Winter_9.19.2018_9.19.32 PM.xlsx | Inputs_endUseLoadShapes_PSE.xlsx | Inputs_Global_PSE.xlsx | Inputs_Product_C&I CPP-No Enablement.xlsx | PSE | 20 | Winter | Peak | 4 | C&I CPP-No Enablement | Industrial | Hi Tech - Silicon | 0 | 0 | 0 | 0 | 0 | 0 | 0 | 0 | 0 | 0 | 0 | 0 | 0 | 0 | 0 | 0 | 0 | 0 | 0 | 0 | 0 | 0 | 0 | [10 empty] | 0 | 0 | 0 | 0 | 0 | 0 | 0 | 0 | 0 | 0 | 0 | 0 | 0 | 0 | 0 | 0 | 0 | 0 | 0 | 0 | 0 | 0 | 0 | 0 | 0 | 0 | 0 | 0 | 0 | 0
C&I CPP-No Enablement_PSE_Winter_9.19.2018_9.19.32 PM.xlsx | Inputs_endUseLoadShapes_PSE.xlsx | Inputs_Global_PSE.xlsx | Inputs_Product_C&I CPP-No Enablement.xlsx | PSE | 20 | Winter | Peak | 4 | C&I CPP-No Enablement | Industrial | Metal Fab | 0 | 0 | 0 | 0 | 0 | 0 | 0 | 0 | 0 | 0 | 0 | 0 | 0 | 0 | 0 | 0 | 0 | 0 | 0 | 0 | 0 | 0 | 0 | [10 empty] | 0 | 0 | 0 | 0 | 0 | 0 | 0 | 0 | 0 | 0 | 0 | 0 | 0 | 0 | 0 | 0 | 0 | 0 | 0 | 0 | 0 | 0 | 0 | 0 | 0 | 0 | 0 | 0 | 0 | 0
C&I CPP-No Enablement_PSE_Winter_9.19.2018_9.19.32 PM.xlsx | Inputs_endUseLoadShapes_PSE.xlsx | Inputs_Global_PSE.xlsx | Inputs_Product_C&I CPP-No Enablement.xlsx | PSE | 20 | Winter | Peak | 4 | C&I CPP-No Enablement | Industrial | Transportation, Equip | 0 | 0 | 0 | 0 | 0 | 0 | 0 | 0 | 0 | 0 | 0 | 0 | 0 | 0 | 0 | 0 | 0 | 0 | 0 | 0 | 0 | 0 | 0 | [10 empty] | 0 | 0 | 0 | 0 | 0 | 0 | 0 | 0 | 0 | 0 | 0 | 0 | 0 | 0 | 0 | 0 | 0 | 0 | 0 | 0 | 0 | 0 | 0 | 0 | 0 | 0 | 0 | 0 | 0 | 0
C&I CPP-No Enablement_PSE_Winter_9.19.2018_9.19.32 PM.xlsx | Inputs_endUseLoadShapes_PSE.xlsx | Inputs_Global_PSE.xlsx | Inputs_Product_C&I CPP-No Enablement.xlsx | PSE | 20 | Winter | Peak | 4 | C&I CPP-No Enablement | Industrial | Refinery | 0.80728 | 0 | 0 | 0 | 0 | 0 | 0 | 0 | 0 | 0 | 0 | 0 | 0 | 0 | 0 | 0 | 0 | 0 | 0 | 0 | 0 | 0 | 0 | [10 empty] | 0 | 0 | 0 | 0 | 0 | 0 | 0 | 0 | 0 | 0 | 0 | 0 | 0 | 0 | 0 | 0 | 0 | 0 | 0 | 0 | 0 | 0 | 0 | 0 | 0 | 0 | 0 | 0 | 0 | 0
C&I CPP-No Enablement_PSE_Winter_9.19.2018_9.19.32 PM.xlsx | Inputs_endUseLoadShapes_PSE.xlsx | Inputs_Global_PSE.xlsx | Inputs_Product_C&I CPP-No Enablement.xlsx | PSE | 20 | Winter | Peak | 4 | C&I CPP-No Enablement | Industrial | Cold Storage | 2.5436 | 0 | 0 | 0 | 0 | 0 | 0 | 0 | 0 | 0 | 0 | 0 | 0 | 0 | 0 | 0 | 0 | 0 | 0 | 0 | 0 | 0 | 0 | [10 empty] | 0 | 0 | 0 | 0 | 0 | 0 | 0 | 0 | 0 | 0 | 0 | 0 | 0 | 0 | 0 | 0 | 0 | 0 | 0 | 0 | 0 | 0 | 0 | 0 | 0 | 0 | 0 | 0 | 0 | 0
C&I CPP-No Enablement_PSE_Winter_9.19.2018_9.19.32 PM.xlsx | Inputs_endUseLoadShapes_PSE.xlsx | Inputs_Global_PSE.xlsx | Inputs_Product_C&I CPP-No Enablement.xlsx | PSE | 20 | Winter | Peak | 4 | C&I CPP-No Enablement | Industrial | Fruit Storage | 0.00034481 | 0 | 0 | 0 | 0 | 0 | 0 | 0 | 0 | 0 | 0 | 0 | 0 | 0 | 0 | 0 | 0 | 0 | 0 | 0 | 0 | 0 | 0 | [10 empty] | 0 | 0 | 0 | 0 | 0 | 0 | 0 | 0 | 0 | 0 | 0 | 0 | 0 | 0 | 0 | 0 | 0 | 0 | 0 | 0 | 0 | 0 | 0 | 0 | 0 | 0 | 0 | 0 | 0 | 0
C&I CPP-No Enablement_PSE_Winter_9.19.2018_9.19.32 PM.xlsx | Inputs_endUseLoadShapes_PSE.xlsx | Inputs_Global_PSE.xlsx | Inputs_Product_C&I CPP-No Enablement.xlsx | PSE | 20 | Winter | Peak | 4 | C&I CPP-No Enablement | Industrial | Chemical | 5.4314 | 0 | 0 | 0 | 0 | 0 | 0 | 0 | 0 | 0 | 0 | 0 | 0 | 0 | 0 | 0 | 0 | 0 | 0 | 0 | 0 | 0 | 0 | [10 empty] | 0 | 0 | 0 | 0 | 0 | 0 | 0 | 0 | 0 | 0 | 0 | 0 | 0 | 0 | 0 | 0 | 0 | 0 | 0 | 0 | 0 | 0 | 0 | 0 | 0 | 0 | 0 | 0 | 0 | 0
C&I CPP-No Enablement_PSE_Winter_9.19.2018_9.19.32 PM.xlsx | Inputs_endUseLoadShapes_PSE.xlsx | Inputs_Global_PSE.xlsx | Inputs_Product_C&I CPP-No Enablement.xlsx | PSE | 20 | Winter | Peak | 4 | C&I CPP-No Enablement | Industrial | Misc Manf | 0 | 0 | 0 | 0 | 0 | 0 | 0 | 0 | 0 | 0 | 0 | 0 | 0 | 0 | 0 | 0 | 0 | 0 | 0 | 0 | 0 | 0 | 0 | [10 empty] | 0 | 0 | 0 | 0 | 0 | 0 | 0 | 0 | 0 | 0 | 0 | 0 | 0 | 0 | 0 | 0 | 0 | 0 | 0 | 0 | 0 | 0 | 0 | 0 | 0 | 0 | 0 | 0 | 0 | 0
C&I CPP-No Enablement_PSE_Winter_9.19.2018_9.19.32 PM.xlsx | Inputs_endUseLoadShapes_PSE.xlsx | Inputs_Global_PSE.xlsx | Inputs_Product_C&I CPP-No Enablement.xlsx | PSE | 20 | Winter | Peak | 4 | C&I CPP-No Enablement | Residential | Single Family | 1628.0145 | 0 | 0 | 0 | 0 | 0 | 0 | 0 | 0 | 0 | 0 | 0 | 0 | 0 | 0 | 0 | 0 | 0 | 0 | 0 | 0 | 0 | 0 | [10 empty] | 0 | 0 | 0 | 0 | 0 | 0 | 0 | 0 | 0 | 0 | 0 | 0 | 0 | 0 | 0 | 0 | 0 | 0 | 0 | 0 | 0 | 0 | 0 | 0 | 0 | 0 | 0 | 0 | 0 | 0
C&I CPP-No Enablement_PSE_Winter_9.19.2018_9.19.32 PM.xlsx | Inputs_endUseLoadShapes_PSE.xlsx | Inputs_Global_PSE.xlsx | Inputs_Product_C&I CPP-No Enablement.xlsx | PSE | 20 | Winter | Peak | 4 | C&I CPP-No Enablement | Residential | Multifamily Low-Rise | 331.2956 | 0 | 0 | 0 | 0 | 0 | 0 | 0 | 0 | 0 | 0 | 0 | 0 | 0 | 0 | 0 | 0 | 0 | 0 | 0 | 0 | 0 | 0 | [10 empty] | 0 | 0 | 0 | 0 | 0 | 0 | 0 | 0 | 0 | 0 | 0 | 0 | 0 | 0 | 0 | 0 | 0 | 0 | 0 | 0 | 0 | 0 | 0 | 0 | 0 | 0 | 0 | 0 | 0 | 0
C&I CPP-No Enablement_PSE_Winter_9.19.2018_9.19.32 PM.xlsx | Inputs_endUseLoadShapes_PSE.xlsx | Inputs_Global_PSE.xlsx | Inputs_Product_C&I CPP-No Enablement.xlsx | PSE | 20 | Winter | Peak | 4 | C&I CPP-No Enablement | Residential | Multifamily High-Rise | 60.3694 | 0 | 0 | 0 | 0 | 0 | 0 | 0 | 0 | 0 | 0 | 0 | 0 | 0 | 0 | 0 | 0 | 0 | 0 | 0 | 0 | 0 | 0 | [10 empty] | 0 | 0 | 0 | 0 | 0 | 0 | 0 | 0 | 0 | 0 | 0 | 0 | 0 | 0 | 0 | 0 | 0 | 0 | 0 | 0 | 0 | 0 | 0 | 0 | 0 | 0 | 0 | 0 | 0 | 0
C&I CPP-No Enablement_PSE_Winter_9.19.2018_9.19.32 PM.xlsx | Inputs_endUseLoadShapes_PSE.xlsx | Inputs_Global_PSE.xlsx | Inputs_Product_C&I CPP-No Enablement.xlsx | PSE | 20 | Winter | Peak | 4 | C&I CPP-No Enablement | Residential | Manufactured | 136.2338 | 0 | 0 | 0 | 0 | 0 | 0 | 0 | 0 | 0 | 0 | 0 | 0 | 0 | 0 | 0 | 0 | 0 | 0 | 0 | 0 | 0 | 0 | [10 empty] | 0 | 0 | 0 | 0 | 0 | 0 | 0 | 0 | 0 | 0 | 0 | 0 | 0 | 0 | 0 | 0 | 0 | 0 | 0 | 0 | 0 | 0 | 0 | 0 | 0 | 0 | 0 | 0 | 0 | 0
C&I CPP-No Enablement_PSE_Winter_9.19.2018_9.19.32 PM.xlsx | Inputs_endUseLoadShapes_PSE.xlsx | Inputs_Global_PSE.xlsx | Inputs_Product_C&I CPP-No Enablement.xlsx | PSE | 20 | Winter | Peak | 4 | C&I CPP-No Enablement | 0 | 0 | 0 | 0 | 0 | 0 | 0 | 0 | 0 | 0 | 0 | 0 | 0 | 0 | 0 | 0 | 0 | 0 | 0 | 0 | 0 | 0 | 0 | 0 | 0 | [10 empty] | 0 | 0 | 0 | 0 | 0 | 0 | 0 | 0 | 0 | 0 | 0 | 0 | 0 | 0 | 0 | 0 | 0 | 0 | 0 | 0 | 0 | 0 | 0 | 0 | 0 | 0 | 0 | 0 | 0 | 0
C&I CPP-No Enablement_PSE_Winter_9.26.2018_12.53.47 PM.xlsx | Inputs_endUseLoadShapes_PSE.xlsx | Inputs_Global_PSE.xlsx | Inputs_Product_C&I CPP-No Enablement.xlsx | PSE | 20 | Winter | Peak | 4 | C&I CPP-No Enablement | Commercial | Hospital | 56.3901 | 0 | 0 | 0.037671 | 0.038881 | 0.039104 | 0.040189 | 0.041933 | 0.042543 | 0.042908 | 0.043195 | 0.043373 | 0.044166 | 0.045285 | 0.046147 | 0.046976 | 0.047959 | 0.049231 | 0.050459 | 0.051826 | 0.052842 | 0.053964 | 0.055252 | [10 empty] | 0 | 0 | 0 | 0 | 0 | 0 | 0 | 0 | 0 | 0 | 0 | 0 | 0 | 0 | 0 | 0 | 0 | 0 | 0 | 0 | 0 | 0 | 0 | 0 | 0 | 0 | 0 | 0 | 0 | 0
C&I CPP-No Enablement_PSE_Winter_9.26.2018_12.53.47 PM.xlsx | Inputs_endUseLoadShapes_PSE.xlsx | Inputs_Global_PSE.xlsx | Inputs_Product_C&I CPP-No Enablement.xlsx | PSE | 20 | Winter | Peak | 4 | C&I CPP-No Enablement | Commercial | Large Office | 259.0812 | 0 | 0 | 0.19599 | 0.20229 | 0.20345 | 0.20909 | 0.21816 | 0.22134 | 0.22324 | 0.22473 | 0.22566 | 0.22978 | 0.2356 | 0.24009 | 0.2444 | 0.24952 | 0.25613 | 0.26252 | 0.26963 | 0.27492 | 0.28076 | 0.28746 | [10 empty] | 0 | 0 | 0 | 0 | 0 | 0 | 0 | 0 | 0 | 0 | 0 | 0 | 0 | 0 | 0 | 0 | 0 | 0 | 0 | 0 | 0 | 0 | 0 | 0 | 0 | 0 | 0 | 0 | 0 | 0
C&I CPP-No Enablement_PSE_Winter_9.26.2018_12.53.47 PM.xlsx | Inputs_endUseLoadShapes_PSE.xlsx | Inputs_Global_PSE.xlsx | Inputs_Product_C&I CPP-No Enablement.xlsx | PSE | 20 | Winter | Peak | 4 | C&I CPP-No Enablement | Commercial | Large Retail | 56.0608 | 0 | 0 | 0.040407 | 0.041705 | 0.041944 | 0.043108 | 0.044979 | 0.045633 | 0.046024 | 0.046332 | 0.046523 | 0.047374 | 0.048574 | 0.049498 | 0.050388 | 0.051443 | 0.052807 | 0.054124 | 0.05559 | 0.056679 | 0.057883 | 0.059265 | [10 empty] | 0 | 0 | 0 | 0 | 0 | 0 | 0 | 0 | 0 | 0 | 0 | 0 | 0 | 0 | 0 | 0 | 0 | 0 | 0 | 0 | 0 | 0 | 0 | 0 | 0 | 0 | 0 | 0 | 0 | 0
C&I CPP-No Enablement_PSE_Winter_9.26.2018_12.53.47 PM.xlsx | Inputs_endUseLoadShapes_PSE.xlsx | Inputs_Global_PSE.xlsx | Inputs_Product_C&I CPP-No Enablement.xlsx | PSE | 20 | Winter | Peak | 4 | C&I CPP-No Enablement | Commercial | Lodging | 64.0096 | 0 | 0 | 0.039653 | 0.040927 | 0.041162 | 0.042304 | 0.04414 | 0.044782 | 0.045166 | 0.045468 | 0.045655 | 0.04649 | 0.047668 | 0.048575 | 0.049448 | 0.050483 | 0.051822 | 0.053114 | 0.054553 | 0.055622 | 0.056803 | 0.058159 | [10 empty] | 0 | 0 | 0 | 0 | 0 | 0 | 0 | 0 | 0 | 0 | 0 | 0 | 0 | 0 | 0 | 0 | 0 | 0 | 0 | 0 | 0 | 0 | 0 | 0 | 0 | 0 | 0 | 0 | 0 | 0
C&I CPP-No Enablement_PSE_Winter_9.26.2018_12.53.47 PM.xlsx | Inputs_endUseLoadShapes_PSE.xlsx | Inputs_Global_PSE.xlsx | Inputs_Product_C&I CPP-No Enablement.xlsx | PSE | 20 | Winter | Peak | 4 | C&I CPP-No Enablement | Commercial | Medium Office | 242.2365 | 147.7643 | 7.3882 | 0.15251 | 0.15741 | 0.15831 | 0.1627 | 0.16976 | 0.17223 | 0.17371 | 0.17487 | 0.17559 | 0.1788 | 0.18333 | 0.18682 | 0.19018 | 0.19416 | 0.19931 | 0.20428 | 0.20981 | 0.21393 | 0.21847 | 0.22368 | [10 empty] | 1020.368 | 1037.2634 | 1053.9172 | 1072.2488 | 1091.6018 | 1111.1263 | 1130.2575 | 1149.2978 | 1168.6698 | 1188.2573 | 1208.1308 | 1228.268 | 1248.4561 | 1268.7535 | 1289.3909 | 1310.4681 | 1331.865 | 1353.6603 | 1375.8326 | 1398.1064 | 0 | 0 | 0 | 0 | 0 | 0 | 0 | 0 | 0 | 0
C&I CPP-No Enablement_PSE_Winter_9.26.2018_12.53.47 PM.xlsx | Inputs_endUseLoadShapes_PSE.xlsx | Inputs_Global_PSE.xlsx | Inputs_Product_C&I CPP-No Enablement.xlsx | PSE | 20 | Winter | Peak | 4 | C&I CPP-No Enablement | Commercial | Medium Retail | 83.438 | 69.2535 | 3.4627 | 0.060172 | 0.062105 | 0.062461 | 0.064195 | 0.06698 | 0.067955 | 0.068537 | 0.068995 | 0.06928 | 0.070547 | 0.072333 | 0.073711 | 0.075035 | 0.076606 | 0.078637 | 0.080599 | 0.082781 | 0.084404 | 0.086197 | 0.088254 | [10 empty] | 547.779 | 556.8491 | 565.7896 | 575.6309 | 586.0204 | 596.5021 | 606.7725 | 616.9942 | 627.394 | 637.9094 | 648.5784 | 659.3889 | 670.2268 | 681.1233 | 692.2024 | 703.5176 | 715.0044 | 726.7051 | 738.6081 | 750.5657 | 0 | 0 | 0 | 0 | 0 | 0 | 0 | 0 | 0 | 0
C&I CPP-No Enablement_PSE_Winter_9.26.2018_12.53.47 PM.xlsx | Inputs_endUseLoadShapes_PSE.xlsx | Inputs_Global_PSE.xlsx | Inputs_Product_C&I CPP-No Enablement.xlsx | PSE | 20 | Winter | Peak | 4 | C&I CPP-No Enablement | Commercial | Other and Assembly | 327.1167 | 0 | 0 | 0.20035 | 0.20679 | 0.20797 | 0.21374 | 0.22302 | 0.22626 | 0.2282 | 0.22973 | 0.23068 | 0.23489 | 0.24084 | 0.24543 | 0.24984 | 0.25507 | 0.26183 | 0.26836 | 0.27563 | 0.28103 | 0.287 | 0.29385 | [10 empty] | 0 | 0 | 0 | 0 | 0 | 0 | 0 | 0 | 0 | 0 | 0 | 0 | 0 | 0 | 0 | 0 | 0 | 0 | 0 | 0 | 0 | 0 | 0 | 0 | 0 | 0 | 0 | 0 | 0 | 0
C&I CPP-No Enablement_PSE_Winter_9.26.2018_12.53.47 PM.xlsx | Inputs_endUseLoadShapes_PSE.xlsx | Inputs_Global_PSE.xlsx | Inputs_Product_C&I CPP-No Enablement.xlsx | PSE | 20 | Winter | Peak | 4 | C&I CPP-No Enablement | Commercial | Residential Care | 21.5658 | 0 | 0 | 0.014359 | 0.01482 | 0.014905 | 0.015319 | 0.015983 | 0.016216 | 0.016355 | 0.016464 | 0.016532 | 0.016835 | 0.017261 | 0.01759 | 0.017906 | 0.01828 | 0.018765 | 0.019233 | 0.019754 | 0.020141 | 0.020569 | 0.02106 | [10 empty] | 0 | 0 | 0 | 0 | 0 | 0 | 0 | 0 | 0 | 0 | 0 | 0 | 0 | 0 | 0 | 0 | 0 | 0 | 0 | 0 | 0 | 0 | 0 | 0 | 0 | 0 | 0 | 0 | 0 | 0
C&I CPP-No Enablement_PSE_Winter_9.26.2018_12.53.47 PM.xlsx | Inputs_endUseLoadShapes_PSE.xlsx | Inputs_Global_PSE.xlsx | Inputs_Product_C&I CPP-No Enablement.xlsx | PSE | 20 | Winter | Peak | 4 | C&I CPP-No Enablement | Commercial | Restaurant | 93.7598 | 0 | 0 | 0.064878 | 0.066963 | 0.067347 | 0.069216 | 0.072219 | 0.07327 | 0.073898 | 0.074392 | 0.074699 | 0.076064 | 0.077991 | 0.079476 | 0.080904 | 0.082597 | 0.084788 | 0.086903 | 0.089256 | 0.091006 | 0.092939 | 0.095157 | [10 empty] | 0 | 0 | 0 | 0 | 0 | 0 | 0 | 0 | 0 | 0 | 0 | 0 | 0 | 0 | 0 | 0 | 0 | 0 | 0 | 0 | 0 | 0 | 0 | 0 | 0 | 0 | 0 | 0 | 0 | 0
C&I CPP-No Enablement_PSE_Winter_9.26.2018_12.53.47 PM.xlsx | Inputs_endUseLoadShapes_PSE.xlsx | Inputs_Global_PSE.xlsx | Inputs_Product_C&I CPP-No Enablement.xlsx | PSE | 20 | Winter | Peak | 4 | C&I CPP-No Enablement | Commercial | School K-12 | 102.6773 | 0 | 0 | 0.067662 | 0.069836 | 0.070236 | 0.072185 | 0.075317 | 0.076413 | 0.077068 | 0.077584 | 0.077904 | 0.079328 | 0.081337 | 0.082886 | 0.084376 | 0.086141 | 0.088425 | 0.090631 | 0.093086 | 0.09491 | 0.096926 | 0.09924 | [10 empty] | 0 | 0 | 0 | 0 | 0 | 0 | 0 | 0 | 0 | 0 | 0 | 0 | 0 | 0 | 0 | 0 | 0 | 0 | 0 | 0 | 0 | 0 | 0 | 0 | 0 | 0 | 0 | 0 | 0 | 0
C&I CPP-No Enablement_PSE_Winter_9.26.2018_12.53.47 PM.xlsx | Inputs_endUseLoadShapes_PSE.xlsx | Inputs_Global_PSE.xlsx | Inputs_Product_C&I CPP-No Enablement.xlsx | PSE | 20 | Winter | Peak | 4 | C&I CPP-No Enablement | Commercial | Small Office | 206.2795 | 125.8305 | 6.2915 | 0.12987 | 0.13404 | 0.13481 | 0.13855 | 0.14456 | 0.14667 | 0.14793 | 0.14891 | 0.14953 | 0.15226 | 0.15612 | 0.15909 | 0.16195 | 0.16534 | 0.16972 | 0.17396 | 0.17867 | 0.18217 | 0.18604 | 0.19048 | [10 empty] | 868.9068 | 883.2943 | 897.476 | 913.0865 | 929.5668 | 946.1932 | 962.4846 | 978.6985 | 995.195 | 1011.875 | 1028.7985 | 1045.9466 | 1063.138 | 1080.4225 | 1097.9965 | 1115.9451 | 1134.1658 | 1152.7259 | 1171.607 | 1190.5746 | 0 | 0 | 0 | 0 | 0 | 0 | 0 | 0 | 0 | 0
C&I CPP-No Enablement_PSE_Winter_9.26.2018_12.53.47 PM.xlsx | Inputs_endUseLoadShapes_PSE.xlsx | Inputs_Global_PSE.xlsx | Inputs_Product_C&I CPP-No Enablement.xlsx | PSE | 20 | Winter | Peak | 4 | C&I CPP-No Enablement | Commercial | Small Retail | 18.0417 | 14.9746 | 0.74873 | 0.013006 | 0.013424 | 0.013501 | 0.013875 | 0.014477 | 0.014688 | 0.014814 | 0.014913 | 0.014974 | 0.015248 | 0.015634 | 0.015932 | 0.016218 | 0.016558 | 0.016997 | 0.017421 | 0.017893 | 0.018243 | 0.018631 | 0.019076 | [10 empty] | 118.3983 | 120.3588 | 122.2912 | 124.4183 | 126.6639 | 128.9295 | 131.1493 | 133.3587 | 135.6065 | 137.8793 | 140.1854 | 142.522 | 144.8645 | 147.2197 | 149.6144 | 152.0601 | 154.5429 | 157.0719 | 159.6446 | 162.2292 | 0 | 0 | 0 | 0 | 0 | 0 | 0 | 0 | 0 | 0
C&I CPP-No Enablement_PSE_Winter_9.26.2018_12.53.47 PM.xlsx | Inputs_endUseLoadShapes_PSE.xlsx | Inputs_Global_PSE.xlsx | Inputs_Product_C&I CPP-No Enablement.xlsx | PSE | 20 | Winter | Peak | 4 | C&I CPP-No Enablement | Commercial | Supermarket and MiniMart | 104.4353 | 0 | 0 | 0.078038 | 0.080546 | 0.081007 | 0.083255 | 0.086868 | 0.088132 | 0.088887 | 0.089482 | 0.089851 | 0.091493 | 0.093811 | 0.095597 | 0.097315 | 0.099352 | 0.10199 | 0.10453 | 0.10736 | 0.10947 | 0.11179 | 0.11446 | [10 empty] | 0 | 0 | 0 | 0 | 0 | 0 | 0 | 0 | 0 | 0 | 0 | 0 | 0 | 0 | 0 | 0 | 0 | 0 | 0 | 0 | 0 | 0 | 0 | 0 | 0 | 0 | 0 | 0 | 0 | 0
C&I CPP-No Enablement_PSE_Winter_9.26.2018_12.53.47 PM.xlsx | Inputs_endUseLoadShapes_PSE.xlsx | Inputs_Global_PSE.xlsx | Inputs_Product_C&I CPP-No Enablement.xlsx | PSE | 20 | Winter | Peak | 4 | C&I CPP-No Enablement | Commercial | University | 43.4191 | 0 | 0 | 0.026826 | 0.027688 | 0.027847 | 0.028619 | 0.029861 | 0.030296 | 0.030555 | 0.03076 | 0.030887 | 0.031451 | 0.032248 | 0.032862 | 0.033453 | 0.034153 | 0.035058 | 0.035933 | 0.036906 | 0.037629 | 0.038429 | 0.039346 | [10 empty] | 0 | 0 | 0 | 0 | 0 | 0 | 0 | 0 | 0 | 0 | 0 | 0 | 0 | 0 | 0 | 0 | 0 | 0 | 0 | 0 | 0 | 0 | 0 | 0 | 0 | 0 | 0 | 0 | 0 | 0
C&I CPP-No Enablement_PSE_Winter_9.26.2018_12.53.47 PM.xlsx | Inputs_endUseLoadShapes_PSE.xlsx | Inputs_Global_PSE.xlsx | Inputs_Product_C&I CPP-No Enablement.xlsx | PSE | 20 | Winter | Peak | 4 | C&I CPP-No Enablement | Commercial | Warehouse | 102.3136 | 0 | 0 | 0.070008 | 0.072257 | 0.072671 | 0.074688 | 0.077928 | 0.079062 | 0.07974 | 0.080273 | 0.080605 | 0.082078 | 0.084157 | 0.085759 | 0.087301 | 0.089128 | 0.091491 | 0.093773 | 0.096313 | 0.0982 | 0.10029 | 0.10268 | [10 empty] | 0 | 0 | 0 | 0 | 0 | 0 | 0 | 0 | 0 | 0 | 0 | 0 | 0 | 0 | 0 | 0 | 0 | 0 | 0 | 0 | 0 | 0 | 0 | 0 | 0 | 0 | 0 | 0 | 0 | 0
C&I CPP-No Enablement_PSE_Winter_9.26.2018_12.53.47 PM.xlsx | Inputs_endUseLoadShapes_PSE.xlsx | Inputs_Global_PSE.xlsx | Inputs_Product_C&I CPP-No Enablement.xlsx | PSE | 20 | Winter | Peak | 4 | C&I CPP-No Enablement | Commercial | Xlarge Retail | 41.1584 | 0 | 0 | 0.028426 | 0.02934 | 0.029508 | 0.030327 | 0.031643 | 0.032103 | 0.032378 | 0.032595 | 0.032729 | 0.033328 | 0.034172 | 0.034822 | 0.035448 | 0.03619 | 0.03715 | 0.038076 | 0.039107 | 0.039874 | 0.040721 | 0.041693 | [10 empty] | 0 | 0 | 0 | 0 | 0 | 0 | 0 | 0 | 0 | 0 | 0 | 0 | 0 | 0 | 0 | 0 | 0 | 0 | 0 | 0 | 0 | 0 | 0 | 0 | 0 | 0 | 0 | 0 | 0 | 0
C&I CPP-No Enablement_PSE_Winter_9.26.2018_12.53.47 PM.xlsx | Inputs_endUseLoadShapes_PSE.xlsx | Inputs_Global_PSE.xlsx | Inputs_Product_C&I CPP-No Enablement.xlsx | PSE | 20 | Winter | Peak | 4 | C&I CPP-No Enablement | Industrial | Mechanical Pulp | 0 | 0 | 0 | 0 | 0 | 0 | 0 | 0 | 0 | 0 | 0 | 0 | 0 | 0 | 0 | 0 | 0 | 0 | 0 | 0 | 0 | 0 | 0 | [10 empty] | 0 | 0 | 0 | 0 | 0 | 0 | 0 | 0 | 0 | 0 | 0 | 0 | 0 | 0 | 0 | 0 | 0 | 0 | 0 | 0 | 0 | 0 | 0 | 0 | 0 | 0 | 0 | 0 | 0 | 0
C&I CPP-No Enablement_PSE_Winter_9.26.2018_12.53.47 PM.xlsx | Inputs_endUseLoadShapes_PSE.xlsx | Inputs_Global_PSE.xlsx | Inputs_Product_C&I CPP-No Enablement.xlsx | PSE | 20 | Winter | Peak | 4 | C&I CPP-No Enablement | Industrial | Kraft Pulp | 0 | 0 | 0 | 0 | 0 | 0 | 0 | 0 | 0 | 0 | 0 | 0 | 0 | 0 | 0 | 0 | 0 | 0 | 0 | 0 | 0 | 0 | 0 | [10 empty] | 0 | 0 | 0 | 0 | 0 | 0 | 0 | 0 | 0 | 0 | 0 | 0 | 0 | 0 | 0 | 0 | 0 | 0 | 0 | 0 | 0 | 0 | 0 | 0 | 0 | 0 | 0 | 0 | 0 | 0
C&I CPP-No Enablement_PSE_Winter_9.26.2018_12.53.47 PM.xlsx | Inputs_endUseLoadShapes_PSE.xlsx | Inputs_Global_PSE.xlsx | Inputs_Product_C&I CPP-No Enablement.xlsx | PSE | 20 | Winter | Peak | 4 | C&I CPP-No Enablement | Industrial | Paper | 0 | 0 | 0 | 0 | 0 | 0 | 0 | 0 | 0 | 0 | 0 | 0 | 0 | 0 | 0 | 0 | 0 | 0 | 0 | 0 | 0 | 0 | 0 | [10 empty] | 0 | 0 | 0 | 0 | 0 | 0 | 0 | 0 | 0 | 0 | 0 | 0 | 0 | 0 | 0 | 0 | 0 | 0 | 0 | 0 | 0 | 0 | 0 | 0 | 0 | 0 | 0 | 0 | 0 | 0
C&I CPP-No Enablement_PSE_Winter_9.26.2018_12.53.47 PM.xlsx | Inputs_endUseLoadShapes_PSE.xlsx | Inputs_Global_PSE.xlsx | Inputs_Product_C&I CPP-No Enablement.xlsx | PSE | 20 | Winter | Peak | 4 | C&I CPP-No Enablement | Industrial | Foundries | 0 | 0 | 0 | 0 | 0 | 0 | 0 | 0 | 0 | 0 | 0 | 0 | 0 | 0 | 0 | 0 | 0 | 0 | 0 | 0 | 0 | 0 | 0 | [10 empty] | 0 | 0 | 0 | 0 | 0 | 0 | 0 | 0 | 0 | 0 | 0 | 0 | 0 | 0 | 0 | 0 | 0 | 0 | 0 | 0 | 0 | 0 | 0 | 0 | 0 | 0 | 0 | 0 | 0 | 0
C&I CPP-No Enablement_PSE_Winter_9.26.2018_12.53.47 PM.xlsx | Inputs_endUseLoadShapes_PSE.xlsx | Inputs_Global_PSE.xlsx | Inputs_Product_C&I CPP-No Enablement.xlsx | PSE | 20 | Winter | Peak | 4 | C&I CPP-No Enablement | Industrial | Frozen Food | 0 | 0 | 0 | 0 | 0 | 0 | 0 | 0 | 0 | 0 | 0 | 0 | 0 | 0 | 0 | 0 | 0 | 0 | 0 | 0 | 0 | 0 | 0 | [10 empty] | 0 | 0 | 0 | 0 | 0 | 0 | 0 | 0 | 0 | 0 | 0 | 0 | 0 | 0 | 0 | 0 | 0 | 0 | 0 | 0 | 0 | 0 | 0 | 0 | 0 | 0 | 0 | 0 | 0 | 0
C&I CPP-No Enablement_PSE_Winter_9.26.2018_12.53.47 PM.xlsx | Inputs_endUseLoadShapes_PSE.xlsx | Inputs_Global_PSE.xlsx | Inputs_Product_C&I CPP-No Enablement.xlsx | PSE | 20 | Winter | Peak | 4 | C&I CPP-No Enablement | Industrial | Other Food | 0 | 0 | 0 | 0 | 0 | 0 | 0 | 0 | 0 | 0 | 0 | 0 | 0 | 0 | 0 | 0 | 0 | 0 | 0 | 0 | 0 | 0 | 0 | [10 empty] | 0 | 0 | 0 | 0 | 0 | 0 | 0 | 0 | 0 | 0 | 0 | 0 | 0 | 0 | 0 | 0 | 0 | 0 | 0 | 0 | 0 | 0 | 0 | 0 | 0 | 0 | 0 | 0 | 0 | 0
C&I CPP-No Enablement_PSE_Winter_9.26.2018_12.53.47 PM.xlsx | Inputs_endUseLoadShapes_PSE.xlsx | Inputs_Global_PSE.xlsx | Inputs_Product_C&I CPP-No Enablement.xlsx | PSE | 20 | Winter | Peak | 4 | C&I CPP-No Enablement | Industrial | Wood - Lumber | 0 | 0 | 0 | 0 | 0 | 0 | 0 | 0 | 0 | 0 | 0 | 0 | 0 | 0 | 0 | 0 | 0 | 0 | 0 | 0 | 0 | 0 | 0 | [10 empty] | 0 | 0 | 0 | 0 | 0 | 0 | 0 | 0 | 0 | 0 | 0 | 0 | 0 | 0 | 0 | 0 | 0 | 0 | 0 | 0 | 0 | 0 | 0 | 0 | 0 | 0 | 0 | 0 | 0 | 0
C&I CPP-No Enablement_PSE_Winter_9.26.2018_12.53.47 PM.xlsx | Inputs_endUseLoadShapes_PSE.xlsx | Inputs_Global_PSE.xlsx | Inputs_Product_C&I CPP-No Enablement.xlsx | PSE | 20 | Winter | Peak | 4 | C&I CPP-No Enablement | Industrial | Wood - Panel | 0 | 0 | 0 | 0 | 0 | 0 | 0 | 0 | 0 | 0 | 0 | 0 | 0 | 0 | 0 | 0 | 0 | 0 | 0 | 0 | 0 | 0 | 0 | [10 empty] | 0 | 0 | 0 | 0 | 0 | 0 | 0 | 0 | 0 | 0 | 0 | 0 | 0 | 0 | 0 | 0 | 0 | 0 | 0 | 0 | 0 | 0 | 0 | 0 | 0 | 0 | 0 | 0 | 0 | 0
C&I CPP-No Enablement_PSE_Winter_9.26.2018_12.53.47 PM.xlsx | Inputs_endUseLoadShapes_PSE.xlsx | Inputs_Global_PSE.xlsx | Inputs_Product_C&I CPP-No Enablement.xlsx | PSE | 20 | Winter | Peak | 4 | C&I CPP-No Enablement | Industrial | Wood - Other | 0 | 0 | 0 | 0 | 0 | 0 | 0 | 0 | 0 | 0 | 0 | 0 | 0 | 0 | 0 | 0 | 0 | 0 | 0 | 0 | 0 | 0 | 0 | [10 empty] | 0 | 0 | 0 | 0 | 0 | 0 | 0 | 0 | 0 | 0 | 0 | 0 | 0 | 0 | 0 | 0 | 0 | 0 | 0 | 0 | 0 | 0 | 0 | 0 | 0 | 0 | 0 | 0 | 0 | 0
C&I CPP-No Enablement_PSE_Winter_9.26.2018_12.53.47 PM.xlsx | Inputs_endUseLoadShapes_PSE.xlsx | Inputs_Global_PSE.xlsx | Inputs_Product_C&I CPP-No Enablement.xlsx | PSE | 20 | Winter | Peak | 4 | C&I CPP-No Enablement | Industrial | Sugar | 0 | 0 | 0 | 0 | 0 | 0 | 0 | 0 | 0 | 0 | 0 | 0 | 0 | 0 | 0 | 0 | 0 | 0 | 0 | 0 | 0 | 0 | 0 | [10 empty] | 0 | 0 | 0 | 0 | 0 | 0 | 0 | 0 | 0 | 0 | 0 | 0 | 0 | 0 | 0 | 0 | 0 | 0 | 0 | 0 | 0 | 0 | 0 | 0 | 0 | 0 | 0 | 0 | 0 | 0
C&I CPP-No Enablement_PSE_Winter_9.26.2018_12.53.47 PM.xlsx | Inputs_endUseLoadShapes_PSE.xlsx | Inputs_Global_PSE.xlsx | Inputs_Product_C&I CPP-No Enablement.xlsx | PSE | 20 | Winter | Peak | 4 | C&I CPP-No Enablement | Industrial | Hi Tech - Chip Fab | 0 | 0 | 0 | 0 | 0 | 0 | 0 | 0 | 0 | 0 | 0 | 0 | 0 | 0 | 0 | 0 | 0 | 0 | 0 | 0 | 0 | 0 | 0 | [10 empty] | 0 | 0 | 0 | 0 | 0 | 0 | 0 | 0 | 0 | 0 | 0 | 0 | 0 | 0 | 0 | 0 | 0 | 0 | 0 | 0 | 0 | 0 | 0 | 0 | 0 | 0 | 0 | 0 | 0 | 0
C&I CPP-No Enablement_PSE_Winter_9.26.2018_12.53.47 PM.xlsx | Inputs_endUseLoadShapes_PSE.xlsx | Inputs_Global_PSE.xlsx | Inputs_Product_C&I CPP-No Enablement.xlsx | PSE | 20 | Winter | Peak | 4 | C&I CPP-No Enablement | Industrial | Hi Tech - Silicon | 0 | 0 | 0 | 0 | 0 | 0 | 0 | 0 | 0 | 0 | 0 | 0 | 0 | 0 | 0 | 0 | 0 | 0 | 0 | 0 | 0 | 0 | 0 | [10 empty] | 0 | 0 | 0 | 0 | 0 | 0 | 0 | 0 | 0 | 0 | 0 | 0 | 0 | 0 | 0 | 0 | 0 | 0 | 0 | 0 | 0 | 0 | 0 | 0 | 0 | 0 | 0 | 0 | 0 | 0
C&I CPP-No Enablement_PSE_Winter_9.26.2018_12.53.47 PM.xlsx | Inputs_endUseLoadShapes_PSE.xlsx | Inputs_Global_PSE.xlsx | Inputs_Product_C&I CPP-No Enablement.xlsx | PSE | 20 | Winter | Peak | 4 | C&I CPP-No Enablement | Industrial | Metal Fab | 0 | 0 | 0 | 0 | 0 | 0 | 0 | 0 | 0 | 0 | 0 | 0 | 0 | 0 | 0 | 0 | 0 | 0 | 0 | 0 | 0 | 0 | 0 | [10 empty] | 0 | 0 | 0 | 0 | 0 | 0 | 0 | 0 | 0 | 0 | 0 | 0 | 0 | 0 | 0 | 0 | 0 | 0 | 0 | 0 | 0 | 0 | 0 | 0 | 0 | 0 | 0 | 0 | 0 | 0
C&I CPP-No Enablement_PSE_Winter_9.26.2018_12.53.47 PM.xlsx | Inputs_endUseLoadShapes_PSE.xlsx | Inputs_Global_PSE.xlsx | Inputs_Product_C&I CPP-No Enablement.xlsx | PSE | 20 | Winter | Peak | 4 | C&I CPP-No Enablement | Industrial | Transportation, Equip | 0 | 0 | 0 | 0 | 0 | 0 | 0 | 0 | 0 | 0 | 0 | 0 | 0 | 0 | 0 | 0 | 0 | 0 | 0 | 0 | 0 | 0 | 0 | [10 empty] | 0 | 0 | 0 | 0 | 0 | 0 | 0 | 0 | 0 | 0 | 0 | 0 | 0 | 0 | 0 | 0 | 0 | 0 | 0 | 0 | 0 | 0 | 0 | 0 | 0 | 0 | 0 | 0 | 0 | 0
C&I CPP-No Enablement_PSE_Winter_9.26.2018_12.53.47 PM.xlsx | Inputs_endUseLoadShapes_PSE.xlsx | Inputs_Global_PSE.xlsx | Inputs_Product_C&I CPP-No Enablement.xlsx | PSE | 20 | Winter | Peak | 4 | C&I CPP-No Enablement | Industrial | Refinery | 0.80728 | 0 | 0 | 0 | 0 | 0 | 0 | 0 | 0 | 0 | 0 | 0 | 0 | 0 | 0 | 0 | 0 | 0 | 0 | 0 | 0 | 0 | 0 | [10 empty] | 0 | 0 | 0 | 0 | 0 | 0 | 0 | 0 | 0 | 0 | 0 | 0 | 0 | 0 | 0 | 0 | 0 | 0 | 0 | 0 | 0 | 0 | 0 | 0 | 0 | 0 | 0 | 0 | 0 | 0
C&I CPP-No Enablement_PSE_Winter_9.26.2018_12.53.47 PM.xlsx | Inputs_endUseLoadShapes_PSE.xlsx | Inputs_Global_PSE.xlsx | Inputs_Product_C&I CPP-No Enablement.xlsx | PSE | 20 | Winter | Peak | 4 | C&I CPP-No Enablement | Industrial | Cold Storage | 2.5436 | 0 | 0 | 0 | 0 | 0 | 0 | 0 | 0 | 0 | 0 | 0 | 0 | 0 | 0 | 0 | 0 | 0 | 0 | 0 | 0 | 0 | 0 | [10 empty] | 0 | 0 | 0 | 0 | 0 | 0 | 0 | 0 | 0 | 0 | 0 | 0 | 0 | 0 | 0 | 0 | 0 | 0 | 0 | 0 | 0 | 0 | 0 | 0 | 0 | 0 | 0 | 0 | 0 | 0
C&I CPP-No Enablement_PSE_Winter_9.26.2018_12.53.47 PM.xlsx | Inputs_endUseLoadShapes_PSE.xlsx | Inputs_Global_PSE.xlsx | Inputs_Product_C&I CPP-No Enablement.xlsx | PSE | 20 | Winter | Peak | 4 | C&I CPP-No Enablement | Industrial | Fruit Storage | 0.00034481 | 0 | 0 | 0 | 0 | 0 | 0 | 0 | 0 | 0 | 0 | 0 | 0 | 0 | 0 | 0 | 0 | 0 | 0 | 0 | 0 | 0 | 0 | [10 empty] | 0 | 0 | 0 | 0 | 0 | 0 | 0 | 0 | 0 | 0 | 0 | 0 | 0 | 0 | 0 | 0 | 0 | 0 | 0 | 0 | 0 | 0 | 0 | 0 | 0 | 0 | 0 | 0 | 0 | 0
C&I CPP-No Enablement_PSE_Winter_9.26.2018_12.53.47 PM.xlsx | Inputs_endUseLoadShapes_PSE.xlsx | Inputs_Global_PSE.xlsx | Inputs_Product_C&I CPP-No Enablement.xlsx | PSE | 20 | Winter | Peak | 4 | C&I CPP-No Enablement | Industrial | Chemical | 5.4314 | 0 | 0 | 0 | 0 | 0 | 0 | 0 | 0 | 0 | 0 | 0 | 0 | 0 | 0 | 0 | 0 | 0 | 0 | 0 | 0 | 0 | 0 | [10 empty] | 0 | 0 | 0 | 0 | 0 | 0 | 0 | 0 | 0 | 0 | 0 | 0 | 0 | 0 | 0 | 0 | 0 | 0 | 0 | 0 | 0 | 0 | 0 | 0 | 0 | 0 | 0 | 0 | 0 | 0
C&I CPP-No Enablement_PSE_Winter_9.26.2018_12.53.47 PM.xlsx | Inputs_endUseLoadShapes_PSE.xlsx | Inputs_Global_PSE.xlsx | Inputs_Product_C&I CPP-No Enablement.xlsx | PSE | 20 | Winter | Peak | 4 | C&I CPP-No Enablement | Industrial | Misc Manf | 0 | 0 | 0 | 0 | 0 | 0 | 0 | 0 | 0 | 0 | 0 | 0 | 0 | 0 | 0 | 0 | 0 | 0 | 0 | 0 | 0 | 0 | 0 | [10 empty] | 0 | 0 | 0 | 0 | 0 | 0 | 0 | 0 | 0 | 0 | 0 | 0 | 0 | 0 | 0 | 0 | 0 | 0 | 0 | 0 | 0 | 0 | 0 | 0 | 0 | 0 | 0 | 0 | 0 | 0
C&I CPP-No Enablement_PSE_Winter_9.26.2018_12.53.47 PM.xlsx | Inputs_endUseLoadShapes_PSE.xlsx | Inputs_Global_PSE.xlsx | Inputs_Product_C&I CPP-No Enablement.xlsx | PSE | 20 | Winter | Peak | 4 | C&I CPP-No Enablement | Residential | Single Family | 1628.0145 | 0 | 0 | 0 | 0 | 0 | 0 | 0 | 0 | 0 | 0 | 0 | 0 | 0 | 0 | 0 | 0 | 0 | 0 | 0 | 0 | 0 | 0 | [10 empty] | 0 | 0 | 0 | 0 | 0 | 0 | 0 | 0 | 0 | 0 | 0 | 0 | 0 | 0 | 0 | 0 | 0 | 0 | 0 | 0 | 0 | 0 | 0 | 0 | 0 | 0 | 0 | 0 | 0 | 0
C&I CPP-No Enablement_PSE_Winter_9.26.2018_12.53.47 PM.xlsx | Inputs_endUseLoadShapes_PSE.xlsx | Inputs_Global_PSE.xlsx | Inputs_Product_C&I CPP-No Enablement.xlsx | PSE | 20 | Winter | Peak | 4 | C&I CPP-No Enablement | Residential | Multifamily Low-Rise | 331.2956 | 0 | 0 | 0 | 0 | 0 | 0 | 0 | 0 | 0 | 0 | 0 | 0 | 0 | 0 | 0 | 0 | 0 | 0 | 0 | 0 | 0 | 0 | [10 empty] | 0 | 0 | 0 | 0 | 0 | 0 | 0 | 0 | 0 | 0 | 0 | 0 | 0 | 0 | 0 | 0 | 0 | 0 | 0 | 0 | 0 | 0 | 0 | 0 | 0 | 0 | 0 | 0 | 0 | 0
C&I CPP-No Enablement_PSE_Winter_9.26.2018_12.53.47 PM.xlsx | Inputs_endUseLoadShapes_PSE.xlsx | Inputs_Global_PSE.xlsx | Inputs_Product_C&I CPP-No Enablement.xlsx | PSE | 20 | Winter | Peak | 4 | C&I CPP-No Enablement | Residential | Multifamily High-Rise | 60.3694 | 0 | 0 | 0 | 0 | 0 | 0 | 0 | 0 | 0 | 0 | 0 | 0 | 0 | 0 | 0 | 0 | 0 | 0 | 0 | 0 | 0 | 0 | [10 empty] | 0 | 0 | 0 | 0 | 0 | 0 | 0 | 0 | 0 | 0 | 0 | 0 | 0 | 0 | 0 | 0 | 0 | 0 | 0 | 0 | 0 | 0 | 0 | 0 | 0 | 0 | 0 | 0 | 0 | 0
C&I CPP-No Enablement_PSE_Winter_9.26.2018_12.53.47 PM.xlsx | Inputs_endUseLoadShapes_PSE.xlsx | Inputs_Global_PSE.xlsx | Inputs_Product_C&I CPP-No Enablement.xlsx | PSE | 20 | Winter | Peak | 4 | C&I CPP-No Enablement | Residential | Manufactured | 136.2338 | 0 | 0 | 0 | 0 | 0 | 0 | 0 | 0 | 0 | 0 | 0 | 0 | 0 | 0 | 0 | 0 | 0 | 0 | 0 | 0 | 0 | 0 | [10 empty] | 0 | 0 | 0 | 0 | 0 | 0 | 0 | 0 | 0 | 0 | 0 | 0 | 0 | 0 | 0 | 0 | 0 | 0 | 0 | 0 | 0 | 0 | 0 | 0 | 0 | 0 | 0 | 0 | 0 | 0
C&I CPP-No Enablement_PSE_Winter_9.26.2018_12.53.47 PM.xlsx | Inputs_endUseLoadShapes_PSE.xlsx | Inputs_Global_PSE.xlsx | Inputs_Product_C&I CPP-No Enablement.xlsx | PSE | 20 | Winter | Peak | 4 | C&I CPP-No Enablement | 0 | 0 | 0 | 0 | 0 | 0 | 0 | 0 | 0 | 0 | 0 | 0 | 0 | 0 | 0 | 0 | 0 | 0 | 0 | 0 | 0 | 0 | 0 | 0 | 0 | [10 empty] | 0 | 0 | 0 | 0 | 0 | 0 | 0 | 0 | 0 | 0 | 0 | 0 | 0 | 0 | 0 | 0 | 0 | 0 | 0 | 0 | 0 | 0 | 0 | 0 | 0 | 0 | 0 | 0 | 0 | 0
C&I CPP-With Enablement_PSE_Winter_9.19.2018_9.23.54 PM.xlsx | Inputs_endUseLoadShapes_PSE.xlsx | Inputs_Global_PSE.xlsx | Inputs_Product_C&I CPP-With Enablement.xlsx | PSE | 20 | Winter | Peak | 4 | C&I CPP-With Enablement | Commercial | Hospital | 56.3901 | 0 | 0 | 0.036026 | 0.037183 | 0.037396 | 0.038434 | 0.040102 | 0.040685 | 0.041034 | 0.041308 | 0.041479 | 0.042237 | 0.043307 | 0.044131 | 0.044924 | 0.045865 | 0.047081 | 0.048255 | 0.049562 | 0.050533 | 0.051607 | 0.052839 | [10 empty] | 0 | 0 | 0 | 0 | 0 | 0 | 0 | 0 | 0 | 0 | 0 | 0 | 0 | 0 | 0 | 0 | 0 | 0 | 0 | 0 | 0 | 0 | 0 | 0 | 0 | 0 | 0 | 0 | 0 | 0
C&I CPP-With Enablement_PSE_Winter_9.19.2018_9.23.54 PM.xlsx | Inputs_endUseLoadShapes_PSE.xlsx | Inputs_Global_PSE.xlsx | Inputs_Product_C&I CPP-With Enablement.xlsx | PSE | 20 | Winter | Peak | 4 | C&I CPP-With Enablement | Commercial | Large Office | 259.0812 | 0 | 0 | 0.18743 | 0.19345 | 0.19456 | 0.19996 | 0.20863 | 0.21167 | 0.21348 | 0.21491 | 0.2158 | 0.21974 | 0.22531 | 0.2296 | 0.23373 | 0.23862 | 0.24494 | 0.25106 | 0.25785 | 0.26291 | 0.26849 | 0.2749 | [10 empty] | 0 | 0 | 0 | 0 | 0 | 0 | 0 | 0 | 0 | 0 | 0 | 0 | 0 | 0 | 0 | 0 | 0 | 0 | 0 | 0 | 0 | 0 | 0 | 0 | 0 | 0 | 0 | 0 | 0 | 0
C&I CPP-With Enablement_PSE_Winter_9.19.2018_9.23.54 PM.xlsx | Inputs_endUseLoadShapes_PSE.xlsx | Inputs_Global_PSE.xlsx | Inputs_Product_C&I CPP-With Enablement.xlsx | PSE | 20 | Winter | Peak | 4 | C&I CPP-With Enablement | Commercial | Large Retail | 56.0608 | 0 | 0 | 0.038642 | 0.039883 | 0.040112 | 0.041225 | 0.043014 | 0.04364 | 0.044014 | 0.044308 | 0.044491 | 0.045304 | 0.046452 | 0.047336 | 0.048187 | 0.049196 | 0.0505 | 0.05176 | 0.053162 | 0.054204 | 0.055355 | 0.056676 | [10 empty] | 0 | 0 | 0 | 0 | 0 | 0 | 0 | 0 | 0 | 0 | 0 | 0 | 0 | 0 | 0 | 0 | 0 | 0 | 0 | 0 | 0 | 0 | 0 | 0 | 0 | 0 | 0 | 0 | 0 | 0
C&I CPP-With Enablement_PSE_Winter_9.19.2018_9.23.54 PM.xlsx | Inputs_endUseLoadShapes_PSE.xlsx | Inputs_Global_PSE.xlsx | Inputs_Product_C&I CPP-With Enablement.xlsx | PSE | 20 | Winter | Peak | 4 | C&I CPP-With Enablement | Commercial | Lodging | 64.0096 | 0 | 0 | 0.037921 | 0.03914 | 0.039364 | 0.040456 | 0.042212 | 0.042826 | 0.043193 | 0.043482 | 0.043661 | 0.044459 | 0.045585 | 0.046453 | 0.047288 | 0.048278 | 0.049558 | 0.050794 | 0.05217 | 0.053192 | 0.054322 | 0.055619 | [10 empty] | 0 | 0 | 0 | 0 | 0 | 0 | 0 | 0 | 0 | 0 | 0 | 0 | 0 | 0 | 0 | 0 | 0 | 0 | 0 | 0 | 0 | 0 | 0 | 0 | 0 | 0 | 0 | 0 | 0 | 0
C&I CPP-With Enablement_PSE_Winter_9.19.2018_9.23.54 PM.xlsx | Inputs_endUseLoadShapes_PSE.xlsx | Inputs_Global_PSE.xlsx | Inputs_Product_C&I CPP-With Enablement.xlsx | PSE | 20 | Winter | Peak | 4 | C&I CPP-With Enablement | Commercial | Medium Office | 242.2365 | 118.5893 | 8.3013 | 0.14585 | 0.15053 | 0.1514 | 0.1556 | 0.16235 | 0.16471 | 0.16612 | 0.16723 | 0.16792 | 0.17099 | 0.17532 | 0.17866 | 0.18187 | 0.18568 | 0.1906 | 0.19536 | 0.20065 | 0.20458 | 0.20893 | 0.21391 | [10 empty] | 818.9041 | 832.4636 | 845.8292 | 860.5414 | 876.0733 | 891.7429 | 907.0968 | 922.3777 | 937.9248 | 953.6449 | 969.5945 | 985.7558 | 1001.9579 | 1018.2477 | 1034.8104 | 1051.7261 | 1068.8983 | 1086.3904 | 1104.1849 | 1122.0609 | 0 | 0 | 0 | 0 | 0 | 0 | 0 | 0 | 0 | 0
C&I CPP-With Enablement_PSE_Winter_9.19.2018_9.23.54 PM.xlsx | Inputs_endUseLoadShapes_PSE.xlsx | Inputs_Global_PSE.xlsx | Inputs_Product_C&I CPP-With Enablement.xlsx | PSE | 20 | Winter | Peak | 4 | C&I CPP-With Enablement | Commercial | Medium Retail | 83.438 | 20.4307 | 1.4301 | 0.057544 | 0.059393 | 0.059733 | 0.061391 | 0.064054 | 0.064987 | 0.065543 | 0.065982 | 0.066254 | 0.067465 | 0.069174 | 0.070491 | 0.071758 | 0.07326 | 0.075202 | 0.077078 | 0.079166 | 0.080717 | 0.082432 | 0.084399 | [10 empty] | 161.602 | 164.2778 | 166.9154 | 169.8187 | 172.8837 | 175.976 | 179.0059 | 182.0214 | 185.0895 | 188.1917 | 191.3392 | 194.5284 | 197.7257 | 200.9404 | 204.2088 | 207.547 | 210.9357 | 214.3876 | 217.8991 | 221.4268 | 0 | 0 | 0 | 0 | 0 | 0 | 0 | 0 | 0 | 0
C&I CPP-With Enablement_PSE_Winter_9.19.2018_9.23.54 PM.xlsx | Inputs_endUseLoadShapes_PSE.xlsx | Inputs_Global_PSE.xlsx | Inputs_Product_C&I CPP-With Enablement.xlsx | PSE | 20 | Winter | Peak | 4 | C&I CPP-With Enablement | Commercial | Other and Assembly | 327.1167 | 0 | 0 | 0.1916 | 0.19775 | 0.19889 | 0.20441 | 0.21328 | 0.21638 | 0.21823 | 0.21969 | 0.2206 | 0.22463 | 0.23032 | 0.23471 | 0.23893 | 0.24393 | 0.25039 | 0.25664 | 0.26359 | 0.26876 | 0.27447 | 0.28102 | [10 empty] | 0 | 0 | 0 | 0 | 0 | 0 | 0 | 0 | 0 | 0 | 0 | 0 | 0 | 0 | 0 | 0 | 0 | 0 | 0 | 0 | 0 | 0 | 0 | 0 | 0 | 0 | 0 | 0 | 0 | 0
C&I CPP-With Enablement_PSE_Winter_9.19.2018_9.23.54 PM.xlsx | Inputs_endUseLoadShapes_PSE.xlsx | Inputs_Global_PSE.xlsx | Inputs_Product_C&I CPP-With Enablement.xlsx | PSE | 20 | Winter | Peak | 4 | C&I CPP-With Enablement | Commercial | Residential Care | 21.5658 | 0 | 0 | 0.013732 | 0.014173 | 0.014254 | 0.01465 | 0.015285 | 0.015508 | 0.015641 | 0.015745 | 0.01581 | 0.016099 | 0.016507 | 0.016821 | 0.017124 | 0.017482 | 0.017946 | 0.018393 | 0.018891 | 0.019262 | 0.019671 | 0.02014 | [10 empty] | 0 | 0 | 0 | 0 | 0 | 0 | 0 | 0 | 0 | 0 | 0 | 0 | 0 | 0 | 0 | 0 | 0 | 0 | 0 | 0 | 0 | 0 | 0 | 0 | 0 | 0 | 0 | 0 | 0 | 0
C&I CPP-With Enablement_PSE_Winter_9.19.2018_9.23.54 PM.xlsx | Inputs_endUseLoadShapes_PSE.xlsx | Inputs_Global_PSE.xlsx | Inputs_Product_C&I CPP-With Enablement.xlsx | PSE | 20 | Winter | Peak | 4 | C&I CPP-With Enablement | Commercial | Restaurant | 93.7598 | 0 | 0 | 0.062045 | 0.064038 | 0.064405 | 0.066192 | 0.069064 | 0.070069 | 0.07067 | 0.071142 | 0.071436 | 0.072742 | 0.074584 | 0.076004 | 0.07737 | 0.07899 | 0.081084 | 0.083107 | 0.085357 | 0.087031 | 0.088879 | 0.091001 | [10 empty] | 0 | 0 | 0 | 0 | 0 | 0 | 0 | 0 | 0 | 0 | 0 | 0 | 0 | 0 | 0 | 0 | 0 | 0 | 0 | 0 | 0 | 0 | 0 | 0 | 0 | 0 | 0 | 0 | 0 | 0
C&I CPP-With Enablement_PSE_Winter_9.19.2018_9.23.54 PM.xlsx | Inputs_endUseLoadShapes_PSE.xlsx | Inputs_Global_PSE.xlsx | Inputs_Product_C&I CPP-With Enablement.xlsx | PSE | 20 | Winter | Peak | 4 | C&I CPP-With Enablement | Commercial | School K-12 | 102.6773 | 0 | 0 | 0.064707 | 0.066786 | 0.067168 | 0.069032 | 0.072028 | 0.073076 | 0.073702 | 0.074195 | 0.074501 | 0.075863 | 0.077784 | 0.079265 | 0.08069 | 0.082379 | 0.084563 | 0.086673 | 0.08902 | 0.090765 | 0.092693 | 0.094905 | [10 empty] | 0 | 0 | 0 | 0 | 0 | 0 | 0 | 0 | 0 | 0 | 0 | 0 | 0 | 0 | 0 | 0 | 0 | 0 | 0 | 0 | 0 | 0 | 0 | 0 | 0 | 0 | 0 | 0 | 0 | 0
C&I CPP-With Enablement_PSE_Winter_9.19.2018_9.23.54 PM.xlsx | Inputs_endUseLoadShapes_PSE.xlsx | Inputs_Global_PSE.xlsx | Inputs_Product_C&I CPP-With Enablement.xlsx | PSE | 20 | Winter | Peak | 4 | C&I CPP-With Enablement | Commercial | Small Office | 206.2795 | 100.9862 | 7.069 | 0.1242 | 0.12819 | 0.12892 | 0.1325 | 0.13825 | 0.14026 | 0.14146 | 0.14241 | 0.143 | 0.14561 | 0.1493 | 0.15214 | 0.15488 | 0.15812 | 0.16231 | 0.16636 | 0.17086 | 0.17421 | 0.17791 | 0.18216 | [10 empty] | 697.3478 | 708.8945 | 720.2762 | 732.8045 | 746.0309 | 759.3745 | 772.4493 | 785.4619 | 798.7013 | 812.088 | 825.67 | 839.4324 | 853.2295 | 867.1013 | 881.2054 | 895.6102 | 910.2334 | 925.129 | 940.2821 | 955.5047 | 0 | 0 | 0 | 0 | 0 | 0 | 0 | 0 | 0 | 0
C&I CPP-With Enablement_PSE_Winter_9.19.2018_9.23.54 PM.xlsx | Inputs_endUseLoadShapes_PSE.xlsx | Inputs_Global_PSE.xlsx | Inputs_Product_C&I CPP-With Enablement.xlsx | PSE | 20 | Winter | Peak | 4 | C&I CPP-With Enablement | Commercial | Small Retail | 18.0417 | 4.4177 | 0.30924 | 0.012438 | 0.012837 | 0.012911 | 0.013269 | 0.013845 | 0.014046 | 0.014167 | 0.014261 | 0.01432 | 0.014582 | 0.014951 | 0.015236 | 0.01551 | 0.015835 | 0.016254 | 0.01666 | 0.017111 | 0.017446 | 0.017817 | 0.018242 | [10 empty] | 34.9291 | 35.5074 | 36.0775 | 36.705 | 37.3675 | 38.0359 | 38.6908 | 39.3426 | 40.0057 | 40.6762 | 41.3565 | 42.0459 | 42.7369 | 43.4318 | 44.1382 | 44.8597 | 45.5922 | 46.3383 | 47.0973 | 47.8597 | 0 | 0 | 0 | 0 | 0 | 0 | 0 | 0 | 0 | 0
C&I CPP-With Enablement_PSE_Winter_9.19.2018_9.23.54 PM.xlsx | Inputs_endUseLoadShapes_PSE.xlsx | Inputs_Global_PSE.xlsx | Inputs_Product_C&I CPP-With Enablement.xlsx | PSE | 20 | Winter | Peak | 4 | C&I CPP-With Enablement | Commercial | Supermarket and MiniMart | 104.4353 | 0 | 0 | 0.07463 | 0.077027 | 0.077469 | 0.079619 | 0.083073 | 0.084282 | 0.085005 | 0.085573 | 0.085926 | 0.087497 | 0.089713 | 0.091421 | 0.093064 | 0.095012 | 0.097531 | 0.099964 | 0.10267 | 0.10468 | 0.10691 | 0.10946 | [10 empty] | 0 | 0 | 0 | 0 | 0 | 0 | 0 | 0 | 0 | 0 | 0 | 0 | 0 | 0 | 0 | 0 | 0 | 0 | 0 | 0 | 0 | 0 | 0 | 0 | 0 | 0 | 0 | 0 | 0 | 0
C&I CPP-With Enablement_PSE_Winter_9.19.2018_9.23.54 PM.xlsx | Inputs_endUseLoadShapes_PSE.xlsx | Inputs_Global_PSE.xlsx | Inputs_Product_C&I CPP-With Enablement.xlsx | PSE | 20 | Winter | Peak | 4 | C&I CPP-With Enablement | Commercial | University | 43.4191 | 0 | 0 | 0.025654 | 0.026479 | 0.02663 | 0.027369 | 0.028557 | 0.028972 | 0.029221 | 0.029416 | 0.029538 | 0.030078 | 0.030839 | 0.031427 | 0.031991 | 0.032661 | 0.033527 | 0.034363 | 0.035294 | 0.035986 | 0.03675 | 0.037627 | [10 empty] | 0 | 0 | 0 | 0 | 0 | 0 | 0 | 0 | 0 | 0 | 0 | 0 | 0 | 0 | 0 | 0 | 0 | 0 | 0 | 0 | 0 | 0 | 0 | 0 | 0 | 0 | 0 | 0 | 0 | 0
C&I CPP-With Enablement_PSE_Winter_9.19.2018_9.23.54 PM.xlsx | Inputs_endUseLoadShapes_PSE.xlsx | Inputs_Global_PSE.xlsx | Inputs_Product_C&I CPP-With Enablement.xlsx | PSE | 20 | Winter | Peak | 4 | C&I CPP-With Enablement | Commercial | Warehouse | 102.3136 | 0 | 0 | 0.06695 | 0.069101 | 0.069497 | 0.071425 | 0.074524 | 0.075609 | 0.076257 | 0.076767 | 0.077084 | 0.078493 | 0.080481 | 0.082013 | 0.083487 | 0.085235 | 0.087495 | 0.089677 | 0.092106 | 0.093911 | 0.095906 | 0.098195 | [10 empty] | 0 | 0 | 0 | 0 | 0 | 0 | 0 | 0 | 0 | 0 | 0 | 0 | 0 | 0 | 0 | 0 | 0 | 0 | 0 | 0 | 0 | 0 | 0 | 0 | 0 | 0 | 0 | 0 | 0 | 0
C&I CPP-With Enablement_PSE_Winter_9.19.2018_9.23.54 PM.xlsx | Inputs_endUseLoadShapes_PSE.xlsx | Inputs_Global_PSE.xlsx | Inputs_Product_C&I CPP-With Enablement.xlsx | PSE | 20 | Winter | Peak | 4 | C&I CPP-With Enablement | Commercial | Xlarge Retail | 41.1584 | 0 | 0 | 0.027185 | 0.028058 | 0.028219 | 0.029002 | 0.03026 | 0.030701 | 0.030964 | 0.031171 | 0.0313 | 0.031872 | 0.032679 | 0.033301 | 0.0339 | 0.034609 | 0.035527 | 0.036413 | 0.037399 | 0.038132 | 0.038942 | 0.039872 | [10 empty] | 0 | 0 | 0 | 0 | 0 | 0 | 0 | 0 | 0 | 0 | 0 | 0 | 0 | 0 | 0 | 0 | 0 | 0 | 0 | 0 | 0 | 0 | 0 | 0 | 0 | 0 | 0 | 0 | 0 | 0
C&I CPP-With Enablement_PSE_Winter_9.19.2018_9.23.54 PM.xlsx | Inputs_endUseLoadShapes_PSE.xlsx | Inputs_Global_PSE.xlsx | Inputs_Product_C&I CPP-With Enablement.xlsx | PSE | 20 | Winter | Peak | 4 | C&I CPP-With Enablement | Industrial | Mechanical Pulp | 0 | 0 | 0 | 0 | 0 | 0 | 0 | 0 | 0 | 0 | 0 | 0 | 0 | 0 | 0 | 0 | 0 | 0 | 0 | 0 | 0 | 0 | 0 | [10 empty] | 0 | 0 | 0 | 0 | 0 | 0 | 0 | 0 | 0 | 0 | 0 | 0 | 0 | 0 | 0 | 0 | 0 | 0 | 0 | 0 | 0 | 0 | 0 | 0 | 0 | 0 | 0 | 0 | 0 | 0
C&I CPP-With Enablement_PSE_Winter_9.19.2018_9.23.54 PM.xlsx | Inputs_endUseLoadShapes_PSE.xlsx | Inputs_Global_PSE.xlsx | Inputs_Product_C&I CPP-With Enablement.xlsx | PSE | 20 | Winter | Peak | 4 | C&I CPP-With Enablement | Industrial | Kraft Pulp | 0 | 0 | 0 | 0 | 0 | 0 | 0 | 0 | 0 | 0 | 0 | 0 | 0 | 0 | 0 | 0 | 0 | 0 | 0 | 0 | 0 | 0 | 0 | [10 empty] | 0 | 0 | 0 | 0 | 0 | 0 | 0 | 0 | 0 | 0 | 0 | 0 | 0 | 0 | 0 | 0 | 0 | 0 | 0 | 0 | 0 | 0 | 0 | 0 | 0 | 0 | 0 | 0 | 0 | 0
C&I CPP-With Enablement_PSE_Winter_9.19.2018_9.23.54 PM.xlsx | Inputs_endUseLoadShapes_PSE.xlsx | Inputs_Global_PSE.xlsx | Inputs_Product_C&I CPP-With Enablement.xlsx | PSE | 20 | Winter | Peak | 4 | C&I CPP-With Enablement | Industrial | Paper | 0 | 0 | 0 | 0 | 0 | 0 | 0 | 0 | 0 | 0 | 0 | 0 | 0 | 0 | 0 | 0 | 0 | 0 | 0 | 0 | 0 | 0 | 0 | [10 empty] | 0 | 0 | 0 | 0 | 0 | 0 | 0 | 0 | 0 | 0 | 0 | 0 | 0 | 0 | 0 | 0 | 0 | 0 | 0 | 0 | 0 | 0 | 0 | 0 | 0 | 0 | 0 | 0 | 0 | 0
C&I CPP-With Enablement_PSE_Winter_9.19.2018_9.23.54 PM.xlsx | Inputs_endUseLoadShapes_PSE.xlsx | Inputs_Global_PSE.xlsx | Inputs_Product_C&I CPP-With Enablement.xlsx | PSE | 20 | Winter | Peak | 4 | C&I CPP-With Enablement | Industrial | Foundries | 0 | 0 | 0 | 0 | 0 | 0 | 0 | 0 | 0 | 0 | 0 | 0 | 0 | 0 | 0 | 0 | 0 | 0 | 0 | 0 | 0 | 0 | 0 | [10 empty] | 0 | 0 | 0 | 0 | 0 | 0 | 0 | 0 | 0 | 0 | 0 | 0 | 0 | 0 | 0 | 0 | 0 | 0 | 0 | 0 | 0 | 0 | 0 | 0 | 0 | 0 | 0 | 0 | 0 | 0
C&I CPP-With Enablement_PSE_Winter_9.19.2018_9.23.54 PM.xlsx | Inputs_endUseLoadShapes_PSE.xlsx | Inputs_Global_PSE.xlsx | Inputs_Product_C&I CPP-With Enablement.xlsx | PSE | 20 | Winter | Peak | 4 | C&I CPP-With Enablement | Industrial | Frozen Food | 0 | 0 | 0 | 0 | 0 | 0 | 0 | 0 | 0 | 0 | 0 | 0 | 0 | 0 | 0 | 0 | 0 | 0 | 0 | 0 | 0 | 0 | 0 | [10 empty] | 0 | 0 | 0 | 0 | 0 | 0 | 0 | 0 | 0 | 0 | 0 | 0 | 0 | 0 | 0 | 0 | 0 | 0 | 0 | 0 | 0 | 0 | 0 | 0 | 0 | 0 | 0 | 0 | 0 | 0
C&I CPP-With Enablement_PSE_Winter_9.19.2018_9.23.54 PM.xlsx | Inputs_endUseLoadShapes_PSE.xlsx | Inputs_Global_PSE.xlsx | Inputs_Product_C&I CPP-With Enablement.xlsx | PSE | 20 | Winter | Peak | 4 | C&I CPP-With Enablement | Industrial | Other Food | 0 | 0 | 0 | 0 | 0 | 0 | 0 | 0 | 0 | 0 | 0 | 0 | 0 | 0 | 0 | 0 | 0 | 0 | 0 | 0 | 0 | 0 | 0 | [10 empty] | 0 | 0 | 0 | 0 | 0 | 0 | 0 | 0 | 0 | 0 | 0 | 0 | 0 | 0 | 0 | 0 | 0 | 0 | 0 | 0 | 0 | 0 | 0 | 0 | 0 | 0 | 0 | 0 | 0 | 0
C&I CPP-With Enablement_PSE_Winter_9.19.2018_9.23.54 PM.xlsx | Inputs_endUseLoadShapes_PSE.xlsx | Inputs_Global_PSE.xlsx | Inputs_Product_C&I CPP-With Enablement.xlsx | PSE | 20 | Winter | Peak | 4 | C&I CPP-With Enablement | Industrial | Wood - Lumber | 0 | 0 | 0 | 0 | 0 | 0 | 0 | 0 | 0 | 0 | 0 | 0 | 0 | 0 | 0 | 0 | 0 | 0 | 0 | 0 | 0 | 0 | 0 | [10 empty] | 0 | 0 | 0 | 0 | 0 | 0 | 0 | 0 | 0 | 0 | 0 | 0 | 0 | 0 | 0 | 0 | 0 | 0 | 0 | 0 | 0 | 0 | 0 | 0 | 0 | 0 | 0 | 0 | 0 | 0
C&I CPP-With Enablement_PSE_Winter_9.19.2018_9.23.54 PM.xlsx | Inputs_endUseLoadShapes_PSE.xlsx | Inputs_Global_PSE.xlsx | Inputs_Product_C&I CPP-With Enablement.xlsx | PSE | 20 | Winter | Peak | 4 | C&I CPP-With Enablement | Industrial | Wood - Panel | 0 | 0 | 0 | 0 | 0 | 0 | 0 | 0 | 0 | 0 | 0 | 0 | 0 | 0 | 0 | 0 | 0 | 0 | 0 | 0 | 0 | 0 | 0 | [10 empty] | 0 | 0 | 0 | 0 | 0 | 0 | 0 | 0 | 0 | 0 | 0 | 0 | 0 | 0 | 0 | 0 | 0 | 0 | 0 | 0 | 0 | 0 | 0 | 0 | 0 | 0 | 0 | 0 | 0 | 0
C&I CPP-With Enablement_PSE_Winter_9.19.2018_9.23.54 PM.xlsx | Inputs_endUseLoadShapes_PSE.xlsx | Inputs_Global_PSE.xlsx | Inputs_Product_C&I CPP-With Enablement.xlsx | PSE | 20 | Winter | Peak | 4 | C&I CPP-With Enablement | Industrial | Wood - Other | 0 | 0 | 0 | 0 | 0 | 0 | 0 | 0 | 0 | 0 | 0 | 0 | 0 | 0 | 0 | 0 | 0 | 0 | 0 | 0 | 0 | 0 | 0 | [10 empty] | 0 | 0 | 0 | 0 | 0 | 0 | 0 | 0 | 0 | 0 | 0 | 0 | 0 | 0 | 0 | 0 | 0 | 0 | 0 | 0 | 0 | 0 | 0 | 0 | 0 | 0 | 0 | 0 | 0 | 0
C&I CPP-With Enablement_PSE_Winter_9.19.2018_9.23.54 PM.xlsx | Inputs_endUseLoadShapes_PSE.xlsx | Inputs_Global_PSE.xlsx | Inputs_Product_C&I CPP-With Enablement.xlsx | PSE | 20 | Winter | Peak | 4 | C&I CPP-With Enablement | Industrial | Sugar | 0 | 0 | 0 | 0 | 0 | 0 | 0 | 0 | 0 | 0 | 0 | 0 | 0 | 0 | 0 | 0 | 0 | 0 | 0 | 0 | 0 | 0 | 0 | [10 empty] | 0 | 0 | 0 | 0 | 0 | 0 | 0 | 0 | 0 | 0 | 0 | 0 | 0 | 0 | 0 | 0 | 0 | 0 | 0 | 0 | 0 | 0 | 0 | 0 | 0 | 0 | 0 | 0 | 0 | 0
C&I CPP-With Enablement_PSE_Winter_9.19.2018_9.23.54 PM.xlsx | Inputs_endUseLoadShapes_PSE.xlsx | Inputs_Global_PSE.xlsx | Inputs_Product_C&I CPP-With Enablement.xlsx | PSE | 20 | Winter | Peak | 4 | C&I CPP-With Enablement | Industrial | Hi Tech - Chip Fab | 0 | 0 | 0 | 0 | 0 | 0 | 0 | 0 | 0 | 0 | 0 | 0 | 0 | 0 | 0 | 0 | 0 | 0 | 0 | 0 | 0 | 0 | 0 | [10 empty] | 0 | 0 | 0 | 0 | 0 | 0 | 0 | 0 | 0 | 0 | 0 | 0 | 0 | 0 | 0 | 0 | 0 | 0 | 0 | 0 | 0 | 0 | 0 | 0 | 0 | 0 | 0 | 0 | 0 | 0
C&I CPP-With Enablement_PSE_Winter_9.19.2018_9.23.54 PM.xlsx | Inputs_endUseLoadShapes_PSE.xlsx | Inputs_Global_PSE.xlsx | Inputs_Product_C&I CPP-With Enablement.xlsx | PSE | 20 | Winter | Peak | 4 | C&I CPP-With Enablement | Industrial | Hi Tech - Silicon | 0 | 0 | 0 | 0 | 0 | 0 | 0 | 0 | 0 | 0 | 0 | 0 | 0 | 0 | 0 | 0 | 0 | 0 | 0 | 0 | 0 | 0 | 0 | [10 empty] | 0 | 0 | 0 | 0 | 0 | 0 | 0 | 0 | 0 | 0 | 0 | 0 | 0 | 0 | 0 | 0 | 0 | 0 | 0 | 0 | 0 | 0 | 0 | 0 | 0 | 0 | 0 | 0 | 0 | 0
C&I CPP-With Enablement_PSE_Winter_9.19.2018_9.23.54 PM.xlsx | Inputs_endUseLoadShapes_PSE.xlsx | Inputs_Global_PSE.xlsx | Inputs_Product_C&I CPP-With Enablement.xlsx | PSE | 20 | Winter | Peak | 4 | C&I CPP-With Enablement | Industrial | Metal Fab | 0 | 0 | 0 | 0 | 0 | 0 | 0 | 0 | 0 | 0 | 0 | 0 | 0 | 0 | 0 | 0 | 0 | 0 | 0 | 0 | 0 | 0 | 0 | [10 empty] | 0 | 0 | 0 | 0 | 0 | 0 | 0 | 0 | 0 | 0 | 0 | 0 | 0 | 0 | 0 | 0 | 0 | 0 | 0 | 0 | 0 | 0 | 0 | 0 | 0 | 0 | 0 | 0 | 0 | 0
C&I CPP-With Enablement_PSE_Winter_9.19.2018_9.23.54 PM.xlsx | Inputs_endUseLoadShapes_PSE.xlsx | Inputs_Global_PSE.xlsx | Inputs_Product_C&I CPP-With Enablement.xlsx | PSE | 20 | Winter | Peak | 4 | C&I CPP-With Enablement | Industrial | Transportation, Equip | 0 | 0 | 0 | 0 | 0 | 0 | 0 | 0 | 0 | 0 | 0 | 0 | 0 | 0 | 0 | 0 | 0 | 0 | 0 | 0 | 0 | 0 | 0 | [10 empty] | 0 | 0 | 0 | 0 | 0 | 0 | 0 | 0 | 0 | 0 | 0 | 0 | 0 | 0 | 0 | 0 | 0 | 0 | 0 | 0 | 0 | 0 | 0 | 0 | 0 | 0 | 0 | 0 | 0 | 0
C&I CPP-With Enablement_PSE_Winter_9.19.2018_9.23.54 PM.xlsx | Inputs_endUseLoadShapes_PSE.xlsx | Inputs_Global_PSE.xlsx | Inputs_Product_C&I CPP-With Enablement.xlsx | PSE | 20 | Winter | Peak | 4 | C&I CPP-With Enablement | Industrial | Refinery | 0.80728 | 0 | 0 | 0 | 0 | 0 | 0 | 0 | 0 | 0 | 0 | 0 | 0 | 0 | 0 | 0 | 0 | 0 | 0 | 0 | 0 | 0 | 0 | [10 empty] | 0 | 0 | 0 | 0 | 0 | 0 | 0 | 0 | 0 | 0 | 0 | 0 | 0 | 0 | 0 | 0 | 0 | 0 | 0 | 0 | 0 | 0 | 0 | 0 | 0 | 0 | 0 | 0 | 0 | 0
C&I CPP-With Enablement_PSE_Winter_9.19.2018_9.23.54 PM.xlsx | Inputs_endUseLoadShapes_PSE.xlsx | Inputs_Global_PSE.xlsx | Inputs_Product_C&I CPP-With Enablement.xlsx | PSE | 20 | Winter | Peak | 4 | C&I CPP-With Enablement | Industrial | Cold Storage | 2.5436 | 0 | 0 | 0 | 0 | 0 | 0 | 0 | 0 | 0 | 0 | 0 | 0 | 0 | 0 | 0 | 0 | 0 | 0 | 0 | 0 | 0 | 0 | [10 empty] | 0 | 0 | 0 | 0 | 0 | 0 | 0 | 0 | 0 | 0 | 0 | 0 | 0 | 0 | 0 | 0 | 0 | 0 | 0 | 0 | 0 | 0 | 0 | 0 | 0 | 0 | 0 | 0 | 0 | 0
C&I CPP-With Enablement_PSE_Winter_9.19.2018_9.23.54 PM.xlsx | Inputs_endUseLoadShapes_PSE.xlsx | Inputs_Global_PSE.xlsx | Inputs_Product_C&I CPP-With Enablement.xlsx | PSE | 20 | Winter | Peak | 4 | C&I CPP-With Enablement | Industrial | Fruit Storage | 0.00034481 | 0 | 0 | 0 | 0 | 0 | 0 | 0 | 0 | 0 | 0 | 0 | 0 | 0 | 0 | 0 | 0 | 0 | 0 | 0 | 0 | 0 | 0 | [10 empty] | 0 | 0 | 0 | 0 | 0 | 0 | 0 | 0 | 0 | 0 | 0 | 0 | 0 | 0 | 0 | 0 | 0 | 0 | 0 | 0 | 0 | 0 | 0 | 0 | 0 | 0 | 0 | 0 | 0 | 0
C&I CPP-With Enablement_PSE_Winter_9.19.2018_9.23.54 PM.xlsx | Inputs_endUseLoadShapes_PSE.xlsx | Inputs_Global_PSE.xlsx | Inputs_Product_C&I CPP-With Enablement.xlsx | PSE | 20 | Winter | Peak | 4 | C&I CPP-With Enablement | Industrial | Chemical | 5.4314 | 0 | 0 | 0 | 0 | 0 | 0 | 0 | 0 | 0 | 0 | 0 | 0 | 0 | 0 | 0 | 0 | 0 | 0 | 0 | 0 | 0 | 0 | [10 empty] | 0 | 0 | 0 | 0 | 0 | 0 | 0 | 0 | 0 | 0 | 0 | 0 | 0 | 0 | 0 | 0 | 0 | 0 | 0 | 0 | 0 | 0 | 0 | 0 | 0 | 0 | 0 | 0 | 0 | 0
C&I CPP-With Enablement_PSE_Winter_9.19.2018_9.23.54 PM.xlsx | Inputs_endUseLoadShapes_PSE.xlsx | Inputs_Global_PSE.xlsx | Inputs_Product_C&I CPP-With Enablement.xlsx | PSE | 20 | Winter | Peak | 4 | C&I CPP-With Enablement | Industrial | Misc Manf | 0 | 0 | 0 | 0 | 0 | 0 | 0 | 0 | 0 | 0 | 0 | 0 | 0 | 0 | 0 | 0 | 0 | 0 | 0 | 0 | 0 | 0 | 0 | [10 empty] | 0 | 0 | 0 | 0 | 0 | 0 | 0 | 0 | 0 | 0 | 0 | 0 | 0 | 0 | 0 | 0 | 0 | 0 | 0 | 0 | 0 | 0 | 0 | 0 | 0 | 0 | 0 | 0 | 0 | 0
C&I CPP-With Enablement_PSE_Winter_9.19.2018_9.23.54 PM.xlsx | Inputs_endUseLoadShapes_PSE.xlsx | Inputs_Global_PSE.xlsx | Inputs_Product_C&I CPP-With Enablement.xlsx | PSE | 20 | Winter | Peak | 4 | C&I CPP-With Enablement | Residential | Single Family | 1628.0145 | 0 | 0 | 0 | 0 | 0 | 0 | 0 | 0 | 0 | 0 | 0 | 0 | 0 | 0 | 0 | 0 | 0 | 0 | 0 | 0 | 0 | 0 | [10 empty] | 0 | 0 | 0 | 0 | 0 | 0 | 0 | 0 | 0 | 0 | 0 | 0 | 0 | 0 | 0 | 0 | 0 | 0 | 0 | 0 | 0 | 0 | 0 | 0 | 0 | 0 | 0 | 0 | 0 | 0
C&I CPP-With Enablement_PSE_Winter_9.19.2018_9.23.54 PM.xlsx | Inputs_endUseLoadShapes_PSE.xlsx | Inputs_Global_PSE.xlsx | Inputs_Product_C&I CPP-With Enablement.xlsx | PSE | 20 | Winter | Peak | 4 | C&I CPP-With Enablement | Residential | Multifamily Low-Rise | 331.2956 | 0 | 0 | 0 | 0 | 0 | 0 | 0 | 0 | 0 | 0 | 0 | 0 | 0 | 0 | 0 | 0 | 0 | 0 | 0 | 0 | 0 | 0 | [10 empty] | 0 | 0 | 0 | 0 | 0 | 0 | 0 | 0 | 0 | 0 | 0 | 0 | 0 | 0 | 0 | 0 | 0 | 0 | 0 | 0 | 0 | 0 | 0 | 0 | 0 | 0 | 0 | 0 | 0 | 0
C&I CPP-With Enablement_PSE_Winter_9.19.2018_9.23.54 PM.xlsx | Inputs_endUseLoadShapes_PSE.xlsx | Inputs_Global_PSE.xlsx | Inputs_Product_C&I CPP-With Enablement.xlsx | PSE | 20 | Winter | Peak | 4 | C&I CPP-With Enablement | Residential | Multifamily High-Rise | 60.3694 | 0 | 0 | 0 | 0 | 0 | 0 | 0 | 0 | 0 | 0 | 0 | 0 | 0 | 0 | 0 | 0 | 0 | 0 | 0 | 0 | 0 | 0 | [10 empty] | 0 | 0 | 0 | 0 | 0 | 0 | 0 | 0 | 0 | 0 | 0 | 0 | 0 | 0 | 0 | 0 | 0 | 0 | 0 | 0 | 0 | 0 | 0 | 0 | 0 | 0 | 0 | 0 | 0 | 0
C&I CPP-With Enablement_PSE_Winter_9.19.2018_9.23.54 PM.xlsx | Inputs_endUseLoadShapes_PSE.xlsx | Inputs_Global_PSE.xlsx | Inputs_Product_C&I CPP-With Enablement.xlsx | PSE | 20 | Winter | Peak | 4 | C&I CPP-With Enablement | Residential | Manufactured | 136.2338 | 0 | 0 | 0 | 0 | 0 | 0 | 0 | 0 | 0 | 0 | 0 | 0 | 0 | 0 | 0 | 0 | 0 | 0 | 0 | 0 | 0 | 0 | [10 empty] | 0 | 0 | 0 | 0 | 0 | 0 | 0 | 0 | 0 | 0 | 0 | 0 | 0 | 0 | 0 | 0 | 0 | 0 | 0 | 0 | 0 | 0 | 0 | 0 | 0 | 0 | 0 | 0 | 0 | 0
C&I CPP-With Enablement_PSE_Winter_9.19.2018_9.23.54 PM.xlsx | Inputs_endUseLoadShapes_PSE.xlsx | Inputs_Global_PSE.xlsx | Inputs_Product_C&I CPP-With Enablement.xlsx | PSE | 20 | Winter | Peak | 4 | C&I CPP-With Enablement | 0 | 0 | 0 | 0 | 0 | 0 | 0 | 0 | 0 | 0 | 0 | 0 | 0 | 0 | 0 | 0 | 0 | 0 | 0 | 0 | 0 | 0 | 0 | 0 | 0 | [10 empty] | 0 | 0 | 0 | 0 | 0 | 0 | 0 | 0 | 0 | 0 | 0 | 0 | 0 | 0 | 0 | 0 | 0 | 0 | 0 | 0 | 0 | 0 | 0 | 0 | 0 | 0 | 0 | 0 | 0 | 0
C&I CPP-With Enablement_PSE_Winter_9.26.2018_12.45.55 PM.xlsx | Inputs_endUseLoadShapes_PSE.xlsx | Inputs_Global_PSE.xlsx | Inputs_Product_C&I CPP-With Enablement.xlsx | PSE | 20 | Winter | Peak | 4 | C&I CPP-With Enablement | Commercial | Hospital | 56.3901 | 0 | 0 | 0.028324 | 0.029234 | 0.029402 | 0.030218 | 0.031529 | 0.031988 | 0.032262 | 0.032478 | 0.032612 | 0.033208 | 0.034049 | 0.034697 | 0.035321 | 0.03606 | 0.037016 | 0.03794 | 0.038967 | 0.039731 | 0.040575 | 0.041543 | [10 empty] | 0 | 0 | 0 | 0 | 0 | 0 | 0 | 0 | 0 | 0 | 0 | 0 | 0 | 0 | 0 | 0 | 0 | 0 | 0 | 0 | 0 | 0 | 0 | 0 | 0 | 0 | 0 | 0 | 0 | 0
C&I CPP-With Enablement_PSE_Winter_9.26.2018_12.45.55 PM.xlsx | Inputs_endUseLoadShapes_PSE.xlsx | Inputs_Global_PSE.xlsx | Inputs_Product_C&I CPP-With Enablement.xlsx | PSE | 20 | Winter | Peak | 4 | C&I CPP-With Enablement | Commercial | Large Office | 259.0812 | 0 | 0 | 0.14736 | 0.1521 | 0.15297 | 0.15721 | 0.16403 | 0.16642 | 0.16785 | 0.16897 | 0.16967 | 0.17277 | 0.17714 | 0.18052 | 0.18376 | 0.18761 | 0.19258 | 0.19739 | 0.20273 | 0.20671 | 0.2111 | 0.21613 | [10 empty] | 0 | 0 | 0 | 0 | 0 | 0 | 0 | 0 | 0 | 0 | 0 | 0 | 0 | 0 | 0 | 0 | 0 | 0 | 0 | 0 | 0 | 0 | 0 | 0 | 0 | 0 | 0 | 0 | 0 | 0
C&I CPP-With Enablement_PSE_Winter_9.26.2018_12.45.55 PM.xlsx | Inputs_endUseLoadShapes_PSE.xlsx | Inputs_Global_PSE.xlsx | Inputs_Product_C&I CPP-With Enablement.xlsx | PSE | 20 | Winter | Peak | 4 | C&I CPP-With Enablement | Commercial | Large Retail | 56.0608 | 0 | 0 | 0.030381 | 0.031357 | 0.031537 | 0.032412 | 0.033819 | 0.034311 | 0.034605 | 0.034836 | 0.03498 | 0.03562 | 0.036522 | 0.037217 | 0.037886 | 0.038679 | 0.039704 | 0.040695 | 0.041797 | 0.042616 | 0.043522 | 0.04456 | [10 empty] | 0 | 0 | 0 | 0 | 0 | 0 | 0 | 0 | 0 | 0 | 0 | 0 | 0 | 0 | 0 | 0 | 0 | 0 | 0 | 0 | 0 | 0 | 0 | 0 | 0 | 0 | 0 | 0 | 0 | 0
C&I CPP-With Enablement_PSE_Winter_9.26.2018_12.45.55 PM.xlsx | Inputs_endUseLoadShapes_PSE.xlsx | Inputs_Global_PSE.xlsx | Inputs_Product_C&I CPP-With Enablement.xlsx | PSE | 20 | Winter | Peak | 4 | C&I CPP-With Enablement | Commercial | Lodging | 64.0096 | 0 | 0 | 0.029815 | 0.030773 | 0.030949 | 0.031808 | 0.033188 | 0.033671 | 0.033959 | 0.034187 | 0.034328 | 0.034955 | 0.035841 | 0.036523 | 0.037179 | 0.037957 | 0.038964 | 0.039936 | 0.041017 | 0.041821 | 0.04271 | 0.043729 | [10 empty] | 0 | 0 | 0 | 0 | 0 | 0 | 0 | 0 | 0 | 0 | 0 | 0 | 0 | 0 | 0 | 0 | 0 | 0 | 0 | 0 | 0 | 0 | 0 | 0 | 0 | 0 | 0 | 0 | 0 | 0
C&I CPP-With Enablement_PSE_Winter_9.26.2018_12.45.55 PM.xlsx | Inputs_endUseLoadShapes_PSE.xlsx | Inputs_Global_PSE.xlsx | Inputs_Product_C&I CPP-With Enablement.xlsx | PSE | 20 | Winter | Peak | 4 | C&I CPP-With Enablement | Commercial | Medium Office | 242.2365 | 94.4722 | 6.6131 | 0.11467 | 0.11835 | 0.11903 | 0.12233 | 0.12764 | 0.1295 | 0.13061 | 0.13148 | 0.13203 | 0.13444 | 0.13784 | 0.14047 | 0.14299 | 0.14599 | 0.14986 | 0.1536 | 0.15776 | 0.16085 | 0.16426 | 0.16819 | [10 empty] | 652.3665 | 663.1684 | 673.8159 | 685.5361 | 697.9093 | 710.3923 | 722.6237 | 734.7969 | 747.1823 | 759.7055 | 772.4115 | 785.2861 | 798.1932 | 811.1703 | 824.3647 | 837.8402 | 851.5202 | 865.455 | 879.6307 | 893.8713 | 0 | 0 | 0 | 0 | 0 | 0 | 0 | 0 | 0 | 0
C&I CPP-With Enablement_PSE_Winter_9.26.2018_12.45.55 PM.xlsx | Inputs_endUseLoadShapes_PSE.xlsx | Inputs_Global_PSE.xlsx | Inputs_Product_C&I CPP-With Enablement.xlsx | PSE | 20 | Winter | Peak | 4 | C&I CPP-With Enablement | Commercial | Medium Retail | 83.438 | 14.1845 | 0.99291 | 0.045243 | 0.046696 | 0.046964 | 0.048267 | 0.050361 | 0.051094 | 0.051532 | 0.051877 | 0.052091 | 0.053043 | 0.054386 | 0.055422 | 0.056418 | 0.057599 | 0.059126 | 0.060601 | 0.062242 | 0.063462 | 0.06481 | 0.066357 | [10 empty] | 112.1957 | 114.0534 | 115.8846 | 117.9003 | 120.0283 | 122.1751 | 124.2787 | 126.3723 | 128.5024 | 130.6561 | 132.8414 | 135.0556 | 137.2754 | 139.5072 | 141.7764 | 144.094 | 146.4467 | 148.8432 | 151.2812 | 153.7303 | 0 | 0 | 0 | 0 | 0 | 0 | 0 | 0 | 0 | 0
C&I CPP-With Enablement_PSE_Winter_9.26.2018_12.45.55 PM.xlsx | Inputs_endUseLoadShapes_PSE.xlsx | Inputs_Global_PSE.xlsx | Inputs_Product_C&I CPP-With Enablement.xlsx | PSE | 20 | Winter | Peak | 4 | C&I CPP-With Enablement | Commercial | Other and Assembly | 327.1167 | 0 | 0 | 0.15064 | 0.15548 | 0.15637 | 0.16071 | 0.16768 | 0.17012 | 0.17158 | 0.17273 | 0.17344 | 0.17661 | 0.18109 | 0.18453 | 0.18785 | 0.19178 | 0.19687 | 0.20178 | 0.20724 | 0.2113 | 0.21579 | 0.22094 | [10 empty] | 0 | 0 | 0 | 0 | 0 | 0 | 0 | 0 | 0 | 0 | 0 | 0 | 0 | 0 | 0 | 0 | 0 | 0 | 0 | 0 | 0 | 0 | 0 | 0 | 0 | 0 | 0 | 0 | 0 | 0
C&I CPP-With Enablement_PSE_Winter_9.26.2018_12.45.55 PM.xlsx | Inputs_endUseLoadShapes_PSE.xlsx | Inputs_Global_PSE.xlsx | Inputs_Product_C&I CPP-With Enablement.xlsx | PSE | 20 | Winter | Peak | 4 | C&I CPP-With Enablement | Commercial | Residential Care | 21.5658 | 0 | 0 | 0.010796 | 0.011143 | 0.011207 | 0.011518 | 0.012018 | 0.012193 | 0.012297 | 0.012379 | 0.01243 | 0.012658 | 0.012978 | 0.013225 | 0.013463 | 0.013745 | 0.014109 | 0.014461 | 0.014853 | 0.015144 | 0.015466 | 0.015835 | [10 empty] | 0 | 0 | 0 | 0 | 0 | 0 | 0 | 0 | 0 | 0 | 0 | 0 | 0 | 0 | 0 | 0 | 0 | 0 | 0 | 0 | 0 | 0 | 0 | 0 | 0 | 0 | 0 | 0 | 0 | 0
C&I CPP-With Enablement_PSE_Winter_9.26.2018_12.45.55 PM.xlsx | Inputs_endUseLoadShapes_PSE.xlsx | Inputs_Global_PSE.xlsx | Inputs_Product_C&I CPP-With Enablement.xlsx | PSE | 20 | Winter | Peak | 4 | C&I CPP-With Enablement | Commercial | Restaurant | 93.7598 | 0 | 0 | 0.048781 | 0.050348 | 0.050637 | 0.052042 | 0.0543 | 0.05509 | 0.055563 | 0.055934 | 0.056165 | 0.057192 | 0.05864 | 0.059757 | 0.060831 | 0.062104 | 0.063751 | 0.065341 | 0.06711 | 0.068426 | 0.069879 | 0.071547 | [10 empty] | 0 | 0 | 0 | 0 | 0 | 0 | 0 | 0 | 0 | 0 | 0 | 0 | 0 | 0 | 0 | 0 | 0 | 0 | 0 | 0 | 0 | 0 | 0 | 0 | 0 | 0 | 0 | 0 | 0 | 0
C&I CPP-With Enablement_PSE_Winter_9.26.2018_12.45.55 PM.xlsx | Inputs_endUseLoadShapes_PSE.xlsx | Inputs_Global_PSE.xlsx | Inputs_Product_C&I CPP-With Enablement.xlsx | PSE | 20 | Winter | Peak | 4 | C&I CPP-With Enablement | Commercial | School K-12 | 102.6773 | 0 | 0 | 0.050874 | 0.052509 | 0.05281 | 0.054275 | 0.05663 | 0.057454 | 0.057947 | 0.058334 | 0.058575 | 0.059646 | 0.061156 | 0.062321 | 0.063441 | 0.064769 | 0.066486 | 0.068144 | 0.06999 | 0.071362 | 0.072877 | 0.074617 | [10 empty] | 0 | 0 | 0 | 0 | 0 | 0 | 0 | 0 | 0 | 0 | 0 | 0 | 0 | 0 | 0 | 0 | 0 | 0 | 0 | 0 | 0 | 0 | 0 | 0 | 0 | 0 | 0 | 0 | 0 | 0
C&I CPP-With Enablement_PSE_Winter_9.26.2018_12.45.55 PM.xlsx | Inputs_endUseLoadShapes_PSE.xlsx | Inputs_Global_PSE.xlsx | Inputs_Product_C&I CPP-With Enablement.xlsx | PSE | 20 | Winter | Peak | 4 | C&I CPP-With Enablement | Commercial | Small Office | 206.2795 | 80.449 | 5.6314 | 0.097648 | 0.10079 | 0.10136 | 0.10418 | 0.1087 | 0.11028 | 0.11122 | 0.11197 | 0.11243 | 0.11448 | 0.11738 | 0.11962 | 0.12177 | 0.12432 | 0.12761 | 0.1308 | 0.13434 | 0.13697 | 0.13988 | 0.14322 | [10 empty] | 555.5306 | 564.7291 | 573.7961 | 583.7766 | 594.3132 | 604.9432 | 615.359 | 625.7253 | 636.2722 | 646.9365 | 657.7564 | 668.72 | 679.7112 | 690.7619 | 701.9978 | 713.4731 | 725.1224 | 736.9887 | 749.0602 | 761.187 | 0 | 0 | 0 | 0 | 0 | 0 | 0 | 0 | 0 | 0
C&I CPP-With Enablement_PSE_Winter_9.26.2018_12.45.55 PM.xlsx | Inputs_endUseLoadShapes_PSE.xlsx | Inputs_Global_PSE.xlsx | Inputs_Product_C&I CPP-With Enablement.xlsx | PSE | 20 | Winter | Peak | 4 | C&I CPP-With Enablement | Commercial | Small Retail | 18.0417 | 3.0671 | 0.2147 | 0.0097788 | 0.010093 | 0.010151 | 0.010433 | 0.010885 | 0.011044 | 0.011138 | 0.011213 | 0.011259 | 0.011465 | 0.011755 | 0.011979 | 0.012194 | 0.01245 | 0.01278 | 0.013098 | 0.013453 | 0.013717 | 0.014008 | 0.014343 | [10 empty] | 24.2503 | 24.6518 | 25.0476 | 25.4833 | 25.9432 | 26.4072 | 26.8619 | 27.3144 | 27.7748 | 28.2403 | 28.7127 | 29.1913 | 29.671 | 30.1534 | 30.6439 | 31.1448 | 31.6534 | 32.1713 | 32.6983 | 33.2277 | 0 | 0 | 0 | 0 | 0 | 0 | 0 | 0 | 0 | 0
C&I CPP-With Enablement_PSE_Winter_9.26.2018_12.45.55 PM.xlsx | Inputs_endUseLoadShapes_PSE.xlsx | Inputs_Global_PSE.xlsx | Inputs_Product_C&I CPP-With Enablement.xlsx | PSE | 20 | Winter | Peak | 4 | C&I CPP-With Enablement | Commercial | Supermarket and MiniMart | 104.4353 | 0 | 0 | 0.058676 | 0.060561 | 0.060908 | 0.062598 | 0.065315 | 0.066265 | 0.066833 | 0.06728 | 0.067558 | 0.068792 | 0.070535 | 0.071878 | 0.07317 | 0.074701 | 0.076682 | 0.078595 | 0.080723 | 0.082305 | 0.084054 | 0.08606 | [10 empty] | 0 | 0 | 0 | 0 | 0 | 0 | 0 | 0 | 0 | 0 | 0 | 0 | 0 | 0 | 0 | 0 | 0 | 0 | 0 | 0 | 0 | 0 | 0 | 0 | 0 | 0 | 0 | 0 | 0 | 0
C&I CPP-With Enablement_PSE_Winter_9.26.2018_12.45.55 PM.xlsx | Inputs_endUseLoadShapes_PSE.xlsx | Inputs_Global_PSE.xlsx | Inputs_Product_C&I CPP-With Enablement.xlsx | PSE | 20 | Winter | Peak | 4 | C&I CPP-With Enablement | Commercial | University | 43.4191 | 0 | 0 | 0.02017 | 0.020818 | 0.020938 | 0.021519 | 0.022452 | 0.022779 | 0.022974 | 0.023128 | 0.023223 | 0.023648 | 0.024247 | 0.024708 | 0.025152 | 0.025679 | 0.02636 | 0.027017 | 0.027749 | 0.028293 | 0.028894 | 0.029584 | [10 empty] | 0 | 0 | 0 | 0 | 0 | 0 | 0 | 0 | 0 | 0 | 0 | 0 | 0 | 0 | 0 | 0 | 0 | 0 | 0 | 0 | 0 | 0 | 0 | 0 | 0 | 0 | 0 | 0 | 0 | 0
C&I CPP-With Enablement_PSE_Winter_9.26.2018_12.45.55 PM.xlsx | Inputs_endUseLoadShapes_PSE.xlsx | Inputs_Global_PSE.xlsx | Inputs_Product_C&I CPP-With Enablement.xlsx | PSE | 20 | Winter | Peak | 4 | C&I CPP-With Enablement | Commercial | Warehouse | 102.3136 | 0 | 0 | 0.052638 | 0.054329 | 0.05464 | 0.056157 | 0.058593 | 0.059446 | 0.059955 | 0.060356 | 0.060605 | 0.061713 | 0.063276 | 0.064481 | 0.06564 | 0.067014 | 0.068791 | 0.070507 | 0.072416 | 0.073835 | 0.075404 | 0.077204 | [10 empty] | 0 | 0 | 0 | 0 | 0 | 0 | 0 | 0 | 0 | 0 | 0 | 0 | 0 | 0 | 0 | 0 | 0 | 0 | 0 | 0 | 0 | 0 | 0 | 0 | 0 | 0 | 0 | 0 | 0 | 0
C&I CPP-With Enablement_PSE_Winter_9.26.2018_12.45.55 PM.xlsx | Inputs_endUseLoadShapes_PSE.xlsx | Inputs_Global_PSE.xlsx | Inputs_Product_C&I CPP-With Enablement.xlsx | PSE | 20 | Winter | Peak | 4 | C&I CPP-With Enablement | Commercial | Xlarge Retail | 41.1584 | 0 | 0 | 0.021373 | 0.02206 | 0.022187 | 0.022802 | 0.023792 | 0.024138 | 0.024345 | 0.024507 | 0.024609 | 0.025058 | 0.025693 | 0.026182 | 0.026653 | 0.027211 | 0.027932 | 0.028629 | 0.029404 | 0.029981 | 0.030618 | 0.031348 | [10 empty] | 0 | 0 | 0 | 0 | 0 | 0 | 0 | 0 | 0 | 0 | 0 | 0 | 0 | 0 | 0 | 0 | 0 | 0 | 0 | 0 | 0 | 0 | 0 | 0 | 0 | 0 | 0 | 0 | 0 | 0
C&I CPP-With Enablement_PSE_Winter_9.26.2018_12.45.55 PM.xlsx | Inputs_endUseLoadShapes_PSE.xlsx | Inputs_Global_PSE.xlsx | Inputs_Product_C&I CPP-With Enablement.xlsx | PSE | 20 | Winter | Peak | 4 | C&I CPP-With Enablement | Industrial | Mechanical Pulp | 0 | 0 | 0 | 0 | 0 | 0 | 0 | 0 | 0 | 0 | 0 | 0 | 0 | 0 | 0 | 0 | 0 | 0 | 0 | 0 | 0 | 0 | 0 | [10 empty] | 0 | 0 | 0 | 0 | 0 | 0 | 0 | 0 | 0 | 0 | 0 | 0 | 0 | 0 | 0 | 0 | 0 | 0 | 0 | 0 | 0 | 0 | 0 | 0 | 0 | 0 | 0 | 0 | 0 | 0
C&I CPP-With Enablement_PSE_Winter_9.26.2018_12.45.55 PM.xlsx | Inputs_endUseLoadShapes_PSE.xlsx | Inputs_Global_PSE.xlsx | Inputs_Product_C&I CPP-With Enablement.xlsx | PSE | 20 | Winter | Peak | 4 | C&I CPP-With Enablement | Industrial | Kraft Pulp | 0 | 0 | 0 | 0 | 0 | 0 | 0 | 0 | 0 | 0 | 0 | 0 | 0 | 0 | 0 | 0 | 0 | 0 | 0 | 0 | 0 | 0 | 0 | [10 empty] | 0 | 0 | 0 | 0 | 0 | 0 | 0 | 0 | 0 | 0 | 0 | 0 | 0 | 0 | 0 | 0 | 0 | 0 | 0 | 0 | 0 | 0 | 0 | 0 | 0 | 0 | 0 | 0 | 0 | 0
C&I CPP-With Enablement_PSE_Winter_9.26.2018_12.45.55 PM.xlsx | Inputs_endUseLoadShapes_PSE.xlsx | Inputs_Global_PSE.xlsx | Inputs_Product_C&I CPP-With Enablement.xlsx | PSE | 20 | Winter | Peak | 4 | C&I CPP-With Enablement | Industrial | Paper | 0 | 0 | 0 | 0 | 0 | 0 | 0 | 0 | 0 | 0 | 0 | 0 | 0 | 0 | 0 | 0 | 0 | 0 | 0 | 0 | 0 | 0 | 0 | [10 empty] | 0 | 0 | 0 | 0 | 0 | 0 | 0 | 0 | 0 | 0 | 0 | 0 | 0 | 0 | 0 | 0 | 0 | 0 | 0 | 0 | 0 | 0 | 0 | 0 | 0 | 0 | 0 | 0 | 0 | 0
C&I CPP-With Enablement_PSE_Winter_9.26.2018_12.45.55 PM.xlsx | Inputs_endUseLoadShapes_PSE.xlsx | Inputs_Global_PSE.xlsx | Inputs_Product_C&I CPP-With Enablement.xlsx | PSE | 20 | Winter | Peak | 4 | C&I CPP-With Enablement | Industrial | Foundries | 0 | 0 | 0 | 0 | 0 | 0 | 0 | 0 | 0 | 0 | 0 | 0 | 0 | 0 | 0 | 0 | 0 | 0 | 0 | 0 | 0 | 0 | 0 | [10 empty] | 0 | 0 | 0 | 0 | 0 | 0 | 0 | 0 | 0 | 0 | 0 | 0 | 0 | 0 | 0 | 0 | 0 | 0 | 0 | 0 | 0 | 0 | 0 | 0 | 0 | 0 | 0 | 0 | 0 | 0
C&I CPP-With Enablement_PSE_Winter_9.26.2018_12.45.55 PM.xlsx | Inputs_endUseLoadShapes_PSE.xlsx | Inputs_Global_PSE.xlsx | Inputs_Product_C&I CPP-With Enablement.xlsx | PSE | 20 | Winter | Peak | 4 | C&I CPP-With Enablement | Industrial | Frozen Food | 0 | 0 | 0 | 0 | 0 | 0 | 0 | 0 | 0 | 0 | 0 | 0 | 0 | 0 | 0 | 0 | 0 | 0 | 0 | 0 | 0 | 0 | 0 | [10 empty] | 0 | 0 | 0 | 0 | 0 | 0 | 0 | 0 | 0 | 0 | 0 | 0 | 0 | 0 | 0 | 0 | 0 | 0 | 0 | 0 | 0 | 0 | 0 | 0 | 0 | 0 | 0 | 0 | 0 | 0
C&I CPP-With Enablement_PSE_Winter_9.26.2018_12.45.55 PM.xlsx | Inputs_endUseLoadShapes_PSE.xlsx | Inputs_Global_PSE.xlsx | Inputs_Product_C&I CPP-With Enablement.xlsx | PSE | 20 | Winter | Peak | 4 | C&I CPP-With Enablement | Industrial | Other Food | 0 | 0 | 0 | 0 | 0 | 0 | 0 | 0 | 0 | 0 | 0 | 0 | 0 | 0 | 0 | 0 | 0 | 0 | 0 | 0 | 0 | 0 | 0 | [10 empty] | 0 | 0 | 0 | 0 | 0 | 0 | 0 | 0 | 0 | 0 | 0 | 0 | 0 | 0 | 0 | 0 | 0 | 0 | 0 | 0 | 0 | 0 | 0 | 0 | 0 | 0 | 0 | 0 | 0 | 0
C&I CPP-With Enablement_PSE_Winter_9.26.2018_12.45.55 PM.xlsx | Inputs_endUseLoadShapes_PSE.xlsx | Inputs_Global_PSE.xlsx | Inputs_Product_C&I CPP-With Enablement.xlsx | PSE | 20 | Winter | Peak | 4 | C&I CPP-With Enablement | Industrial | Wood - Lumber | 0 | 0 | 0 | 0 | 0 | 0 | 0 | 0 | 0 | 0 | 0 | 0 | 0 | 0 | 0 | 0 | 0 | 0 | 0 | 0 | 0 | 0 | 0 | [10 empty] | 0 | 0 | 0 | 0 | 0 | 0 | 0 | 0 | 0 | 0 | 0 | 0 | 0 | 0 | 0 | 0 | 0 | 0 | 0 | 0 | 0 | 0 | 0 | 0 | 0 | 0 | 0 | 0 | 0 | 0
C&I CPP-With Enablement_PSE_Winter_9.26.2018_12.45.55 PM.xlsx | Inputs_endUseLoadShapes_PSE.xlsx | Inputs_Global_PSE.xlsx | Inputs_Product_C&I CPP-With Enablement.xlsx | PSE | 20 | Winter | Peak | 4 | C&I CPP-With Enablement | Industrial | Wood - Panel | 0 | 0 | 0 | 0 | 0 | 0 | 0 | 0 | 0 | 0 | 0 | 0 | 0 | 0 | 0 | 0 | 0 | 0 | 0 | 0 | 0 | 0 | 0 | [10 empty] | 0 | 0 | 0 | 0 | 0 | 0 | 0 | 0 | 0 | 0 | 0 | 0 | 0 | 0 | 0 | 0 | 0 | 0 | 0 | 0 | 0 | 0 | 0 | 0 | 0 | 0 | 0 | 0 | 0 | 0
C&I CPP-With Enablement_PSE_Winter_9.26.2018_12.45.55 PM.xlsx | Inputs_endUseLoadShapes_PSE.xlsx | Inputs_Global_PSE.xlsx | Inputs_Product_C&I CPP-With Enablement.xlsx | PSE | 20 | Winter | Peak | 4 | C&I CPP-With Enablement | Industrial | Wood - Other | 0 | 0 | 0 | 0 | 0 | 0 | 0 | 0 | 0 | 0 | 0 | 0 | 0 | 0 | 0 | 0 | 0 | 0 | 0 | 0 | 0 | 0 | 0 | [10 empty] | 0 | 0 | 0 | 0 | 0 | 0 | 0 | 0 | 0 | 0 | 0 | 0 | 0 | 0 | 0 | 0 | 0 | 0 | 0 | 0 | 0 | 0 | 0 | 0 | 0 | 0 | 0 | 0 | 0 | 0
C&I CPP-With Enablement_PSE_Winter_9.26.2018_12.45.55 PM.xlsx | Inputs_endUseLoadShapes_PSE.xlsx | Inputs_Global_PSE.xlsx | Inputs_Product_C&I CPP-With Enablement.xlsx | PSE | 20 | Winter | Peak | 4 | C&I CPP-With Enablement | Industrial | Sugar | 0 | 0 | 0 | 0 | 0 | 0 | 0 | 0 | 0 | 0 | 0 | 0 | 0 | 0 | 0 | 0 | 0 | 0 | 0 | 0 | 0 | 0 | 0 | [10 empty] | 0 | 0 | 0 | 0 | 0 | 0 | 0 | 0 | 0 | 0 | 0 | 0 | 0 | 0 | 0 | 0 | 0 | 0 | 0 | 0 | 0 | 0 | 0 | 0 | 0 | 0 | 0 | 0 | 0 | 0
C&I CPP-With Enablement_PSE_Winter_9.26.2018_12.45.55 PM.xlsx | Inputs_endUseLoadShapes_PSE.xlsx | Inputs_Global_PSE.xlsx | Inputs_Product_C&I CPP-With Enablement.xlsx | PSE | 20 | Winter | Peak | 4 | C&I CPP-With Enablement | Industrial | Hi Tech - Chip Fab | 0 | 0 | 0 | 0 | 0 | 0 | 0 | 0 | 0 | 0 | 0 | 0 | 0 | 0 | 0 | 0 | 0 | 0 | 0 | 0 | 0 | 0 | 0 | [10 empty] | 0 | 0 | 0 | 0 | 0 | 0 | 0 | 0 | 0 | 0 | 0 | 0 | 0 | 0 | 0 | 0 | 0 | 0 | 0 | 0 | 0 | 0 | 0 | 0 | 0 | 0 | 0 | 0 | 0 | 0
C&I CPP-With Enablement_PSE_Winter_9.26.2018_12.45.55 PM.xlsx | Inputs_endUseLoadShapes_PSE.xlsx | Inputs_Global_PSE.xlsx | Inputs_Product_C&I CPP-With Enablement.xlsx | PSE | 20 | Winter | Peak | 4 | C&I CPP-With Enablement | Industrial | Hi Tech - Silicon | 0 | 0 | 0 | 0 | 0 | 0 | 0 | 0 | 0 | 0 | 0 | 0 | 0 | 0 | 0 | 0 | 0 | 0 | 0 | 0 | 0 | 0 | 0 | [10 empty] | 0 | 0 | 0 | 0 | 0 | 0 | 0 | 0 | 0 | 0 | 0 | 0 | 0 | 0 | 0 | 0 | 0 | 0 | 0 | 0 | 0 | 0 | 0 | 0 | 0 | 0 | 0 | 0 | 0 | 0
C&I CPP-With Enablement_PSE_Winter_9.26.2018_12.45.55 PM.xlsx | Inputs_endUseLoadShapes_PSE.xlsx | Inputs_Global_PSE.xlsx | Inputs_Product_C&I CPP-With Enablement.xlsx | PSE | 20 | Winter | Peak | 4 | C&I CPP-With Enablement | Industrial | Metal Fab | 0 | 0 | 0 | 0 | 0 | 0 | 0 | 0 | 0 | 0 | 0 | 0 | 0 | 0 | 0 | 0 | 0 | 0 | 0 | 0 | 0 | 0 | 0 | [10 empty] | 0 | 0 | 0 | 0 | 0 | 0 | 0 | 0 | 0 | 0 | 0 | 0 | 0 | 0 | 0 | 0 | 0 | 0 | 0 | 0 | 0 | 0 | 0 | 0 | 0 | 0 | 0 | 0 | 0 | 0
C&I CPP-With Enablement_PSE_Winter_9.26.2018_12.45.55 PM.xlsx | Inputs_endUseLoadShapes_PSE.xlsx | Inputs_Global_PSE.xlsx | Inputs_Product_C&I CPP-With Enablement.xlsx | PSE | 20 | Winter | Peak | 4 | C&I CPP-With Enablement | Industrial | Transportation, Equip | 0 | 0 | 0 | 0 | 0 | 0 | 0 | 0 | 0 | 0 | 0 | 0 | 0 | 0 | 0 | 0 | 0 | 0 | 0 | 0 | 0 | 0 | 0 | [10 empty] | 0 | 0 | 0 | 0 | 0 | 0 | 0 | 0 | 0 | 0 | 0 | 0 | 0 | 0 | 0 | 0 | 0 | 0 | 0 | 0 | 0 | 0 | 0 | 0 | 0 | 0 | 0 | 0 | 0 | 0
C&I CPP-With Enablement_PSE_Winter_9.26.2018_12.45.55 PM.xlsx | Inputs_endUseLoadShapes_PSE.xlsx | Inputs_Global_PSE.xlsx | Inputs_Product_C&I CPP-With Enablement.xlsx | PSE | 20 | Winter | Peak | 4 | C&I CPP-With Enablement | Industrial | Refinery | 0.80728 | 0 | 0 | 0 | 0 | 0 | 0 | 0 | 0 | 0 | 0 | 0 | 0 | 0 | 0 | 0 | 0 | 0 | 0 | 0 | 0 | 0 | 0 | [10 empty] | 0 | 0 | 0 | 0 | 0 | 0 | 0 | 0 | 0 | 0 | 0 | 0 | 0 | 0 | 0 | 0 | 0 | 0 | 0 | 0 | 0 | 0 | 0 | 0 | 0 | 0 | 0 | 0 | 0 | 0
C&I CPP-With Enablement_PSE_Winter_9.26.2018_12.45.55 PM.xlsx | Inputs_endUseLoadShapes_PSE.xlsx | Inputs_Global_PSE.xlsx | Inputs_Product_C&I CPP-With Enablement.xlsx | PSE | 20 | Winter | Peak | 4 | C&I CPP-With Enablement | Industrial | Cold Storage | 2.5436 | 0 | 0 | 0 | 0 | 0 | 0 | 0 | 0 | 0 | 0 | 0 | 0 | 0 | 0 | 0 | 0 | 0 | 0 | 0 | 0 | 0 | 0 | [10 empty] | 0 | 0 | 0 | 0 | 0 | 0 | 0 | 0 | 0 | 0 | 0 | 0 | 0 | 0 | 0 | 0 | 0 | 0 | 0 | 0 | 0 | 0 | 0 | 0 | 0 | 0 | 0 | 0 | 0 | 0
C&I CPP-With Enablement_PSE_Winter_9.26.2018_12.45.55 PM.xlsx | Inputs_endUseLoadShapes_PSE.xlsx | Inputs_Global_PSE.xlsx | Inputs_Product_C&I CPP-With Enablement.xlsx | PSE | 20 | Winter | Peak | 4 | C&I CPP-With Enablement | Industrial | Fruit Storage | 0.00034481 | 0 | 0 | 0 | 0 | 0 | 0 | 0 | 0 | 0 | 0 | 0 | 0 | 0 | 0 | 0 | 0 | 0 | 0 | 0 | 0 | 0 | 0 | [10 empty] | 0 | 0 | 0 | 0 | 0 | 0 | 0 | 0 | 0 | 0 | 0 | 0 | 0 | 0 | 0 | 0 | 0 | 0 | 0 | 0 | 0 | 0 | 0 | 0 | 0 | 0 | 0 | 0 | 0 | 0
C&I CPP-With Enablement_PSE_Winter_9.26.2018_12.45.55 PM.xlsx | Inputs_endUseLoadShapes_PSE.xlsx | Inputs_Global_PSE.xlsx | Inputs_Product_C&I CPP-With Enablement.xlsx | PSE | 20 | Winter | Peak | 4 | C&I CPP-With Enablement | Industrial | Chemical | 5.4314 | 0 | 0 | 0 | 0 | 0 | 0 | 0 | 0 | 0 | 0 | 0 | 0 | 0 | 0 | 0 | 0 | 0 | 0 | 0 | 0 | 0 | 0 | [10 empty] | 0 | 0 | 0 | 0 | 0 | 0 | 0 | 0 | 0 | 0 | 0 | 0 | 0 | 0 | 0 | 0 | 0 | 0 | 0 | 0 | 0 | 0 | 0 | 0 | 0 | 0 | 0 | 0 | 0 | 0
C&I CPP-With Enablement_PSE_Winter_9.26.2018_12.45.55 PM.xlsx | Inputs_endUseLoadShapes_PSE.xlsx | Inputs_Global_PSE.xlsx | Inputs_Product_C&I CPP-With Enablement.xlsx | PSE | 20 | Winter | Peak | 4 | C&I CPP-With Enablement | Industrial | Misc Manf | 0 | 0 | 0 | 0 | 0 | 0 | 0 | 0 | 0 | 0 | 0 | 0 | 0 | 0 | 0 | 0 | 0 | 0 | 0 | 0 | 0 | 0 | 0 | [10 empty] | 0 | 0 | 0 | 0 | 0 | 0 | 0 | 0 | 0 | 0 | 0 | 0 | 0 | 0 | 0 | 0 | 0 | 0 | 0 | 0 | 0 | 0 | 0 | 0 | 0 | 0 | 0 | 0 | 0 | 0
C&I CPP-With Enablement_PSE_Winter_9.26.2018_12.45.55 PM.xlsx | Inputs_endUseLoadShapes_PSE.xlsx | Inputs_Global_PSE.xlsx | Inputs_Product_C&I CPP-With Enablement.xlsx | PSE | 20 | Winter | Peak | 4 | C&I CPP-With Enablement | Residential | Single Family | 1628.0145 | 0 | 0 | 0 | 0 | 0 | 0 | 0 | 0 | 0 | 0 | 0 | 0 | 0 | 0 | 0 | 0 | 0 | 0 | 0 | 0 | 0 | 0 | [10 empty] | 0 | 0 | 0 | 0 | 0 | 0 | 0 | 0 | 0 | 0 | 0 | 0 | 0 | 0 | 0 | 0 | 0 | 0 | 0 | 0 | 0 | 0 | 0 | 0 | 0 | 0 | 0 | 0 | 0 | 0
C&I CPP-With Enablement_PSE_Winter_9.26.2018_12.45.55 PM.xlsx | Inputs_endUseLoadShapes_PSE.xlsx | Inputs_Global_PSE.xlsx | Inputs_Product_C&I CPP-With Enablement.xlsx | PSE | 20 | Winter | Peak | 4 | C&I CPP-With Enablement | Residential | Multifamily Low-Rise | 331.2956 | 0 | 0 | 0 | 0 | 0 | 0 | 0 | 0 | 0 | 0 | 0 | 0 | 0 | 0 | 0 | 0 | 0 | 0 | 0 | 0 | 0 | 0 | [10 empty] | 0 | 0 | 0 | 0 | 0 | 0 | 0 | 0 | 0 | 0 | 0 | 0 | 0 | 0 | 0 | 0 | 0 | 0 | 0 | 0 | 0 | 0 | 0 | 0 | 0 | 0 | 0 | 0 | 0 | 0
C&I CPP-With Enablement_PSE_Winter_9.26.2018_12.45.55 PM.xlsx | Inputs_endUseLoadShapes_PSE.xlsx | Inputs_Global_PSE.xlsx | Inputs_Product_C&I CPP-With Enablement.xlsx | PSE | 20 | Winter | Peak | 4 | C&I CPP-With Enablement | Residential | Multifamily High-Rise | 60.3694 | 0 | 0 | 0 | 0 | 0 | 0 | 0 | 0 | 0 | 0 | 0 | 0 | 0 | 0 | 0 | 0 | 0 | 0 | 0 | 0 | 0 | 0 | [10 empty] | 0 | 0 | 0 | 0 | 0 | 0 | 0 | 0 | 0 | 0 | 0 | 0 | 0 | 0 | 0 | 0 | 0 | 0 | 0 | 0 | 0 | 0 | 0 | 0 | 0 | 0 | 0 | 0 | 0 | 0
C&I CPP-With Enablement_PSE_Winter_9.26.2018_12.45.55 PM.xlsx | Inputs_endUseLoadShapes_PSE.xlsx | Inputs_Global_PSE.xlsx | Inputs_Product_C&I CPP-With Enablement.xlsx | PSE | 20 | Winter | Peak | 4 | C&I CPP-With Enablement | Residential | Manufactured | 136.2338 | 0 | 0 | 0 | 0 | 0 | 0 | 0 | 0 | 0 | 0 | 0 | 0 | 0 | 0 | 0 | 0 | 0 | 0 | 0 | 0 | 0 | 0 | [10 empty] | 0 | 0 | 0 | 0 | 0 | 0 | 0 | 0 | 0 | 0 | 0 | 0 | 0 | 0 | 0 | 0 | 0 | 0 | 0 | 0 | 0 | 0 | 0 | 0 | 0 | 0 | 0 | 0 | 0 | 0
C&I CPP-With Enablement_PSE_Winter_9.26.2018_12.45.55 PM.xlsx | Inputs_endUseLoadShapes_PSE.xlsx | Inputs_Global_PSE.xlsx | Inputs_Product_C&I CPP-With Enablement.xlsx | PSE | 20 | Winter | Peak | 4 | C&I CPP-With Enablement | 0 | 0 | 0 | 0 | 0 | 0 | 0 | 0 | 0 | 0 | 0 | 0 | 0 | 0 | 0 | 0 | 0 | 0 | 0 | 0 | 0 | 0 | 0 | 0 | 0 | [10 empty] | 0 | 0 | 0 | 0 | 0 | 0 | 0 | 0 | 0 | 0 | 0 | 0 | 0 | 0 | 0 | 0 | 0 | 0 | 0 | 0 | 0 | 0 | 0 | 0 | 0 | 0 | 0 | 0 | 0 | 0
C&I Curtailment-AutoDR_PSE_Winter_9.19.2018_9.16.08 PM.xlsx | Inputs_endUseLoadShapes_PSE.xlsx | Inputs_Global_PSE.xlsx | Inputs_Product_C&I Curtailment-AutoDR.xlsx | PSE | 20 | Winter | Peak | 4 | C&I Curtailment-AutoDR | Commercial | Hospital | 56.3901 | 43.9843 | 10.9961 | 0.81471 | 0.84089 | 0.84571 | 0.86918 | 0.90689 | 0.92009 | 0.92797 | 0.93418 | 0.93804 | 0.95518 | 0.97937 | 0.99802 | 1.016 | 1.0372 | 1.0647 | 1.0913 | 1.1208 | 1.1428 | 1.1671 | 1.1949 | [10 empty] | 805.7015 | 819.0424 | 832.1925 | 846.6675 | 861.949 | 877.3659 | 892.4723 | 907.5068 | 922.8033 | 938.27 | 953.9624 | 969.8632 | 985.804 | 1001.8312 | 1018.1269 | 1034.7699 | 1051.6652 | 1068.8752 | 1086.3829 | 1103.9707 | 0 | 0 | 0 | 0 | 0 | 0 | 0 | 0 | 0 | 0
C&I Curtailment-AutoDR_PSE_Winter_9.19.2018_9.16.08 PM.xlsx | Inputs_endUseLoadShapes_PSE.xlsx | Inputs_Global_PSE.xlsx | Inputs_Product_C&I Curtailment-AutoDR.xlsx | PSE | 20 | Winter | Peak | 4 | C&I Curtailment-AutoDR | Commercial | Large Office | 259.0812 | 93.2692 | 23.3173 | 4.2387 | 4.3748 | 4.3999 | 4.522 | 4.7182 | 4.7869 | 4.8279 | 4.8602 | 4.8803 | 4.9695 | 5.0953 | 5.1924 | 5.2857 | 5.3963 | 5.5394 | 5.6776 | 5.8313 | 5.9456 | 6.0719 | 6.2169 | [10 empty] | 1934.6701 | 1966.7045 | 1998.281 | 2033.0387 | 2069.733 | 2106.7525 | 2143.0262 | 2179.1275 | 2215.8579 | 2252.9968 | 2290.6779 | 2328.8591 | 2367.1367 | 2405.6216 | 2444.7512 | 2484.7147 | 2525.2842 | 2566.6094 | 2608.6491 | 2650.8815 | 0 | 0 | 0 | 0 | 0 | 0 | 0 | 0 | 0 | 0
C&I Curtailment-AutoDR_PSE_Winter_9.19.2018_9.16.08 PM.xlsx | Inputs_endUseLoadShapes_PSE.xlsx | Inputs_Global_PSE.xlsx | Inputs_Product_C&I Curtailment-AutoDR.xlsx | PSE | 20 | Winter | Peak | 4 | C&I Curtailment-AutoDR | Commercial | Large Retail | 56.0608 | 29.7122 | 7.4281 | 0.87388 | 0.90196 | 0.90713 | 0.9323 | 0.97275 | 0.98691 | 0.99537 | 1.002 | 1.0062 | 1.0246 | 1.0505 | 1.0705 | 1.0897 | 1.1126 | 1.1421 | 1.1705 | 1.2022 | 1.2258 | 1.2518 | 1.2817 | [10 empty] | 587.2243 | 596.9476 | 606.5319 | 617.0818 | 628.2195 | 639.4559 | 650.4659 | 661.4237 | 672.5723 | 683.845 | 695.2822 | 706.8712 | 718.4895 | 730.1707 | 742.0476 | 754.1776 | 766.4915 | 779.0348 | 791.795 | 804.6136 | 0 | 0 | 0 | 0 | 0 | 0 | 0 | 0 | 0 | 0
C&I Curtailment-AutoDR_PSE_Winter_9.19.2018_9.16.08 PM.xlsx | Inputs_endUseLoadShapes_PSE.xlsx | Inputs_Global_PSE.xlsx | Inputs_Product_C&I Curtailment-AutoDR.xlsx | PSE | 20 | Winter | Peak | 4 | C&I Curtailment-AutoDR | Commercial | Lodging | 64.0096 | 32.6449 | 8.1612 | 0.85758 | 0.88514 | 0.89021 | 0.91491 | 0.95461 | 0.9685 | 0.9768 | 0.98334 | 0.98739 | 1.0054 | 1.0309 | 1.0505 | 1.0694 | 1.0918 | 1.1207 | 1.1487 | 1.1798 | 1.2029 | 1.2285 | 1.2578 | [10 empty] | 554.525 | 563.7069 | 572.7575 | 582.7199 | 593.2374 | 603.8482 | 614.2451 | 624.5926 | 635.1205 | 645.7654 | 656.5658 | 667.5095 | 678.4808 | 689.5115 | 700.7271 | 712.1816 | 723.8098 | 735.6547 | 747.7043 | 759.8092 | 0 | 0 | 0 | 0 | 0 | 0 | 0 | 0 | 0 | 0
C&I Curtailment-AutoDR_PSE_Winter_9.19.2018_9.16.08 PM.xlsx | Inputs_endUseLoadShapes_PSE.xlsx | Inputs_Global_PSE.xlsx | Inputs_Product_C&I Curtailment-AutoDR.xlsx | PSE | 20 | Winter | Peak | 4 | C&I Curtailment-AutoDR | Commercial | Medium Office | 242.2365 | 0 | 0 | 3.2983 | 3.4043 | 3.4238 | 3.5188 | 3.6715 | 3.7249 | 3.7568 | 3.782 | 3.7976 | 3.867 | 3.9649 | 4.0404 | 4.1131 | 4.1991 | 4.3105 | 4.418 | 4.5376 | 4.6266 | 4.7249 | 4.8376 | [10 empty] | 0 | 0 | 0 | 0 | 0 | 0 | 0 | 0 | 0 | 0 | 0 | 0 | 0 | 0 | 0 | 0 | 0 | 0 | 0 | 0 | 0 | 0 | 0 | 0 | 0 | 0 | 0 | 0 | 0 | 0
C&I Curtailment-AutoDR_PSE_Winter_9.19.2018_9.16.08 PM.xlsx | Inputs_endUseLoadShapes_PSE.xlsx | Inputs_Global_PSE.xlsx | Inputs_Product_C&I Curtailment-AutoDR.xlsx | PSE | 20 | Winter | Peak | 4 | C&I Curtailment-AutoDR | Commercial | Medium Retail | 83.438 | 0 | 0 | 1.3013 | 1.3432 | 1.3509 | 1.3883 | 1.4486 | 1.4697 | 1.4823 | 1.4922 | 1.4983 | 1.5257 | 1.5644 | 1.5941 | 1.6228 | 1.6568 | 1.7007 | 1.7431 | 1.7903 | 1.8254 | 1.8642 | 1.9087 | [10 empty] | 0 | 0 | 0 | 0 | 0 | 0 | 0 | 0 | 0 | 0 | 0 | 0 | 0 | 0 | 0 | 0 | 0 | 0 | 0 | 0 | 0 | 0 | 0 | 0 | 0 | 0 | 0 | 0 | 0 | 0
C&I Curtailment-AutoDR_PSE_Winter_9.19.2018_9.16.08 PM.xlsx | Inputs_endUseLoadShapes_PSE.xlsx | Inputs_Global_PSE.xlsx | Inputs_Product_C&I Curtailment-AutoDR.xlsx | PSE | 20 | Winter | Peak | 4 | C&I Curtailment-AutoDR | Commercial | Other and Assembly | 327.1167 | 112.7657 | 28.1914 | 4.333 | 4.4722 | 4.4978 | 4.6226 | 4.8232 | 4.8934 | 4.9353 | 4.9683 | 4.9888 | 5.08 | 5.2087 | 5.3079 | 5.4033 | 5.5164 | 5.6626 | 5.8039 | 5.9611 | 6.0779 | 6.207 | 6.3551 | [10 empty] | 1893.7984 | 1925.1561 | 1956.0655 | 1990.0889 | 2026.0079 | 2062.2454 | 2097.7528 | 2133.0915 | 2169.0459 | 2205.4001 | 2242.2852 | 2279.6598 | 2317.1288 | 2354.8007 | 2393.1036 | 2432.2228 | 2471.9353 | 2512.3874 | 2553.539 | 2594.8791 | 0 | 0 | 0 | 0 | 0 | 0 | 0 | 0 | 0 | 0
C&I Curtailment-AutoDR_PSE_Winter_9.19.2018_9.16.08 PM.xlsx | Inputs_endUseLoadShapes_PSE.xlsx | Inputs_Global_PSE.xlsx | Inputs_Product_C&I Curtailment-AutoDR.xlsx | PSE | 20 | Winter | Peak | 4 | C&I Curtailment-AutoDR | Commercial | Residential Care | 21.5658 | 16.8213 | 4.2053 | 0.31054 | 0.32052 | 0.32235 | 0.3313 | 0.34567 | 0.35071 | 0.35371 | 0.35608 | 0.35755 | 0.36408 | 0.3733 | 0.38041 | 0.38725 | 0.39535 | 0.40584 | 0.41596 | 0.42722 | 0.4356 | 0.44485 | 0.45547 | [10 empty] | 307.105 | 312.1901 | 317.2024 | 322.7198 | 328.5446 | 334.421 | 340.179 | 345.9096 | 351.7401 | 357.6354 | 363.6168 | 369.6776 | 375.7537 | 381.8627 | 388.0741 | 394.4178 | 400.8577 | 407.4176 | 414.0908 | 420.7947 | 0 | 0 | 0 | 0 | 0 | 0 | 0 | 0 | 0 | 0
C&I Curtailment-AutoDR_PSE_Winter_9.19.2018_9.16.08 PM.xlsx | Inputs_endUseLoadShapes_PSE.xlsx | Inputs_Global_PSE.xlsx | Inputs_Product_C&I Curtailment-AutoDR.xlsx | PSE | 20 | Winter | Peak | 4 | C&I Curtailment-AutoDR | Commercial | Restaurant | 93.7598 | 14.064 | 3.516 | 1.4031 | 1.4482 | 1.4565 | 1.4969 | 1.5619 | 1.5846 | 1.5982 | 1.6089 | 1.6155 | 1.645 | 1.6867 | 1.7188 | 1.7497 | 1.7863 | 1.8337 | 1.8795 | 1.9303 | 1.9682 | 2.01 | 2.058 | [10 empty] | 266.8477 | 271.2662 | 275.6215 | 280.4157 | 285.4769 | 290.5829 | 295.5862 | 300.5656 | 305.6318 | 310.7543 | 315.9517 | 321.218 | 326.4976 | 331.8058 | 337.2029 | 342.715 | 348.3107 | 354.0107 | 359.8092 | 365.6343 | 0 | 0 | 0 | 0 | 0 | 0 | 0 | 0 | 0 | 0
C&I Curtailment-AutoDR_PSE_Winter_9.19.2018_9.16.08 PM.xlsx | Inputs_endUseLoadShapes_PSE.xlsx | Inputs_Global_PSE.xlsx | Inputs_Product_C&I Curtailment-AutoDR.xlsx | PSE | 20 | Winter | Peak | 4 | C&I Curtailment-AutoDR | Commercial | School K-12 | 102.6773 | 80.0883 | 20.0221 | 1.4633 | 1.5103 | 1.519 | 1.5612 | 1.6289 | 1.6526 | 1.6668 | 1.6779 | 1.6848 | 1.7156 | 1.7591 | 1.7926 | 1.8248 | 1.863 | 1.9124 | 1.9601 | 2.0132 | 2.0526 | 2.0962 | 2.1463 | [10 empty] | 1447.1455 | 1471.1074 | 1494.7268 | 1520.7258 | 1548.1733 | 1575.8642 | 1602.9971 | 1630.0012 | 1657.4757 | 1685.2558 | 1713.4416 | 1742.0014 | 1770.6333 | 1799.4202 | 1828.6894 | 1858.5823 | 1888.9286 | 1919.84 | 1951.286 | 1982.8761 | 0 | 0 | 0 | 0 | 0 | 0 | 0 | 0 | 0 | 0
C&I Curtailment-AutoDR_PSE_Winter_9.19.2018_9.16.08 PM.xlsx | Inputs_endUseLoadShapes_PSE.xlsx | Inputs_Global_PSE.xlsx | Inputs_Product_C&I Curtailment-AutoDR.xlsx | PSE | 20 | Winter | Peak | 4 | C&I Curtailment-AutoDR | Commercial | Small Office | 206.2795 | 0 | 0 | 2.8087 | 2.899 | 2.9156 | 2.9965 | 3.1265 | 3.172 | 3.1992 | 3.2206 | 3.2339 | 3.293 | 3.3764 | 3.4407 | 3.5025 | 3.5758 | 3.6706 | 3.7622 | 3.8641 | 3.9398 | 4.0235 | 4.1195 | [10 empty] | 0 | 0 | 0 | 0 | 0 | 0 | 0 | 0 | 0 | 0 | 0 | 0 | 0 | 0 | 0 | 0 | 0 | 0 | 0 | 0 | 0 | 0 | 0 | 0 | 0 | 0 | 0 | 0 | 0 | 0
C&I Curtailment-AutoDR_PSE_Winter_9.19.2018_9.16.08 PM.xlsx | Inputs_endUseLoadShapes_PSE.xlsx | Inputs_Global_PSE.xlsx | Inputs_Product_C&I Curtailment-AutoDR.xlsx | PSE | 20 | Winter | Peak | 4 | C&I Curtailment-AutoDR | Commercial | Small Retail | 18.0417 | 0 | 0 | 0.28128 | 0.29031 | 0.29198 | 0.30008 | 0.3131 | 0.31766 | 0.32038 | 0.32252 | 0.32385 | 0.32977 | 0.33812 | 0.34456 | 0.35076 | 0.3581 | 0.36759 | 0.37676 | 0.38696 | 0.39455 | 0.40293 | 0.41255 | [10 empty] | 0 | 0 | 0 | 0 | 0 | 0 | 0 | 0 | 0 | 0 | 0 | 0 | 0 | 0 | 0 | 0 | 0 | 0 | 0 | 0 | 0 | 0 | 0 | 0 | 0 | 0 | 0 | 0 | 0 | 0
C&I Curtailment-AutoDR_PSE_Winter_9.19.2018_9.16.08 PM.xlsx | Inputs_endUseLoadShapes_PSE.xlsx | Inputs_Global_PSE.xlsx | Inputs_Product_C&I Curtailment-AutoDR.xlsx | PSE | 20 | Winter | Peak | 4 | C&I Curtailment-AutoDR | Commercial | Supermarket and MiniMart | 104.4353 | 71.016 | 17.754 | 1.6877 | 1.742 | 1.7519 | 1.8006 | 1.8787 | 1.906 | 1.9224 | 1.9352 | 1.9432 | 1.9787 | 2.0288 | 2.0675 | 2.1046 | 2.1487 | 2.2057 | 2.2607 | 2.3219 | 2.3674 | 2.4177 | 2.4754 | [10 empty] | 1455.088 | 1479.1814 | 1502.9304 | 1529.0721 | 1556.6703 | 1584.5131 | 1611.795 | 1638.9472 | 1666.5726 | 1694.5051 | 1722.8456 | 1751.5621 | 1780.3511 | 1809.2961 | 1838.7259 | 1868.7829 | 1899.2957 | 1930.3768 | 1961.9954 | 1993.7588 | 0 | 0 | 0 | 0 | 0 | 0 | 0 | 0 | 0 | 0
C&I Curtailment-AutoDR_PSE_Winter_9.19.2018_9.16.08 PM.xlsx | Inputs_endUseLoadShapes_PSE.xlsx | Inputs_Global_PSE.xlsx | Inputs_Product_C&I Curtailment-AutoDR.xlsx | PSE | 20 | Winter | Peak | 4 | C&I Curtailment-AutoDR | Commercial | University | 43.4191 | 33.8669 | 8.4667 | 0.58017 | 0.59881 | 0.60224 | 0.61896 | 0.64581 | 0.65521 | 0.66082 | 0.66524 | 0.66799 | 0.6802 | 0.69743 | 0.71071 | 0.72348 | 0.73862 | 0.75821 | 0.77712 | 0.79817 | 0.81381 | 0.8311 | 0.85093 | [10 empty] | 573.7523 | 583.2525 | 592.617 | 602.9248 | 613.807 | 624.7856 | 635.5431 | 646.2494 | 657.1423 | 668.1563 | 679.3312 | 690.6543 | 702.0061 | 713.4193 | 725.0237 | 736.8754 | 748.9068 | 761.1623 | 773.6298 | 786.1544 | 0 | 0 | 0 | 0 | 0 | 0 | 0 | 0 | 0 | 0
C&I Curtailment-AutoDR_PSE_Winter_9.19.2018_9.16.08 PM.xlsx | Inputs_endUseLoadShapes_PSE.xlsx | Inputs_Global_PSE.xlsx | Inputs_Product_C&I Curtailment-AutoDR.xlsx | PSE | 20 | Winter | Peak | 4 | C&I Curtailment-AutoDR | Commercial | Warehouse | 102.3136 | 84.9203 | 21.2301 | 1.5141 | 1.5627 | 1.5717 | 1.6153 | 1.6854 | 1.7099 | 1.7245 | 1.7361 | 1.7432 | 1.7751 | 1.8201 | 1.8547 | 1.8881 | 1.9276 | 1.9787 | 2.028 | 2.083 | 2.1238 | 2.1689 | 2.2207 | [10 empty] | 1593.293 | 1619.6748 | 1645.6796 | 1674.3042 | 1704.5237 | 1735.011 | 1764.8841 | 1794.6153 | 1824.8645 | 1855.4502 | 1886.4824 | 1917.9264 | 1949.4499 | 1981.144 | 2013.3691 | 2046.2809 | 2079.6918 | 2113.7251 | 2148.3468 | 2183.1271 | 0 | 0 | 0 | 0 | 0 | 0 | 0 | 0 | 0 | 0
C&I Curtailment-AutoDR_PSE_Winter_9.19.2018_9.16.08 PM.xlsx | Inputs_endUseLoadShapes_PSE.xlsx | Inputs_Global_PSE.xlsx | Inputs_Product_C&I Curtailment-AutoDR.xlsx | PSE | 20 | Winter | Peak | 4 | C&I Curtailment-AutoDR | Commercial | Xlarge Retail | 41.1584 | 21.814 | 5.4535 | 0.61478 | 0.63453 | 0.63817 | 0.65588 | 0.68434 | 0.69429 | 0.70024 | 0.70493 | 0.70784 | 0.72078 | 0.73903 | 0.7531 | 0.76664 | 0.78268 | 0.80344 | 0.82348 | 0.84578 | 0.86236 | 0.88068 | 0.9017 | [10 empty] | 413.1139 | 419.9543 | 426.6969 | 434.1188 | 441.9542 | 449.859 | 457.6046 | 465.3134 | 473.1565 | 481.0868 | 489.133 | 497.2859 | 505.4594 | 513.6771 | 522.0325 | 530.566 | 539.2289 | 548.0532 | 557.03 | 566.0479 | 0 | 0 | 0 | 0 | 0 | 0 | 0 | 0 | 0 | 0
C&I Curtailment-AutoDR_PSE_Winter_9.19.2018_9.16.08 PM.xlsx | Inputs_endUseLoadShapes_PSE.xlsx | Inputs_Global_PSE.xlsx | Inputs_Product_C&I Curtailment-AutoDR.xlsx | PSE | 20 | Winter | Peak | 4 | C&I Curtailment-AutoDR | Industrial | Mechanical Pulp | 0 | 0 | 0 | 0.014628 | 0.013992 | 0.013624 | 0.013797 | 0.01389 | 0.013503 | 0.013212 | 0.012878 | 0.012717 | 0.012612 | 0.012524 | 0.012351 | 0.012267 | 0.012189 | 0.012146 | 0.012085 | 0.012051 | 0.011923 | 0.011847 | 0.011785 | [10 empty] | 8453.6856 | 8085.8313 | 7873.2215 | 7973.2404 | 8026.7815 | 7803.3203 | 7635.4027 | 7442.0882 | 7348.9372 | 7288.1017 | 7237.6837 | 7137.3178 | 7089.3 | 7043.8921 | 7018.994 | 6983.7144 | 6964.1444 | 6890.1369 | 6846.2544 | 6810.3922 | 0 | 0 | 0 | 0 | 0 | 0 | 0 | 0 | 0 | 0
C&I Curtailment-AutoDR_PSE_Winter_9.19.2018_9.16.08 PM.xlsx | Inputs_endUseLoadShapes_PSE.xlsx | Inputs_Global_PSE.xlsx | Inputs_Product_C&I Curtailment-AutoDR.xlsx | PSE | 20 | Winter | Peak | 4 | C&I Curtailment-AutoDR | Industrial | Kraft Pulp | 0 | 0 | 0 | 2.4976e-05 | 2.3889e-05 | 2.3261e-05 | 2.3557e-05 | 2.3715e-05 | 2.3055e-05 | 2.2559e-05 | 2.1988e-05 | 2.1712e-05 | 2.1533e-05 | 2.1384e-05 | 2.1087e-05 | 2.0945e-05 | 2.0811e-05 | 2.0737e-05 | 2.0633e-05 | 2.0575e-05 | 2.0357e-05 | 2.0227e-05 | 2.0121e-05 | [10 empty] | 14.4336 | 13.8055 | 13.4425 | 13.6133 | 13.7047 | 13.3232 | 13.0365 | 12.7064 | 12.5474 | 12.4435 | 12.3574 | 12.1861 | 12.1041 | 12.0266 | 11.984 | 11.9238 | 11.8904 | 11.764 | 11.6891 | 11.6279 | 0 | 0 | 0 | 0 | 0 | 0 | 0 | 0 | 0 | 0
C&I Curtailment-AutoDR_PSE_Winter_9.19.2018_9.16.08 PM.xlsx | Inputs_endUseLoadShapes_PSE.xlsx | Inputs_Global_PSE.xlsx | Inputs_Product_C&I Curtailment-AutoDR.xlsx | PSE | 20 | Winter | Peak | 4 | C&I Curtailment-AutoDR | Industrial | Paper | 0 | 0 | 0 | 0.0030855 | 0.0029513 | 0.0028737 | 0.0029102 | 0.0029297 | 0.0028482 | 0.0027869 | 0.0027163 | 0.0026823 | 0.0026601 | 0.0026417 | 0.0026051 | 0.0025876 | 0.002571 | 0.0025619 | 0.002549 | 0.0025419 | 0.0025149 | 0.0024988 | 0.0024858 | [10 empty] | 1783.1141 | 1705.5236 | 1660.6783 | 1681.775 | 1693.0683 | 1645.9342 | 1610.5158 | 1569.7405 | 1550.0924 | 1537.2605 | 1526.626 | 1505.456 | 1495.3278 | 1485.75 | 1480.4983 | 1473.0569 | 1468.929 | 1453.3188 | 1444.0628 | 1436.4985 | 0 | 0 | 0 | 0 | 0 | 0 | 0 | 0 | 0 | 0
C&I Curtailment-AutoDR_PSE_Winter_9.19.2018_9.16.08 PM.xlsx | Inputs_endUseLoadShapes_PSE.xlsx | Inputs_Global_PSE.xlsx | Inputs_Product_C&I Curtailment-AutoDR.xlsx | PSE | 20 | Winter | Peak | 4 | C&I Curtailment-AutoDR | Industrial | Foundries | 0 | 0 | 0 | 0.0084798 | 0.0081108 | 0.0078976 | 0.0079979 | 0.0080516 | 0.0078274 | 0.007659 | 0.0074651 | 0.0073716 | 0.0073106 | 0.0072601 | 0.0071594 | 0.0071112 | 0.0070657 | 0.0070407 | 0.0070053 | 0.0069857 | 0.0069114 | 0.0068674 | 0.0068314 | [10 empty] | 3675.3164 | 3515.3884 | 3422.9543 | 3466.4385 | 3489.7159 | 3392.5642 | 3319.5605 | 3235.5152 | 3195.017 | 3168.5682 | 3146.6486 | 3103.0135 | 3082.1374 | 3062.3959 | 3051.5712 | 3036.2331 | 3027.7249 | 2995.5494 | 2976.4711 | 2960.8797 | 0 | 0 | 0 | 0 | 0 | 0 | 0 | 0 | 0 | 0
C&I Curtailment-AutoDR_PSE_Winter_9.19.2018_9.16.08 PM.xlsx | Inputs_endUseLoadShapes_PSE.xlsx | Inputs_Global_PSE.xlsx | Inputs_Product_C&I Curtailment-AutoDR.xlsx | PSE | 20 | Winter | Peak | 4 | C&I Curtailment-AutoDR | Industrial | Frozen Food | 0 | 0 | 0 | 0.0049894 | 0.0047723 | 0.0046468 | 0.0047058 | 0.0047374 | 0.0046056 | 0.0045065 | 0.0043924 | 0.0043374 | 0.0043015 | 0.0042717 | 0.0042125 | 0.0041841 | 0.0041573 | 0.0041426 | 0.0041218 | 0.0041103 | 0.0040666 | 0.0040407 | 0.0040195 | [10 empty] | 2652.6759 | 2537.2472 | 2470.5325 | 2501.9174 | 2518.718 | 2448.5983 | 2395.9075 | 2335.2475 | 2306.0177 | 2286.9282 | 2271.1076 | 2239.6138 | 2224.5464 | 2210.2978 | 2202.4851 | 2191.4147 | 2185.2739 | 2162.0511 | 2148.2812 | 2137.0281 | 0 | 0 | 0 | 0 | 0 | 0 | 0 | 0 | 0 | 0
C&I Curtailment-AutoDR_PSE_Winter_9.19.2018_9.16.08 PM.xlsx | Inputs_endUseLoadShapes_PSE.xlsx | Inputs_Global_PSE.xlsx | Inputs_Product_C&I Curtailment-AutoDR.xlsx | PSE | 20 | Winter | Peak | 4 | C&I Curtailment-AutoDR | Industrial | Other Food | 0 | 0 | 0 | 0.051897 | 0.049639 | 0.048334 | 0.048948 | 0.049277 | 0.047905 | 0.046874 | 0.045687 | 0.045115 | 0.044742 | 0.044432 | 0.043816 | 0.043521 | 0.043243 | 0.04309 | 0.042873 | 0.042753 | 0.042299 | 0.042029 | 0.041809 | [10 empty] | 27591.8317 | 26391.1988 | 25697.2655 | 26023.7155 | 26198.4671 | 25469.1162 | 24921.053 | 24290.0973 | 23986.0634 | 23787.5035 | 23622.9453 | 23295.3627 | 23138.6384 | 22990.4322 | 22909.1677 | 22794.0195 | 22730.1452 | 22488.5935 | 22345.366 | 22228.3163 | 0 | 0 | 0 | 0 | 0 | 0 | 0 | 0 | 0 | 0
C&I Curtailment-AutoDR_PSE_Winter_9.19.2018_9.16.08 PM.xlsx | Inputs_endUseLoadShapes_PSE.xlsx | Inputs_Global_PSE.xlsx | Inputs_Product_C&I Curtailment-AutoDR.xlsx | PSE | 20 | Winter | Peak | 4 | C&I Curtailment-AutoDR | Industrial | Wood - Lumber | 0 | 0 | 0 | 0.011103 | 0.01062 | 0.010341 | 0.010472 | 0.010543 | 0.010249 | 0.010029 | 0.0097747 | 0.0096523 | 0.0095724 | 0.0095062 | 0.0093744 | 0.0093113 | 0.0092517 | 0.009219 | 0.0091726 | 0.0091469 | 0.0090497 | 0.0089921 | 0.008945 | [10 empty] | 5004.8995 | 4787.1159 | 4661.2429 | 4720.4579 | 4752.1562 | 4619.8588 | 4520.4453 | 4405.9958 | 4350.8469 | 4314.83 | 4284.9807 | 4225.5603 | 4197.132 | 4170.2488 | 4155.5082 | 4134.6214 | 4123.0352 | 4079.2199 | 4053.2398 | 4032.0081 | 0 | 0 | 0 | 0 | 0 | 0 | 0 | 0 | 0 | 0
C&I Curtailment-AutoDR_PSE_Winter_9.19.2018_9.16.08 PM.xlsx | Inputs_endUseLoadShapes_PSE.xlsx | Inputs_Global_PSE.xlsx | Inputs_Product_C&I Curtailment-AutoDR.xlsx | PSE | 20 | Winter | Peak | 4 | C&I Curtailment-AutoDR | Industrial | Wood - Panel | 0 | 0 | 0 | 0.0031727 | 0.0030347 | 0.0029549 | 0.0029924 | 0.0030125 | 0.0029286 | 0.0028656 | 0.0027931 | 0.0027581 | 0.0027353 | 0.0027163 | 0.0026787 | 0.0026606 | 0.0026436 | 0.0026343 | 0.002621 | 0.0026137 | 0.0025859 | 0.0025694 | 0.002556 | [10 empty] | 1430.1192 | 1367.8889 | 1331.9215 | 1348.8418 | 1357.8994 | 1320.0962 | 1291.6894 | 1258.9862 | 1243.2277 | 1232.9361 | 1224.4069 | 1207.4278 | 1199.3046 | 1191.6229 | 1187.4109 | 1181.4426 | 1178.1319 | 1165.612 | 1158.1883 | 1152.1215 | 0 | 0 | 0 | 0 | 0 | 0 | 0 | 0 | 0 | 0
C&I Curtailment-AutoDR_PSE_Winter_9.19.2018_9.16.08 PM.xlsx | Inputs_endUseLoadShapes_PSE.xlsx | Inputs_Global_PSE.xlsx | Inputs_Product_C&I Curtailment-AutoDR.xlsx | PSE | 20 | Winter | Peak | 4 | C&I Curtailment-AutoDR | Industrial | Wood - Other | 0 | 0 | 0 | 0.01698 | 0.016242 | 0.015815 | 0.016015 | 0.016123 | 0.015674 | 0.015337 | 0.014949 | 0.014761 | 0.014639 | 0.014538 | 0.014336 | 0.01424 | 0.014149 | 0.014099 | 0.014028 | 0.013989 | 0.01384 | 0.013752 | 0.01368 | [10 empty] | 7654.0576 | 7320.9984 | 7128.4992 | 7219.0574 | 7267.534 | 7065.2099 | 6913.1755 | 6738.1464 | 6653.8065 | 6598.7254 | 6553.0765 | 6462.2041 | 6418.7283 | 6377.6154 | 6355.0724 | 6323.1299 | 6305.411 | 6238.4038 | 6198.6721 | 6166.2022 | 0 | 0 | 0 | 0 | 0 | 0 | 0 | 0 | 0 | 0
C&I Curtailment-AutoDR_PSE_Winter_9.19.2018_9.16.08 PM.xlsx | Inputs_endUseLoadShapes_PSE.xlsx | Inputs_Global_PSE.xlsx | Inputs_Product_C&I Curtailment-AutoDR.xlsx | PSE | 20 | Winter | Peak | 4 | C&I Curtailment-AutoDR | Industrial | Sugar | 0 | 0 | 0 | 0.00087863 | 0.0008404 | 0.0008183 | 0.00082869 | 0.00083426 | 0.00081103 | 0.00079358 | 0.00077349 | 0.00076381 | 0.00075748 | 0.00075224 | 0.00074181 | 0.00073682 | 0.0007321 | 0.00072951 | 0.00072585 | 0.00072381 | 0.00071612 | 0.00071156 | 0.00070783 | [10 empty] | 467.133 | 446.8062 | 435.0578 | 440.5846 | 443.5432 | 431.1952 | 421.9164 | 411.2343 | 406.0869 | 402.7253 | 399.9393 | 394.3933 | 391.7399 | 389.2308 | 387.855 | 385.9055 | 384.8241 | 380.7346 | 378.3097 | 376.3281 | 0 | 0 | 0 | 0 | 0 | 0 | 0 | 0 | 0 | 0
C&I Curtailment-AutoDR_PSE_Winter_9.19.2018_9.16.08 PM.xlsx | Inputs_endUseLoadShapes_PSE.xlsx | Inputs_Global_PSE.xlsx | Inputs_Product_C&I Curtailment-AutoDR.xlsx | PSE | 20 | Winter | Peak | 4 | C&I Curtailment-AutoDR | Industrial | Hi Tech - Chip Fab | 0 | 0 | 0 | 0.012261 | 0.011727 | 0.011419 | 0.011564 | 0.011642 | 0.011318 | 0.011074 | 0.010794 | 0.010659 | 0.01057 | 0.010497 | 0.010352 | 0.010282 | 0.010216 | 0.01018 | 0.010129 | 0.010101 | 0.0099932 | 0.0099296 | 0.0098776 | [10 empty] | 2692.4995 | 2575.3379 | 2507.6217 | 2539.4777 | 2556.5305 | 2485.3581 | 2431.8764 | 2370.3057 | 2340.6371 | 2321.2609 | 2305.2028 | 2273.2363 | 2257.9426 | 2243.4802 | 2235.5501 | 2224.3136 | 2218.0805 | 2194.5091 | 2180.5325 | 2169.1105 | 0 | 0 | 0 | 0 | 0 | 0 | 0 | 0 | 0 | 0
C&I Curtailment-AutoDR_PSE_Winter_9.19.2018_9.16.08 PM.xlsx | Inputs_endUseLoadShapes_PSE.xlsx | Inputs_Global_PSE.xlsx | Inputs_Product_C&I Curtailment-AutoDR.xlsx | PSE | 20 | Winter | Peak | 4 | C&I Curtailment-AutoDR | Industrial | Hi Tech - Silicon | 0 | 0 | 0 | 0.0030154 | 0.0028842 | 0.0028084 | 0.0028441 | 0.0028632 | 0.0027835 | 0.0027236 | 0.0026546 | 0.0026214 | 0.0025997 | 0.0025817 | 0.0025459 | 0.0025288 | 0.0025126 | 0.0025037 | 0.0024911 | 0.0024841 | 0.0024577 | 0.0024421 | 0.0024293 | [10 empty] | 662.1881 | 633.3736 | 616.7196 | 624.5542 | 628.7481 | 611.2441 | 598.0909 | 582.9484 | 575.6517 | 570.8864 | 566.9371 | 559.0753 | 555.314 | 551.7572 | 549.8069 | 547.0434 | 545.5104 | 539.7133 | 536.2759 | 533.4668 | 0 | 0 | 0 | 0 | 0 | 0 | 0 | 0 | 0 | 0
C&I Curtailment-AutoDR_PSE_Winter_9.19.2018_9.16.08 PM.xlsx | Inputs_endUseLoadShapes_PSE.xlsx | Inputs_Global_PSE.xlsx | Inputs_Product_C&I Curtailment-AutoDR.xlsx | PSE | 20 | Winter | Peak | 4 | C&I Curtailment-AutoDR | Industrial | Metal Fab | 0 | 0 | 0 | 0.039378 | 0.037665 | 0.036674 | 0.03714 | 0.03739 | 0.036349 | 0.035566 | 0.034666 | 0.034232 | 0.033949 | 0.033714 | 0.033246 | 0.033023 | 0.032811 | 0.032695 | 0.032531 | 0.03244 | 0.032095 | 0.031891 | 0.031724 | [10 empty] | 17067.2556 | 16324.5899 | 15895.3491 | 16097.2786 | 16205.3733 | 15754.2247 | 15415.2137 | 15024.9285 | 14836.8647 | 14714.0431 | 14612.2537 | 14409.6236 | 14312.6799 | 14221.0052 | 14170.7381 | 14099.5118 | 14060.0016 | 13910.5869 | 13821.9919 | 13749.5893 | 0 | 0 | 0 | 0 | 0 | 0 | 0 | 0 | 0 | 0
C&I Curtailment-AutoDR_PSE_Winter_9.19.2018_9.16.08 PM.xlsx | Inputs_endUseLoadShapes_PSE.xlsx | Inputs_Global_PSE.xlsx | Inputs_Product_C&I Curtailment-AutoDR.xlsx | PSE | 20 | Winter | Peak | 4 | C&I Curtailment-AutoDR | Industrial | Transportation, Equip | 0 | 0 | 0 | 0.075304 | 0.072027 | 0.070133 | 0.071024 | 0.071501 | 0.06951 | 0.068015 | 0.066293 | 0.065463 | 0.064921 | 0.064472 | 0.063578 | 0.06315 | 0.062746 | 0.062524 | 0.06221 | 0.062035 | 0.061376 | 0.060985 | 0.060666 | [10 empty] | 29589.022 | 28301.4833 | 27557.3207 | 27907.4002 | 28094.801 | 27312.6572 | 26724.9233 | 26048.2969 | 25722.256 | 25509.3236 | 25332.8542 | 24981.56 | 24813.4915 | 24654.5576 | 24567.411 | 24443.9279 | 24375.4302 | 24116.3941 | 23962.7994 | 23837.2772 | 0 | 0 | 0 | 0 | 0 | 0 | 0 | 0 | 0 | 0
C&I Curtailment-AutoDR_PSE_Winter_9.19.2018_9.16.08 PM.xlsx | Inputs_endUseLoadShapes_PSE.xlsx | Inputs_Global_PSE.xlsx | Inputs_Product_C&I Curtailment-AutoDR.xlsx | PSE | 20 | Winter | Peak | 4 | C&I Curtailment-AutoDR | Industrial | Refinery | 0.80728 | 0.6539 | 0.16347 | 0.0032173 | 0.0030773 | 0.0029964 | 0.0030344 | 0.0030548 | 0.0029697 | 0.0029058 | 0.0028323 | 0.0027968 | 0.0027737 | 0.0027545 | 0.0027163 | 0.002698 | 0.0026807 | 0.0026713 | 0.0026578 | 0.0026504 | 0.0026222 | 0.0026055 | 0.0025919 | [10 empty] | 1505.9784 | 1440.4472 | 1402.5719 | 1420.3897 | 1429.9278 | 1390.1194 | 1360.2058 | 1325.7678 | 1309.1735 | 1298.336 | 1289.3543 | 1271.4746 | 1262.9205 | 1254.8313 | 1250.3959 | 1244.111 | 1240.6247 | 1227.4407 | 1219.6233 | 1213.2346 | 0 | 0 | 0 | 0 | 0 | 0 | 0 | 0 | 0 | 0
C&I Curtailment-AutoDR_PSE_Winter_9.19.2018_9.16.08 PM.xlsx | Inputs_endUseLoadShapes_PSE.xlsx | Inputs_Global_PSE.xlsx | Inputs_Product_C&I Curtailment-AutoDR.xlsx | PSE | 20 | Winter | Peak | 4 | C&I Curtailment-AutoDR | Industrial | Cold Storage | 2.5436 | 2.3401 | 0.58503 | 0.010137 | 0.0096959 | 0.009441 | 0.0095609 | 0.0096251 | 0.0093572 | 0.0091558 | 0.008924 | 0.0088123 | 0.0087394 | 0.0086789 | 0.0085585 | 0.008501 | 0.0084465 | 0.0084167 | 0.0083744 | 0.0083509 | 0.0082621 | 0.0082095 | 0.0081665 | [10 empty] | 5389.4709 | 5154.9531 | 5019.4081 | 5083.1731 | 5117.3071 | 4974.844 | 4867.7917 | 4744.548 | 4685.1616 | 4646.3772 | 4614.2343 | 4550.248 | 4519.6353 | 4490.6864 | 4474.8132 | 4452.3214 | 4439.845 | 4392.663 | 4364.6866 | 4341.8235 | 0 | 0 | 0 | 0 | 0 | 0 | 0 | 0 | 0 | 0
C&I Curtailment-AutoDR_PSE_Winter_9.19.2018_9.16.08 PM.xlsx | Inputs_endUseLoadShapes_PSE.xlsx | Inputs_Global_PSE.xlsx | Inputs_Product_C&I Curtailment-AutoDR.xlsx | PSE | 20 | Winter | Peak | 4 | C&I Curtailment-AutoDR | Industrial | Fruit Storage | 0.00034481 | 0.00031723 | 7.9307e-05 | 1.3742e-06 | 1.3144e-06 | 1.2798e-06 | 1.2961e-06 | 1.3048e-06 | 1.2685e-06 | 1.2412e-06 | 1.2097e-06 | 1.1946e-06 | 1.1847e-06 | 1.1765e-06 | 1.1602e-06 | 1.1524e-06 | 1.145e-06 | 1.141e-06 | 1.1352e-06 | 1.1321e-06 | 1.12e-06 | 1.1129e-06 | 1.1071e-06 | [10 empty] | 0.7306 | 0.69881 | 0.68043 | 0.68908 | 0.69371 | 0.67439 | 0.65988 | 0.64317 | 0.63512 | 0.62987 | 0.62551 | 0.61684 | 0.61269 | 0.60876 | 0.60661 | 0.60356 | 0.60187 | 0.59547 | 0.59168 | 0.58858 | 0 | 0 | 0 | 0 | 0 | 0 | 0 | 0 | 0 | 0
C&I Curtailment-AutoDR_PSE_Winter_9.19.2018_9.16.08 PM.xlsx | Inputs_endUseLoadShapes_PSE.xlsx | Inputs_Global_PSE.xlsx | Inputs_Product_C&I Curtailment-AutoDR.xlsx | PSE | 20 | Winter | Peak | 4 | C&I Curtailment-AutoDR | Industrial | Chemical | 5.4314 | 3.6934 | 0.92334 | 0.021646 | 0.020704 | 0.02016 | 0.020416 | 0.020553 | 0.019981 | 0.019551 | 0.019056 | 0.018817 | 0.018661 | 0.018532 | 0.018275 | 0.018152 | 0.018036 | 0.017972 | 0.017882 | 0.017832 | 0.017642 | 0.01753 | 0.017438 | [10 empty] | 8506.1005 | 8135.9655 | 7922.0374 | 8022.6765 | 8076.5495 | 7851.7028 | 7682.7441 | 7488.231 | 7394.5024 | 7333.2897 | 7282.5592 | 7181.5709 | 7133.2554 | 7087.5659 | 7062.5135 | 7027.0152 | 7007.3238 | 6932.8574 | 6888.7028 | 6852.6183 | 0 | 0 | 0 | 0 | 0 | 0 | 0 | 0 | 0 | 0
C&I Curtailment-AutoDR_PSE_Winter_9.19.2018_9.16.08 PM.xlsx | Inputs_endUseLoadShapes_PSE.xlsx | Inputs_Global_PSE.xlsx | Inputs_Product_C&I Curtailment-AutoDR.xlsx | PSE | 20 | Winter | Peak | 4 | C&I Curtailment-AutoDR | Industrial | Misc Manf | 0 | 0 | 0 | 0.22567 | 0.21585 | 0.21017 | 0.21284 | 0.21427 | 0.2083 | 0.20382 | 0.19866 | 0.19618 | 0.19455 | 0.19321 | 0.19053 | 0.18924 | 0.18803 | 0.18737 | 0.18643 | 0.1859 | 0.18393 | 0.18276 | 0.1818 | [10 empty] | 102720.4918 | 98250.7053 | 95667.2894 | 96882.6166 | 97533.1922 | 94817.9219 | 92777.56 | 90428.6008 | 89296.7258 | 88557.5152 | 87944.8883 | 86725.3445 | 86141.882 | 85590.1314 | 85287.5953 | 84858.9146 | 84621.1198 | 83721.8567 | 83188.6412 | 82752.8815 | 0 | 0 | 0 | 0 | 0 | 0 | 0 | 0 | 0 | 0
C&I Curtailment-AutoDR_PSE_Winter_9.19.2018_9.16.08 PM.xlsx | Inputs_endUseLoadShapes_PSE.xlsx | Inputs_Global_PSE.xlsx | Inputs_Product_C&I Curtailment-AutoDR.xlsx | PSE | 20 | Winter | Peak | 4 | C&I Curtailment-AutoDR | Residential | Single Family | 1628.0145 | 0 | 0 | 0 | 0 | 0 | 0 | 0 | 0 | 0 | 0 | 0 | 0 | 0 | 0 | 0 | 0 | 0 | 0 | 0 | 0 | 0 | 0 | [10 empty] | 0 | 0 | 0 | 0 | 0 | 0 | 0 | 0 | 0 | 0 | 0 | 0 | 0 | 0 | 0 | 0 | 0 | 0 | 0 | 0 | 0 | 0 | 0 | 0 | 0 | 0 | 0 | 0 | 0 | 0
C&I Curtailment-AutoDR_PSE_Winter_9.19.2018_9.16.08 PM.xlsx | Inputs_endUseLoadShapes_PSE.xlsx | Inputs_Global_PSE.xlsx | Inputs_Product_C&I Curtailment-AutoDR.xlsx | PSE | 20 | Winter | Peak | 4 | C&I Curtailment-AutoDR | Residential | Multifamily Low-Rise | 331.2956 | 0 | 0 | 0 | 0 | 0 | 0 | 0 | 0 | 0 | 0 | 0 | 0 | 0 | 0 | 0 | 0 | 0 | 0 | 0 | 0 | 0 | 0 | [10 empty] | 0 | 0 | 0 | 0 | 0 | 0 | 0 | 0 | 0 | 0 | 0 | 0 | 0 | 0 | 0 | 0 | 0 | 0 | 0 | 0 | 0 | 0 | 0 | 0 | 0 | 0 | 0 | 0 | 0 | 0
C&I Curtailment-AutoDR_PSE_Winter_9.19.2018_9.16.08 PM.xlsx | Inputs_endUseLoadShapes_PSE.xlsx | Inputs_Global_PSE.xlsx | Inputs_Product_C&I Curtailment-AutoDR.xlsx | PSE | 20 | Winter | Peak | 4 | C&I Curtailment-AutoDR | Residential | Multifamily High-Rise | 60.3694 | 0 | 0 | 0 | 0 | 0 | 0 | 0 | 0 | 0 | 0 | 0 | 0 | 0 | 0 | 0 | 0 | 0 | 0 | 0 | 0 | 0 | 0 | [10 empty] | 0 | 0 | 0 | 0 | 0 | 0 | 0 | 0 | 0 | 0 | 0 | 0 | 0 | 0 | 0 | 0 | 0 | 0 | 0 | 0 | 0 | 0 | 0 | 0 | 0 | 0 | 0 | 0 | 0 | 0
C&I Curtailment-AutoDR_PSE_Winter_9.19.2018_9.16.08 PM.xlsx | Inputs_endUseLoadShapes_PSE.xlsx | Inputs_Global_PSE.xlsx | Inputs_Product_C&I Curtailment-AutoDR.xlsx | PSE | 20 | Winter | Peak | 4 | C&I Curtailment-AutoDR | Residential | Manufactured | 136.2338 | 0 | 0 | 0 | 0 | 0 | 0 | 0 | 0 | 0 | 0 | 0 | 0 | 0 | 0 | 0 | 0 | 0 | 0 | 0 | 0 | 0 | 0 | [10 empty] | 0 | 0 | 0 | 0 | 0 | 0 | 0 | 0 | 0 | 0 | 0 | 0 | 0 | 0 | 0 | 0 | 0 | 0 | 0 | 0 | 0 | 0 | 0 | 0 | 0 | 0 | 0 | 0 | 0 | 0
C&I Curtailment-AutoDR_PSE_Winter_9.19.2018_9.16.08 PM.xlsx | Inputs_endUseLoadShapes_PSE.xlsx | Inputs_Global_PSE.xlsx | Inputs_Product_C&I Curtailment-AutoDR.xlsx | PSE | 20 | Winter | Peak | 4 | C&I Curtailment-AutoDR | 0 | 0 | 0 | 0 | 0 | 0 | 0 | 0 | 0 | 0 | 0 | 0 | 0 | 0 | 0 | 0 | 0 | 0 | 0 | 0 | 0 | 0 | 0 | 0 | 0 | [10 empty] | 0 | 0 | 0 | 0 | 0 | 0 | 0 | 0 | 0 | 0 | 0 | 0 | 0 | 0 | 0 | 0 | 0 | 0 | 0 | 0 | 0 | 0 | 0 | 0 | 0 | 0 | 0 | 0 | 0 | 0
C&I Curtailment-AutoDR_PSE_Winter_9.26.2018_1.05.55 PM.xlsx | Inputs_endUseLoadShapes_PSE.xlsx | Inputs_Global_PSE.xlsx | Inputs_Product_C&I Curtailment-AutoDR.xlsx | PSE | 20 | Winter | Peak | 4 | C&I Curtailment-AutoDR | Commercial | Hospital | 56.3901 | 43.9843 | 10.9961 | 0.40736 | 0.42044 | 0.42285 | 0.43459 | 0.45345 | 0.46004 | 0.46399 | 0.46709 | 0.46902 | 0.47759 | 0.48969 | 0.49901 | 0.50798 | 0.51861 | 0.53236 | 0.54564 | 0.56042 | 0.5714 | 0.58354 | 0.59747 | [10 empty] | 402.8507 | 409.5212 | 416.0963 | 423.3338 | 430.9745 | 438.683 | 446.2361 | 453.7534 | 461.4017 | 469.135 | 476.9812 | 484.9316 | 492.902 | 500.9156 | 509.0635 | 517.3849 | 525.8326 | 534.4376 | 543.1914 | 551.9854 | 0 | 0 | 0 | 0 | 0 | 0 | 0 | 0 | 0 | 0
C&I Curtailment-AutoDR_PSE_Winter_9.26.2018_1.05.55 PM.xlsx | Inputs_endUseLoadShapes_PSE.xlsx | Inputs_Global_PSE.xlsx | Inputs_Product_C&I Curtailment-AutoDR.xlsx | PSE | 20 | Winter | Peak | 4 | C&I Curtailment-AutoDR | Commercial | Large Office | 259.0812 | 93.2692 | 23.3173 | 2.1193 | 2.1874 | 2.2 | 2.261 | 2.3591 | 2.3935 | 2.414 | 2.4301 | 2.4401 | 2.4847 | 2.5477 | 2.5962 | 2.6428 | 2.6982 | 2.7697 | 2.8388 | 2.9157 | 2.9728 | 3.036 | 3.1084 | [10 empty] | 967.3351 | 983.3523 | 999.1405 | 1016.5194 | 1034.8665 | 1053.3763 | 1071.5131 | 1089.5638 | 1107.929 | 1126.4984 | 1145.339 | 1164.4296 | 1183.5684 | 1202.8108 | 1222.3756 | 1242.3573 | 1262.6421 | 1283.3047 | 1304.3245 | 1325.4407 | 0 | 0 | 0 | 0 | 0 | 0 | 0 | 0 | 0 | 0
C&I Curtailment-AutoDR_PSE_Winter_9.26.2018_1.05.55 PM.xlsx | Inputs_endUseLoadShapes_PSE.xlsx | Inputs_Global_PSE.xlsx | Inputs_Product_C&I Curtailment-AutoDR.xlsx | PSE | 20 | Winter | Peak | 4 | C&I Curtailment-AutoDR | Commercial | Large Retail | 56.0608 | 29.7122 | 7.4281 | 0.43694 | 0.45098 | 0.45356 | 0.46615 | 0.48638 | 0.49346 | 0.49768 | 0.50101 | 0.50308 | 0.51228 | 0.52525 | 0.53525 | 0.54487 | 0.55628 | 0.57103 | 0.58527 | 0.60112 | 0.6129 | 0.62592 | 0.64086 | [10 empty] | 293.6121 | 298.4738 | 303.2659 | 308.5409 | 314.1097 | 319.728 | 325.233 | 330.7118 | 336.2862 | 341.9225 | 347.6411 | 353.4356 | 359.2448 | 365.0854 | 371.0238 | 377.0888 | 383.2458 | 389.5174 | 395.8975 | 402.3068 | 0 | 0 | 0 | 0 | 0 | 0 | 0 | 0 | 0 | 0
C&I Curtailment-AutoDR_PSE_Winter_9.26.2018_1.05.55 PM.xlsx | Inputs_endUseLoadShapes_PSE.xlsx | Inputs_Global_PSE.xlsx | Inputs_Product_C&I Curtailment-AutoDR.xlsx | PSE | 20 | Winter | Peak | 4 | C&I Curtailment-AutoDR | Commercial | Lodging | 64.0096 | 32.6449 | 8.1612 | 0.42879 | 0.44257 | 0.4451 | 0.45746 | 0.47731 | 0.48425 | 0.4884 | 0.49167 | 0.4937 | 0.50272 | 0.51545 | 0.52527 | 0.53471 | 0.5459 | 0.56037 | 0.57435 | 0.58991 | 0.60147 | 0.61425 | 0.62891 | [10 empty] | 277.2625 | 281.8534 | 286.3787 | 291.36 | 296.6187 | 301.9241 | 307.1225 | 312.2963 | 317.5602 | 322.8827 | 328.2829 | 333.7547 | 339.2404 | 344.7558 | 350.3635 | 356.0908 | 361.9049 | 367.8273 | 373.8522 | 379.9046 | 0 | 0 | 0 | 0 | 0 | 0 | 0 | 0 | 0 | 0
C&I Curtailment-AutoDR_PSE_Winter_9.26.2018_1.05.55 PM.xlsx | Inputs_endUseLoadShapes_PSE.xlsx | Inputs_Global_PSE.xlsx | Inputs_Product_C&I Curtailment-AutoDR.xlsx | PSE | 20 | Winter | Peak | 4 | C&I Curtailment-AutoDR | Commercial | Medium Office | 242.2365 | 0 | 0 | 1.6492 | 1.7021 | 1.7119 | 1.7594 | 1.8357 | 1.8625 | 1.8784 | 1.891 | 1.8988 | 1.9335 | 1.9825 | 2.0202 | 2.0565 | 2.0996 | 2.1552 | 2.209 | 2.2688 | 2.3133 | 2.3624 | 2.4188 | [10 empty] | 0 | 0 | 0 | 0 | 0 | 0 | 0 | 0 | 0 | 0 | 0 | 0 | 0 | 0 | 0 | 0 | 0 | 0 | 0 | 0 | 0 | 0 | 0 | 0 | 0 | 0 | 0 | 0 | 0 | 0
C&I Curtailment-AutoDR_PSE_Winter_9.26.2018_1.05.55 PM.xlsx | Inputs_endUseLoadShapes_PSE.xlsx | Inputs_Global_PSE.xlsx | Inputs_Product_C&I Curtailment-AutoDR.xlsx | PSE | 20 | Winter | Peak | 4 | C&I Curtailment-AutoDR | Commercial | Medium Retail | 83.438 | 0 | 0 | 0.65067 | 0.67158 | 0.67543 | 0.69417 | 0.72429 | 0.73483 | 0.74113 | 0.74608 | 0.74916 | 0.76286 | 0.78218 | 0.79707 | 0.8114 | 0.82838 | 0.85034 | 0.87156 | 0.89516 | 0.91271 | 0.93209 | 0.95434 | [10 empty] | 0 | 0 | 0 | 0 | 0 | 0 | 0 | 0 | 0 | 0 | 0 | 0 | 0 | 0 | 0 | 0 | 0 | 0 | 0 | 0 | 0 | 0 | 0 | 0 | 0 | 0 | 0 | 0 | 0 | 0
C&I Curtailment-AutoDR_PSE_Winter_9.26.2018_1.05.55 PM.xlsx | Inputs_endUseLoadShapes_PSE.xlsx | Inputs_Global_PSE.xlsx | Inputs_Product_C&I Curtailment-AutoDR.xlsx | PSE | 20 | Winter | Peak | 4 | C&I Curtailment-AutoDR | Commercial | Other and Assembly | 327.1167 | 112.7657 | 28.1914 | 2.1665 | 2.2361 | 2.2489 | 2.3113 | 2.4116 | 2.4467 | 2.4677 | 2.4842 | 2.4944 | 2.54 | 2.6043 | 2.6539 | 2.7016 | 2.7582 | 2.8313 | 2.9019 | 2.9805 | 3.0389 | 3.1035 | 3.1776 | [10 empty] | 946.8992 | 962.578 | 978.0327 | 995.0445 | 1013.004 | 1031.1227 | 1048.8764 | 1066.5457 | 1084.5229 | 1102.7001 | 1121.1426 | 1139.8299 | 1158.5644 | 1177.4003 | 1196.5518 | 1216.1114 | 1235.9676 | 1256.1937 | 1276.7695 | 1297.4396 | 0 | 0 | 0 | 0 | 0 | 0 | 0 | 0 | 0 | 0
C&I Curtailment-AutoDR_PSE_Winter_9.26.2018_1.05.55 PM.xlsx | Inputs_endUseLoadShapes_PSE.xlsx | Inputs_Global_PSE.xlsx | Inputs_Product_C&I Curtailment-AutoDR.xlsx | PSE | 20 | Winter | Peak | 4 | C&I Curtailment-AutoDR | Commercial | Residential Care | 21.5658 | 16.8213 | 4.2053 | 0.15527 | 0.16026 | 0.16118 | 0.16565 | 0.17284 | 0.17535 | 0.17686 | 0.17804 | 0.17877 | 0.18204 | 0.18665 | 0.19021 | 0.19362 | 0.19768 | 0.20292 | 0.20798 | 0.21361 | 0.2178 | 0.22243 | 0.22773 | [10 empty] | 153.5525 | 156.095 | 158.6012 | 161.3599 | 164.2723 | 167.2105 | 170.0895 | 172.9548 | 175.87 | 178.8177 | 181.8084 | 184.8388 | 187.8769 | 190.9314 | 194.037 | 197.2089 | 200.4289 | 203.7088 | 207.0454 | 210.3974 | 0 | 0 | 0 | 0 | 0 | 0 | 0 | 0 | 0 | 0
C&I Curtailment-AutoDR_PSE_Winter_9.26.2018_1.05.55 PM.xlsx | Inputs_endUseLoadShapes_PSE.xlsx | Inputs_Global_PSE.xlsx | Inputs_Product_C&I Curtailment-AutoDR.xlsx | PSE | 20 | Winter | Peak | 4 | C&I Curtailment-AutoDR | Commercial | Restaurant | 93.7598 | 14.064 | 3.516 | 0.70156 | 0.7241 | 0.72826 | 0.74847 | 0.78094 | 0.7923 | 0.79909 | 0.80444 | 0.80776 | 0.82252 | 0.84336 | 0.85941 | 0.87486 | 0.89317 | 0.91685 | 0.93973 | 0.96517 | 0.98409 | 1.005 | 1.029 | [10 empty] | 133.4239 | 135.6331 | 137.8108 | 140.2078 | 142.7384 | 145.2915 | 147.7931 | 150.2828 | 152.8159 | 155.3772 | 157.9758 | 160.609 | 163.2488 | 165.9029 | 168.6014 | 171.3575 | 174.1554 | 177.0053 | 179.9046 | 182.8171 | 0 | 0 | 0 | 0 | 0 | 0 | 0 | 0 | 0 | 0
C&I Curtailment-AutoDR_PSE_Winter_9.26.2018_1.05.55 PM.xlsx | Inputs_endUseLoadShapes_PSE.xlsx | Inputs_Global_PSE.xlsx | Inputs_Product_C&I Curtailment-AutoDR.xlsx | PSE | 20 | Winter | Peak | 4 | C&I Curtailment-AutoDR | Commercial | School K-12 | 102.6773 | 80.0883 | 20.0221 | 0.73167 | 0.75517 | 0.7595 | 0.78058 | 0.81445 | 0.8263 | 0.83338 | 0.83895 | 0.84242 | 0.85782 | 0.87954 | 0.89629 | 0.9124 | 0.93149 | 0.95619 | 0.98005 | 1.0066 | 1.0263 | 1.0481 | 1.0731 | [10 empty] | 723.5727 | 735.5537 | 747.3634 | 760.3629 | 774.0867 | 787.9321 | 801.4986 | 815.0006 | 828.7379 | 842.6279 | 856.7208 | 871.0007 | 885.3166 | 899.7101 | 914.3447 | 929.2911 | 944.4643 | 959.92 | 975.643 | 991.438 | 0 | 0 | 0 | 0 | 0 | 0 | 0 | 0 | 0 | 0
C&I Curtailment-AutoDR_PSE_Winter_9.26.2018_1.05.55 PM.xlsx | Inputs_endUseLoadShapes_PSE.xlsx | Inputs_Global_PSE.xlsx | Inputs_Product_C&I Curtailment-AutoDR.xlsx | PSE | 20 | Winter | Peak | 4 | C&I Curtailment-AutoDR | Commercial | Small Office | 206.2795 | 0 | 0 | 1.4044 | 1.4495 | 1.4578 | 1.4982 | 1.5633 | 1.586 | 1.5996 | 1.6103 | 1.6169 | 1.6465 | 1.6882 | 1.7203 | 1.7513 | 1.7879 | 1.8353 | 1.8811 | 1.932 | 1.9699 | 2.0118 | 2.0598 | [10 empty] | 0 | 0 | 0 | 0 | 0 | 0 | 0 | 0 | 0 | 0 | 0 | 0 | 0 | 0 | 0 | 0 | 0 | 0 | 0 | 0 | 0 | 0 | 0 | 0 | 0 | 0 | 0 | 0 | 0 | 0
C&I Curtailment-AutoDR_PSE_Winter_9.26.2018_1.05.55 PM.xlsx | Inputs_endUseLoadShapes_PSE.xlsx | Inputs_Global_PSE.xlsx | Inputs_Product_C&I Curtailment-AutoDR.xlsx | PSE | 20 | Winter | Peak | 4 | C&I Curtailment-AutoDR | Commercial | Small Retail | 18.0417 | 0 | 0 | 0.14064 | 0.14516 | 0.14599 | 0.15004 | 0.15655 | 0.15883 | 0.16019 | 0.16126 | 0.16193 | 0.16489 | 0.16906 | 0.17228 | 0.17538 | 0.17905 | 0.1838 | 0.18838 | 0.19348 | 0.19727 | 0.20146 | 0.20627 | [10 empty] | 0 | 0 | 0 | 0 | 0 | 0 | 0 | 0 | 0 | 0 | 0 | 0 | 0 | 0 | 0 | 0 | 0 | 0 | 0 | 0 | 0 | 0 | 0 | 0 | 0 | 0 | 0 | 0 | 0 | 0
C&I Curtailment-AutoDR_PSE_Winter_9.26.2018_1.05.55 PM.xlsx | Inputs_endUseLoadShapes_PSE.xlsx | Inputs_Global_PSE.xlsx | Inputs_Product_C&I Curtailment-AutoDR.xlsx | PSE | 20 | Winter | Peak | 4 | C&I Curtailment-AutoDR | Commercial | Supermarket and MiniMart | 104.4353 | 71.016 | 17.754 | 0.84387 | 0.87098 | 0.87597 | 0.90028 | 0.93935 | 0.95302 | 0.96118 | 0.96761 | 0.97161 | 0.98937 | 1.0144 | 1.0337 | 1.0523 | 1.0743 | 1.1028 | 1.1303 | 1.161 | 1.1837 | 1.2088 | 1.2377 | [10 empty] | 727.544 | 739.5907 | 751.4652 | 764.5361 | 778.3351 | 792.2566 | 805.8975 | 819.4736 | 833.2863 | 847.2526 | 861.4228 | 875.7811 | 890.1756 | 904.648 | 919.3629 | 934.3914 | 949.6479 | 965.1884 | 980.9977 | 996.8794 | 0 | 0 | 0 | 0 | 0 | 0 | 0 | 0 | 0 | 0
C&I Curtailment-AutoDR_PSE_Winter_9.26.2018_1.05.55 PM.xlsx | Inputs_endUseLoadShapes_PSE.xlsx | Inputs_Global_PSE.xlsx | Inputs_Product_C&I Curtailment-AutoDR.xlsx | PSE | 20 | Winter | Peak | 4 | C&I Curtailment-AutoDR | Commercial | University | 43.4191 | 33.8669 | 8.4667 | 0.29009 | 0.2994 | 0.30112 | 0.30948 | 0.32291 | 0.3276 | 0.33041 | 0.33262 | 0.33399 | 0.3401 | 0.34871 | 0.35535 | 0.36174 | 0.36931 | 0.3791 | 0.38856 | 0.39908 | 0.40691 | 0.41555 | 0.42547 | [10 empty] | 286.8762 | 291.6263 | 296.3085 | 301.4624 | 306.9035 | 312.3928 | 317.7715 | 323.1247 | 328.5712 | 334.0782 | 339.6656 | 345.3272 | 351.003 | 356.7096 | 362.5118 | 368.4377 | 374.4534 | 380.5812 | 386.8149 | 393.0772 | 0 | 0 | 0 | 0 | 0 | 0 | 0 | 0 | 0 | 0
C&I Curtailment-AutoDR_PSE_Winter_9.26.2018_1.05.55 PM.xlsx | Inputs_endUseLoadShapes_PSE.xlsx | Inputs_Global_PSE.xlsx | Inputs_Product_C&I Curtailment-AutoDR.xlsx | PSE | 20 | Winter | Peak | 4 | C&I Curtailment-AutoDR | Commercial | Warehouse | 102.3136 | 84.9203 | 21.2301 | 0.75703 | 0.78135 | 0.78583 | 0.80764 | 0.84268 | 0.85494 | 0.86227 | 0.86804 | 0.87162 | 0.88755 | 0.91003 | 0.92736 | 0.94403 | 0.96378 | 0.98934 | 1.014 | 1.0415 | 1.0619 | 1.0844 | 1.1103 | [10 empty] | 796.6465 | 809.8374 | 822.8398 | 837.1521 | 852.2618 | 867.5055 | 882.4421 | 897.3077 | 912.4323 | 927.7251 | 943.2412 | 958.9632 | 974.7249 | 990.572 | 1006.6845 | 1023.1404 | 1039.8459 | 1056.8625 | 1074.1734 | 1091.5636 | 0 | 0 | 0 | 0 | 0 | 0 | 0 | 0 | 0 | 0
C&I Curtailment-AutoDR_PSE_Winter_9.26.2018_1.05.55 PM.xlsx | Inputs_endUseLoadShapes_PSE.xlsx | Inputs_Global_PSE.xlsx | Inputs_Product_C&I Curtailment-AutoDR.xlsx | PSE | 20 | Winter | Peak | 4 | C&I Curtailment-AutoDR | Commercial | Xlarge Retail | 41.1584 | 21.814 | 5.4535 | 0.30739 | 0.31727 | 0.31908 | 0.32794 | 0.34217 | 0.34715 | 0.35012 | 0.35246 | 0.35392 | 0.36039 | 0.36952 | 0.37655 | 0.38332 | 0.39134 | 0.40172 | 0.41174 | 0.42289 | 0.43118 | 0.44034 | 0.45085 | [10 empty] | 206.557 | 209.9771 | 213.3484 | 217.0594 | 220.9771 | 224.9295 | 228.8023 | 232.6567 | 236.5783 | 240.5434 | 244.5665 | 248.6429 | 252.7297 | 256.8386 | 261.0163 | 265.283 | 269.6145 | 274.0266 | 278.515 | 283.024 | 0 | 0 | 0 | 0 | 0 | 0 | 0 | 0 | 0 | 0
C&I Curtailment-AutoDR_PSE_Winter_9.26.2018_1.05.55 PM.xlsx | Inputs_endUseLoadShapes_PSE.xlsx | Inputs_Global_PSE.xlsx | Inputs_Product_C&I Curtailment-AutoDR.xlsx | PSE | 20 | Winter | Peak | 4 | C&I Curtailment-AutoDR | Industrial | Mechanical Pulp | 0 | 0 | 0 | 0.0073142 | 0.006996 | 0.006812 | 0.0068985 | 0.0069449 | 0.0067515 | 0.0066062 | 0.006439 | 0.0063584 | 0.0063058 | 0.0062621 | 0.0061753 | 0.0061337 | 0.0060945 | 0.0060729 | 0.0060424 | 0.0060255 | 0.0059614 | 0.0059235 | 0.0058924 | [10 empty] | 11.9692 | 11.8749 | 11.7839 | 11.7029 | 11.6243 | 11.5406 | 11.4514 | 11.3646 | 11.2779 | 11.1944 | 11.1107 | 11.0267 | 10.9438 | 10.8625 | 10.7827 | 10.7037 | 10.6242 | 10.5447 | 10.4664 | 10.3889 | 0 | 0 | 0 | 0 | 0 | 0 | 0 | 0 | 0 | 0
C&I Curtailment-AutoDR_PSE_Winter_9.26.2018_1.05.55 PM.xlsx | Inputs_endUseLoadShapes_PSE.xlsx | Inputs_Global_PSE.xlsx | Inputs_Product_C&I Curtailment-AutoDR.xlsx | PSE | 20 | Winter | Peak | 4 | C&I Curtailment-AutoDR | Industrial | Kraft Pulp | 0 | 0 | 0 | 1.2488e-05 | 1.1945e-05 | 1.1631e-05 | 1.1778e-05 | 1.1857e-05 | 1.1527e-05 | 1.1279e-05 | 1.0994e-05 | 1.0856e-05 | 1.0766e-05 | 1.0692e-05 | 1.0544e-05 | 1.0473e-05 | 1.0406e-05 | 1.0369e-05 | 1.0317e-05 | 1.0288e-05 | 1.0178e-05 | 1.0114e-05 | 1.0061e-05 | [10 empty] | 0.020436 | 0.020275 | 0.02012 | 0.019981 | 0.019847 | 0.019704 | 0.019552 | 0.019404 | 0.019256 | 0.019113 | 0.01897 | 0.018827 | 0.018685 | 0.018546 | 0.01841 | 0.018275 | 0.01814 | 0.018004 | 0.01787 | 0.017738 | 0 | 0 | 0 | 0 | 0 | 0 | 0 | 0 | 0 | 0
C&I Curtailment-AutoDR_PSE_Winter_9.26.2018_1.05.55 PM.xlsx | Inputs_endUseLoadShapes_PSE.xlsx | Inputs_Global_PSE.xlsx | Inputs_Product_C&I Curtailment-AutoDR.xlsx | PSE | 20 | Winter | Peak | 4 | C&I Curtailment-AutoDR | Industrial | Paper | 0 | 0 | 0 | 0.0015428 | 0.0014756 | 0.0014368 | 0.0014551 | 0.0014649 | 0.0014241 | 0.0013934 | 0.0013582 | 0.0013412 | 0.0013301 | 0.0013209 | 0.0013025 | 0.0012938 | 0.0012855 | 0.0012809 | 0.0012745 | 0.0012709 | 0.0012574 | 0.0012494 | 0.0012429 | [10 empty] | 2.5246 | 2.5047 | 2.4856 | 2.4685 | 2.4519 | 2.4342 | 2.4154 | 2.3971 | 2.3788 | 2.3612 | 2.3436 | 2.3258 | 2.3084 | 2.2912 | 2.2744 | 2.2577 | 2.2409 | 2.2242 | 2.2076 | 2.1913 | 0 | 0 | 0 | 0 | 0 | 0 | 0 | 0 | 0 | 0
C&I Curtailment-AutoDR_PSE_Winter_9.26.2018_1.05.55 PM.xlsx | Inputs_endUseLoadShapes_PSE.xlsx | Inputs_Global_PSE.xlsx | Inputs_Product_C&I Curtailment-AutoDR.xlsx | PSE | 20 | Winter | Peak | 4 | C&I Curtailment-AutoDR | Industrial | Foundries | 0 | 0 | 0 | 0.0042399 | 0.0040554 | 0.0039488 | 0.0039989 | 0.0040258 | 0.0039137 | 0.0038295 | 0.0037325 | 0.0036858 | 0.0036553 | 0.00363 | 0.0035797 | 0.0035556 | 0.0035328 | 0.0035203 | 0.0035026 | 0.0034928 | 0.0034557 | 0.0034337 | 0.0034157 | [10 empty] | 5.2037 | 5.1627 | 5.1232 | 5.0879 | 5.0538 | 5.0174 | 4.9786 | 4.9409 | 4.9032 | 4.8669 | 4.8305 | 4.7939 | 4.7579 | 4.7226 | 4.6879 | 4.6536 | 4.619 | 4.5844 | 4.5504 | 4.5167 | 0 | 0 | 0 | 0 | 0 | 0 | 0 | 0 | 0 | 0
C&I Curtailment-AutoDR_PSE_Winter_9.26.2018_1.05.55 PM.xlsx | Inputs_endUseLoadShapes_PSE.xlsx | Inputs_Global_PSE.xlsx | Inputs_Product_C&I Curtailment-AutoDR.xlsx | PSE | 20 | Winter | Peak | 4 | C&I Curtailment-AutoDR | Industrial | Frozen Food | 0 | 0 | 0 | 0.0024947 | 0.0023861 | 0.0023234 | 0.0023529 | 0.0023687 | 0.0023028 | 0.0022532 | 0.0021962 | 0.0021687 | 0.0021507 | 0.0021359 | 0.0021062 | 0.0020921 | 0.0020787 | 0.0020713 | 0.0020609 | 0.0020551 | 0.0020333 | 0.0020203 | 0.0020098 | [10 empty] | 3.7558 | 3.7262 | 3.6977 | 3.6722 | 3.6476 | 3.6213 | 3.5933 | 3.5661 | 3.5389 | 3.5127 | 3.4864 | 3.46 | 3.4341 | 3.4085 | 3.3835 | 3.3587 | 3.3338 | 3.3088 | 3.2842 | 3.2599 | 0 | 0 | 0 | 0 | 0 | 0 | 0 | 0 | 0 | 0
C&I Curtailment-AutoDR_PSE_Winter_9.26.2018_1.05.55 PM.xlsx | Inputs_endUseLoadShapes_PSE.xlsx | Inputs_Global_PSE.xlsx | Inputs_Product_C&I Curtailment-AutoDR.xlsx | PSE | 20 | Winter | Peak | 4 | C&I Curtailment-AutoDR | Industrial | Other Food | 0 | 0 | 0 | 0.025949 | 0.02482 | 0.024167 | 0.024474 | 0.024638 | 0.023952 | 0.023437 | 0.022844 | 0.022558 | 0.022371 | 0.022216 | 0.021908 | 0.021761 | 0.021621 | 0.021545 | 0.021437 | 0.021377 | 0.021149 | 0.021015 | 0.020905 | [10 empty] | 39.066 | 38.7583 | 38.4614 | 38.1969 | 37.9403 | 37.667 | 37.376 | 37.0928 | 36.8097 | 36.5373 | 36.264 | 35.9897 | 35.7194 | 35.4539 | 35.1934 | 34.9358 | 34.6762 | 34.4167 | 34.161 | 33.9081 | 0 | 0 | 0 | 0 | 0 | 0 | 0 | 0 | 0 | 0
C&I Curtailment-AutoDR_PSE_Winter_9.26.2018_1.05.55 PM.xlsx | Inputs_endUseLoadShapes_PSE.xlsx | Inputs_Global_PSE.xlsx | Inputs_Product_C&I Curtailment-AutoDR.xlsx | PSE | 20 | Winter | Peak | 4 | C&I Curtailment-AutoDR | Industrial | Wood - Lumber | 0 | 0 | 0 | 0.0055517 | 0.0053101 | 0.0051705 | 0.0052362 | 0.0052713 | 0.0051246 | 0.0050143 | 0.0048873 | 0.0048262 | 0.0047862 | 0.0047531 | 0.0046872 | 0.0046557 | 0.0046258 | 0.0046095 | 0.0045863 | 0.0045735 | 0.0045249 | 0.004496 | 0.0044725 | [10 empty] | 7.0862 | 7.0304 | 6.9765 | 6.9286 | 6.882 | 6.8324 | 6.7797 | 6.7283 | 6.6769 | 6.6275 | 6.578 | 6.5282 | 6.4792 | 6.431 | 6.3837 | 6.337 | 6.2899 | 6.2429 | 6.1965 | 6.1506 | 0 | 0 | 0 | 0 | 0 | 0 | 0 | 0 | 0 | 0
C&I Curtailment-AutoDR_PSE_Winter_9.26.2018_1.05.55 PM.xlsx | Inputs_endUseLoadShapes_PSE.xlsx | Inputs_Global_PSE.xlsx | Inputs_Product_C&I Curtailment-AutoDR.xlsx | PSE | 20 | Winter | Peak | 4 | C&I Curtailment-AutoDR | Industrial | Wood - Panel | 0 | 0 | 0 | 0.0015864 | 0.0015173 | 0.0014774 | 0.0014962 | 0.0015062 | 0.0014643 | 0.0014328 | 0.0013965 | 0.001379 | 0.0013676 | 0.0013582 | 0.0013393 | 0.0013303 | 0.0013218 | 0.0013171 | 0.0013105 | 0.0013068 | 0.001293 | 0.0012847 | 0.001278 | [10 empty] | 2.0248 | 2.0089 | 1.9935 | 1.9798 | 1.9665 | 1.9523 | 1.9372 | 1.9226 | 1.9079 | 1.8938 | 1.8796 | 1.8654 | 1.8514 | 1.8376 | 1.8241 | 1.8108 | 1.7973 | 1.7839 | 1.7706 | 1.7575 | 0 | 0 | 0 | 0 | 0 | 0 | 0 | 0 | 0 | 0
C&I Curtailment-AutoDR_PSE_Winter_9.26.2018_1.05.55 PM.xlsx | Inputs_endUseLoadShapes_PSE.xlsx | Inputs_Global_PSE.xlsx | Inputs_Product_C&I Curtailment-AutoDR.xlsx | PSE | 20 | Winter | Peak | 4 | C&I Curtailment-AutoDR | Industrial | Wood - Other | 0 | 0 | 0 | 0.0084902 | 0.0081208 | 0.0079073 | 0.0080077 | 0.0080615 | 0.0078371 | 0.0076684 | 0.0074743 | 0.0073807 | 0.0073196 | 0.007269 | 0.0071682 | 0.00712 | 0.0070743 | 0.0070493 | 0.0070139 | 0.0069943 | 0.0069199 | 0.0068759 | 0.0068398 | [10 empty] | 10.837 | 10.7517 | 10.6693 | 10.5959 | 10.5248 | 10.4489 | 10.3682 | 10.2897 | 10.2111 | 10.1356 | 10.0598 | 9.9837 | 9.9087 | 9.835 | 9.7627 | 9.6913 | 9.6193 | 9.5473 | 9.4764 | 9.4062 | 0 | 0 | 0 | 0 | 0 | 0 | 0 | 0 | 0 | 0
C&I Curtailment-AutoDR_PSE_Winter_9.26.2018_1.05.55 PM.xlsx | Inputs_endUseLoadShapes_PSE.xlsx | Inputs_Global_PSE.xlsx | Inputs_Product_C&I Curtailment-AutoDR.xlsx | PSE | 20 | Winter | Peak | 4 | C&I Curtailment-AutoDR | Industrial | Sugar | 0 | 0 | 0 | 0.00043931 | 0.0004202 | 0.00040915 | 0.00041435 | 0.00041713 | 0.00040552 | 0.00039679 | 0.00038674 | 0.0003819 | 0.00037874 | 0.00037612 | 0.00037091 | 0.00036841 | 0.00036605 | 0.00036476 | 0.00036292 | 0.00036191 | 0.00035806 | 0.00035578 | 0.00035392 | [10 empty] | 0.66139 | 0.65618 | 0.65116 | 0.64668 | 0.64233 | 0.63771 | 0.63278 | 0.62799 | 0.62319 | 0.61858 | 0.61395 | 0.60931 | 0.60473 | 0.60024 | 0.59583 | 0.59147 | 0.58707 | 0.58268 | 0.57835 | 0.57407 | 0 | 0 | 0 | 0 | 0 | 0 | 0 | 0 | 0 | 0
C&I Curtailment-AutoDR_PSE_Winter_9.26.2018_1.05.55 PM.xlsx | Inputs_endUseLoadShapes_PSE.xlsx | Inputs_Global_PSE.xlsx | Inputs_Product_C&I Curtailment-AutoDR.xlsx | PSE | 20 | Winter | Peak | 4 | C&I Curtailment-AutoDR | Industrial | Hi Tech - Chip Fab | 0 | 0 | 0 | 0.0061305 | 0.0058637 | 0.0057095 | 0.0057821 | 0.0058209 | 0.0056588 | 0.0055371 | 0.0053969 | 0.0053293 | 0.0052852 | 0.0052487 | 0.0051759 | 0.0051411 | 0.0051081 | 0.0050901 | 0.0050645 | 0.0050503 | 0.0049966 | 0.0049648 | 0.0049388 | [10 empty] | 3.8122 | 3.7822 | 3.7532 | 3.7274 | 3.7023 | 3.6757 | 3.6473 | 3.6196 | 3.592 | 3.5654 | 3.5388 | 3.512 | 3.4856 | 3.4597 | 3.4343 | 3.4091 | 3.3838 | 3.3585 | 3.3335 | 3.3089 | 0 | 0 | 0 | 0 | 0 | 0 | 0 | 0 | 0 | 0
C&I Curtailment-AutoDR_PSE_Winter_9.26.2018_1.05.55 PM.xlsx | Inputs_endUseLoadShapes_PSE.xlsx | Inputs_Global_PSE.xlsx | Inputs_Product_C&I Curtailment-AutoDR.xlsx | PSE | 20 | Winter | Peak | 4 | C&I Curtailment-AutoDR | Industrial | Hi Tech - Silicon | 0 | 0 | 0 | 0.0015077 | 0.0014421 | 0.0014042 | 0.001422 | 0.0014316 | 0.0013917 | 0.0013618 | 0.0013273 | 0.0013107 | 0.0012998 | 0.0012908 | 0.0012729 | 0.0012644 | 0.0012563 | 0.0012518 | 0.0012455 | 0.0012421 | 0.0012289 | 0.001221 | 0.0012146 | [10 empty] | 0.93756 | 0.93018 | 0.92305 | 0.9167 | 0.91055 | 0.90399 | 0.897 | 0.89021 | 0.88341 | 0.87688 | 0.87032 | 0.86373 | 0.85724 | 0.85087 | 0.84462 | 0.83844 | 0.83221 | 0.82598 | 0.81985 | 0.81377 | 0 | 0 | 0 | 0 | 0 | 0 | 0 | 0 | 0 | 0
C&I Curtailment-AutoDR_PSE_Winter_9.26.2018_1.05.55 PM.xlsx | Inputs_endUseLoadShapes_PSE.xlsx | Inputs_Global_PSE.xlsx | Inputs_Product_C&I Curtailment-AutoDR.xlsx | PSE | 20 | Winter | Peak | 4 | C&I Curtailment-AutoDR | Industrial | Metal Fab | 0 | 0 | 0 | 0.019689 | 0.018832 | 0.018337 | 0.01857 | 0.018695 | 0.018174 | 0.017783 | 0.017333 | 0.017116 | 0.016974 | 0.016857 | 0.016623 | 0.016511 | 0.016406 | 0.016348 | 0.016265 | 0.01622 | 0.016047 | 0.015945 | 0.015862 | [10 empty] | 24.1648 | 23.9744 | 23.7908 | 23.6272 | 23.4684 | 23.2994 | 23.1194 | 22.9442 | 22.7691 | 22.6006 | 22.4315 | 22.2619 | 22.0946 | 21.9304 | 21.7693 | 21.6099 | 21.4494 | 21.2888 | 21.1307 | 20.9742 | 0 | 0 | 0 | 0 | 0 | 0 | 0 | 0 | 0 | 0
C&I Curtailment-AutoDR_PSE_Winter_9.26.2018_1.05.55 PM.xlsx | Inputs_endUseLoadShapes_PSE.xlsx | Inputs_Global_PSE.xlsx | Inputs_Product_C&I Curtailment-AutoDR.xlsx | PSE | 20 | Winter | Peak | 4 | C&I Curtailment-AutoDR | Industrial | Transportation, Equip | 0 | 0 | 0 | 0.037652 | 0.036013 | 0.035067 | 0.035512 | 0.03575 | 0.034755 | 0.034007 | 0.033146 | 0.032731 | 0.03246 | 0.032236 | 0.031789 | 0.031575 | 0.031373 | 0.031262 | 0.031105 | 0.031018 | 0.030688 | 0.030493 | 0.030333 | [10 empty] | 41.8938 | 41.5638 | 41.2454 | 40.9618 | 40.6866 | 40.3935 | 40.0814 | 39.7777 | 39.4741 | 39.182 | 38.8889 | 38.5948 | 38.3048 | 38.0202 | 37.7408 | 37.4645 | 37.1862 | 36.9079 | 36.6337 | 36.3625 | 0 | 0 | 0 | 0 | 0 | 0 | 0 | 0 | 0 | 0
C&I Curtailment-AutoDR_PSE_Winter_9.26.2018_1.05.55 PM.xlsx | Inputs_endUseLoadShapes_PSE.xlsx | Inputs_Global_PSE.xlsx | Inputs_Product_C&I Curtailment-AutoDR.xlsx | PSE | 20 | Winter | Peak | 4 | C&I Curtailment-AutoDR | Industrial | Refinery | 0.80728 | 0.6539 | 0.16347 | 0.0016086 | 0.0015386 | 0.0014982 | 0.0015172 | 0.0015274 | 0.0014849 | 0.0014529 | 0.0014161 | 0.0013984 | 0.0013868 | 0.0013772 | 0.0013581 | 0.001349 | 0.0013404 | 0.0013356 | 0.0013289 | 0.0013252 | 0.0013111 | 0.0013028 | 0.0012959 | [10 empty] | 2.1322 | 2.1155 | 2.0992 | 2.0848 | 2.0708 | 2.0559 | 2.04 | 2.0245 | 2.0091 | 1.9942 | 1.9793 | 1.9643 | 1.9496 | 1.9351 | 1.9209 | 1.9068 | 1.8926 | 1.8785 | 1.8645 | 1.8507 | 0 | 0 | 0 | 0 | 0 | 0 | 0 | 0 | 0 | 0
C&I Curtailment-AutoDR_PSE_Winter_9.26.2018_1.05.55 PM.xlsx | Inputs_endUseLoadShapes_PSE.xlsx | Inputs_Global_PSE.xlsx | Inputs_Product_C&I Curtailment-AutoDR.xlsx | PSE | 20 | Winter | Peak | 4 | C&I Curtailment-AutoDR | Industrial | Cold Storage | 2.5436 | 2.3401 | 0.58503 | 0.0050685 | 0.004848 | 0.0047205 | 0.0047805 | 0.0048126 | 0.0046786 | 0.0045779 | 0.004462 | 0.0044062 | 0.0043697 | 0.0043394 | 0.0042793 | 0.0042505 | 0.0042233 | 0.0042083 | 0.0041872 | 0.0041754 | 0.0041311 | 0.0041048 | 0.0040833 | [10 empty] | 7.6307 | 7.5706 | 7.5126 | 7.4609 | 7.4108 | 7.3574 | 7.3006 | 7.2453 | 7.19 | 7.1368 | 7.0834 | 7.0298 | 6.977 | 6.9252 | 6.8743 | 6.824 | 6.7733 | 6.7226 | 6.6726 | 6.6232 | 0 | 0 | 0 | 0 | 0 | 0 | 0 | 0 | 0 | 0
C&I Curtailment-AutoDR_PSE_Winter_9.26.2018_1.05.55 PM.xlsx | Inputs_endUseLoadShapes_PSE.xlsx | Inputs_Global_PSE.xlsx | Inputs_Product_C&I Curtailment-AutoDR.xlsx | PSE | 20 | Winter | Peak | 4 | C&I Curtailment-AutoDR | Industrial | Fruit Storage | 0.00034481 | 0.00031723 | 7.9307e-05 | 6.8709e-07 | 6.5719e-07 | 6.3991e-07 | 6.4804e-07 | 6.5239e-07 | 6.3423e-07 | 6.2058e-07 | 6.0487e-07 | 5.973e-07 | 5.9236e-07 | 5.8826e-07 | 5.801e-07 | 5.762e-07 | 5.7251e-07 | 5.7048e-07 | 5.6762e-07 | 5.6603e-07 | 5.6001e-07 | 5.5644e-07 | 5.5353e-07 | [10 empty] | 0.0010344 | 0.0010263 | 0.0010184 | 0.0010114 | 0.0010046 | 0.00099738 | 0.00098967 | 0.00098218 | 0.00097468 | 0.00096747 | 0.00096023 | 0.00095297 | 0.00094581 | 0.00093878 | 0.00093188 | 0.00092506 | 0.00091819 | 0.00091131 | 0.00090455 | 0.00089785 | 0 | 0 | 0 | 0 | 0 | 0 | 0 | 0 | 0 | 0
C&I Curtailment-AutoDR_PSE_Winter_9.26.2018_1.05.55 PM.xlsx | Inputs_endUseLoadShapes_PSE.xlsx | Inputs_Global_PSE.xlsx | Inputs_Product_C&I Curtailment-AutoDR.xlsx | PSE | 20 | Winter | Peak | 4 | C&I Curtailment-AutoDR | Industrial | Chemical | 5.4314 | 3.6934 | 0.92334 | 0.010823 | 0.010352 | 0.01008 | 0.010208 | 0.010276 | 0.0099903 | 0.0097753 | 0.0095278 | 0.0094086 | 0.0093307 | 0.0092661 | 0.0091376 | 0.0090761 | 0.009018 | 0.0089861 | 0.008941 | 0.0089159 | 0.0088212 | 0.008765 | 0.0087191 | [10 empty] | 12.0434 | 11.9485 | 11.857 | 11.7755 | 11.6964 | 11.6121 | 11.5224 | 11.4351 | 11.3478 | 11.2639 | 11.1796 | 11.095 | 11.0117 | 10.9298 | 10.8495 | 10.7701 | 10.6901 | 10.6101 | 10.5313 | 10.4533 | 0 | 0 | 0 | 0 | 0 | 0 | 0 | 0 | 0 | 0
C&I Curtailment-AutoDR_PSE_Winter_9.26.2018_1.05.55 PM.xlsx | Inputs_endUseLoadShapes_PSE.xlsx | Inputs_Global_PSE.xlsx | Inputs_Product_C&I Curtailment-AutoDR.xlsx | PSE | 20 | Winter | Peak | 4 | C&I Curtailment-AutoDR | Industrial | Misc Manf | 0 | 0 | 0 | 0.11283 | 0.10792 | 0.10509 | 0.10642 | 0.10713 | 0.10415 | 0.10191 | 0.099331 | 0.098088 | 0.097276 | 0.096603 | 0.095263 | 0.094622 | 0.094016 | 0.093684 | 0.093213 | 0.092952 | 0.091964 | 0.091378 | 0.0909 | [10 empty] | 145.4374 | 144.2917 | 143.1864 | 142.2018 | 141.2465 | 140.2289 | 139.1455 | 138.0914 | 137.0373 | 136.0234 | 135.0059 | 133.9847 | 132.9781 | 131.9899 | 131.0199 | 130.061 | 129.0947 | 128.1284 | 127.1767 | 126.235 | 0 | 0 | 0 | 0 | 0 | 0 | 0 | 0 | 0 | 0
C&I Curtailment-AutoDR_PSE_Winter_9.26.2018_1.05.55 PM.xlsx | Inputs_endUseLoadShapes_PSE.xlsx | Inputs_Global_PSE.xlsx | Inputs_Product_C&I Curtailment-AutoDR.xlsx | PSE | 20 | Winter | Peak | 4 | C&I Curtailment-AutoDR | Residential | Single Family | 1628.0145 | 0 | 0 | 0 | 0 | 0 | 0 | 0 | 0 | 0 | 0 | 0 | 0 | 0 | 0 | 0 | 0 | 0 | 0 | 0 | 0 | 0 | 0 | [10 empty] | 0 | 0 | 0 | 0 | 0 | 0 | 0 | 0 | 0 | 0 | 0 | 0 | 0 | 0 | 0 | 0 | 0 | 0 | 0 | 0 | 0 | 0 | 0 | 0 | 0 | 0 | 0 | 0 | 0 | 0
C&I Curtailment-AutoDR_PSE_Winter_9.26.2018_1.05.55 PM.xlsx | Inputs_endUseLoadShapes_PSE.xlsx | Inputs_Global_PSE.xlsx | Inputs_Product_C&I Curtailment-AutoDR.xlsx | PSE | 20 | Winter | Peak | 4 | C&I Curtailment-AutoDR | Residential | Multifamily Low-Rise | 331.2956 | 0 | 0 | 0 | 0 | 0 | 0 | 0 | 0 | 0 | 0 | 0 | 0 | 0 | 0 | 0 | 0 | 0 | 0 | 0 | 0 | 0 | 0 | [10 empty] | 0 | 0 | 0 | 0 | 0 | 0 | 0 | 0 | 0 | 0 | 0 | 0 | 0 | 0 | 0 | 0 | 0 | 0 | 0 | 0 | 0 | 0 | 0 | 0 | 0 | 0 | 0 | 0 | 0 | 0
C&I Curtailment-AutoDR_PSE_Winter_9.26.2018_1.05.55 PM.xlsx | Inputs_endUseLoadShapes_PSE.xlsx | Inputs_Global_PSE.xlsx | Inputs_Product_C&I Curtailment-AutoDR.xlsx | PSE | 20 | Winter | Peak | 4 | C&I Curtailment-AutoDR | Residential | Multifamily High-Rise | 60.3694 | 0 | 0 | 0 | 0 | 0 | 0 | 0 | 0 | 0 | 0 | 0 | 0 | 0 | 0 | 0 | 0 | 0 | 0 | 0 | 0 | 0 | 0 | [10 empty] | 0 | 0 | 0 | 0 | 0 | 0 | 0 | 0 | 0 | 0 | 0 | 0 | 0 | 0 | 0 | 0 | 0 | 0 | 0 | 0 | 0 | 0 | 0 | 0 | 0 | 0 | 0 | 0 | 0 | 0
C&I Curtailment-AutoDR_PSE_Winter_9.26.2018_1.05.55 PM.xlsx | Inputs_endUseLoadShapes_PSE.xlsx | Inputs_Global_PSE.xlsx | Inputs_Product_C&I Curtailment-AutoDR.xlsx | PSE | 20 | Winter | Peak | 4 | C&I Curtailment-AutoDR | Residential | Manufactured | 136.2338 | 0 | 0 | 0 | 0 | 0 | 0 | 0 | 0 | 0 | 0 | 0 | 0 | 0 | 0 | 0 | 0 | 0 | 0 | 0 | 0 | 0 | 0 | [10 empty] | 0 | 0 | 0 | 0 | 0 | 0 | 0 | 0 | 0 | 0 | 0 | 0 | 0 | 0 | 0 | 0 | 0 | 0 | 0 | 0 | 0 | 0 | 0 | 0 | 0 | 0 | 0 | 0 | 0 | 0
C&I Curtailment-AutoDR_PSE_Winter_9.26.2018_1.05.55 PM.xlsx | Inputs_endUseLoadShapes_PSE.xlsx | Inputs_Global_PSE.xlsx | Inputs_Product_C&I Curtailment-AutoDR.xlsx | PSE | 20 | Winter | Peak | 4 | C&I Curtailment-AutoDR | 0 | 0 | 0 | 0 | 0 | 0 | 0 | 0 | 0 | 0 | 0 | 0 | 0 | 0 | 0 | 0 | 0 | 0 | 0 | 0 | 0 | 0 | 0 | 0 | 0 | [10 empty] | 0 | 0 | 0 | 0 | 0 | 0 | 0 | 0 | 0 | 0 | 0 | 0 | 0 | 0 | 0 | 0 | 0 | 0 | 0 | 0 | 0 | 0 | 0 | 0 | 0 | 0 | 0 | 0 | 0 | 0
C&I Curtailment-Manual_PSE_Winter_9.19.2018_9.10.01 PM.xlsx | Inputs_endUseLoadShapes_PSE.xlsx | Inputs_Global_PSE.xlsx | Inputs_Product_C&I Curtailment-Manual.xlsx | PSE | 20 | Winter | Peak | 4 | C&I Curtailment-Manual | Commercial | Hospital | 56.3901 | 43.9843 | 10.9961 | 0.79382 | 0.81933 | 0.82402 | 0.84689 | 0.88364 | 0.8965 | 0.90418 | 0.91023 | 0.91398 | 0.93069 | 0.95426 | 0.97243 | 0.98991 | 1.0106 | 1.0374 | 1.0633 | 1.0921 | 1.1135 | 1.1372 | 1.1643 | [10 empty] | 805.7015 | 819.0424 | 832.1925 | 846.6675 | 861.949 | 877.3659 | 892.4723 | 907.5068 | 922.8033 | 938.27 | 953.9624 | 969.8632 | 985.804 | 1001.8312 | 1018.1269 | 1034.7699 | 1051.6652 | 1068.8752 | 1086.3829 | 1103.9707 | 0 | 0 | 0 | 0 | 0 | 0 | 0 | 0 | 0 | 0
C&I Curtailment-Manual_PSE_Winter_9.19.2018_9.10.01 PM.xlsx | Inputs_endUseLoadShapes_PSE.xlsx | Inputs_Global_PSE.xlsx | Inputs_Product_C&I Curtailment-Manual.xlsx | PSE | 20 | Winter | Peak | 4 | C&I Curtailment-Manual | Commercial | Large Office | 259.0812 | 93.2692 | 23.3173 | 4.13 | 4.2627 | 4.2871 | 4.4061 | 4.5973 | 4.6642 | 4.7041 | 4.7356 | 4.7551 | 4.8421 | 4.9647 | 5.0592 | 5.1502 | 5.2579 | 5.3974 | 5.532 | 5.6818 | 5.7932 | 5.9162 | 6.0574 | [10 empty] | 1934.6701 | 1966.7045 | 1998.281 | 2033.0387 | 2069.733 | 2106.7525 | 2143.0262 | 2179.1275 | 2215.8579 | 2252.9968 | 2290.6779 | 2328.8591 | 2367.1367 | 2405.6216 | 2444.7512 | 2484.7147 | 2525.2842 | 2566.6094 | 2608.6491 | 2650.8815 | 0 | 0 | 0 | 0 | 0 | 0 | 0 | 0 | 0 | 0
C&I Curtailment-Manual_PSE_Winter_9.19.2018_9.10.01 PM.xlsx | Inputs_endUseLoadShapes_PSE.xlsx | Inputs_Global_PSE.xlsx | Inputs_Product_C&I Curtailment-Manual.xlsx | PSE | 20 | Winter | Peak | 4 | C&I Curtailment-Manual | Commercial | Large Retail | 56.0608 | 29.7122 | 7.4281 | 0.85148 | 0.87883 | 0.88387 | 0.9084 | 0.94781 | 0.96161 | 0.96985 | 0.97633 | 0.98036 | 0.99828 | 1.0236 | 1.0431 | 1.0618 | 1.084 | 1.1128 | 1.1405 | 1.1714 | 1.1944 | 1.2197 | 1.2489 | [10 empty] | 587.2243 | 596.9476 | 606.5319 | 617.0818 | 628.2195 | 639.4559 | 650.4659 | 661.4237 | 672.5723 | 683.845 | 695.2822 | 706.8712 | 718.4895 | 730.1707 | 742.0476 | 754.1776 | 766.4915 | 779.0348 | 791.795 | 804.6136 | 0 | 0 | 0 | 0 | 0 | 0 | 0 | 0 | 0 | 0
C&I Curtailment-Manual_PSE_Winter_9.19.2018_9.10.01 PM.xlsx | Inputs_endUseLoadShapes_PSE.xlsx | Inputs_Global_PSE.xlsx | Inputs_Product_C&I Curtailment-Manual.xlsx | PSE | 20 | Winter | Peak | 4 | C&I Curtailment-Manual | Commercial | Lodging | 64.0096 | 32.6449 | 8.1612 | 0.83559 | 0.86244 | 0.86738 | 0.89145 | 0.93013 | 0.94367 | 0.95176 | 0.95812 | 0.96208 | 0.97966 | 1.0045 | 1.0236 | 1.042 | 1.0638 | 1.092 | 1.1193 | 1.1496 | 1.1721 | 1.197 | 1.2256 | [10 empty] | 554.525 | 563.7069 | 572.7575 | 582.7199 | 593.2374 | 603.8482 | 614.2451 | 624.5926 | 635.1205 | 645.7654 | 656.5658 | 667.5095 | 678.4808 | 689.5115 | 700.7271 | 712.1816 | 723.8098 | 735.6547 | 747.7043 | 759.8092 | 0 | 0 | 0 | 0 | 0 | 0 | 0 | 0 | 0 | 0
C&I Curtailment-Manual_PSE_Winter_9.19.2018_9.10.01 PM.xlsx | Inputs_endUseLoadShapes_PSE.xlsx | Inputs_Global_PSE.xlsx | Inputs_Product_C&I Curtailment-Manual.xlsx | PSE | 20 | Winter | Peak | 4 | C&I Curtailment-Manual | Commercial | Medium Office | 242.2365 | 0 | 0 | 3.2137 | 3.317 | 3.336 | 3.4286 | 3.5773 | 3.6294 | 3.6605 | 3.685 | 3.7002 | 3.7678 | 3.8633 | 3.9368 | 4.0076 | 4.0915 | 4.1999 | 4.3047 | 4.4213 | 4.508 | 4.6037 | 4.7136 | [10 empty] | 0 | 0 | 0 | 0 | 0 | 0 | 0 | 0 | 0 | 0 | 0 | 0 | 0 | 0 | 0 | 0 | 0 | 0 | 0 | 0 | 0 | 0 | 0 | 0 | 0 | 0 | 0 | 0 | 0 | 0
C&I Curtailment-Manual_PSE_Winter_9.19.2018_9.10.01 PM.xlsx | Inputs_endUseLoadShapes_PSE.xlsx | Inputs_Global_PSE.xlsx | Inputs_Product_C&I Curtailment-Manual.xlsx | PSE | 20 | Winter | Peak | 4 | C&I Curtailment-Manual | Commercial | Medium Retail | 83.438 | 0 | 0 | 1.268 | 1.3087 | 1.3162 | 1.3527 | 1.4114 | 1.432 | 1.4442 | 1.4539 | 1.4599 | 1.4866 | 1.5242 | 1.5533 | 1.5812 | 1.6143 | 1.6571 | 1.6984 | 1.7444 | 1.7786 | 1.8164 | 1.8597 | [10 empty] | 0 | 0 | 0 | 0 | 0 | 0 | 0 | 0 | 0 | 0 | 0 | 0 | 0 | 0 | 0 | 0 | 0 | 0 | 0 | 0 | 0 | 0 | 0 | 0 | 0 | 0 | 0 | 0 | 0 | 0
C&I Curtailment-Manual_PSE_Winter_9.19.2018_9.10.01 PM.xlsx | Inputs_endUseLoadShapes_PSE.xlsx | Inputs_Global_PSE.xlsx | Inputs_Product_C&I Curtailment-Manual.xlsx | PSE | 20 | Winter | Peak | 4 | C&I Curtailment-Manual | Commercial | Other and Assembly | 327.1167 | 112.7657 | 28.1914 | 4.2219 | 4.3575 | 4.3825 | 4.5041 | 4.6995 | 4.7679 | 4.8088 | 4.8409 | 4.8609 | 4.9498 | 5.0751 | 5.1718 | 5.2647 | 5.3749 | 5.5174 | 5.6551 | 5.8082 | 5.922 | 6.0478 | 6.1922 | [10 empty] | 1893.7984 | 1925.1561 | 1956.0655 | 1990.0889 | 2026.0079 | 2062.2454 | 2097.7528 | 2133.0915 | 2169.0459 | 2205.4001 | 2242.2852 | 2279.6598 | 2317.1288 | 2354.8007 | 2393.1036 | 2432.2228 | 2471.9353 | 2512.3874 | 2553.539 | 2594.8791 | 0 | 0 | 0 | 0 | 0 | 0 | 0 | 0 | 0 | 0
C&I Curtailment-Manual_PSE_Winter_9.19.2018_9.10.01 PM.xlsx | Inputs_endUseLoadShapes_PSE.xlsx | Inputs_Global_PSE.xlsx | Inputs_Product_C&I Curtailment-Manual.xlsx | PSE | 20 | Winter | Peak | 4 | C&I Curtailment-Manual | Commercial | Residential Care | 21.5658 | 16.8213 | 4.2053 | 0.30258 | 0.3123 | 0.31409 | 0.32281 | 0.33681 | 0.34171 | 0.34464 | 0.34695 | 0.34838 | 0.35475 | 0.36373 | 0.37066 | 0.37732 | 0.38522 | 0.39543 | 0.40529 | 0.41627 | 0.42443 | 0.43344 | 0.44379 | [10 empty] | 307.105 | 312.1901 | 317.2024 | 322.7198 | 328.5446 | 334.421 | 340.179 | 345.9096 | 351.7401 | 357.6354 | 363.6168 | 369.6776 | 375.7537 | 381.8627 | 388.0741 | 394.4178 | 400.8577 | 407.4176 | 414.0908 | 420.7947 | 0 | 0 | 0 | 0 | 0 | 0 | 0 | 0 | 0 | 0
C&I Curtailment-Manual_PSE_Winter_9.19.2018_9.10.01 PM.xlsx | Inputs_endUseLoadShapes_PSE.xlsx | Inputs_Global_PSE.xlsx | Inputs_Product_C&I Curtailment-Manual.xlsx | PSE | 20 | Winter | Peak | 4 | C&I Curtailment-Manual | Commercial | Restaurant | 93.7598 | 14.064 | 3.516 | 1.3672 | 1.4111 | 1.4192 | 1.4585 | 1.5218 | 1.544 | 1.5572 | 1.5676 | 1.5741 | 1.6029 | 1.6435 | 1.6748 | 1.7049 | 1.7405 | 1.7867 | 1.8313 | 1.8809 | 1.9177 | 1.9585 | 2.0052 | [10 empty] | 266.8477 | 271.2662 | 275.6215 | 280.4157 | 285.4769 | 290.5829 | 295.5862 | 300.5656 | 305.6318 | 310.7543 | 315.9517 | 321.218 | 326.4976 | 331.8058 | 337.2029 | 342.715 | 348.3107 | 354.0107 | 359.8092 | 365.6343 | 0 | 0 | 0 | 0 | 0 | 0 | 0 | 0 | 0 | 0
C&I Curtailment-Manual_PSE_Winter_9.19.2018_9.10.01 PM.xlsx | Inputs_endUseLoadShapes_PSE.xlsx | Inputs_Global_PSE.xlsx | Inputs_Product_C&I Curtailment-Manual.xlsx | PSE | 20 | Winter | Peak | 4 | C&I Curtailment-Manual | Commercial | School K-12 | 102.6773 | 80.0883 | 20.0221 | 1.4258 | 1.4716 | 1.4801 | 1.5211 | 1.5871 | 1.6102 | 1.624 | 1.6349 | 1.6416 | 1.6716 | 1.714 | 1.7466 | 1.778 | 1.8152 | 1.8633 | 1.9098 | 1.9616 | 2 | 2.0425 | 2.0912 | [10 empty] | 1447.1455 | 1471.1074 | 1494.7268 | 1520.7258 | 1548.1733 | 1575.8642 | 1602.9971 | 1630.0012 | 1657.4757 | 1685.2558 | 1713.4416 | 1742.0014 | 1770.6333 | 1799.4202 | 1828.6894 | 1858.5823 | 1888.9286 | 1919.84 | 1951.286 | 1982.8761 | 0 | 0 | 0 | 0 | 0 | 0 | 0 | 0 | 0 | 0
C&I Curtailment-Manual_PSE_Winter_9.19.2018_9.10.01 PM.xlsx | Inputs_endUseLoadShapes_PSE.xlsx | Inputs_Global_PSE.xlsx | Inputs_Product_C&I Curtailment-Manual.xlsx | PSE | 20 | Winter | Peak | 4 | C&I Curtailment-Manual | Commercial | Small Office | 206.2795 | 0 | 0 | 2.7367 | 2.8246 | 2.8408 | 2.9197 | 3.0463 | 3.0907 | 3.1172 | 3.138 | 3.151 | 3.2086 | 3.2898 | 3.3525 | 3.4127 | 3.4841 | 3.5765 | 3.6657 | 3.765 | 3.8388 | 3.9203 | 4.0139 | [10 empty] | 0 | 0 | 0 | 0 | 0 | 0 | 0 | 0 | 0 | 0 | 0 | 0 | 0 | 0 | 0 | 0 | 0 | 0 | 0 | 0 | 0 | 0 | 0 | 0 | 0 | 0 | 0 | 0 | 0 | 0
C&I Curtailment-Manual_PSE_Winter_9.19.2018_9.10.01 PM.xlsx | Inputs_endUseLoadShapes_PSE.xlsx | Inputs_Global_PSE.xlsx | Inputs_Product_C&I Curtailment-Manual.xlsx | PSE | 20 | Winter | Peak | 4 | C&I Curtailment-Manual | Commercial | Small Retail | 18.0417 | 0 | 0 | 0.27406 | 0.28287 | 0.28449 | 0.29239 | 0.30507 | 0.30951 | 0.31216 | 0.31425 | 0.31555 | 0.32132 | 0.32945 | 0.33573 | 0.34176 | 0.34891 | 0.35817 | 0.3671 | 0.37704 | 0.38443 | 0.3926 | 0.40197 | [10 empty] | 0 | 0 | 0 | 0 | 0 | 0 | 0 | 0 | 0 | 0 | 0 | 0 | 0 | 0 | 0 | 0 | 0 | 0 | 0 | 0 | 0 | 0 | 0 | 0 | 0 | 0 | 0 | 0 | 0 | 0
C&I Curtailment-Manual_PSE_Winter_9.19.2018_9.10.01 PM.xlsx | Inputs_endUseLoadShapes_PSE.xlsx | Inputs_Global_PSE.xlsx | Inputs_Product_C&I Curtailment-Manual.xlsx | PSE | 20 | Winter | Peak | 4 | C&I Curtailment-Manual | Commercial | Supermarket and MiniMart | 104.4353 | 71.016 | 17.754 | 1.6445 | 1.6973 | 1.707 | 1.7544 | 1.8305 | 1.8572 | 1.8731 | 1.8856 | 1.8934 | 1.928 | 1.9768 | 2.0145 | 2.0507 | 2.0936 | 2.1491 | 2.2027 | 2.2624 | 2.3067 | 2.3557 | 2.4119 | [10 empty] | 1455.088 | 1479.1814 | 1502.9304 | 1529.0721 | 1556.6703 | 1584.5131 | 1611.795 | 1638.9472 | 1666.5726 | 1694.5051 | 1722.8456 | 1751.5621 | 1780.3511 | 1809.2961 | 1838.7259 | 1868.7829 | 1899.2957 | 1930.3768 | 1961.9954 | 1993.7588 | 0 | 0 | 0 | 0 | 0 | 0 | 0 | 0 | 0 | 0
C&I Curtailment-Manual_PSE_Winter_9.19.2018_9.10.01 PM.xlsx | Inputs_endUseLoadShapes_PSE.xlsx | Inputs_Global_PSE.xlsx | Inputs_Product_C&I Curtailment-Manual.xlsx | PSE | 20 | Winter | Peak | 4 | C&I Curtailment-Manual | Commercial | University | 43.4191 | 33.8669 | 8.4667 | 0.56529 | 0.58346 | 0.5868 | 0.60308 | 0.62925 | 0.63841 | 0.64388 | 0.64819 | 0.65086 | 0.66276 | 0.67954 | 0.69248 | 0.70493 | 0.71968 | 0.73876 | 0.75719 | 0.7777 | 0.79294 | 0.80979 | 0.82912 | [10 empty] | 573.7523 | 583.2525 | 592.617 | 602.9248 | 613.807 | 624.7856 | 635.5431 | 646.2494 | 657.1423 | 668.1563 | 679.3312 | 690.6543 | 702.0061 | 713.4193 | 725.0237 | 736.8754 | 748.9068 | 761.1623 | 773.6298 | 786.1544 | 0 | 0 | 0 | 0 | 0 | 0 | 0 | 0 | 0 | 0
C&I Curtailment-Manual_PSE_Winter_9.19.2018_9.10.01 PM.xlsx | Inputs_endUseLoadShapes_PSE.xlsx | Inputs_Global_PSE.xlsx | Inputs_Product_C&I Curtailment-Manual.xlsx | PSE | 20 | Winter | Peak | 4 | C&I Curtailment-Manual | Commercial | Warehouse | 102.3136 | 84.9203 | 21.2301 | 1.4752 | 1.5226 | 1.5314 | 1.5739 | 1.6421 | 1.666 | 1.6803 | 1.6916 | 1.6985 | 1.7296 | 1.7734 | 1.8072 | 1.8396 | 1.8781 | 1.9279 | 1.976 | 2.0296 | 2.0693 | 2.1133 | 2.1637 | [10 empty] | 1593.293 | 1619.6748 | 1645.6796 | 1674.3042 | 1704.5237 | 1735.011 | 1764.8841 | 1794.6153 | 1824.8645 | 1855.4502 | 1886.4824 | 1917.9264 | 1949.4499 | 1981.144 | 2013.3691 | 2046.2809 | 2079.6918 | 2113.7251 | 2148.3468 | 2183.1271 | 0 | 0 | 0 | 0 | 0 | 0 | 0 | 0 | 0 | 0
C&I Curtailment-Manual_PSE_Winter_9.19.2018_9.10.01 PM.xlsx | Inputs_endUseLoadShapes_PSE.xlsx | Inputs_Global_PSE.xlsx | Inputs_Product_C&I Curtailment-Manual.xlsx | PSE | 20 | Winter | Peak | 4 | C&I Curtailment-Manual | Commercial | Xlarge Retail | 41.1584 | 21.814 | 5.4535 | 0.59902 | 0.61826 | 0.62181 | 0.63906 | 0.66679 | 0.67649 | 0.68229 | 0.68685 | 0.68969 | 0.70229 | 0.72008 | 0.73379 | 0.74698 | 0.76261 | 0.78284 | 0.80236 | 0.82409 | 0.84025 | 0.85809 | 0.87858 | [10 empty] | 413.1139 | 419.9543 | 426.6969 | 434.1188 | 441.9542 | 449.859 | 457.6046 | 465.3134 | 473.1565 | 481.0868 | 489.133 | 497.2859 | 505.4594 | 513.6771 | 522.0325 | 530.566 | 539.2289 | 548.0532 | 557.03 | 566.0479 | 0 | 0 | 0 | 0 | 0 | 0 | 0 | 0 | 0 | 0
C&I Curtailment-Manual_PSE_Winter_9.19.2018_9.10.01 PM.xlsx | Inputs_endUseLoadShapes_PSE.xlsx | Inputs_Global_PSE.xlsx | Inputs_Product_C&I Curtailment-Manual.xlsx | PSE | 20 | Winter | Peak | 4 | C&I Curtailment-Manual | Industrial | Mechanical Pulp | 0 | 0 | 0 | 0.014253 | 0.013633 | 0.013275 | 0.013443 | 0.013534 | 0.013157 | 0.012874 | 0.012548 | 0.012391 | 0.012288 | 0.012203 | 0.012034 | 0.011953 | 0.011876 | 0.011834 | 0.011775 | 0.011742 | 0.011617 | 0.011543 | 0.011483 | [10 empty] | 8453.6856 | 8085.8313 | 7873.2215 | 7973.2404 | 8026.7815 | 7803.3203 | 7635.4027 | 7442.0882 | 7348.9372 | 7288.1017 | 7237.6837 | 7137.3178 | 7089.3 | 7043.8921 | 7018.994 | 6983.7144 | 6964.1444 | 6890.1369 | 6846.2544 | 6810.3922 | 0 | 0 | 0 | 0 | 0 | 0 | 0 | 0 | 0 | 0
C&I Curtailment-Manual_PSE_Winter_9.19.2018_9.10.01 PM.xlsx | Inputs_endUseLoadShapes_PSE.xlsx | Inputs_Global_PSE.xlsx | Inputs_Product_C&I Curtailment-Manual.xlsx | PSE | 20 | Winter | Peak | 4 | C&I Curtailment-Manual | Industrial | Kraft Pulp | 0 | 0 | 0 | 2.4336e-05 | 2.3277e-05 | 2.2665e-05 | 2.2953e-05 | 2.3107e-05 | 2.2464e-05 | 2.198e-05 | 2.1424e-05 | 2.1156e-05 | 2.098e-05 | 2.0835e-05 | 2.0546e-05 | 2.0408e-05 | 2.0277e-05 | 2.0206e-05 | 2.0104e-05 | 2.0048e-05 | 1.9835e-05 | 1.9708e-05 | 1.9605e-05 | [10 empty] | 14.4336 | 13.8055 | 13.4425 | 13.6133 | 13.7047 | 13.3232 | 13.0365 | 12.7064 | 12.5474 | 12.4435 | 12.3574 | 12.1861 | 12.1041 | 12.0266 | 11.984 | 11.9238 | 11.8904 | 11.764 | 11.6891 | 11.6279 | 0 | 0 | 0 | 0 | 0 | 0 | 0 | 0 | 0 | 0
C&I Curtailment-Manual_PSE_Winter_9.19.2018_9.10.01 PM.xlsx | Inputs_endUseLoadShapes_PSE.xlsx | Inputs_Global_PSE.xlsx | Inputs_Product_C&I Curtailment-Manual.xlsx | PSE | 20 | Winter | Peak | 4 | C&I Curtailment-Manual | Industrial | Paper | 0 | 0 | 0 | 0.0030064 | 0.0028756 | 0.0028 | 0.0028356 | 0.0028546 | 0.0027751 | 0.0027154 | 0.0026467 | 0.0026135 | 0.0025919 | 0.002574 | 0.0025383 | 0.0025212 | 0.0025051 | 0.0024962 | 0.0024837 | 0.0024767 | 0.0024504 | 0.0024348 | 0.002422 | [10 empty] | 1783.1141 | 1705.5236 | 1660.6783 | 1681.775 | 1693.0683 | 1645.9342 | 1610.5158 | 1569.7405 | 1550.0924 | 1537.2605 | 1526.626 | 1505.456 | 1495.3278 | 1485.75 | 1480.4983 | 1473.0569 | 1468.929 | 1453.3188 | 1444.0628 | 1436.4985 | 0 | 0 | 0 | 0 | 0 | 0 | 0 | 0 | 0 | 0
C&I Curtailment-Manual_PSE_Winter_9.19.2018_9.10.01 PM.xlsx | Inputs_endUseLoadShapes_PSE.xlsx | Inputs_Global_PSE.xlsx | Inputs_Product_C&I Curtailment-Manual.xlsx | PSE | 20 | Winter | Peak | 4 | C&I Curtailment-Manual | Industrial | Foundries | 0 | 0 | 0 | 0.0082624 | 0.0079028 | 0.0076951 | 0.0077928 | 0.0078451 | 0.0076267 | 0.0074626 | 0.0072737 | 0.0071826 | 0.0071232 | 0.0070739 | 0.0069758 | 0.0069289 | 0.0068845 | 0.0068602 | 0.0068257 | 0.0068065 | 0.0067342 | 0.0066913 | 0.0066563 | [10 empty] | 3675.3164 | 3515.3884 | 3422.9543 | 3466.4385 | 3489.7159 | 3392.5642 | 3319.5605 | 3235.5152 | 3195.017 | 3168.5682 | 3146.6486 | 3103.0135 | 3082.1374 | 3062.3959 | 3051.5712 | 3036.2331 | 3027.7249 | 2995.5494 | 2976.4711 | 2960.8797 | 0 | 0 | 0 | 0 | 0 | 0 | 0 | 0 | 0 | 0
C&I Curtailment-Manual_PSE_Winter_9.19.2018_9.10.01 PM.xlsx | Inputs_endUseLoadShapes_PSE.xlsx | Inputs_Global_PSE.xlsx | Inputs_Product_C&I Curtailment-Manual.xlsx | PSE | 20 | Winter | Peak | 4 | C&I Curtailment-Manual | Industrial | Frozen Food | 0 | 0 | 0 | 0.0048615 | 0.0046499 | 0.0045277 | 0.0045852 | 0.004616 | 0.0044875 | 0.0043909 | 0.0042797 | 0.0042262 | 0.0041912 | 0.0041622 | 0.0041045 | 0.0040769 | 0.0040507 | 0.0040364 | 0.0040161 | 0.0040049 | 0.0039623 | 0.0039371 | 0.0039165 | [10 empty] | 2652.6759 | 2537.2472 | 2470.5325 | 2501.9174 | 2518.718 | 2448.5983 | 2395.9075 | 2335.2475 | 2306.0177 | 2286.9282 | 2271.1076 | 2239.6138 | 2224.5464 | 2210.2978 | 2202.4851 | 2191.4147 | 2185.2739 | 2162.0511 | 2148.2812 | 2137.0281 | 0 | 0 | 0 | 0 | 0 | 0 | 0 | 0 | 0 | 0
C&I Curtailment-Manual_PSE_Winter_9.19.2018_9.10.01 PM.xlsx | Inputs_endUseLoadShapes_PSE.xlsx | Inputs_Global_PSE.xlsx | Inputs_Product_C&I Curtailment-Manual.xlsx | PSE | 20 | Winter | Peak | 4 | C&I Curtailment-Manual | Industrial | Other Food | 0 | 0 | 0 | 0.050567 | 0.048366 | 0.047095 | 0.047693 | 0.048013 | 0.046676 | 0.045672 | 0.044516 | 0.043958 | 0.043595 | 0.043293 | 0.042693 | 0.042405 | 0.042134 | 0.041985 | 0.041774 | 0.041657 | 0.041214 | 0.040952 | 0.040737 | [10 empty] | 27591.8317 | 26391.1988 | 25697.2655 | 26023.7155 | 26198.4671 | 25469.1162 | 24921.053 | 24290.0973 | 23986.0634 | 23787.5035 | 23622.9453 | 23295.3627 | 23138.6384 | 22990.4322 | 22909.1677 | 22794.0195 | 22730.1452 | 22488.5935 | 22345.366 | 22228.3163 | 0 | 0 | 0 | 0 | 0 | 0 | 0 | 0 | 0 | 0
C&I Curtailment-Manual_PSE_Winter_9.19.2018_9.10.01 PM.xlsx | Inputs_endUseLoadShapes_PSE.xlsx | Inputs_Global_PSE.xlsx | Inputs_Product_C&I Curtailment-Manual.xlsx | PSE | 20 | Winter | Peak | 4 | C&I Curtailment-Manual | Industrial | Wood - Lumber | 0 | 0 | 0 | 0.010819 | 0.010348 | 0.010076 | 0.010204 | 0.010272 | 0.0099863 | 0.0097714 | 0.009524 | 0.0094048 | 0.009327 | 0.0092625 | 0.009134 | 0.0090726 | 0.0090144 | 0.0089826 | 0.0089374 | 0.0089124 | 0.0088177 | 0.0087615 | 0.0087156 | [10 empty] | 5004.8995 | 4787.1159 | 4661.2429 | 4720.4579 | 4752.1562 | 4619.8588 | 4520.4453 | 4405.9958 | 4350.8469 | 4314.83 | 4284.9807 | 4225.5603 | 4197.132 | 4170.2488 | 4155.5082 | 4134.6214 | 4123.0352 | 4079.2199 | 4053.2398 | 4032.0081 | 0 | 0 | 0 | 0 | 0 | 0 | 0 | 0 | 0 | 0
C&I Curtailment-Manual_PSE_Winter_9.19.2018_9.10.01 PM.xlsx | Inputs_endUseLoadShapes_PSE.xlsx | Inputs_Global_PSE.xlsx | Inputs_Product_C&I Curtailment-Manual.xlsx | PSE | 20 | Winter | Peak | 4 | C&I Curtailment-Manual | Industrial | Wood - Panel | 0 | 0 | 0 | 0.0030914 | 0.0029568 | 0.0028791 | 0.0029157 | 0.0029352 | 0.0028535 | 0.0027921 | 0.0027214 | 0.0026874 | 0.0026651 | 0.0026467 | 0.00261 | 0.0025924 | 0.0025758 | 0.0025667 | 0.0025538 | 0.0025467 | 0.0025196 | 0.0025035 | 0.0024904 | [10 empty] | 1430.1192 | 1367.8889 | 1331.9215 | 1348.8418 | 1357.8994 | 1320.0962 | 1291.6894 | 1258.9862 | 1243.2277 | 1232.9361 | 1224.4069 | 1207.4278 | 1199.3046 | 1191.6229 | 1187.4109 | 1181.4426 | 1178.1319 | 1165.612 | 1158.1883 | 1152.1215 | 0 | 0 | 0 | 0 | 0 | 0 | 0 | 0 | 0 | 0
C&I Curtailment-Manual_PSE_Winter_9.19.2018_9.10.01 PM.xlsx | Inputs_endUseLoadShapes_PSE.xlsx | Inputs_Global_PSE.xlsx | Inputs_Product_C&I Curtailment-Manual.xlsx | PSE | 20 | Winter | Peak | 4 | C&I Curtailment-Manual | Industrial | Wood - Other | 0 | 0 | 0 | 0.016545 | 0.015825 | 0.015409 | 0.015605 | 0.01571 | 0.015272 | 0.014944 | 0.014565 | 0.014383 | 0.014264 | 0.014165 | 0.013969 | 0.013875 | 0.013786 | 0.013737 | 0.013668 | 0.01363 | 0.013485 | 0.013399 | 0.013329 | [10 empty] | 7654.0576 | 7320.9984 | 7128.4992 | 7219.0574 | 7267.534 | 7065.2099 | 6913.1755 | 6738.1464 | 6653.8065 | 6598.7254 | 6553.0765 | 6462.2041 | 6418.7283 | 6377.6154 | 6355.0724 | 6323.1299 | 6305.411 | 6238.4038 | 6198.6721 | 6166.2022 | 0 | 0 | 0 | 0 | 0 | 0 | 0 | 0 | 0 | 0
C&I Curtailment-Manual_PSE_Winter_9.19.2018_9.10.01 PM.xlsx | Inputs_endUseLoadShapes_PSE.xlsx | Inputs_Global_PSE.xlsx | Inputs_Product_C&I Curtailment-Manual.xlsx | PSE | 20 | Winter | Peak | 4 | C&I Curtailment-Manual | Industrial | Sugar | 0 | 0 | 0 | 0.0008561 | 0.00081885 | 0.00079732 | 0.00080745 | 0.00081287 | 0.00079024 | 0.00077323 | 0.00075366 | 0.00074422 | 0.00073806 | 0.00073296 | 0.00072279 | 0.00071793 | 0.00071333 | 0.00071081 | 0.00070724 | 0.00070525 | 0.00069776 | 0.00069332 | 0.00068968 | [10 empty] | 467.133 | 446.8062 | 435.0578 | 440.5846 | 443.5432 | 431.1952 | 421.9164 | 411.2343 | 406.0869 | 402.7253 | 399.9393 | 394.3933 | 391.7399 | 389.2308 | 387.855 | 385.9055 | 384.8241 | 380.7346 | 378.3097 | 376.3281 | 0 | 0 | 0 | 0 | 0 | 0 | 0 | 0 | 0 | 0
C&I Curtailment-Manual_PSE_Winter_9.19.2018_9.10.01 PM.xlsx | Inputs_endUseLoadShapes_PSE.xlsx | Inputs_Global_PSE.xlsx | Inputs_Product_C&I Curtailment-Manual.xlsx | PSE | 20 | Winter | Peak | 4 | C&I Curtailment-Manual | Industrial | Hi Tech - Chip Fab | 0 | 0 | 0 | 0.011947 | 0.011427 | 0.011126 | 0.011268 | 0.011343 | 0.011027 | 0.01079 | 0.010517 | 0.010385 | 0.010299 | 0.010228 | 0.010086 | 0.010018 | 0.0099543 | 0.0099191 | 0.0098692 | 0.0098416 | 0.009737 | 0.009675 | 0.0096243 | [10 empty] | 2692.4995 | 2575.3379 | 2507.6217 | 2539.4777 | 2556.5305 | 2485.3581 | 2431.8764 | 2370.3057 | 2340.6371 | 2321.2609 | 2305.2028 | 2273.2363 | 2257.9426 | 2243.4802 | 2235.5501 | 2224.3136 | 2218.0805 | 2194.5091 | 2180.5325 | 2169.1105 | 0 | 0 | 0 | 0 | 0 | 0 | 0 | 0 | 0 | 0
C&I Curtailment-Manual_PSE_Winter_9.19.2018_9.10.01 PM.xlsx | Inputs_endUseLoadShapes_PSE.xlsx | Inputs_Global_PSE.xlsx | Inputs_Product_C&I Curtailment-Manual.xlsx | PSE | 20 | Winter | Peak | 4 | C&I Curtailment-Manual | Industrial | Hi Tech - Silicon | 0 | 0 | 0 | 0.0029381 | 0.0028103 | 0.0027364 | 0.0027711 | 0.0027897 | 0.0027121 | 0.0026537 | 0.0025865 | 0.0025542 | 0.002533 | 0.0025155 | 0.0024806 | 0.0024639 | 0.0024481 | 0.0024395 | 0.0024272 | 0.0024204 | 0.0023947 | 0.0023794 | 0.002367 | [10 empty] | 662.1881 | 633.3736 | 616.7196 | 624.5542 | 628.7481 | 611.2441 | 598.0909 | 582.9484 | 575.6517 | 570.8864 | 566.9371 | 559.0753 | 555.314 | 551.7572 | 549.8069 | 547.0434 | 545.5104 | 539.7133 | 536.2759 | 533.4668 | 0 | 0 | 0 | 0 | 0 | 0 | 0 | 0 | 0 | 0
C&I Curtailment-Manual_PSE_Winter_9.19.2018_9.10.01 PM.xlsx | Inputs_endUseLoadShapes_PSE.xlsx | Inputs_Global_PSE.xlsx | Inputs_Product_C&I Curtailment-Manual.xlsx | PSE | 20 | Winter | Peak | 4 | C&I Curtailment-Manual | Industrial | Metal Fab | 0 | 0 | 0 | 0.038368 | 0.036699 | 0.035734 | 0.036188 | 0.036431 | 0.035417 | 0.034655 | 0.033777 | 0.033354 | 0.033078 | 0.032849 | 0.032394 | 0.032176 | 0.03197 | 0.031857 | 0.031697 | 0.031608 | 0.031272 | 0.031073 | 0.03091 | [10 empty] | 17067.2556 | 16324.5899 | 15895.3491 | 16097.2786 | 16205.3733 | 15754.2247 | 15415.2137 | 15024.9285 | 14836.8647 | 14714.0431 | 14612.2537 | 14409.6236 | 14312.6799 | 14221.0052 | 14170.7381 | 14099.5118 | 14060.0016 | 13910.5869 | 13821.9919 | 13749.5893 | 0 | 0 | 0 | 0 | 0 | 0 | 0 | 0 | 0 | 0
C&I Curtailment-Manual_PSE_Winter_9.19.2018_9.10.01 PM.xlsx | Inputs_endUseLoadShapes_PSE.xlsx | Inputs_Global_PSE.xlsx | Inputs_Product_C&I Curtailment-Manual.xlsx | PSE | 20 | Winter | Peak | 4 | C&I Curtailment-Manual | Industrial | Transportation, Equip | 0 | 0 | 0 | 0.073373 | 0.07018 | 0.068335 | 0.069203 | 0.069668 | 0.067728 | 0.066271 | 0.064593 | 0.063784 | 0.063256 | 0.062819 | 0.061948 | 0.061531 | 0.061137 | 0.060921 | 0.060614 | 0.060445 | 0.059802 | 0.059421 | 0.05911 | [10 empty] | 29589.022 | 28301.4833 | 27557.3207 | 27907.4002 | 28094.801 | 27312.6572 | 26724.9233 | 26048.2969 | 25722.256 | 25509.3236 | 25332.8542 | 24981.56 | 24813.4915 | 24654.5576 | 24567.411 | 24443.9279 | 24375.4302 | 24116.3941 | 23962.7994 | 23837.2772 | 0 | 0 | 0 | 0 | 0 | 0 | 0 | 0 | 0 | 0
C&I Curtailment-Manual_PSE_Winter_9.19.2018_9.10.01 PM.xlsx | Inputs_endUseLoadShapes_PSE.xlsx | Inputs_Global_PSE.xlsx | Inputs_Product_C&I Curtailment-Manual.xlsx | PSE | 20 | Winter | Peak | 4 | C&I Curtailment-Manual | Industrial | Refinery | 0.80728 | 0.6539 | 0.16347 | 0.0031348 | 0.0029984 | 0.0029195 | 0.0029566 | 0.0029765 | 0.0028936 | 0.0028313 | 0.0027597 | 0.0027251 | 0.0027026 | 0.0026839 | 0.0026466 | 0.0026288 | 0.002612 | 0.0026028 | 0.0025897 | 0.0025824 | 0.002555 | 0.0025387 | 0.0025254 | [10 empty] | 1505.9784 | 1440.4472 | 1402.5719 | 1420.3897 | 1429.9278 | 1390.1194 | 1360.2058 | 1325.7678 | 1309.1735 | 1298.336 | 1289.3543 | 1271.4746 | 1262.9205 | 1254.8313 | 1250.3959 | 1244.111 | 1240.6247 | 1227.4407 | 1219.6233 | 1213.2346 | 0 | 0 | 0 | 0 | 0 | 0 | 0 | 0 | 0 | 0
C&I Curtailment-Manual_PSE_Winter_9.19.2018_9.10.01 PM.xlsx | Inputs_endUseLoadShapes_PSE.xlsx | Inputs_Global_PSE.xlsx | Inputs_Product_C&I Curtailment-Manual.xlsx | PSE | 20 | Winter | Peak | 4 | C&I Curtailment-Manual | Industrial | Cold Storage | 2.5436 | 2.3401 | 0.58503 | 0.0098771 | 0.0094473 | 0.0091989 | 0.0093158 | 0.0093783 | 0.0091172 | 0.008921 | 0.0086952 | 0.0085863 | 0.0085153 | 0.0084564 | 0.0083391 | 0.008283 | 0.0082299 | 0.0082008 | 0.0081596 | 0.0081368 | 0.0080503 | 0.007999 | 0.0079571 | [10 empty] | 5389.4709 | 5154.9531 | 5019.4081 | 5083.1731 | 5117.3071 | 4974.844 | 4867.7917 | 4744.548 | 4685.1616 | 4646.3772 | 4614.2343 | 4550.248 | 4519.6353 | 4490.6864 | 4474.8132 | 4452.3214 | 4439.845 | 4392.663 | 4364.6866 | 4341.8235 | 0 | 0 | 0 | 0 | 0 | 0 | 0 | 0 | 0 | 0
C&I Curtailment-Manual_PSE_Winter_9.19.2018_9.10.01 PM.xlsx | Inputs_endUseLoadShapes_PSE.xlsx | Inputs_Global_PSE.xlsx | Inputs_Product_C&I Curtailment-Manual.xlsx | PSE | 20 | Winter | Peak | 4 | C&I Curtailment-Manual | Industrial | Fruit Storage | 0.00034481 | 0.00031723 | 7.9307e-05 | 1.3389e-06 | 1.2807e-06 | 1.247e-06 | 1.2629e-06 | 1.2713e-06 | 1.2359e-06 | 1.2093e-06 | 1.1787e-06 | 1.164e-06 | 1.1543e-06 | 1.1464e-06 | 1.1305e-06 | 1.1228e-06 | 1.1157e-06 | 1.1117e-06 | 1.1061e-06 | 1.103e-06 | 1.0913e-06 | 1.0844e-06 | 1.0787e-06 | [10 empty] | 0.7306 | 0.69881 | 0.68043 | 0.68908 | 0.69371 | 0.67439 | 0.65988 | 0.64317 | 0.63512 | 0.62987 | 0.62551 | 0.61684 | 0.61269 | 0.60876 | 0.60661 | 0.60356 | 0.60187 | 0.59547 | 0.59168 | 0.58858 | 0 | 0 | 0 | 0 | 0 | 0 | 0 | 0 | 0 | 0
C&I Curtailment-Manual_PSE_Winter_9.19.2018_9.10.01 PM.xlsx | Inputs_endUseLoadShapes_PSE.xlsx | Inputs_Global_PSE.xlsx | Inputs_Product_C&I Curtailment-Manual.xlsx | PSE | 20 | Winter | Peak | 4 | C&I Curtailment-Manual | Industrial | Chemical | 5.4314 | 3.6934 | 0.92334 | 0.021091 | 0.020173 | 0.019643 | 0.019892 | 0.020026 | 0.019468 | 0.019049 | 0.018567 | 0.018335 | 0.018183 | 0.018057 | 0.017807 | 0.017687 | 0.017574 | 0.017511 | 0.017423 | 0.017375 | 0.01719 | 0.01708 | 0.016991 | [10 empty] | 8506.1005 | 8135.9655 | 7922.0374 | 8022.6765 | 8076.5495 | 7851.7028 | 7682.7441 | 7488.231 | 7394.5024 | 7333.2897 | 7282.5592 | 7181.5709 | 7133.2554 | 7087.5659 | 7062.5135 | 7027.0152 | 7007.3238 | 6932.8574 | 6888.7028 | 6852.6183 | 0 | 0 | 0 | 0 | 0 | 0 | 0 | 0 | 0 | 0
C&I Curtailment-Manual_PSE_Winter_9.19.2018_9.10.01 PM.xlsx | Inputs_endUseLoadShapes_PSE.xlsx | Inputs_Global_PSE.xlsx | Inputs_Product_C&I Curtailment-Manual.xlsx | PSE | 20 | Winter | Peak | 4 | C&I Curtailment-Manual | Industrial | Misc Manf | 0 | 0 | 0 | 0.21988 | 0.21031 | 0.20478 | 0.20738 | 0.20878 | 0.20296 | 0.1986 | 0.19357 | 0.19115 | 0.18956 | 0.18825 | 0.18564 | 0.18439 | 0.18321 | 0.18256 | 0.18165 | 0.18114 | 0.17921 | 0.17807 | 0.17714 | [10 empty] | 102720.4918 | 98250.7053 | 95667.2894 | 96882.6166 | 97533.1922 | 94817.9219 | 92777.56 | 90428.6008 | 89296.7258 | 88557.5152 | 87944.8883 | 86725.3445 | 86141.882 | 85590.1314 | 85287.5953 | 84858.9146 | 84621.1198 | 83721.8567 | 83188.6412 | 82752.8815 | 0 | 0 | 0 | 0 | 0 | 0 | 0 | 0 | 0 | 0
C&I Curtailment-Manual_PSE_Winter_9.19.2018_9.10.01 PM.xlsx | Inputs_endUseLoadShapes_PSE.xlsx | Inputs_Global_PSE.xlsx | Inputs_Product_C&I Curtailment-Manual.xlsx | PSE | 20 | Winter | Peak | 4 | C&I Curtailment-Manual | Residential | Single Family | 1628.0145 | 0 | 0 | 0 | 0 | 0 | 0 | 0 | 0 | 0 | 0 | 0 | 0 | 0 | 0 | 0 | 0 | 0 | 0 | 0 | 0 | 0 | 0 | [10 empty] | 0 | 0 | 0 | 0 | 0 | 0 | 0 | 0 | 0 | 0 | 0 | 0 | 0 | 0 | 0 | 0 | 0 | 0 | 0 | 0 | 0 | 0 | 0 | 0 | 0 | 0 | 0 | 0 | 0 | 0
C&I Curtailment-Manual_PSE_Winter_9.19.2018_9.10.01 PM.xlsx | Inputs_endUseLoadShapes_PSE.xlsx | Inputs_Global_PSE.xlsx | Inputs_Product_C&I Curtailment-Manual.xlsx | PSE | 20 | Winter | Peak | 4 | C&I Curtailment-Manual | Residential | Multifamily Low-Rise | 331.2956 | 0 | 0 | 0 | 0 | 0 | 0 | 0 | 0 | 0 | 0 | 0 | 0 | 0 | 0 | 0 | 0 | 0 | 0 | 0 | 0 | 0 | 0 | [10 empty] | 0 | 0 | 0 | 0 | 0 | 0 | 0 | 0 | 0 | 0 | 0 | 0 | 0 | 0 | 0 | 0 | 0 | 0 | 0 | 0 | 0 | 0 | 0 | 0 | 0 | 0 | 0 | 0 | 0 | 0
C&I Curtailment-Manual_PSE_Winter_9.19.2018_9.10.01 PM.xlsx | Inputs_endUseLoadShapes_PSE.xlsx | Inputs_Global_PSE.xlsx | Inputs_Product_C&I Curtailment-Manual.xlsx | PSE | 20 | Winter | Peak | 4 | C&I Curtailment-Manual | Residential | Multifamily High-Rise | 60.3694 | 0 | 0 | 0 | 0 | 0 | 0 | 0 | 0 | 0 | 0 | 0 | 0 | 0 | 0 | 0 | 0 | 0 | 0 | 0 | 0 | 0 | 0 | [10 empty] | 0 | 0 | 0 | 0 | 0 | 0 | 0 | 0 | 0 | 0 | 0 | 0 | 0 | 0 | 0 | 0 | 0 | 0 | 0 | 0 | 0 | 0 | 0 | 0 | 0 | 0 | 0 | 0 | 0 | 0
C&I Curtailment-Manual_PSE_Winter_9.19.2018_9.10.01 PM.xlsx | Inputs_endUseLoadShapes_PSE.xlsx | Inputs_Global_PSE.xlsx | Inputs_Product_C&I Curtailment-Manual.xlsx | PSE | 20 | Winter | Peak | 4 | C&I Curtailment-Manual | Residential | Manufactured | 136.2338 | 0 | 0 | 0 | 0 | 0 | 0 | 0 | 0 | 0 | 0 | 0 | 0 | 0 | 0 | 0 | 0 | 0 | 0 | 0 | 0 | 0 | 0 | [10 empty] | 0 | 0 | 0 | 0 | 0 | 0 | 0 | 0 | 0 | 0 | 0 | 0 | 0 | 0 | 0 | 0 | 0 | 0 | 0 | 0 | 0 | 0 | 0 | 0 | 0 | 0 | 0 | 0 | 0 | 0
C&I Curtailment-Manual_PSE_Winter_9.19.2018_9.10.01 PM.xlsx | Inputs_endUseLoadShapes_PSE.xlsx | Inputs_Global_PSE.xlsx | Inputs_Product_C&I Curtailment-Manual.xlsx | PSE | 20 | Winter | Peak | 4 | C&I Curtailment-Manual | 0 | 0 | 0 | 0 | 0 | 0 | 0 | 0 | 0 | 0 | 0 | 0 | 0 | 0 | 0 | 0 | 0 | 0 | 0 | 0 | 0 | 0 | 0 | 0 | 0 | [10 empty] | 0 | 0 | 0 | 0 | 0 | 0 | 0 | 0 | 0 | 0 | 0 | 0 | 0 | 0 | 0 | 0 | 0 | 0 | 0 | 0 | 0 | 0 | 0 | 0 | 0 | 0 | 0 | 0 | 0 | 0
C&I Curtailment-Manual_PSE_Winter_9.26.2018_1.00.11 PM.xlsx | Inputs_endUseLoadShapes_PSE.xlsx | Inputs_Global_PSE.xlsx | Inputs_Product_C&I Curtailment-Manual.xlsx | PSE | 20 | Winter | Peak | 4 | C&I Curtailment-Manual | Commercial | Hospital | 56.3901 | 43.9843 | 10.9961 | 0.39691 | 0.40966 | 0.41201 | 0.42345 | 0.44182 | 0.44825 | 0.45209 | 0.45511 | 0.45699 | 0.46534 | 0.47713 | 0.48622 | 0.49495 | 0.50531 | 0.51871 | 0.53165 | 0.54605 | 0.55675 | 0.56858 | 0.58215 | [10 empty] | 402.8507 | 409.5212 | 416.0963 | 423.3338 | 430.9745 | 438.683 | 446.2361 | 453.7534 | 461.4017 | 469.135 | 476.9812 | 484.9316 | 492.902 | 500.9156 | 509.0635 | 517.3849 | 525.8326 | 534.4376 | 543.1914 | 551.9854 | 0 | 0 | 0 | 0 | 0 | 0 | 0 | 0 | 0 | 0
C&I Curtailment-Manual_PSE_Winter_9.26.2018_1.00.11 PM.xlsx | Inputs_endUseLoadShapes_PSE.xlsx | Inputs_Global_PSE.xlsx | Inputs_Product_C&I Curtailment-Manual.xlsx | PSE | 20 | Winter | Peak | 4 | C&I Curtailment-Manual | Commercial | Large Office | 259.0812 | 93.2692 | 23.3173 | 2.065 | 2.1313 | 2.1436 | 2.203 | 2.2986 | 2.3321 | 2.3521 | 2.3678 | 2.3776 | 2.421 | 2.4823 | 2.5296 | 2.5751 | 2.629 | 2.6987 | 2.766 | 2.8409 | 2.8966 | 2.9581 | 3.0287 | [10 empty] | 967.3351 | 983.3523 | 999.1405 | 1016.5194 | 1034.8665 | 1053.3763 | 1071.5131 | 1089.5638 | 1107.929 | 1126.4984 | 1145.339 | 1164.4296 | 1183.5684 | 1202.8108 | 1222.3756 | 1242.3573 | 1262.6421 | 1283.3047 | 1304.3245 | 1325.4407 | 0 | 0 | 0 | 0 | 0 | 0 | 0 | 0 | 0 | 0
C&I Curtailment-Manual_PSE_Winter_9.26.2018_1.00.11 PM.xlsx | Inputs_endUseLoadShapes_PSE.xlsx | Inputs_Global_PSE.xlsx | Inputs_Product_C&I Curtailment-Manual.xlsx | PSE | 20 | Winter | Peak | 4 | C&I Curtailment-Manual | Commercial | Large Retail | 56.0608 | 29.7122 | 7.4281 | 0.42574 | 0.43942 | 0.44194 | 0.4542 | 0.47391 | 0.4808 | 0.48492 | 0.48817 | 0.49018 | 0.49914 | 0.51178 | 0.52153 | 0.5309 | 0.54201 | 0.55638 | 0.57026 | 0.58571 | 0.59719 | 0.60987 | 0.62443 | [10 empty] | 293.6121 | 298.4738 | 303.2659 | 308.5409 | 314.1097 | 319.728 | 325.233 | 330.7118 | 336.2862 | 341.9225 | 347.6411 | 353.4356 | 359.2448 | 365.0854 | 371.0238 | 377.0888 | 383.2458 | 389.5174 | 395.8975 | 402.3068 | 0 | 0 | 0 | 0 | 0 | 0 | 0 | 0 | 0 | 0
C&I Curtailment-Manual_PSE_Winter_9.26.2018_1.00.11 PM.xlsx | Inputs_endUseLoadShapes_PSE.xlsx | Inputs_Global_PSE.xlsx | Inputs_Product_C&I Curtailment-Manual.xlsx | PSE | 20 | Winter | Peak | 4 | C&I Curtailment-Manual | Commercial | Lodging | 64.0096 | 32.6449 | 8.1612 | 0.4178 | 0.43122 | 0.43369 | 0.44573 | 0.46507 | 0.47183 | 0.47588 | 0.47906 | 0.48104 | 0.48983 | 0.50224 | 0.5118 | 0.521 | 0.5319 | 0.54601 | 0.55963 | 0.57478 | 0.58605 | 0.5985 | 0.61278 | [10 empty] | 277.2625 | 281.8534 | 286.3787 | 291.36 | 296.6187 | 301.9241 | 307.1225 | 312.2963 | 317.5602 | 322.8827 | 328.2829 | 333.7547 | 339.2404 | 344.7558 | 350.3635 | 356.0908 | 361.9049 | 367.8273 | 373.8522 | 379.9046 | 0 | 0 | 0 | 0 | 0 | 0 | 0 | 0 | 0 | 0
C&I Curtailment-Manual_PSE_Winter_9.26.2018_1.00.11 PM.xlsx | Inputs_endUseLoadShapes_PSE.xlsx | Inputs_Global_PSE.xlsx | Inputs_Product_C&I Curtailment-Manual.xlsx | PSE | 20 | Winter | Peak | 4 | C&I Curtailment-Manual | Commercial | Medium Office | 242.2365 | 0 | 0 | 1.6069 | 1.6585 | 1.668 | 1.7143 | 1.7887 | 1.8147 | 1.8303 | 1.8425 | 1.8501 | 1.8839 | 1.9316 | 1.9684 | 2.0038 | 2.0457 | 2.1 | 2.1524 | 2.2106 | 2.254 | 2.3019 | 2.3568 | [10 empty] | 0 | 0 | 0 | 0 | 0 | 0 | 0 | 0 | 0 | 0 | 0 | 0 | 0 | 0 | 0 | 0 | 0 | 0 | 0 | 0 | 0 | 0 | 0 | 0 | 0 | 0 | 0 | 0 | 0 | 0
C&I Curtailment-Manual_PSE_Winter_9.26.2018_1.00.11 PM.xlsx | Inputs_endUseLoadShapes_PSE.xlsx | Inputs_Global_PSE.xlsx | Inputs_Product_C&I Curtailment-Manual.xlsx | PSE | 20 | Winter | Peak | 4 | C&I Curtailment-Manual | Commercial | Medium Retail | 83.438 | 0 | 0 | 0.63399 | 0.65436 | 0.65811 | 0.67637 | 0.70572 | 0.71599 | 0.72212 | 0.72695 | 0.72995 | 0.7433 | 0.76212 | 0.77663 | 0.79059 | 0.80714 | 0.82854 | 0.84921 | 0.87221 | 0.8893 | 0.90819 | 0.92987 | [10 empty] | 0 | 0 | 0 | 0 | 0 | 0 | 0 | 0 | 0 | 0 | 0 | 0 | 0 | 0 | 0 | 0 | 0 | 0 | 0 | 0 | 0 | 0 | 0 | 0 | 0 | 0 | 0 | 0 | 0 | 0
C&I Curtailment-Manual_PSE_Winter_9.26.2018_1.00.11 PM.xlsx | Inputs_endUseLoadShapes_PSE.xlsx | Inputs_Global_PSE.xlsx | Inputs_Product_C&I Curtailment-Manual.xlsx | PSE | 20 | Winter | Peak | 4 | C&I Curtailment-Manual | Commercial | Other and Assembly | 327.1167 | 112.7657 | 28.1914 | 2.1109 | 2.1787 | 2.1912 | 2.252 | 2.3498 | 2.384 | 2.4044 | 2.4205 | 2.4305 | 2.4749 | 2.5376 | 2.5859 | 2.6324 | 2.6875 | 2.7587 | 2.8275 | 2.9041 | 2.961 | 3.0239 | 3.0961 | [10 empty] | 946.8992 | 962.578 | 978.0327 | 995.0445 | 1013.004 | 1031.1227 | 1048.8764 | 1066.5457 | 1084.5229 | 1102.7001 | 1121.1426 | 1139.8299 | 1158.5644 | 1177.4003 | 1196.5518 | 1216.1114 | 1235.9676 | 1256.1937 | 1276.7695 | 1297.4396 | 0 | 0 | 0 | 0 | 0 | 0 | 0 | 0 | 0 | 0
C&I Curtailment-Manual_PSE_Winter_9.26.2018_1.00.11 PM.xlsx | Inputs_endUseLoadShapes_PSE.xlsx | Inputs_Global_PSE.xlsx | Inputs_Product_C&I Curtailment-Manual.xlsx | PSE | 20 | Winter | Peak | 4 | C&I Curtailment-Manual | Commercial | Residential Care | 21.5658 | 16.8213 | 4.2053 | 0.15129 | 0.15615 | 0.15704 | 0.1614 | 0.16841 | 0.17086 | 0.17232 | 0.17347 | 0.17419 | 0.17737 | 0.18187 | 0.18533 | 0.18866 | 0.19261 | 0.19771 | 0.20265 | 0.20813 | 0.21221 | 0.21672 | 0.22189 | [10 empty] | 153.5525 | 156.095 | 158.6012 | 161.3599 | 164.2723 | 167.2105 | 170.0895 | 172.9548 | 175.87 | 178.8177 | 181.8084 | 184.8388 | 187.8769 | 190.9314 | 194.037 | 197.2089 | 200.4289 | 203.7088 | 207.0454 | 210.3974 | 0 | 0 | 0 | 0 | 0 | 0 | 0 | 0 | 0 | 0
C&I Curtailment-Manual_PSE_Winter_9.26.2018_1.00.11 PM.xlsx | Inputs_endUseLoadShapes_PSE.xlsx | Inputs_Global_PSE.xlsx | Inputs_Product_C&I Curtailment-Manual.xlsx | PSE | 20 | Winter | Peak | 4 | C&I Curtailment-Manual | Commercial | Restaurant | 93.7598 | 14.064 | 3.516 | 0.68358 | 0.70554 | 0.70958 | 0.72927 | 0.76092 | 0.77199 | 0.77861 | 0.78381 | 0.78705 | 0.80143 | 0.82173 | 0.83738 | 0.85243 | 0.87027 | 0.89334 | 0.91563 | 0.94043 | 0.95886 | 0.97923 | 1.0026 | [10 empty] | 133.4239 | 135.6331 | 137.8108 | 140.2078 | 142.7384 | 145.2915 | 147.7931 | 150.2828 | 152.8159 | 155.3772 | 157.9758 | 160.609 | 163.2488 | 165.9029 | 168.6014 | 171.3575 | 174.1554 | 177.0053 | 179.9046 | 182.8171 | 0 | 0 | 0 | 0 | 0 | 0 | 0 | 0 | 0 | 0
C&I Curtailment-Manual_PSE_Winter_9.26.2018_1.00.11 PM.xlsx | Inputs_endUseLoadShapes_PSE.xlsx | Inputs_Global_PSE.xlsx | Inputs_Product_C&I Curtailment-Manual.xlsx | PSE | 20 | Winter | Peak | 4 | C&I Curtailment-Manual | Commercial | School K-12 | 102.6773 | 80.0883 | 20.0221 | 0.71291 | 0.73581 | 0.74003 | 0.76056 | 0.79356 | 0.80511 | 0.81201 | 0.81744 | 0.82082 | 0.83582 | 0.85699 | 0.87331 | 0.889 | 0.90761 | 0.93167 | 0.95492 | 0.98078 | 1 | 1.0212 | 1.0456 | [10 empty] | 723.5727 | 735.5537 | 747.3634 | 760.3629 | 774.0867 | 787.9321 | 801.4986 | 815.0006 | 828.7379 | 842.6279 | 856.7208 | 871.0007 | 885.3166 | 899.7101 | 914.3447 | 929.2911 | 944.4643 | 959.92 | 975.643 | 991.438 | 0 | 0 | 0 | 0 | 0 | 0 | 0 | 0 | 0 | 0
C&I Curtailment-Manual_PSE_Winter_9.26.2018_1.00.11 PM.xlsx | Inputs_endUseLoadShapes_PSE.xlsx | Inputs_Global_PSE.xlsx | Inputs_Product_C&I Curtailment-Manual.xlsx | PSE | 20 | Winter | Peak | 4 | C&I Curtailment-Manual | Commercial | Small Office | 206.2795 | 0 | 0 | 1.3684 | 1.4123 | 1.4204 | 1.4598 | 1.5232 | 1.5453 | 1.5586 | 1.569 | 1.5755 | 1.6043 | 1.6449 | 1.6762 | 1.7064 | 1.7421 | 1.7883 | 1.8329 | 1.8825 | 1.9194 | 1.9602 | 2.007 | [10 empty] | 0 | 0 | 0 | 0 | 0 | 0 | 0 | 0 | 0 | 0 | 0 | 0 | 0 | 0 | 0 | 0 | 0 | 0 | 0 | 0 | 0 | 0 | 0 | 0 | 0 | 0 | 0 | 0 | 0 | 0
C&I Curtailment-Manual_PSE_Winter_9.26.2018_1.00.11 PM.xlsx | Inputs_endUseLoadShapes_PSE.xlsx | Inputs_Global_PSE.xlsx | Inputs_Product_C&I Curtailment-Manual.xlsx | PSE | 20 | Winter | Peak | 4 | C&I Curtailment-Manual | Commercial | Small Retail | 18.0417 | 0 | 0 | 0.13703 | 0.14143 | 0.14225 | 0.14619 | 0.15254 | 0.15476 | 0.15608 | 0.15713 | 0.15777 | 0.16066 | 0.16473 | 0.16786 | 0.17088 | 0.17446 | 0.17908 | 0.18355 | 0.18852 | 0.19222 | 0.1963 | 0.20098 | [10 empty] | 0 | 0 | 0 | 0 | 0 | 0 | 0 | 0 | 0 | 0 | 0 | 0 | 0 | 0 | 0 | 0 | 0 | 0 | 0 | 0 | 0 | 0 | 0 | 0 | 0 | 0 | 0 | 0 | 0 | 0
C&I Curtailment-Manual_PSE_Winter_9.26.2018_1.00.11 PM.xlsx | Inputs_endUseLoadShapes_PSE.xlsx | Inputs_Global_PSE.xlsx | Inputs_Product_C&I Curtailment-Manual.xlsx | PSE | 20 | Winter | Peak | 4 | C&I Curtailment-Manual | Commercial | Supermarket and MiniMart | 104.4353 | 71.016 | 17.754 | 0.82223 | 0.84865 | 0.85351 | 0.8772 | 0.91526 | 0.92858 | 0.93654 | 0.9428 | 0.94669 | 0.964 | 0.98841 | 1.0072 | 1.0253 | 1.0468 | 1.0746 | 1.1014 | 1.1312 | 1.1534 | 1.1779 | 1.206 | [10 empty] | 727.544 | 739.5907 | 751.4652 | 764.5361 | 778.3351 | 792.2566 | 805.8975 | 819.4736 | 833.2863 | 847.2526 | 861.4228 | 875.7811 | 890.1756 | 904.648 | 919.3629 | 934.3914 | 949.6479 | 965.1884 | 980.9977 | 996.8794 | 0 | 0 | 0 | 0 | 0 | 0 | 0 | 0 | 0 | 0
C&I Curtailment-Manual_PSE_Winter_9.26.2018_1.00.11 PM.xlsx | Inputs_endUseLoadShapes_PSE.xlsx | Inputs_Global_PSE.xlsx | Inputs_Product_C&I Curtailment-Manual.xlsx | PSE | 20 | Winter | Peak | 4 | C&I Curtailment-Manual | Commercial | University | 43.4191 | 33.8669 | 8.4667 | 0.28265 | 0.29173 | 0.2934 | 0.30154 | 0.31463 | 0.3192 | 0.32194 | 0.32409 | 0.32543 | 0.33138 | 0.33977 | 0.34624 | 0.35246 | 0.35984 | 0.36938 | 0.3786 | 0.38885 | 0.39647 | 0.40489 | 0.41456 | [10 empty] | 286.8762 | 291.6263 | 296.3085 | 301.4624 | 306.9035 | 312.3928 | 317.7715 | 323.1247 | 328.5712 | 334.0782 | 339.6656 | 345.3272 | 351.003 | 356.7096 | 362.5118 | 368.4377 | 374.4534 | 380.5812 | 386.8149 | 393.0772 | 0 | 0 | 0 | 0 | 0 | 0 | 0 | 0 | 0 | 0
C&I Curtailment-Manual_PSE_Winter_9.26.2018_1.00.11 PM.xlsx | Inputs_endUseLoadShapes_PSE.xlsx | Inputs_Global_PSE.xlsx | Inputs_Product_C&I Curtailment-Manual.xlsx | PSE | 20 | Winter | Peak | 4 | C&I Curtailment-Manual | Commercial | Warehouse | 102.3136 | 84.9203 | 21.2301 | 0.73762 | 0.76132 | 0.76568 | 0.78693 | 0.82107 | 0.83302 | 0.84016 | 0.84578 | 0.84927 | 0.86479 | 0.8867 | 0.90358 | 0.91982 | 0.93907 | 0.96397 | 0.98802 | 1.0148 | 1.0347 | 1.0566 | 1.0819 | [10 empty] | 796.6465 | 809.8374 | 822.8398 | 837.1521 | 852.2618 | 867.5055 | 882.4421 | 897.3077 | 912.4323 | 927.7251 | 943.2412 | 958.9632 | 974.7249 | 990.572 | 1006.6845 | 1023.1404 | 1039.8459 | 1056.8625 | 1074.1734 | 1091.5636 | 0 | 0 | 0 | 0 | 0 | 0 | 0 | 0 | 0 | 0
C&I Curtailment-Manual_PSE_Winter_9.26.2018_1.00.11 PM.xlsx | Inputs_endUseLoadShapes_PSE.xlsx | Inputs_Global_PSE.xlsx | Inputs_Product_C&I Curtailment-Manual.xlsx | PSE | 20 | Winter | Peak | 4 | C&I Curtailment-Manual | Commercial | Xlarge Retail | 41.1584 | 21.814 | 5.4535 | 0.29951 | 0.30913 | 0.3109 | 0.31953 | 0.33339 | 0.33825 | 0.34114 | 0.34343 | 0.34484 | 0.35115 | 0.36004 | 0.3669 | 0.37349 | 0.38131 | 0.39142 | 0.40118 | 0.41205 | 0.42012 | 0.42905 | 0.43929 | [10 empty] | 206.557 | 209.9771 | 213.3484 | 217.0594 | 220.9771 | 224.9295 | 228.8023 | 232.6567 | 236.5783 | 240.5434 | 244.5665 | 248.6429 | 252.7297 | 256.8386 | 261.0163 | 265.283 | 269.6145 | 274.0266 | 278.515 | 283.024 | 0 | 0 | 0 | 0 | 0 | 0 | 0 | 0 | 0 | 0
C&I Curtailment-Manual_PSE_Winter_9.26.2018_1.00.11 PM.xlsx | Inputs_endUseLoadShapes_PSE.xlsx | Inputs_Global_PSE.xlsx | Inputs_Product_C&I Curtailment-Manual.xlsx | PSE | 20 | Winter | Peak | 4 | C&I Curtailment-Manual | Industrial | Mechanical Pulp | 0 | 0 | 0 | 0.0071267 | 0.0068166 | 0.0066373 | 0.0067217 | 0.0067668 | 0.0065784 | 0.0064369 | 0.0062739 | 0.0061954 | 0.0061441 | 0.0061016 | 0.006017 | 0.0059765 | 0.0059382 | 0.0059172 | 0.0058875 | 0.005871 | 0.0058086 | 0.0057716 | 0.0057413 | [10 empty] | 11.9692 | 11.8749 | 11.7839 | 11.7029 | 11.6243 | 11.5406 | 11.4514 | 11.3646 | 11.2779 | 11.1944 | 11.1107 | 11.0267 | 10.9438 | 10.8625 | 10.7827 | 10.7037 | 10.6242 | 10.5447 | 10.4664 | 10.3889 | 0 | 0 | 0 | 0 | 0 | 0 | 0 | 0 | 0 | 0
C&I Curtailment-Manual_PSE_Winter_9.26.2018_1.00.11 PM.xlsx | Inputs_endUseLoadShapes_PSE.xlsx | Inputs_Global_PSE.xlsx | Inputs_Product_C&I Curtailment-Manual.xlsx | PSE | 20 | Winter | Peak | 4 | C&I Curtailment-Manual | Industrial | Kraft Pulp | 0 | 0 | 0 | 1.2168e-05 | 1.1638e-05 | 1.1332e-05 | 1.1476e-05 | 1.1553e-05 | 1.1232e-05 | 1.099e-05 | 1.0712e-05 | 1.0578e-05 | 1.049e-05 | 1.0418e-05 | 1.0273e-05 | 1.0204e-05 | 1.0139e-05 | 1.0103e-05 | 1.0052e-05 | 1.0024e-05 | 9.9174e-06 | 9.8542e-06 | 9.8026e-06 | [10 empty] | 0.020436 | 0.020275 | 0.02012 | 0.019981 | 0.019847 | 0.019704 | 0.019552 | 0.019404 | 0.019256 | 0.019113 | 0.01897 | 0.018827 | 0.018685 | 0.018546 | 0.01841 | 0.018275 | 0.01814 | 0.018004 | 0.01787 | 0.017738 | 0 | 0 | 0 | 0 | 0 | 0 | 0 | 0 | 0 | 0
C&I Curtailment-Manual_PSE_Winter_9.26.2018_1.00.11 PM.xlsx | Inputs_endUseLoadShapes_PSE.xlsx | Inputs_Global_PSE.xlsx | Inputs_Product_C&I Curtailment-Manual.xlsx | PSE | 20 | Winter | Peak | 4 | C&I Curtailment-Manual | Industrial | Paper | 0 | 0 | 0 | 0.0015032 | 0.0014378 | 0.0014 | 0.0014178 | 0.0014273 | 0.0013876 | 0.0013577 | 0.0013233 | 0.0013068 | 0.001296 | 0.001287 | 0.0012691 | 0.0012606 | 0.0012525 | 0.0012481 | 0.0012418 | 0.0012383 | 0.0012252 | 0.0012174 | 0.001211 | [10 empty] | 2.5246 | 2.5047 | 2.4856 | 2.4685 | 2.4519 | 2.4342 | 2.4154 | 2.3971 | 2.3788 | 2.3612 | 2.3436 | 2.3258 | 2.3084 | 2.2912 | 2.2744 | 2.2577 | 2.2409 | 2.2242 | 2.2076 | 2.1913 | 0 | 0 | 0 | 0 | 0 | 0 | 0 | 0 | 0 | 0
C&I Curtailment-Manual_PSE_Winter_9.26.2018_1.00.11 PM.xlsx | Inputs_endUseLoadShapes_PSE.xlsx | Inputs_Global_PSE.xlsx | Inputs_Product_C&I Curtailment-Manual.xlsx | PSE | 20 | Winter | Peak | 4 | C&I Curtailment-Manual | Industrial | Foundries | 0 | 0 | 0 | 0.0041312 | 0.0039514 | 0.0038475 | 0.0038964 | 0.0039226 | 0.0038134 | 0.0037313 | 0.0036368 | 0.0035913 | 0.0035616 | 0.0035369 | 0.0034879 | 0.0034644 | 0.0034422 | 0.0034301 | 0.0034128 | 0.0034033 | 0.0033671 | 0.0033457 | 0.0033281 | [10 empty] | 5.2037 | 5.1627 | 5.1232 | 5.0879 | 5.0538 | 5.0174 | 4.9786 | 4.9409 | 4.9032 | 4.8669 | 4.8305 | 4.7939 | 4.7579 | 4.7226 | 4.6879 | 4.6536 | 4.619 | 4.5844 | 4.5504 | 4.5167 | 0 | 0 | 0 | 0 | 0 | 0 | 0 | 0 | 0 | 0
C&I Curtailment-Manual_PSE_Winter_9.26.2018_1.00.11 PM.xlsx | Inputs_endUseLoadShapes_PSE.xlsx | Inputs_Global_PSE.xlsx | Inputs_Product_C&I Curtailment-Manual.xlsx | PSE | 20 | Winter | Peak | 4 | C&I Curtailment-Manual | Industrial | Frozen Food | 0 | 0 | 0 | 0.0024307 | 0.002325 | 0.0022638 | 0.0022926 | 0.002308 | 0.0022437 | 0.0021955 | 0.0021399 | 0.0021131 | 0.0020956 | 0.0020811 | 0.0020522 | 0.0020384 | 0.0020254 | 0.0020182 | 0.0020081 | 0.0020024 | 0.0019812 | 0.0019685 | 0.0019582 | [10 empty] | 3.7558 | 3.7262 | 3.6977 | 3.6722 | 3.6476 | 3.6213 | 3.5933 | 3.5661 | 3.5389 | 3.5127 | 3.4864 | 3.46 | 3.4341 | 3.4085 | 3.3835 | 3.3587 | 3.3338 | 3.3088 | 3.2842 | 3.2599 | 0 | 0 | 0 | 0 | 0 | 0 | 0 | 0 | 0 | 0
C&I Curtailment-Manual_PSE_Winter_9.26.2018_1.00.11 PM.xlsx | Inputs_endUseLoadShapes_PSE.xlsx | Inputs_Global_PSE.xlsx | Inputs_Product_C&I Curtailment-Manual.xlsx | PSE | 20 | Winter | Peak | 4 | C&I Curtailment-Manual | Industrial | Other Food | 0 | 0 | 0 | 0.025283 | 0.024183 | 0.023547 | 0.023846 | 0.024007 | 0.023338 | 0.022836 | 0.022258 | 0.021979 | 0.021797 | 0.021647 | 0.021346 | 0.021203 | 0.021067 | 0.020992 | 0.020887 | 0.020828 | 0.020607 | 0.020476 | 0.020369 | [10 empty] | 39.066 | 38.7583 | 38.4614 | 38.1969 | 37.9403 | 37.667 | 37.376 | 37.0928 | 36.8097 | 36.5373 | 36.264 | 35.9897 | 35.7194 | 35.4539 | 35.1934 | 34.9358 | 34.6762 | 34.4167 | 34.161 | 33.9081 | 0 | 0 | 0 | 0 | 0 | 0 | 0 | 0 | 0 | 0
C&I Curtailment-Manual_PSE_Winter_9.26.2018_1.00.11 PM.xlsx | Inputs_endUseLoadShapes_PSE.xlsx | Inputs_Global_PSE.xlsx | Inputs_Product_C&I Curtailment-Manual.xlsx | PSE | 20 | Winter | Peak | 4 | C&I Curtailment-Manual | Industrial | Wood - Lumber | 0 | 0 | 0 | 0.0054093 | 0.0051739 | 0.0050379 | 0.0051019 | 0.0051362 | 0.0049932 | 0.0048857 | 0.004762 | 0.0047024 | 0.0046635 | 0.0046312 | 0.004567 | 0.0045363 | 0.0045072 | 0.0044913 | 0.0044687 | 0.0044562 | 0.0044088 | 0.0043808 | 0.0043578 | [10 empty] | 7.0862 | 7.0304 | 6.9765 | 6.9286 | 6.882 | 6.8324 | 6.7797 | 6.7283 | 6.6769 | 6.6275 | 6.578 | 6.5282 | 6.4792 | 6.431 | 6.3837 | 6.337 | 6.2899 | 6.2429 | 6.1965 | 6.1506 | 0 | 0 | 0 | 0 | 0 | 0 | 0 | 0 | 0 | 0
C&I Curtailment-Manual_PSE_Winter_9.26.2018_1.00.11 PM.xlsx | Inputs_endUseLoadShapes_PSE.xlsx | Inputs_Global_PSE.xlsx | Inputs_Product_C&I Curtailment-Manual.xlsx | PSE | 20 | Winter | Peak | 4 | C&I Curtailment-Manual | Industrial | Wood - Panel | 0 | 0 | 0 | 0.0015457 | 0.0014784 | 0.0014395 | 0.0014578 | 0.0014676 | 0.0014268 | 0.0013961 | 0.0013607 | 0.0013437 | 0.0013326 | 0.0013233 | 0.001305 | 0.0012962 | 0.0012879 | 0.0012834 | 0.0012769 | 0.0012733 | 0.0012598 | 0.0012518 | 0.0012452 | [10 empty] | 2.0248 | 2.0089 | 1.9935 | 1.9798 | 1.9665 | 1.9523 | 1.9372 | 1.9226 | 1.9079 | 1.8938 | 1.8796 | 1.8654 | 1.8514 | 1.8376 | 1.8241 | 1.8108 | 1.7973 | 1.7839 | 1.7706 | 1.7575 | 0 | 0 | 0 | 0 | 0 | 0 | 0 | 0 | 0 | 0
C&I Curtailment-Manual_PSE_Winter_9.26.2018_1.00.11 PM.xlsx | Inputs_endUseLoadShapes_PSE.xlsx | Inputs_Global_PSE.xlsx | Inputs_Product_C&I Curtailment-Manual.xlsx | PSE | 20 | Winter | Peak | 4 | C&I Curtailment-Manual | Industrial | Wood - Other | 0 | 0 | 0 | 0.0082725 | 0.0079126 | 0.0077045 | 0.0078024 | 0.0078548 | 0.0076361 | 0.0074718 | 0.0072826 | 0.0071915 | 0.0071319 | 0.0070826 | 0.0069844 | 0.0069374 | 0.006893 | 0.0068686 | 0.0068341 | 0.0068149 | 0.0067425 | 0.0066996 | 0.0066645 | [10 empty] | 10.837 | 10.7517 | 10.6693 | 10.5959 | 10.5248 | 10.4489 | 10.3682 | 10.2897 | 10.2111 | 10.1356 | 10.0598 | 9.9837 | 9.9087 | 9.835 | 9.7627 | 9.6913 | 9.6193 | 9.5473 | 9.4764 | 9.4062 | 0 | 0 | 0 | 0 | 0 | 0 | 0 | 0 | 0 | 0
C&I Curtailment-Manual_PSE_Winter_9.26.2018_1.00.11 PM.xlsx | Inputs_endUseLoadShapes_PSE.xlsx | Inputs_Global_PSE.xlsx | Inputs_Product_C&I Curtailment-Manual.xlsx | PSE | 20 | Winter | Peak | 4 | C&I Curtailment-Manual | Industrial | Sugar | 0 | 0 | 0 | 0.00042805 | 0.00040942 | 0.00039866 | 0.00040372 | 0.00040643 | 0.00039512 | 0.00038662 | 0.00037683 | 0.00037211 | 0.00036903 | 0.00036648 | 0.0003614 | 0.00035896 | 0.00035667 | 0.0003554 | 0.00035362 | 0.00035263 | 0.00034888 | 0.00034666 | 0.00034484 | [10 empty] | 0.66139 | 0.65618 | 0.65116 | 0.64668 | 0.64233 | 0.63771 | 0.63278 | 0.62799 | 0.62319 | 0.61858 | 0.61395 | 0.60931 | 0.60473 | 0.60024 | 0.59583 | 0.59147 | 0.58707 | 0.58268 | 0.57835 | 0.57407 | 0 | 0 | 0 | 0 | 0 | 0 | 0 | 0 | 0 | 0
C&I Curtailment-Manual_PSE_Winter_9.26.2018_1.00.11 PM.xlsx | Inputs_endUseLoadShapes_PSE.xlsx | Inputs_Global_PSE.xlsx | Inputs_Product_C&I Curtailment-Manual.xlsx | PSE | 20 | Winter | Peak | 4 | C&I Curtailment-Manual | Industrial | Hi Tech - Chip Fab | 0 | 0 | 0 | 0.0059733 | 0.0057134 | 0.0055631 | 0.0056338 | 0.0056716 | 0.0055137 | 0.0053951 | 0.0052585 | 0.0051927 | 0.0051497 | 0.0051141 | 0.0050432 | 0.0050092 | 0.0049771 | 0.0049596 | 0.0049346 | 0.0049208 | 0.0048685 | 0.0048375 | 0.0048122 | [10 empty] | 3.8122 | 3.7822 | 3.7532 | 3.7274 | 3.7023 | 3.6757 | 3.6473 | 3.6196 | 3.592 | 3.5654 | 3.5388 | 3.512 | 3.4856 | 3.4597 | 3.4343 | 3.4091 | 3.3838 | 3.3585 | 3.3335 | 3.3089 | 0 | 0 | 0 | 0 | 0 | 0 | 0 | 0 | 0 | 0
C&I Curtailment-Manual_PSE_Winter_9.26.2018_1.00.11 PM.xlsx | Inputs_endUseLoadShapes_PSE.xlsx | Inputs_Global_PSE.xlsx | Inputs_Product_C&I Curtailment-Manual.xlsx | PSE | 20 | Winter | Peak | 4 | C&I Curtailment-Manual | Industrial | Hi Tech - Silicon | 0 | 0 | 0 | 0.0014691 | 0.0014051 | 0.0013682 | 0.0013856 | 0.0013949 | 0.001356 | 0.0013269 | 0.0012933 | 0.0012771 | 0.0012665 | 0.0012577 | 0.0012403 | 0.001232 | 0.0012241 | 0.0012197 | 0.0012136 | 0.0012102 | 0.0011974 | 0.0011897 | 0.0011835 | [10 empty] | 0.93756 | 0.93018 | 0.92305 | 0.9167 | 0.91055 | 0.90399 | 0.897 | 0.89021 | 0.88341 | 0.87688 | 0.87032 | 0.86373 | 0.85724 | 0.85087 | 0.84462 | 0.83844 | 0.83221 | 0.82598 | 0.81985 | 0.81377 | 0 | 0 | 0 | 0 | 0 | 0 | 0 | 0 | 0 | 0
C&I Curtailment-Manual_PSE_Winter_9.26.2018_1.00.11 PM.xlsx | Inputs_endUseLoadShapes_PSE.xlsx | Inputs_Global_PSE.xlsx | Inputs_Product_C&I Curtailment-Manual.xlsx | PSE | 20 | Winter | Peak | 4 | C&I Curtailment-Manual | Industrial | Metal Fab | 0 | 0 | 0 | 0.019184 | 0.018349 | 0.017867 | 0.018094 | 0.018215 | 0.017708 | 0.017327 | 0.016889 | 0.016677 | 0.016539 | 0.016425 | 0.016197 | 0.016088 | 0.015985 | 0.015928 | 0.015848 | 0.015804 | 0.015636 | 0.015536 | 0.015455 | [10 empty] | 24.1648 | 23.9744 | 23.7908 | 23.6272 | 23.4684 | 23.2994 | 23.1194 | 22.9442 | 22.7691 | 22.6006 | 22.4315 | 22.2619 | 22.0946 | 21.9304 | 21.7693 | 21.6099 | 21.4494 | 21.2888 | 21.1307 | 20.9742 | 0 | 0 | 0 | 0 | 0 | 0 | 0 | 0 | 0 | 0
C&I Curtailment-Manual_PSE_Winter_9.26.2018_1.00.11 PM.xlsx | Inputs_endUseLoadShapes_PSE.xlsx | Inputs_Global_PSE.xlsx | Inputs_Product_C&I Curtailment-Manual.xlsx | PSE | 20 | Winter | Peak | 4 | C&I Curtailment-Manual | Industrial | Transportation, Equip | 0 | 0 | 0 | 0.036686 | 0.03509 | 0.034167 | 0.034601 | 0.034834 | 0.033864 | 0.033135 | 0.032296 | 0.031892 | 0.031628 | 0.031409 | 0.030974 | 0.030765 | 0.030568 | 0.03046 | 0.030307 | 0.030222 | 0.029901 | 0.029711 | 0.029555 | [10 empty] | 41.8938 | 41.5638 | 41.2454 | 40.9618 | 40.6866 | 40.3935 | 40.0814 | 39.7777 | 39.4741 | 39.182 | 38.8889 | 38.5948 | 38.3048 | 38.0202 | 37.7408 | 37.4645 | 37.1862 | 36.9079 | 36.6337 | 36.3625 | 0 | 0 | 0 | 0 | 0 | 0 | 0 | 0 | 0 | 0
C&I Curtailment-Manual_PSE_Winter_9.26.2018_1.00.11 PM.xlsx | Inputs_endUseLoadShapes_PSE.xlsx | Inputs_Global_PSE.xlsx | Inputs_Product_C&I Curtailment-Manual.xlsx | PSE | 20 | Winter | Peak | 4 | C&I Curtailment-Manual | Industrial | Refinery | 0.80728 | 0.6539 | 0.16347 | 0.0015674 | 0.0014992 | 0.0014598 | 0.0014783 | 0.0014882 | 0.0014468 | 0.0014157 | 0.0013798 | 0.0013626 | 0.0013513 | 0.0013419 | 0.0013233 | 0.0013144 | 0.001306 | 0.0013014 | 0.0012948 | 0.0012912 | 0.0012775 | 0.0012694 | 0.0012627 | [10 empty] | 2.1322 | 2.1155 | 2.0992 | 2.0848 | 2.0708 | 2.0559 | 2.04 | 2.0245 | 2.0091 | 1.9942 | 1.9793 | 1.9643 | 1.9496 | 1.9351 | 1.9209 | 1.9068 | 1.8926 | 1.8785 | 1.8645 | 1.8507 | 0 | 0 | 0 | 0 | 0 | 0 | 0 | 0 | 0 | 0
C&I Curtailment-Manual_PSE_Winter_9.26.2018_1.00.11 PM.xlsx | Inputs_endUseLoadShapes_PSE.xlsx | Inputs_Global_PSE.xlsx | Inputs_Product_C&I Curtailment-Manual.xlsx | PSE | 20 | Winter | Peak | 4 | C&I Curtailment-Manual | Industrial | Cold Storage | 2.5436 | 2.3401 | 0.58503 | 0.0049386 | 0.0047237 | 0.0045995 | 0.0046579 | 0.0046892 | 0.0045586 | 0.0044605 | 0.0043476 | 0.0042932 | 0.0042576 | 0.0042282 | 0.0041695 | 0.0041415 | 0.004115 | 0.0041004 | 0.0040798 | 0.0040684 | 0.0040251 | 0.0039995 | 0.0039786 | [10 empty] | 7.6307 | 7.5706 | 7.5126 | 7.4609 | 7.4108 | 7.3574 | 7.3006 | 7.2453 | 7.19 | 7.1368 | 7.0834 | 7.0298 | 6.977 | 6.9252 | 6.8743 | 6.824 | 6.7733 | 6.7226 | 6.6726 | 6.6232 | 0 | 0 | 0 | 0 | 0 | 0 | 0 | 0 | 0 | 0
C&I Curtailment-Manual_PSE_Winter_9.26.2018_1.00.11 PM.xlsx | Inputs_endUseLoadShapes_PSE.xlsx | Inputs_Global_PSE.xlsx | Inputs_Product_C&I Curtailment-Manual.xlsx | PSE | 20 | Winter | Peak | 4 | C&I Curtailment-Manual | Industrial | Fruit Storage | 0.00034481 | 0.00031723 | 7.9307e-05 | 6.6947e-07 | 6.4034e-07 | 6.2351e-07 | 6.3143e-07 | 6.3567e-07 | 6.1797e-07 | 6.0467e-07 | 5.8936e-07 | 5.8199e-07 | 5.7717e-07 | 5.7318e-07 | 5.6523e-07 | 5.6142e-07 | 5.5783e-07 | 5.5586e-07 | 5.5306e-07 | 5.5151e-07 | 5.4565e-07 | 5.4218e-07 | 5.3934e-07 | [10 empty] | 0.0010344 | 0.0010263 | 0.0010184 | 0.0010114 | 0.0010046 | 0.00099738 | 0.00098967 | 0.00098218 | 0.00097468 | 0.00096747 | 0.00096023 | 0.00095297 | 0.00094581 | 0.00093878 | 0.00093188 | 0.00092506 | 0.00091819 | 0.00091131 | 0.00090455 | 0.00089785 | 0 | 0 | 0 | 0 | 0 | 0 | 0 | 0 | 0 | 0
C&I Curtailment-Manual_PSE_Winter_9.26.2018_1.00.11 PM.xlsx | Inputs_endUseLoadShapes_PSE.xlsx | Inputs_Global_PSE.xlsx | Inputs_Product_C&I Curtailment-Manual.xlsx | PSE | 20 | Winter | Peak | 4 | C&I Curtailment-Manual | Industrial | Chemical | 5.4314 | 3.6934 | 0.92334 | 0.010545 | 0.010087 | 0.0098213 | 0.0099461 | 0.010013 | 0.0097341 | 0.0095247 | 0.0092835 | 0.0091673 | 0.0090914 | 0.0090285 | 0.0089033 | 0.0088434 | 0.0087868 | 0.0087557 | 0.0087117 | 0.0086873 | 0.008595 | 0.0085402 | 0.0084955 | [10 empty] | 12.0434 | 11.9485 | 11.857 | 11.7755 | 11.6964 | 11.6121 | 11.5224 | 11.4351 | 11.3478 | 11.2639 | 11.1796 | 11.095 | 11.0117 | 10.9298 | 10.8495 | 10.7701 | 10.6901 | 10.6101 | 10.5313 | 10.4533 | 0 | 0 | 0 | 0 | 0 | 0 | 0 | 0 | 0 | 0
C&I Curtailment-Manual_PSE_Winter_9.26.2018_1.00.11 PM.xlsx | Inputs_endUseLoadShapes_PSE.xlsx | Inputs_Global_PSE.xlsx | Inputs_Product_C&I Curtailment-Manual.xlsx | PSE | 20 | Winter | Peak | 4 | C&I Curtailment-Manual | Industrial | Misc Manf | 0 | 0 | 0 | 0.10994 | 0.10516 | 0.10239 | 0.10369 | 0.10439 | 0.10148 | 0.099298 | 0.096784 | 0.095573 | 0.094781 | 0.094126 | 0.09282 | 0.092196 | 0.091605 | 0.091282 | 0.090823 | 0.090568 | 0.089606 | 0.089035 | 0.088569 | [10 empty] | 145.4374 | 144.2917 | 143.1864 | 142.2018 | 141.2465 | 140.2289 | 139.1455 | 138.0914 | 137.0373 | 136.0234 | 135.0059 | 133.9847 | 132.9781 | 131.9899 | 131.0199 | 130.061 | 129.0947 | 128.1284 | 127.1767 | 126.235 | 0 | 0 | 0 | 0 | 0 | 0 | 0 | 0 | 0 | 0
C&I Curtailment-Manual_PSE_Winter_9.26.2018_1.00.11 PM.xlsx | Inputs_endUseLoadShapes_PSE.xlsx | Inputs_Global_PSE.xlsx | Inputs_Product_C&I Curtailment-Manual.xlsx | PSE | 20 | Winter | Peak | 4 | C&I Curtailment-Manual | Residential | Single Family | 1628.0145 | 0 | 0 | 0 | 0 | 0 | 0 | 0 | 0 | 0 | 0 | 0 | 0 | 0 | 0 | 0 | 0 | 0 | 0 | 0 | 0 | 0 | 0 | [10 empty] | 0 | 0 | 0 | 0 | 0 | 0 | 0 | 0 | 0 | 0 | 0 | 0 | 0 | 0 | 0 | 0 | 0 | 0 | 0 | 0 | 0 | 0 | 0 | 0 | 0 | 0 | 0 | 0 | 0 | 0
C&I Curtailment-Manual_PSE_Winter_9.26.2018_1.00.11 PM.xlsx | Inputs_endUseLoadShapes_PSE.xlsx | Inputs_Global_PSE.xlsx | Inputs_Product_C&I Curtailment-Manual.xlsx | PSE | 20 | Winter | Peak | 4 | C&I Curtailment-Manual | Residential | Multifamily Low-Rise | 331.2956 | 0 | 0 | 0 | 0 | 0 | 0 | 0 | 0 | 0 | 0 | 0 | 0 | 0 | 0 | 0 | 0 | 0 | 0 | 0 | 0 | 0 | 0 | [10 empty] | 0 | 0 | 0 | 0 | 0 | 0 | 0 | 0 | 0 | 0 | 0 | 0 | 0 | 0 | 0 | 0 | 0 | 0 | 0 | 0 | 0 | 0 | 0 | 0 | 0 | 0 | 0 | 0 | 0 | 0
C&I Curtailment-Manual_PSE_Winter_9.26.2018_1.00.11 PM.xlsx | Inputs_endUseLoadShapes_PSE.xlsx | Inputs_Global_PSE.xlsx | Inputs_Product_C&I Curtailment-Manual.xlsx | PSE | 20 | Winter | Peak | 4 | C&I Curtailment-Manual | Residential | Multifamily High-Rise | 60.3694 | 0 | 0 | 0 | 0 | 0 | 0 | 0 | 0 | 0 | 0 | 0 | 0 | 0 | 0 | 0 | 0 | 0 | 0 | 0 | 0 | 0 | 0 | [10 empty] | 0 | 0 | 0 | 0 | 0 | 0 | 0 | 0 | 0 | 0 | 0 | 0 | 0 | 0 | 0 | 0 | 0 | 0 | 0 | 0 | 0 | 0 | 0 | 0 | 0 | 0 | 0 | 0 | 0 | 0
C&I Curtailment-Manual_PSE_Winter_9.26.2018_1.00.11 PM.xlsx | Inputs_endUseLoadShapes_PSE.xlsx | Inputs_Global_PSE.xlsx | Inputs_Product_C&I Curtailment-Manual.xlsx | PSE | 20 | Winter | Peak | 4 | C&I Curtailment-Manual | Residential | Manufactured | 136.2338 | 0 | 0 | 0 | 0 | 0 | 0 | 0 | 0 | 0 | 0 | 0 | 0 | 0 | 0 | 0 | 0 | 0 | 0 | 0 | 0 | 0 | 0 | [10 empty] | 0 | 0 | 0 | 0 | 0 | 0 | 0 | 0 | 0 | 0 | 0 | 0 | 0 | 0 | 0 | 0 | 0 | 0 | 0 | 0 | 0 | 0 | 0 | 0 | 0 | 0 | 0 | 0 | 0 | 0
C&I Curtailment-Manual_PSE_Winter_9.26.2018_1.00.11 PM.xlsx | Inputs_endUseLoadShapes_PSE.xlsx | Inputs_Global_PSE.xlsx | Inputs_Product_C&I Curtailment-Manual.xlsx | PSE | 20 | Winter | Peak | 4 | C&I Curtailment-Manual | 0 | 0 | 0 | 0 | 0 | 0 | 0 | 0 | 0 | 0 | 0 | 0 | 0 | 0 | 0 | 0 | 0 | 0 | 0 | 0 | 0 | 0 | 0 | 0 | 0 | [10 empty] | 0 | 0 | 0 | 0 | 0 | 0 | 0 | 0 | 0 | 0 | 0 | 0 | 0 | 0 | 0 | 0 | 0 | 0 | 0 | 0 | 0 | 0 | 0 | 0 | 0 | 0 | 0 | 0 | 0 | 0
Inputs_Product_Medium Com DLC Heat-Switch.xlsx | Inputs_endUseLoadShapes_PSE.xlsx | Inputs_Global_PSE.xlsx | Inputs_Product_Medium Com DLC Heat-Switch.xlsx | PSE | 40 | Winter | Peak | 4 | Medium Com DLC Heat-Switch | [5 empty] | 0 | 0 | 0 | 0 | 0 | 0 | 0 | 0 | 0 | 0 | 0 | 0 | 0 | 0 | 0 | 0 | 0 | 0 | 0 | 0 | 0 | 0 | 0 | 0 | 0 | 0 | 0 | 0 | 0 | 0 | 0 | 0 | 0 | 0 | 0 | 0 | 0 | 0 | 0 | 0 | 0 | 0 | 0 | 0 | 0 | 0 | 0 | 0 | 0 | 0 | 0 | 0 | 0 | 0 | 0 | 0 | 0 | 0 | 0 | 0
Inputs_Product_Medium Com DLC Heat-Switch.xlsx | Inputs_endUseLoadShapes_PSE.xlsx | Inputs_Global_PSE.xlsx | Inputs_Product_Medium Com DLC Heat-Switch.xlsx | PSE | 40 | Winter | Peak | 4 | Medium Com DLC Heat-Switch | [5 empty] | 0 | 0 | 0 | 0 | 0 | 0 | 0 | 0 | 0 | 0 | 0 | 0 | 0 | 0 | 0 | 0 | 0 | 0 | 0 | 0 | 0 | 0 | 0 | 0 | 0 | 0 | 0 | 0 | 0 | 0 | 0 | 0 | 0 | 0 | 0 | 0 | 0 | 0 | 0 | 0 | 0 | 0 | 0 | 0 | 0 | 0 | 0 | 0 | 0 | 0 | 0 | 0 | 0 | 0 | 0 | 0 | 0 | 0 | 0 | 0
Inputs_Product_Medium Com DLC Heat-Switch.xlsx | Inputs_endUseLoadShapes_PSE.xlsx | Inputs_Global_PSE.xlsx | Inputs_Product_Medium Com DLC Heat-Switch.xlsx | PSE | 40 | Winter | Peak | 4 | Medium Com DLC Heat-Switch | [5 empty] | 0 | 0 | 0 | 0 | 0 | 0 | 0 | 0 | 0 | 0 | 0 | 0 | 0 | 0 | 0 | 0 | 0 | 0 | 0 | 0 | 0 | 0 | 0 | 0 | 0 | 0 | 0 | 0 | 0 | 0 | 0 | 0 | 0 | 0 | 0 | 0 | 0 | 0 | 0 | 0 | 0 | 0 | 0 | 0 | 0 | 0 | 0 | 0 | 0 | 0 | 0 | 0 | 0 | 0 | 0 | 0 | 0 | 0 | 0 | 0
Inputs_Product_Medium Com DLC Heat-Switch.xlsx | Inputs_endUseLoadShapes_PSE.xlsx | Inputs_Global_PSE.xlsx | Inputs_Product_Medium Com DLC Heat-Switch.xlsx | PSE | 40 | Winter | Peak | 4 | Medium Com DLC Heat-Switch | [5 empty] | 0 | 0 | 0 | 0 | 0 | 0 | 0 | 0 | 0 | 0 | 0 | 0 | 0 | 0 | 0 | 0 | 0 | 0 | 0 | 0 | 0 | 0 | 0 | 0 | 0 | 0 | 0 | 0 | 0 | 0 | 0 | 0 | 0 | 0 | 0 | 0 | 0 | 0 | 0 | 0 | 0 | 0 | 0 | 0 | 0 | 0 | 0 | 0 | 0 | 0 | 0 | 0 | 0 | 0 | 0 | 0 | 0 | 0 | 0 | 0
Inputs_Product_Medium Com DLC Heat-Switch.xlsx | Inputs_endUseLoadShapes_PSE.xlsx | Inputs_Global_PSE.xlsx | Inputs_Product_Medium Com DLC Heat-Switch.xlsx | PSE | 40 | Winter | Peak | 4 | Medium Com DLC Heat-Switch | [5 empty] | 3.8312 | 3.8946 | 3.9571 | 4.0259 | 4.0986 | 4.1719 | 4.2438 | 4.3152 | 4.388 | 4.4615 | 4.5361 | 4.6118 | 4.6876 | 4.7638 | 4.8412 | 4.9204 | 5.0007 | 5.0826 | 5.1658 | 5.2494 | 0 | 0 | 0 | 0 | 0 | 0 | 0 | 0 | 0 | 0 | 440.4319 | 447.7246 | 454.9131 | 462.8258 | 471.1793 | 479.6069 | 487.8647 | 496.0832 | 504.445 | 512.8997 | 521.4779 | 530.1699 | 538.8839 | 547.6451 | 556.553 | 565.6508 | 574.8865 | 584.2943 | 593.8647 | 603.479 | 0 | 0 | 0 | 0 | 0 | 0 | 0 | 0 | 0 | 0
Inputs_Product_Medium Com DLC Heat-Switch.xlsx | Inputs_endUseLoadShapes_PSE.xlsx | Inputs_Global_PSE.xlsx | Inputs_Product_Medium Com DLC Heat-Switch.xlsx | PSE | 40 | Winter | Peak | 4 | Medium Com DLC Heat-Switch | [5 empty] | 0.90504 | 0.92002 | 0.93479 | 0.95105 | 0.96822 | 0.98554 | 1.0025 | 1.0194 | 1.0366 | 1.0539 | 1.0716 | 1.0894 | 1.1073 | 1.1253 | 1.1437 | 1.1623 | 1.1813 | 1.2007 | 1.2203 | 1.2401 | 0 | 0 | 0 | 0 | 0 | 0 | 0 | 0 | 0 | 0 | 104.0434 | 105.7662 | 107.4643 | 109.3335 | 111.3069 | 113.2978 | 115.2485 | 117.19 | 119.1653 | 121.1625 | 123.189 | 125.2423 | 127.3008 | 129.3705 | 131.4748 | 133.624 | 135.8057 | 138.0281 | 140.2889 | 142.5601 | 0 | 0 | 0 | 0 | 0 | 0 | 0 | 0 | 0 | 0
Inputs_Product_Medium Com DLC Heat-Switch.xlsx | Inputs_endUseLoadShapes_PSE.xlsx | Inputs_Global_PSE.xlsx | Inputs_Product_Medium Com DLC Heat-Switch.xlsx | PSE | 40 | Winter | Peak | 4 | Medium Com DLC Heat-Switch | [5 empty] | 0 | 0 | 0 | 0 | 0 | 0 | 0 | 0 | 0 | 0 | 0 | 0 | 0 | 0 | 0 | 0 | 0 | 0 | 0 | 0 | 0 | 0 | 0 | 0 | 0 | 0 | 0 | 0 | 0 | 0 | 0 | 0 | 0 | 0 | 0 | 0 | 0 | 0 | 0 | 0 | 0 | 0 | 0 | 0 | 0 | 0 | 0 | 0 | 0 | 0 | 0 | 0 | 0 | 0 | 0 | 0 | 0 | 0 | 0 | 0
Inputs_Product_Medium Com DLC Heat-Switch.xlsx | Inputs_endUseLoadShapes_PSE.xlsx | Inputs_Global_PSE.xlsx | Inputs_Product_Medium Com DLC Heat-Switch.xlsx | PSE | 40 | Winter | Peak | 4 | Medium Com DLC Heat-Switch | [5 empty] | 0 | 0 | 0 | 0 | 0 | 0 | 0 | 0 | 0 | 0 | 0 | 0 | 0 | 0 | 0 | 0 | 0 | 0 | 0 | 0 | 0 | 0 | 0 | 0 | 0 | 0 | 0 | 0 | 0 | 0 | 0 | 0 | 0 | 0 | 0 | 0 | 0 | 0 | 0 | 0 | 0 | 0 | 0 | 0 | 0 | 0 | 0 | 0 | 0 | 0 | 0 | 0 | 0 | 0 | 0 | 0 | 0 | 0 | 0 | 0
Inputs_Product_Medium Com DLC Heat-Switch.xlsx | Inputs_endUseLoadShapes_PSE.xlsx | Inputs_Global_PSE.xlsx | Inputs_Product_Medium Com DLC Heat-Switch.xlsx | PSE | 40 | Winter | Peak | 4 | Medium Com DLC Heat-Switch | [5 empty] | 0 | 0 | 0 | 0 | 0 | 0 | 0 | 0 | 0 | 0 | 0 | 0 | 0 | 0 | 0 | 0 | 0 | 0 | 0 | 0 | 0 | 0 | 0 | 0 | 0 | 0 | 0 | 0 | 0 | 0 | 0 | 0 | 0 | 0 | 0 | 0 | 0 | 0 | 0 | 0 | 0 | 0 | 0 | 0 | 0 | 0 | 0 | 0 | 0 | 0 | 0 | 0 | 0 | 0 | 0 | 0 | 0 | 0 | 0 | 0
Inputs_Product_Medium Com DLC Heat-Switch.xlsx | Inputs_endUseLoadShapes_PSE.xlsx | Inputs_Global_PSE.xlsx | Inputs_Product_Medium Com DLC Heat-Switch.xlsx | PSE | 40 | Winter | Peak | 4 | Medium Com DLC Heat-Switch | [5 empty] | 0 | 0 | 0 | 0 | 0 | 0 | 0 | 0 | 0 | 0 | 0 | 0 | 0 | 0 | 0 | 0 | 0 | 0 | 0 | 0 | 0 | 0 | 0 | 0 | 0 | 0 | 0 | 0 | 0 | 0 | 0 | 0 | 0 | 0 | 0 | 0 | 0 | 0 | 0 | 0 | 0 | 0 | 0 | 0 | 0 | 0 | 0 | 0 | 0 | 0 | 0 | 0 | 0 | 0 | 0 | 0 | 0 | 0 | 0 | 0
Inputs_Product_Medium Com DLC Heat-Switch.xlsx | Inputs_endUseLoadShapes_PSE.xlsx | Inputs_Global_PSE.xlsx | Inputs_Product_Medium Com DLC Heat-Switch.xlsx | PSE | 40 | Winter | Peak | 4 | Medium Com DLC Heat-Switch | [5 empty] | 0 | 0 | 0 | 0 | 0 | 0 | 0 | 0 | 0 | 0 | 0 | 0 | 0 | 0 | 0 | 0 | 0 | 0 | 0 | 0 | 0 | 0 | 0 | 0 | 0 | 0 | 0 | 0 | 0 | 0 | 0 | 0 | 0 | 0 | 0 | 0 | 0 | 0 | 0 | 0 | 0 | 0 | 0 | 0 | 0 | 0 | 0 | 0 | 0 | 0 | 0 | 0 | 0 | 0 | 0 | 0 | 0 | 0 | 0 | 0
Inputs_Product_Medium Com DLC Heat-Switch.xlsx | Inputs_endUseLoadShapes_PSE.xlsx | Inputs_Global_PSE.xlsx | Inputs_Product_Medium Com DLC Heat-Switch.xlsx | PSE | 40 | Winter | Peak | 4 | Medium Com DLC Heat-Switch | [5 empty] | 0 | 0 | 0 | 0 | 0 | 0 | 0 | 0 | 0 | 0 | 0 | 0 | 0 | 0 | 0 | 0 | 0 | 0 | 0 | 0 | 0 | 0 | 0 | 0 | 0 | 0 | 0 | 0 | 0 | 0 | 0 | 0 | 0 | 0 | 0 | 0 | 0 | 0 | 0 | 0 | 0 | 0 | 0 | 0 | 0 | 0 | 0 | 0 | 0 | 0 | 0 | 0 | 0 | 0 | 0 | 0 | 0 | 0 | 0 | 0
Inputs_Product_Medium Com DLC Heat-Switch.xlsx | Inputs_endUseLoadShapes_PSE.xlsx | Inputs_Global_PSE.xlsx | Inputs_Product_Medium Com DLC Heat-Switch.xlsx | PSE | 40 | Winter | Peak | 4 | Medium Com DLC Heat-Switch | [5 empty] | 0 | 0 | 0 | 0 | 0 | 0 | 0 | 0 | 0 | 0 | 0 | 0 | 0 | 0 | 0 | 0 | 0 | 0 | 0 | 0 | 0 | 0 | 0 | 0 | 0 | 0 | 0 | 0 | 0 | 0 | 0 | 0 | 0 | 0 | 0 | 0 | 0 | 0 | 0 | 0 | 0 | 0 | 0 | 0 | 0 | 0 | 0 | 0 | 0 | 0 | 0 | 0 | 0 | 0 | 0 | 0 | 0 | 0 | 0 | 0
Inputs_Product_Medium Com DLC Heat-Switch.xlsx | Inputs_endUseLoadShapes_PSE.xlsx | Inputs_Global_PSE.xlsx | Inputs_Product_Medium Com DLC Heat-Switch.xlsx | PSE | 40 | Winter | Peak | 4 | Medium Com DLC Heat-Switch | [5 empty] | 0 | 0 | 0 | 0 | 0 | 0 | 0 | 0 | 0 | 0 | 0 | 0 | 0 | 0 | 0 | 0 | 0 | 0 | 0 | 0 | 0 | 0 | 0 | 0 | 0 | 0 | 0 | 0 | 0 | 0 | 0 | 0 | 0 | 0 | 0 | 0 | 0 | 0 | 0 | 0 | 0 | 0 | 0 | 0 | 0 | 0 | 0 | 0 | 0 | 0 | 0 | 0 | 0 | 0 | 0 | 0 | 0 | 0 | 0 | 0
Inputs_Product_Medium Com DLC Heat-Switch.xlsx | Inputs_endUseLoadShapes_PSE.xlsx | Inputs_Global_PSE.xlsx | Inputs_Product_Medium Com DLC Heat-Switch.xlsx | PSE | 40 | Winter | Peak | 4 | Medium Com DLC Heat-Switch | [5 empty] | 0 | 0 | 0 | 0 | 0 | 0 | 0 | 0 | 0 | 0 | 0 | 0 | 0 | 0 | 0 | 0 | 0 | 0 | 0 | 0 | 0 | 0 | 0 | 0 | 0 | 0 | 0 | 0 | 0 | 0 | 0 | 0 | 0 | 0 | 0 | 0 | 0 | 0 | 0 | 0 | 0 | 0 | 0 | 0 | 0 | 0 | 0 | 0 | 0 | 0 | 0 | 0 | 0 | 0 | 0 | 0 | 0 | 0 | 0 | 0
Inputs_Product_Medium Com DLC Heat-Switch.xlsx | Inputs_endUseLoadShapes_PSE.xlsx | Inputs_Global_PSE.xlsx | Inputs_Product_Medium Com DLC Heat-Switch.xlsx | PSE | 40 | Winter | Peak | 4 | Medium Com DLC Heat-Switch | [5 empty] | 0 | 0 | 0 | 0 | 0 | 0 | 0 | 0 | 0 | 0 | 0 | 0 | 0 | 0 | 0 | 0 | 0 | 0 | 0 | 0 | 0 | 0 | 0 | 0 | 0 | 0 | 0 | 0 | 0 | 0 | 0 | 0 | 0 | 0 | 0 | 0 | 0 | 0 | 0 | 0 | 0 | 0 | 0 | 0 | 0 | 0 | 0 | 0 | 0 | 0 | 0 | 0 | 0 | 0 | 0 | 0 | 0 | 0 | 0 | 0
Inputs_Product_Medium Com DLC Heat-Switch.xlsx | Inputs_endUseLoadShapes_PSE.xlsx | Inputs_Global_PSE.xlsx | Inputs_Product_Medium Com DLC Heat-Switch.xlsx | PSE | 40 | Winter | Peak | 4 | Medium Com DLC Heat-Switch | [5 empty] | 0 | 0 | 0 | 0 | 0 | 0 | 0 | 0 | 0 | 0 | 0 | 0 | 0 | 0 | 0 | 0 | 0 | 0 | 0 | 0 | 0 | 0 | 0 | 0 | 0 | 0 | 0 | 0 | 0 | 0 | 0 | 0 | 0 | 0 | 0 | 0 | 0 | 0 | 0 | 0 | 0 | 0 | 0 | 0 | 0 | 0 | 0 | 0 | 0 | 0 | 0 | 0 | 0 | 0 | 0 | 0 | 0 | 0 | 0 | 0
Inputs_Product_Medium Com DLC Heat-Switch.xlsx | Inputs_endUseLoadShapes_PSE.xlsx | Inputs_Global_PSE.xlsx | Inputs_Product_Medium Com DLC Heat-Switch.xlsx | PSE | 40 | Winter | Peak | 4 | Medium Com DLC Heat-Switch | [5 empty] | 0 | 0 | 0 | 0 | 0 | 0 | 0 | 0 | 0 | 0 | 0 | 0 | 0 | 0 | 0 | 0 | 0 | 0 | 0 | 0 | 0 | 0 | 0 | 0 | 0 | 0 | 0 | 0 | 0 | 0 | 0 | 0 | 0 | 0 | 0 | 0 | 0 | 0 | 0 | 0 | 0 | 0 | 0 | 0 | 0 | 0 | 0 | 0 | 0 | 0 | 0 | 0 | 0 | 0 | 0 | 0 | 0 | 0 | 0 | 0
Inputs_Product_Medium Com DLC Heat-Switch.xlsx | Inputs_endUseLoadShapes_PSE.xlsx | Inputs_Global_PSE.xlsx | Inputs_Product_Medium Com DLC Heat-Switch.xlsx | PSE | 40 | Winter | Peak | 4 | Medium Com DLC Heat-Switch | [5 empty] | 0 | 0 | 0 | 0 | 0 | 0 | 0 | 0 | 0 | 0 | 0 | 0 | 0 | 0 | 0 | 0 | 0 | 0 | 0 | 0 | 0 | 0 | 0 | 0 | 0 | 0 | 0 | 0 | 0 | 0 | 0 | 0 | 0 | 0 | 0 | 0 | 0 | 0 | 0 | 0 | 0 | 0 | 0 | 0 | 0 | 0 | 0 | 0 | 0 | 0 | 0 | 0 | 0 | 0 | 0 | 0 | 0 | 0 | 0 | 0
Inputs_Product_Medium Com DLC Heat-Switch.xlsx | Inputs_endUseLoadShapes_PSE.xlsx | Inputs_Global_PSE.xlsx | Inputs_Product_Medium Com DLC Heat-Switch.xlsx | PSE | 40 | Winter | Peak | 4 | Medium Com DLC Heat-Switch | [5 empty] | 0 | 0 | 0 | 0 | 0 | 0 | 0 | 0 | 0 | 0 | 0 | 0 | 0 | 0 | 0 | 0 | 0 | 0 | 0 | 0 | 0 | 0 | 0 | 0 | 0 | 0 | 0 | 0 | 0 | 0 | 0 | 0 | 0 | 0 | 0 | 0 | 0 | 0 | 0 | 0 | 0 | 0 | 0 | 0 | 0 | 0 | 0 | 0 | 0 | 0 | 0 | 0 | 0 | 0 | 0 | 0 | 0 | 0 | 0 | 0
Inputs_Product_Medium Com DLC Heat-Switch.xlsx | Inputs_endUseLoadShapes_PSE.xlsx | Inputs_Global_PSE.xlsx | Inputs_Product_Medium Com DLC Heat-Switch.xlsx | PSE | 40 | Winter | Peak | 4 | Medium Com DLC Heat-Switch | [5 empty] | 0 | 0 | 0 | 0 | 0 | 0 | 0 | 0 | 0 | 0 | 0 | 0 | 0 | 0 | 0 | 0 | 0 | 0 | 0 | 0 | 0 | 0 | 0 | 0 | 0 | 0 | 0 | 0 | 0 | 0 | 0 | 0 | 0 | 0 | 0 | 0 | 0 | 0 | 0 | 0 | 0 | 0 | 0 | 0 | 0 | 0 | 0 | 0 | 0 | 0 | 0 | 0 | 0 | 0 | 0 | 0 | 0 | 0 | 0 | 0
Inputs_Product_Medium Com DLC Heat-Switch.xlsx | Inputs_endUseLoadShapes_PSE.xlsx | Inputs_Global_PSE.xlsx | Inputs_Product_Medium Com DLC Heat-Switch.xlsx | PSE | 40 | Winter | Peak | 4 | Medium Com DLC Heat-Switch | [5 empty] | 0 | 0 | 0 | 0 | 0 | 0 | 0 | 0 | 0 | 0 | 0 | 0 | 0 | 0 | 0 | 0 | 0 | 0 | 0 | 0 | 0 | 0 | 0 | 0 | 0 | 0 | 0 | 0 | 0 | 0 | 0 | 0 | 0 | 0 | 0 | 0 | 0 | 0 | 0 | 0 | 0 | 0 | 0 | 0 | 0 | 0 | 0 | 0 | 0 | 0 | 0 | 0 | 0 | 0 | 0 | 0 | 0 | 0 | 0 | 0
Inputs_Product_Medium Com DLC Heat-Switch.xlsx | Inputs_endUseLoadShapes_PSE.xlsx | Inputs_Global_PSE.xlsx | Inputs_Product_Medium Com DLC Heat-Switch.xlsx | PSE | 40 | Winter | Peak | 4 | Medium Com DLC Heat-Switch | [5 empty] | 0 | 0 | 0 | 0 | 0 | 0 | 0 | 0 | 0 | 0 | 0 | 0 | 0 | 0 | 0 | 0 | 0 | 0 | 0 | 0 | 0 | 0 | 0 | 0 | 0 | 0 | 0 | 0 | 0 | 0 | 0 | 0 | 0 | 0 | 0 | 0 | 0 | 0 | 0 | 0 | 0 | 0 | 0 | 0 | 0 | 0 | 0 | 0 | 0 | 0 | 0 | 0 | 0 | 0 | 0 | 0 | 0 | 0 | 0 | 0
Inputs_Product_Medium Com DLC Heat-Switch.xlsx | Inputs_endUseLoadShapes_PSE.xlsx | Inputs_Global_PSE.xlsx | Inputs_Product_Medium Com DLC Heat-Switch.xlsx | PSE | 40 | Winter | Peak | 4 | Medium Com DLC Heat-Switch | [5 empty] | 0 | 0 | 0 | 0 | 0 | 0 | 0 | 0 | 0 | 0 | 0 | 0 | 0 | 0 | 0 | 0 | 0 | 0 | 0 | 0 | 0 | 0 | 0 | 0 | 0 | 0 | 0 | 0 | 0 | 0 | 0 | 0 | 0 | 0 | 0 | 0 | 0 | 0 | 0 | 0 | 0 | 0 | 0 | 0 | 0 | 0 | 0 | 0 | 0 | 0 | 0 | 0 | 0 | 0 | 0 | 0 | 0 | 0 | 0 | 0
Inputs_Product_Medium Com DLC Heat-Switch.xlsx | Inputs_endUseLoadShapes_PSE.xlsx | Inputs_Global_PSE.xlsx | Inputs_Product_Medium Com DLC Heat-Switch.xlsx | PSE | 40 | Winter | Peak | 4 | Medium Com DLC Heat-Switch | [5 empty] | 0 | 0 | 0 | 0 | 0 | 0 | 0 | 0 | 0 | 0 | 0 | 0 | 0 | 0 | 0 | 0 | 0 | 0 | 0 | 0 | 0 | 0 | 0 | 0 | 0 | 0 | 0 | 0 | 0 | 0 | 0 | 0 | 0 | 0 | 0 | 0 | 0 | 0 | 0 | 0 | 0 | 0 | 0 | 0 | 0 | 0 | 0 | 0 | 0 | 0 | 0 | 0 | 0 | 0 | 0 | 0 | 0 | 0 | 0 | 0
Inputs_Product_Medium Com DLC Heat-Switch.xlsx | Inputs_endUseLoadShapes_PSE.xlsx | Inputs_Global_PSE.xlsx | Inputs_Product_Medium Com DLC Heat-Switch.xlsx | PSE | 40 | Winter | Peak | 4 | Medium Com DLC Heat-Switch | [5 empty] | 0 | 0 | 0 | 0 | 0 | 0 | 0 | 0 | 0 | 0 | 0 | 0 | 0 | 0 | 0 | 0 | 0 | 0 | 0 | 0 | 0 | 0 | 0 | 0 | 0 | 0 | 0 | 0 | 0 | 0 | 0 | 0 | 0 | 0 | 0 | 0 | 0 | 0 | 0 | 0 | 0 | 0 | 0 | 0 | 0 | 0 | 0 | 0 | 0 | 0 | 0 | 0 | 0 | 0 | 0 | 0 | 0 | 0 | 0 | 0
Inputs_Product_Medium Com DLC Heat-Switch.xlsx | Inputs_endUseLoadShapes_PSE.xlsx | Inputs_Global_PSE.xlsx | Inputs_Product_Medium Com DLC Heat-Switch.xlsx | PSE | 40 | Winter | Peak | 4 | Medium Com DLC Heat-Switch | [5 empty] | 0 | 0 | 0 | 0 | 0 | 0 | 0 | 0 | 0 | 0 | 0 | 0 | 0 | 0 | 0 | 0 | 0 | 0 | 0 | 0 | 0 | 0 | 0 | 0 | 0 | 0 | 0 | 0 | 0 | 0 | 0 | 0 | 0 | 0 | 0 | 0 | 0 | 0 | 0 | 0 | 0 | 0 | 0 | 0 | 0 | 0 | 0 | 0 | 0 | 0 | 0 | 0 | 0 | 0 | 0 | 0 | 0 | 0 | 0 | 0
Inputs_Product_Medium Com DLC Heat-Switch.xlsx | Inputs_endUseLoadShapes_PSE.xlsx | Inputs_Global_PSE.xlsx | Inputs_Product_Medium Com DLC Heat-Switch.xlsx | PSE | 40 | Winter | Peak | 4 | Medium Com DLC Heat-Switch | [5 empty] | 0 | 0 | 0 | 0 | 0 | 0 | 0 | 0 | 0 | 0 | 0 | 0 | 0 | 0 | 0 | 0 | 0 | 0 | 0 | 0 | 0 | 0 | 0 | 0 | 0 | 0 | 0 | 0 | 0 | 0 | 0 | 0 | 0 | 0 | 0 | 0 | 0 | 0 | 0 | 0 | 0 | 0 | 0 | 0 | 0 | 0 | 0 | 0 | 0 | 0 | 0 | 0 | 0 | 0 | 0 | 0 | 0 | 0 | 0 | 0
Inputs_Product_Medium Com DLC Heat-Switch.xlsx | Inputs_endUseLoadShapes_PSE.xlsx | Inputs_Global_PSE.xlsx | Inputs_Product_Medium Com DLC Heat-Switch.xlsx | PSE | 40 | Winter | Peak | 4 | Medium Com DLC Heat-Switch | [5 empty] | 0 | 0 | 0 | 0 | 0 | 0 | 0 | 0 | 0 | 0 | 0 | 0 | 0 | 0 | 0 | 0 | 0 | 0 | 0 | 0 | 0 | 0 | 0 | 0 | 0 | 0 | 0 | 0 | 0 | 0 | 0 | 0 | 0 | 0 | 0 | 0 | 0 | 0 | 0 | 0 | 0 | 0 | 0 | 0 | 0 | 0 | 0 | 0 | 0 | 0 | 0 | 0 | 0 | 0 | 0 | 0 | 0 | 0 | 0 | 0
Inputs_Product_Medium Com DLC Heat-Switch.xlsx | Inputs_endUseLoadShapes_PSE.xlsx | Inputs_Global_PSE.xlsx | Inputs_Product_Medium Com DLC Heat-Switch.xlsx | PSE | 40 | Winter | Peak | 4 | Medium Com DLC Heat-Switch | [5 empty] | 0 | 0 | 0 | 0 | 0 | 0 | 0 | 0 | 0 | 0 | 0 | 0 | 0 | 0 | 0 | 0 | 0 | 0 | 0 | 0 | 0 | 0 | 0 | 0 | 0 | 0 | 0 | 0 | 0 | 0 | 0 | 0 | 0 | 0 | 0 | 0 | 0 | 0 | 0 | 0 | 0 | 0 | 0 | 0 | 0 | 0 | 0 | 0 | 0 | 0 | 0 | 0 | 0 | 0 | 0 | 0 | 0 | 0 | 0 | 0
Inputs_Product_Medium Com DLC Heat-Switch.xlsx | Inputs_endUseLoadShapes_PSE.xlsx | Inputs_Global_PSE.xlsx | Inputs_Product_Medium Com DLC Heat-Switch.xlsx | PSE | 40 | Winter | Peak | 4 | Medium Com DLC Heat-Switch | [5 empty] | 0 | 0 | 0 | 0 | 0 | 0 | 0 | 0 | 0 | 0 | 0 | 0 | 0 | 0 | 0 | 0 | 0 | 0 | 0 | 0 | 0 | 0 | 0 | 0 | 0 | 0 | 0 | 0 | 0 | 0 | 0 | 0 | 0 | 0 | 0 | 0 | 0 | 0 | 0 | 0 | 0 | 0 | 0 | 0 | 0 | 0 | 0 | 0 | 0 | 0 | 0 | 0 | 0 | 0 | 0 | 0 | 0 | 0 | 0 | 0
Inputs_Product_Medium Com DLC Heat-Switch.xlsx | Inputs_endUseLoadShapes_PSE.xlsx | Inputs_Global_PSE.xlsx | Inputs_Product_Medium Com DLC Heat-Switch.xlsx | PSE | 40 | Winter | Peak | 4 | Medium Com DLC Heat-Switch | [5 empty] | 0 | 0 | 0 | 0 | 0 | 0 | 0 | 0 | 0 | 0 | 0 | 0 | 0 | 0 | 0 | 0 | 0 | 0 | 0 | 0 | 0 | 0 | 0 | 0 | 0 | 0 | 0 | 0 | 0 | 0 | 0 | 0 | 0 | 0 | 0 | 0 | 0 | 0 | 0 | 0 | 0 | 0 | 0 | 0 | 0 | 0 | 0 | 0 | 0 | 0 | 0 | 0 | 0 | 0 | 0 | 0 | 0 | 0 | 0 | 0
Inputs_Product_Medium Com DLC Heat-Switch.xlsx | Inputs_endUseLoadShapes_PSE.xlsx | Inputs_Global_PSE.xlsx | Inputs_Product_Medium Com DLC Heat-Switch.xlsx | PSE | 40 | Winter | Peak | 4 | Medium Com DLC Heat-Switch | [5 empty] | 0 | 0 | 0 | 0 | 0 | 0 | 0 | 0 | 0 | 0 | 0 | 0 | 0 | 0 | 0 | 0 | 0 | 0 | 0 | 0 | 0 | 0 | 0 | 0 | 0 | 0 | 0 | 0 | 0 | 0 | 0 | 0 | 0 | 0 | 0 | 0 | 0 | 0 | 0 | 0 | 0 | 0 | 0 | 0 | 0 | 0 | 0 | 0 | 0 | 0 | 0 | 0 | 0 | 0 | 0 | 0 | 0 | 0 | 0 | 0
Inputs_Product_Medium Com DLC Heat-Switch.xlsx | Inputs_endUseLoadShapes_PSE.xlsx | Inputs_Global_PSE.xlsx | Inputs_Product_Medium Com DLC Heat-Switch.xlsx | PSE | 40 | Winter | Peak | 4 | Medium Com DLC Heat-Switch | [5 empty] | 0 | 0 | 0 | 0 | 0 | 0 | 0 | 0 | 0 | 0 | 0 | 0 | 0 | 0 | 0 | 0 | 0 | 0 | 0 | 0 | 0 | 0 | 0 | 0 | 0 | 0 | 0 | 0 | 0 | 0 | 0 | 0 | 0 | 0 | 0 | 0 | 0 | 0 | 0 | 0 | 0 | 0 | 0 | 0 | 0 | 0 | 0 | 0 | 0 | 0 | 0 | 0 | 0 | 0 | 0 | 0 | 0 | 0 | 0 | 0
Inputs_Product_Medium Com DLC Heat-Switch.xlsx | Inputs_endUseLoadShapes_PSE.xlsx | Inputs_Global_PSE.xlsx | Inputs_Product_Medium Com DLC Heat-Switch.xlsx | PSE | 40 | Winter | Peak | 4 | Medium Com DLC Heat-Switch | [5 empty] | 0 | 0 | 0 | 0 | 0 | 0 | 0 | 0 | 0 | 0 | 0 | 0 | 0 | 0 | 0 | 0 | 0 | 0 | 0 | 0 | 0 | 0 | 0 | 0 | 0 | 0 | 0 | 0 | 0 | 0 | 0 | 0 | 0 | 0 | 0 | 0 | 0 | 0 | 0 | 0 | 0 | 0 | 0 | 0 | 0 | 0 | 0 | 0 | 0 | 0 | 0 | 0 | 0 | 0 | 0 | 0 | 0 | 0 | 0 | 0
Inputs_Product_Medium Com DLC Heat-Switch.xlsx | Inputs_endUseLoadShapes_PSE.xlsx | Inputs_Global_PSE.xlsx | Inputs_Product_Medium Com DLC Heat-Switch.xlsx | PSE | 40 | Winter | Peak | 4 | Medium Com DLC Heat-Switch | [5 empty] | 0 | 0 | 0 | 0 | 0 | 0 | 0 | 0 | 0 | 0 | 0 | 0 | 0 | 0 | 0 | 0 | 0 | 0 | 0 | 0 | 0 | 0 | 0 | 0 | 0 | 0 | 0 | 0 | 0 | 0 | 0 | 0 | 0 | 0 | 0 | 0 | 0 | 0 | 0 | 0 | 0 | 0 | 0 | 0 | 0 | 0 | 0 | 0 | 0 | 0 | 0 | 0 | 0 | 0 | 0 | 0 | 0 | 0 | 0 | 0
Inputs_Product_Medium Com DLC Heat-Switch.xlsx | Inputs_endUseLoadShapes_PSE.xlsx | Inputs_Global_PSE.xlsx | Inputs_Product_Medium Com DLC Heat-Switch.xlsx | PSE | 40 | Winter | Peak | 4 | Medium Com DLC Heat-Switch | [5 empty] | 0 | 0 | 0 | 0 | 0 | 0 | 0 | 0 | 0 | 0 | 0 | 0 | 0 | 0 | 0 | 0 | 0 | 0 | 0 | 0 | 0 | 0 | 0 | 0 | 0 | 0 | 0 | 0 | 0 | 0 | 0 | 0 | 0 | 0 | 0 | 0 | 0 | 0 | 0 | 0 | 0 | 0 | 0 | 0 | 0 | 0 | 0 | 0 | 0 | 0 | 0 | 0 | 0 | 0 | 0 | 0 | 0 | 0 | 0 | 0
Inputs_Product_Medium Com DLC Heat-Switch.xlsx | Inputs_endUseLoadShapes_PSE.xlsx | Inputs_Global_PSE.xlsx | Inputs_Product_Medium Com DLC Heat-Switch.xlsx | PSE | 40 | Winter | Peak | 4 | Medium Com DLC Heat-Switch | [5 empty] | 0 | 0 | 0 | 0 | 0 | 0 | 0 | 0 | 0 | 0 | 0 | 0 | 0 | 0 | 0 | 0 | 0 | 0 | 0 | 0 | 0 | 0 | 0 | 0 | 0 | 0 | 0 | 0 | 0 | 0 | 0 | 0 | 0 | 0 | 0 | 0 | 0 | 0 | 0 | 0 | 0 | 0 | 0 | 0 | 0 | 0 | 0 | 0 | 0 | 0 | 0 | 0 | 0 | 0 | 0 | 0 | 0 | 0 | 0 | 0
Inputs_Product_Medium Com DLC Heat-Switch.xlsx | Inputs_endUseLoadShapes_PSE.xlsx | Inputs_Global_PSE.xlsx | Inputs_Product_Medium Com DLC Heat-Switch.xlsx | PSE | 40 | Winter | Peak | 4 | Medium Com DLC Heat-Switch | [5 empty] | 0 | 0 | 0 | 0 | 0 | 0 | 0 | 0 | 0 | 0 | 0 | 0 | 0 | 0 | 0 | 0 | 0 | 0 | 0 | 0 | 0 | 0 | 0 | 0 | 0 | 0 | 0 | 0 | 0 | 0 | 0 | 0 | 0 | 0 | 0 | 0 | 0 | 0 | 0 | 0 | 0 | 0 | 0 | 0 | 0 | 0 | 0 | 0 | 0 | 0 | 0 | 0 | 0 | 0 | 0 | 0 | 0 | 0 | 0 | 0
Inputs_Product_Medium Com DLC Heat-Switch.xlsx | Inputs_endUseLoadShapes_PSE.xlsx | Inputs_Global_PSE.xlsx | Inputs_Product_Medium Com DLC Heat-Switch.xlsx | PSE | 40 | Winter | Peak | 4 | Medium Com DLC Heat-Switch | [5 empty] | 0 | 0 | 0 | 0 | 0 | 0 | 0 | 0 | 0 | 0 | 0 | 0 | 0 | 0 | 0 | 0 | 0 | 0 | 0 | 0 | 0 | 0 | 0 | 0 | 0 | 0 | 0 | 0 | 0 | 0 | 0 | 0 | 0 | 0 | 0 | 0 | 0 | 0 | 0 | 0 | 0 | 0 | 0 | 0 | 0 | 0 | 0 | 0 | 0 | 0 | 0 | 0 | 0 | 0 | 0 | 0 | 0 | 0 | 0 | 0
Inputs_Product_Res DLC Heat-BYOT.xlsx | Inputs_endUseLoadShapes_PSE.xlsx | Inputs_Global_PSE.xlsx | Inputs_Product_Res DLC Heat-BYOT.xlsx | PSE | 40 | Winter | Peak | 4 | Res DLC Heat-BYOT | [5 empty] | 0 | 0 | 0 | 0 | 0 | 0 | 0 | 0 | 0 | 0 | 0 | 0 | 0 | 0 | 0 | 0 | 0 | 0 | 0 | 0 | 0 | 0 | 0 | 0 | 0 | 0 | 0 | 0 | 0 | 0 | 0 | 0 | 0 | 0 | 0 | 0 | 0 | 0 | 0 | 0 | 0 | 0 | 0 | 0 | 0 | 0 | 0 | 0 | 0 | 0 | 0 | 0 | 0 | 0 | 0 | 0 | 0 | 0 | 0 | 0
Inputs_Product_Res DLC Heat-BYOT.xlsx | Inputs_endUseLoadShapes_PSE.xlsx | Inputs_Global_PSE.xlsx | Inputs_Product_Res DLC Heat-BYOT.xlsx | PSE | 40 | Winter | Peak | 4 | Res DLC Heat-BYOT | [5 empty] | 0 | 0 | 0 | 0 | 0 | 0 | 0 | 0 | 0 | 0 | 0 | 0 | 0 | 0 | 0 | 0 | 0 | 0 | 0 | 0 | 0 | 0 | 0 | 0 | 0 | 0 | 0 | 0 | 0 | 0 | 0 | 0 | 0 | 0 | 0 | 0 | 0 | 0 | 0 | 0 | 0 | 0 | 0 | 0 | 0 | 0 | 0 | 0 | 0 | 0 | 0 | 0 | 0 | 0 | 0 | 0 | 0 | 0 | 0 | 0
Inputs_Product_Res DLC Heat-BYOT.xlsx | Inputs_endUseLoadShapes_PSE.xlsx | Inputs_Global_PSE.xlsx | Inputs_Product_Res DLC Heat-BYOT.xlsx | PSE | 40 | Winter | Peak | 4 | Res DLC Heat-BYOT | [5 empty] | 0 | 0 | 0 | 0 | 0 | 0 | 0 | 0 | 0 | 0 | 0 | 0 | 0 | 0 | 0 | 0 | 0 | 0 | 0 | 0 | 0 | 0 | 0 | 0 | 0 | 0 | 0 | 0 | 0 | 0 | 0 | 0 | 0 | 0 | 0 | 0 | 0 | 0 | 0 | 0 | 0 | 0 | 0 | 0 | 0 | 0 | 0 | 0 | 0 | 0 | 0 | 0 | 0 | 0 | 0 | 0 | 0 | 0 | 0 | 0
Inputs_Product_Res DLC Heat-BYOT.xlsx | Inputs_endUseLoadShapes_PSE.xlsx | Inputs_Global_PSE.xlsx | Inputs_Product_Res DLC Heat-BYOT.xlsx | PSE | 40 | Winter | Peak | 4 | Res DLC Heat-BYOT | [5 empty] | 0 | 0 | 0 | 0 | 0 | 0 | 0 | 0 | 0 | 0 | 0 | 0 | 0 | 0 | 0 | 0 | 0 | 0 | 0 | 0 | 0 | 0 | 0 | 0 | 0 | 0 | 0 | 0 | 0 | 0 | 0 | 0 | 0 | 0 | 0 | 0 | 0 | 0 | 0 | 0 | 0 | 0 | 0 | 0 | 0 | 0 | 0 | 0 | 0 | 0 | 0 | 0 | 0 | 0 | 0 | 0 | 0 | 0 | 0 | 0
Inputs_Product_Res DLC Heat-BYOT.xlsx | Inputs_endUseLoadShapes_PSE.xlsx | Inputs_Global_PSE.xlsx | Inputs_Product_Res DLC Heat-BYOT.xlsx | PSE | 40 | Winter | Peak | 4 | Res DLC Heat-BYOT | [5 empty] | 0 | 0 | 0 | 0 | 0 | 0 | 0 | 0 | 0 | 0 | 0 | 0 | 0 | 0 | 0 | 0 | 0 | 0 | 0 | 0 | 0 | 0 | 0 | 0 | 0 | 0 | 0 | 0 | 0 | 0 | 0 | 0 | 0 | 0 | 0 | 0 | 0 | 0 | 0 | 0 | 0 | 0 | 0 | 0 | 0 | 0 | 0 | 0 | 0 | 0 | 0 | 0 | 0 | 0 | 0 | 0 | 0 | 0 | 0 | 0
Inputs_Product_Res DLC Heat-BYOT.xlsx | Inputs_endUseLoadShapes_PSE.xlsx | Inputs_Global_PSE.xlsx | Inputs_Product_Res DLC Heat-BYOT.xlsx | PSE | 40 | Winter | Peak | 4 | Res DLC Heat-BYOT | [5 empty] | 0 | 0 | 0 | 0 | 0 | 0 | 0 | 0 | 0 | 0 | 0 | 0 | 0 | 0 | 0 | 0 | 0 | 0 | 0 | 0 | 0 | 0 | 0 | 0 | 0 | 0 | 0 | 0 | 0 | 0 | 0 | 0 | 0 | 0 | 0 | 0 | 0 | 0 | 0 | 0 | 0 | 0 | 0 | 0 | 0 | 0 | 0 | 0 | 0 | 0 | 0 | 0 | 0 | 0 | 0 | 0 | 0 | 0 | 0 | 0
Inputs_Product_Res DLC Heat-BYOT.xlsx | Inputs_endUseLoadShapes_PSE.xlsx | Inputs_Global_PSE.xlsx | Inputs_Product_Res DLC Heat-BYOT.xlsx | PSE | 40 | Winter | Peak | 4 | Res DLC Heat-BYOT | [5 empty] | 0 | 0 | 0 | 0 | 0 | 0 | 0 | 0 | 0 | 0 | 0 | 0 | 0 | 0 | 0 | 0 | 0 | 0 | 0 | 0 | 0 | 0 | 0 | 0 | 0 | 0 | 0 | 0 | 0 | 0 | 0 | 0 | 0 | 0 | 0 | 0 | 0 | 0 | 0 | 0 | 0 | 0 | 0 | 0 | 0 | 0 | 0 | 0 | 0 | 0 | 0 | 0 | 0 | 0 | 0 | 0 | 0 | 0 | 0 | 0
Inputs_Product_Res DLC Heat-BYOT.xlsx | Inputs_endUseLoadShapes_PSE.xlsx | Inputs_Global_PSE.xlsx | Inputs_Product_Res DLC Heat-BYOT.xlsx | PSE | 40 | Winter | Peak | 4 | Res DLC Heat-BYOT | [5 empty] | 0 | 0 | 0 | 0 | 0 | 0 | 0 | 0 | 0 | 0 | 0 | 0 | 0 | 0 | 0 | 0 | 0 | 0 | 0 | 0 | 0 | 0 | 0 | 0 | 0 | 0 | 0 | 0 | 0 | 0 | 0 | 0 | 0 | 0 | 0 | 0 | 0 | 0 | 0 | 0 | 0 | 0 | 0 | 0 | 0 | 0 | 0 | 0 | 0 | 0 | 0 | 0 | 0 | 0 | 0 | 0 | 0 | 0 | 0 | 0
Inputs_Product_Res DLC Heat-BYOT.xlsx | Inputs_endUseLoadShapes_PSE.xlsx | Inputs_Global_PSE.xlsx | Inputs_Product_Res DLC Heat-BYOT.xlsx | PSE | 40 | Winter | Peak | 4 | Res DLC Heat-BYOT | [5 empty] | 0 | 0 | 0 | 0 | 0 | 0 | 0 | 0 | 0 | 0 | 0 | 0 | 0 | 0 | 0 | 0 | 0 | 0 | 0 | 0 | 0 | 0 | 0 | 0 | 0 | 0 | 0 | 0 | 0 | 0 | 0 | 0 | 0 | 0 | 0 | 0 | 0 | 0 | 0 | 0 | 0 | 0 | 0 | 0 | 0 | 0 | 0 | 0 | 0 | 0 | 0 | 0 | 0 | 0 | 0 | 0 | 0 | 0 | 0 | 0
Inputs_Product_Res DLC Heat-BYOT.xlsx | Inputs_endUseLoadShapes_PSE.xlsx | Inputs_Global_PSE.xlsx | Inputs_Product_Res DLC Heat-BYOT.xlsx | PSE | 40 | Winter | Peak | 4 | Res DLC Heat-BYOT | [5 empty] | 0 | 0 | 0 | 0 | 0 | 0 | 0 | 0 | 0 | 0 | 0 | 0 | 0 | 0 | 0 | 0 | 0 | 0 | 0 | 0 | 0 | 0 | 0 | 0 | 0 | 0 | 0 | 0 | 0 | 0 | 0 | 0 | 0 | 0 | 0 | 0 | 0 | 0 | 0 | 0 | 0 | 0 | 0 | 0 | 0 | 0 | 0 | 0 | 0 | 0 | 0 | 0 | 0 | 0 | 0 | 0 | 0 | 0 | 0 | 0
Inputs_Product_Res DLC Heat-BYOT.xlsx | Inputs_endUseLoadShapes_PSE.xlsx | Inputs_Global_PSE.xlsx | Inputs_Product_Res DLC Heat-BYOT.xlsx | PSE | 40 | Winter | Peak | 4 | Res DLC Heat-BYOT | [5 empty] | 0 | 0 | 0 | 0 | 0 | 0 | 0 | 0 | 0 | 0 | 0 | 0 | 0 | 0 | 0 | 0 | 0 | 0 | 0 | 0 | 0 | 0 | 0 | 0 | 0 | 0 | 0 | 0 | 0 | 0 | 0 | 0 | 0 | 0 | 0 | 0 | 0 | 0 | 0 | 0 | 0 | 0 | 0 | 0 | 0 | 0 | 0 | 0 | 0 | 0 | 0 | 0 | 0 | 0 | 0 | 0 | 0 | 0 | 0 | 0
Inputs_Product_Res DLC Heat-BYOT.xlsx | Inputs_endUseLoadShapes_PSE.xlsx | Inputs_Global_PSE.xlsx | Inputs_Product_Res DLC Heat-BYOT.xlsx | PSE | 40 | Winter | Peak | 4 | Res DLC Heat-BYOT | [5 empty] | 0 | 0 | 0 | 0 | 0 | 0 | 0 | 0 | 0 | 0 | 0 | 0 | 0 | 0 | 0 | 0 | 0 | 0 | 0 | 0 | 0 | 0 | 0 | 0 | 0 | 0 | 0 | 0 | 0 | 0 | 0 | 0 | 0 | 0 | 0 | 0 | 0 | 0 | 0 | 0 | 0 | 0 | 0 | 0 | 0 | 0 | 0 | 0 | 0 | 0 | 0 | 0 | 0 | 0 | 0 | 0 | 0 | 0 | 0 | 0
Inputs_Product_Res DLC Heat-BYOT.xlsx | Inputs_endUseLoadShapes_PSE.xlsx | Inputs_Global_PSE.xlsx | Inputs_Product_Res DLC Heat-BYOT.xlsx | PSE | 40 | Winter | Peak | 4 | Res DLC Heat-BYOT | [5 empty] | 0 | 0 | 0 | 0 | 0 | 0 | 0 | 0 | 0 | 0 | 0 | 0 | 0 | 0 | 0 | 0 | 0 | 0 | 0 | 0 | 0 | 0 | 0 | 0 | 0 | 0 | 0 | 0 | 0 | 0 | 0 | 0 | 0 | 0 | 0 | 0 | 0 | 0 | 0 | 0 | 0 | 0 | 0 | 0 | 0 | 0 | 0 | 0 | 0 | 0 | 0 | 0 | 0 | 0 | 0 | 0 | 0 | 0 | 0 | 0
Inputs_Product_Res DLC Heat-BYOT.xlsx | Inputs_endUseLoadShapes_PSE.xlsx | Inputs_Global_PSE.xlsx | Inputs_Product_Res DLC Heat-BYOT.xlsx | PSE | 40 | Winter | Peak | 4 | Res DLC Heat-BYOT | [5 empty] | 0 | 0 | 0 | 0 | 0 | 0 | 0 | 0 | 0 | 0 | 0 | 0 | 0 | 0 | 0 | 0 | 0 | 0 | 0 | 0 | 0 | 0 | 0 | 0 | 0 | 0 | 0 | 0 | 0 | 0 | 0 | 0 | 0 | 0 | 0 | 0 | 0 | 0 | 0 | 0 | 0 | 0 | 0 | 0 | 0 | 0 | 0 | 0 | 0 | 0 | 0 | 0 | 0 | 0 | 0 | 0 | 0 | 0 | 0 | 0
Inputs_Product_Res DLC Heat-BYOT.xlsx | Inputs_endUseLoadShapes_PSE.xlsx | Inputs_Global_PSE.xlsx | Inputs_Product_Res DLC Heat-BYOT.xlsx | PSE | 40 | Winter | Peak | 4 | Res DLC Heat-BYOT | [5 empty] | 0 | 0 | 0 | 0 | 0 | 0 | 0 | 0 | 0 | 0 | 0 | 0 | 0 | 0 | 0 | 0 | 0 | 0 | 0 | 0 | 0 | 0 | 0 | 0 | 0 | 0 | 0 | 0 | 0 | 0 | 0 | 0 | 0 | 0 | 0 | 0 | 0 | 0 | 0 | 0 | 0 | 0 | 0 | 0 | 0 | 0 | 0 | 0 | 0 | 0 | 0 | 0 | 0 | 0 | 0 | 0 | 0 | 0 | 0 | 0
Inputs_Product_Res DLC Heat-BYOT.xlsx | Inputs_endUseLoadShapes_PSE.xlsx | Inputs_Global_PSE.xlsx | Inputs_Product_Res DLC Heat-BYOT.xlsx | PSE | 40 | Winter | Peak | 4 | Res DLC Heat-BYOT | [5 empty] | 0 | 0 | 0 | 0 | 0 | 0 | 0 | 0 | 0 | 0 | 0 | 0 | 0 | 0 | 0 | 0 | 0 | 0 | 0 | 0 | 0 | 0 | 0 | 0 | 0 | 0 | 0 | 0 | 0 | 0 | 0 | 0 | 0 | 0 | 0 | 0 | 0 | 0 | 0 | 0 | 0 | 0 | 0 | 0 | 0 | 0 | 0 | 0 | 0 | 0 | 0 | 0 | 0 | 0 | 0 | 0 | 0 | 0 | 0 | 0
Inputs_Product_Res DLC Heat-BYOT.xlsx | Inputs_endUseLoadShapes_PSE.xlsx | Inputs_Global_PSE.xlsx | Inputs_Product_Res DLC Heat-BYOT.xlsx | PSE | 40 | Winter | Peak | 4 | Res DLC Heat-BYOT | [5 empty] | 0 | 0 | 0 | 0 | 0 | 0 | 0 | 0 | 0 | 0 | 0 | 0 | 0 | 0 | 0 | 0 | 0 | 0 | 0 | 0 | 0 | 0 | 0 | 0 | 0 | 0 | 0 | 0 | 0 | 0 | 0 | 0 | 0 | 0 | 0 | 0 | 0 | 0 | 0 | 0 | 0 | 0 | 0 | 0 | 0 | 0 | 0 | 0 | 0 | 0 | 0 | 0 | 0 | 0 | 0 | 0 | 0 | 0 | 0 | 0
Inputs_Product_Res DLC Heat-BYOT.xlsx | Inputs_endUseLoadShapes_PSE.xlsx | Inputs_Global_PSE.xlsx | Inputs_Product_Res DLC Heat-BYOT.xlsx | PSE | 40 | Winter | Peak | 4 | Res DLC Heat-BYOT | [5 empty] | 0 | 0 | 0 | 0 | 0 | 0 | 0 | 0 | 0 | 0 | 0 | 0 | 0 | 0 | 0 | 0 | 0 | 0 | 0 | 0 | 0 | 0 | 0 | 0 | 0 | 0 | 0 | 0 | 0 | 0 | 0 | 0 | 0 | 0 | 0 | 0 | 0 | 0 | 0 | 0 | 0 | 0 | 0 | 0 | 0 | 0 | 0 | 0 | 0 | 0 | 0 | 0 | 0 | 0 | 0 | 0 | 0 | 0 | 0 | 0
Inputs_Product_Res DLC Heat-BYOT.xlsx | Inputs_endUseLoadShapes_PSE.xlsx | Inputs_Global_PSE.xlsx | Inputs_Product_Res DLC Heat-BYOT.xlsx | PSE | 40 | Winter | Peak | 4 | Res DLC Heat-BYOT | [5 empty] | 0 | 0 | 0 | 0 | 0 | 0 | 0 | 0 | 0 | 0 | 0 | 0 | 0 | 0 | 0 | 0 | 0 | 0 | 0 | 0 | 0 | 0 | 0 | 0 | 0 | 0 | 0 | 0 | 0 | 0 | 0 | 0 | 0 | 0 | 0 | 0 | 0 | 0 | 0 | 0 | 0 | 0 | 0 | 0 | 0 | 0 | 0 | 0 | 0 | 0 | 0 | 0 | 0 | 0 | 0 | 0 | 0 | 0 | 0 | 0
Inputs_Product_Res DLC Heat-BYOT.xlsx | Inputs_endUseLoadShapes_PSE.xlsx | Inputs_Global_PSE.xlsx | Inputs_Product_Res DLC Heat-BYOT.xlsx | PSE | 40 | Winter | Peak | 4 | Res DLC Heat-BYOT | [5 empty] | 0 | 0 | 0 | 0 | 0 | 0 | 0 | 0 | 0 | 0 | 0 | 0 | 0 | 0 | 0 | 0 | 0 | 0 | 0 | 0 | 0 | 0 | 0 | 0 | 0 | 0 | 0 | 0 | 0 | 0 | 0 | 0 | 0 | 0 | 0 | 0 | 0 | 0 | 0 | 0 | 0 | 0 | 0 | 0 | 0 | 0 | 0 | 0 | 0 | 0 | 0 | 0 | 0 | 0 | 0 | 0 | 0 | 0 | 0 | 0
Inputs_Product_Res DLC Heat-BYOT.xlsx | Inputs_endUseLoadShapes_PSE.xlsx | Inputs_Global_PSE.xlsx | Inputs_Product_Res DLC Heat-BYOT.xlsx | PSE | 40 | Winter | Peak | 4 | Res DLC Heat-BYOT | [5 empty] | 0 | 0 | 0 | 0 | 0 | 0 | 0 | 0 | 0 | 0 | 0 | 0 | 0 | 0 | 0 | 0 | 0 | 0 | 0 | 0 | 0 | 0 | 0 | 0 | 0 | 0 | 0 | 0 | 0 | 0 | 0 | 0 | 0 | 0 | 0 | 0 | 0 | 0 | 0 | 0 | 0 | 0 | 0 | 0 | 0 | 0 | 0 | 0 | 0 | 0 | 0 | 0 | 0 | 0 | 0 | 0 | 0 | 0 | 0 | 0
Inputs_Product_Res DLC Heat-BYOT.xlsx | Inputs_endUseLoadShapes_PSE.xlsx | Inputs_Global_PSE.xlsx | Inputs_Product_Res DLC Heat-BYOT.xlsx | PSE | 40 | Winter | Peak | 4 | Res DLC Heat-BYOT | [5 empty] | 0 | 0 | 0 | 0 | 0 | 0 | 0 | 0 | 0 | 0 | 0 | 0 | 0 | 0 | 0 | 0 | 0 | 0 | 0 | 0 | 0 | 0 | 0 | 0 | 0 | 0 | 0 | 0 | 0 | 0 | 0 | 0 | 0 | 0 | 0 | 0 | 0 | 0 | 0 | 0 | 0 | 0 | 0 | 0 | 0 | 0 | 0 | 0 | 0 | 0 | 0 | 0 | 0 | 0 | 0 | 0 | 0 | 0 | 0 | 0
Inputs_Product_Res DLC Heat-BYOT.xlsx | Inputs_endUseLoadShapes_PSE.xlsx | Inputs_Global_PSE.xlsx | Inputs_Product_Res DLC Heat-BYOT.xlsx | PSE | 40 | Winter | Peak | 4 | Res DLC Heat-BYOT | [5 empty] | 0 | 0 | 0 | 0 | 0 | 0 | 0 | 0 | 0 | 0 | 0 | 0 | 0 | 0 | 0 | 0 | 0 | 0 | 0 | 0 | 0 | 0 | 0 | 0 | 0 | 0 | 0 | 0 | 0 | 0 | 0 | 0 | 0 | 0 | 0 | 0 | 0 | 0 | 0 | 0 | 0 | 0 | 0 | 0 | 0 | 0 | 0 | 0 | 0 | 0 | 0 | 0 | 0 | 0 | 0 | 0 | 0 | 0 | 0 | 0
Inputs_Product_Res DLC Heat-BYOT.xlsx | Inputs_endUseLoadShapes_PSE.xlsx | Inputs_Global_PSE.xlsx | Inputs_Product_Res DLC Heat-BYOT.xlsx | PSE | 40 | Winter | Peak | 4 | Res DLC Heat-BYOT | [5 empty] | 0 | 0 | 0 | 0 | 0 | 0 | 0 | 0 | 0 | 0 | 0 | 0 | 0 | 0 | 0 | 0 | 0 | 0 | 0 | 0 | 0 | 0 | 0 | 0 | 0 | 0 | 0 | 0 | 0 | 0 | 0 | 0 | 0 | 0 | 0 | 0 | 0 | 0 | 0 | 0 | 0 | 0 | 0 | 0 | 0 | 0 | 0 | 0 | 0 | 0 | 0 | 0 | 0 | 0 | 0 | 0 | 0 | 0 | 0 | 0
Inputs_Product_Res DLC Heat-BYOT.xlsx | Inputs_endUseLoadShapes_PSE.xlsx | Inputs_Global_PSE.xlsx | Inputs_Product_Res DLC Heat-BYOT.xlsx | PSE | 40 | Winter | Peak | 4 | Res DLC Heat-BYOT | [5 empty] | 0 | 0 | 0 | 0 | 0 | 0 | 0 | 0 | 0 | 0 | 0 | 0 | 0 | 0 | 0 | 0 | 0 | 0 | 0 | 0 | 0 | 0 | 0 | 0 | 0 | 0 | 0 | 0 | 0 | 0 | 0 | 0 | 0 | 0 | 0 | 0 | 0 | 0 | 0 | 0 | 0 | 0 | 0 | 0 | 0 | 0 | 0 | 0 | 0 | 0 | 0 | 0 | 0 | 0 | 0 | 0 | 0 | 0 | 0 | 0
Inputs_Product_Res DLC Heat-BYOT.xlsx | Inputs_endUseLoadShapes_PSE.xlsx | Inputs_Global_PSE.xlsx | Inputs_Product_Res DLC Heat-BYOT.xlsx | PSE | 40 | Winter | Peak | 4 | Res DLC Heat-BYOT | [5 empty] | 0 | 0 | 0 | 0 | 0 | 0 | 0 | 0 | 0 | 0 | 0 | 0 | 0 | 0 | 0 | 0 | 0 | 0 | 0 | 0 | 0 | 0 | 0 | 0 | 0 | 0 | 0 | 0 | 0 | 0 | 0 | 0 | 0 | 0 | 0 | 0 | 0 | 0 | 0 | 0 | 0 | 0 | 0 | 0 | 0 | 0 | 0 | 0 | 0 | 0 | 0 | 0 | 0 | 0 | 0 | 0 | 0 | 0 | 0 | 0
Inputs_Product_Res DLC Heat-BYOT.xlsx | Inputs_endUseLoadShapes_PSE.xlsx | Inputs_Global_PSE.xlsx | Inputs_Product_Res DLC Heat-BYOT.xlsx | PSE | 40 | Winter | Peak | 4 | Res DLC Heat-BYOT | [5 empty] | 0 | 0 | 0 | 0 | 0 | 0 | 0 | 0 | 0 | 0 | 0 | 0 | 0 | 0 | 0 | 0 | 0 | 0 | 0 | 0 | 0 | 0 | 0 | 0 | 0 | 0 | 0 | 0 | 0 | 0 | 0 | 0 | 0 | 0 | 0 | 0 | 0 | 0 | 0 | 0 | 0 | 0 | 0 | 0 | 0 | 0 | 0 | 0 | 0 | 0 | 0 | 0 | 0 | 0 | 0 | 0 | 0 | 0 | 0 | 0
Inputs_Product_Res DLC Heat-BYOT.xlsx | Inputs_endUseLoadShapes_PSE.xlsx | Inputs_Global_PSE.xlsx | Inputs_Product_Res DLC Heat-BYOT.xlsx | PSE | 40 | Winter | Peak | 4 | Res DLC Heat-BYOT | [5 empty] | 0 | 0 | 0 | 0 | 0 | 0 | 0 | 0 | 0 | 0 | 0 | 0 | 0 | 0 | 0 | 0 | 0 | 0 | 0 | 0 | 0 | 0 | 0 | 0 | 0 | 0 | 0 | 0 | 0 | 0 | 0 | 0 | 0 | 0 | 0 | 0 | 0 | 0 | 0 | 0 | 0 | 0 | 0 | 0 | 0 | 0 | 0 | 0 | 0 | 0 | 0 | 0 | 0 | 0 | 0 | 0 | 0 | 0 | 0 | 0
Inputs_Product_Res DLC Heat-BYOT.xlsx | Inputs_endUseLoadShapes_PSE.xlsx | Inputs_Global_PSE.xlsx | Inputs_Product_Res DLC Heat-BYOT.xlsx | PSE | 40 | Winter | Peak | 4 | Res DLC Heat-BYOT | [5 empty] | 0 | 0 | 0 | 0 | 0 | 0 | 0 | 0 | 0 | 0 | 0 | 0 | 0 | 0 | 0 | 0 | 0 | 0 | 0 | 0 | 0 | 0 | 0 | 0 | 0 | 0 | 0 | 0 | 0 | 0 | 0 | 0 | 0 | 0 | 0 | 0 | 0 | 0 | 0 | 0 | 0 | 0 | 0 | 0 | 0 | 0 | 0 | 0 | 0 | 0 | 0 | 0 | 0 | 0 | 0 | 0 | 0 | 0 | 0 | 0
Inputs_Product_Res DLC Heat-BYOT.xlsx | Inputs_endUseLoadShapes_PSE.xlsx | Inputs_Global_PSE.xlsx | Inputs_Product_Res DLC Heat-BYOT.xlsx | PSE | 40 | Winter | Peak | 4 | Res DLC Heat-BYOT | [5 empty] | 0 | 0 | 0 | 0 | 0 | 0 | 0 | 0 | 0 | 0 | 0 | 0 | 0 | 0 | 0 | 0 | 0 | 0 | 0 | 0 | 0 | 0 | 0 | 0 | 0 | 0 | 0 | 0 | 0 | 0 | 0 | 0 | 0 | 0 | 0 | 0 | 0 | 0 | 0 | 0 | 0 | 0 | 0 | 0 | 0 | 0 | 0 | 0 | 0 | 0 | 0 | 0 | 0 | 0 | 0 | 0 | 0 | 0 | 0 | 0
Inputs_Product_Res DLC Heat-BYOT.xlsx | Inputs_endUseLoadShapes_PSE.xlsx | Inputs_Global_PSE.xlsx | Inputs_Product_Res DLC Heat-BYOT.xlsx | PSE | 40 | Winter | Peak | 4 | Res DLC Heat-BYOT | [5 empty] | 0 | 0 | 0 | 0 | 0 | 0 | 0 | 0 | 0 | 0 | 0 | 0 | 0 | 0 | 0 | 0 | 0 | 0 | 0 | 0 | 0 | 0 | 0 | 0 | 0 | 0 | 0 | 0 | 0 | 0 | 0 | 0 | 0 | 0 | 0 | 0 | 0 | 0 | 0 | 0 | 0 | 0 | 0 | 0 | 0 | 0 | 0 | 0 | 0 | 0 | 0 | 0 | 0 | 0 | 0 | 0 | 0 | 0 | 0 | 0
Inputs_Product_Res DLC Heat-BYOT.xlsx | Inputs_endUseLoadShapes_PSE.xlsx | Inputs_Global_PSE.xlsx | Inputs_Product_Res DLC Heat-BYOT.xlsx | PSE | 40 | Winter | Peak | 4 | Res DLC Heat-BYOT | [5 empty] | 0 | 0 | 0 | 0 | 0 | 0 | 0 | 0 | 0 | 0 | 0 | 0 | 0 | 0 | 0 | 0 | 0 | 0 | 0 | 0 | 0 | 0 | 0 | 0 | 0 | 0 | 0 | 0 | 0 | 0 | 0 | 0 | 0 | 0 | 0 | 0 | 0 | 0 | 0 | 0 | 0 | 0 | 0 | 0 | 0 | 0 | 0 | 0 | 0 | 0 | 0 | 0 | 0 | 0 | 0 | 0 | 0 | 0 | 0 | 0
Inputs_Product_Res DLC Heat-BYOT.xlsx | Inputs_endUseLoadShapes_PSE.xlsx | Inputs_Global_PSE.xlsx | Inputs_Product_Res DLC Heat-BYOT.xlsx | PSE | 40 | Winter | Peak | 4 | Res DLC Heat-BYOT | [5 empty] | 0 | 0 | 0 | 0 | 0 | 0 | 0 | 0 | 0 | 0 | 0 | 0 | 0 | 0 | 0 | 0 | 0 | 0 | 0 | 0 | 0 | 0 | 0 | 0 | 0 | 0 | 0 | 0 | 0 | 0 | 0 | 0 | 0 | 0 | 0 | 0 | 0 | 0 | 0 | 0 | 0 | 0 | 0 | 0 | 0 | 0 | 0 | 0 | 0 | 0 | 0 | 0 | 0 | 0 | 0 | 0 | 0 | 0 | 0 | 0
Inputs_Product_Res DLC Heat-BYOT.xlsx | Inputs_endUseLoadShapes_PSE.xlsx | Inputs_Global_PSE.xlsx | Inputs_Product_Res DLC Heat-BYOT.xlsx | PSE | 40 | Winter | Peak | 4 | Res DLC Heat-BYOT | [5 empty] | 0 | 0 | 0 | 0 | 0 | 0 | 0 | 0 | 0 | 0 | 0 | 0 | 0 | 0 | 0 | 0 | 0 | 0 | 0 | 0 | 0 | 0 | 0 | 0 | 0 | 0 | 0 | 0 | 0 | 0 | 0 | 0 | 0 | 0 | 0 | 0 | 0 | 0 | 0 | 0 | 0 | 0 | 0 | 0 | 0 | 0 | 0 | 0 | 0 | 0 | 0 | 0 | 0 | 0 | 0 | 0 | 0 | 0 | 0 | 0
Inputs_Product_Res DLC Heat-BYOT.xlsx | Inputs_endUseLoadShapes_PSE.xlsx | Inputs_Global_PSE.xlsx | Inputs_Product_Res DLC Heat-BYOT.xlsx | PSE | 40 | Winter | Peak | 4 | Res DLC Heat-BYOT | [5 empty] | 0 | 0 | 0 | 0 | 0 | 0 | 0 | 0 | 0 | 0 | 0 | 0 | 0 | 0 | 0 | 0 | 0 | 0 | 0 | 0 | 0 | 0 | 0 | 0 | 0 | 0 | 0 | 0 | 0 | 0 | 0 | 0 | 0 | 0 | 0 | 0 | 0 | 0 | 0 | 0 | 0 | 0 | 0 | 0 | 0 | 0 | 0 | 0 | 0 | 0 | 0 | 0 | 0 | 0 | 0 | 0 | 0 | 0 | 0 | 0
Inputs_Product_Res DLC Heat-BYOT.xlsx | Inputs_endUseLoadShapes_PSE.xlsx | Inputs_Global_PSE.xlsx | Inputs_Product_Res DLC Heat-BYOT.xlsx | PSE | 40 | Winter | Peak | 4 | Res DLC Heat-BYOT | [5 empty] | 4.0212 | 4.0663 | 4.1124 | 4.1606 | 4.2095 | 4.2586 | 4.3078 | 4.3569 | 4.4056 | 4.4541 | 4.5025 | 4.5505 | 4.5982 | 4.6455 | 4.6924 | 4.739 | 4.7854 | 4.8316 | 4.8774 | 4.9226 | 0 | 0 | 0 | 0 | 0 | 0 | 0 | 0 | 0 | 0 | 2888.7685 | 2921.1828 | 2954.3337 | 2988.9688 | 3024.0348 | 3059.3175 | 3094.6836 | 3129.9275 | 3164.9601 | 3199.8175 | 3234.5361 | 3269.0544 | 3303.3088 | 3337.288 | 3370.9975 | 3404.4875 | 3437.8107 | 3470.9477 | 3503.8734 | 3536.3761 | 0 | 0 | 0 | 0 | 0 | 0 | 0 | 0 | 0 | 0
Inputs_Product_Res DLC Heat-BYOT.xlsx | Inputs_endUseLoadShapes_PSE.xlsx | Inputs_Global_PSE.xlsx | Inputs_Product_Res DLC Heat-BYOT.xlsx | PSE | 40 | Winter | Peak | 4 | Res DLC Heat-BYOT | [5 empty] | 0.073919 | 0.074748 | 0.075597 | 0.076483 | 0.07738 | 0.078283 | 0.079188 | 0.08009 | 0.080986 | 0.081878 | 0.082767 | 0.08365 | 0.084526 | 0.085396 | 0.086258 | 0.087115 | 0.087968 | 0.088816 | 0.089658 | 0.09049 | 0 | 0 | 0 | 0 | 0 | 0 | 0 | 0 | 0 | 0 | 53.1026 | 53.6985 | 54.3079 | 54.9446 | 55.5892 | 56.2378 | 56.8879 | 57.5357 | 58.1797 | 58.8205 | 59.4587 | 60.0932 | 60.7229 | 61.3475 | 61.9672 | 62.5828 | 63.1954 | 63.8045 | 64.4098 | 65.0073 | 0 | 0 | 0 | 0 | 0 | 0 | 0 | 0 | 0 | 0
Inputs_Product_Res DLC Heat-BYOT.xlsx | Inputs_endUseLoadShapes_PSE.xlsx | Inputs_Global_PSE.xlsx | Inputs_Product_Res DLC Heat-BYOT.xlsx | PSE | 40 | Winter | Peak | 4 | Res DLC Heat-BYOT | [5 empty] | 0.01347 | 0.013621 | 0.013775 | 0.013937 | 0.0141 | 0.014265 | 0.01443 | 0.014594 | 0.014757 | 0.01492 | 0.015082 | 0.015243 | 0.015403 | 0.015561 | 0.015718 | 0.015874 | 0.01603 | 0.016184 | 0.016338 | 0.016489 | 0 | 0 | 0 | 0 | 0 | 0 | 0 | 0 | 0 | 0 | 9.6765 | 9.7851 | 9.8961 | 10.0121 | 10.1296 | 10.2478 | 10.3662 | 10.4843 | 10.6016 | 10.7184 | 10.8347 | 10.9503 | 11.0651 | 11.1789 | 11.2918 | 11.404 | 11.5156 | 11.6266 | 11.7369 | 11.8458 | 0 | 0 | 0 | 0 | 0 | 0 | 0 | 0 | 0 | 0
Inputs_Product_Res DLC Heat-BYOT.xlsx | Inputs_endUseLoadShapes_PSE.xlsx | Inputs_Global_PSE.xlsx | Inputs_Product_Res DLC Heat-BYOT.xlsx | PSE | 40 | Winter | Peak | 4 | Res DLC Heat-BYOT | [5 empty] | 0.44749 | 0.45251 | 0.45765 | 0.46302 | 0.46845 | 0.47391 | 0.47939 | 0.48485 | 0.49028 | 0.49568 | 0.50106 | 0.5064 | 0.51171 | 0.51697 | 0.52219 | 0.52738 | 0.53254 | 0.53768 | 0.54278 | 0.54781 | 0 | 0 | 0 | 0 | 0 | 0 | 0 | 0 | 0 | 0 | 321.4751 | 325.0823 | 328.7715 | 332.6258 | 336.5281 | 340.4546 | 344.3903 | 348.3124 | 352.2109 | 356.09 | 359.9537 | 363.795 | 367.607 | 371.3884 | 375.1397 | 378.8666 | 382.575 | 386.2626 | 389.9267 | 393.5438 | 0 | 0 | 0 | 0 | 0 | 0 | 0 | 0 | 0 | 0
Inputs_Product_Res DLC Heat-BYOT.xlsx | Inputs_endUseLoadShapes_PSE.xlsx | Inputs_Global_PSE.xlsx | Inputs_Product_Res DLC Heat-BYOT.xlsx | PSE | 40 | Winter | Peak | 4 | Res DLC Heat-BYOT | [5 empty] | 0 | 0 | 0 | 0 | 0 | 0 | 0 | 0 | 0 | 0 | 0 | 0 | 0 | 0 | 0 | 0 | 0 | 0 | 0 | 0 | 0 | 0 | 0 | 0 | 0 | 0 | 0 | 0 | 0 | 0 | 0 | 0 | 0 | 0 | 0 | 0 | 0 | 0 | 0 | 0 | 0 | 0 | 0 | 0 | 0 | 0 | 0 | 0 | 0 | 0 | 0 | 0 | 0 | 0 | 0 | 0 | 0 | 0 | 0 | 0
Inputs_Product_Res DLC Heat-Switch.xlsx | Inputs_endUseLoadShapes_PSE.xlsx | Inputs_Global_PSE.xlsx | Inputs_Product_Res DLC Heat-Switch.xlsx | PSE | 40 | Winter | Peak | 4 | Res DLC Heat-Switch | [5 empty] | 0 | 0 | 0 | 0 | 0 | 0 | 0 | 0 | 0 | 0 | 0 | 0 | 0 | 0 | 0 | 0 | 0 | 0 | 0 | 0 | 0 | 0 | 0 | 0 | 0 | 0 | 0 | 0 | 0 | 0 | 0 | 0 | 0 | 0 | 0 | 0 | 0 | 0 | 0 | 0 | 0 | 0 | 0 | 0 | 0 | 0 | 0 | 0 | 0 | 0 | 0 | 0 | 0 | 0 | 0 | 0 | 0 | 0 | 0 | 0
Inputs_Product_Res DLC Heat-Switch.xlsx | Inputs_endUseLoadShapes_PSE.xlsx | Inputs_Global_PSE.xlsx | Inputs_Product_Res DLC Heat-Switch.xlsx | PSE | 40 | Winter | Peak | 4 | Res DLC Heat-Switch | [5 empty] | 0 | 0 | 0 | 0 | 0 | 0 | 0 | 0 | 0 | 0 | 0 | 0 | 0 | 0 | 0 | 0 | 0 | 0 | 0 | 0 | 0 | 0 | 0 | 0 | 0 | 0 | 0 | 0 | 0 | 0 | 0 | 0 | 0 | 0 | 0 | 0 | 0 | 0 | 0 | 0 | 0 | 0 | 0 | 0 | 0 | 0 | 0 | 0 | 0 | 0 | 0 | 0 | 0 | 0 | 0 | 0 | 0 | 0 | 0 | 0
Inputs_Product_Res DLC Heat-Switch.xlsx | Inputs_endUseLoadShapes_PSE.xlsx | Inputs_Global_PSE.xlsx | Inputs_Product_Res DLC Heat-Switch.xlsx | PSE | 40 | Winter | Peak | 4 | Res DLC Heat-Switch | [5 empty] | 0 | 0 | 0 | 0 | 0 | 0 | 0 | 0 | 0 | 0 | 0 | 0 | 0 | 0 | 0 | 0 | 0 | 0 | 0 | 0 | 0 | 0 | 0 | 0 | 0 | 0 | 0 | 0 | 0 | 0 | 0 | 0 | 0 | 0 | 0 | 0 | 0 | 0 | 0 | 0 | 0 | 0 | 0 | 0 | 0 | 0 | 0 | 0 | 0 | 0 | 0 | 0 | 0 | 0 | 0 | 0 | 0 | 0 | 0 | 0
Inputs_Product_Res DLC Heat-Switch.xlsx | Inputs_endUseLoadShapes_PSE.xlsx | Inputs_Global_PSE.xlsx | Inputs_Product_Res DLC Heat-Switch.xlsx | PSE | 40 | Winter | Peak | 4 | Res DLC Heat-Switch | [5 empty] | 0 | 0 | 0 | 0 | 0 | 0 | 0 | 0 | 0 | 0 | 0 | 0 | 0 | 0 | 0 | 0 | 0 | 0 | 0 | 0 | 0 | 0 | 0 | 0 | 0 | 0 | 0 | 0 | 0 | 0 | 0 | 0 | 0 | 0 | 0 | 0 | 0 | 0 | 0 | 0 | 0 | 0 | 0 | 0 | 0 | 0 | 0 | 0 | 0 | 0 | 0 | 0 | 0 | 0 | 0 | 0 | 0 | 0 | 0 | 0
Inputs_Product_Res DLC Heat-Switch.xlsx | Inputs_endUseLoadShapes_PSE.xlsx | Inputs_Global_PSE.xlsx | Inputs_Product_Res DLC Heat-Switch.xlsx | PSE | 40 | Winter | Peak | 4 | Res DLC Heat-Switch | [5 empty] | 0 | 0 | 0 | 0 | 0 | 0 | 0 | 0 | 0 | 0 | 0 | 0 | 0 | 0 | 0 | 0 | 0 | 0 | 0 | 0 | 0 | 0 | 0 | 0 | 0 | 0 | 0 | 0 | 0 | 0 | 0 | 0 | 0 | 0 | 0 | 0 | 0 | 0 | 0 | 0 | 0 | 0 | 0 | 0 | 0 | 0 | 0 | 0 | 0 | 0 | 0 | 0 | 0 | 0 | 0 | 0 | 0 | 0 | 0 | 0
Inputs_Product_Res DLC Heat-Switch.xlsx | Inputs_endUseLoadShapes_PSE.xlsx | Inputs_Global_PSE.xlsx | Inputs_Product_Res DLC Heat-Switch.xlsx | PSE | 40 | Winter | Peak | 4 | Res DLC Heat-Switch | [5 empty] | 0 | 0 | 0 | 0 | 0 | 0 | 0 | 0 | 0 | 0 | 0 | 0 | 0 | 0 | 0 | 0 | 0 | 0 | 0 | 0 | 0 | 0 | 0 | 0 | 0 | 0 | 0 | 0 | 0 | 0 | 0 | 0 | 0 | 0 | 0 | 0 | 0 | 0 | 0 | 0 | 0 | 0 | 0 | 0 | 0 | 0 | 0 | 0 | 0 | 0 | 0 | 0 | 0 | 0 | 0 | 0 | 0 | 0 | 0 | 0
Inputs_Product_Res DLC Heat-Switch.xlsx | Inputs_endUseLoadShapes_PSE.xlsx | Inputs_Global_PSE.xlsx | Inputs_Product_Res DLC Heat-Switch.xlsx | PSE | 40 | Winter | Peak | 4 | Res DLC Heat-Switch | [5 empty] | 0 | 0 | 0 | 0 | 0 | 0 | 0 | 0 | 0 | 0 | 0 | 0 | 0 | 0 | 0 | 0 | 0 | 0 | 0 | 0 | 0 | 0 | 0 | 0 | 0 | 0 | 0 | 0 | 0 | 0 | 0 | 0 | 0 | 0 | 0 | 0 | 0 | 0 | 0 | 0 | 0 | 0 | 0 | 0 | 0 | 0 | 0 | 0 | 0 | 0 | 0 | 0 | 0 | 0 | 0 | 0 | 0 | 0 | 0 | 0
Inputs_Product_Res DLC Heat-Switch.xlsx | Inputs_endUseLoadShapes_PSE.xlsx | Inputs_Global_PSE.xlsx | Inputs_Product_Res DLC Heat-Switch.xlsx | PSE | 40 | Winter | Peak | 4 | Res DLC Heat-Switch | [5 empty] | 0 | 0 | 0 | 0 | 0 | 0 | 0 | 0 | 0 | 0 | 0 | 0 | 0 | 0 | 0 | 0 | 0 | 0 | 0 | 0 | 0 | 0 | 0 | 0 | 0 | 0 | 0 | 0 | 0 | 0 | 0 | 0 | 0 | 0 | 0 | 0 | 0 | 0 | 0 | 0 | 0 | 0 | 0 | 0 | 0 | 0 | 0 | 0 | 0 | 0 | 0 | 0 | 0 | 0 | 0 | 0 | 0 | 0 | 0 | 0
Inputs_Product_Res DLC Heat-Switch.xlsx | Inputs_endUseLoadShapes_PSE.xlsx | Inputs_Global_PSE.xlsx | Inputs_Product_Res DLC Heat-Switch.xlsx | PSE | 40 | Winter | Peak | 4 | Res DLC Heat-Switch | [5 empty] | 0 | 0 | 0 | 0 | 0 | 0 | 0 | 0 | 0 | 0 | 0 | 0 | 0 | 0 | 0 | 0 | 0 | 0 | 0 | 0 | 0 | 0 | 0 | 0 | 0 | 0 | 0 | 0 | 0 | 0 | 0 | 0 | 0 | 0 | 0 | 0 | 0 | 0 | 0 | 0 | 0 | 0 | 0 | 0 | 0 | 0 | 0 | 0 | 0 | 0 | 0 | 0 | 0 | 0 | 0 | 0 | 0 | 0 | 0 | 0
Inputs_Product_Res DLC Heat-Switch.xlsx | Inputs_endUseLoadShapes_PSE.xlsx | Inputs_Global_PSE.xlsx | Inputs_Product_Res DLC Heat-Switch.xlsx | PSE | 40 | Winter | Peak | 4 | Res DLC Heat-Switch | [5 empty] | 0 | 0 | 0 | 0 | 0 | 0 | 0 | 0 | 0 | 0 | 0 | 0 | 0 | 0 | 0 | 0 | 0 | 0 | 0 | 0 | 0 | 0 | 0 | 0 | 0 | 0 | 0 | 0 | 0 | 0 | 0 | 0 | 0 | 0 | 0 | 0 | 0 | 0 | 0 | 0 | 0 | 0 | 0 | 0 | 0 | 0 | 0 | 0 | 0 | 0 | 0 | 0 | 0 | 0 | 0 | 0 | 0 | 0 | 0 | 0
Inputs_Product_Res DLC Heat-Switch.xlsx | Inputs_endUseLoadShapes_PSE.xlsx | Inputs_Global_PSE.xlsx | Inputs_Product_Res DLC Heat-Switch.xlsx | PSE | 40 | Winter | Peak | 4 | Res DLC Heat-Switch | [5 empty] | 0 | 0 | 0 | 0 | 0 | 0 | 0 | 0 | 0 | 0 | 0 | 0 | 0 | 0 | 0 | 0 | 0 | 0 | 0 | 0 | 0 | 0 | 0 | 0 | 0 | 0 | 0 | 0 | 0 | 0 | 0 | 0 | 0 | 0 | 0 | 0 | 0 | 0 | 0 | 0 | 0 | 0 | 0 | 0 | 0 | 0 | 0 | 0 | 0 | 0 | 0 | 0 | 0 | 0 | 0 | 0 | 0 | 0 | 0 | 0
Inputs_Product_Res DLC Heat-Switch.xlsx | Inputs_endUseLoadShapes_PSE.xlsx | Inputs_Global_PSE.xlsx | Inputs_Product_Res DLC Heat-Switch.xlsx | PSE | 40 | Winter | Peak | 4 | Res DLC Heat-Switch | [5 empty] | 0 | 0 | 0 | 0 | 0 | 0 | 0 | 0 | 0 | 0 | 0 | 0 | 0 | 0 | 0 | 0 | 0 | 0 | 0 | 0 | 0 | 0 | 0 | 0 | 0 | 0 | 0 | 0 | 0 | 0 | 0 | 0 | 0 | 0 | 0 | 0 | 0 | 0 | 0 | 0 | 0 | 0 | 0 | 0 | 0 | 0 | 0 | 0 | 0 | 0 | 0 | 0 | 0 | 0 | 0 | 0 | 0 | 0 | 0 | 0
Inputs_Product_Res DLC Heat-Switch.xlsx | Inputs_endUseLoadShapes_PSE.xlsx | Inputs_Global_PSE.xlsx | Inputs_Product_Res DLC Heat-Switch.xlsx | PSE | 40 | Winter | Peak | 4 | Res DLC Heat-Switch | [5 empty] | 0 | 0 | 0 | 0 | 0 | 0 | 0 | 0 | 0 | 0 | 0 | 0 | 0 | 0 | 0 | 0 | 0 | 0 | 0 | 0 | 0 | 0 | 0 | 0 | 0 | 0 | 0 | 0 | 0 | 0 | 0 | 0 | 0 | 0 | 0 | 0 | 0 | 0 | 0 | 0 | 0 | 0 | 0 | 0 | 0 | 0 | 0 | 0 | 0 | 0 | 0 | 0 | 0 | 0 | 0 | 0 | 0 | 0 | 0 | 0
Inputs_Product_Res DLC Heat-Switch.xlsx | Inputs_endUseLoadShapes_PSE.xlsx | Inputs_Global_PSE.xlsx | Inputs_Product_Res DLC Heat-Switch.xlsx | PSE | 40 | Winter | Peak | 4 | Res DLC Heat-Switch | [5 empty] | 0 | 0 | 0 | 0 | 0 | 0 | 0 | 0 | 0 | 0 | 0 | 0 | 0 | 0 | 0 | 0 | 0 | 0 | 0 | 0 | 0 | 0 | 0 | 0 | 0 | 0 | 0 | 0 | 0 | 0 | 0 | 0 | 0 | 0 | 0 | 0 | 0 | 0 | 0 | 0 | 0 | 0 | 0 | 0 | 0 | 0 | 0 | 0 | 0 | 0 | 0 | 0 | 0 | 0 | 0 | 0 | 0 | 0 | 0 | 0
Inputs_Product_Res DLC Heat-Switch.xlsx | Inputs_endUseLoadShapes_PSE.xlsx | Inputs_Global_PSE.xlsx | Inputs_Product_Res DLC Heat-Switch.xlsx | PSE | 40 | Winter | Peak | 4 | Res DLC Heat-Switch | [5 empty] | 0 | 0 | 0 | 0 | 0 | 0 | 0 | 0 | 0 | 0 | 0 | 0 | 0 | 0 | 0 | 0 | 0 | 0 | 0 | 0 | 0 | 0 | 0 | 0 | 0 | 0 | 0 | 0 | 0 | 0 | 0 | 0 | 0 | 0 | 0 | 0 | 0 | 0 | 0 | 0 | 0 | 0 | 0 | 0 | 0 | 0 | 0 | 0 | 0 | 0 | 0 | 0 | 0 | 0 | 0 | 0 | 0 | 0 | 0 | 0
Inputs_Product_Res DLC Heat-Switch.xlsx | Inputs_endUseLoadShapes_PSE.xlsx | Inputs_Global_PSE.xlsx | Inputs_Product_Res DLC Heat-Switch.xlsx | PSE | 40 | Winter | Peak | 4 | Res DLC Heat-Switch | [5 empty] | 0 | 0 | 0 | 0 | 0 | 0 | 0 | 0 | 0 | 0 | 0 | 0 | 0 | 0 | 0 | 0 | 0 | 0 | 0 | 0 | 0 | 0 | 0 | 0 | 0 | 0 | 0 | 0 | 0 | 0 | 0 | 0 | 0 | 0 | 0 | 0 | 0 | 0 | 0 | 0 | 0 | 0 | 0 | 0 | 0 | 0 | 0 | 0 | 0 | 0 | 0 | 0 | 0 | 0 | 0 | 0 | 0 | 0 | 0 | 0
Inputs_Product_Res DLC Heat-Switch.xlsx | Inputs_endUseLoadShapes_PSE.xlsx | Inputs_Global_PSE.xlsx | Inputs_Product_Res DLC Heat-Switch.xlsx | PSE | 40 | Winter | Peak | 4 | Res DLC Heat-Switch | [5 empty] | 0 | 0 | 0 | 0 | 0 | 0 | 0 | 0 | 0 | 0 | 0 | 0 | 0 | 0 | 0 | 0 | 0 | 0 | 0 | 0 | 0 | 0 | 0 | 0 | 0 | 0 | 0 | 0 | 0 | 0 | 0 | 0 | 0 | 0 | 0 | 0 | 0 | 0 | 0 | 0 | 0 | 0 | 0 | 0 | 0 | 0 | 0 | 0 | 0 | 0 | 0 | 0 | 0 | 0 | 0 | 0 | 0 | 0 | 0 | 0
Inputs_Product_Res DLC Heat-Switch.xlsx | Inputs_endUseLoadShapes_PSE.xlsx | Inputs_Global_PSE.xlsx | Inputs_Product_Res DLC Heat-Switch.xlsx | PSE | 40 | Winter | Peak | 4 | Res DLC Heat-Switch | [5 empty] | 0 | 0 | 0 | 0 | 0 | 0 | 0 | 0 | 0 | 0 | 0 | 0 | 0 | 0 | 0 | 0 | 0 | 0 | 0 | 0 | 0 | 0 | 0 | 0 | 0 | 0 | 0 | 0 | 0 | 0 | 0 | 0 | 0 | 0 | 0 | 0 | 0 | 0 | 0 | 0 | 0 | 0 | 0 | 0 | 0 | 0 | 0 | 0 | 0 | 0 | 0 | 0 | 0 | 0 | 0 | 0 | 0 | 0 | 0 | 0
Inputs_Product_Res DLC Heat-Switch.xlsx | Inputs_endUseLoadShapes_PSE.xlsx | Inputs_Global_PSE.xlsx | Inputs_Product_Res DLC Heat-Switch.xlsx | PSE | 40 | Winter | Peak | 4 | Res DLC Heat-Switch | [5 empty] | 0 | 0 | 0 | 0 | 0 | 0 | 0 | 0 | 0 | 0 | 0 | 0 | 0 | 0 | 0 | 0 | 0 | 0 | 0 | 0 | 0 | 0 | 0 | 0 | 0 | 0 | 0 | 0 | 0 | 0 | 0 | 0 | 0 | 0 | 0 | 0 | 0 | 0 | 0 | 0 | 0 | 0 | 0 | 0 | 0 | 0 | 0 | 0 | 0 | 0 | 0 | 0 | 0 | 0 | 0 | 0 | 0 | 0 | 0 | 0
Inputs_Product_Res DLC Heat-Switch.xlsx | Inputs_endUseLoadShapes_PSE.xlsx | Inputs_Global_PSE.xlsx | Inputs_Product_Res DLC Heat-Switch.xlsx | PSE | 40 | Winter | Peak | 4 | Res DLC Heat-Switch | [5 empty] | 0 | 0 | 0 | 0 | 0 | 0 | 0 | 0 | 0 | 0 | 0 | 0 | 0 | 0 | 0 | 0 | 0 | 0 | 0 | 0 | 0 | 0 | 0 | 0 | 0 | 0 | 0 | 0 | 0 | 0 | 0 | 0 | 0 | 0 | 0 | 0 | 0 | 0 | 0 | 0 | 0 | 0 | 0 | 0 | 0 | 0 | 0 | 0 | 0 | 0 | 0 | 0 | 0 | 0 | 0 | 0 | 0 | 0 | 0 | 0
Inputs_Product_Res DLC Heat-Switch.xlsx | Inputs_endUseLoadShapes_PSE.xlsx | Inputs_Global_PSE.xlsx | Inputs_Product_Res DLC Heat-Switch.xlsx | PSE | 40 | Winter | Peak | 4 | Res DLC Heat-Switch | [5 empty] | 0 | 0 | 0 | 0 | 0 | 0 | 0 | 0 | 0 | 0 | 0 | 0 | 0 | 0 | 0 | 0 | 0 | 0 | 0 | 0 | 0 | 0 | 0 | 0 | 0 | 0 | 0 | 0 | 0 | 0 | 0 | 0 | 0 | 0 | 0 | 0 | 0 | 0 | 0 | 0 | 0 | 0 | 0 | 0 | 0 | 0 | 0 | 0 | 0 | 0 | 0 | 0 | 0 | 0 | 0 | 0 | 0 | 0 | 0 | 0
Inputs_Product_Res DLC Heat-Switch.xlsx | Inputs_endUseLoadShapes_PSE.xlsx | Inputs_Global_PSE.xlsx | Inputs_Product_Res DLC Heat-Switch.xlsx | PSE | 40 | Winter | Peak | 4 | Res DLC Heat-Switch | [5 empty] | 0 | 0 | 0 | 0 | 0 | 0 | 0 | 0 | 0 | 0 | 0 | 0 | 0 | 0 | 0 | 0 | 0 | 0 | 0 | 0 | 0 | 0 | 0 | 0 | 0 | 0 | 0 | 0 | 0 | 0 | 0 | 0 | 0 | 0 | 0 | 0 | 0 | 0 | 0 | 0 | 0 | 0 | 0 | 0 | 0 | 0 | 0 | 0 | 0 | 0 | 0 | 0 | 0 | 0 | 0 | 0 | 0 | 0 | 0 | 0
Inputs_Product_Res DLC Heat-Switch.xlsx | Inputs_endUseLoadShapes_PSE.xlsx | Inputs_Global_PSE.xlsx | Inputs_Product_Res DLC Heat-Switch.xlsx | PSE | 40 | Winter | Peak | 4 | Res DLC Heat-Switch | [5 empty] | 0 | 0 | 0 | 0 | 0 | 0 | 0 | 0 | 0 | 0 | 0 | 0 | 0 | 0 | 0 | 0 | 0 | 0 | 0 | 0 | 0 | 0 | 0 | 0 | 0 | 0 | 0 | 0 | 0 | 0 | 0 | 0 | 0 | 0 | 0 | 0 | 0 | 0 | 0 | 0 | 0 | 0 | 0 | 0 | 0 | 0 | 0 | 0 | 0 | 0 | 0 | 0 | 0 | 0 | 0 | 0 | 0 | 0 | 0 | 0
Inputs_Product_Res DLC Heat-Switch.xlsx | Inputs_endUseLoadShapes_PSE.xlsx | Inputs_Global_PSE.xlsx | Inputs_Product_Res DLC Heat-Switch.xlsx | PSE | 40 | Winter | Peak | 4 | Res DLC Heat-Switch | [5 empty] | 0 | 0 | 0 | 0 | 0 | 0 | 0 | 0 | 0 | 0 | 0 | 0 | 0 | 0 | 0 | 0 | 0 | 0 | 0 | 0 | 0 | 0 | 0 | 0 | 0 | 0 | 0 | 0 | 0 | 0 | 0 | 0 | 0 | 0 | 0 | 0 | 0 | 0 | 0 | 0 | 0 | 0 | 0 | 0 | 0 | 0 | 0 | 0 | 0 | 0 | 0 | 0 | 0 | 0 | 0 | 0 | 0 | 0 | 0 | 0
Inputs_Product_Res DLC Heat-Switch.xlsx | Inputs_endUseLoadShapes_PSE.xlsx | Inputs_Global_PSE.xlsx | Inputs_Product_Res DLC Heat-Switch.xlsx | PSE | 40 | Winter | Peak | 4 | Res DLC Heat-Switch | [5 empty] | 0 | 0 | 0 | 0 | 0 | 0 | 0 | 0 | 0 | 0 | 0 | 0 | 0 | 0 | 0 | 0 | 0 | 0 | 0 | 0 | 0 | 0 | 0 | 0 | 0 | 0 | 0 | 0 | 0 | 0 | 0 | 0 | 0 | 0 | 0 | 0 | 0 | 0 | 0 | 0 | 0 | 0 | 0 | 0 | 0 | 0 | 0 | 0 | 0 | 0 | 0 | 0 | 0 | 0 | 0 | 0 | 0 | 0 | 0 | 0
Inputs_Product_Res DLC Heat-Switch.xlsx | Inputs_endUseLoadShapes_PSE.xlsx | Inputs_Global_PSE.xlsx | Inputs_Product_Res DLC Heat-Switch.xlsx | PSE | 40 | Winter | Peak | 4 | Res DLC Heat-Switch | [5 empty] | 0 | 0 | 0 | 0 | 0 | 0 | 0 | 0 | 0 | 0 | 0 | 0 | 0 | 0 | 0 | 0 | 0 | 0 | 0 | 0 | 0 | 0 | 0 | 0 | 0 | 0 | 0 | 0 | 0 | 0 | 0 | 0 | 0 | 0 | 0 | 0 | 0 | 0 | 0 | 0 | 0 | 0 | 0 | 0 | 0 | 0 | 0 | 0 | 0 | 0 | 0 | 0 | 0 | 0 | 0 | 0 | 0 | 0 | 0 | 0
Inputs_Product_Res DLC Heat-Switch.xlsx | Inputs_endUseLoadShapes_PSE.xlsx | Inputs_Global_PSE.xlsx | Inputs_Product_Res DLC Heat-Switch.xlsx | PSE | 40 | Winter | Peak | 4 | Res DLC Heat-Switch | [5 empty] | 0 | 0 | 0 | 0 | 0 | 0 | 0 | 0 | 0 | 0 | 0 | 0 | 0 | 0 | 0 | 0 | 0 | 0 | 0 | 0 | 0 | 0 | 0 | 0 | 0 | 0 | 0 | 0 | 0 | 0 | 0 | 0 | 0 | 0 | 0 | 0 | 0 | 0 | 0 | 0 | 0 | 0 | 0 | 0 | 0 | 0 | 0 | 0 | 0 | 0 | 0 | 0 | 0 | 0 | 0 | 0 | 0 | 0 | 0 | 0
Inputs_Product_Res DLC Heat-Switch.xlsx | Inputs_endUseLoadShapes_PSE.xlsx | Inputs_Global_PSE.xlsx | Inputs_Product_Res DLC Heat-Switch.xlsx | PSE | 40 | Winter | Peak | 4 | Res DLC Heat-Switch | [5 empty] | 0 | 0 | 0 | 0 | 0 | 0 | 0 | 0 | 0 | 0 | 0 | 0 | 0 | 0 | 0 | 0 | 0 | 0 | 0 | 0 | 0 | 0 | 0 | 0 | 0 | 0 | 0 | 0 | 0 | 0 | 0 | 0 | 0 | 0 | 0 | 0 | 0 | 0 | 0 | 0 | 0 | 0 | 0 | 0 | 0 | 0 | 0 | 0 | 0 | 0 | 0 | 0 | 0 | 0 | 0 | 0 | 0 | 0 | 0 | 0
Inputs_Product_Res DLC Heat-Switch.xlsx | Inputs_endUseLoadShapes_PSE.xlsx | Inputs_Global_PSE.xlsx | Inputs_Product_Res DLC Heat-Switch.xlsx | PSE | 40 | Winter | Peak | 4 | Res DLC Heat-Switch | [5 empty] | 0 | 0 | 0 | 0 | 0 | 0 | 0 | 0 | 0 | 0 | 0 | 0 | 0 | 0 | 0 | 0 | 0 | 0 | 0 | 0 | 0 | 0 | 0 | 0 | 0 | 0 | 0 | 0 | 0 | 0 | 0 | 0 | 0 | 0 | 0 | 0 | 0 | 0 | 0 | 0 | 0 | 0 | 0 | 0 | 0 | 0 | 0 | 0 | 0 | 0 | 0 | 0 | 0 | 0 | 0 | 0 | 0 | 0 | 0 | 0
Inputs_Product_Res DLC Heat-Switch.xlsx | Inputs_endUseLoadShapes_PSE.xlsx | Inputs_Global_PSE.xlsx | Inputs_Product_Res DLC Heat-Switch.xlsx | PSE | 40 | Winter | Peak | 4 | Res DLC Heat-Switch | [5 empty] | 0 | 0 | 0 | 0 | 0 | 0 | 0 | 0 | 0 | 0 | 0 | 0 | 0 | 0 | 0 | 0 | 0 | 0 | 0 | 0 | 0 | 0 | 0 | 0 | 0 | 0 | 0 | 0 | 0 | 0 | 0 | 0 | 0 | 0 | 0 | 0 | 0 | 0 | 0 | 0 | 0 | 0 | 0 | 0 | 0 | 0 | 0 | 0 | 0 | 0 | 0 | 0 | 0 | 0 | 0 | 0 | 0 | 0 | 0 | 0
Inputs_Product_Res DLC Heat-Switch.xlsx | Inputs_endUseLoadShapes_PSE.xlsx | Inputs_Global_PSE.xlsx | Inputs_Product_Res DLC Heat-Switch.xlsx | PSE | 40 | Winter | Peak | 4 | Res DLC Heat-Switch | [5 empty] | 0 | 0 | 0 | 0 | 0 | 0 | 0 | 0 | 0 | 0 | 0 | 0 | 0 | 0 | 0 | 0 | 0 | 0 | 0 | 0 | 0 | 0 | 0 | 0 | 0 | 0 | 0 | 0 | 0 | 0 | 0 | 0 | 0 | 0 | 0 | 0 | 0 | 0 | 0 | 0 | 0 | 0 | 0 | 0 | 0 | 0 | 0 | 0 | 0 | 0 | 0 | 0 | 0 | 0 | 0 | 0 | 0 | 0 | 0 | 0
Inputs_Product_Res DLC Heat-Switch.xlsx | Inputs_endUseLoadShapes_PSE.xlsx | Inputs_Global_PSE.xlsx | Inputs_Product_Res DLC Heat-Switch.xlsx | PSE | 40 | Winter | Peak | 4 | Res DLC Heat-Switch | [5 empty] | 0 | 0 | 0 | 0 | 0 | 0 | 0 | 0 | 0 | 0 | 0 | 0 | 0 | 0 | 0 | 0 | 0 | 0 | 0 | 0 | 0 | 0 | 0 | 0 | 0 | 0 | 0 | 0 | 0 | 0 | 0 | 0 | 0 | 0 | 0 | 0 | 0 | 0 | 0 | 0 | 0 | 0 | 0 | 0 | 0 | 0 | 0 | 0 | 0 | 0 | 0 | 0 | 0 | 0 | 0 | 0 | 0 | 0 | 0 | 0
Inputs_Product_Res DLC Heat-Switch.xlsx | Inputs_endUseLoadShapes_PSE.xlsx | Inputs_Global_PSE.xlsx | Inputs_Product_Res DLC Heat-Switch.xlsx | PSE | 40 | Winter | Peak | 4 | Res DLC Heat-Switch | [5 empty] | 0 | 0 | 0 | 0 | 0 | 0 | 0 | 0 | 0 | 0 | 0 | 0 | 0 | 0 | 0 | 0 | 0 | 0 | 0 | 0 | 0 | 0 | 0 | 0 | 0 | 0 | 0 | 0 | 0 | 0 | 0 | 0 | 0 | 0 | 0 | 0 | 0 | 0 | 0 | 0 | 0 | 0 | 0 | 0 | 0 | 0 | 0 | 0 | 0 | 0 | 0 | 0 | 0 | 0 | 0 | 0 | 0 | 0 | 0 | 0
Inputs_Product_Res DLC Heat-Switch.xlsx | Inputs_endUseLoadShapes_PSE.xlsx | Inputs_Global_PSE.xlsx | Inputs_Product_Res DLC Heat-Switch.xlsx | PSE | 40 | Winter | Peak | 4 | Res DLC Heat-Switch | [5 empty] | 0 | 0 | 0 | 0 | 0 | 0 | 0 | 0 | 0 | 0 | 0 | 0 | 0 | 0 | 0 | 0 | 0 | 0 | 0 | 0 | 0 | 0 | 0 | 0 | 0 | 0 | 0 | 0 | 0 | 0 | 0 | 0 | 0 | 0 | 0 | 0 | 0 | 0 | 0 | 0 | 0 | 0 | 0 | 0 | 0 | 0 | 0 | 0 | 0 | 0 | 0 | 0 | 0 | 0 | 0 | 0 | 0 | 0 | 0 | 0
Inputs_Product_Res DLC Heat-Switch.xlsx | Inputs_endUseLoadShapes_PSE.xlsx | Inputs_Global_PSE.xlsx | Inputs_Product_Res DLC Heat-Switch.xlsx | PSE | 40 | Winter | Peak | 4 | Res DLC Heat-Switch | [5 empty] | 0 | 0 | 0 | 0 | 0 | 0 | 0 | 0 | 0 | 0 | 0 | 0 | 0 | 0 | 0 | 0 | 0 | 0 | 0 | 0 | 0 | 0 | 0 | 0 | 0 | 0 | 0 | 0 | 0 | 0 | 0 | 0 | 0 | 0 | 0 | 0 | 0 | 0 | 0 | 0 | 0 | 0 | 0 | 0 | 0 | 0 | 0 | 0 | 0 | 0 | 0 | 0 | 0 | 0 | 0 | 0 | 0 | 0 | 0 | 0
Inputs_Product_Res DLC Heat-Switch.xlsx | Inputs_endUseLoadShapes_PSE.xlsx | Inputs_Global_PSE.xlsx | Inputs_Product_Res DLC Heat-Switch.xlsx | PSE | 40 | Winter | Peak | 4 | Res DLC Heat-Switch | [5 empty] | 38.9034 | 39.3399 | 39.7863 | 40.2528 | 40.725 | 41.2002 | 41.6764 | 42.1511 | 42.6229 | 43.0923 | 43.5598 | 44.0247 | 44.486 | 44.9436 | 45.3976 | 45.8486 | 46.2974 | 46.7436 | 47.187 | 47.6248 | 0 | 0 | 0 | 0 | 0 | 0 | 0 | 0 | 0 | 0 | 23785.372 | 24052.2631 | 24325.2189 | 24610.3956 | 24899.1195 | 25189.6285 | 25480.824 | 25771.0126 | 26059.4619 | 26346.4694 | 26632.3326 | 26916.5481 | 27198.5894 | 27478.3651 | 27755.9209 | 28031.6687 | 28306.0434 | 28578.8848 | 28849.9868 | 29117.6053 | 0 | 0 | 0 | 0 | 0 | 0 | 0 | 0 | 0 | 0
Inputs_Product_Res DLC Heat-Switch.xlsx | Inputs_endUseLoadShapes_PSE.xlsx | Inputs_Global_PSE.xlsx | Inputs_Product_Res DLC Heat-Switch.xlsx | PSE | 40 | Winter | Peak | 4 | Res DLC Heat-Switch | [5 empty] | 3.7944 | 3.837 | 3.8805 | 3.926 | 3.9721 | 4.0184 | 4.0649 | 4.1112 | 4.1572 | 4.203 | 4.2486 | 4.2939 | 4.3389 | 4.3835 | 4.4278 | 4.4718 | 4.5156 | 4.5591 | 4.6023 | 4.645 | 0 | 0 | 0 | 0 | 0 | 0 | 0 | 0 | 0 | 0 | 2319.8859 | 2345.9169 | 2372.5394 | 2400.3539 | 2428.5143 | 2456.8488 | 2485.2504 | 2513.5536 | 2541.6873 | 2569.6803 | 2597.5618 | 2625.2825 | 2652.7911 | 2680.0788 | 2707.15 | 2734.0448 | 2760.8057 | 2787.4171 | 2813.8588 | 2839.9607 | 0 | 0 | 0 | 0 | 0 | 0 | 0 | 0 | 0 | 0
Inputs_Product_Res DLC Heat-Switch.xlsx | Inputs_endUseLoadShapes_PSE.xlsx | Inputs_Global_PSE.xlsx | Inputs_Product_Res DLC Heat-Switch.xlsx | PSE | 40 | Winter | Peak | 4 | Res DLC Heat-Switch | [5 empty] | 0.69142 | 0.69918 | 0.70712 | 0.71541 | 0.7238 | 0.73225 | 0.74071 | 0.74915 | 0.75753 | 0.76587 | 0.77418 | 0.78245 | 0.79064 | 0.79878 | 0.80685 | 0.81486 | 0.82284 | 0.83077 | 0.83865 | 0.84643 | 0 | 0 | 0 | 0 | 0 | 0 | 0 | 0 | 0 | 0 | 422.7348 | 427.4782 | 432.3294 | 437.3978 | 442.5293 | 447.6925 | 452.8678 | 458.0253 | 463.1519 | 468.2529 | 473.3335 | 478.3848 | 483.3975 | 488.3699 | 493.3029 | 498.2037 | 503.0802 | 507.9293 | 512.7476 | 517.504 | 0 | 0 | 0 | 0 | 0 | 0 | 0 | 0 | 0 | 0
Inputs_Product_Res DLC Heat-Switch.xlsx | Inputs_endUseLoadShapes_PSE.xlsx | Inputs_Global_PSE.xlsx | Inputs_Product_Res DLC Heat-Switch.xlsx | PSE | 40 | Winter | Peak | 4 | Res DLC Heat-Switch | [5 empty] | 9.1077 | 9.2099 | 9.3144 | 9.4236 | 9.5342 | 9.6454 | 9.7569 | 9.8681 | 9.9785 | 10.0884 | 10.1979 | 10.3067 | 10.4147 | 10.5218 | 10.6281 | 10.7337 | 10.8388 | 10.9432 | 11.047 | 11.1495 | 0 | 0 | 0 | 0 | 0 | 0 | 0 | 0 | 0 | 0 | 5568.4341 | 5630.9165 | 5694.8186 | 5761.5818 | 5829.1755 | 5897.187 | 5965.3593 | 6033.2959 | 6100.8252 | 6168.017 | 6234.941 | 6301.4791 | 6367.5083 | 6433.0071 | 6497.9861 | 6562.5419 | 6626.7762 | 6690.6516 | 6754.1198 | 6816.7724 | 0 | 0 | 0 | 0 | 0 | 0 | 0 | 0 | 0 | 0
Inputs_Product_Res DLC Heat-Switch.xlsx | Inputs_endUseLoadShapes_PSE.xlsx | Inputs_Global_PSE.xlsx | Inputs_Product_Res DLC Heat-Switch.xlsx | PSE | 40 | Winter | Peak | 4 | Res DLC Heat-Switch | [5 empty] | 0 | 0 | 0 | 0 | 0 | 0 | 0 | 0 | 0 | 0 | 0 | 0 | 0 | 0 | 0 | 0 | 0 | 0 | 0 | 0 | 0 | 0 | 0 | 0 | 0 | 0 | 0 | 0 | 0 | 0 | 0 | 0 | 0 | 0 | 0 | 0 | 0 | 0 | 0 | 0 | 0 | 0 | 0 | 0 | 0 | 0 | 0 | 0 | 0 | 0 | 0 | 0 | 0 | 0 | 0 | 0 | 0 | 0 | 0 | 0
Inputs_Product_Res DLC Water Heat-Grid-Enabled.xlsx | Inputs_endUseLoadShapes_PSE.xlsx | Inputs_Global_PSE.xlsx | Inputs_Product_Res DLC Water Heat-Grid-Enabled.xlsx | PSE | 18 | Winter | Peak | 6 | Res DLC Water Heat-Grid-Enabled | Commercial | Hospital |  |  |  | 0 | 0 | 0 | 0 | 0 | 0 | 0 | 0 | 0 | 0 | 0 | 0 | 0 | 0 | 0 | 0 | 0 | 0 | 0 | 0 | 0 | 0 | 0 | 0 | 0 | 0 | 0 | 0 | 0 | 0 | 0 | 0 | 0 | 0 | 0 | 0 | 0 | 0 | 0 | 0 | 0 | 0 | 0 | 0 | 0 | 0 | 0 | 0 | 0 | 0 | 0 | 0 | 0 | 0 | 0 | 0 | 0 | 0 | 0 | 0
Inputs_Product_Res DLC Water Heat-Grid-Enabled.xlsx | Inputs_endUseLoadShapes_PSE.xlsx | Inputs_Global_PSE.xlsx | Inputs_Product_Res DLC Water Heat-Grid-Enabled.xlsx | PSE | 18 | Winter | Peak | 6 | Res DLC Water Heat-Grid-Enabled | Commercial | Large Office |  |  |  | 0 | 0 | 0 | 0 | 0 | 0 | 0 | 0 | 0 | 0 | 0 | 0 | 0 | 0 | 0 | 0 | 0 | 0 | 0 | 0 | 0 | 0 | 0 | 0 | 0 | 0 | 0 | 0 | 0 | 0 | 0 | 0 | 0 | 0 | 0 | 0 | 0 | 0 | 0 | 0 | 0 | 0 | 0 | 0 | 0 | 0 | 0 | 0 | 0 | 0 | 0 | 0 | 0 | 0 | 0 | 0 | 0 | 0 | 0 | 0
Inputs_Product_Res DLC Water Heat-Grid-Enabled.xlsx | Inputs_endUseLoadShapes_PSE.xlsx | Inputs_Global_PSE.xlsx | Inputs_Product_Res DLC Water Heat-Grid-Enabled.xlsx | PSE | 18 | Winter | Peak | 6 | Res DLC Water Heat-Grid-Enabled | Commercial | Large Retail |  |  |  | 0 | 0 | 0 | 0 | 0 | 0 | 0 | 0 | 0 | 0 | 0 | 0 | 0 | 0 | 0 | 0 | 0 | 0 | 0 | 0 | 0 | 0 | 0 | 0 | 0 | 0 | 0 | 0 | 0 | 0 | 0 | 0 | 0 | 0 | 0 | 0 | 0 | 0 | 0 | 0 | 0 | 0 | 0 | 0 | 0 | 0 | 0 | 0 | 0 | 0 | 0 | 0 | 0 | 0 | 0 | 0 | 0 | 0 | 0 | 0
Inputs_Product_Res DLC Water Heat-Grid-Enabled.xlsx | Inputs_endUseLoadShapes_PSE.xlsx | Inputs_Global_PSE.xlsx | Inputs_Product_Res DLC Water Heat-Grid-Enabled.xlsx | PSE | 18 | Winter | Peak | 6 | Res DLC Water Heat-Grid-Enabled | Commercial | Lodging |  |  |  | 0 | 0 | 0 | 0 | 0 | 0 | 0 | 0 | 0 | 0 | 0 | 0 | 0 | 0 | 0 | 0 | 0 | 0 | 0 | 0 | 0 | 0 | 0 | 0 | 0 | 0 | 0 | 0 | 0 | 0 | 0 | 0 | 0 | 0 | 0 | 0 | 0 | 0 | 0 | 0 | 0 | 0 | 0 | 0 | 0 | 0 | 0 | 0 | 0 | 0 | 0 | 0 | 0 | 0 | 0 | 0 | 0 | 0 | 0 | 0
Inputs_Product_Res DLC Water Heat-Grid-Enabled.xlsx | Inputs_endUseLoadShapes_PSE.xlsx | Inputs_Global_PSE.xlsx | Inputs_Product_Res DLC Water Heat-Grid-Enabled.xlsx | PSE | 18 | Winter | Peak | 6 | Res DLC Water Heat-Grid-Enabled | Commercial | Medium Office |  |  |  | 0 | 0 | 0 | 0 | 0 | 0 | 0 | 0 | 0 | 0 | 0 | 0 | 0 | 0 | 0 | 0 | 0 | 0 | 0 | 0 | 0 | 0 | 0 | 0 | 0 | 0 | 0 | 0 | 0 | 0 | 0 | 0 | 0 | 0 | 0 | 0 | 0 | 0 | 0 | 0 | 0 | 0 | 0 | 0 | 0 | 0 | 0 | 0 | 0 | 0 | 0 | 0 | 0 | 0 | 0 | 0 | 0 | 0 | 0 | 0
Inputs_Product_Res DLC Water Heat-Grid-Enabled.xlsx | Inputs_endUseLoadShapes_PSE.xlsx | Inputs_Global_PSE.xlsx | Inputs_Product_Res DLC Water Heat-Grid-Enabled.xlsx | PSE | 18 | Winter | Peak | 6 | Res DLC Water Heat-Grid-Enabled | Commercial | Medium Retail |  |  |  | 0 | 0 | 0 | 0 | 0 | 0 | 0 | 0 | 0 | 0 | 0 | 0 | 0 | 0 | 0 | 0 | 0 | 0 | 0 | 0 | 0 | 0 | 0 | 0 | 0 | 0 | 0 | 0 | 0 | 0 | 0 | 0 | 0 | 0 | 0 | 0 | 0 | 0 | 0 | 0 | 0 | 0 | 0 | 0 | 0 | 0 | 0 | 0 | 0 | 0 | 0 | 0 | 0 | 0 | 0 | 0 | 0 | 0 | 0 | 0
Inputs_Product_Res DLC Water Heat-Grid-Enabled.xlsx | Inputs_endUseLoadShapes_PSE.xlsx | Inputs_Global_PSE.xlsx | Inputs_Product_Res DLC Water Heat-Grid-Enabled.xlsx | PSE | 18 | Winter | Peak | 6 | Res DLC Water Heat-Grid-Enabled | Commercial | Other and Assembly |  |  |  | 0 | 0 | 0 | 0 | 0 | 0 | 0 | 0 | 0 | 0 | 0 | 0 | 0 | 0 | 0 | 0 | 0 | 0 | 0 | 0 | 0 | 0 | 0 | 0 | 0 | 0 | 0 | 0 | 0 | 0 | 0 | 0 | 0 | 0 | 0 | 0 | 0 | 0 | 0 | 0 | 0 | 0 | 0 | 0 | 0 | 0 | 0 | 0 | 0 | 0 | 0 | 0 | 0 | 0 | 0 | 0 | 0 | 0 | 0 | 0
Inputs_Product_Res DLC Water Heat-Grid-Enabled.xlsx | Inputs_endUseLoadShapes_PSE.xlsx | Inputs_Global_PSE.xlsx | Inputs_Product_Res DLC Water Heat-Grid-Enabled.xlsx | PSE | 18 | Winter | Peak | 6 | Res DLC Water Heat-Grid-Enabled | Commercial | Residential Care |  |  |  | 0 | 0 | 0 | 0 | 0 | 0 | 0 | 0 | 0 | 0 | 0 | 0 | 0 | 0 | 0 | 0 | 0 | 0 | 0 | 0 | 0 | 0 | 0 | 0 | 0 | 0 | 0 | 0 | 0 | 0 | 0 | 0 | 0 | 0 | 0 | 0 | 0 | 0 | 0 | 0 | 0 | 0 | 0 | 0 | 0 | 0 | 0 | 0 | 0 | 0 | 0 | 0 | 0 | 0 | 0 | 0 | 0 | 0 | 0 | 0
Inputs_Product_Res DLC Water Heat-Grid-Enabled.xlsx | Inputs_endUseLoadShapes_PSE.xlsx | Inputs_Global_PSE.xlsx | Inputs_Product_Res DLC Water Heat-Grid-Enabled.xlsx | PSE | 18 | Winter | Peak | 6 | Res DLC Water Heat-Grid-Enabled | Commercial | Restaurant |  |  |  | 0 | 0 | 0 | 0 | 0 | 0 | 0 | 0 | 0 | 0 | 0 | 0 | 0 | 0 | 0 | 0 | 0 | 0 | 0 | 0 | 0 | 0 | 0 | 0 | 0 | 0 | 0 | 0 | 0 | 0 | 0 | 0 | 0 | 0 | 0 | 0 | 0 | 0 | 0 | 0 | 0 | 0 | 0 | 0 | 0 | 0 | 0 | 0 | 0 | 0 | 0 | 0 | 0 | 0 | 0 | 0 | 0 | 0 | 0 | 0
Inputs_Product_Res DLC Water Heat-Grid-Enabled.xlsx | Inputs_endUseLoadShapes_PSE.xlsx | Inputs_Global_PSE.xlsx | Inputs_Product_Res DLC Water Heat-Grid-Enabled.xlsx | PSE | 18 | Winter | Peak | 6 | Res DLC Water Heat-Grid-Enabled | Commercial | School K-12 |  |  |  | 0 | 0 | 0 | 0 | 0 | 0 | 0 | 0 | 0 | 0 | 0 | 0 | 0 | 0 | 0 | 0 | 0 | 0 | 0 | 0 | 0 | 0 | 0 | 0 | 0 | 0 | 0 | 0 | 0 | 0 | 0 | 0 | 0 | 0 | 0 | 0 | 0 | 0 | 0 | 0 | 0 | 0 | 0 | 0 | 0 | 0 | 0 | 0 | 0 | 0 | 0 | 0 | 0 | 0 | 0 | 0 | 0 | 0 | 0 | 0
Inputs_Product_Res DLC Water Heat-Grid-Enabled.xlsx | Inputs_endUseLoadShapes_PSE.xlsx | Inputs_Global_PSE.xlsx | Inputs_Product_Res DLC Water Heat-Grid-Enabled.xlsx | PSE | 18 | Winter | Peak | 6 | Res DLC Water Heat-Grid-Enabled | Commercial | Small Office |  |  |  | 0 | 0 | 0 | 0 | 0 | 0 | 0 | 0 | 0 | 0 | 0 | 0 | 0 | 0 | 0 | 0 | 0 | 0 | 0 | 0 | 0 | 0 | 0 | 0 | 0 | 0 | 0 | 0 | 0 | 0 | 0 | 0 | 0 | 0 | 0 | 0 | 0 | 0 | 0 | 0 | 0 | 0 | 0 | 0 | 0 | 0 | 0 | 0 | 0 | 0 | 0 | 0 | 0 | 0 | 0 | 0 | 0 | 0 | 0 | 0
Inputs_Product_Res DLC Water Heat-Grid-Enabled.xlsx | Inputs_endUseLoadShapes_PSE.xlsx | Inputs_Global_PSE.xlsx | Inputs_Product_Res DLC Water Heat-Grid-Enabled.xlsx | PSE | 18 | Winter | Peak | 6 | Res DLC Water Heat-Grid-Enabled | Commercial | Small Retail |  |  |  | 0 | 0 | 0 | 0 | 0 | 0 | 0 | 0 | 0 | 0 | 0 | 0 | 0 | 0 | 0 | 0 | 0 | 0 | 0 | 0 | 0 | 0 | 0 | 0 | 0 | 0 | 0 | 0 | 0 | 0 | 0 | 0 | 0 | 0 | 0 | 0 | 0 | 0 | 0 | 0 | 0 | 0 | 0 | 0 | 0 | 0 | 0 | 0 | 0 | 0 | 0 | 0 | 0 | 0 | 0 | 0 | 0 | 0 | 0 | 0
Inputs_Product_Res DLC Water Heat-Grid-Enabled.xlsx | Inputs_endUseLoadShapes_PSE.xlsx | Inputs_Global_PSE.xlsx | Inputs_Product_Res DLC Water Heat-Grid-Enabled.xlsx | PSE | 18 | Winter | Peak | 6 | Res DLC Water Heat-Grid-Enabled | Commercial | Supermarket and MiniMart |  |  |  | 0 | 0 | 0 | 0 | 0 | 0 | 0 | 0 | 0 | 0 | 0 | 0 | 0 | 0 | 0 | 0 | 0 | 0 | 0 | 0 | 0 | 0 | 0 | 0 | 0 | 0 | 0 | 0 | 0 | 0 | 0 | 0 | 0 | 0 | 0 | 0 | 0 | 0 | 0 | 0 | 0 | 0 | 0 | 0 | 0 | 0 | 0 | 0 | 0 | 0 | 0 | 0 | 0 | 0 | 0 | 0 | 0 | 0 | 0 | 0
Inputs_Product_Res DLC Water Heat-Grid-Enabled.xlsx | Inputs_endUseLoadShapes_PSE.xlsx | Inputs_Global_PSE.xlsx | Inputs_Product_Res DLC Water Heat-Grid-Enabled.xlsx | PSE | 18 | Winter | Peak | 6 | Res DLC Water Heat-Grid-Enabled | Commercial | University |  |  |  | 0 | 0 | 0 | 0 | 0 | 0 | 0 | 0 | 0 | 0 | 0 | 0 | 0 | 0 | 0 | 0 | 0 | 0 | 0 | 0 | 0 | 0 | 0 | 0 | 0 | 0 | 0 | 0 | 0 | 0 | 0 | 0 | 0 | 0 | 0 | 0 | 0 | 0 | 0 | 0 | 0 | 0 | 0 | 0 | 0 | 0 | 0 | 0 | 0 | 0 | 0 | 0 | 0 | 0 | 0 | 0 | 0 | 0 | 0 | 0
Inputs_Product_Res DLC Water Heat-Grid-Enabled.xlsx | Inputs_endUseLoadShapes_PSE.xlsx | Inputs_Global_PSE.xlsx | Inputs_Product_Res DLC Water Heat-Grid-Enabled.xlsx | PSE | 18 | Winter | Peak | 6 | Res DLC Water Heat-Grid-Enabled | Commercial | Warehouse |  |  |  | 0 | 0 | 0 | 0 | 0 | 0 | 0 | 0 | 0 | 0 | 0 | 0 | 0 | 0 | 0 | 0 | 0 | 0 | 0 | 0 | 0 | 0 | 0 | 0 | 0 | 0 | 0 | 0 | 0 | 0 | 0 | 0 | 0 | 0 | 0 | 0 | 0 | 0 | 0 | 0 | 0 | 0 | 0 | 0 | 0 | 0 | 0 | 0 | 0 | 0 | 0 | 0 | 0 | 0 | 0 | 0 | 0 | 0 | 0 | 0
Inputs_Product_Res DLC Water Heat-Grid-Enabled.xlsx | Inputs_endUseLoadShapes_PSE.xlsx | Inputs_Global_PSE.xlsx | Inputs_Product_Res DLC Water Heat-Grid-Enabled.xlsx | PSE | 18 | Winter | Peak | 6 | Res DLC Water Heat-Grid-Enabled | Commercial | Xlarge Retail |  |  |  | 0 | 0 | 0 | 0 | 0 | 0 | 0 | 0 | 0 | 0 | 0 | 0 | 0 | 0 | 0 | 0 | 0 | 0 | 0 | 0 | 0 | 0 | 0 | 0 | 0 | 0 | 0 | 0 | 0 | 0 | 0 | 0 | 0 | 0 | 0 | 0 | 0 | 0 | 0 | 0 | 0 | 0 | 0 | 0 | 0 | 0 | 0 | 0 | 0 | 0 | 0 | 0 | 0 | 0 | 0 | 0 | 0 | 0 | 0 | 0
Inputs_Product_Res DLC Water Heat-Grid-Enabled.xlsx | Inputs_endUseLoadShapes_PSE.xlsx | Inputs_Global_PSE.xlsx | Inputs_Product_Res DLC Water Heat-Grid-Enabled.xlsx | PSE | 18 | Winter | Peak | 6 | Res DLC Water Heat-Grid-Enabled | Industrial | Mechanical Pulp |  |  |  | 0 | 0 | 0 | 0 | 0 | 0 | 0 | 0 | 0 | 0 | 0 | 0 | 0 | 0 | 0 | 0 | 0 | 0 | 0 | 0 | 0 | 0 | 0 | 0 | 0 | 0 | 0 | 0 | 0 | 0 | 0 | 0 | 0 | 0 | 0 | 0 | 0 | 0 | 0 | 0 | 0 | 0 | 0 | 0 | 0 | 0 | 0 | 0 | 0 | 0 | 0 | 0 | 0 | 0 | 0 | 0 | 0 | 0 | 0 | 0
Inputs_Product_Res DLC Water Heat-Grid-Enabled.xlsx | Inputs_endUseLoadShapes_PSE.xlsx | Inputs_Global_PSE.xlsx | Inputs_Product_Res DLC Water Heat-Grid-Enabled.xlsx | PSE | 18 | Winter | Peak | 6 | Res DLC Water Heat-Grid-Enabled | Industrial | Kraft Pulp |  |  |  | 0 | 0 | 0 | 0 | 0 | 0 | 0 | 0 | 0 | 0 | 0 | 0 | 0 | 0 | 0 | 0 | 0 | 0 | 0 | 0 | 0 | 0 | 0 | 0 | 0 | 0 | 0 | 0 | 0 | 0 | 0 | 0 | 0 | 0 | 0 | 0 | 0 | 0 | 0 | 0 | 0 | 0 | 0 | 0 | 0 | 0 | 0 | 0 | 0 | 0 | 0 | 0 | 0 | 0 | 0 | 0 | 0 | 0 | 0 | 0
Inputs_Product_Res DLC Water Heat-Grid-Enabled.xlsx | Inputs_endUseLoadShapes_PSE.xlsx | Inputs_Global_PSE.xlsx | Inputs_Product_Res DLC Water Heat-Grid-Enabled.xlsx | PSE | 18 | Winter | Peak | 6 | Res DLC Water Heat-Grid-Enabled | Industrial | Paper |  |  |  | 0 | 0 | 0 | 0 | 0 | 0 | 0 | 0 | 0 | 0 | 0 | 0 | 0 | 0 | 0 | 0 | 0 | 0 | 0 | 0 | 0 | 0 | 0 | 0 | 0 | 0 | 0 | 0 | 0 | 0 | 0 | 0 | 0 | 0 | 0 | 0 | 0 | 0 | 0 | 0 | 0 | 0 | 0 | 0 | 0 | 0 | 0 | 0 | 0 | 0 | 0 | 0 | 0 | 0 | 0 | 0 | 0 | 0 | 0 | 0
Inputs_Product_Res DLC Water Heat-Grid-Enabled.xlsx | Inputs_endUseLoadShapes_PSE.xlsx | Inputs_Global_PSE.xlsx | Inputs_Product_Res DLC Water Heat-Grid-Enabled.xlsx | PSE | 18 | Winter | Peak | 6 | Res DLC Water Heat-Grid-Enabled | Industrial | Foundries |  |  |  | 0 | 0 | 0 | 0 | 0 | 0 | 0 | 0 | 0 | 0 | 0 | 0 | 0 | 0 | 0 | 0 | 0 | 0 | 0 | 0 | 0 | 0 | 0 | 0 | 0 | 0 | 0 | 0 | 0 | 0 | 0 | 0 | 0 | 0 | 0 | 0 | 0 | 0 | 0 | 0 | 0 | 0 | 0 | 0 | 0 | 0 | 0 | 0 | 0 | 0 | 0 | 0 | 0 | 0 | 0 | 0 | 0 | 0 | 0 | 0
Inputs_Product_Res DLC Water Heat-Grid-Enabled.xlsx | Inputs_endUseLoadShapes_PSE.xlsx | Inputs_Global_PSE.xlsx | Inputs_Product_Res DLC Water Heat-Grid-Enabled.xlsx | PSE | 18 | Winter | Peak | 6 | Res DLC Water Heat-Grid-Enabled | Industrial | Frozen Food |  |  |  | 0 | 0 | 0 | 0 | 0 | 0 | 0 | 0 | 0 | 0 | 0 | 0 | 0 | 0 | 0 | 0 | 0 | 0 | 0 | 0 | 0 | 0 | 0 | 0 | 0 | 0 | 0 | 0 | 0 | 0 | 0 | 0 | 0 | 0 | 0 | 0 | 0 | 0 | 0 | 0 | 0 | 0 | 0 | 0 | 0 | 0 | 0 | 0 | 0 | 0 | 0 | 0 | 0 | 0 | 0 | 0 | 0 | 0 | 0 | 0
Inputs_Product_Res DLC Water Heat-Grid-Enabled.xlsx | Inputs_endUseLoadShapes_PSE.xlsx | Inputs_Global_PSE.xlsx | Inputs_Product_Res DLC Water Heat-Grid-Enabled.xlsx | PSE | 18 | Winter | Peak | 6 | Res DLC Water Heat-Grid-Enabled | Industrial | Other Food |  |  |  | 0 | 0 | 0 | 0 | 0 | 0 | 0 | 0 | 0 | 0 | 0 | 0 | 0 | 0 | 0 | 0 | 0 | 0 | 0 | 0 | 0 | 0 | 0 | 0 | 0 | 0 | 0 | 0 | 0 | 0 | 0 | 0 | 0 | 0 | 0 | 0 | 0 | 0 | 0 | 0 | 0 | 0 | 0 | 0 | 0 | 0 | 0 | 0 | 0 | 0 | 0 | 0 | 0 | 0 | 0 | 0 | 0 | 0 | 0 | 0
Inputs_Product_Res DLC Water Heat-Grid-Enabled.xlsx | Inputs_endUseLoadShapes_PSE.xlsx | Inputs_Global_PSE.xlsx | Inputs_Product_Res DLC Water Heat-Grid-Enabled.xlsx | PSE | 18 | Winter | Peak | 6 | Res DLC Water Heat-Grid-Enabled | Industrial | Wood - Lumber |  |  |  | 0 | 0 | 0 | 0 | 0 | 0 | 0 | 0 | 0 | 0 | 0 | 0 | 0 | 0 | 0 | 0 | 0 | 0 | 0 | 0 | 0 | 0 | 0 | 0 | 0 | 0 | 0 | 0 | 0 | 0 | 0 | 0 | 0 | 0 | 0 | 0 | 0 | 0 | 0 | 0 | 0 | 0 | 0 | 0 | 0 | 0 | 0 | 0 | 0 | 0 | 0 | 0 | 0 | 0 | 0 | 0 | 0 | 0 | 0 | 0
Inputs_Product_Res DLC Water Heat-Grid-Enabled.xlsx | Inputs_endUseLoadShapes_PSE.xlsx | Inputs_Global_PSE.xlsx | Inputs_Product_Res DLC Water Heat-Grid-Enabled.xlsx | PSE | 18 | Winter | Peak | 6 | Res DLC Water Heat-Grid-Enabled | Industrial | Wood - Panel |  |  |  | 0 | 0 | 0 | 0 | 0 | 0 | 0 | 0 | 0 | 0 | 0 | 0 | 0 | 0 | 0 | 0 | 0 | 0 | 0 | 0 | 0 | 0 | 0 | 0 | 0 | 0 | 0 | 0 | 0 | 0 | 0 | 0 | 0 | 0 | 0 | 0 | 0 | 0 | 0 | 0 | 0 | 0 | 0 | 0 | 0 | 0 | 0 | 0 | 0 | 0 | 0 | 0 | 0 | 0 | 0 | 0 | 0 | 0 | 0 | 0
Inputs_Product_Res DLC Water Heat-Grid-Enabled.xlsx | Inputs_endUseLoadShapes_PSE.xlsx | Inputs_Global_PSE.xlsx | Inputs_Product_Res DLC Water Heat-Grid-Enabled.xlsx | PSE | 18 | Winter | Peak | 6 | Res DLC Water Heat-Grid-Enabled | Industrial | Wood - Other |  |  |  | 0 | 0 | 0 | 0 | 0 | 0 | 0 | 0 | 0 | 0 | 0 | 0 | 0 | 0 | 0 | 0 | 0 | 0 | 0 | 0 | 0 | 0 | 0 | 0 | 0 | 0 | 0 | 0 | 0 | 0 | 0 | 0 | 0 | 0 | 0 | 0 | 0 | 0 | 0 | 0 | 0 | 0 | 0 | 0 | 0 | 0 | 0 | 0 | 0 | 0 | 0 | 0 | 0 | 0 | 0 | 0 | 0 | 0 | 0 | 0
Inputs_Product_Res DLC Water Heat-Grid-Enabled.xlsx | Inputs_endUseLoadShapes_PSE.xlsx | Inputs_Global_PSE.xlsx | Inputs_Product_Res DLC Water Heat-Grid-Enabled.xlsx | PSE | 18 | Winter | Peak | 6 | Res DLC Water Heat-Grid-Enabled | Industrial | Sugar |  |  |  | 0 | 0 | 0 | 0 | 0 | 0 | 0 | 0 | 0 | 0 | 0 | 0 | 0 | 0 | 0 | 0 | 0 | 0 | 0 | 0 | 0 | 0 | 0 | 0 | 0 | 0 | 0 | 0 | 0 | 0 | 0 | 0 | 0 | 0 | 0 | 0 | 0 | 0 | 0 | 0 | 0 | 0 | 0 | 0 | 0 | 0 | 0 | 0 | 0 | 0 | 0 | 0 | 0 | 0 | 0 | 0 | 0 | 0 | 0 | 0
Inputs_Product_Res DLC Water Heat-Grid-Enabled.xlsx | Inputs_endUseLoadShapes_PSE.xlsx | Inputs_Global_PSE.xlsx | Inputs_Product_Res DLC Water Heat-Grid-Enabled.xlsx | PSE | 18 | Winter | Peak | 6 | Res DLC Water Heat-Grid-Enabled | Industrial | Hi Tech - Chip Fab |  |  |  | 0 | 0 | 0 | 0 | 0 | 0 | 0 | 0 | 0 | 0 | 0 | 0 | 0 | 0 | 0 | 0 | 0 | 0 | 0 | 0 | 0 | 0 | 0 | 0 | 0 | 0 | 0 | 0 | 0 | 0 | 0 | 0 | 0 | 0 | 0 | 0 | 0 | 0 | 0 | 0 | 0 | 0 | 0 | 0 | 0 | 0 | 0 | 0 | 0 | 0 | 0 | 0 | 0 | 0 | 0 | 0 | 0 | 0 | 0 | 0
Inputs_Product_Res DLC Water Heat-Grid-Enabled.xlsx | Inputs_endUseLoadShapes_PSE.xlsx | Inputs_Global_PSE.xlsx | Inputs_Product_Res DLC Water Heat-Grid-Enabled.xlsx | PSE | 18 | Winter | Peak | 6 | Res DLC Water Heat-Grid-Enabled | Industrial | Hi Tech - Silicon |  |  |  | 0 | 0 | 0 | 0 | 0 | 0 | 0 | 0 | 0 | 0 | 0 | 0 | 0 | 0 | 0 | 0 | 0 | 0 | 0 | 0 | 0 | 0 | 0 | 0 | 0 | 0 | 0 | 0 | 0 | 0 | 0 | 0 | 0 | 0 | 0 | 0 | 0 | 0 | 0 | 0 | 0 | 0 | 0 | 0 | 0 | 0 | 0 | 0 | 0 | 0 | 0 | 0 | 0 | 0 | 0 | 0 | 0 | 0 | 0 | 0
Inputs_Product_Res DLC Water Heat-Grid-Enabled.xlsx | Inputs_endUseLoadShapes_PSE.xlsx | Inputs_Global_PSE.xlsx | Inputs_Product_Res DLC Water Heat-Grid-Enabled.xlsx | PSE | 18 | Winter | Peak | 6 | Res DLC Water Heat-Grid-Enabled | Industrial | Metal Fab |  |  |  | 0 | 0 | 0 | 0 | 0 | 0 | 0 | 0 | 0 | 0 | 0 | 0 | 0 | 0 | 0 | 0 | 0 | 0 | 0 | 0 | 0 | 0 | 0 | 0 | 0 | 0 | 0 | 0 | 0 | 0 | 0 | 0 | 0 | 0 | 0 | 0 | 0 | 0 | 0 | 0 | 0 | 0 | 0 | 0 | 0 | 0 | 0 | 0 | 0 | 0 | 0 | 0 | 0 | 0 | 0 | 0 | 0 | 0 | 0 | 0
Inputs_Product_Res DLC Water Heat-Grid-Enabled.xlsx | Inputs_endUseLoadShapes_PSE.xlsx | Inputs_Global_PSE.xlsx | Inputs_Product_Res DLC Water Heat-Grid-Enabled.xlsx | PSE | 18 | Winter | Peak | 6 | Res DLC Water Heat-Grid-Enabled | Industrial | Transportation, Equip |  |  |  | 0 | 0 | 0 | 0 | 0 | 0 | 0 | 0 | 0 | 0 | 0 | 0 | 0 | 0 | 0 | 0 | 0 | 0 | 0 | 0 | 0 | 0 | 0 | 0 | 0 | 0 | 0 | 0 | 0 | 0 | 0 | 0 | 0 | 0 | 0 | 0 | 0 | 0 | 0 | 0 | 0 | 0 | 0 | 0 | 0 | 0 | 0 | 0 | 0 | 0 | 0 | 0 | 0 | 0 | 0 | 0 | 0 | 0 | 0 | 0
Inputs_Product_Res DLC Water Heat-Grid-Enabled.xlsx | Inputs_endUseLoadShapes_PSE.xlsx | Inputs_Global_PSE.xlsx | Inputs_Product_Res DLC Water Heat-Grid-Enabled.xlsx | PSE | 18 | Winter | Peak | 6 | Res DLC Water Heat-Grid-Enabled | Industrial | Refinery |  |  |  | 0 | 0 | 0 | 0 | 0 | 0 | 0 | 0 | 0 | 0 | 0 | 0 | 0 | 0 | 0 | 0 | 0 | 0 | 0 | 0 | 0 | 0 | 0 | 0 | 0 | 0 | 0 | 0 | 0 | 0 | 0 | 0 | 0 | 0 | 0 | 0 | 0 | 0 | 0 | 0 | 0 | 0 | 0 | 0 | 0 | 0 | 0 | 0 | 0 | 0 | 0 | 0 | 0 | 0 | 0 | 0 | 0 | 0 | 0 | 0
Inputs_Product_Res DLC Water Heat-Grid-Enabled.xlsx | Inputs_endUseLoadShapes_PSE.xlsx | Inputs_Global_PSE.xlsx | Inputs_Product_Res DLC Water Heat-Grid-Enabled.xlsx | PSE | 18 | Winter | Peak | 6 | Res DLC Water Heat-Grid-Enabled | Industrial | Cold Storage |  |  |  | 0 | 0 | 0 | 0 | 0 | 0 | 0 | 0 | 0 | 0 | 0 | 0 | 0 | 0 | 0 | 0 | 0 | 0 | 0 | 0 | 0 | 0 | 0 | 0 | 0 | 0 | 0 | 0 | 0 | 0 | 0 | 0 | 0 | 0 | 0 | 0 | 0 | 0 | 0 | 0 | 0 | 0 | 0 | 0 | 0 | 0 | 0 | 0 | 0 | 0 | 0 | 0 | 0 | 0 | 0 | 0 | 0 | 0 | 0 | 0
Inputs_Product_Res DLC Water Heat-Grid-Enabled.xlsx | Inputs_endUseLoadShapes_PSE.xlsx | Inputs_Global_PSE.xlsx | Inputs_Product_Res DLC Water Heat-Grid-Enabled.xlsx | PSE | 18 | Winter | Peak | 6 | Res DLC Water Heat-Grid-Enabled | Industrial | Fruit Storage |  |  |  | 0 | 0 | 0 | 0 | 0 | 0 | 0 | 0 | 0 | 0 | 0 | 0 | 0 | 0 | 0 | 0 | 0 | 0 | 0 | 0 | 0 | 0 | 0 | 0 | 0 | 0 | 0 | 0 | 0 | 0 | 0 | 0 | 0 | 0 | 0 | 0 | 0 | 0 | 0 | 0 | 0 | 0 | 0 | 0 | 0 | 0 | 0 | 0 | 0 | 0 | 0 | 0 | 0 | 0 | 0 | 0 | 0 | 0 | 0 | 0
Inputs_Product_Res DLC Water Heat-Grid-Enabled.xlsx | Inputs_endUseLoadShapes_PSE.xlsx | Inputs_Global_PSE.xlsx | Inputs_Product_Res DLC Water Heat-Grid-Enabled.xlsx | PSE | 18 | Winter | Peak | 6 | Res DLC Water Heat-Grid-Enabled | Industrial | Chemical |  |  |  | 0 | 0 | 0 | 0 | 0 | 0 | 0 | 0 | 0 | 0 | 0 | 0 | 0 | 0 | 0 | 0 | 0 | 0 | 0 | 0 | 0 | 0 | 0 | 0 | 0 | 0 | 0 | 0 | 0 | 0 | 0 | 0 | 0 | 0 | 0 | 0 | 0 | 0 | 0 | 0 | 0 | 0 | 0 | 0 | 0 | 0 | 0 | 0 | 0 | 0 | 0 | 0 | 0 | 0 | 0 | 0 | 0 | 0 | 0 | 0
Inputs_Product_Res DLC Water Heat-Grid-Enabled.xlsx | Inputs_endUseLoadShapes_PSE.xlsx | Inputs_Global_PSE.xlsx | Inputs_Product_Res DLC Water Heat-Grid-Enabled.xlsx | PSE | 18 | Winter | Peak | 6 | Res DLC Water Heat-Grid-Enabled | Industrial | Misc Manf |  |  |  | 0 | 0 | 0 | 0 | 0 | 0 | 0 | 0 | 0 | 0 | 0 | 0 | 0 | 0 | 0 | 0 | 0 | 0 | 0 | 0 | 0 | 0 | 0 | 0 | 0 | 0 | 0 | 0 | 0 | 0 | 0 | 0 | 0 | 0 | 0 | 0 | 0 | 0 | 0 | 0 | 0 | 0 | 0 | 0 | 0 | 0 | 0 | 0 | 0 | 0 | 0 | 0 | 0 | 0 | 0 | 0 | 0 | 0 | 0 | 0
Inputs_Product_Res DLC Water Heat-Grid-Enabled.xlsx | Inputs_endUseLoadShapes_PSE.xlsx | Inputs_Global_PSE.xlsx | Inputs_Product_Res DLC Water Heat-Grid-Enabled.xlsx | PSE | 18 | Winter | Peak | 6 | Res DLC Water Heat-Grid-Enabled | Residential | Single Family |  |  |  | 0.54297 | 0.54906 | 0.55529 | 0.5618 | 0.56839 | 0.57502 | 0.58167 | 0.5883 | 0.59488 | 0.60143 | 0.60796 | 0.61445 | 0.62088 | 0.62727 | 0.63361 | 0.6399 | 0.64617 | 0.65239 | 0.65858 | 0.66469 | 0 | 0 | 0 | 0 | 0 | 0 | 0 | 0 | 0 | 0 | 2404.1201 | 2431.0963 | 2458.6855 | 2487.5098 | 2516.6928 | 2546.0561 | 2575.4889 | 2604.8199 | 2633.9751 | 2662.9845 | 2691.8783 | 2720.6055 | 2749.113 | 2777.3915 | 2805.4456 | 2833.317 | 2861.0496 | 2888.6272 | 2916.029 | 2943.0787 | 0 | 0 | 0 | 0 | 0 | 0 | 0 | 0 | 0 | 0
Inputs_Product_Res DLC Water Heat-Grid-Enabled.xlsx | Inputs_endUseLoadShapes_PSE.xlsx | Inputs_Global_PSE.xlsx | Inputs_Product_Res DLC Water Heat-Grid-Enabled.xlsx | PSE | 18 | Winter | Peak | 6 | Res DLC Water Heat-Grid-Enabled | Residential | Multifamily Low-Rise |  |  |  | 0.16193 | 0.16375 | 0.1656 | 0.16755 | 0.16951 | 0.17149 | 0.17347 | 0.17545 | 0.17741 | 0.17936 | 0.18131 | 0.18325 | 0.18517 | 0.18707 | 0.18896 | 0.19084 | 0.19271 | 0.19456 | 0.19641 | 0.19823 | 0 | 0 | 0 | 0 | 0 | 0 | 0 | 0 | 0 | 0 | 716.9781 | 725.0231 | 733.251 | 741.8473 | 750.5505 | 759.3075 | 768.0852 | 776.8325 | 785.5275 | 794.1789 | 802.7959 | 811.3632 | 819.8649 | 828.2984 | 836.6649 | 844.977 | 853.2476 | 861.4721 | 869.6441 | 877.7111 | 0 | 0 | 0 | 0 | 0 | 0 | 0 | 0 | 0 | 0
Inputs_Product_Res DLC Water Heat-Grid-Enabled.xlsx | Inputs_endUseLoadShapes_PSE.xlsx | Inputs_Global_PSE.xlsx | Inputs_Product_Res DLC Water Heat-Grid-Enabled.xlsx | PSE | 18 | Winter | Peak | 6 | Res DLC Water Heat-Grid-Enabled | Residential | Multifamily High-Rise |  |  |  | 0.029507 | 0.029838 | 0.030177 | 0.030531 | 0.030889 | 0.031249 | 0.03161 | 0.03197 | 0.032328 | 0.032684 | 0.033039 | 0.033391 | 0.033741 | 0.034088 | 0.034433 | 0.034775 | 0.035115 | 0.035454 | 0.03579 | 0.036122 | 0 | 0 | 0 | 0 | 0 | 0 | 0 | 0 | 0 | 0 | 130.6493 | 132.1153 | 133.6146 | 135.1811 | 136.767 | 138.3627 | 139.9622 | 141.5562 | 143.1406 | 144.717 | 146.2872 | 147.8484 | 149.3976 | 150.9344 | 152.4589 | 153.9736 | 155.4807 | 156.9794 | 158.4685 | 159.9385 | 0 | 0 | 0 | 0 | 0 | 0 | 0 | 0 | 0 | 0
Inputs_Product_Res DLC Water Heat-Grid-Enabled.xlsx | Inputs_endUseLoadShapes_PSE.xlsx | Inputs_Global_PSE.xlsx | Inputs_Product_Res DLC Water Heat-Grid-Enabled.xlsx | PSE | 18 | Winter | Peak | 6 | Res DLC Water Heat-Grid-Enabled | Residential | Manufactured |  |  |  | 0.079859 | 0.080755 | 0.081672 | 0.082629 | 0.083598 | 0.084574 | 0.085552 | 0.086526 | 0.087494 | 0.088458 | 0.089418 | 0.090372 | 0.091319 | 0.092258 | 0.09319 | 0.094116 | 0.095037 | 0.095953 | 0.096863 | 0.097762 | 0 | 0 | 0 | 0 | 0 | 0 | 0 | 0 | 0 | 0 | 353.595 | 357.5627 | 361.6204 | 365.8599 | 370.1521 | 374.4708 | 378.7997 | 383.1137 | 387.4018 | 391.6685 | 395.9182 | 400.1433 | 404.3362 | 408.4953 | 412.6215 | 416.7208 | 420.7997 | 424.8557 | 428.886 | 432.8644 | 0 | 0 | 0 | 0 | 0 | 0 | 0 | 0 | 0 | 0
Inputs_Product_Res DLC Water Heat-Grid-Enabled.xlsx | Inputs_endUseLoadShapes_PSE.xlsx | Inputs_Global_PSE.xlsx | Inputs_Product_Res DLC Water Heat-Grid-Enabled.xlsx | PSE | 18 | Winter | Peak | 6 | Res DLC Water Heat-Grid-Enabled | 0 | 0 |  |  |  | 0 | 0 | 0 | 0 | 0 | 0 | 0 | 0 | 0 | 0 | 0 | 0 | 0 | 0 | 0 | 0 | 0 | 0 | 0 | 0 | 0 | 0 | 0 | 0 | 0 | 0 | 0 | 0 | 0 | 0 | 0 | 0 | 0 | 0 | 0 | 0 | 0 | 0 | 0 | 0 | 0 | 0 | 0 | 0 | 0 | 0 | 0 | 0 | 0 | 0 | 0 | 0 | 0 | 0 | 0 | 0 | 0 | 0 | 0 | 0
Inputs_Product_Res DLC Water Heat-Grid-Enabled_v2.xlsx | Inputs_endUseLoadShapes_PSE.xlsx | Inputs_Global_PSE.xlsx | Inputs_Product_Res DLC Water Heat-Grid-Enabled_v2.xlsx | PSE | 18 | Winter | Peak | 6 | Res DLC Water Heat-Grid-Enabled | Commercial | Hospital |  |  |  | 0 | 0 | 0 | 0 | 0 | 0 | 0 | 0 | 0 | 0 | 0 | 0 | 0 | 0 | 0 | 0 | 0 | 0 | 0 | 0 | 0 | 0 | 0 | 0 | 0 | 0 | 0 | 0 | 0 | 0 | 0 | 0 | 0 | 0 | 0 | 0 | 0 | 0 | 0 | 0 | 0 | 0 | 0 | 0 | 0 | 0 | 0 | 0 | 0 | 0 | 0 | 0 | 0 | 0 | 0 | 0 | 0 | 0 | 0 | 0
Inputs_Product_Res DLC Water Heat-Grid-Enabled_v2.xlsx | Inputs_endUseLoadShapes_PSE.xlsx | Inputs_Global_PSE.xlsx | Inputs_Product_Res DLC Water Heat-Grid-Enabled_v2.xlsx | PSE | 18 | Winter | Peak | 6 | Res DLC Water Heat-Grid-Enabled | Commercial | Large Office |  |  |  | 0 | 0 | 0 | 0 | 0 | 0 | 0 | 0 | 0 | 0 | 0 | 0 | 0 | 0 | 0 | 0 | 0 | 0 | 0 | 0 | 0 | 0 | 0 | 0 | 0 | 0 | 0 | 0 | 0 | 0 | 0 | 0 | 0 | 0 | 0 | 0 | 0 | 0 | 0 | 0 | 0 | 0 | 0 | 0 | 0 | 0 | 0 | 0 | 0 | 0 | 0 | 0 | 0 | 0 | 0 | 0 | 0 | 0 | 0 | 0
Inputs_Product_Res DLC Water Heat-Grid-Enabled_v2.xlsx | Inputs_endUseLoadShapes_PSE.xlsx | Inputs_Global_PSE.xlsx | Inputs_Product_Res DLC Water Heat-Grid-Enabled_v2.xlsx | PSE | 18 | Winter | Peak | 6 | Res DLC Water Heat-Grid-Enabled | Commercial | Large Retail |  |  |  | 0 | 0 | 0 | 0 | 0 | 0 | 0 | 0 | 0 | 0 | 0 | 0 | 0 | 0 | 0 | 0 | 0 | 0 | 0 | 0 | 0 | 0 | 0 | 0 | 0 | 0 | 0 | 0 | 0 | 0 | 0 | 0 | 0 | 0 | 0 | 0 | 0 | 0 | 0 | 0 | 0 | 0 | 0 | 0 | 0 | 0 | 0 | 0 | 0 | 0 | 0 | 0 | 0 | 0 | 0 | 0 | 0 | 0 | 0 | 0
Inputs_Product_Res DLC Water Heat-Grid-Enabled_v2.xlsx | Inputs_endUseLoadShapes_PSE.xlsx | Inputs_Global_PSE.xlsx | Inputs_Product_Res DLC Water Heat-Grid-Enabled_v2.xlsx | PSE | 18 | Winter | Peak | 6 | Res DLC Water Heat-Grid-Enabled | Commercial | Lodging |  |  |  | 0 | 0 | 0 | 0 | 0 | 0 | 0 | 0 | 0 | 0 | 0 | 0 | 0 | 0 | 0 | 0 | 0 | 0 | 0 | 0 | 0 | 0 | 0 | 0 | 0 | 0 | 0 | 0 | 0 | 0 | 0 | 0 | 0 | 0 | 0 | 0 | 0 | 0 | 0 | 0 | 0 | 0 | 0 | 0 | 0 | 0 | 0 | 0 | 0 | 0 | 0 | 0 | 0 | 0 | 0 | 0 | 0 | 0 | 0 | 0
Inputs_Product_Res DLC Water Heat-Grid-Enabled_v2.xlsx | Inputs_endUseLoadShapes_PSE.xlsx | Inputs_Global_PSE.xlsx | Inputs_Product_Res DLC Water Heat-Grid-Enabled_v2.xlsx | PSE | 18 | Winter | Peak | 6 | Res DLC Water Heat-Grid-Enabled | Commercial | Medium Office |  |  |  | 0 | 0 | 0 | 0 | 0 | 0 | 0 | 0 | 0 | 0 | 0 | 0 | 0 | 0 | 0 | 0 | 0 | 0 | 0 | 0 | 0 | 0 | 0 | 0 | 0 | 0 | 0 | 0 | 0 | 0 | 0 | 0 | 0 | 0 | 0 | 0 | 0 | 0 | 0 | 0 | 0 | 0 | 0 | 0 | 0 | 0 | 0 | 0 | 0 | 0 | 0 | 0 | 0 | 0 | 0 | 0 | 0 | 0 | 0 | 0
Inputs_Product_Res DLC Water Heat-Grid-Enabled_v2.xlsx | Inputs_endUseLoadShapes_PSE.xlsx | Inputs_Global_PSE.xlsx | Inputs_Product_Res DLC Water Heat-Grid-Enabled_v2.xlsx | PSE | 18 | Winter | Peak | 6 | Res DLC Water Heat-Grid-Enabled | Commercial | Medium Retail |  |  |  | 0 | 0 | 0 | 0 | 0 | 0 | 0 | 0 | 0 | 0 | 0 | 0 | 0 | 0 | 0 | 0 | 0 | 0 | 0 | 0 | 0 | 0 | 0 | 0 | 0 | 0 | 0 | 0 | 0 | 0 | 0 | 0 | 0 | 0 | 0 | 0 | 0 | 0 | 0 | 0 | 0 | 0 | 0 | 0 | 0 | 0 | 0 | 0 | 0 | 0 | 0 | 0 | 0 | 0 | 0 | 0 | 0 | 0 | 0 | 0
Inputs_Product_Res DLC Water Heat-Grid-Enabled_v2.xlsx | Inputs_endUseLoadShapes_PSE.xlsx | Inputs_Global_PSE.xlsx | Inputs_Product_Res DLC Water Heat-Grid-Enabled_v2.xlsx | PSE | 18 | Winter | Peak | 6 | Res DLC Water Heat-Grid-Enabled | Commercial | Other and Assembly |  |  |  | 0 | 0 | 0 | 0 | 0 | 0 | 0 | 0 | 0 | 0 | 0 | 0 | 0 | 0 | 0 | 0 | 0 | 0 | 0 | 0 | 0 | 0 | 0 | 0 | 0 | 0 | 0 | 0 | 0 | 0 | 0 | 0 | 0 | 0 | 0 | 0 | 0 | 0 | 0 | 0 | 0 | 0 | 0 | 0 | 0 | 0 | 0 | 0 | 0 | 0 | 0 | 0 | 0 | 0 | 0 | 0 | 0 | 0 | 0 | 0
Inputs_Product_Res DLC Water Heat-Grid-Enabled_v2.xlsx | Inputs_endUseLoadShapes_PSE.xlsx | Inputs_Global_PSE.xlsx | Inputs_Product_Res DLC Water Heat-Grid-Enabled_v2.xlsx | PSE | 18 | Winter | Peak | 6 | Res DLC Water Heat-Grid-Enabled | Commercial | Residential Care |  |  |  | 0 | 0 | 0 | 0 | 0 | 0 | 0 | 0 | 0 | 0 | 0 | 0 | 0 | 0 | 0 | 0 | 0 | 0 | 0 | 0 | 0 | 0 | 0 | 0 | 0 | 0 | 0 | 0 | 0 | 0 | 0 | 0 | 0 | 0 | 0 | 0 | 0 | 0 | 0 | 0 | 0 | 0 | 0 | 0 | 0 | 0 | 0 | 0 | 0 | 0 | 0 | 0 | 0 | 0 | 0 | 0 | 0 | 0 | 0 | 0
Inputs_Product_Res DLC Water Heat-Grid-Enabled_v2.xlsx | Inputs_endUseLoadShapes_PSE.xlsx | Inputs_Global_PSE.xlsx | Inputs_Product_Res DLC Water Heat-Grid-Enabled_v2.xlsx | PSE | 18 | Winter | Peak | 6 | Res DLC Water Heat-Grid-Enabled | Commercial | Restaurant |  |  |  | 0 | 0 | 0 | 0 | 0 | 0 | 0 | 0 | 0 | 0 | 0 | 0 | 0 | 0 | 0 | 0 | 0 | 0 | 0 | 0 | 0 | 0 | 0 | 0 | 0 | 0 | 0 | 0 | 0 | 0 | 0 | 0 | 0 | 0 | 0 | 0 | 0 | 0 | 0 | 0 | 0 | 0 | 0 | 0 | 0 | 0 | 0 | 0 | 0 | 0 | 0 | 0 | 0 | 0 | 0 | 0 | 0 | 0 | 0 | 0
Inputs_Product_Res DLC Water Heat-Grid-Enabled_v2.xlsx | Inputs_endUseLoadShapes_PSE.xlsx | Inputs_Global_PSE.xlsx | Inputs_Product_Res DLC Water Heat-Grid-Enabled_v2.xlsx | PSE | 18 | Winter | Peak | 6 | Res DLC Water Heat-Grid-Enabled | Commercial | School K-12 |  |  |  | 0 | 0 | 0 | 0 | 0 | 0 | 0 | 0 | 0 | 0 | 0 | 0 | 0 | 0 | 0 | 0 | 0 | 0 | 0 | 0 | 0 | 0 | 0 | 0 | 0 | 0 | 0 | 0 | 0 | 0 | 0 | 0 | 0 | 0 | 0 | 0 | 0 | 0 | 0 | 0 | 0 | 0 | 0 | 0 | 0 | 0 | 0 | 0 | 0 | 0 | 0 | 0 | 0 | 0 | 0 | 0 | 0 | 0 | 0 | 0
Inputs_Product_Res DLC Water Heat-Grid-Enabled_v2.xlsx | Inputs_endUseLoadShapes_PSE.xlsx | Inputs_Global_PSE.xlsx | Inputs_Product_Res DLC Water Heat-Grid-Enabled_v2.xlsx | PSE | 18 | Winter | Peak | 6 | Res DLC Water Heat-Grid-Enabled | Commercial | Small Office |  |  |  | 0 | 0 | 0 | 0 | 0 | 0 | 0 | 0 | 0 | 0 | 0 | 0 | 0 | 0 | 0 | 0 | 0 | 0 | 0 | 0 | 0 | 0 | 0 | 0 | 0 | 0 | 0 | 0 | 0 | 0 | 0 | 0 | 0 | 0 | 0 | 0 | 0 | 0 | 0 | 0 | 0 | 0 | 0 | 0 | 0 | 0 | 0 | 0 | 0 | 0 | 0 | 0 | 0 | 0 | 0 | 0 | 0 | 0 | 0 | 0
Inputs_Product_Res DLC Water Heat-Grid-Enabled_v2.xlsx | Inputs_endUseLoadShapes_PSE.xlsx | Inputs_Global_PSE.xlsx | Inputs_Product_Res DLC Water Heat-Grid-Enabled_v2.xlsx | PSE | 18 | Winter | Peak | 6 | Res DLC Water Heat-Grid-Enabled | Commercial | Small Retail |  |  |  | 0 | 0 | 0 | 0 | 0 | 0 | 0 | 0 | 0 | 0 | 0 | 0 | 0 | 0 | 0 | 0 | 0 | 0 | 0 | 0 | 0 | 0 | 0 | 0 | 0 | 0 | 0 | 0 | 0 | 0 | 0 | 0 | 0 | 0 | 0 | 0 | 0 | 0 | 0 | 0 | 0 | 0 | 0 | 0 | 0 | 0 | 0 | 0 | 0 | 0 | 0 | 0 | 0 | 0 | 0 | 0 | 0 | 0 | 0 | 0
Inputs_Product_Res DLC Water Heat-Grid-Enabled_v2.xlsx | Inputs_endUseLoadShapes_PSE.xlsx | Inputs_Global_PSE.xlsx | Inputs_Product_Res DLC Water Heat-Grid-Enabled_v2.xlsx | PSE | 18 | Winter | Peak | 6 | Res DLC Water Heat-Grid-Enabled | Commercial | Supermarket and MiniMart |  |  |  | 0 | 0 | 0 | 0 | 0 | 0 | 0 | 0 | 0 | 0 | 0 | 0 | 0 | 0 | 0 | 0 | 0 | 0 | 0 | 0 | 0 | 0 | 0 | 0 | 0 | 0 | 0 | 0 | 0 | 0 | 0 | 0 | 0 | 0 | 0 | 0 | 0 | 0 | 0 | 0 | 0 | 0 | 0 | 0 | 0 | 0 | 0 | 0 | 0 | 0 | 0 | 0 | 0 | 0 | 0 | 0 | 0 | 0 | 0 | 0
Inputs_Product_Res DLC Water Heat-Grid-Enabled_v2.xlsx | Inputs_endUseLoadShapes_PSE.xlsx | Inputs_Global_PSE.xlsx | Inputs_Product_Res DLC Water Heat-Grid-Enabled_v2.xlsx | PSE | 18 | Winter | Peak | 6 | Res DLC Water Heat-Grid-Enabled | Commercial | University |  |  |  | 0 | 0 | 0 | 0 | 0 | 0 | 0 | 0 | 0 | 0 | 0 | 0 | 0 | 0 | 0 | 0 | 0 | 0 | 0 | 0 | 0 | 0 | 0 | 0 | 0 | 0 | 0 | 0 | 0 | 0 | 0 | 0 | 0 | 0 | 0 | 0 | 0 | 0 | 0 | 0 | 0 | 0 | 0 | 0 | 0 | 0 | 0 | 0 | 0 | 0 | 0 | 0 | 0 | 0 | 0 | 0 | 0 | 0 | 0 | 0
Inputs_Product_Res DLC Water Heat-Grid-Enabled_v2.xlsx | Inputs_endUseLoadShapes_PSE.xlsx | Inputs_Global_PSE.xlsx | Inputs_Product_Res DLC Water Heat-Grid-Enabled_v2.xlsx | PSE | 18 | Winter | Peak | 6 | Res DLC Water Heat-Grid-Enabled | Commercial | Warehouse |  |  |  | 0 | 0 | 0 | 0 | 0 | 0 | 0 | 0 | 0 | 0 | 0 | 0 | 0 | 0 | 0 | 0 | 0 | 0 | 0 | 0 | 0 | 0 | 0 | 0 | 0 | 0 | 0 | 0 | 0 | 0 | 0 | 0 | 0 | 0 | 0 | 0 | 0 | 0 | 0 | 0 | 0 | 0 | 0 | 0 | 0 | 0 | 0 | 0 | 0 | 0 | 0 | 0 | 0 | 0 | 0 | 0 | 0 | 0 | 0 | 0
Inputs_Product_Res DLC Water Heat-Grid-Enabled_v2.xlsx | Inputs_endUseLoadShapes_PSE.xlsx | Inputs_Global_PSE.xlsx | Inputs_Product_Res DLC Water Heat-Grid-Enabled_v2.xlsx | PSE | 18 | Winter | Peak | 6 | Res DLC Water Heat-Grid-Enabled | Commercial | Xlarge Retail |  |  |  | 0 | 0 | 0 | 0 | 0 | 0 | 0 | 0 | 0 | 0 | 0 | 0 | 0 | 0 | 0 | 0 | 0 | 0 | 0 | 0 | 0 | 0 | 0 | 0 | 0 | 0 | 0 | 0 | 0 | 0 | 0 | 0 | 0 | 0 | 0 | 0 | 0 | 0 | 0 | 0 | 0 | 0 | 0 | 0 | 0 | 0 | 0 | 0 | 0 | 0 | 0 | 0 | 0 | 0 | 0 | 0 | 0 | 0 | 0 | 0
Inputs_Product_Res DLC Water Heat-Grid-Enabled_v2.xlsx | Inputs_endUseLoadShapes_PSE.xlsx | Inputs_Global_PSE.xlsx | Inputs_Product_Res DLC Water Heat-Grid-Enabled_v2.xlsx | PSE | 18 | Winter | Peak | 6 | Res DLC Water Heat-Grid-Enabled | Industrial | Mechanical Pulp |  |  |  | 0 | 0 | 0 | 0 | 0 | 0 | 0 | 0 | 0 | 0 | 0 | 0 | 0 | 0 | 0 | 0 | 0 | 0 | 0 | 0 | 0 | 0 | 0 | 0 | 0 | 0 | 0 | 0 | 0 | 0 | 0 | 0 | 0 | 0 | 0 | 0 | 0 | 0 | 0 | 0 | 0 | 0 | 0 | 0 | 0 | 0 | 0 | 0 | 0 | 0 | 0 | 0 | 0 | 0 | 0 | 0 | 0 | 0 | 0 | 0
Inputs_Product_Res DLC Water Heat-Grid-Enabled_v2.xlsx | Inputs_endUseLoadShapes_PSE.xlsx | Inputs_Global_PSE.xlsx | Inputs_Product_Res DLC Water Heat-Grid-Enabled_v2.xlsx | PSE | 18 | Winter | Peak | 6 | Res DLC Water Heat-Grid-Enabled | Industrial | Kraft Pulp |  |  |  | 0 | 0 | 0 | 0 | 0 | 0 | 0 | 0 | 0 | 0 | 0 | 0 | 0 | 0 | 0 | 0 | 0 | 0 | 0 | 0 | 0 | 0 | 0 | 0 | 0 | 0 | 0 | 0 | 0 | 0 | 0 | 0 | 0 | 0 | 0 | 0 | 0 | 0 | 0 | 0 | 0 | 0 | 0 | 0 | 0 | 0 | 0 | 0 | 0 | 0 | 0 | 0 | 0 | 0 | 0 | 0 | 0 | 0 | 0 | 0
Inputs_Product_Res DLC Water Heat-Grid-Enabled_v2.xlsx | Inputs_endUseLoadShapes_PSE.xlsx | Inputs_Global_PSE.xlsx | Inputs_Product_Res DLC Water Heat-Grid-Enabled_v2.xlsx | PSE | 18 | Winter | Peak | 6 | Res DLC Water Heat-Grid-Enabled | Industrial | Paper |  |  |  | 0 | 0 | 0 | 0 | 0 | 0 | 0 | 0 | 0 | 0 | 0 | 0 | 0 | 0 | 0 | 0 | 0 | 0 | 0 | 0 | 0 | 0 | 0 | 0 | 0 | 0 | 0 | 0 | 0 | 0 | 0 | 0 | 0 | 0 | 0 | 0 | 0 | 0 | 0 | 0 | 0 | 0 | 0 | 0 | 0 | 0 | 0 | 0 | 0 | 0 | 0 | 0 | 0 | 0 | 0 | 0 | 0 | 0 | 0 | 0
Inputs_Product_Res DLC Water Heat-Grid-Enabled_v2.xlsx | Inputs_endUseLoadShapes_PSE.xlsx | Inputs_Global_PSE.xlsx | Inputs_Product_Res DLC Water Heat-Grid-Enabled_v2.xlsx | PSE | 18 | Winter | Peak | 6 | Res DLC Water Heat-Grid-Enabled | Industrial | Foundries |  |  |  | 0 | 0 | 0 | 0 | 0 | 0 | 0 | 0 | 0 | 0 | 0 | 0 | 0 | 0 | 0 | 0 | 0 | 0 | 0 | 0 | 0 | 0 | 0 | 0 | 0 | 0 | 0 | 0 | 0 | 0 | 0 | 0 | 0 | 0 | 0 | 0 | 0 | 0 | 0 | 0 | 0 | 0 | 0 | 0 | 0 | 0 | 0 | 0 | 0 | 0 | 0 | 0 | 0 | 0 | 0 | 0 | 0 | 0 | 0 | 0
Inputs_Product_Res DLC Water Heat-Grid-Enabled_v2.xlsx | Inputs_endUseLoadShapes_PSE.xlsx | Inputs_Global_PSE.xlsx | Inputs_Product_Res DLC Water Heat-Grid-Enabled_v2.xlsx | PSE | 18 | Winter | Peak | 6 | Res DLC Water Heat-Grid-Enabled | Industrial | Frozen Food |  |  |  | 0 | 0 | 0 | 0 | 0 | 0 | 0 | 0 | 0 | 0 | 0 | 0 | 0 | 0 | 0 | 0 | 0 | 0 | 0 | 0 | 0 | 0 | 0 | 0 | 0 | 0 | 0 | 0 | 0 | 0 | 0 | 0 | 0 | 0 | 0 | 0 | 0 | 0 | 0 | 0 | 0 | 0 | 0 | 0 | 0 | 0 | 0 | 0 | 0 | 0 | 0 | 0 | 0 | 0 | 0 | 0 | 0 | 0 | 0 | 0
Inputs_Product_Res DLC Water Heat-Grid-Enabled_v2.xlsx | Inputs_endUseLoadShapes_PSE.xlsx | Inputs_Global_PSE.xlsx | Inputs_Product_Res DLC Water Heat-Grid-Enabled_v2.xlsx | PSE | 18 | Winter | Peak | 6 | Res DLC Water Heat-Grid-Enabled | Industrial | Other Food |  |  |  | 0 | 0 | 0 | 0 | 0 | 0 | 0 | 0 | 0 | 0 | 0 | 0 | 0 | 0 | 0 | 0 | 0 | 0 | 0 | 0 | 0 | 0 | 0 | 0 | 0 | 0 | 0 | 0 | 0 | 0 | 0 | 0 | 0 | 0 | 0 | 0 | 0 | 0 | 0 | 0 | 0 | 0 | 0 | 0 | 0 | 0 | 0 | 0 | 0 | 0 | 0 | 0 | 0 | 0 | 0 | 0 | 0 | 0 | 0 | 0
Inputs_Product_Res DLC Water Heat-Grid-Enabled_v2.xlsx | Inputs_endUseLoadShapes_PSE.xlsx | Inputs_Global_PSE.xlsx | Inputs_Product_Res DLC Water Heat-Grid-Enabled_v2.xlsx | PSE | 18 | Winter | Peak | 6 | Res DLC Water Heat-Grid-Enabled | Industrial | Wood - Lumber |  |  |  | 0 | 0 | 0 | 0 | 0 | 0 | 0 | 0 | 0 | 0 | 0 | 0 | 0 | 0 | 0 | 0 | 0 | 0 | 0 | 0 | 0 | 0 | 0 | 0 | 0 | 0 | 0 | 0 | 0 | 0 | 0 | 0 | 0 | 0 | 0 | 0 | 0 | 0 | 0 | 0 | 0 | 0 | 0 | 0 | 0 | 0 | 0 | 0 | 0 | 0 | 0 | 0 | 0 | 0 | 0 | 0 | 0 | 0 | 0 | 0
Inputs_Product_Res DLC Water Heat-Grid-Enabled_v2.xlsx | Inputs_endUseLoadShapes_PSE.xlsx | Inputs_Global_PSE.xlsx | Inputs_Product_Res DLC Water Heat-Grid-Enabled_v2.xlsx | PSE | 18 | Winter | Peak | 6 | Res DLC Water Heat-Grid-Enabled | Industrial | Wood - Panel |  |  |  | 0 | 0 | 0 | 0 | 0 | 0 | 0 | 0 | 0 | 0 | 0 | 0 | 0 | 0 | 0 | 0 | 0 | 0 | 0 | 0 | 0 | 0 | 0 | 0 | 0 | 0 | 0 | 0 | 0 | 0 | 0 | 0 | 0 | 0 | 0 | 0 | 0 | 0 | 0 | 0 | 0 | 0 | 0 | 0 | 0 | 0 | 0 | 0 | 0 | 0 | 0 | 0 | 0 | 0 | 0 | 0 | 0 | 0 | 0 | 0
Inputs_Product_Res DLC Water Heat-Grid-Enabled_v2.xlsx | Inputs_endUseLoadShapes_PSE.xlsx | Inputs_Global_PSE.xlsx | Inputs_Product_Res DLC Water Heat-Grid-Enabled_v2.xlsx | PSE | 18 | Winter | Peak | 6 | Res DLC Water Heat-Grid-Enabled | Industrial | Wood - Other |  |  |  | 0 | 0 | 0 | 0 | 0 | 0 | 0 | 0 | 0 | 0 | 0 | 0 | 0 | 0 | 0 | 0 | 0 | 0 | 0 | 0 | 0 | 0 | 0 | 0 | 0 | 0 | 0 | 0 | 0 | 0 | 0 | 0 | 0 | 0 | 0 | 0 | 0 | 0 | 0 | 0 | 0 | 0 | 0 | 0 | 0 | 0 | 0 | 0 | 0 | 0 | 0 | 0 | 0 | 0 | 0 | 0 | 0 | 0 | 0 | 0
Inputs_Product_Res DLC Water Heat-Grid-Enabled_v2.xlsx | Inputs_endUseLoadShapes_PSE.xlsx | Inputs_Global_PSE.xlsx | Inputs_Product_Res DLC Water Heat-Grid-Enabled_v2.xlsx | PSE | 18 | Winter | Peak | 6 | Res DLC Water Heat-Grid-Enabled | Industrial | Sugar |  |  |  | 0 | 0 | 0 | 0 | 0 | 0 | 0 | 0 | 0 | 0 | 0 | 0 | 0 | 0 | 0 | 0 | 0 | 0 | 0 | 0 | 0 | 0 | 0 | 0 | 0 | 0 | 0 | 0 | 0 | 0 | 0 | 0 | 0 | 0 | 0 | 0 | 0 | 0 | 0 | 0 | 0 | 0 | 0 | 0 | 0 | 0 | 0 | 0 | 0 | 0 | 0 | 0 | 0 | 0 | 0 | 0 | 0 | 0 | 0 | 0
Inputs_Product_Res DLC Water Heat-Grid-Enabled_v2.xlsx | Inputs_endUseLoadShapes_PSE.xlsx | Inputs_Global_PSE.xlsx | Inputs_Product_Res DLC Water Heat-Grid-Enabled_v2.xlsx | PSE | 18 | Winter | Peak | 6 | Res DLC Water Heat-Grid-Enabled | Industrial | Hi Tech - Chip Fab |  |  |  | 0 | 0 | 0 | 0 | 0 | 0 | 0 | 0 | 0 | 0 | 0 | 0 | 0 | 0 | 0 | 0 | 0 | 0 | 0 | 0 | 0 | 0 | 0 | 0 | 0 | 0 | 0 | 0 | 0 | 0 | 0 | 0 | 0 | 0 | 0 | 0 | 0 | 0 | 0 | 0 | 0 | 0 | 0 | 0 | 0 | 0 | 0 | 0 | 0 | 0 | 0 | 0 | 0 | 0 | 0 | 0 | 0 | 0 | 0 | 0
Inputs_Product_Res DLC Water Heat-Grid-Enabled_v2.xlsx | Inputs_endUseLoadShapes_PSE.xlsx | Inputs_Global_PSE.xlsx | Inputs_Product_Res DLC Water Heat-Grid-Enabled_v2.xlsx | PSE | 18 | Winter | Peak | 6 | Res DLC Water Heat-Grid-Enabled | Industrial | Hi Tech - Silicon |  |  |  | 0 | 0 | 0 | 0 | 0 | 0 | 0 | 0 | 0 | 0 | 0 | 0 | 0 | 0 | 0 | 0 | 0 | 0 | 0 | 0 | 0 | 0 | 0 | 0 | 0 | 0 | 0 | 0 | 0 | 0 | 0 | 0 | 0 | 0 | 0 | 0 | 0 | 0 | 0 | 0 | 0 | 0 | 0 | 0 | 0 | 0 | 0 | 0 | 0 | 0 | 0 | 0 | 0 | 0 | 0 | 0 | 0 | 0 | 0 | 0
Inputs_Product_Res DLC Water Heat-Grid-Enabled_v2.xlsx | Inputs_endUseLoadShapes_PSE.xlsx | Inputs_Global_PSE.xlsx | Inputs_Product_Res DLC Water Heat-Grid-Enabled_v2.xlsx | PSE | 18 | Winter | Peak | 6 | Res DLC Water Heat-Grid-Enabled | Industrial | Metal Fab |  |  |  | 0 | 0 | 0 | 0 | 0 | 0 | 0 | 0 | 0 | 0 | 0 | 0 | 0 | 0 | 0 | 0 | 0 | 0 | 0 | 0 | 0 | 0 | 0 | 0 | 0 | 0 | 0 | 0 | 0 | 0 | 0 | 0 | 0 | 0 | 0 | 0 | 0 | 0 | 0 | 0 | 0 | 0 | 0 | 0 | 0 | 0 | 0 | 0 | 0 | 0 | 0 | 0 | 0 | 0 | 0 | 0 | 0 | 0 | 0 | 0
Inputs_Product_Res DLC Water Heat-Grid-Enabled_v2.xlsx | Inputs_endUseLoadShapes_PSE.xlsx | Inputs_Global_PSE.xlsx | Inputs_Product_Res DLC Water Heat-Grid-Enabled_v2.xlsx | PSE | 18 | Winter | Peak | 6 | Res DLC Water Heat-Grid-Enabled | Industrial | Transportation, Equip |  |  |  | 0 | 0 | 0 | 0 | 0 | 0 | 0 | 0 | 0 | 0 | 0 | 0 | 0 | 0 | 0 | 0 | 0 | 0 | 0 | 0 | 0 | 0 | 0 | 0 | 0 | 0 | 0 | 0 | 0 | 0 | 0 | 0 | 0 | 0 | 0 | 0 | 0 | 0 | 0 | 0 | 0 | 0 | 0 | 0 | 0 | 0 | 0 | 0 | 0 | 0 | 0 | 0 | 0 | 0 | 0 | 0 | 0 | 0 | 0 | 0
Inputs_Product_Res DLC Water Heat-Grid-Enabled_v2.xlsx | Inputs_endUseLoadShapes_PSE.xlsx | Inputs_Global_PSE.xlsx | Inputs_Product_Res DLC Water Heat-Grid-Enabled_v2.xlsx | PSE | 18 | Winter | Peak | 6 | Res DLC Water Heat-Grid-Enabled | Industrial | Refinery |  |  |  | 0 | 0 | 0 | 0 | 0 | 0 | 0 | 0 | 0 | 0 | 0 | 0 | 0 | 0 | 0 | 0 | 0 | 0 | 0 | 0 | 0 | 0 | 0 | 0 | 0 | 0 | 0 | 0 | 0 | 0 | 0 | 0 | 0 | 0 | 0 | 0 | 0 | 0 | 0 | 0 | 0 | 0 | 0 | 0 | 0 | 0 | 0 | 0 | 0 | 0 | 0 | 0 | 0 | 0 | 0 | 0 | 0 | 0 | 0 | 0
Inputs_Product_Res DLC Water Heat-Grid-Enabled_v2.xlsx | Inputs_endUseLoadShapes_PSE.xlsx | Inputs_Global_PSE.xlsx | Inputs_Product_Res DLC Water Heat-Grid-Enabled_v2.xlsx | PSE | 18 | Winter | Peak | 6 | Res DLC Water Heat-Grid-Enabled | Industrial | Cold Storage |  |  |  | 0 | 0 | 0 | 0 | 0 | 0 | 0 | 0 | 0 | 0 | 0 | 0 | 0 | 0 | 0 | 0 | 0 | 0 | 0 | 0 | 0 | 0 | 0 | 0 | 0 | 0 | 0 | 0 | 0 | 0 | 0 | 0 | 0 | 0 | 0 | 0 | 0 | 0 | 0 | 0 | 0 | 0 | 0 | 0 | 0 | 0 | 0 | 0 | 0 | 0 | 0 | 0 | 0 | 0 | 0 | 0 | 0 | 0 | 0 | 0
Inputs_Product_Res DLC Water Heat-Grid-Enabled_v2.xlsx | Inputs_endUseLoadShapes_PSE.xlsx | Inputs_Global_PSE.xlsx | Inputs_Product_Res DLC Water Heat-Grid-Enabled_v2.xlsx | PSE | 18 | Winter | Peak | 6 | Res DLC Water Heat-Grid-Enabled | Industrial | Fruit Storage |  |  |  | 0 | 0 | 0 | 0 | 0 | 0 | 0 | 0 | 0 | 0 | 0 | 0 | 0 | 0 | 0 | 0 | 0 | 0 | 0 | 0 | 0 | 0 | 0 | 0 | 0 | 0 | 0 | 0 | 0 | 0 | 0 | 0 | 0 | 0 | 0 | 0 | 0 | 0 | 0 | 0 | 0 | 0 | 0 | 0 | 0 | 0 | 0 | 0 | 0 | 0 | 0 | 0 | 0 | 0 | 0 | 0 | 0 | 0 | 0 | 0
Inputs_Product_Res DLC Water Heat-Grid-Enabled_v2.xlsx | Inputs_endUseLoadShapes_PSE.xlsx | Inputs_Global_PSE.xlsx | Inputs_Product_Res DLC Water Heat-Grid-Enabled_v2.xlsx | PSE | 18 | Winter | Peak | 6 | Res DLC Water Heat-Grid-Enabled | Industrial | Chemical |  |  |  | 0 | 0 | 0 | 0 | 0 | 0 | 0 | 0 | 0 | 0 | 0 | 0 | 0 | 0 | 0 | 0 | 0 | 0 | 0 | 0 | 0 | 0 | 0 | 0 | 0 | 0 | 0 | 0 | 0 | 0 | 0 | 0 | 0 | 0 | 0 | 0 | 0 | 0 | 0 | 0 | 0 | 0 | 0 | 0 | 0 | 0 | 0 | 0 | 0 | 0 | 0 | 0 | 0 | 0 | 0 | 0 | 0 | 0 | 0 | 0
Inputs_Product_Res DLC Water Heat-Grid-Enabled_v2.xlsx | Inputs_endUseLoadShapes_PSE.xlsx | Inputs_Global_PSE.xlsx | Inputs_Product_Res DLC Water Heat-Grid-Enabled_v2.xlsx | PSE | 18 | Winter | Peak | 6 | Res DLC Water Heat-Grid-Enabled | Industrial | Misc Manf |  |  |  | 0 | 0 | 0 | 0 | 0 | 0 | 0 | 0 | 0 | 0 | 0 | 0 | 0 | 0 | 0 | 0 | 0 | 0 | 0 | 0 | 0 | 0 | 0 | 0 | 0 | 0 | 0 | 0 | 0 | 0 | 0 | 0 | 0 | 0 | 0 | 0 | 0 | 0 | 0 | 0 | 0 | 0 | 0 | 0 | 0 | 0 | 0 | 0 | 0 | 0 | 0 | 0 | 0 | 0 | 0 | 0 | 0 | 0 | 0 | 0
Inputs_Product_Res DLC Water Heat-Grid-Enabled_v2.xlsx | Inputs_endUseLoadShapes_PSE.xlsx | Inputs_Global_PSE.xlsx | Inputs_Product_Res DLC Water Heat-Grid-Enabled_v2.xlsx | PSE | 18 | Winter | Peak | 6 | Res DLC Water Heat-Grid-Enabled | Residential | Single Family |  |  |  | 3.0406 | 3.0747 | 3.1096 | 3.1461 | 3.183 | 3.2201 | 3.2574 | 3.2945 | 3.3313 | 3.368 | 3.4046 | 3.4409 | 3.477 | 3.5127 | 3.5482 | 3.5835 | 3.6185 | 3.6534 | 3.6881 | 3.7223 | 0 | 0 | 0 | 0 | 0 | 0 | 0 | 0 | 0 | 0 | 13463.0727 | 13614.1392 | 13768.6385 | 13930.0552 | 14093.4796 | 14257.9144 | 14422.7379 | 14586.9914 | 14750.2603 | 14912.7133 | 15074.5185 | 15235.391 | 15395.033 | 15553.3925 | 15710.4955 | 15866.5752 | 16021.8776 | 16176.3122 | 16329.7622 | 16481.2405 | 0 | 0 | 0 | 0 | 0 | 0 | 0 | 0 | 0 | 0
Inputs_Product_Res DLC Water Heat-Grid-Enabled_v2.xlsx | Inputs_endUseLoadShapes_PSE.xlsx | Inputs_Global_PSE.xlsx | Inputs_Product_Res DLC Water Heat-Grid-Enabled_v2.xlsx | PSE | 18 | Winter | Peak | 6 | Res DLC Water Heat-Grid-Enabled | Residential | Multifamily Low-Rise |  |  |  | 0.9068 | 0.91698 | 0.92738 | 0.93825 | 0.94926 | 0.96034 | 0.97144 | 0.9825 | 0.9935 | 1.0044 | 1.0153 | 1.0262 | 1.0369 | 1.0476 | 1.0582 | 1.0687 | 1.0791 | 1.0896 | 1.0999 | 1.1101 | 0 | 0 | 0 | 0 | 0 | 0 | 0 | 0 | 0 | 0 | 4015.0772 | 4060.1296 | 4106.2058 | 4154.3449 | 4203.0827 | 4252.122 | 4301.2771 | 4350.2622 | 4398.9537 | 4447.4019 | 4495.6569 | 4543.6337 | 4591.2436 | 4638.4709 | 4685.3236 | 4731.8711 | 4778.1867 | 4824.2436 | 4870.0068 | 4915.182 | 0 | 0 | 0 | 0 | 0 | 0 | 0 | 0 | 0 | 0
Inputs_Product_Res DLC Water Heat-Grid-Enabled_v2.xlsx | Inputs_endUseLoadShapes_PSE.xlsx | Inputs_Global_PSE.xlsx | Inputs_Product_Res DLC Water Heat-Grid-Enabled_v2.xlsx | PSE | 18 | Winter | Peak | 6 | Res DLC Water Heat-Grid-Enabled | Residential | Multifamily High-Rise |  |  |  | 0.16524 | 0.16709 | 0.16899 | 0.17097 | 0.17298 | 0.17499 | 0.17702 | 0.17903 | 0.18104 | 0.18303 | 0.18502 | 0.18699 | 0.18895 | 0.19089 | 0.19282 | 0.19474 | 0.19664 | 0.19854 | 0.20042 | 0.20228 | 0 | 0 | 0 | 0 | 0 | 0 | 0 | 0 | 0 | 0 | 731.6363 | 739.8458 | 748.2419 | 757.014 | 765.8951 | 774.8311 | 783.7883 | 792.7144 | 801.5871 | 810.4155 | 819.2086 | 827.951 | 836.6266 | 845.2325 | 853.7701 | 862.2521 | 870.6918 | 879.0844 | 887.4235 | 895.6554 | 0 | 0 | 0 | 0 | 0 | 0 | 0 | 0 | 0 | 0
Inputs_Product_Res DLC Water Heat-Grid-Enabled_v2.xlsx | Inputs_endUseLoadShapes_PSE.xlsx | Inputs_Global_PSE.xlsx | Inputs_Product_Res DLC Water Heat-Grid-Enabled_v2.xlsx | PSE | 18 | Winter | Peak | 6 | Res DLC Water Heat-Grid-Enabled | Residential | Manufactured |  |  |  | 0.44721 | 0.45223 | 0.45736 | 0.46272 | 0.46815 | 0.47361 | 0.47909 | 0.48454 | 0.48997 | 0.49536 | 0.50074 | 0.50608 | 0.51139 | 0.51665 | 0.52186 | 0.52705 | 0.53221 | 0.53734 | 0.54244 | 0.54747 | 0 | 0 | 0 | 0 | 0 | 0 | 0 | 0 | 0 | 0 | 1980.1322 | 2002.3509 | 2025.0745 | 2048.8154 | 2072.8517 | 2097.0366 | 2121.2786 | 2145.4368 | 2169.4502 | 2193.3436 | 2217.1417 | 2240.8026 | 2264.2826 | 2287.5739 | 2310.6804 | 2333.6364 | 2356.4781 | 2379.1921 | 2401.7614 | 2424.0406 | 0 | 0 | 0 | 0 | 0 | 0 | 0 | 0 | 0 | 0
Inputs_Product_Res DLC Water Heat-Grid-Enabled_v2.xlsx | Inputs_endUseLoadShapes_PSE.xlsx | Inputs_Global_PSE.xlsx | Inputs_Product_Res DLC Water Heat-Grid-Enabled_v2.xlsx | PSE | 18 | Winter | Peak | 6 | Res DLC Water Heat-Grid-Enabled | 0 | 0 |  |  |  | 0 | 0 | 0 | 0 | 0 | 0 | 0 | 0 | 0 | 0 | 0 | 0 | 0 | 0 | 0 | 0 | 0 | 0 | 0 | 0 | 0 | 0 | 0 | 0 | 0 | 0 | 0 | 0 | 0 | 0 | 0 | 0 | 0 | 0 | 0 | 0 | 0 | 0 | 0 | 0 | 0 | 0 | 0 | 0 | 0 | 0 | 0 | 0 | 0 | 0 | 0 | 0 | 0 | 0 | 0 | 0 | 0 | 0 | 0 | 0
Inputs_Product_Res DLC Water Heat-Switch.xlsx | Inputs_endUseLoadShapes_PSE.xlsx | Inputs_Global_PSE.xlsx | Inputs_Product_Res DLC Water Heat-Switch.xlsx | PSE | 18 | Winter | Peak | 6 | Res DLC Water Heat-Switch | [5 empty] | 0 | 0 | 0 | 0 | 0 | 0 | 0 | 0 | 0 | 0 | 0 | 0 | 0 | 0 | 0 | 0 | 0 | 0 | 0 | 0 | 0 | 0 | 0 | 0 | 0 | 0 | 0 | 0 | 0 | 0 | 0 | 0 | 0 | 0 | 0 | 0 | 0 | 0 | 0 | 0 | 0 | 0 | 0 | 0 | 0 | 0 | 0 | 0 | 0 | 0 | 0 | 0 | 0 | 0 | 0 | 0 | 0 | 0 | 0 | 0
Inputs_Product_Res DLC Water Heat-Switch.xlsx | Inputs_endUseLoadShapes_PSE.xlsx | Inputs_Global_PSE.xlsx | Inputs_Product_Res DLC Water Heat-Switch.xlsx | PSE | 18 | Winter | Peak | 6 | Res DLC Water Heat-Switch | [5 empty] | 0 | 0 | 0 | 0 | 0 | 0 | 0 | 0 | 0 | 0 | 0 | 0 | 0 | 0 | 0 | 0 | 0 | 0 | 0 | 0 | 0 | 0 | 0 | 0 | 0 | 0 | 0 | 0 | 0 | 0 | 0 | 0 | 0 | 0 | 0 | 0 | 0 | 0 | 0 | 0 | 0 | 0 | 0 | 0 | 0 | 0 | 0 | 0 | 0 | 0 | 0 | 0 | 0 | 0 | 0 | 0 | 0 | 0 | 0 | 0
Inputs_Product_Res DLC Water Heat-Switch.xlsx | Inputs_endUseLoadShapes_PSE.xlsx | Inputs_Global_PSE.xlsx | Inputs_Product_Res DLC Water Heat-Switch.xlsx | PSE | 18 | Winter | Peak | 6 | Res DLC Water Heat-Switch | [5 empty] | 0 | 0 | 0 | 0 | 0 | 0 | 0 | 0 | 0 | 0 | 0 | 0 | 0 | 0 | 0 | 0 | 0 | 0 | 0 | 0 | 0 | 0 | 0 | 0 | 0 | 0 | 0 | 0 | 0 | 0 | 0 | 0 | 0 | 0 | 0 | 0 | 0 | 0 | 0 | 0 | 0 | 0 | 0 | 0 | 0 | 0 | 0 | 0 | 0 | 0 | 0 | 0 | 0 | 0 | 0 | 0 | 0 | 0 | 0 | 0
Inputs_Product_Res DLC Water Heat-Switch.xlsx | Inputs_endUseLoadShapes_PSE.xlsx | Inputs_Global_PSE.xlsx | Inputs_Product_Res DLC Water Heat-Switch.xlsx | PSE | 18 | Winter | Peak | 6 | Res DLC Water Heat-Switch | [5 empty] | 0 | 0 | 0 | 0 | 0 | 0 | 0 | 0 | 0 | 0 | 0 | 0 | 0 | 0 | 0 | 0 | 0 | 0 | 0 | 0 | 0 | 0 | 0 | 0 | 0 | 0 | 0 | 0 | 0 | 0 | 0 | 0 | 0 | 0 | 0 | 0 | 0 | 0 | 0 | 0 | 0 | 0 | 0 | 0 | 0 | 0 | 0 | 0 | 0 | 0 | 0 | 0 | 0 | 0 | 0 | 0 | 0 | 0 | 0 | 0
Inputs_Product_Res DLC Water Heat-Switch.xlsx | Inputs_endUseLoadShapes_PSE.xlsx | Inputs_Global_PSE.xlsx | Inputs_Product_Res DLC Water Heat-Switch.xlsx | PSE | 18 | Winter | Peak | 6 | Res DLC Water Heat-Switch | [5 empty] | 0 | 0 | 0 | 0 | 0 | 0 | 0 | 0 | 0 | 0 | 0 | 0 | 0 | 0 | 0 | 0 | 0 | 0 | 0 | 0 | 0 | 0 | 0 | 0 | 0 | 0 | 0 | 0 | 0 | 0 | 0 | 0 | 0 | 0 | 0 | 0 | 0 | 0 | 0 | 0 | 0 | 0 | 0 | 0 | 0 | 0 | 0 | 0 | 0 | 0 | 0 | 0 | 0 | 0 | 0 | 0 | 0 | 0 | 0 | 0
Inputs_Product_Res DLC Water Heat-Switch.xlsx | Inputs_endUseLoadShapes_PSE.xlsx | Inputs_Global_PSE.xlsx | Inputs_Product_Res DLC Water Heat-Switch.xlsx | PSE | 18 | Winter | Peak | 6 | Res DLC Water Heat-Switch | [5 empty] | 0 | 0 | 0 | 0 | 0 | 0 | 0 | 0 | 0 | 0 | 0 | 0 | 0 | 0 | 0 | 0 | 0 | 0 | 0 | 0 | 0 | 0 | 0 | 0 | 0 | 0 | 0 | 0 | 0 | 0 | 0 | 0 | 0 | 0 | 0 | 0 | 0 | 0 | 0 | 0 | 0 | 0 | 0 | 0 | 0 | 0 | 0 | 0 | 0 | 0 | 0 | 0 | 0 | 0 | 0 | 0 | 0 | 0 | 0 | 0
Inputs_Product_Res DLC Water Heat-Switch.xlsx | Inputs_endUseLoadShapes_PSE.xlsx | Inputs_Global_PSE.xlsx | Inputs_Product_Res DLC Water Heat-Switch.xlsx | PSE | 18 | Winter | Peak | 6 | Res DLC Water Heat-Switch | [5 empty] | 0 | 0 | 0 | 0 | 0 | 0 | 0 | 0 | 0 | 0 | 0 | 0 | 0 | 0 | 0 | 0 | 0 | 0 | 0 | 0 | 0 | 0 | 0 | 0 | 0 | 0 | 0 | 0 | 0 | 0 | 0 | 0 | 0 | 0 | 0 | 0 | 0 | 0 | 0 | 0 | 0 | 0 | 0 | 0 | 0 | 0 | 0 | 0 | 0 | 0 | 0 | 0 | 0 | 0 | 0 | 0 | 0 | 0 | 0 | 0
Inputs_Product_Res DLC Water Heat-Switch.xlsx | Inputs_endUseLoadShapes_PSE.xlsx | Inputs_Global_PSE.xlsx | Inputs_Product_Res DLC Water Heat-Switch.xlsx | PSE | 18 | Winter | Peak | 6 | Res DLC Water Heat-Switch | [5 empty] | 0 | 0 | 0 | 0 | 0 | 0 | 0 | 0 | 0 | 0 | 0 | 0 | 0 | 0 | 0 | 0 | 0 | 0 | 0 | 0 | 0 | 0 | 0 | 0 | 0 | 0 | 0 | 0 | 0 | 0 | 0 | 0 | 0 | 0 | 0 | 0 | 0 | 0 | 0 | 0 | 0 | 0 | 0 | 0 | 0 | 0 | 0 | 0 | 0 | 0 | 0 | 0 | 0 | 0 | 0 | 0 | 0 | 0 | 0 | 0
Inputs_Product_Res DLC Water Heat-Switch.xlsx | Inputs_endUseLoadShapes_PSE.xlsx | Inputs_Global_PSE.xlsx | Inputs_Product_Res DLC Water Heat-Switch.xlsx | PSE | 18 | Winter | Peak | 6 | Res DLC Water Heat-Switch | [5 empty] | 0 | 0 | 0 | 0 | 0 | 0 | 0 | 0 | 0 | 0 | 0 | 0 | 0 | 0 | 0 | 0 | 0 | 0 | 0 | 0 | 0 | 0 | 0 | 0 | 0 | 0 | 0 | 0 | 0 | 0 | 0 | 0 | 0 | 0 | 0 | 0 | 0 | 0 | 0 | 0 | 0 | 0 | 0 | 0 | 0 | 0 | 0 | 0 | 0 | 0 | 0 | 0 | 0 | 0 | 0 | 0 | 0 | 0 | 0 | 0
Inputs_Product_Res DLC Water Heat-Switch.xlsx | Inputs_endUseLoadShapes_PSE.xlsx | Inputs_Global_PSE.xlsx | Inputs_Product_Res DLC Water Heat-Switch.xlsx | PSE | 18 | Winter | Peak | 6 | Res DLC Water Heat-Switch | [5 empty] | 0 | 0 | 0 | 0 | 0 | 0 | 0 | 0 | 0 | 0 | 0 | 0 | 0 | 0 | 0 | 0 | 0 | 0 | 0 | 0 | 0 | 0 | 0 | 0 | 0 | 0 | 0 | 0 | 0 | 0 | 0 | 0 | 0 | 0 | 0 | 0 | 0 | 0 | 0 | 0 | 0 | 0 | 0 | 0 | 0 | 0 | 0 | 0 | 0 | 0 | 0 | 0 | 0 | 0 | 0 | 0 | 0 | 0 | 0 | 0
Inputs_Product_Res DLC Water Heat-Switch.xlsx | Inputs_endUseLoadShapes_PSE.xlsx | Inputs_Global_PSE.xlsx | Inputs_Product_Res DLC Water Heat-Switch.xlsx | PSE | 18 | Winter | Peak | 6 | Res DLC Water Heat-Switch | [5 empty] | 0 | 0 | 0 | 0 | 0 | 0 | 0 | 0 | 0 | 0 | 0 | 0 | 0 | 0 | 0 | 0 | 0 | 0 | 0 | 0 | 0 | 0 | 0 | 0 | 0 | 0 | 0 | 0 | 0 | 0 | 0 | 0 | 0 | 0 | 0 | 0 | 0 | 0 | 0 | 0 | 0 | 0 | 0 | 0 | 0 | 0 | 0 | 0 | 0 | 0 | 0 | 0 | 0 | 0 | 0 | 0 | 0 | 0 | 0 | 0
Inputs_Product_Res DLC Water Heat-Switch.xlsx | Inputs_endUseLoadShapes_PSE.xlsx | Inputs_Global_PSE.xlsx | Inputs_Product_Res DLC Water Heat-Switch.xlsx | PSE | 18 | Winter | Peak | 6 | Res DLC Water Heat-Switch | [5 empty] | 0 | 0 | 0 | 0 | 0 | 0 | 0 | 0 | 0 | 0 | 0 | 0 | 0 | 0 | 0 | 0 | 0 | 0 | 0 | 0 | 0 | 0 | 0 | 0 | 0 | 0 | 0 | 0 | 0 | 0 | 0 | 0 | 0 | 0 | 0 | 0 | 0 | 0 | 0 | 0 | 0 | 0 | 0 | 0 | 0 | 0 | 0 | 0 | 0 | 0 | 0 | 0 | 0 | 0 | 0 | 0 | 0 | 0 | 0 | 0
Inputs_Product_Res DLC Water Heat-Switch.xlsx | Inputs_endUseLoadShapes_PSE.xlsx | Inputs_Global_PSE.xlsx | Inputs_Product_Res DLC Water Heat-Switch.xlsx | PSE | 18 | Winter | Peak | 6 | Res DLC Water Heat-Switch | [5 empty] | 0 | 0 | 0 | 0 | 0 | 0 | 0 | 0 | 0 | 0 | 0 | 0 | 0 | 0 | 0 | 0 | 0 | 0 | 0 | 0 | 0 | 0 | 0 | 0 | 0 | 0 | 0 | 0 | 0 | 0 | 0 | 0 | 0 | 0 | 0 | 0 | 0 | 0 | 0 | 0 | 0 | 0 | 0 | 0 | 0 | 0 | 0 | 0 | 0 | 0 | 0 | 0 | 0 | 0 | 0 | 0 | 0 | 0 | 0 | 0
Inputs_Product_Res DLC Water Heat-Switch.xlsx | Inputs_endUseLoadShapes_PSE.xlsx | Inputs_Global_PSE.xlsx | Inputs_Product_Res DLC Water Heat-Switch.xlsx | PSE | 18 | Winter | Peak | 6 | Res DLC Water Heat-Switch | [5 empty] | 0 | 0 | 0 | 0 | 0 | 0 | 0 | 0 | 0 | 0 | 0 | 0 | 0 | 0 | 0 | 0 | 0 | 0 | 0 | 0 | 0 | 0 | 0 | 0 | 0 | 0 | 0 | 0 | 0 | 0 | 0 | 0 | 0 | 0 | 0 | 0 | 0 | 0 | 0 | 0 | 0 | 0 | 0 | 0 | 0 | 0 | 0 | 0 | 0 | 0 | 0 | 0 | 0 | 0 | 0 | 0 | 0 | 0 | 0 | 0
Inputs_Product_Res DLC Water Heat-Switch.xlsx | Inputs_endUseLoadShapes_PSE.xlsx | Inputs_Global_PSE.xlsx | Inputs_Product_Res DLC Water Heat-Switch.xlsx | PSE | 18 | Winter | Peak | 6 | Res DLC Water Heat-Switch | [5 empty] | 0 | 0 | 0 | 0 | 0 | 0 | 0 | 0 | 0 | 0 | 0 | 0 | 0 | 0 | 0 | 0 | 0 | 0 | 0 | 0 | 0 | 0 | 0 | 0 | 0 | 0 | 0 | 0 | 0 | 0 | 0 | 0 | 0 | 0 | 0 | 0 | 0 | 0 | 0 | 0 | 0 | 0 | 0 | 0 | 0 | 0 | 0 | 0 | 0 | 0 | 0 | 0 | 0 | 0 | 0 | 0 | 0 | 0 | 0 | 0
Inputs_Product_Res DLC Water Heat-Switch.xlsx | Inputs_endUseLoadShapes_PSE.xlsx | Inputs_Global_PSE.xlsx | Inputs_Product_Res DLC Water Heat-Switch.xlsx | PSE | 18 | Winter | Peak | 6 | Res DLC Water Heat-Switch | [5 empty] | 0 | 0 | 0 | 0 | 0 | 0 | 0 | 0 | 0 | 0 | 0 | 0 | 0 | 0 | 0 | 0 | 0 | 0 | 0 | 0 | 0 | 0 | 0 | 0 | 0 | 0 | 0 | 0 | 0 | 0 | 0 | 0 | 0 | 0 | 0 | 0 | 0 | 0 | 0 | 0 | 0 | 0 | 0 | 0 | 0 | 0 | 0 | 0 | 0 | 0 | 0 | 0 | 0 | 0 | 0 | 0 | 0 | 0 | 0 | 0
Inputs_Product_Res DLC Water Heat-Switch.xlsx | Inputs_endUseLoadShapes_PSE.xlsx | Inputs_Global_PSE.xlsx | Inputs_Product_Res DLC Water Heat-Switch.xlsx | PSE | 18 | Winter | Peak | 6 | Res DLC Water Heat-Switch | [5 empty] | 0 | 0 | 0 | 0 | 0 | 0 | 0 | 0 | 0 | 0 | 0 | 0 | 0 | 0 | 0 | 0 | 0 | 0 | 0 | 0 | 0 | 0 | 0 | 0 | 0 | 0 | 0 | 0 | 0 | 0 | 0 | 0 | 0 | 0 | 0 | 0 | 0 | 0 | 0 | 0 | 0 | 0 | 0 | 0 | 0 | 0 | 0 | 0 | 0 | 0 | 0 | 0 | 0 | 0 | 0 | 0 | 0 | 0 | 0 | 0
Inputs_Product_Res DLC Water Heat-Switch.xlsx | Inputs_endUseLoadShapes_PSE.xlsx | Inputs_Global_PSE.xlsx | Inputs_Product_Res DLC Water Heat-Switch.xlsx | PSE | 18 | Winter | Peak | 6 | Res DLC Water Heat-Switch | [5 empty] | 0 | 0 | 0 | 0 | 0 | 0 | 0 | 0 | 0 | 0 | 0 | 0 | 0 | 0 | 0 | 0 | 0 | 0 | 0 | 0 | 0 | 0 | 0 | 0 | 0 | 0 | 0 | 0 | 0 | 0 | 0 | 0 | 0 | 0 | 0 | 0 | 0 | 0 | 0 | 0 | 0 | 0 | 0 | 0 | 0 | 0 | 0 | 0 | 0 | 0 | 0 | 0 | 0 | 0 | 0 | 0 | 0 | 0 | 0 | 0
Inputs_Product_Res DLC Water Heat-Switch.xlsx | Inputs_endUseLoadShapes_PSE.xlsx | Inputs_Global_PSE.xlsx | Inputs_Product_Res DLC Water Heat-Switch.xlsx | PSE | 18 | Winter | Peak | 6 | Res DLC Water Heat-Switch | [5 empty] | 0 | 0 | 0 | 0 | 0 | 0 | 0 | 0 | 0 | 0 | 0 | 0 | 0 | 0 | 0 | 0 | 0 | 0 | 0 | 0 | 0 | 0 | 0 | 0 | 0 | 0 | 0 | 0 | 0 | 0 | 0 | 0 | 0 | 0 | 0 | 0 | 0 | 0 | 0 | 0 | 0 | 0 | 0 | 0 | 0 | 0 | 0 | 0 | 0 | 0 | 0 | 0 | 0 | 0 | 0 | 0 | 0 | 0 | 0 | 0
Inputs_Product_Res DLC Water Heat-Switch.xlsx | Inputs_endUseLoadShapes_PSE.xlsx | Inputs_Global_PSE.xlsx | Inputs_Product_Res DLC Water Heat-Switch.xlsx | PSE | 18 | Winter | Peak | 6 | Res DLC Water Heat-Switch | [5 empty] | 0 | 0 | 0 | 0 | 0 | 0 | 0 | 0 | 0 | 0 | 0 | 0 | 0 | 0 | 0 | 0 | 0 | 0 | 0 | 0 | 0 | 0 | 0 | 0 | 0 | 0 | 0 | 0 | 0 | 0 | 0 | 0 | 0 | 0 | 0 | 0 | 0 | 0 | 0 | 0 | 0 | 0 | 0 | 0 | 0 | 0 | 0 | 0 | 0 | 0 | 0 | 0 | 0 | 0 | 0 | 0 | 0 | 0 | 0 | 0
Inputs_Product_Res DLC Water Heat-Switch.xlsx | Inputs_endUseLoadShapes_PSE.xlsx | Inputs_Global_PSE.xlsx | Inputs_Product_Res DLC Water Heat-Switch.xlsx | PSE | 18 | Winter | Peak | 6 | Res DLC Water Heat-Switch | [5 empty] | 0 | 0 | 0 | 0 | 0 | 0 | 0 | 0 | 0 | 0 | 0 | 0 | 0 | 0 | 0 | 0 | 0 | 0 | 0 | 0 | 0 | 0 | 0 | 0 | 0 | 0 | 0 | 0 | 0 | 0 | 0 | 0 | 0 | 0 | 0 | 0 | 0 | 0 | 0 | 0 | 0 | 0 | 0 | 0 | 0 | 0 | 0 | 0 | 0 | 0 | 0 | 0 | 0 | 0 | 0 | 0 | 0 | 0 | 0 | 0
Inputs_Product_Res DLC Water Heat-Switch.xlsx | Inputs_endUseLoadShapes_PSE.xlsx | Inputs_Global_PSE.xlsx | Inputs_Product_Res DLC Water Heat-Switch.xlsx | PSE | 18 | Winter | Peak | 6 | Res DLC Water Heat-Switch | [5 empty] | 0 | 0 | 0 | 0 | 0 | 0 | 0 | 0 | 0 | 0 | 0 | 0 | 0 | 0 | 0 | 0 | 0 | 0 | 0 | 0 | 0 | 0 | 0 | 0 | 0 | 0 | 0 | 0 | 0 | 0 | 0 | 0 | 0 | 0 | 0 | 0 | 0 | 0 | 0 | 0 | 0 | 0 | 0 | 0 | 0 | 0 | 0 | 0 | 0 | 0 | 0 | 0 | 0 | 0 | 0 | 0 | 0 | 0 | 0 | 0
Inputs_Product_Res DLC Water Heat-Switch.xlsx | Inputs_endUseLoadShapes_PSE.xlsx | Inputs_Global_PSE.xlsx | Inputs_Product_Res DLC Water Heat-Switch.xlsx | PSE | 18 | Winter | Peak | 6 | Res DLC Water Heat-Switch | [5 empty] | 0 | 0 | 0 | 0 | 0 | 0 | 0 | 0 | 0 | 0 | 0 | 0 | 0 | 0 | 0 | 0 | 0 | 0 | 0 | 0 | 0 | 0 | 0 | 0 | 0 | 0 | 0 | 0 | 0 | 0 | 0 | 0 | 0 | 0 | 0 | 0 | 0 | 0 | 0 | 0 | 0 | 0 | 0 | 0 | 0 | 0 | 0 | 0 | 0 | 0 | 0 | 0 | 0 | 0 | 0 | 0 | 0 | 0 | 0 | 0
Inputs_Product_Res DLC Water Heat-Switch.xlsx | Inputs_endUseLoadShapes_PSE.xlsx | Inputs_Global_PSE.xlsx | Inputs_Product_Res DLC Water Heat-Switch.xlsx | PSE | 18 | Winter | Peak | 6 | Res DLC Water Heat-Switch | [5 empty] | 0 | 0 | 0 | 0 | 0 | 0 | 0 | 0 | 0 | 0 | 0 | 0 | 0 | 0 | 0 | 0 | 0 | 0 | 0 | 0 | 0 | 0 | 0 | 0 | 0 | 0 | 0 | 0 | 0 | 0 | 0 | 0 | 0 | 0 | 0 | 0 | 0 | 0 | 0 | 0 | 0 | 0 | 0 | 0 | 0 | 0 | 0 | 0 | 0 | 0 | 0 | 0 | 0 | 0 | 0 | 0 | 0 | 0 | 0 | 0
Inputs_Product_Res DLC Water Heat-Switch.xlsx | Inputs_endUseLoadShapes_PSE.xlsx | Inputs_Global_PSE.xlsx | Inputs_Product_Res DLC Water Heat-Switch.xlsx | PSE | 18 | Winter | Peak | 6 | Res DLC Water Heat-Switch | [5 empty] | 0 | 0 | 0 | 0 | 0 | 0 | 0 | 0 | 0 | 0 | 0 | 0 | 0 | 0 | 0 | 0 | 0 | 0 | 0 | 0 | 0 | 0 | 0 | 0 | 0 | 0 | 0 | 0 | 0 | 0 | 0 | 0 | 0 | 0 | 0 | 0 | 0 | 0 | 0 | 0 | 0 | 0 | 0 | 0 | 0 | 0 | 0 | 0 | 0 | 0 | 0 | 0 | 0 | 0 | 0 | 0 | 0 | 0 | 0 | 0
Inputs_Product_Res DLC Water Heat-Switch.xlsx | Inputs_endUseLoadShapes_PSE.xlsx | Inputs_Global_PSE.xlsx | Inputs_Product_Res DLC Water Heat-Switch.xlsx | PSE | 18 | Winter | Peak | 6 | Res DLC Water Heat-Switch | [5 empty] | 0 | 0 | 0 | 0 | 0 | 0 | 0 | 0 | 0 | 0 | 0 | 0 | 0 | 0 | 0 | 0 | 0 | 0 | 0 | 0 | 0 | 0 | 0 | 0 | 0 | 0 | 0 | 0 | 0 | 0 | 0 | 0 | 0 | 0 | 0 | 0 | 0 | 0 | 0 | 0 | 0 | 0 | 0 | 0 | 0 | 0 | 0 | 0 | 0 | 0 | 0 | 0 | 0 | 0 | 0 | 0 | 0 | 0 | 0 | 0
Inputs_Product_Res DLC Water Heat-Switch.xlsx | Inputs_endUseLoadShapes_PSE.xlsx | Inputs_Global_PSE.xlsx | Inputs_Product_Res DLC Water Heat-Switch.xlsx | PSE | 18 | Winter | Peak | 6 | Res DLC Water Heat-Switch | [5 empty] | 0 | 0 | 0 | 0 | 0 | 0 | 0 | 0 | 0 | 0 | 0 | 0 | 0 | 0 | 0 | 0 | 0 | 0 | 0 | 0 | 0 | 0 | 0 | 0 | 0 | 0 | 0 | 0 | 0 | 0 | 0 | 0 | 0 | 0 | 0 | 0 | 0 | 0 | 0 | 0 | 0 | 0 | 0 | 0 | 0 | 0 | 0 | 0 | 0 | 0 | 0 | 0 | 0 | 0 | 0 | 0 | 0 | 0 | 0 | 0
Inputs_Product_Res DLC Water Heat-Switch.xlsx | Inputs_endUseLoadShapes_PSE.xlsx | Inputs_Global_PSE.xlsx | Inputs_Product_Res DLC Water Heat-Switch.xlsx | PSE | 18 | Winter | Peak | 6 | Res DLC Water Heat-Switch | [5 empty] | 0 | 0 | 0 | 0 | 0 | 0 | 0 | 0 | 0 | 0 | 0 | 0 | 0 | 0 | 0 | 0 | 0 | 0 | 0 | 0 | 0 | 0 | 0 | 0 | 0 | 0 | 0 | 0 | 0 | 0 | 0 | 0 | 0 | 0 | 0 | 0 | 0 | 0 | 0 | 0 | 0 | 0 | 0 | 0 | 0 | 0 | 0 | 0 | 0 | 0 | 0 | 0 | 0 | 0 | 0 | 0 | 0 | 0 | 0 | 0
Inputs_Product_Res DLC Water Heat-Switch.xlsx | Inputs_endUseLoadShapes_PSE.xlsx | Inputs_Global_PSE.xlsx | Inputs_Product_Res DLC Water Heat-Switch.xlsx | PSE | 18 | Winter | Peak | 6 | Res DLC Water Heat-Switch | [5 empty] | 0 | 0 | 0 | 0 | 0 | 0 | 0 | 0 | 0 | 0 | 0 | 0 | 0 | 0 | 0 | 0 | 0 | 0 | 0 | 0 | 0 | 0 | 0 | 0 | 0 | 0 | 0 | 0 | 0 | 0 | 0 | 0 | 0 | 0 | 0 | 0 | 0 | 0 | 0 | 0 | 0 | 0 | 0 | 0 | 0 | 0 | 0 | 0 | 0 | 0 | 0 | 0 | 0 | 0 | 0 | 0 | 0 | 0 | 0 | 0
Inputs_Product_Res DLC Water Heat-Switch.xlsx | Inputs_endUseLoadShapes_PSE.xlsx | Inputs_Global_PSE.xlsx | Inputs_Product_Res DLC Water Heat-Switch.xlsx | PSE | 18 | Winter | Peak | 6 | Res DLC Water Heat-Switch | [5 empty] | 0 | 0 | 0 | 0 | 0 | 0 | 0 | 0 | 0 | 0 | 0 | 0 | 0 | 0 | 0 | 0 | 0 | 0 | 0 | 0 | 0 | 0 | 0 | 0 | 0 | 0 | 0 | 0 | 0 | 0 | 0 | 0 | 0 | 0 | 0 | 0 | 0 | 0 | 0 | 0 | 0 | 0 | 0 | 0 | 0 | 0 | 0 | 0 | 0 | 0 | 0 | 0 | 0 | 0 | 0 | 0 | 0 | 0 | 0 | 0
Inputs_Product_Res DLC Water Heat-Switch.xlsx | Inputs_endUseLoadShapes_PSE.xlsx | Inputs_Global_PSE.xlsx | Inputs_Product_Res DLC Water Heat-Switch.xlsx | PSE | 18 | Winter | Peak | 6 | Res DLC Water Heat-Switch | [5 empty] | 0 | 0 | 0 | 0 | 0 | 0 | 0 | 0 | 0 | 0 | 0 | 0 | 0 | 0 | 0 | 0 | 0 | 0 | 0 | 0 | 0 | 0 | 0 | 0 | 0 | 0 | 0 | 0 | 0 | 0 | 0 | 0 | 0 | 0 | 0 | 0 | 0 | 0 | 0 | 0 | 0 | 0 | 0 | 0 | 0 | 0 | 0 | 0 | 0 | 0 | 0 | 0 | 0 | 0 | 0 | 0 | 0 | 0 | 0 | 0
Inputs_Product_Res DLC Water Heat-Switch.xlsx | Inputs_endUseLoadShapes_PSE.xlsx | Inputs_Global_PSE.xlsx | Inputs_Product_Res DLC Water Heat-Switch.xlsx | PSE | 18 | Winter | Peak | 6 | Res DLC Water Heat-Switch | [5 empty] | 0 | 0 | 0 | 0 | 0 | 0 | 0 | 0 | 0 | 0 | 0 | 0 | 0 | 0 | 0 | 0 | 0 | 0 | 0 | 0 | 0 | 0 | 0 | 0 | 0 | 0 | 0 | 0 | 0 | 0 | 0 | 0 | 0 | 0 | 0 | 0 | 0 | 0 | 0 | 0 | 0 | 0 | 0 | 0 | 0 | 0 | 0 | 0 | 0 | 0 | 0 | 0 | 0 | 0 | 0 | 0 | 0 | 0 | 0 | 0
Inputs_Product_Res DLC Water Heat-Switch.xlsx | Inputs_endUseLoadShapes_PSE.xlsx | Inputs_Global_PSE.xlsx | Inputs_Product_Res DLC Water Heat-Switch.xlsx | PSE | 18 | Winter | Peak | 6 | Res DLC Water Heat-Switch | [5 empty] | 0 | 0 | 0 | 0 | 0 | 0 | 0 | 0 | 0 | 0 | 0 | 0 | 0 | 0 | 0 | 0 | 0 | 0 | 0 | 0 | 0 | 0 | 0 | 0 | 0 | 0 | 0 | 0 | 0 | 0 | 0 | 0 | 0 | 0 | 0 | 0 | 0 | 0 | 0 | 0 | 0 | 0 | 0 | 0 | 0 | 0 | 0 | 0 | 0 | 0 | 0 | 0 | 0 | 0 | 0 | 0 | 0 | 0 | 0 | 0
Inputs_Product_Res DLC Water Heat-Switch.xlsx | Inputs_endUseLoadShapes_PSE.xlsx | Inputs_Global_PSE.xlsx | Inputs_Product_Res DLC Water Heat-Switch.xlsx | PSE | 18 | Winter | Peak | 6 | Res DLC Water Heat-Switch | [5 empty] | 0 | 0 | 0 | 0 | 0 | 0 | 0 | 0 | 0 | 0 | 0 | 0 | 0 | 0 | 0 | 0 | 0 | 0 | 0 | 0 | 0 | 0 | 0 | 0 | 0 | 0 | 0 | 0 | 0 | 0 | 0 | 0 | 0 | 0 | 0 | 0 | 0 | 0 | 0 | 0 | 0 | 0 | 0 | 0 | 0 | 0 | 0 | 0 | 0 | 0 | 0 | 0 | 0 | 0 | 0 | 0 | 0 | 0 | 0 | 0
Inputs_Product_Res DLC Water Heat-Switch.xlsx | Inputs_endUseLoadShapes_PSE.xlsx | Inputs_Global_PSE.xlsx | Inputs_Product_Res DLC Water Heat-Switch.xlsx | PSE | 18 | Winter | Peak | 6 | Res DLC Water Heat-Switch | [5 empty] | 0 | 0 | 0 | 0 | 0 | 0 | 0 | 0 | 0 | 0 | 0 | 0 | 0 | 0 | 0 | 0 | 0 | 0 | 0 | 0 | 0 | 0 | 0 | 0 | 0 | 0 | 0 | 0 | 0 | 0 | 0 | 0 | 0 | 0 | 0 | 0 | 0 | 0 | 0 | 0 | 0 | 0 | 0 | 0 | 0 | 0 | 0 | 0 | 0 | 0 | 0 | 0 | 0 | 0 | 0 | 0 | 0 | 0 | 0 | 0
Inputs_Product_Res DLC Water Heat-Switch.xlsx | Inputs_endUseLoadShapes_PSE.xlsx | Inputs_Global_PSE.xlsx | Inputs_Product_Res DLC Water Heat-Switch.xlsx | PSE | 18 | Winter | Peak | 6 | Res DLC Water Heat-Switch | [5 empty] | 31.4609 | 31.8139 | 32.175 | 32.5522 | 32.9341 | 33.3183 | 33.7035 | 34.0873 | 34.4689 | 34.8485 | 35.2266 | 35.6025 | 35.9756 | 36.3456 | 36.7128 | 37.0775 | 37.4404 | 37.8013 | 38.1599 | 38.5139 | 0 | 0 | 0 | 0 | 0 | 0 | 0 | 0 | 0 | 0 | 57097.8529 | 57738.537 | 58393.7796 | 59078.3589 | 59771.4536 | 60468.8335 | 61167.8615 | 61864.4722 | 62556.9077 | 63245.8821 | 63932.1096 | 64614.3816 | 65291.4345 | 65963.0485 | 66629.3336 | 67291.2786 | 67949.9274 | 68604.8953 | 69255.688 | 69898.1183 | 0 | 0 | 0 | 0 | 0 | 0 | 0 | 0 | 0 | 0
Inputs_Product_Res DLC Water Heat-Switch.xlsx | Inputs_endUseLoadShapes_PSE.xlsx | Inputs_Global_PSE.xlsx | Inputs_Product_Res DLC Water Heat-Switch.xlsx | PSE | 18 | Winter | Peak | 6 | Res DLC Water Heat-Switch | [5 empty] | 9.3826 | 9.4878 | 9.5955 | 9.708 | 9.8219 | 9.9365 | 10.0514 | 10.1658 | 10.2796 | 10.3928 | 10.5056 | 10.6177 | 10.729 | 10.8393 | 10.9488 | 11.0576 | 11.1658 | 11.2734 | 11.3804 | 11.4859 | 0 | 0 | 0 | 0 | 0 | 0 | 0 | 0 | 0 | 0 | 17028.2292 | 17219.2997 | 17414.7119 | 17618.8733 | 17825.5741 | 18033.553 | 18242.0233 | 18449.7728 | 18656.277 | 18861.7491 | 19066.4019 | 19269.8752 | 19471.7919 | 19672.0866 | 19870.7921 | 20068.2032 | 20264.6313 | 20459.9616 | 20654.0468 | 20845.6381 | 0 | 0 | 0 | 0 | 0 | 0 | 0 | 0 | 0 | 0
Inputs_Product_Res DLC Water Heat-Switch.xlsx | Inputs_endUseLoadShapes_PSE.xlsx | Inputs_Global_PSE.xlsx | Inputs_Product_Res DLC Water Heat-Switch.xlsx | PSE | 18 | Winter | Peak | 6 | Res DLC Water Heat-Switch | [5 empty] | 1.7097 | 1.7289 | 1.7485 | 1.769 | 1.7898 | 1.8106 | 1.8316 | 1.8524 | 1.8732 | 1.8938 | 1.9144 | 1.9348 | 1.9551 | 1.9752 | 1.9951 | 2.0149 | 2.0347 | 2.0543 | 2.0738 | 2.093 | 0 | 0 | 0 | 0 | 0 | 0 | 0 | 0 | 0 | 0 | 3102.9218 | 3137.739 | 3173.3475 | 3210.5502 | 3248.2157 | 3286.1141 | 3324.102 | 3361.9586 | 3399.5883 | 3437.0298 | 3474.3221 | 3511.3995 | 3548.1932 | 3584.6913 | 3620.8999 | 3656.8726 | 3692.6661 | 3728.2597 | 3763.6263 | 3798.5385 | 0 | 0 | 0 | 0 | 0 | 0 | 0 | 0 | 0 | 0
Inputs_Product_Res DLC Water Heat-Switch.xlsx | Inputs_endUseLoadShapes_PSE.xlsx | Inputs_Global_PSE.xlsx | Inputs_Product_Res DLC Water Heat-Switch.xlsx | PSE | 18 | Winter | Peak | 6 | Res DLC Water Heat-Switch | [5 empty] | 4.6272 | 4.6792 | 4.7323 | 4.7877 | 4.8439 | 4.9004 | 4.9571 | 5.0135 | 5.0696 | 5.1255 | 5.1811 | 5.2364 | 5.2912 | 5.3457 | 5.3997 | 5.4533 | 5.5067 | 5.5598 | 5.6125 | 5.6646 | 0 | 0 | 0 | 0 | 0 | 0 | 0 | 0 | 0 | 0 | 8397.8821 | 8492.1131 | 8588.4854 | 8689.1725 | 8791.112 | 8893.6818 | 8996.494 | 9098.9506 | 9200.7932 | 9302.1267 | 9403.0562 | 9503.4039 | 9602.984 | 9701.7642 | 9799.7606 | 9897.1187 | 9993.9919 | 10090.3238 | 10186.0416 | 10280.5294 | 0 | 0 | 0 | 0 | 0 | 0 | 0 | 0 | 0 | 0
Inputs_Product_Res DLC Water Heat-Switch.xlsx | Inputs_endUseLoadShapes_PSE.xlsx | Inputs_Global_PSE.xlsx | Inputs_Product_Res DLC Water Heat-Switch.xlsx | PSE | 18 | Winter | Peak | 6 | Res DLC Water Heat-Switch | [5 empty] | 0 | 0 | 0 | 0 | 0 | 0 | 0 | 0 | 0 | 0 | 0 | 0 | 0 | 0 | 0 | 0 | 0 | 0 | 0 | 0 | 0 | 0 | 0 | 0 | 0 | 0 | 0 | 0 | 0 | 0 | 0 | 0 | 0 | 0 | 0 | 0 | 0 | 0 | 0 | 0 | 0 | 0 | 0 | 0 | 0 | 0 | 0 | 0 | 0 | 0 | 0 | 0 | 0 | 0 | 0 | 0 | 0 | 0 | 0 | 0
Inputs_Product_Res DLC Water Heat-Switch_v2.xlsx | Inputs_endUseLoadShapes_PSE.xlsx | Inputs_Global_PSE.xlsx | Inputs_Product_Res DLC Water Heat-Switch_v2.xlsx | PSE | 18 | Winter | Peak | 6 | Res DLC Water Heat-Switch | [5 empty] | 0 | 0 | 0 | 0 | 0 | 0 | 0 | 0 | 0 | 0 | 0 | 0 | 0 | 0 | 0 | 0 | 0 | 0 | 0 | 0 | 0 | 0 | 0 | 0 | 0 | 0 | 0 | 0 | 0 | 0 | 0 | 0 | 0 | 0 | 0 | 0 | 0 | 0 | 0 | 0 | 0 | 0 | 0 | 0 | 0 | 0 | 0 | 0 | 0 | 0 | 0 | 0 | 0 | 0 | 0 | 0 | 0 | 0 | 0 | 0
Inputs_Product_Res DLC Water Heat-Switch_v2.xlsx | Inputs_endUseLoadShapes_PSE.xlsx | Inputs_Global_PSE.xlsx | Inputs_Product_Res DLC Water Heat-Switch_v2.xlsx | PSE | 18 | Winter | Peak | 6 | Res DLC Water Heat-Switch | [5 empty] | 0 | 0 | 0 | 0 | 0 | 0 | 0 | 0 | 0 | 0 | 0 | 0 | 0 | 0 | 0 | 0 | 0 | 0 | 0 | 0 | 0 | 0 | 0 | 0 | 0 | 0 | 0 | 0 | 0 | 0 | 0 | 0 | 0 | 0 | 0 | 0 | 0 | 0 | 0 | 0 | 0 | 0 | 0 | 0 | 0 | 0 | 0 | 0 | 0 | 0 | 0 | 0 | 0 | 0 | 0 | 0 | 0 | 0 | 0 | 0
Inputs_Product_Res DLC Water Heat-Switch_v2.xlsx | Inputs_endUseLoadShapes_PSE.xlsx | Inputs_Global_PSE.xlsx | Inputs_Product_Res DLC Water Heat-Switch_v2.xlsx | PSE | 18 | Winter | Peak | 6 | Res DLC Water Heat-Switch | [5 empty] | 0 | 0 | 0 | 0 | 0 | 0 | 0 | 0 | 0 | 0 | 0 | 0 | 0 | 0 | 0 | 0 | 0 | 0 | 0 | 0 | 0 | 0 | 0 | 0 | 0 | 0 | 0 | 0 | 0 | 0 | 0 | 0 | 0 | 0 | 0 | 0 | 0 | 0 | 0 | 0 | 0 | 0 | 0 | 0 | 0 | 0 | 0 | 0 | 0 | 0 | 0 | 0 | 0 | 0 | 0 | 0 | 0 | 0 | 0 | 0
Inputs_Product_Res DLC Water Heat-Switch_v2.xlsx | Inputs_endUseLoadShapes_PSE.xlsx | Inputs_Global_PSE.xlsx | Inputs_Product_Res DLC Water Heat-Switch_v2.xlsx | PSE | 18 | Winter | Peak | 6 | Res DLC Water Heat-Switch | [5 empty] | 0 | 0 | 0 | 0 | 0 | 0 | 0 | 0 | 0 | 0 | 0 | 0 | 0 | 0 | 0 | 0 | 0 | 0 | 0 | 0 | 0 | 0 | 0 | 0 | 0 | 0 | 0 | 0 | 0 | 0 | 0 | 0 | 0 | 0 | 0 | 0 | 0 | 0 | 0 | 0 | 0 | 0 | 0 | 0 | 0 | 0 | 0 | 0 | 0 | 0 | 0 | 0 | 0 | 0 | 0 | 0 | 0 | 0 | 0 | 0
Inputs_Product_Res DLC Water Heat-Switch_v2.xlsx | Inputs_endUseLoadShapes_PSE.xlsx | Inputs_Global_PSE.xlsx | Inputs_Product_Res DLC Water Heat-Switch_v2.xlsx | PSE | 18 | Winter | Peak | 6 | Res DLC Water Heat-Switch | [5 empty] | 0 | 0 | 0 | 0 | 0 | 0 | 0 | 0 | 0 | 0 | 0 | 0 | 0 | 0 | 0 | 0 | 0 | 0 | 0 | 0 | 0 | 0 | 0 | 0 | 0 | 0 | 0 | 0 | 0 | 0 | 0 | 0 | 0 | 0 | 0 | 0 | 0 | 0 | 0 | 0 | 0 | 0 | 0 | 0 | 0 | 0 | 0 | 0 | 0 | 0 | 0 | 0 | 0 | 0 | 0 | 0 | 0 | 0 | 0 | 0
Inputs_Product_Res DLC Water Heat-Switch_v2.xlsx | Inputs_endUseLoadShapes_PSE.xlsx | Inputs_Global_PSE.xlsx | Inputs_Product_Res DLC Water Heat-Switch_v2.xlsx | PSE | 18 | Winter | Peak | 6 | Res DLC Water Heat-Switch | [5 empty] | 0 | 0 | 0 | 0 | 0 | 0 | 0 | 0 | 0 | 0 | 0 | 0 | 0 | 0 | 0 | 0 | 0 | 0 | 0 | 0 | 0 | 0 | 0 | 0 | 0 | 0 | 0 | 0 | 0 | 0 | 0 | 0 | 0 | 0 | 0 | 0 | 0 | 0 | 0 | 0 | 0 | 0 | 0 | 0 | 0 | 0 | 0 | 0 | 0 | 0 | 0 | 0 | 0 | 0 | 0 | 0 | 0 | 0 | 0 | 0
Inputs_Product_Res DLC Water Heat-Switch_v2.xlsx | Inputs_endUseLoadShapes_PSE.xlsx | Inputs_Global_PSE.xlsx | Inputs_Product_Res DLC Water Heat-Switch_v2.xlsx | PSE | 18 | Winter | Peak | 6 | Res DLC Water Heat-Switch | [5 empty] | 0 | 0 | 0 | 0 | 0 | 0 | 0 | 0 | 0 | 0 | 0 | 0 | 0 | 0 | 0 | 0 | 0 | 0 | 0 | 0 | 0 | 0 | 0 | 0 | 0 | 0 | 0 | 0 | 0 | 0 | 0 | 0 | 0 | 0 | 0 | 0 | 0 | 0 | 0 | 0 | 0 | 0 | 0 | 0 | 0 | 0 | 0 | 0 | 0 | 0 | 0 | 0 | 0 | 0 | 0 | 0 | 0 | 0 | 0 | 0
Inputs_Product_Res DLC Water Heat-Switch_v2.xlsx | Inputs_endUseLoadShapes_PSE.xlsx | Inputs_Global_PSE.xlsx | Inputs_Product_Res DLC Water Heat-Switch_v2.xlsx | PSE | 18 | Winter | Peak | 6 | Res DLC Water Heat-Switch | [5 empty] | 0 | 0 | 0 | 0 | 0 | 0 | 0 | 0 | 0 | 0 | 0 | 0 | 0 | 0 | 0 | 0 | 0 | 0 | 0 | 0 | 0 | 0 | 0 | 0 | 0 | 0 | 0 | 0 | 0 | 0 | 0 | 0 | 0 | 0 | 0 | 0 | 0 | 0 | 0 | 0 | 0 | 0 | 0 | 0 | 0 | 0 | 0 | 0 | 0 | 0 | 0 | 0 | 0 | 0 | 0 | 0 | 0 | 0 | 0 | 0
Inputs_Product_Res DLC Water Heat-Switch_v2.xlsx | Inputs_endUseLoadShapes_PSE.xlsx | Inputs_Global_PSE.xlsx | Inputs_Product_Res DLC Water Heat-Switch_v2.xlsx | PSE | 18 | Winter | Peak | 6 | Res DLC Water Heat-Switch | [5 empty] | 0 | 0 | 0 | 0 | 0 | 0 | 0 | 0 | 0 | 0 | 0 | 0 | 0 | 0 | 0 | 0 | 0 | 0 | 0 | 0 | 0 | 0 | 0 | 0 | 0 | 0 | 0 | 0 | 0 | 0 | 0 | 0 | 0 | 0 | 0 | 0 | 0 | 0 | 0 | 0 | 0 | 0 | 0 | 0 | 0 | 0 | 0 | 0 | 0 | 0 | 0 | 0 | 0 | 0 | 0 | 0 | 0 | 0 | 0 | 0
Inputs_Product_Res DLC Water Heat-Switch_v2.xlsx | Inputs_endUseLoadShapes_PSE.xlsx | Inputs_Global_PSE.xlsx | Inputs_Product_Res DLC Water Heat-Switch_v2.xlsx | PSE | 18 | Winter | Peak | 6 | Res DLC Water Heat-Switch | [5 empty] | 0 | 0 | 0 | 0 | 0 | 0 | 0 | 0 | 0 | 0 | 0 | 0 | 0 | 0 | 0 | 0 | 0 | 0 | 0 | 0 | 0 | 0 | 0 | 0 | 0 | 0 | 0 | 0 | 0 | 0 | 0 | 0 | 0 | 0 | 0 | 0 | 0 | 0 | 0 | 0 | 0 | 0 | 0 | 0 | 0 | 0 | 0 | 0 | 0 | 0 | 0 | 0 | 0 | 0 | 0 | 0 | 0 | 0 | 0 | 0
Inputs_Product_Res DLC Water Heat-Switch_v2.xlsx | Inputs_endUseLoadShapes_PSE.xlsx | Inputs_Global_PSE.xlsx | Inputs_Product_Res DLC Water Heat-Switch_v2.xlsx | PSE | 18 | Winter | Peak | 6 | Res DLC Water Heat-Switch | [5 empty] | 0 | 0 | 0 | 0 | 0 | 0 | 0 | 0 | 0 | 0 | 0 | 0 | 0 | 0 | 0 | 0 | 0 | 0 | 0 | 0 | 0 | 0 | 0 | 0 | 0 | 0 | 0 | 0 | 0 | 0 | 0 | 0 | 0 | 0 | 0 | 0 | 0 | 0 | 0 | 0 | 0 | 0 | 0 | 0 | 0 | 0 | 0 | 0 | 0 | 0 | 0 | 0 | 0 | 0 | 0 | 0 | 0 | 0 | 0 | 0
Inputs_Product_Res DLC Water Heat-Switch_v2.xlsx | Inputs_endUseLoadShapes_PSE.xlsx | Inputs_Global_PSE.xlsx | Inputs_Product_Res DLC Water Heat-Switch_v2.xlsx | PSE | 18 | Winter | Peak | 6 | Res DLC Water Heat-Switch | [5 empty] | 0 | 0 | 0 | 0 | 0 | 0 | 0 | 0 | 0 | 0 | 0 | 0 | 0 | 0 | 0 | 0 | 0 | 0 | 0 | 0 | 0 | 0 | 0 | 0 | 0 | 0 | 0 | 0 | 0 | 0 | 0 | 0 | 0 | 0 | 0 | 0 | 0 | 0 | 0 | 0 | 0 | 0 | 0 | 0 | 0 | 0 | 0 | 0 | 0 | 0 | 0 | 0 | 0 | 0 | 0 | 0 | 0 | 0 | 0 | 0
Inputs_Product_Res DLC Water Heat-Switch_v2.xlsx | Inputs_endUseLoadShapes_PSE.xlsx | Inputs_Global_PSE.xlsx | Inputs_Product_Res DLC Water Heat-Switch_v2.xlsx | PSE | 18 | Winter | Peak | 6 | Res DLC Water Heat-Switch | [5 empty] | 0 | 0 | 0 | 0 | 0 | 0 | 0 | 0 | 0 | 0 | 0 | 0 | 0 | 0 | 0 | 0 | 0 | 0 | 0 | 0 | 0 | 0 | 0 | 0 | 0 | 0 | 0 | 0 | 0 | 0 | 0 | 0 | 0 | 0 | 0 | 0 | 0 | 0 | 0 | 0 | 0 | 0 | 0 | 0 | 0 | 0 | 0 | 0 | 0 | 0 | 0 | 0 | 0 | 0 | 0 | 0 | 0 | 0 | 0 | 0
Inputs_Product_Res DLC Water Heat-Switch_v2.xlsx | Inputs_endUseLoadShapes_PSE.xlsx | Inputs_Global_PSE.xlsx | Inputs_Product_Res DLC Water Heat-Switch_v2.xlsx | PSE | 18 | Winter | Peak | 6 | Res DLC Water Heat-Switch | [5 empty] | 0 | 0 | 0 | 0 | 0 | 0 | 0 | 0 | 0 | 0 | 0 | 0 | 0 | 0 | 0 | 0 | 0 | 0 | 0 | 0 | 0 | 0 | 0 | 0 | 0 | 0 | 0 | 0 | 0 | 0 | 0 | 0 | 0 | 0 | 0 | 0 | 0 | 0 | 0 | 0 | 0 | 0 | 0 | 0 | 0 | 0 | 0 | 0 | 0 | 0 | 0 | 0 | 0 | 0 | 0 | 0 | 0 | 0 | 0 | 0
Inputs_Product_Res DLC Water Heat-Switch_v2.xlsx | Inputs_endUseLoadShapes_PSE.xlsx | Inputs_Global_PSE.xlsx | Inputs_Product_Res DLC Water Heat-Switch_v2.xlsx | PSE | 18 | Winter | Peak | 6 | Res DLC Water Heat-Switch | [5 empty] | 0 | 0 | 0 | 0 | 0 | 0 | 0 | 0 | 0 | 0 | 0 | 0 | 0 | 0 | 0 | 0 | 0 | 0 | 0 | 0 | 0 | 0 | 0 | 0 | 0 | 0 | 0 | 0 | 0 | 0 | 0 | 0 | 0 | 0 | 0 | 0 | 0 | 0 | 0 | 0 | 0 | 0 | 0 | 0 | 0 | 0 | 0 | 0 | 0 | 0 | 0 | 0 | 0 | 0 | 0 | 0 | 0 | 0 | 0 | 0
Inputs_Product_Res DLC Water Heat-Switch_v2.xlsx | Inputs_endUseLoadShapes_PSE.xlsx | Inputs_Global_PSE.xlsx | Inputs_Product_Res DLC Water Heat-Switch_v2.xlsx | PSE | 18 | Winter | Peak | 6 | Res DLC Water Heat-Switch | [5 empty] | 0 | 0 | 0 | 0 | 0 | 0 | 0 | 0 | 0 | 0 | 0 | 0 | 0 | 0 | 0 | 0 | 0 | 0 | 0 | 0 | 0 | 0 | 0 | 0 | 0 | 0 | 0 | 0 | 0 | 0 | 0 | 0 | 0 | 0 | 0 | 0 | 0 | 0 | 0 | 0 | 0 | 0 | 0 | 0 | 0 | 0 | 0 | 0 | 0 | 0 | 0 | 0 | 0 | 0 | 0 | 0 | 0 | 0 | 0 | 0
Inputs_Product_Res DLC Water Heat-Switch_v2.xlsx | Inputs_endUseLoadShapes_PSE.xlsx | Inputs_Global_PSE.xlsx | Inputs_Product_Res DLC Water Heat-Switch_v2.xlsx | PSE | 18 | Winter | Peak | 6 | Res DLC Water Heat-Switch | [5 empty] | 0 | 0 | 0 | 0 | 0 | 0 | 0 | 0 | 0 | 0 | 0 | 0 | 0 | 0 | 0 | 0 | 0 | 0 | 0 | 0 | 0 | 0 | 0 | 0 | 0 | 0 | 0 | 0 | 0 | 0 | 0 | 0 | 0 | 0 | 0 | 0 | 0 | 0 | 0 | 0 | 0 | 0 | 0 | 0 | 0 | 0 | 0 | 0 | 0 | 0 | 0 | 0 | 0 | 0 | 0 | 0 | 0 | 0 | 0 | 0
Inputs_Product_Res DLC Water Heat-Switch_v2.xlsx | Inputs_endUseLoadShapes_PSE.xlsx | Inputs_Global_PSE.xlsx | Inputs_Product_Res DLC Water Heat-Switch_v2.xlsx | PSE | 18 | Winter | Peak | 6 | Res DLC Water Heat-Switch | [5 empty] | 0 | 0 | 0 | 0 | 0 | 0 | 0 | 0 | 0 | 0 | 0 | 0 | 0 | 0 | 0 | 0 | 0 | 0 | 0 | 0 | 0 | 0 | 0 | 0 | 0 | 0 | 0 | 0 | 0 | 0 | 0 | 0 | 0 | 0 | 0 | 0 | 0 | 0 | 0 | 0 | 0 | 0 | 0 | 0 | 0 | 0 | 0 | 0 | 0 | 0 | 0 | 0 | 0 | 0 | 0 | 0 | 0 | 0 | 0 | 0
Inputs_Product_Res DLC Water Heat-Switch_v2.xlsx | Inputs_endUseLoadShapes_PSE.xlsx | Inputs_Global_PSE.xlsx | Inputs_Product_Res DLC Water Heat-Switch_v2.xlsx | PSE | 18 | Winter | Peak | 6 | Res DLC Water Heat-Switch | [5 empty] | 0 | 0 | 0 | 0 | 0 | 0 | 0 | 0 | 0 | 0 | 0 | 0 | 0 | 0 | 0 | 0 | 0 | 0 | 0 | 0 | 0 | 0 | 0 | 0 | 0 | 0 | 0 | 0 | 0 | 0 | 0 | 0 | 0 | 0 | 0 | 0 | 0 | 0 | 0 | 0 | 0 | 0 | 0 | 0 | 0 | 0 | 0 | 0 | 0 | 0 | 0 | 0 | 0 | 0 | 0 | 0 | 0 | 0 | 0 | 0
Inputs_Product_Res DLC Water Heat-Switch_v2.xlsx | Inputs_endUseLoadShapes_PSE.xlsx | Inputs_Global_PSE.xlsx | Inputs_Product_Res DLC Water Heat-Switch_v2.xlsx | PSE | 18 | Winter | Peak | 6 | Res DLC Water Heat-Switch | [5 empty] | 0 | 0 | 0 | 0 | 0 | 0 | 0 | 0 | 0 | 0 | 0 | 0 | 0 | 0 | 0 | 0 | 0 | 0 | 0 | 0 | 0 | 0 | 0 | 0 | 0 | 0 | 0 | 0 | 0 | 0 | 0 | 0 | 0 | 0 | 0 | 0 | 0 | 0 | 0 | 0 | 0 | 0 | 0 | 0 | 0 | 0 | 0 | 0 | 0 | 0 | 0 | 0 | 0 | 0 | 0 | 0 | 0 | 0 | 0 | 0
Inputs_Product_Res DLC Water Heat-Switch_v2.xlsx | Inputs_endUseLoadShapes_PSE.xlsx | Inputs_Global_PSE.xlsx | Inputs_Product_Res DLC Water Heat-Switch_v2.xlsx | PSE | 18 | Winter | Peak | 6 | Res DLC Water Heat-Switch | [5 empty] | 0 | 0 | 0 | 0 | 0 | 0 | 0 | 0 | 0 | 0 | 0 | 0 | 0 | 0 | 0 | 0 | 0 | 0 | 0 | 0 | 0 | 0 | 0 | 0 | 0 | 0 | 0 | 0 | 0 | 0 | 0 | 0 | 0 | 0 | 0 | 0 | 0 | 0 | 0 | 0 | 0 | 0 | 0 | 0 | 0 | 0 | 0 | 0 | 0 | 0 | 0 | 0 | 0 | 0 | 0 | 0 | 0 | 0 | 0 | 0
Inputs_Product_Res DLC Water Heat-Switch_v2.xlsx | Inputs_endUseLoadShapes_PSE.xlsx | Inputs_Global_PSE.xlsx | Inputs_Product_Res DLC Water Heat-Switch_v2.xlsx | PSE | 18 | Winter | Peak | 6 | Res DLC Water Heat-Switch | [5 empty] | 0 | 0 | 0 | 0 | 0 | 0 | 0 | 0 | 0 | 0 | 0 | 0 | 0 | 0 | 0 | 0 | 0 | 0 | 0 | 0 | 0 | 0 | 0 | 0 | 0 | 0 | 0 | 0 | 0 | 0 | 0 | 0 | 0 | 0 | 0 | 0 | 0 | 0 | 0 | 0 | 0 | 0 | 0 | 0 | 0 | 0 | 0 | 0 | 0 | 0 | 0 | 0 | 0 | 0 | 0 | 0 | 0 | 0 | 0 | 0
Inputs_Product_Res DLC Water Heat-Switch_v2.xlsx | Inputs_endUseLoadShapes_PSE.xlsx | Inputs_Global_PSE.xlsx | Inputs_Product_Res DLC Water Heat-Switch_v2.xlsx | PSE | 18 | Winter | Peak | 6 | Res DLC Water Heat-Switch | [5 empty] | 0 | 0 | 0 | 0 | 0 | 0 | 0 | 0 | 0 | 0 | 0 | 0 | 0 | 0 | 0 | 0 | 0 | 0 | 0 | 0 | 0 | 0 | 0 | 0 | 0 | 0 | 0 | 0 | 0 | 0 | 0 | 0 | 0 | 0 | 0 | 0 | 0 | 0 | 0 | 0 | 0 | 0 | 0 | 0 | 0 | 0 | 0 | 0 | 0 | 0 | 0 | 0 | 0 | 0 | 0 | 0 | 0 | 0 | 0 | 0
Inputs_Product_Res DLC Water Heat-Switch_v2.xlsx | Inputs_endUseLoadShapes_PSE.xlsx | Inputs_Global_PSE.xlsx | Inputs_Product_Res DLC Water Heat-Switch_v2.xlsx | PSE | 18 | Winter | Peak | 6 | Res DLC Water Heat-Switch | [5 empty] | 0 | 0 | 0 | 0 | 0 | 0 | 0 | 0 | 0 | 0 | 0 | 0 | 0 | 0 | 0 | 0 | 0 | 0 | 0 | 0 | 0 | 0 | 0 | 0 | 0 | 0 | 0 | 0 | 0 | 0 | 0 | 0 | 0 | 0 | 0 | 0 | 0 | 0 | 0 | 0 | 0 | 0 | 0 | 0 | 0 | 0 | 0 | 0 | 0 | 0 | 0 | 0 | 0 | 0 | 0 | 0 | 0 | 0 | 0 | 0
Inputs_Product_Res DLC Water Heat-Switch_v2.xlsx | Inputs_endUseLoadShapes_PSE.xlsx | Inputs_Global_PSE.xlsx | Inputs_Product_Res DLC Water Heat-Switch_v2.xlsx | PSE | 18 | Winter | Peak | 6 | Res DLC Water Heat-Switch | [5 empty] | 0 | 0 | 0 | 0 | 0 | 0 | 0 | 0 | 0 | 0 | 0 | 0 | 0 | 0 | 0 | 0 | 0 | 0 | 0 | 0 | 0 | 0 | 0 | 0 | 0 | 0 | 0 | 0 | 0 | 0 | 0 | 0 | 0 | 0 | 0 | 0 | 0 | 0 | 0 | 0 | 0 | 0 | 0 | 0 | 0 | 0 | 0 | 0 | 0 | 0 | 0 | 0 | 0 | 0 | 0 | 0 | 0 | 0 | 0 | 0
Inputs_Product_Res DLC Water Heat-Switch_v2.xlsx | Inputs_endUseLoadShapes_PSE.xlsx | Inputs_Global_PSE.xlsx | Inputs_Product_Res DLC Water Heat-Switch_v2.xlsx | PSE | 18 | Winter | Peak | 6 | Res DLC Water Heat-Switch | [5 empty] | 0 | 0 | 0 | 0 | 0 | 0 | 0 | 0 | 0 | 0 | 0 | 0 | 0 | 0 | 0 | 0 | 0 | 0 | 0 | 0 | 0 | 0 | 0 | 0 | 0 | 0 | 0 | 0 | 0 | 0 | 0 | 0 | 0 | 0 | 0 | 0 | 0 | 0 | 0 | 0 | 0 | 0 | 0 | 0 | 0 | 0 | 0 | 0 | 0 | 0 | 0 | 0 | 0 | 0 | 0 | 0 | 0 | 0 | 0 | 0
Inputs_Product_Res DLC Water Heat-Switch_v2.xlsx | Inputs_endUseLoadShapes_PSE.xlsx | Inputs_Global_PSE.xlsx | Inputs_Product_Res DLC Water Heat-Switch_v2.xlsx | PSE | 18 | Winter | Peak | 6 | Res DLC Water Heat-Switch | [5 empty] | 0 | 0 | 0 | 0 | 0 | 0 | 0 | 0 | 0 | 0 | 0 | 0 | 0 | 0 | 0 | 0 | 0 | 0 | 0 | 0 | 0 | 0 | 0 | 0 | 0 | 0 | 0 | 0 | 0 | 0 | 0 | 0 | 0 | 0 | 0 | 0 | 0 | 0 | 0 | 0 | 0 | 0 | 0 | 0 | 0 | 0 | 0 | 0 | 0 | 0 | 0 | 0 | 0 | 0 | 0 | 0 | 0 | 0 | 0 | 0
Inputs_Product_Res DLC Water Heat-Switch_v2.xlsx | Inputs_endUseLoadShapes_PSE.xlsx | Inputs_Global_PSE.xlsx | Inputs_Product_Res DLC Water Heat-Switch_v2.xlsx | PSE | 18 | Winter | Peak | 6 | Res DLC Water Heat-Switch | [5 empty] | 0 | 0 | 0 | 0 | 0 | 0 | 0 | 0 | 0 | 0 | 0 | 0 | 0 | 0 | 0 | 0 | 0 | 0 | 0 | 0 | 0 | 0 | 0 | 0 | 0 | 0 | 0 | 0 | 0 | 0 | 0 | 0 | 0 | 0 | 0 | 0 | 0 | 0 | 0 | 0 | 0 | 0 | 0 | 0 | 0 | 0 | 0 | 0 | 0 | 0 | 0 | 0 | 0 | 0 | 0 | 0 | 0 | 0 | 0 | 0
Inputs_Product_Res DLC Water Heat-Switch_v2.xlsx | Inputs_endUseLoadShapes_PSE.xlsx | Inputs_Global_PSE.xlsx | Inputs_Product_Res DLC Water Heat-Switch_v2.xlsx | PSE | 18 | Winter | Peak | 6 | Res DLC Water Heat-Switch | [5 empty] | 0 | 0 | 0 | 0 | 0 | 0 | 0 | 0 | 0 | 0 | 0 | 0 | 0 | 0 | 0 | 0 | 0 | 0 | 0 | 0 | 0 | 0 | 0 | 0 | 0 | 0 | 0 | 0 | 0 | 0 | 0 | 0 | 0 | 0 | 0 | 0 | 0 | 0 | 0 | 0 | 0 | 0 | 0 | 0 | 0 | 0 | 0 | 0 | 0 | 0 | 0 | 0 | 0 | 0 | 0 | 0 | 0 | 0 | 0 | 0
Inputs_Product_Res DLC Water Heat-Switch_v2.xlsx | Inputs_endUseLoadShapes_PSE.xlsx | Inputs_Global_PSE.xlsx | Inputs_Product_Res DLC Water Heat-Switch_v2.xlsx | PSE | 18 | Winter | Peak | 6 | Res DLC Water Heat-Switch | [5 empty] | 0 | 0 | 0 | 0 | 0 | 0 | 0 | 0 | 0 | 0 | 0 | 0 | 0 | 0 | 0 | 0 | 0 | 0 | 0 | 0 | 0 | 0 | 0 | 0 | 0 | 0 | 0 | 0 | 0 | 0 | 0 | 0 | 0 | 0 | 0 | 0 | 0 | 0 | 0 | 0 | 0 | 0 | 0 | 0 | 0 | 0 | 0 | 0 | 0 | 0 | 0 | 0 | 0 | 0 | 0 | 0 | 0 | 0 | 0 | 0
Inputs_Product_Res DLC Water Heat-Switch_v2.xlsx | Inputs_endUseLoadShapes_PSE.xlsx | Inputs_Global_PSE.xlsx | Inputs_Product_Res DLC Water Heat-Switch_v2.xlsx | PSE | 18 | Winter | Peak | 6 | Res DLC Water Heat-Switch | [5 empty] | 0 | 0 | 0 | 0 | 0 | 0 | 0 | 0 | 0 | 0 | 0 | 0 | 0 | 0 | 0 | 0 | 0 | 0 | 0 | 0 | 0 | 0 | 0 | 0 | 0 | 0 | 0 | 0 | 0 | 0 | 0 | 0 | 0 | 0 | 0 | 0 | 0 | 0 | 0 | 0 | 0 | 0 | 0 | 0 | 0 | 0 | 0 | 0 | 0 | 0 | 0 | 0 | 0 | 0 | 0 | 0 | 0 | 0 | 0 | 0
Inputs_Product_Res DLC Water Heat-Switch_v2.xlsx | Inputs_endUseLoadShapes_PSE.xlsx | Inputs_Global_PSE.xlsx | Inputs_Product_Res DLC Water Heat-Switch_v2.xlsx | PSE | 18 | Winter | Peak | 6 | Res DLC Water Heat-Switch | [5 empty] | 0 | 0 | 0 | 0 | 0 | 0 | 0 | 0 | 0 | 0 | 0 | 0 | 0 | 0 | 0 | 0 | 0 | 0 | 0 | 0 | 0 | 0 | 0 | 0 | 0 | 0 | 0 | 0 | 0 | 0 | 0 | 0 | 0 | 0 | 0 | 0 | 0 | 0 | 0 | 0 | 0 | 0 | 0 | 0 | 0 | 0 | 0 | 0 | 0 | 0 | 0 | 0 | 0 | 0 | 0 | 0 | 0 | 0 | 0 | 0
Inputs_Product_Res DLC Water Heat-Switch_v2.xlsx | Inputs_endUseLoadShapes_PSE.xlsx | Inputs_Global_PSE.xlsx | Inputs_Product_Res DLC Water Heat-Switch_v2.xlsx | PSE | 18 | Winter | Peak | 6 | Res DLC Water Heat-Switch | [5 empty] | 0 | 0 | 0 | 0 | 0 | 0 | 0 | 0 | 0 | 0 | 0 | 0 | 0 | 0 | 0 | 0 | 0 | 0 | 0 | 0 | 0 | 0 | 0 | 0 | 0 | 0 | 0 | 0 | 0 | 0 | 0 | 0 | 0 | 0 | 0 | 0 | 0 | 0 | 0 | 0 | 0 | 0 | 0 | 0 | 0 | 0 | 0 | 0 | 0 | 0 | 0 | 0 | 0 | 0 | 0 | 0 | 0 | 0 | 0 | 0
Inputs_Product_Res DLC Water Heat-Switch_v2.xlsx | Inputs_endUseLoadShapes_PSE.xlsx | Inputs_Global_PSE.xlsx | Inputs_Product_Res DLC Water Heat-Switch_v2.xlsx | PSE | 18 | Winter | Peak | 6 | Res DLC Water Heat-Switch | [5 empty] | 0 | 0 | 0 | 0 | 0 | 0 | 0 | 0 | 0 | 0 | 0 | 0 | 0 | 0 | 0 | 0 | 0 | 0 | 0 | 0 | 0 | 0 | 0 | 0 | 0 | 0 | 0 | 0 | 0 | 0 | 0 | 0 | 0 | 0 | 0 | 0 | 0 | 0 | 0 | 0 | 0 | 0 | 0 | 0 | 0 | 0 | 0 | 0 | 0 | 0 | 0 | 0 | 0 | 0 | 0 | 0 | 0 | 0 | 0 | 0
Inputs_Product_Res DLC Water Heat-Switch_v2.xlsx | Inputs_endUseLoadShapes_PSE.xlsx | Inputs_Global_PSE.xlsx | Inputs_Product_Res DLC Water Heat-Switch_v2.xlsx | PSE | 18 | Winter | Peak | 6 | Res DLC Water Heat-Switch | [5 empty] | 0 | 0 | 0 | 0 | 0 | 0 | 0 | 0 | 0 | 0 | 0 | 0 | 0 | 0 | 0 | 0 | 0 | 0 | 0 | 0 | 0 | 0 | 0 | 0 | 0 | 0 | 0 | 0 | 0 | 0 | 0 | 0 | 0 | 0 | 0 | 0 | 0 | 0 | 0 | 0 | 0 | 0 | 0 | 0 | 0 | 0 | 0 | 0 | 0 | 0 | 0 | 0 | 0 | 0 | 0 | 0 | 0 | 0 | 0 | 0
Inputs_Product_Res DLC Water Heat-Switch_v2.xlsx | Inputs_endUseLoadShapes_PSE.xlsx | Inputs_Global_PSE.xlsx | Inputs_Product_Res DLC Water Heat-Switch_v2.xlsx | PSE | 18 | Winter | Peak | 6 | Res DLC Water Heat-Switch | [5 empty] | 29.2531 | 29.5814 | 29.9171 | 30.2678 | 30.6229 | 30.9802 | 31.3383 | 31.6952 | 32.05 | 32.403 | 32.7546 | 33.1041 | 33.451 | 33.7951 | 34.1364 | 34.4756 | 34.813 | 35.1486 | 35.482 | 35.8111 | 0 | 0 | 0 | 0 | 0 | 0 | 0 | 0 | 0 | 0 | 53090.986 | 53686.7098 | 54295.9705 | 54932.5092 | 55576.9657 | 56225.4066 | 56875.38 | 57523.1058 | 58166.9493 | 58807.5746 | 59445.6458 | 60080.039 | 60709.5794 | 61334.0627 | 61953.5909 | 62569.0837 | 63181.5114 | 63790.5167 | 64395.6397 | 64992.9872 | 0 | 0 | 0 | 0 | 0 | 0 | 0 | 0 | 0 | 0
Inputs_Product_Res DLC Water Heat-Switch_v2.xlsx | Inputs_endUseLoadShapes_PSE.xlsx | Inputs_Global_PSE.xlsx | Inputs_Product_Res DLC Water Heat-Switch_v2.xlsx | PSE | 18 | Winter | Peak | 6 | Res DLC Water Heat-Switch | [5 empty] | 8.7241 | 8.822 | 8.9221 | 9.0267 | 9.1326 | 9.2392 | 9.346 | 9.4524 | 9.5582 | 9.6635 | 9.7684 | 9.8726 | 9.976 | 10.0787 | 10.1805 | 10.2816 | 10.3822 | 10.4823 | 10.5818 | 10.6799 | 0 | 0 | 0 | 0 | 0 | 0 | 0 | 0 | 0 | 0 | 15833.2657 | 16010.9278 | 16192.6269 | 16382.4611 | 16574.6567 | 16768.0405 | 16961.8813 | 17155.0519 | 17347.0646 | 17538.1176 | 17728.4088 | 17917.6032 | 18105.3504 | 18291.5893 | 18476.3505 | 18659.9082 | 18842.5519 | 19024.1748 | 19204.64 | 19382.7863 | 0 | 0 | 0 | 0 | 0 | 0 | 0 | 0 | 0 | 0
Inputs_Product_Res DLC Water Heat-Switch_v2.xlsx | Inputs_endUseLoadShapes_PSE.xlsx | Inputs_Global_PSE.xlsx | Inputs_Product_Res DLC Water Heat-Switch_v2.xlsx | PSE | 18 | Winter | Peak | 6 | Res DLC Water Heat-Switch | [5 empty] | 1.5897 | 1.6076 | 1.6258 | 1.6449 | 1.6642 | 1.6836 | 1.703 | 1.7224 | 1.7417 | 1.7609 | 1.78 | 1.799 | 1.8179 | 1.8366 | 1.8551 | 1.8735 | 1.8919 | 1.9101 | 1.9282 | 1.9461 | 0 | 0 | 0 | 0 | 0 | 0 | 0 | 0 | 0 | 0 | 2885.1729 | 2917.5468 | 2950.6565 | 2985.2485 | 3020.2708 | 3055.5096 | 3090.8317 | 3126.0317 | 3161.0207 | 3195.8348 | 3230.5101 | 3264.9855 | 3299.1972 | 3333.134 | 3366.8016 | 3400.2499 | 3433.5317 | 3466.6274 | 3499.5122 | 3531.9744 | 0 | 0 | 0 | 0 | 0 | 0 | 0 | 0 | 0 | 0
Inputs_Product_Res DLC Water Heat-Switch_v2.xlsx | Inputs_endUseLoadShapes_PSE.xlsx | Inputs_Global_PSE.xlsx | Inputs_Product_Res DLC Water Heat-Switch_v2.xlsx | PSE | 18 | Winter | Peak | 6 | Res DLC Water Heat-Switch | [5 empty] | 4.3025 | 4.3508 | 4.4002 | 4.4518 | 4.504 | 4.5565 | 4.6092 | 4.6617 | 4.7139 | 4.7658 | 4.8175 | 4.8689 | 4.9199 | 4.9705 | 5.0207 | 5.0706 | 5.1203 | 5.1696 | 5.2186 | 5.2671 | 0 | 0 | 0 | 0 | 0 | 0 | 0 | 0 | 0 | 0 | 7808.557 | 7896.1754 | 7985.7847 | 8079.406 | 8174.1919 | 8269.5638 | 8365.1611 | 8460.4278 | 8555.1235 | 8649.3459 | 8743.1926 | 8836.4984 | 8929.0904 | 9020.9386 | 9112.0581 | 9202.584 | 9292.6591 | 9382.2309 | 9471.2316 | 9559.0888 | 0 | 0 | 0 | 0 | 0 | 0 | 0 | 0 | 0 | 0
Inputs_Product_Res DLC Water Heat-Switch_v2.xlsx | Inputs_endUseLoadShapes_PSE.xlsx | Inputs_Global_PSE.xlsx | Inputs_Product_Res DLC Water Heat-Switch_v2.xlsx | PSE | 18 | Winter | Peak | 6 | Res DLC Water Heat-Switch | [5 empty] | 0 | 0 | 0 | 0 | 0 | 0 | 0 | 0 | 0 | 0 | 0 | 0 | 0 | 0 | 0 | 0 | 0 | 0 | 0 | 0 | 0 | 0 | 0 | 0 | 0 | 0 | 0 | 0 | 0 | 0 | 0 | 0 | 0 | 0 | 0 | 0 | 0 | 0 | 0 | 0 | 0 | 0 | 0 | 0 | 0 | 0 | 0 | 0 | 0 | 0 | 0 | 0 | 0 | 0 | 0 | 0 | 0 | 0 | 0 | 0
Inputs_Product_Small Com DLC Heat-Switch.xlsx | Inputs_endUseLoadShapes_PSE.xlsx | Inputs_Global_PSE.xlsx | Inputs_Product_Small Com DLC Heat-Switch.xlsx | PSE | 40 | Winter | Peak | 4 | Small Com DLC Heat-Switch | [5 empty] | 0 | 0 | 0 | 0 | 0 | 0 | 0 | 0 | 0 | 0 | 0 | 0 | 0 | 0 | 0 | 0 | 0 | 0 | 0 | 0 | 0 | 0 | 0 | 0 | 0 | 0 | 0 | 0 | 0 | 0 | 0 | 0 | 0 | 0 | 0 | 0 | 0 | 0 | 0 | 0 | 0 | 0 | 0 | 0 | 0 | 0 | 0 | 0 | 0 | 0 | 0 | 0 | 0 | 0 | 0 | 0 | 0 | 0 | 0 | 0
Inputs_Product_Small Com DLC Heat-Switch.xlsx | Inputs_endUseLoadShapes_PSE.xlsx | Inputs_Global_PSE.xlsx | Inputs_Product_Small Com DLC Heat-Switch.xlsx | PSE | 40 | Winter | Peak | 4 | Small Com DLC Heat-Switch | [5 empty] | 0 | 0 | 0 | 0 | 0 | 0 | 0 | 0 | 0 | 0 | 0 | 0 | 0 | 0 | 0 | 0 | 0 | 0 | 0 | 0 | 0 | 0 | 0 | 0 | 0 | 0 | 0 | 0 | 0 | 0 | 0 | 0 | 0 | 0 | 0 | 0 | 0 | 0 | 0 | 0 | 0 | 0 | 0 | 0 | 0 | 0 | 0 | 0 | 0 | 0 | 0 | 0 | 0 | 0 | 0 | 0 | 0 | 0 | 0 | 0
Inputs_Product_Small Com DLC Heat-Switch.xlsx | Inputs_endUseLoadShapes_PSE.xlsx | Inputs_Global_PSE.xlsx | Inputs_Product_Small Com DLC Heat-Switch.xlsx | PSE | 40 | Winter | Peak | 4 | Small Com DLC Heat-Switch | [5 empty] | 0 | 0 | 0 | 0 | 0 | 0 | 0 | 0 | 0 | 0 | 0 | 0 | 0 | 0 | 0 | 0 | 0 | 0 | 0 | 0 | 0 | 0 | 0 | 0 | 0 | 0 | 0 | 0 | 0 | 0 | 0 | 0 | 0 | 0 | 0 | 0 | 0 | 0 | 0 | 0 | 0 | 0 | 0 | 0 | 0 | 0 | 0 | 0 | 0 | 0 | 0 | 0 | 0 | 0 | 0 | 0 | 0 | 0 | 0 | 0
Inputs_Product_Small Com DLC Heat-Switch.xlsx | Inputs_endUseLoadShapes_PSE.xlsx | Inputs_Global_PSE.xlsx | Inputs_Product_Small Com DLC Heat-Switch.xlsx | PSE | 40 | Winter | Peak | 4 | Small Com DLC Heat-Switch | [5 empty] | 0 | 0 | 0 | 0 | 0 | 0 | 0 | 0 | 0 | 0 | 0 | 0 | 0 | 0 | 0 | 0 | 0 | 0 | 0 | 0 | 0 | 0 | 0 | 0 | 0 | 0 | 0 | 0 | 0 | 0 | 0 | 0 | 0 | 0 | 0 | 0 | 0 | 0 | 0 | 0 | 0 | 0 | 0 | 0 | 0 | 0 | 0 | 0 | 0 | 0 | 0 | 0 | 0 | 0 | 0 | 0 | 0 | 0 | 0 | 0
Inputs_Product_Small Com DLC Heat-Switch.xlsx | Inputs_endUseLoadShapes_PSE.xlsx | Inputs_Global_PSE.xlsx | Inputs_Product_Small Com DLC Heat-Switch.xlsx | PSE | 40 | Winter | Peak | 4 | Small Com DLC Heat-Switch | [5 empty] | 0 | 0 | 0 | 0 | 0 | 0 | 0 | 0 | 0 | 0 | 0 | 0 | 0 | 0 | 0 | 0 | 0 | 0 | 0 | 0 | 0 | 0 | 0 | 0 | 0 | 0 | 0 | 0 | 0 | 0 | 0 | 0 | 0 | 0 | 0 | 0 | 0 | 0 | 0 | 0 | 0 | 0 | 0 | 0 | 0 | 0 | 0 | 0 | 0 | 0 | 0 | 0 | 0 | 0 | 0 | 0 | 0 | 0 | 0 | 0
Inputs_Product_Small Com DLC Heat-Switch.xlsx | Inputs_endUseLoadShapes_PSE.xlsx | Inputs_Global_PSE.xlsx | Inputs_Product_Small Com DLC Heat-Switch.xlsx | PSE | 40 | Winter | Peak | 4 | Small Com DLC Heat-Switch | [5 empty] | 0 | 0 | 0 | 0 | 0 | 0 | 0 | 0 | 0 | 0 | 0 | 0 | 0 | 0 | 0 | 0 | 0 | 0 | 0 | 0 | 0 | 0 | 0 | 0 | 0 | 0 | 0 | 0 | 0 | 0 | 0 | 0 | 0 | 0 | 0 | 0 | 0 | 0 | 0 | 0 | 0 | 0 | 0 | 0 | 0 | 0 | 0 | 0 | 0 | 0 | 0 | 0 | 0 | 0 | 0 | 0 | 0 | 0 | 0 | 0
Inputs_Product_Small Com DLC Heat-Switch.xlsx | Inputs_endUseLoadShapes_PSE.xlsx | Inputs_Global_PSE.xlsx | Inputs_Product_Small Com DLC Heat-Switch.xlsx | PSE | 40 | Winter | Peak | 4 | Small Com DLC Heat-Switch | [5 empty] | 0 | 0 | 0 | 0 | 0 | 0 | 0 | 0 | 0 | 0 | 0 | 0 | 0 | 0 | 0 | 0 | 0 | 0 | 0 | 0 | 0 | 0 | 0 | 0 | 0 | 0 | 0 | 0 | 0 | 0 | 0 | 0 | 0 | 0 | 0 | 0 | 0 | 0 | 0 | 0 | 0 | 0 | 0 | 0 | 0 | 0 | 0 | 0 | 0 | 0 | 0 | 0 | 0 | 0 | 0 | 0 | 0 | 0 | 0 | 0
Inputs_Product_Small Com DLC Heat-Switch.xlsx | Inputs_endUseLoadShapes_PSE.xlsx | Inputs_Global_PSE.xlsx | Inputs_Product_Small Com DLC Heat-Switch.xlsx | PSE | 40 | Winter | Peak | 4 | Small Com DLC Heat-Switch | [5 empty] | 0 | 0 | 0 | 0 | 0 | 0 | 0 | 0 | 0 | 0 | 0 | 0 | 0 | 0 | 0 | 0 | 0 | 0 | 0 | 0 | 0 | 0 | 0 | 0 | 0 | 0 | 0 | 0 | 0 | 0 | 0 | 0 | 0 | 0 | 0 | 0 | 0 | 0 | 0 | 0 | 0 | 0 | 0 | 0 | 0 | 0 | 0 | 0 | 0 | 0 | 0 | 0 | 0 | 0 | 0 | 0 | 0 | 0 | 0 | 0
Inputs_Product_Small Com DLC Heat-Switch.xlsx | Inputs_endUseLoadShapes_PSE.xlsx | Inputs_Global_PSE.xlsx | Inputs_Product_Small Com DLC Heat-Switch.xlsx | PSE | 40 | Winter | Peak | 4 | Small Com DLC Heat-Switch | [5 empty] | 0 | 0 | 0 | 0 | 0 | 0 | 0 | 0 | 0 | 0 | 0 | 0 | 0 | 0 | 0 | 0 | 0 | 0 | 0 | 0 | 0 | 0 | 0 | 0 | 0 | 0 | 0 | 0 | 0 | 0 | 0 | 0 | 0 | 0 | 0 | 0 | 0 | 0 | 0 | 0 | 0 | 0 | 0 | 0 | 0 | 0 | 0 | 0 | 0 | 0 | 0 | 0 | 0 | 0 | 0 | 0 | 0 | 0 | 0 | 0
Inputs_Product_Small Com DLC Heat-Switch.xlsx | Inputs_endUseLoadShapes_PSE.xlsx | Inputs_Global_PSE.xlsx | Inputs_Product_Small Com DLC Heat-Switch.xlsx | PSE | 40 | Winter | Peak | 4 | Small Com DLC Heat-Switch | [5 empty] | 0 | 0 | 0 | 0 | 0 | 0 | 0 | 0 | 0 | 0 | 0 | 0 | 0 | 0 | 0 | 0 | 0 | 0 | 0 | 0 | 0 | 0 | 0 | 0 | 0 | 0 | 0 | 0 | 0 | 0 | 0 | 0 | 0 | 0 | 0 | 0 | 0 | 0 | 0 | 0 | 0 | 0 | 0 | 0 | 0 | 0 | 0 | 0 | 0 | 0 | 0 | 0 | 0 | 0 | 0 | 0 | 0 | 0 | 0 | 0
Inputs_Product_Small Com DLC Heat-Switch.xlsx | Inputs_endUseLoadShapes_PSE.xlsx | Inputs_Global_PSE.xlsx | Inputs_Product_Small Com DLC Heat-Switch.xlsx | PSE | 40 | Winter | Peak | 4 | Small Com DLC Heat-Switch | [5 empty] | 0.72482 | 0.73682 | 0.74865 | 0.76167 | 0.77542 | 0.78929 | 0.80288 | 0.81641 | 0.83017 | 0.84408 | 0.8582 | 0.8725 | 0.88684 | 0.90126 | 0.91592 | 0.93089 | 0.94609 | 0.96157 | 0.97732 | 0.99315 | 0 | 0 | 0 | 0 | 0 | 0 | 0 | 0 | 0 | 0 | 407.4249 | 414.1711 | 420.8208 | 428.1405 | 435.868 | 443.664 | 451.3029 | 458.9055 | 466.6406 | 474.4618 | 482.3971 | 490.4377 | 498.4987 | 506.6033 | 514.8436 | 523.2596 | 531.8032 | 540.5059 | 549.3591 | 558.2529 | 0 | 0 | 0 | 0 | 0 | 0 | 0 | 0 | 0 | 0
Inputs_Product_Small Com DLC Heat-Switch.xlsx | Inputs_endUseLoadShapes_PSE.xlsx | Inputs_Global_PSE.xlsx | Inputs_Product_Small Com DLC Heat-Switch.xlsx | PSE | 40 | Winter | Peak | 4 | Small Com DLC Heat-Switch | [5 empty] | 0.13019 | 0.13235 | 0.13447 | 0.13681 | 0.13928 | 0.14177 | 0.14421 | 0.14664 | 0.14911 | 0.15161 | 0.15415 | 0.15672 | 0.15929 | 0.16188 | 0.16452 | 0.16721 | 0.16994 | 0.17272 | 0.17555 | 0.17839 | 0 | 0 | 0 | 0 | 0 | 0 | 0 | 0 | 0 | 0 | 73.1813 | 74.3931 | 75.5875 | 76.9023 | 78.2903 | 79.6906 | 81.0627 | 82.4282 | 83.8176 | 85.2224 | 86.6478 | 88.092 | 89.5399 | 90.9957 | 92.4758 | 93.9875 | 95.5221 | 97.0852 | 98.6754 | 100.2729 | 0 | 0 | 0 | 0 | 0 | 0 | 0 | 0 | 0 | 0
Inputs_Product_Small Com DLC Heat-Switch.xlsx | Inputs_endUseLoadShapes_PSE.xlsx | Inputs_Global_PSE.xlsx | Inputs_Product_Small Com DLC Heat-Switch.xlsx | PSE | 40 | Winter | Peak | 4 | Small Com DLC Heat-Switch | [5 empty] | 0 | 0 | 0 | 0 | 0 | 0 | 0 | 0 | 0 | 0 | 0 | 0 | 0 | 0 | 0 | 0 | 0 | 0 | 0 | 0 | 0 | 0 | 0 | 0 | 0 | 0 | 0 | 0 | 0 | 0 | 0 | 0 | 0 | 0 | 0 | 0 | 0 | 0 | 0 | 0 | 0 | 0 | 0 | 0 | 0 | 0 | 0 | 0 | 0 | 0 | 0 | 0 | 0 | 0 | 0 | 0 | 0 | 0 | 0 | 0
Inputs_Product_Small Com DLC Heat-Switch.xlsx | Inputs_endUseLoadShapes_PSE.xlsx | Inputs_Global_PSE.xlsx | Inputs_Product_Small Com DLC Heat-Switch.xlsx | PSE | 40 | Winter | Peak | 4 | Small Com DLC Heat-Switch | [5 empty] | 0 | 0 | 0 | 0 | 0 | 0 | 0 | 0 | 0 | 0 | 0 | 0 | 0 | 0 | 0 | 0 | 0 | 0 | 0 | 0 | 0 | 0 | 0 | 0 | 0 | 0 | 0 | 0 | 0 | 0 | 0 | 0 | 0 | 0 | 0 | 0 | 0 | 0 | 0 | 0 | 0 | 0 | 0 | 0 | 0 | 0 | 0 | 0 | 0 | 0 | 0 | 0 | 0 | 0 | 0 | 0 | 0 | 0 | 0 | 0
Inputs_Product_Small Com DLC Heat-Switch.xlsx | Inputs_endUseLoadShapes_PSE.xlsx | Inputs_Global_PSE.xlsx | Inputs_Product_Small Com DLC Heat-Switch.xlsx | PSE | 40 | Winter | Peak | 4 | Small Com DLC Heat-Switch | [5 empty] | 0 | 0 | 0 | 0 | 0 | 0 | 0 | 0 | 0 | 0 | 0 | 0 | 0 | 0 | 0 | 0 | 0 | 0 | 0 | 0 | 0 | 0 | 0 | 0 | 0 | 0 | 0 | 0 | 0 | 0 | 0 | 0 | 0 | 0 | 0 | 0 | 0 | 0 | 0 | 0 | 0 | 0 | 0 | 0 | 0 | 0 | 0 | 0 | 0 | 0 | 0 | 0 | 0 | 0 | 0 | 0 | 0 | 0 | 0 | 0
Inputs_Product_Small Com DLC Heat-Switch.xlsx | Inputs_endUseLoadShapes_PSE.xlsx | Inputs_Global_PSE.xlsx | Inputs_Product_Small Com DLC Heat-Switch.xlsx | PSE | 40 | Winter | Peak | 4 | Small Com DLC Heat-Switch | [5 empty] | 0 | 0 | 0 | 0 | 0 | 0 | 0 | 0 | 0 | 0 | 0 | 0 | 0 | 0 | 0 | 0 | 0 | 0 | 0 | 0 | 0 | 0 | 0 | 0 | 0 | 0 | 0 | 0 | 0 | 0 | 0 | 0 | 0 | 0 | 0 | 0 | 0 | 0 | 0 | 0 | 0 | 0 | 0 | 0 | 0 | 0 | 0 | 0 | 0 | 0 | 0 | 0 | 0 | 0 | 0 | 0 | 0 | 0 | 0 | 0
Inputs_Product_Small Com DLC Heat-Switch.xlsx | Inputs_endUseLoadShapes_PSE.xlsx | Inputs_Global_PSE.xlsx | Inputs_Product_Small Com DLC Heat-Switch.xlsx | PSE | 40 | Winter | Peak | 4 | Small Com DLC Heat-Switch | [5 empty] | 0 | 0 | 0 | 0 | 0 | 0 | 0 | 0 | 0 | 0 | 0 | 0 | 0 | 0 | 0 | 0 | 0 | 0 | 0 | 0 | 0 | 0 | 0 | 0 | 0 | 0 | 0 | 0 | 0 | 0 | 0 | 0 | 0 | 0 | 0 | 0 | 0 | 0 | 0 | 0 | 0 | 0 | 0 | 0 | 0 | 0 | 0 | 0 | 0 | 0 | 0 | 0 | 0 | 0 | 0 | 0 | 0 | 0 | 0 | 0
Inputs_Product_Small Com DLC Heat-Switch.xlsx | Inputs_endUseLoadShapes_PSE.xlsx | Inputs_Global_PSE.xlsx | Inputs_Product_Small Com DLC Heat-Switch.xlsx | PSE | 40 | Winter | Peak | 4 | Small Com DLC Heat-Switch | [5 empty] | 0 | 0 | 0 | 0 | 0 | 0 | 0 | 0 | 0 | 0 | 0 | 0 | 0 | 0 | 0 | 0 | 0 | 0 | 0 | 0 | 0 | 0 | 0 | 0 | 0 | 0 | 0 | 0 | 0 | 0 | 0 | 0 | 0 | 0 | 0 | 0 | 0 | 0 | 0 | 0 | 0 | 0 | 0 | 0 | 0 | 0 | 0 | 0 | 0 | 0 | 0 | 0 | 0 | 0 | 0 | 0 | 0 | 0 | 0 | 0
Inputs_Product_Small Com DLC Heat-Switch.xlsx | Inputs_endUseLoadShapes_PSE.xlsx | Inputs_Global_PSE.xlsx | Inputs_Product_Small Com DLC Heat-Switch.xlsx | PSE | 40 | Winter | Peak | 4 | Small Com DLC Heat-Switch | [5 empty] | 0 | 0 | 0 | 0 | 0 | 0 | 0 | 0 | 0 | 0 | 0 | 0 | 0 | 0 | 0 | 0 | 0 | 0 | 0 | 0 | 0 | 0 | 0 | 0 | 0 | 0 | 0 | 0 | 0 | 0 | 0 | 0 | 0 | 0 | 0 | 0 | 0 | 0 | 0 | 0 | 0 | 0 | 0 | 0 | 0 | 0 | 0 | 0 | 0 | 0 | 0 | 0 | 0 | 0 | 0 | 0 | 0 | 0 | 0 | 0
Inputs_Product_Small Com DLC Heat-Switch.xlsx | Inputs_endUseLoadShapes_PSE.xlsx | Inputs_Global_PSE.xlsx | Inputs_Product_Small Com DLC Heat-Switch.xlsx | PSE | 40 | Winter | Peak | 4 | Small Com DLC Heat-Switch | [5 empty] | 0 | 0 | 0 | 0 | 0 | 0 | 0 | 0 | 0 | 0 | 0 | 0 | 0 | 0 | 0 | 0 | 0 | 0 | 0 | 0 | 0 | 0 | 0 | 0 | 0 | 0 | 0 | 0 | 0 | 0 | 0 | 0 | 0 | 0 | 0 | 0 | 0 | 0 | 0 | 0 | 0 | 0 | 0 | 0 | 0 | 0 | 0 | 0 | 0 | 0 | 0 | 0 | 0 | 0 | 0 | 0 | 0 | 0 | 0 | 0
Inputs_Product_Small Com DLC Heat-Switch.xlsx | Inputs_endUseLoadShapes_PSE.xlsx | Inputs_Global_PSE.xlsx | Inputs_Product_Small Com DLC Heat-Switch.xlsx | PSE | 40 | Winter | Peak | 4 | Small Com DLC Heat-Switch | [5 empty] | 0 | 0 | 0 | 0 | 0 | 0 | 0 | 0 | 0 | 0 | 0 | 0 | 0 | 0 | 0 | 0 | 0 | 0 | 0 | 0 | 0 | 0 | 0 | 0 | 0 | 0 | 0 | 0 | 0 | 0 | 0 | 0 | 0 | 0 | 0 | 0 | 0 | 0 | 0 | 0 | 0 | 0 | 0 | 0 | 0 | 0 | 0 | 0 | 0 | 0 | 0 | 0 | 0 | 0 | 0 | 0 | 0 | 0 | 0 | 0
Inputs_Product_Small Com DLC Heat-Switch.xlsx | Inputs_endUseLoadShapes_PSE.xlsx | Inputs_Global_PSE.xlsx | Inputs_Product_Small Com DLC Heat-Switch.xlsx | PSE | 40 | Winter | Peak | 4 | Small Com DLC Heat-Switch | [5 empty] | 0 | 0 | 0 | 0 | 0 | 0 | 0 | 0 | 0 | 0 | 0 | 0 | 0 | 0 | 0 | 0 | 0 | 0 | 0 | 0 | 0 | 0 | 0 | 0 | 0 | 0 | 0 | 0 | 0 | 0 | 0 | 0 | 0 | 0 | 0 | 0 | 0 | 0 | 0 | 0 | 0 | 0 | 0 | 0 | 0 | 0 | 0 | 0 | 0 | 0 | 0 | 0 | 0 | 0 | 0 | 0 | 0 | 0 | 0 | 0
Inputs_Product_Small Com DLC Heat-Switch.xlsx | Inputs_endUseLoadShapes_PSE.xlsx | Inputs_Global_PSE.xlsx | Inputs_Product_Small Com DLC Heat-Switch.xlsx | PSE | 40 | Winter | Peak | 4 | Small Com DLC Heat-Switch | [5 empty] | 0 | 0 | 0 | 0 | 0 | 0 | 0 | 0 | 0 | 0 | 0 | 0 | 0 | 0 | 0 | 0 | 0 | 0 | 0 | 0 | 0 | 0 | 0 | 0 | 0 | 0 | 0 | 0 | 0 | 0 | 0 | 0 | 0 | 0 | 0 | 0 | 0 | 0 | 0 | 0 | 0 | 0 | 0 | 0 | 0 | 0 | 0 | 0 | 0 | 0 | 0 | 0 | 0 | 0 | 0 | 0 | 0 | 0 | 0 | 0
Inputs_Product_Small Com DLC Heat-Switch.xlsx | Inputs_endUseLoadShapes_PSE.xlsx | Inputs_Global_PSE.xlsx | Inputs_Product_Small Com DLC Heat-Switch.xlsx | PSE | 40 | Winter | Peak | 4 | Small Com DLC Heat-Switch | [5 empty] | 0 | 0 | 0 | 0 | 0 | 0 | 0 | 0 | 0 | 0 | 0 | 0 | 0 | 0 | 0 | 0 | 0 | 0 | 0 | 0 | 0 | 0 | 0 | 0 | 0 | 0 | 0 | 0 | 0 | 0 | 0 | 0 | 0 | 0 | 0 | 0 | 0 | 0 | 0 | 0 | 0 | 0 | 0 | 0 | 0 | 0 | 0 | 0 | 0 | 0 | 0 | 0 | 0 | 0 | 0 | 0 | 0 | 0 | 0 | 0
Inputs_Product_Small Com DLC Heat-Switch.xlsx | Inputs_endUseLoadShapes_PSE.xlsx | Inputs_Global_PSE.xlsx | Inputs_Product_Small Com DLC Heat-Switch.xlsx | PSE | 40 | Winter | Peak | 4 | Small Com DLC Heat-Switch | [5 empty] | 0 | 0 | 0 | 0 | 0 | 0 | 0 | 0 | 0 | 0 | 0 | 0 | 0 | 0 | 0 | 0 | 0 | 0 | 0 | 0 | 0 | 0 | 0 | 0 | 0 | 0 | 0 | 0 | 0 | 0 | 0 | 0 | 0 | 0 | 0 | 0 | 0 | 0 | 0 | 0 | 0 | 0 | 0 | 0 | 0 | 0 | 0 | 0 | 0 | 0 | 0 | 0 | 0 | 0 | 0 | 0 | 0 | 0 | 0 | 0
Inputs_Product_Small Com DLC Heat-Switch.xlsx | Inputs_endUseLoadShapes_PSE.xlsx | Inputs_Global_PSE.xlsx | Inputs_Product_Small Com DLC Heat-Switch.xlsx | PSE | 40 | Winter | Peak | 4 | Small Com DLC Heat-Switch | [5 empty] | 0 | 0 | 0 | 0 | 0 | 0 | 0 | 0 | 0 | 0 | 0 | 0 | 0 | 0 | 0 | 0 | 0 | 0 | 0 | 0 | 0 | 0 | 0 | 0 | 0 | 0 | 0 | 0 | 0 | 0 | 0 | 0 | 0 | 0 | 0 | 0 | 0 | 0 | 0 | 0 | 0 | 0 | 0 | 0 | 0 | 0 | 0 | 0 | 0 | 0 | 0 | 0 | 0 | 0 | 0 | 0 | 0 | 0 | 0 | 0
Inputs_Product_Small Com DLC Heat-Switch.xlsx | Inputs_endUseLoadShapes_PSE.xlsx | Inputs_Global_PSE.xlsx | Inputs_Product_Small Com DLC Heat-Switch.xlsx | PSE | 40 | Winter | Peak | 4 | Small Com DLC Heat-Switch | [5 empty] | 0 | 0 | 0 | 0 | 0 | 0 | 0 | 0 | 0 | 0 | 0 | 0 | 0 | 0 | 0 | 0 | 0 | 0 | 0 | 0 | 0 | 0 | 0 | 0 | 0 | 0 | 0 | 0 | 0 | 0 | 0 | 0 | 0 | 0 | 0 | 0 | 0 | 0 | 0 | 0 | 0 | 0 | 0 | 0 | 0 | 0 | 0 | 0 | 0 | 0 | 0 | 0 | 0 | 0 | 0 | 0 | 0 | 0 | 0 | 0
Inputs_Product_Small Com DLC Heat-Switch.xlsx | Inputs_endUseLoadShapes_PSE.xlsx | Inputs_Global_PSE.xlsx | Inputs_Product_Small Com DLC Heat-Switch.xlsx | PSE | 40 | Winter | Peak | 4 | Small Com DLC Heat-Switch | [5 empty] | 0 | 0 | 0 | 0 | 0 | 0 | 0 | 0 | 0 | 0 | 0 | 0 | 0 | 0 | 0 | 0 | 0 | 0 | 0 | 0 | 0 | 0 | 0 | 0 | 0 | 0 | 0 | 0 | 0 | 0 | 0 | 0 | 0 | 0 | 0 | 0 | 0 | 0 | 0 | 0 | 0 | 0 | 0 | 0 | 0 | 0 | 0 | 0 | 0 | 0 | 0 | 0 | 0 | 0 | 0 | 0 | 0 | 0 | 0 | 0
Inputs_Product_Small Com DLC Heat-Switch.xlsx | Inputs_endUseLoadShapes_PSE.xlsx | Inputs_Global_PSE.xlsx | Inputs_Product_Small Com DLC Heat-Switch.xlsx | PSE | 40 | Winter | Peak | 4 | Small Com DLC Heat-Switch | [5 empty] | 0 | 0 | 0 | 0 | 0 | 0 | 0 | 0 | 0 | 0 | 0 | 0 | 0 | 0 | 0 | 0 | 0 | 0 | 0 | 0 | 0 | 0 | 0 | 0 | 0 | 0 | 0 | 0 | 0 | 0 | 0 | 0 | 0 | 0 | 0 | 0 | 0 | 0 | 0 | 0 | 0 | 0 | 0 | 0 | 0 | 0 | 0 | 0 | 0 | 0 | 0 | 0 | 0 | 0 | 0 | 0 | 0 | 0 | 0 | 0
Inputs_Product_Small Com DLC Heat-Switch.xlsx | Inputs_endUseLoadShapes_PSE.xlsx | Inputs_Global_PSE.xlsx | Inputs_Product_Small Com DLC Heat-Switch.xlsx | PSE | 40 | Winter | Peak | 4 | Small Com DLC Heat-Switch | [5 empty] | 0 | 0 | 0 | 0 | 0 | 0 | 0 | 0 | 0 | 0 | 0 | 0 | 0 | 0 | 0 | 0 | 0 | 0 | 0 | 0 | 0 | 0 | 0 | 0 | 0 | 0 | 0 | 0 | 0 | 0 | 0 | 0 | 0 | 0 | 0 | 0 | 0 | 0 | 0 | 0 | 0 | 0 | 0 | 0 | 0 | 0 | 0 | 0 | 0 | 0 | 0 | 0 | 0 | 0 | 0 | 0 | 0 | 0 | 0 | 0
Inputs_Product_Small Com DLC Heat-Switch.xlsx | Inputs_endUseLoadShapes_PSE.xlsx | Inputs_Global_PSE.xlsx | Inputs_Product_Small Com DLC Heat-Switch.xlsx | PSE | 40 | Winter | Peak | 4 | Small Com DLC Heat-Switch | [5 empty] | 0 | 0 | 0 | 0 | 0 | 0 | 0 | 0 | 0 | 0 | 0 | 0 | 0 | 0 | 0 | 0 | 0 | 0 | 0 | 0 | 0 | 0 | 0 | 0 | 0 | 0 | 0 | 0 | 0 | 0 | 0 | 0 | 0 | 0 | 0 | 0 | 0 | 0 | 0 | 0 | 0 | 0 | 0 | 0 | 0 | 0 | 0 | 0 | 0 | 0 | 0 | 0 | 0 | 0 | 0 | 0 | 0 | 0 | 0 | 0
Inputs_Product_Small Com DLC Heat-Switch.xlsx | Inputs_endUseLoadShapes_PSE.xlsx | Inputs_Global_PSE.xlsx | Inputs_Product_Small Com DLC Heat-Switch.xlsx | PSE | 40 | Winter | Peak | 4 | Small Com DLC Heat-Switch | [5 empty] | 0 | 0 | 0 | 0 | 0 | 0 | 0 | 0 | 0 | 0 | 0 | 0 | 0 | 0 | 0 | 0 | 0 | 0 | 0 | 0 | 0 | 0 | 0 | 0 | 0 | 0 | 0 | 0 | 0 | 0 | 0 | 0 | 0 | 0 | 0 | 0 | 0 | 0 | 0 | 0 | 0 | 0 | 0 | 0 | 0 | 0 | 0 | 0 | 0 | 0 | 0 | 0 | 0 | 0 | 0 | 0 | 0 | 0 | 0 | 0
Inputs_Product_Small Com DLC Heat-Switch.xlsx | Inputs_endUseLoadShapes_PSE.xlsx | Inputs_Global_PSE.xlsx | Inputs_Product_Small Com DLC Heat-Switch.xlsx | PSE | 40 | Winter | Peak | 4 | Small Com DLC Heat-Switch | [5 empty] | 0 | 0 | 0 | 0 | 0 | 0 | 0 | 0 | 0 | 0 | 0 | 0 | 0 | 0 | 0 | 0 | 0 | 0 | 0 | 0 | 0 | 0 | 0 | 0 | 0 | 0 | 0 | 0 | 0 | 0 | 0 | 0 | 0 | 0 | 0 | 0 | 0 | 0 | 0 | 0 | 0 | 0 | 0 | 0 | 0 | 0 | 0 | 0 | 0 | 0 | 0 | 0 | 0 | 0 | 0 | 0 | 0 | 0 | 0 | 0
Inputs_Product_Small Com DLC Heat-Switch.xlsx | Inputs_endUseLoadShapes_PSE.xlsx | Inputs_Global_PSE.xlsx | Inputs_Product_Small Com DLC Heat-Switch.xlsx | PSE | 40 | Winter | Peak | 4 | Small Com DLC Heat-Switch | [5 empty] | 0 | 0 | 0 | 0 | 0 | 0 | 0 | 0 | 0 | 0 | 0 | 0 | 0 | 0 | 0 | 0 | 0 | 0 | 0 | 0 | 0 | 0 | 0 | 0 | 0 | 0 | 0 | 0 | 0 | 0 | 0 | 0 | 0 | 0 | 0 | 0 | 0 | 0 | 0 | 0 | 0 | 0 | 0 | 0 | 0 | 0 | 0 | 0 | 0 | 0 | 0 | 0 | 0 | 0 | 0 | 0 | 0 | 0 | 0 | 0
Inputs_Product_Small Com DLC Heat-Switch.xlsx | Inputs_endUseLoadShapes_PSE.xlsx | Inputs_Global_PSE.xlsx | Inputs_Product_Small Com DLC Heat-Switch.xlsx | PSE | 40 | Winter | Peak | 4 | Small Com DLC Heat-Switch | [5 empty] | 0 | 0 | 0 | 0 | 0 | 0 | 0 | 0 | 0 | 0 | 0 | 0 | 0 | 0 | 0 | 0 | 0 | 0 | 0 | 0 | 0 | 0 | 0 | 0 | 0 | 0 | 0 | 0 | 0 | 0 | 0 | 0 | 0 | 0 | 0 | 0 | 0 | 0 | 0 | 0 | 0 | 0 | 0 | 0 | 0 | 0 | 0 | 0 | 0 | 0 | 0 | 0 | 0 | 0 | 0 | 0 | 0 | 0 | 0 | 0
Inputs_Product_Small Com DLC Heat-Switch.xlsx | Inputs_endUseLoadShapes_PSE.xlsx | Inputs_Global_PSE.xlsx | Inputs_Product_Small Com DLC Heat-Switch.xlsx | PSE | 40 | Winter | Peak | 4 | Small Com DLC Heat-Switch | [5 empty] | 0 | 0 | 0 | 0 | 0 | 0 | 0 | 0 | 0 | 0 | 0 | 0 | 0 | 0 | 0 | 0 | 0 | 0 | 0 | 0 | 0 | 0 | 0 | 0 | 0 | 0 | 0 | 0 | 0 | 0 | 0 | 0 | 0 | 0 | 0 | 0 | 0 | 0 | 0 | 0 | 0 | 0 | 0 | 0 | 0 | 0 | 0 | 0 | 0 | 0 | 0 | 0 | 0 | 0 | 0 | 0 | 0 | 0 | 0 | 0
Inputs_Product_Small Com DLC Heat-Switch.xlsx | Inputs_endUseLoadShapes_PSE.xlsx | Inputs_Global_PSE.xlsx | Inputs_Product_Small Com DLC Heat-Switch.xlsx | PSE | 40 | Winter | Peak | 4 | Small Com DLC Heat-Switch | [5 empty] | 0 | 0 | 0 | 0 | 0 | 0 | 0 | 0 | 0 | 0 | 0 | 0 | 0 | 0 | 0 | 0 | 0 | 0 | 0 | 0 | 0 | 0 | 0 | 0 | 0 | 0 | 0 | 0 | 0 | 0 | 0 | 0 | 0 | 0 | 0 | 0 | 0 | 0 | 0 | 0 | 0 | 0 | 0 | 0 | 0 | 0 | 0 | 0 | 0 | 0 | 0 | 0 | 0 | 0 | 0 | 0 | 0 | 0 | 0 | 0
Inputs_Product_Small Com DLC Heat-Switch.xlsx | Inputs_endUseLoadShapes_PSE.xlsx | Inputs_Global_PSE.xlsx | Inputs_Product_Small Com DLC Heat-Switch.xlsx | PSE | 40 | Winter | Peak | 4 | Small Com DLC Heat-Switch | [5 empty] | 0 | 0 | 0 | 0 | 0 | 0 | 0 | 0 | 0 | 0 | 0 | 0 | 0 | 0 | 0 | 0 | 0 | 0 | 0 | 0 | 0 | 0 | 0 | 0 | 0 | 0 | 0 | 0 | 0 | 0 | 0 | 0 | 0 | 0 | 0 | 0 | 0 | 0 | 0 | 0 | 0 | 0 | 0 | 0 | 0 | 0 | 0 | 0 | 0 | 0 | 0 | 0 | 0 | 0 | 0 | 0 | 0 | 0 | 0 | 0
Inputs_Product_Small Com DLC Heat-Switch.xlsx | Inputs_endUseLoadShapes_PSE.xlsx | Inputs_Global_PSE.xlsx | Inputs_Product_Small Com DLC Heat-Switch.xlsx | PSE | 40 | Winter | Peak | 4 | Small Com DLC Heat-Switch | [5 empty] | 0 | 0 | 0 | 0 | 0 | 0 | 0 | 0 | 0 | 0 | 0 | 0 | 0 | 0 | 0 | 0 | 0 | 0 | 0 | 0 | 0 | 0 | 0 | 0 | 0 | 0 | 0 | 0 | 0 | 0 | 0 | 0 | 0 | 0 | 0 | 0 | 0 | 0 | 0 | 0 | 0 | 0 | 0 | 0 | 0 | 0 | 0 | 0 | 0 | 0 | 0 | 0 | 0 | 0 | 0 | 0 | 0 | 0 | 0 | 0
Inputs_Product_Small Com DLC Heat-Switch.xlsx | Inputs_endUseLoadShapes_PSE.xlsx | Inputs_Global_PSE.xlsx | Inputs_Product_Small Com DLC Heat-Switch.xlsx | PSE | 40 | Winter | Peak | 4 | Small Com DLC Heat-Switch | [5 empty] | 0 | 0 | 0 | 0 | 0 | 0 | 0 | 0 | 0 | 0 | 0 | 0 | 0 | 0 | 0 | 0 | 0 | 0 | 0 | 0 | 0 | 0 | 0 | 0 | 0 | 0 | 0 | 0 | 0 | 0 | 0 | 0 | 0 | 0 | 0 | 0 | 0 | 0 | 0 | 0 | 0 | 0 | 0 | 0 | 0 | 0 | 0 | 0 | 0 | 0 | 0 | 0 | 0 | 0 | 0 | 0 | 0 | 0 | 0 | 0
Res CPP-No Enablement_PSE_Winter_9.19.2018_9.33.09 PM.xlsx | Inputs_endUseLoadShapes_PSE.xlsx | Inputs_Global_PSE.xlsx | Inputs_Product_Res CPP-No Enablement.xlsx | PSE | 20 | Winter | Peak | 4 | Res CPP-No Enablement | Commercial | Hospital | 56.3901 | 0 | 0 | 0 | 0 | 0 | 0 | 0 | 0 | 0 | 0 | 0 | 0 | 0 | 0 | 0 | 0 | 0 | 0 | 0 | 0 | 0 | 0 | [10 empty] | 0 | 0 | 0 | 0 | 0 | 0 | 0 | 0 | 0 | 0 | 0 | 0 | 0 | 0 | 0 | 0 | 0 | 0 | 0 | 0 | 0 | 0 | 0 | 0 | 0 | 0 | 0 | 0 | 0 | 0
Res CPP-No Enablement_PSE_Winter_9.19.2018_9.33.09 PM.xlsx | Inputs_endUseLoadShapes_PSE.xlsx | Inputs_Global_PSE.xlsx | Inputs_Product_Res CPP-No Enablement.xlsx | PSE | 20 | Winter | Peak | 4 | Res CPP-No Enablement | Commercial | Large Office | 259.0812 | 0 | 0 | 0 | 0 | 0 | 0 | 0 | 0 | 0 | 0 | 0 | 0 | 0 | 0 | 0 | 0 | 0 | 0 | 0 | 0 | 0 | 0 | [10 empty] | 0 | 0 | 0 | 0 | 0 | 0 | 0 | 0 | 0 | 0 | 0 | 0 | 0 | 0 | 0 | 0 | 0 | 0 | 0 | 0 | 0 | 0 | 0 | 0 | 0 | 0 | 0 | 0 | 0 | 0
Res CPP-No Enablement_PSE_Winter_9.19.2018_9.33.09 PM.xlsx | Inputs_endUseLoadShapes_PSE.xlsx | Inputs_Global_PSE.xlsx | Inputs_Product_Res CPP-No Enablement.xlsx | PSE | 20 | Winter | Peak | 4 | Res CPP-No Enablement | Commercial | Large Retail | 56.0608 | 0 | 0 | 0 | 0 | 0 | 0 | 0 | 0 | 0 | 0 | 0 | 0 | 0 | 0 | 0 | 0 | 0 | 0 | 0 | 0 | 0 | 0 | [10 empty] | 0 | 0 | 0 | 0 | 0 | 0 | 0 | 0 | 0 | 0 | 0 | 0 | 0 | 0 | 0 | 0 | 0 | 0 | 0 | 0 | 0 | 0 | 0 | 0 | 0 | 0 | 0 | 0 | 0 | 0
Res CPP-No Enablement_PSE_Winter_9.19.2018_9.33.09 PM.xlsx | Inputs_endUseLoadShapes_PSE.xlsx | Inputs_Global_PSE.xlsx | Inputs_Product_Res CPP-No Enablement.xlsx | PSE | 20 | Winter | Peak | 4 | Res CPP-No Enablement | Commercial | Lodging | 64.0096 | 0 | 0 | 0 | 0 | 0 | 0 | 0 | 0 | 0 | 0 | 0 | 0 | 0 | 0 | 0 | 0 | 0 | 0 | 0 | 0 | 0 | 0 | [10 empty] | 0 | 0 | 0 | 0 | 0 | 0 | 0 | 0 | 0 | 0 | 0 | 0 | 0 | 0 | 0 | 0 | 0 | 0 | 0 | 0 | 0 | 0 | 0 | 0 | 0 | 0 | 0 | 0 | 0 | 0
Res CPP-No Enablement_PSE_Winter_9.19.2018_9.33.09 PM.xlsx | Inputs_endUseLoadShapes_PSE.xlsx | Inputs_Global_PSE.xlsx | Inputs_Product_Res CPP-No Enablement.xlsx | PSE | 20 | Winter | Peak | 4 | Res CPP-No Enablement | Commercial | Medium Office | 242.2365 | 0 | 0 | 0 | 0 | 0 | 0 | 0 | 0 | 0 | 0 | 0 | 0 | 0 | 0 | 0 | 0 | 0 | 0 | 0 | 0 | 0 | 0 | [10 empty] | 0 | 0 | 0 | 0 | 0 | 0 | 0 | 0 | 0 | 0 | 0 | 0 | 0 | 0 | 0 | 0 | 0 | 0 | 0 | 0 | 0 | 0 | 0 | 0 | 0 | 0 | 0 | 0 | 0 | 0
Res CPP-No Enablement_PSE_Winter_9.19.2018_9.33.09 PM.xlsx | Inputs_endUseLoadShapes_PSE.xlsx | Inputs_Global_PSE.xlsx | Inputs_Product_Res CPP-No Enablement.xlsx | PSE | 20 | Winter | Peak | 4 | Res CPP-No Enablement | Commercial | Medium Retail | 83.438 | 0 | 0 | 0 | 0 | 0 | 0 | 0 | 0 | 0 | 0 | 0 | 0 | 0 | 0 | 0 | 0 | 0 | 0 | 0 | 0 | 0 | 0 | [10 empty] | 0 | 0 | 0 | 0 | 0 | 0 | 0 | 0 | 0 | 0 | 0 | 0 | 0 | 0 | 0 | 0 | 0 | 0 | 0 | 0 | 0 | 0 | 0 | 0 | 0 | 0 | 0 | 0 | 0 | 0
Res CPP-No Enablement_PSE_Winter_9.19.2018_9.33.09 PM.xlsx | Inputs_endUseLoadShapes_PSE.xlsx | Inputs_Global_PSE.xlsx | Inputs_Product_Res CPP-No Enablement.xlsx | PSE | 20 | Winter | Peak | 4 | Res CPP-No Enablement | Commercial | Other and Assembly | 327.1167 | 0 | 0 | 0 | 0 | 0 | 0 | 0 | 0 | 0 | 0 | 0 | 0 | 0 | 0 | 0 | 0 | 0 | 0 | 0 | 0 | 0 | 0 | [10 empty] | 0 | 0 | 0 | 0 | 0 | 0 | 0 | 0 | 0 | 0 | 0 | 0 | 0 | 0 | 0 | 0 | 0 | 0 | 0 | 0 | 0 | 0 | 0 | 0 | 0 | 0 | 0 | 0 | 0 | 0
Res CPP-No Enablement_PSE_Winter_9.19.2018_9.33.09 PM.xlsx | Inputs_endUseLoadShapes_PSE.xlsx | Inputs_Global_PSE.xlsx | Inputs_Product_Res CPP-No Enablement.xlsx | PSE | 20 | Winter | Peak | 4 | Res CPP-No Enablement | Commercial | Residential Care | 21.5658 | 0 | 0 | 0 | 0 | 0 | 0 | 0 | 0 | 0 | 0 | 0 | 0 | 0 | 0 | 0 | 0 | 0 | 0 | 0 | 0 | 0 | 0 | [10 empty] | 0 | 0 | 0 | 0 | 0 | 0 | 0 | 0 | 0 | 0 | 0 | 0 | 0 | 0 | 0 | 0 | 0 | 0 | 0 | 0 | 0 | 0 | 0 | 0 | 0 | 0 | 0 | 0 | 0 | 0
Res CPP-No Enablement_PSE_Winter_9.19.2018_9.33.09 PM.xlsx | Inputs_endUseLoadShapes_PSE.xlsx | Inputs_Global_PSE.xlsx | Inputs_Product_Res CPP-No Enablement.xlsx | PSE | 20 | Winter | Peak | 4 | Res CPP-No Enablement | Commercial | Restaurant | 93.7598 | 0 | 0 | 0 | 0 | 0 | 0 | 0 | 0 | 0 | 0 | 0 | 0 | 0 | 0 | 0 | 0 | 0 | 0 | 0 | 0 | 0 | 0 | [10 empty] | 0 | 0 | 0 | 0 | 0 | 0 | 0 | 0 | 0 | 0 | 0 | 0 | 0 | 0 | 0 | 0 | 0 | 0 | 0 | 0 | 0 | 0 | 0 | 0 | 0 | 0 | 0 | 0 | 0 | 0
Res CPP-No Enablement_PSE_Winter_9.19.2018_9.33.09 PM.xlsx | Inputs_endUseLoadShapes_PSE.xlsx | Inputs_Global_PSE.xlsx | Inputs_Product_Res CPP-No Enablement.xlsx | PSE | 20 | Winter | Peak | 4 | Res CPP-No Enablement | Commercial | School K-12 | 102.6773 | 0 | 0 | 0 | 0 | 0 | 0 | 0 | 0 | 0 | 0 | 0 | 0 | 0 | 0 | 0 | 0 | 0 | 0 | 0 | 0 | 0 | 0 | [10 empty] | 0 | 0 | 0 | 0 | 0 | 0 | 0 | 0 | 0 | 0 | 0 | 0 | 0 | 0 | 0 | 0 | 0 | 0 | 0 | 0 | 0 | 0 | 0 | 0 | 0 | 0 | 0 | 0 | 0 | 0
Res CPP-No Enablement_PSE_Winter_9.19.2018_9.33.09 PM.xlsx | Inputs_endUseLoadShapes_PSE.xlsx | Inputs_Global_PSE.xlsx | Inputs_Product_Res CPP-No Enablement.xlsx | PSE | 20 | Winter | Peak | 4 | Res CPP-No Enablement | Commercial | Small Office | 206.2795 | 0 | 0 | 0 | 0 | 0 | 0 | 0 | 0 | 0 | 0 | 0 | 0 | 0 | 0 | 0 | 0 | 0 | 0 | 0 | 0 | 0 | 0 | [10 empty] | 0 | 0 | 0 | 0 | 0 | 0 | 0 | 0 | 0 | 0 | 0 | 0 | 0 | 0 | 0 | 0 | 0 | 0 | 0 | 0 | 0 | 0 | 0 | 0 | 0 | 0 | 0 | 0 | 0 | 0
Res CPP-No Enablement_PSE_Winter_9.19.2018_9.33.09 PM.xlsx | Inputs_endUseLoadShapes_PSE.xlsx | Inputs_Global_PSE.xlsx | Inputs_Product_Res CPP-No Enablement.xlsx | PSE | 20 | Winter | Peak | 4 | Res CPP-No Enablement | Commercial | Small Retail | 18.0417 | 0 | 0 | 0 | 0 | 0 | 0 | 0 | 0 | 0 | 0 | 0 | 0 | 0 | 0 | 0 | 0 | 0 | 0 | 0 | 0 | 0 | 0 | [10 empty] | 0 | 0 | 0 | 0 | 0 | 0 | 0 | 0 | 0 | 0 | 0 | 0 | 0 | 0 | 0 | 0 | 0 | 0 | 0 | 0 | 0 | 0 | 0 | 0 | 0 | 0 | 0 | 0 | 0 | 0
Res CPP-No Enablement_PSE_Winter_9.19.2018_9.33.09 PM.xlsx | Inputs_endUseLoadShapes_PSE.xlsx | Inputs_Global_PSE.xlsx | Inputs_Product_Res CPP-No Enablement.xlsx | PSE | 20 | Winter | Peak | 4 | Res CPP-No Enablement | Commercial | Supermarket and MiniMart | 104.4353 | 0 | 0 | 0 | 0 | 0 | 0 | 0 | 0 | 0 | 0 | 0 | 0 | 0 | 0 | 0 | 0 | 0 | 0 | 0 | 0 | 0 | 0 | [10 empty] | 0 | 0 | 0 | 0 | 0 | 0 | 0 | 0 | 0 | 0 | 0 | 0 | 0 | 0 | 0 | 0 | 0 | 0 | 0 | 0 | 0 | 0 | 0 | 0 | 0 | 0 | 0 | 0 | 0 | 0
Res CPP-No Enablement_PSE_Winter_9.19.2018_9.33.09 PM.xlsx | Inputs_endUseLoadShapes_PSE.xlsx | Inputs_Global_PSE.xlsx | Inputs_Product_Res CPP-No Enablement.xlsx | PSE | 20 | Winter | Peak | 4 | Res CPP-No Enablement | Commercial | University | 43.4191 | 0 | 0 | 0 | 0 | 0 | 0 | 0 | 0 | 0 | 0 | 0 | 0 | 0 | 0 | 0 | 0 | 0 | 0 | 0 | 0 | 0 | 0 | [10 empty] | 0 | 0 | 0 | 0 | 0 | 0 | 0 | 0 | 0 | 0 | 0 | 0 | 0 | 0 | 0 | 0 | 0 | 0 | 0 | 0 | 0 | 0 | 0 | 0 | 0 | 0 | 0 | 0 | 0 | 0
Res CPP-No Enablement_PSE_Winter_9.19.2018_9.33.09 PM.xlsx | Inputs_endUseLoadShapes_PSE.xlsx | Inputs_Global_PSE.xlsx | Inputs_Product_Res CPP-No Enablement.xlsx | PSE | 20 | Winter | Peak | 4 | Res CPP-No Enablement | Commercial | Warehouse | 102.3136 | 0 | 0 | 0 | 0 | 0 | 0 | 0 | 0 | 0 | 0 | 0 | 0 | 0 | 0 | 0 | 0 | 0 | 0 | 0 | 0 | 0 | 0 | [10 empty] | 0 | 0 | 0 | 0 | 0 | 0 | 0 | 0 | 0 | 0 | 0 | 0 | 0 | 0 | 0 | 0 | 0 | 0 | 0 | 0 | 0 | 0 | 0 | 0 | 0 | 0 | 0 | 0 | 0 | 0
Res CPP-No Enablement_PSE_Winter_9.19.2018_9.33.09 PM.xlsx | Inputs_endUseLoadShapes_PSE.xlsx | Inputs_Global_PSE.xlsx | Inputs_Product_Res CPP-No Enablement.xlsx | PSE | 20 | Winter | Peak | 4 | Res CPP-No Enablement | Commercial | Xlarge Retail | 41.1584 | 0 | 0 | 0 | 0 | 0 | 0 | 0 | 0 | 0 | 0 | 0 | 0 | 0 | 0 | 0 | 0 | 0 | 0 | 0 | 0 | 0 | 0 | [10 empty] | 0 | 0 | 0 | 0 | 0 | 0 | 0 | 0 | 0 | 0 | 0 | 0 | 0 | 0 | 0 | 0 | 0 | 0 | 0 | 0 | 0 | 0 | 0 | 0 | 0 | 0 | 0 | 0 | 0 | 0
Res CPP-No Enablement_PSE_Winter_9.19.2018_9.33.09 PM.xlsx | Inputs_endUseLoadShapes_PSE.xlsx | Inputs_Global_PSE.xlsx | Inputs_Product_Res CPP-No Enablement.xlsx | PSE | 20 | Winter | Peak | 4 | Res CPP-No Enablement | Industrial | Mechanical Pulp | 0 | 0 | 0 | 0 | 0 | 0 | 0 | 0 | 0 | 0 | 0 | 0 | 0 | 0 | 0 | 0 | 0 | 0 | 0 | 0 | 0 | 0 | 0 | [10 empty] | 0 | 0 | 0 | 0 | 0 | 0 | 0 | 0 | 0 | 0 | 0 | 0 | 0 | 0 | 0 | 0 | 0 | 0 | 0 | 0 | 0 | 0 | 0 | 0 | 0 | 0 | 0 | 0 | 0 | 0
Res CPP-No Enablement_PSE_Winter_9.19.2018_9.33.09 PM.xlsx | Inputs_endUseLoadShapes_PSE.xlsx | Inputs_Global_PSE.xlsx | Inputs_Product_Res CPP-No Enablement.xlsx | PSE | 20 | Winter | Peak | 4 | Res CPP-No Enablement | Industrial | Kraft Pulp | 0 | 0 | 0 | 0 | 0 | 0 | 0 | 0 | 0 | 0 | 0 | 0 | 0 | 0 | 0 | 0 | 0 | 0 | 0 | 0 | 0 | 0 | 0 | [10 empty] | 0 | 0 | 0 | 0 | 0 | 0 | 0 | 0 | 0 | 0 | 0 | 0 | 0 | 0 | 0 | 0 | 0 | 0 | 0 | 0 | 0 | 0 | 0 | 0 | 0 | 0 | 0 | 0 | 0 | 0
Res CPP-No Enablement_PSE_Winter_9.19.2018_9.33.09 PM.xlsx | Inputs_endUseLoadShapes_PSE.xlsx | Inputs_Global_PSE.xlsx | Inputs_Product_Res CPP-No Enablement.xlsx | PSE | 20 | Winter | Peak | 4 | Res CPP-No Enablement | Industrial | Paper | 0 | 0 | 0 | 0 | 0 | 0 | 0 | 0 | 0 | 0 | 0 | 0 | 0 | 0 | 0 | 0 | 0 | 0 | 0 | 0 | 0 | 0 | 0 | [10 empty] | 0 | 0 | 0 | 0 | 0 | 0 | 0 | 0 | 0 | 0 | 0 | 0 | 0 | 0 | 0 | 0 | 0 | 0 | 0 | 0 | 0 | 0 | 0 | 0 | 0 | 0 | 0 | 0 | 0 | 0
Res CPP-No Enablement_PSE_Winter_9.19.2018_9.33.09 PM.xlsx | Inputs_endUseLoadShapes_PSE.xlsx | Inputs_Global_PSE.xlsx | Inputs_Product_Res CPP-No Enablement.xlsx | PSE | 20 | Winter | Peak | 4 | Res CPP-No Enablement | Industrial | Foundries | 0 | 0 | 0 | 0 | 0 | 0 | 0 | 0 | 0 | 0 | 0 | 0 | 0 | 0 | 0 | 0 | 0 | 0 | 0 | 0 | 0 | 0 | 0 | [10 empty] | 0 | 0 | 0 | 0 | 0 | 0 | 0 | 0 | 0 | 0 | 0 | 0 | 0 | 0 | 0 | 0 | 0 | 0 | 0 | 0 | 0 | 0 | 0 | 0 | 0 | 0 | 0 | 0 | 0 | 0
Res CPP-No Enablement_PSE_Winter_9.19.2018_9.33.09 PM.xlsx | Inputs_endUseLoadShapes_PSE.xlsx | Inputs_Global_PSE.xlsx | Inputs_Product_Res CPP-No Enablement.xlsx | PSE | 20 | Winter | Peak | 4 | Res CPP-No Enablement | Industrial | Frozen Food | 0 | 0 | 0 | 0 | 0 | 0 | 0 | 0 | 0 | 0 | 0 | 0 | 0 | 0 | 0 | 0 | 0 | 0 | 0 | 0 | 0 | 0 | 0 | [10 empty] | 0 | 0 | 0 | 0 | 0 | 0 | 0 | 0 | 0 | 0 | 0 | 0 | 0 | 0 | 0 | 0 | 0 | 0 | 0 | 0 | 0 | 0 | 0 | 0 | 0 | 0 | 0 | 0 | 0 | 0
Res CPP-No Enablement_PSE_Winter_9.19.2018_9.33.09 PM.xlsx | Inputs_endUseLoadShapes_PSE.xlsx | Inputs_Global_PSE.xlsx | Inputs_Product_Res CPP-No Enablement.xlsx | PSE | 20 | Winter | Peak | 4 | Res CPP-No Enablement | Industrial | Other Food | 0 | 0 | 0 | 0 | 0 | 0 | 0 | 0 | 0 | 0 | 0 | 0 | 0 | 0 | 0 | 0 | 0 | 0 | 0 | 0 | 0 | 0 | 0 | [10 empty] | 0 | 0 | 0 | 0 | 0 | 0 | 0 | 0 | 0 | 0 | 0 | 0 | 0 | 0 | 0 | 0 | 0 | 0 | 0 | 0 | 0 | 0 | 0 | 0 | 0 | 0 | 0 | 0 | 0 | 0
Res CPP-No Enablement_PSE_Winter_9.19.2018_9.33.09 PM.xlsx | Inputs_endUseLoadShapes_PSE.xlsx | Inputs_Global_PSE.xlsx | Inputs_Product_Res CPP-No Enablement.xlsx | PSE | 20 | Winter | Peak | 4 | Res CPP-No Enablement | Industrial | Wood - Lumber | 0 | 0 | 0 | 0 | 0 | 0 | 0 | 0 | 0 | 0 | 0 | 0 | 0 | 0 | 0 | 0 | 0 | 0 | 0 | 0 | 0 | 0 | 0 | [10 empty] | 0 | 0 | 0 | 0 | 0 | 0 | 0 | 0 | 0 | 0 | 0 | 0 | 0 | 0 | 0 | 0 | 0 | 0 | 0 | 0 | 0 | 0 | 0 | 0 | 0 | 0 | 0 | 0 | 0 | 0
Res CPP-No Enablement_PSE_Winter_9.19.2018_9.33.09 PM.xlsx | Inputs_endUseLoadShapes_PSE.xlsx | Inputs_Global_PSE.xlsx | Inputs_Product_Res CPP-No Enablement.xlsx | PSE | 20 | Winter | Peak | 4 | Res CPP-No Enablement | Industrial | Wood - Panel | 0 | 0 | 0 | 0 | 0 | 0 | 0 | 0 | 0 | 0 | 0 | 0 | 0 | 0 | 0 | 0 | 0 | 0 | 0 | 0 | 0 | 0 | 0 | [10 empty] | 0 | 0 | 0 | 0 | 0 | 0 | 0 | 0 | 0 | 0 | 0 | 0 | 0 | 0 | 0 | 0 | 0 | 0 | 0 | 0 | 0 | 0 | 0 | 0 | 0 | 0 | 0 | 0 | 0 | 0
Res CPP-No Enablement_PSE_Winter_9.19.2018_9.33.09 PM.xlsx | Inputs_endUseLoadShapes_PSE.xlsx | Inputs_Global_PSE.xlsx | Inputs_Product_Res CPP-No Enablement.xlsx | PSE | 20 | Winter | Peak | 4 | Res CPP-No Enablement | Industrial | Wood - Other | 0 | 0 | 0 | 0 | 0 | 0 | 0 | 0 | 0 | 0 | 0 | 0 | 0 | 0 | 0 | 0 | 0 | 0 | 0 | 0 | 0 | 0 | 0 | [10 empty] | 0 | 0 | 0 | 0 | 0 | 0 | 0 | 0 | 0 | 0 | 0 | 0 | 0 | 0 | 0 | 0 | 0 | 0 | 0 | 0 | 0 | 0 | 0 | 0 | 0 | 0 | 0 | 0 | 0 | 0
Res CPP-No Enablement_PSE_Winter_9.19.2018_9.33.09 PM.xlsx | Inputs_endUseLoadShapes_PSE.xlsx | Inputs_Global_PSE.xlsx | Inputs_Product_Res CPP-No Enablement.xlsx | PSE | 20 | Winter | Peak | 4 | Res CPP-No Enablement | Industrial | Sugar | 0 | 0 | 0 | 0 | 0 | 0 | 0 | 0 | 0 | 0 | 0 | 0 | 0 | 0 | 0 | 0 | 0 | 0 | 0 | 0 | 0 | 0 | 0 | [10 empty] | 0 | 0 | 0 | 0 | 0 | 0 | 0 | 0 | 0 | 0 | 0 | 0 | 0 | 0 | 0 | 0 | 0 | 0 | 0 | 0 | 0 | 0 | 0 | 0 | 0 | 0 | 0 | 0 | 0 | 0
Res CPP-No Enablement_PSE_Winter_9.19.2018_9.33.09 PM.xlsx | Inputs_endUseLoadShapes_PSE.xlsx | Inputs_Global_PSE.xlsx | Inputs_Product_Res CPP-No Enablement.xlsx | PSE | 20 | Winter | Peak | 4 | Res CPP-No Enablement | Industrial | Hi Tech - Chip Fab | 0 | 0 | 0 | 0 | 0 | 0 | 0 | 0 | 0 | 0 | 0 | 0 | 0 | 0 | 0 | 0 | 0 | 0 | 0 | 0 | 0 | 0 | 0 | [10 empty] | 0 | 0 | 0 | 0 | 0 | 0 | 0 | 0 | 0 | 0 | 0 | 0 | 0 | 0 | 0 | 0 | 0 | 0 | 0 | 0 | 0 | 0 | 0 | 0 | 0 | 0 | 0 | 0 | 0 | 0
Res CPP-No Enablement_PSE_Winter_9.19.2018_9.33.09 PM.xlsx | Inputs_endUseLoadShapes_PSE.xlsx | Inputs_Global_PSE.xlsx | Inputs_Product_Res CPP-No Enablement.xlsx | PSE | 20 | Winter | Peak | 4 | Res CPP-No Enablement | Industrial | Hi Tech - Silicon | 0 | 0 | 0 | 0 | 0 | 0 | 0 | 0 | 0 | 0 | 0 | 0 | 0 | 0 | 0 | 0 | 0 | 0 | 0 | 0 | 0 | 0 | 0 | [10 empty] | 0 | 0 | 0 | 0 | 0 | 0 | 0 | 0 | 0 | 0 | 0 | 0 | 0 | 0 | 0 | 0 | 0 | 0 | 0 | 0 | 0 | 0 | 0 | 0 | 0 | 0 | 0 | 0 | 0 | 0
Res CPP-No Enablement_PSE_Winter_9.19.2018_9.33.09 PM.xlsx | Inputs_endUseLoadShapes_PSE.xlsx | Inputs_Global_PSE.xlsx | Inputs_Product_Res CPP-No Enablement.xlsx | PSE | 20 | Winter | Peak | 4 | Res CPP-No Enablement | Industrial | Metal Fab | 0 | 0 | 0 | 0 | 0 | 0 | 0 | 0 | 0 | 0 | 0 | 0 | 0 | 0 | 0 | 0 | 0 | 0 | 0 | 0 | 0 | 0 | 0 | [10 empty] | 0 | 0 | 0 | 0 | 0 | 0 | 0 | 0 | 0 | 0 | 0 | 0 | 0 | 0 | 0 | 0 | 0 | 0 | 0 | 0 | 0 | 0 | 0 | 0 | 0 | 0 | 0 | 0 | 0 | 0
Res CPP-No Enablement_PSE_Winter_9.19.2018_9.33.09 PM.xlsx | Inputs_endUseLoadShapes_PSE.xlsx | Inputs_Global_PSE.xlsx | Inputs_Product_Res CPP-No Enablement.xlsx | PSE | 20 | Winter | Peak | 4 | Res CPP-No Enablement | Industrial | Transportation, Equip | 0 | 0 | 0 | 0 | 0 | 0 | 0 | 0 | 0 | 0 | 0 | 0 | 0 | 0 | 0 | 0 | 0 | 0 | 0 | 0 | 0 | 0 | 0 | [10 empty] | 0 | 0 | 0 | 0 | 0 | 0 | 0 | 0 | 0 | 0 | 0 | 0 | 0 | 0 | 0 | 0 | 0 | 0 | 0 | 0 | 0 | 0 | 0 | 0 | 0 | 0 | 0 | 0 | 0 | 0
Res CPP-No Enablement_PSE_Winter_9.19.2018_9.33.09 PM.xlsx | Inputs_endUseLoadShapes_PSE.xlsx | Inputs_Global_PSE.xlsx | Inputs_Product_Res CPP-No Enablement.xlsx | PSE | 20 | Winter | Peak | 4 | Res CPP-No Enablement | Industrial | Refinery | 0.80728 | 0 | 0 | 0 | 0 | 0 | 0 | 0 | 0 | 0 | 0 | 0 | 0 | 0 | 0 | 0 | 0 | 0 | 0 | 0 | 0 | 0 | 0 | [10 empty] | 0 | 0 | 0 | 0 | 0 | 0 | 0 | 0 | 0 | 0 | 0 | 0 | 0 | 0 | 0 | 0 | 0 | 0 | 0 | 0 | 0 | 0 | 0 | 0 | 0 | 0 | 0 | 0 | 0 | 0
Res CPP-No Enablement_PSE_Winter_9.19.2018_9.33.09 PM.xlsx | Inputs_endUseLoadShapes_PSE.xlsx | Inputs_Global_PSE.xlsx | Inputs_Product_Res CPP-No Enablement.xlsx | PSE | 20 | Winter | Peak | 4 | Res CPP-No Enablement | Industrial | Cold Storage | 2.5436 | 0 | 0 | 0 | 0 | 0 | 0 | 0 | 0 | 0 | 0 | 0 | 0 | 0 | 0 | 0 | 0 | 0 | 0 | 0 | 0 | 0 | 0 | [10 empty] | 0 | 0 | 0 | 0 | 0 | 0 | 0 | 0 | 0 | 0 | 0 | 0 | 0 | 0 | 0 | 0 | 0 | 0 | 0 | 0 | 0 | 0 | 0 | 0 | 0 | 0 | 0 | 0 | 0 | 0
Res CPP-No Enablement_PSE_Winter_9.19.2018_9.33.09 PM.xlsx | Inputs_endUseLoadShapes_PSE.xlsx | Inputs_Global_PSE.xlsx | Inputs_Product_Res CPP-No Enablement.xlsx | PSE | 20 | Winter | Peak | 4 | Res CPP-No Enablement | Industrial | Fruit Storage | 0.00034481 | 0 | 0 | 0 | 0 | 0 | 0 | 0 | 0 | 0 | 0 | 0 | 0 | 0 | 0 | 0 | 0 | 0 | 0 | 0 | 0 | 0 | 0 | [10 empty] | 0 | 0 | 0 | 0 | 0 | 0 | 0 | 0 | 0 | 0 | 0 | 0 | 0 | 0 | 0 | 0 | 0 | 0 | 0 | 0 | 0 | 0 | 0 | 0 | 0 | 0 | 0 | 0 | 0 | 0
Res CPP-No Enablement_PSE_Winter_9.19.2018_9.33.09 PM.xlsx | Inputs_endUseLoadShapes_PSE.xlsx | Inputs_Global_PSE.xlsx | Inputs_Product_Res CPP-No Enablement.xlsx | PSE | 20 | Winter | Peak | 4 | Res CPP-No Enablement | Industrial | Chemical | 5.4314 | 0 | 0 | 0 | 0 | 0 | 0 | 0 | 0 | 0 | 0 | 0 | 0 | 0 | 0 | 0 | 0 | 0 | 0 | 0 | 0 | 0 | 0 | [10 empty] | 0 | 0 | 0 | 0 | 0 | 0 | 0 | 0 | 0 | 0 | 0 | 0 | 0 | 0 | 0 | 0 | 0 | 0 | 0 | 0 | 0 | 0 | 0 | 0 | 0 | 0 | 0 | 0 | 0 | 0
Res CPP-No Enablement_PSE_Winter_9.19.2018_9.33.09 PM.xlsx | Inputs_endUseLoadShapes_PSE.xlsx | Inputs_Global_PSE.xlsx | Inputs_Product_Res CPP-No Enablement.xlsx | PSE | 20 | Winter | Peak | 4 | Res CPP-No Enablement | Industrial | Misc Manf | 0 | 0 | 0 | 0 | 0 | 0 | 0 | 0 | 0 | 0 | 0 | 0 | 0 | 0 | 0 | 0 | 0 | 0 | 0 | 0 | 0 | 0 | 0 | [10 empty] | 0 | 0 | 0 | 0 | 0 | 0 | 0 | 0 | 0 | 0 | 0 | 0 | 0 | 0 | 0 | 0 | 0 | 0 | 0 | 0 | 0 | 0 | 0 | 0 | 0 | 0 | 0 | 0 | 0 | 0
Res CPP-No Enablement_PSE_Winter_9.19.2018_9.33.09 PM.xlsx | Inputs_endUseLoadShapes_PSE.xlsx | Inputs_Global_PSE.xlsx | Inputs_Product_Res CPP-No Enablement.xlsx | PSE | 20 | Winter | Peak | 4 | Res CPP-No Enablement | Residential | Single Family | 1628.0145 | 1628.0145 | 195.3617 | 24.4274 | 24.4676 | 24.6729 | 25.073 | 25.5669 | 25.6928 | 25.905 | 26.0206 | 26.3 | 26.5598 | 26.9224 | 27.1909 | 27.5878 | 27.871 | 28.2568 | 28.6211 | 29.0899 | 29.3217 | 29.6644 | 30.0111 | [10 empty] | 120564.3228 | 121917.1521 | 123300.7222 | 124746.238 | 126209.7342 | 127682.2788 | 129158.3034 | 130629.2239 | 132091.3281 | 133546.1242 | 134995.1201 | 136435.7637 | 137865.3871 | 139283.5261 | 140690.4129 | 142088.1353 | 143478.8976 | 144861.8877 | 146236.0615 | 147592.5779 | 0 | 0 | 0 | 0 | 0 | 0 | 0 | 0 | 0 | 0
Res CPP-No Enablement_PSE_Winter_9.19.2018_9.33.09 PM.xlsx | Inputs_endUseLoadShapes_PSE.xlsx | Inputs_Global_PSE.xlsx | Inputs_Product_Res CPP-No Enablement.xlsx | PSE | 20 | Winter | Peak | 4 | Res CPP-No Enablement | Residential | Multifamily Low-Rise | 331.2956 | 331.2956 | 39.7555 | 4.6913 | 4.699 | 4.7385 | 4.8153 | 4.9102 | 4.9344 | 4.9751 | 4.9973 | 5.051 | 5.1009 | 5.1705 | 5.2221 | 5.2983 | 5.3527 | 5.4268 | 5.4967 | 5.5868 | 5.6313 | 5.6971 | 5.7637 | [10 empty] | 23154.6246 | 23414.4382 | 23680.1556 | 23957.7699 | 24238.8374 | 24521.6425 | 24805.1161 | 25087.6094 | 25368.4095 | 25647.806 | 25926.0887 | 26202.7672 | 26477.3293 | 26749.6858 | 27019.8813 | 27288.3167 | 27555.4155 | 27821.0215 | 28084.9344 | 28345.4562 | 0 | 0 | 0 | 0 | 0 | 0 | 0 | 0 | 0 | 0
Res CPP-No Enablement_PSE_Winter_9.19.2018_9.33.09 PM.xlsx | Inputs_endUseLoadShapes_PSE.xlsx | Inputs_Global_PSE.xlsx | Inputs_Product_Res CPP-No Enablement.xlsx | PSE | 20 | Winter | Peak | 4 | Res CPP-No Enablement | Residential | Multifamily High-Rise | 60.3694 | 60.3694 | 7.2443 | 0.85486 | 0.85627 | 0.86346 | 0.87746 | 0.89474 | 0.89915 | 0.90657 | 0.91062 | 0.9204 | 0.92949 | 0.94218 | 0.95158 | 0.96547 | 0.97538 | 0.98888 | 1.0016 | 1.018 | 1.0261 | 1.0381 | 1.0503 | [10 empty] | 4219.2871 | 4266.631 | 4315.0506 | 4365.6381 | 4416.8548 | 4468.3882 | 4520.0434 | 4571.5199 | 4622.688 | 4673.6002 | 4724.3095 | 4774.7265 | 4824.7578 | 4874.3872 | 4923.6228 | 4972.5377 | 5021.209 | 5069.6084 | 5117.6992 | 5165.172 | 0 | 0 | 0 | 0 | 0 | 0 | 0 | 0 | 0 | 0
Res CPP-No Enablement_PSE_Winter_9.19.2018_9.33.09 PM.xlsx | Inputs_endUseLoadShapes_PSE.xlsx | Inputs_Global_PSE.xlsx | Inputs_Product_Res CPP-No Enablement.xlsx | PSE | 20 | Winter | Peak | 4 | Res CPP-No Enablement | Residential | Manufactured | 136.2338 | 136.2338 | 16.3481 | 1.6127 | 1.6153 | 1.6289 | 1.6553 | 1.6879 | 1.6962 | 1.7102 | 1.7179 | 1.7363 | 1.7535 | 1.7774 | 1.7951 | 1.8213 | 1.84 | 1.8655 | 1.8896 | 1.9205 | 1.9358 | 1.9584 | 1.9813 | [10 empty] | 7959.6155 | 8048.9288 | 8140.2716 | 8235.7041 | 8332.3236 | 8429.5405 | 8526.9871 | 8624.0968 | 8720.6244 | 8816.6696 | 8912.3318 | 9007.4426 | 9101.8258 | 9195.4509 | 9288.3331 | 9380.6102 | 9472.4279 | 9563.7324 | 9654.4549 | 9744.0116 | 0 | 0 | 0 | 0 | 0 | 0 | 0 | 0 | 0 | 0
Res CPP-No Enablement_PSE_Winter_9.19.2018_9.33.09 PM.xlsx | Inputs_endUseLoadShapes_PSE.xlsx | Inputs_Global_PSE.xlsx | Inputs_Product_Res CPP-No Enablement.xlsx | PSE | 20 | Winter | Peak | 4 | Res CPP-No Enablement | 0 | 0 | 0 | 0 | 0 | 0 | 0 | 0 | 0 | 0 | 0 | 0 | 0 | 0 | 0 | 0 | 0 | 0 | 0 | 0 | 0 | 0 | 0 | 0 | 0 | [10 empty] | 0 | 0 | 0 | 0 | 0 | 0 | 0 | 0 | 0 | 0 | 0 | 0 | 0 | 0 | 0 | 0 | 0 | 0 | 0 | 0 | 0 | 0 | 0 | 0 | 0 | 0 | 0 | 0 | 0 | 0
Res CPP-No Enablement_PSE_Winter_9.26.2018_12.41.53 PM.xlsx | Inputs_endUseLoadShapes_PSE.xlsx | Inputs_Global_PSE.xlsx | Inputs_Product_Res CPP-No Enablement.xlsx | PSE | 20 | Winter | Peak | 4 | Res CPP-No Enablement | Commercial | Hospital | 56.3901 | 0 | 0 | 0 | 0 | 0 | 0 | 0 | 0 | 0 | 0 | 0 | 0 | 0 | 0 | 0 | 0 | 0 | 0 | 0 | 0 | 0 | 0 | [10 empty] | 0 | 0 | 0 | 0 | 0 | 0 | 0 | 0 | 0 | 0 | 0 | 0 | 0 | 0 | 0 | 0 | 0 | 0 | 0 | 0 | 0 | 0 | 0 | 0 | 0 | 0 | 0 | 0 | 0 | 0
Res CPP-No Enablement_PSE_Winter_9.26.2018_12.41.53 PM.xlsx | Inputs_endUseLoadShapes_PSE.xlsx | Inputs_Global_PSE.xlsx | Inputs_Product_Res CPP-No Enablement.xlsx | PSE | 20 | Winter | Peak | 4 | Res CPP-No Enablement | Commercial | Large Office | 259.0812 | 0 | 0 | 0 | 0 | 0 | 0 | 0 | 0 | 0 | 0 | 0 | 0 | 0 | 0 | 0 | 0 | 0 | 0 | 0 | 0 | 0 | 0 | [10 empty] | 0 | 0 | 0 | 0 | 0 | 0 | 0 | 0 | 0 | 0 | 0 | 0 | 0 | 0 | 0 | 0 | 0 | 0 | 0 | 0 | 0 | 0 | 0 | 0 | 0 | 0 | 0 | 0 | 0 | 0
Res CPP-No Enablement_PSE_Winter_9.26.2018_12.41.53 PM.xlsx | Inputs_endUseLoadShapes_PSE.xlsx | Inputs_Global_PSE.xlsx | Inputs_Product_Res CPP-No Enablement.xlsx | PSE | 20 | Winter | Peak | 4 | Res CPP-No Enablement | Commercial | Large Retail | 56.0608 | 0 | 0 | 0 | 0 | 0 | 0 | 0 | 0 | 0 | 0 | 0 | 0 | 0 | 0 | 0 | 0 | 0 | 0 | 0 | 0 | 0 | 0 | [10 empty] | 0 | 0 | 0 | 0 | 0 | 0 | 0 | 0 | 0 | 0 | 0 | 0 | 0 | 0 | 0 | 0 | 0 | 0 | 0 | 0 | 0 | 0 | 0 | 0 | 0 | 0 | 0 | 0 | 0 | 0
Res CPP-No Enablement_PSE_Winter_9.26.2018_12.41.53 PM.xlsx | Inputs_endUseLoadShapes_PSE.xlsx | Inputs_Global_PSE.xlsx | Inputs_Product_Res CPP-No Enablement.xlsx | PSE | 20 | Winter | Peak | 4 | Res CPP-No Enablement | Commercial | Lodging | 64.0096 | 0 | 0 | 0 | 0 | 0 | 0 | 0 | 0 | 0 | 0 | 0 | 0 | 0 | 0 | 0 | 0 | 0 | 0 | 0 | 0 | 0 | 0 | [10 empty] | 0 | 0 | 0 | 0 | 0 | 0 | 0 | 0 | 0 | 0 | 0 | 0 | 0 | 0 | 0 | 0 | 0 | 0 | 0 | 0 | 0 | 0 | 0 | 0 | 0 | 0 | 0 | 0 | 0 | 0
Res CPP-No Enablement_PSE_Winter_9.26.2018_12.41.53 PM.xlsx | Inputs_endUseLoadShapes_PSE.xlsx | Inputs_Global_PSE.xlsx | Inputs_Product_Res CPP-No Enablement.xlsx | PSE | 20 | Winter | Peak | 4 | Res CPP-No Enablement | Commercial | Medium Office | 242.2365 | 0 | 0 | 0 | 0 | 0 | 0 | 0 | 0 | 0 | 0 | 0 | 0 | 0 | 0 | 0 | 0 | 0 | 0 | 0 | 0 | 0 | 0 | [10 empty] | 0 | 0 | 0 | 0 | 0 | 0 | 0 | 0 | 0 | 0 | 0 | 0 | 0 | 0 | 0 | 0 | 0 | 0 | 0 | 0 | 0 | 0 | 0 | 0 | 0 | 0 | 0 | 0 | 0 | 0
Res CPP-No Enablement_PSE_Winter_9.26.2018_12.41.53 PM.xlsx | Inputs_endUseLoadShapes_PSE.xlsx | Inputs_Global_PSE.xlsx | Inputs_Product_Res CPP-No Enablement.xlsx | PSE | 20 | Winter | Peak | 4 | Res CPP-No Enablement | Commercial | Medium Retail | 83.438 | 0 | 0 | 0 | 0 | 0 | 0 | 0 | 0 | 0 | 0 | 0 | 0 | 0 | 0 | 0 | 0 | 0 | 0 | 0 | 0 | 0 | 0 | [10 empty] | 0 | 0 | 0 | 0 | 0 | 0 | 0 | 0 | 0 | 0 | 0 | 0 | 0 | 0 | 0 | 0 | 0 | 0 | 0 | 0 | 0 | 0 | 0 | 0 | 0 | 0 | 0 | 0 | 0 | 0
Res CPP-No Enablement_PSE_Winter_9.26.2018_12.41.53 PM.xlsx | Inputs_endUseLoadShapes_PSE.xlsx | Inputs_Global_PSE.xlsx | Inputs_Product_Res CPP-No Enablement.xlsx | PSE | 20 | Winter | Peak | 4 | Res CPP-No Enablement | Commercial | Other and Assembly | 327.1167 | 0 | 0 | 0 | 0 | 0 | 0 | 0 | 0 | 0 | 0 | 0 | 0 | 0 | 0 | 0 | 0 | 0 | 0 | 0 | 0 | 0 | 0 | [10 empty] | 0 | 0 | 0 | 0 | 0 | 0 | 0 | 0 | 0 | 0 | 0 | 0 | 0 | 0 | 0 | 0 | 0 | 0 | 0 | 0 | 0 | 0 | 0 | 0 | 0 | 0 | 0 | 0 | 0 | 0
Res CPP-No Enablement_PSE_Winter_9.26.2018_12.41.53 PM.xlsx | Inputs_endUseLoadShapes_PSE.xlsx | Inputs_Global_PSE.xlsx | Inputs_Product_Res CPP-No Enablement.xlsx | PSE | 20 | Winter | Peak | 4 | Res CPP-No Enablement | Commercial | Residential Care | 21.5658 | 0 | 0 | 0 | 0 | 0 | 0 | 0 | 0 | 0 | 0 | 0 | 0 | 0 | 0 | 0 | 0 | 0 | 0 | 0 | 0 | 0 | 0 | [10 empty] | 0 | 0 | 0 | 0 | 0 | 0 | 0 | 0 | 0 | 0 | 0 | 0 | 0 | 0 | 0 | 0 | 0 | 0 | 0 | 0 | 0 | 0 | 0 | 0 | 0 | 0 | 0 | 0 | 0 | 0
Res CPP-No Enablement_PSE_Winter_9.26.2018_12.41.53 PM.xlsx | Inputs_endUseLoadShapes_PSE.xlsx | Inputs_Global_PSE.xlsx | Inputs_Product_Res CPP-No Enablement.xlsx | PSE | 20 | Winter | Peak | 4 | Res CPP-No Enablement | Commercial | Restaurant | 93.7598 | 0 | 0 | 0 | 0 | 0 | 0 | 0 | 0 | 0 | 0 | 0 | 0 | 0 | 0 | 0 | 0 | 0 | 0 | 0 | 0 | 0 | 0 | [10 empty] | 0 | 0 | 0 | 0 | 0 | 0 | 0 | 0 | 0 | 0 | 0 | 0 | 0 | 0 | 0 | 0 | 0 | 0 | 0 | 0 | 0 | 0 | 0 | 0 | 0 | 0 | 0 | 0 | 0 | 0
Res CPP-No Enablement_PSE_Winter_9.26.2018_12.41.53 PM.xlsx | Inputs_endUseLoadShapes_PSE.xlsx | Inputs_Global_PSE.xlsx | Inputs_Product_Res CPP-No Enablement.xlsx | PSE | 20 | Winter | Peak | 4 | Res CPP-No Enablement | Commercial | School K-12 | 102.6773 | 0 | 0 | 0 | 0 | 0 | 0 | 0 | 0 | 0 | 0 | 0 | 0 | 0 | 0 | 0 | 0 | 0 | 0 | 0 | 0 | 0 | 0 | [10 empty] | 0 | 0 | 0 | 0 | 0 | 0 | 0 | 0 | 0 | 0 | 0 | 0 | 0 | 0 | 0 | 0 | 0 | 0 | 0 | 0 | 0 | 0 | 0 | 0 | 0 | 0 | 0 | 0 | 0 | 0
Res CPP-No Enablement_PSE_Winter_9.26.2018_12.41.53 PM.xlsx | Inputs_endUseLoadShapes_PSE.xlsx | Inputs_Global_PSE.xlsx | Inputs_Product_Res CPP-No Enablement.xlsx | PSE | 20 | Winter | Peak | 4 | Res CPP-No Enablement | Commercial | Small Office | 206.2795 | 0 | 0 | 0 | 0 | 0 | 0 | 0 | 0 | 0 | 0 | 0 | 0 | 0 | 0 | 0 | 0 | 0 | 0 | 0 | 0 | 0 | 0 | [10 empty] | 0 | 0 | 0 | 0 | 0 | 0 | 0 | 0 | 0 | 0 | 0 | 0 | 0 | 0 | 0 | 0 | 0 | 0 | 0 | 0 | 0 | 0 | 0 | 0 | 0 | 0 | 0 | 0 | 0 | 0
Res CPP-No Enablement_PSE_Winter_9.26.2018_12.41.53 PM.xlsx | Inputs_endUseLoadShapes_PSE.xlsx | Inputs_Global_PSE.xlsx | Inputs_Product_Res CPP-No Enablement.xlsx | PSE | 20 | Winter | Peak | 4 | Res CPP-No Enablement | Commercial | Small Retail | 18.0417 | 0 | 0 | 0 | 0 | 0 | 0 | 0 | 0 | 0 | 0 | 0 | 0 | 0 | 0 | 0 | 0 | 0 | 0 | 0 | 0 | 0 | 0 | [10 empty] | 0 | 0 | 0 | 0 | 0 | 0 | 0 | 0 | 0 | 0 | 0 | 0 | 0 | 0 | 0 | 0 | 0 | 0 | 0 | 0 | 0 | 0 | 0 | 0 | 0 | 0 | 0 | 0 | 0 | 0
Res CPP-No Enablement_PSE_Winter_9.26.2018_12.41.53 PM.xlsx | Inputs_endUseLoadShapes_PSE.xlsx | Inputs_Global_PSE.xlsx | Inputs_Product_Res CPP-No Enablement.xlsx | PSE | 20 | Winter | Peak | 4 | Res CPP-No Enablement | Commercial | Supermarket and MiniMart | 104.4353 | 0 | 0 | 0 | 0 | 0 | 0 | 0 | 0 | 0 | 0 | 0 | 0 | 0 | 0 | 0 | 0 | 0 | 0 | 0 | 0 | 0 | 0 | [10 empty] | 0 | 0 | 0 | 0 | 0 | 0 | 0 | 0 | 0 | 0 | 0 | 0 | 0 | 0 | 0 | 0 | 0 | 0 | 0 | 0 | 0 | 0 | 0 | 0 | 0 | 0 | 0 | 0 | 0 | 0
Res CPP-No Enablement_PSE_Winter_9.26.2018_12.41.53 PM.xlsx | Inputs_endUseLoadShapes_PSE.xlsx | Inputs_Global_PSE.xlsx | Inputs_Product_Res CPP-No Enablement.xlsx | PSE | 20 | Winter | Peak | 4 | Res CPP-No Enablement | Commercial | University | 43.4191 | 0 | 0 | 0 | 0 | 0 | 0 | 0 | 0 | 0 | 0 | 0 | 0 | 0 | 0 | 0 | 0 | 0 | 0 | 0 | 0 | 0 | 0 | [10 empty] | 0 | 0 | 0 | 0 | 0 | 0 | 0 | 0 | 0 | 0 | 0 | 0 | 0 | 0 | 0 | 0 | 0 | 0 | 0 | 0 | 0 | 0 | 0 | 0 | 0 | 0 | 0 | 0 | 0 | 0
Res CPP-No Enablement_PSE_Winter_9.26.2018_12.41.53 PM.xlsx | Inputs_endUseLoadShapes_PSE.xlsx | Inputs_Global_PSE.xlsx | Inputs_Product_Res CPP-No Enablement.xlsx | PSE | 20 | Winter | Peak | 4 | Res CPP-No Enablement | Commercial | Warehouse | 102.3136 | 0 | 0 | 0 | 0 | 0 | 0 | 0 | 0 | 0 | 0 | 0 | 0 | 0 | 0 | 0 | 0 | 0 | 0 | 0 | 0 | 0 | 0 | [10 empty] | 0 | 0 | 0 | 0 | 0 | 0 | 0 | 0 | 0 | 0 | 0 | 0 | 0 | 0 | 0 | 0 | 0 | 0 | 0 | 0 | 0 | 0 | 0 | 0 | 0 | 0 | 0 | 0 | 0 | 0
Res CPP-No Enablement_PSE_Winter_9.26.2018_12.41.53 PM.xlsx | Inputs_endUseLoadShapes_PSE.xlsx | Inputs_Global_PSE.xlsx | Inputs_Product_Res CPP-No Enablement.xlsx | PSE | 20 | Winter | Peak | 4 | Res CPP-No Enablement | Commercial | Xlarge Retail | 41.1584 | 0 | 0 | 0 | 0 | 0 | 0 | 0 | 0 | 0 | 0 | 0 | 0 | 0 | 0 | 0 | 0 | 0 | 0 | 0 | 0 | 0 | 0 | [10 empty] | 0 | 0 | 0 | 0 | 0 | 0 | 0 | 0 | 0 | 0 | 0 | 0 | 0 | 0 | 0 | 0 | 0 | 0 | 0 | 0 | 0 | 0 | 0 | 0 | 0 | 0 | 0 | 0 | 0 | 0
Res CPP-No Enablement_PSE_Winter_9.26.2018_12.41.53 PM.xlsx | Inputs_endUseLoadShapes_PSE.xlsx | Inputs_Global_PSE.xlsx | Inputs_Product_Res CPP-No Enablement.xlsx | PSE | 20 | Winter | Peak | 4 | Res CPP-No Enablement | Industrial | Mechanical Pulp | 0 | 0 | 0 | 0 | 0 | 0 | 0 | 0 | 0 | 0 | 0 | 0 | 0 | 0 | 0 | 0 | 0 | 0 | 0 | 0 | 0 | 0 | 0 | [10 empty] | 0 | 0 | 0 | 0 | 0 | 0 | 0 | 0 | 0 | 0 | 0 | 0 | 0 | 0 | 0 | 0 | 0 | 0 | 0 | 0 | 0 | 0 | 0 | 0 | 0 | 0 | 0 | 0 | 0 | 0
Res CPP-No Enablement_PSE_Winter_9.26.2018_12.41.53 PM.xlsx | Inputs_endUseLoadShapes_PSE.xlsx | Inputs_Global_PSE.xlsx | Inputs_Product_Res CPP-No Enablement.xlsx | PSE | 20 | Winter | Peak | 4 | Res CPP-No Enablement | Industrial | Kraft Pulp | 0 | 0 | 0 | 0 | 0 | 0 | 0 | 0 | 0 | 0 | 0 | 0 | 0 | 0 | 0 | 0 | 0 | 0 | 0 | 0 | 0 | 0 | 0 | [10 empty] | 0 | 0 | 0 | 0 | 0 | 0 | 0 | 0 | 0 | 0 | 0 | 0 | 0 | 0 | 0 | 0 | 0 | 0 | 0 | 0 | 0 | 0 | 0 | 0 | 0 | 0 | 0 | 0 | 0 | 0
Res CPP-No Enablement_PSE_Winter_9.26.2018_12.41.53 PM.xlsx | Inputs_endUseLoadShapes_PSE.xlsx | Inputs_Global_PSE.xlsx | Inputs_Product_Res CPP-No Enablement.xlsx | PSE | 20 | Winter | Peak | 4 | Res CPP-No Enablement | Industrial | Paper | 0 | 0 | 0 | 0 | 0 | 0 | 0 | 0 | 0 | 0 | 0 | 0 | 0 | 0 | 0 | 0 | 0 | 0 | 0 | 0 | 0 | 0 | 0 | [10 empty] | 0 | 0 | 0 | 0 | 0 | 0 | 0 | 0 | 0 | 0 | 0 | 0 | 0 | 0 | 0 | 0 | 0 | 0 | 0 | 0 | 0 | 0 | 0 | 0 | 0 | 0 | 0 | 0 | 0 | 0
Res CPP-No Enablement_PSE_Winter_9.26.2018_12.41.53 PM.xlsx | Inputs_endUseLoadShapes_PSE.xlsx | Inputs_Global_PSE.xlsx | Inputs_Product_Res CPP-No Enablement.xlsx | PSE | 20 | Winter | Peak | 4 | Res CPP-No Enablement | Industrial | Foundries | 0 | 0 | 0 | 0 | 0 | 0 | 0 | 0 | 0 | 0 | 0 | 0 | 0 | 0 | 0 | 0 | 0 | 0 | 0 | 0 | 0 | 0 | 0 | [10 empty] | 0 | 0 | 0 | 0 | 0 | 0 | 0 | 0 | 0 | 0 | 0 | 0 | 0 | 0 | 0 | 0 | 0 | 0 | 0 | 0 | 0 | 0 | 0 | 0 | 0 | 0 | 0 | 0 | 0 | 0
Res CPP-No Enablement_PSE_Winter_9.26.2018_12.41.53 PM.xlsx | Inputs_endUseLoadShapes_PSE.xlsx | Inputs_Global_PSE.xlsx | Inputs_Product_Res CPP-No Enablement.xlsx | PSE | 20 | Winter | Peak | 4 | Res CPP-No Enablement | Industrial | Frozen Food | 0 | 0 | 0 | 0 | 0 | 0 | 0 | 0 | 0 | 0 | 0 | 0 | 0 | 0 | 0 | 0 | 0 | 0 | 0 | 0 | 0 | 0 | 0 | [10 empty] | 0 | 0 | 0 | 0 | 0 | 0 | 0 | 0 | 0 | 0 | 0 | 0 | 0 | 0 | 0 | 0 | 0 | 0 | 0 | 0 | 0 | 0 | 0 | 0 | 0 | 0 | 0 | 0 | 0 | 0
Res CPP-No Enablement_PSE_Winter_9.26.2018_12.41.53 PM.xlsx | Inputs_endUseLoadShapes_PSE.xlsx | Inputs_Global_PSE.xlsx | Inputs_Product_Res CPP-No Enablement.xlsx | PSE | 20 | Winter | Peak | 4 | Res CPP-No Enablement | Industrial | Other Food | 0 | 0 | 0 | 0 | 0 | 0 | 0 | 0 | 0 | 0 | 0 | 0 | 0 | 0 | 0 | 0 | 0 | 0 | 0 | 0 | 0 | 0 | 0 | [10 empty] | 0 | 0 | 0 | 0 | 0 | 0 | 0 | 0 | 0 | 0 | 0 | 0 | 0 | 0 | 0 | 0 | 0 | 0 | 0 | 0 | 0 | 0 | 0 | 0 | 0 | 0 | 0 | 0 | 0 | 0
Res CPP-No Enablement_PSE_Winter_9.26.2018_12.41.53 PM.xlsx | Inputs_endUseLoadShapes_PSE.xlsx | Inputs_Global_PSE.xlsx | Inputs_Product_Res CPP-No Enablement.xlsx | PSE | 20 | Winter | Peak | 4 | Res CPP-No Enablement | Industrial | Wood - Lumber | 0 | 0 | 0 | 0 | 0 | 0 | 0 | 0 | 0 | 0 | 0 | 0 | 0 | 0 | 0 | 0 | 0 | 0 | 0 | 0 | 0 | 0 | 0 | [10 empty] | 0 | 0 | 0 | 0 | 0 | 0 | 0 | 0 | 0 | 0 | 0 | 0 | 0 | 0 | 0 | 0 | 0 | 0 | 0 | 0 | 0 | 0 | 0 | 0 | 0 | 0 | 0 | 0 | 0 | 0
Res CPP-No Enablement_PSE_Winter_9.26.2018_12.41.53 PM.xlsx | Inputs_endUseLoadShapes_PSE.xlsx | Inputs_Global_PSE.xlsx | Inputs_Product_Res CPP-No Enablement.xlsx | PSE | 20 | Winter | Peak | 4 | Res CPP-No Enablement | Industrial | Wood - Panel | 0 | 0 | 0 | 0 | 0 | 0 | 0 | 0 | 0 | 0 | 0 | 0 | 0 | 0 | 0 | 0 | 0 | 0 | 0 | 0 | 0 | 0 | 0 | [10 empty] | 0 | 0 | 0 | 0 | 0 | 0 | 0 | 0 | 0 | 0 | 0 | 0 | 0 | 0 | 0 | 0 | 0 | 0 | 0 | 0 | 0 | 0 | 0 | 0 | 0 | 0 | 0 | 0 | 0 | 0
Res CPP-No Enablement_PSE_Winter_9.26.2018_12.41.53 PM.xlsx | Inputs_endUseLoadShapes_PSE.xlsx | Inputs_Global_PSE.xlsx | Inputs_Product_Res CPP-No Enablement.xlsx | PSE | 20 | Winter | Peak | 4 | Res CPP-No Enablement | Industrial | Wood - Other | 0 | 0 | 0 | 0 | 0 | 0 | 0 | 0 | 0 | 0 | 0 | 0 | 0 | 0 | 0 | 0 | 0 | 0 | 0 | 0 | 0 | 0 | 0 | [10 empty] | 0 | 0 | 0 | 0 | 0 | 0 | 0 | 0 | 0 | 0 | 0 | 0 | 0 | 0 | 0 | 0 | 0 | 0 | 0 | 0 | 0 | 0 | 0 | 0 | 0 | 0 | 0 | 0 | 0 | 0
Res CPP-No Enablement_PSE_Winter_9.26.2018_12.41.53 PM.xlsx | Inputs_endUseLoadShapes_PSE.xlsx | Inputs_Global_PSE.xlsx | Inputs_Product_Res CPP-No Enablement.xlsx | PSE | 20 | Winter | Peak | 4 | Res CPP-No Enablement | Industrial | Sugar | 0 | 0 | 0 | 0 | 0 | 0 | 0 | 0 | 0 | 0 | 0 | 0 | 0 | 0 | 0 | 0 | 0 | 0 | 0 | 0 | 0 | 0 | 0 | [10 empty] | 0 | 0 | 0 | 0 | 0 | 0 | 0 | 0 | 0 | 0 | 0 | 0 | 0 | 0 | 0 | 0 | 0 | 0 | 0 | 0 | 0 | 0 | 0 | 0 | 0 | 0 | 0 | 0 | 0 | 0
Res CPP-No Enablement_PSE_Winter_9.26.2018_12.41.53 PM.xlsx | Inputs_endUseLoadShapes_PSE.xlsx | Inputs_Global_PSE.xlsx | Inputs_Product_Res CPP-No Enablement.xlsx | PSE | 20 | Winter | Peak | 4 | Res CPP-No Enablement | Industrial | Hi Tech - Chip Fab | 0 | 0 | 0 | 0 | 0 | 0 | 0 | 0 | 0 | 0 | 0 | 0 | 0 | 0 | 0 | 0 | 0 | 0 | 0 | 0 | 0 | 0 | 0 | [10 empty] | 0 | 0 | 0 | 0 | 0 | 0 | 0 | 0 | 0 | 0 | 0 | 0 | 0 | 0 | 0 | 0 | 0 | 0 | 0 | 0 | 0 | 0 | 0 | 0 | 0 | 0 | 0 | 0 | 0 | 0
Res CPP-No Enablement_PSE_Winter_9.26.2018_12.41.53 PM.xlsx | Inputs_endUseLoadShapes_PSE.xlsx | Inputs_Global_PSE.xlsx | Inputs_Product_Res CPP-No Enablement.xlsx | PSE | 20 | Winter | Peak | 4 | Res CPP-No Enablement | Industrial | Hi Tech - Silicon | 0 | 0 | 0 | 0 | 0 | 0 | 0 | 0 | 0 | 0 | 0 | 0 | 0 | 0 | 0 | 0 | 0 | 0 | 0 | 0 | 0 | 0 | 0 | [10 empty] | 0 | 0 | 0 | 0 | 0 | 0 | 0 | 0 | 0 | 0 | 0 | 0 | 0 | 0 | 0 | 0 | 0 | 0 | 0 | 0 | 0 | 0 | 0 | 0 | 0 | 0 | 0 | 0 | 0 | 0
Res CPP-No Enablement_PSE_Winter_9.26.2018_12.41.53 PM.xlsx | Inputs_endUseLoadShapes_PSE.xlsx | Inputs_Global_PSE.xlsx | Inputs_Product_Res CPP-No Enablement.xlsx | PSE | 20 | Winter | Peak | 4 | Res CPP-No Enablement | Industrial | Metal Fab | 0 | 0 | 0 | 0 | 0 | 0 | 0 | 0 | 0 | 0 | 0 | 0 | 0 | 0 | 0 | 0 | 0 | 0 | 0 | 0 | 0 | 0 | 0 | [10 empty] | 0 | 0 | 0 | 0 | 0 | 0 | 0 | 0 | 0 | 0 | 0 | 0 | 0 | 0 | 0 | 0 | 0 | 0 | 0 | 0 | 0 | 0 | 0 | 0 | 0 | 0 | 0 | 0 | 0 | 0
Res CPP-No Enablement_PSE_Winter_9.26.2018_12.41.53 PM.xlsx | Inputs_endUseLoadShapes_PSE.xlsx | Inputs_Global_PSE.xlsx | Inputs_Product_Res CPP-No Enablement.xlsx | PSE | 20 | Winter | Peak | 4 | Res CPP-No Enablement | Industrial | Transportation, Equip | 0 | 0 | 0 | 0 | 0 | 0 | 0 | 0 | 0 | 0 | 0 | 0 | 0 | 0 | 0 | 0 | 0 | 0 | 0 | 0 | 0 | 0 | 0 | [10 empty] | 0 | 0 | 0 | 0 | 0 | 0 | 0 | 0 | 0 | 0 | 0 | 0 | 0 | 0 | 0 | 0 | 0 | 0 | 0 | 0 | 0 | 0 | 0 | 0 | 0 | 0 | 0 | 0 | 0 | 0
Res CPP-No Enablement_PSE_Winter_9.26.2018_12.41.53 PM.xlsx | Inputs_endUseLoadShapes_PSE.xlsx | Inputs_Global_PSE.xlsx | Inputs_Product_Res CPP-No Enablement.xlsx | PSE | 20 | Winter | Peak | 4 | Res CPP-No Enablement | Industrial | Refinery | 0.80728 | 0 | 0 | 0 | 0 | 0 | 0 | 0 | 0 | 0 | 0 | 0 | 0 | 0 | 0 | 0 | 0 | 0 | 0 | 0 | 0 | 0 | 0 | [10 empty] | 0 | 0 | 0 | 0 | 0 | 0 | 0 | 0 | 0 | 0 | 0 | 0 | 0 | 0 | 0 | 0 | 0 | 0 | 0 | 0 | 0 | 0 | 0 | 0 | 0 | 0 | 0 | 0 | 0 | 0
Res CPP-No Enablement_PSE_Winter_9.26.2018_12.41.53 PM.xlsx | Inputs_endUseLoadShapes_PSE.xlsx | Inputs_Global_PSE.xlsx | Inputs_Product_Res CPP-No Enablement.xlsx | PSE | 20 | Winter | Peak | 4 | Res CPP-No Enablement | Industrial | Cold Storage | 2.5436 | 0 | 0 | 0 | 0 | 0 | 0 | 0 | 0 | 0 | 0 | 0 | 0 | 0 | 0 | 0 | 0 | 0 | 0 | 0 | 0 | 0 | 0 | [10 empty] | 0 | 0 | 0 | 0 | 0 | 0 | 0 | 0 | 0 | 0 | 0 | 0 | 0 | 0 | 0 | 0 | 0 | 0 | 0 | 0 | 0 | 0 | 0 | 0 | 0 | 0 | 0 | 0 | 0 | 0
Res CPP-No Enablement_PSE_Winter_9.26.2018_12.41.53 PM.xlsx | Inputs_endUseLoadShapes_PSE.xlsx | Inputs_Global_PSE.xlsx | Inputs_Product_Res CPP-No Enablement.xlsx | PSE | 20 | Winter | Peak | 4 | Res CPP-No Enablement | Industrial | Fruit Storage | 0.00034481 | 0 | 0 | 0 | 0 | 0 | 0 | 0 | 0 | 0 | 0 | 0 | 0 | 0 | 0 | 0 | 0 | 0 | 0 | 0 | 0 | 0 | 0 | [10 empty] | 0 | 0 | 0 | 0 | 0 | 0 | 0 | 0 | 0 | 0 | 0 | 0 | 0 | 0 | 0 | 0 | 0 | 0 | 0 | 0 | 0 | 0 | 0 | 0 | 0 | 0 | 0 | 0 | 0 | 0
Res CPP-No Enablement_PSE_Winter_9.26.2018_12.41.53 PM.xlsx | Inputs_endUseLoadShapes_PSE.xlsx | Inputs_Global_PSE.xlsx | Inputs_Product_Res CPP-No Enablement.xlsx | PSE | 20 | Winter | Peak | 4 | Res CPP-No Enablement | Industrial | Chemical | 5.4314 | 0 | 0 | 0 | 0 | 0 | 0 | 0 | 0 | 0 | 0 | 0 | 0 | 0 | 0 | 0 | 0 | 0 | 0 | 0 | 0 | 0 | 0 | [10 empty] | 0 | 0 | 0 | 0 | 0 | 0 | 0 | 0 | 0 | 0 | 0 | 0 | 0 | 0 | 0 | 0 | 0 | 0 | 0 | 0 | 0 | 0 | 0 | 0 | 0 | 0 | 0 | 0 | 0 | 0
Res CPP-No Enablement_PSE_Winter_9.26.2018_12.41.53 PM.xlsx | Inputs_endUseLoadShapes_PSE.xlsx | Inputs_Global_PSE.xlsx | Inputs_Product_Res CPP-No Enablement.xlsx | PSE | 20 | Winter | Peak | 4 | Res CPP-No Enablement | Industrial | Misc Manf | 0 | 0 | 0 | 0 | 0 | 0 | 0 | 0 | 0 | 0 | 0 | 0 | 0 | 0 | 0 | 0 | 0 | 0 | 0 | 0 | 0 | 0 | 0 | [10 empty] | 0 | 0 | 0 | 0 | 0 | 0 | 0 | 0 | 0 | 0 | 0 | 0 | 0 | 0 | 0 | 0 | 0 | 0 | 0 | 0 | 0 | 0 | 0 | 0 | 0 | 0 | 0 | 0 | 0 | 0
Res CPP-No Enablement_PSE_Winter_9.26.2018_12.41.53 PM.xlsx | Inputs_endUseLoadShapes_PSE.xlsx | Inputs_Global_PSE.xlsx | Inputs_Product_Res CPP-No Enablement.xlsx | PSE | 20 | Winter | Peak | 4 | Res CPP-No Enablement | Residential | Single Family | 1628.0145 | 1556.7403 | 186.8088 | 23.5724 | 23.6112 | 23.8093 | 24.1955 | 24.672 | 24.7935 | 24.9982 | 25.1098 | 25.3795 | 25.6302 | 25.9801 | 26.2392 | 26.6222 | 26.8954 | 27.2678 | 27.6193 | 28.0718 | 28.2954 | 28.6261 | 28.9607 | [10 empty] | 115286.034 | 116579.6366 | 117902.6341 | 119284.8655 | 120684.2901 | 122092.3668 | 123503.7713 | 124910.2951 | 126308.3886 | 127699.4939 | 129085.053 | 130462.6255 | 131829.6601 | 133185.7132 | 134531.0067 | 135867.537 | 137197.412 | 138519.8549 | 139833.8676 | 141130.9959 | 0 | 0 | 0 | 0 | 0 | 0 | 0 | 0 | 0 | 0
Res CPP-No Enablement_PSE_Winter_9.26.2018_12.41.53 PM.xlsx | Inputs_endUseLoadShapes_PSE.xlsx | Inputs_Global_PSE.xlsx | Inputs_Product_Res CPP-No Enablement.xlsx | PSE | 20 | Winter | Peak | 4 | Res CPP-No Enablement | Residential | Multifamily Low-Rise | 331.2956 | 331.2106 | 39.7453 | 4.5271 | 4.5346 | 4.5726 | 4.6468 | 4.7383 | 4.7617 | 4.801 | 4.8224 | 4.8742 | 4.9223 | 4.9895 | 5.0393 | 5.1128 | 5.1653 | 5.2368 | 5.3043 | 5.3912 | 5.4342 | 5.4977 | 5.562 | [10 empty] | 23148.6861 | 23408.4331 | 23674.0824 | 23951.6255 | 24232.6209 | 24515.3535 | 24798.7544 | 25081.1752 | 25361.9033 | 25641.2282 | 25919.4394 | 26196.047 | 26470.5387 | 26742.8254 | 27012.9515 | 27281.3181 | 27548.3484 | 27813.8863 | 28077.7315 | 28338.1865 | 0 | 0 | 0 | 0 | 0 | 0 | 0 | 0 | 0 | 0
Res CPP-No Enablement_PSE_Winter_9.26.2018_12.41.53 PM.xlsx | Inputs_endUseLoadShapes_PSE.xlsx | Inputs_Global_PSE.xlsx | Inputs_Product_Res CPP-No Enablement.xlsx | PSE | 20 | Winter | Peak | 4 | Res CPP-No Enablement | Residential | Multifamily High-Rise | 60.3694 | 60.3539 | 7.2425 | 0.82494 | 0.8263 | 0.83324 | 0.84675 | 0.86342 | 0.86768 | 0.87484 | 0.87875 | 0.88818 | 0.89696 | 0.9092 | 0.91827 | 0.93167 | 0.94124 | 0.95427 | 0.96657 | 0.9824 | 0.99023 | 1.0018 | 1.0135 | [10 empty] | 4218.205 | 4265.5367 | 4313.9439 | 4364.5184 | 4415.722 | 4467.2422 | 4518.8841 | 4570.3475 | 4621.5024 | 4672.4016 | 4723.0979 | 4773.5019 | 4823.5204 | 4873.1371 | 4922.3601 | 4971.2624 | 5019.9213 | 5068.3082 | 5116.3866 | 5163.8473 | 0 | 0 | 0 | 0 | 0 | 0 | 0 | 0 | 0 | 0
Res CPP-No Enablement_PSE_Winter_9.26.2018_12.41.53 PM.xlsx | Inputs_endUseLoadShapes_PSE.xlsx | Inputs_Global_PSE.xlsx | Inputs_Product_Res CPP-No Enablement.xlsx | PSE | 20 | Winter | Peak | 4 | Res CPP-No Enablement | Residential | Manufactured | 136.2338 | 132.1486 | 15.8578 | 1.5562 | 1.5588 | 1.5719 | 1.5974 | 1.6288 | 1.6369 | 1.6504 | 1.6577 | 1.6755 | 1.6921 | 1.7152 | 1.7323 | 1.7576 | 1.7756 | 1.8002 | 1.8234 | 1.8533 | 1.8681 | 1.8899 | 1.912 | [10 empty] | 7720.933 | 7807.5681 | 7896.1719 | 7988.7426 | 8082.4649 | 8176.7665 | 8271.2911 | 8365.4887 | 8459.1218 | 8552.2869 | 8645.0805 | 8737.3393 | 8828.8923 | 8919.7098 | 9009.8068 | 9099.3168 | 9188.3812 | 9276.9478 | 9364.9498 | 9451.8211 | 0 | 0 | 0 | 0 | 0 | 0 | 0 | 0 | 0 | 0
Res CPP-No Enablement_PSE_Winter_9.26.2018_12.41.53 PM.xlsx | Inputs_endUseLoadShapes_PSE.xlsx | Inputs_Global_PSE.xlsx | Inputs_Product_Res CPP-No Enablement.xlsx | PSE | 20 | Winter | Peak | 4 | Res CPP-No Enablement | 0 | 0 | 0 | 0 | 0 | 0 | 0 | 0 | 0 | 0 | 0 | 0 | 0 | 0 | 0 | 0 | 0 | 0 | 0 | 0 | 0 | 0 | 0 | 0 | 0 | [10 empty] | 0 | 0 | 0 | 0 | 0 | 0 | 0 | 0 | 0 | 0 | 0 | 0 | 0 | 0 | 0 | 0 | 0 | 0 | 0 | 0 | 0 | 0 | 0 | 0 | 0 | 0 | 0 | 0 | 0 | 0
Res CPP-With Enablement_PSE_Winter_9.19.2018_9.48.28 PM.xlsx | Inputs_endUseLoadShapes_PSE.xlsx | Inputs_Global_PSE.xlsx | Inputs_Product_Res CPP-With Enablement.xlsx | PSE | 20 | Winter | Peak | 4 | Res CPP-With Enablement | Commercial | Hospital | 56.3901 | 0 | 0 | 0 | 0 | 0 | 0 | 0 | 0 | 0 | 0 | 0 | 0 | 0 | 0 | 0 | 0 | 0 | 0 | 0 | 0 | 0 | 0 | [10 empty] | 0 | 0 | 0 | 0 | 0 | 0 | 0 | 0 | 0 | 0 | 0 | 0 | 0 | 0 | 0 | 0 | 0 | 0 | 0 | 0 | 0 | 0 | 0 | 0 | 0 | 0 | 0 | 0 | 0 | 0
Res CPP-With Enablement_PSE_Winter_9.19.2018_9.48.28 PM.xlsx | Inputs_endUseLoadShapes_PSE.xlsx | Inputs_Global_PSE.xlsx | Inputs_Product_Res CPP-With Enablement.xlsx | PSE | 20 | Winter | Peak | 4 | Res CPP-With Enablement | Commercial | Large Office | 259.0812 | 0 | 0 | 0 | 0 | 0 | 0 | 0 | 0 | 0 | 0 | 0 | 0 | 0 | 0 | 0 | 0 | 0 | 0 | 0 | 0 | 0 | 0 | [10 empty] | 0 | 0 | 0 | 0 | 0 | 0 | 0 | 0 | 0 | 0 | 0 | 0 | 0 | 0 | 0 | 0 | 0 | 0 | 0 | 0 | 0 | 0 | 0 | 0 | 0 | 0 | 0 | 0 | 0 | 0
Res CPP-With Enablement_PSE_Winter_9.19.2018_9.48.28 PM.xlsx | Inputs_endUseLoadShapes_PSE.xlsx | Inputs_Global_PSE.xlsx | Inputs_Product_Res CPP-With Enablement.xlsx | PSE | 20 | Winter | Peak | 4 | Res CPP-With Enablement | Commercial | Large Retail | 56.0608 | 0 | 0 | 0 | 0 | 0 | 0 | 0 | 0 | 0 | 0 | 0 | 0 | 0 | 0 | 0 | 0 | 0 | 0 | 0 | 0 | 0 | 0 | [10 empty] | 0 | 0 | 0 | 0 | 0 | 0 | 0 | 0 | 0 | 0 | 0 | 0 | 0 | 0 | 0 | 0 | 0 | 0 | 0 | 0 | 0 | 0 | 0 | 0 | 0 | 0 | 0 | 0 | 0 | 0
Res CPP-With Enablement_PSE_Winter_9.19.2018_9.48.28 PM.xlsx | Inputs_endUseLoadShapes_PSE.xlsx | Inputs_Global_PSE.xlsx | Inputs_Product_Res CPP-With Enablement.xlsx | PSE | 20 | Winter | Peak | 4 | Res CPP-With Enablement | Commercial | Lodging | 64.0096 | 0 | 0 | 0 | 0 | 0 | 0 | 0 | 0 | 0 | 0 | 0 | 0 | 0 | 0 | 0 | 0 | 0 | 0 | 0 | 0 | 0 | 0 | [10 empty] | 0 | 0 | 0 | 0 | 0 | 0 | 0 | 0 | 0 | 0 | 0 | 0 | 0 | 0 | 0 | 0 | 0 | 0 | 0 | 0 | 0 | 0 | 0 | 0 | 0 | 0 | 0 | 0 | 0 | 0
Res CPP-With Enablement_PSE_Winter_9.19.2018_9.48.28 PM.xlsx | Inputs_endUseLoadShapes_PSE.xlsx | Inputs_Global_PSE.xlsx | Inputs_Product_Res CPP-With Enablement.xlsx | PSE | 20 | Winter | Peak | 4 | Res CPP-With Enablement | Commercial | Medium Office | 242.2365 | 0 | 0 | 0 | 0 | 0 | 0 | 0 | 0 | 0 | 0 | 0 | 0 | 0 | 0 | 0 | 0 | 0 | 0 | 0 | 0 | 0 | 0 | [10 empty] | 0 | 0 | 0 | 0 | 0 | 0 | 0 | 0 | 0 | 0 | 0 | 0 | 0 | 0 | 0 | 0 | 0 | 0 | 0 | 0 | 0 | 0 | 0 | 0 | 0 | 0 | 0 | 0 | 0 | 0
Res CPP-With Enablement_PSE_Winter_9.19.2018_9.48.28 PM.xlsx | Inputs_endUseLoadShapes_PSE.xlsx | Inputs_Global_PSE.xlsx | Inputs_Product_Res CPP-With Enablement.xlsx | PSE | 20 | Winter | Peak | 4 | Res CPP-With Enablement | Commercial | Medium Retail | 83.438 | 0 | 0 | 0 | 0 | 0 | 0 | 0 | 0 | 0 | 0 | 0 | 0 | 0 | 0 | 0 | 0 | 0 | 0 | 0 | 0 | 0 | 0 | [10 empty] | 0 | 0 | 0 | 0 | 0 | 0 | 0 | 0 | 0 | 0 | 0 | 0 | 0 | 0 | 0 | 0 | 0 | 0 | 0 | 0 | 0 | 0 | 0 | 0 | 0 | 0 | 0 | 0 | 0 | 0
Res CPP-With Enablement_PSE_Winter_9.19.2018_9.48.28 PM.xlsx | Inputs_endUseLoadShapes_PSE.xlsx | Inputs_Global_PSE.xlsx | Inputs_Product_Res CPP-With Enablement.xlsx | PSE | 20 | Winter | Peak | 4 | Res CPP-With Enablement | Commercial | Other and Assembly | 327.1167 | 0 | 0 | 0 | 0 | 0 | 0 | 0 | 0 | 0 | 0 | 0 | 0 | 0 | 0 | 0 | 0 | 0 | 0 | 0 | 0 | 0 | 0 | [10 empty] | 0 | 0 | 0 | 0 | 0 | 0 | 0 | 0 | 0 | 0 | 0 | 0 | 0 | 0 | 0 | 0 | 0 | 0 | 0 | 0 | 0 | 0 | 0 | 0 | 0 | 0 | 0 | 0 | 0 | 0
Res CPP-With Enablement_PSE_Winter_9.19.2018_9.48.28 PM.xlsx | Inputs_endUseLoadShapes_PSE.xlsx | Inputs_Global_PSE.xlsx | Inputs_Product_Res CPP-With Enablement.xlsx | PSE | 20 | Winter | Peak | 4 | Res CPP-With Enablement | Commercial | Residential Care | 21.5658 | 0 | 0 | 0 | 0 | 0 | 0 | 0 | 0 | 0 | 0 | 0 | 0 | 0 | 0 | 0 | 0 | 0 | 0 | 0 | 0 | 0 | 0 | [10 empty] | 0 | 0 | 0 | 0 | 0 | 0 | 0 | 0 | 0 | 0 | 0 | 0 | 0 | 0 | 0 | 0 | 0 | 0 | 0 | 0 | 0 | 0 | 0 | 0 | 0 | 0 | 0 | 0 | 0 | 0
Res CPP-With Enablement_PSE_Winter_9.19.2018_9.48.28 PM.xlsx | Inputs_endUseLoadShapes_PSE.xlsx | Inputs_Global_PSE.xlsx | Inputs_Product_Res CPP-With Enablement.xlsx | PSE | 20 | Winter | Peak | 4 | Res CPP-With Enablement | Commercial | Restaurant | 93.7598 | 0 | 0 | 0 | 0 | 0 | 0 | 0 | 0 | 0 | 0 | 0 | 0 | 0 | 0 | 0 | 0 | 0 | 0 | 0 | 0 | 0 | 0 | [10 empty] | 0 | 0 | 0 | 0 | 0 | 0 | 0 | 0 | 0 | 0 | 0 | 0 | 0 | 0 | 0 | 0 | 0 | 0 | 0 | 0 | 0 | 0 | 0 | 0 | 0 | 0 | 0 | 0 | 0 | 0
Res CPP-With Enablement_PSE_Winter_9.19.2018_9.48.28 PM.xlsx | Inputs_endUseLoadShapes_PSE.xlsx | Inputs_Global_PSE.xlsx | Inputs_Product_Res CPP-With Enablement.xlsx | PSE | 20 | Winter | Peak | 4 | Res CPP-With Enablement | Commercial | School K-12 | 102.6773 | 0 | 0 | 0 | 0 | 0 | 0 | 0 | 0 | 0 | 0 | 0 | 0 | 0 | 0 | 0 | 0 | 0 | 0 | 0 | 0 | 0 | 0 | [10 empty] | 0 | 0 | 0 | 0 | 0 | 0 | 0 | 0 | 0 | 0 | 0 | 0 | 0 | 0 | 0 | 0 | 0 | 0 | 0 | 0 | 0 | 0 | 0 | 0 | 0 | 0 | 0 | 0 | 0 | 0
Res CPP-With Enablement_PSE_Winter_9.19.2018_9.48.28 PM.xlsx | Inputs_endUseLoadShapes_PSE.xlsx | Inputs_Global_PSE.xlsx | Inputs_Product_Res CPP-With Enablement.xlsx | PSE | 20 | Winter | Peak | 4 | Res CPP-With Enablement | Commercial | Small Office | 206.2795 | 0 | 0 | 0 | 0 | 0 | 0 | 0 | 0 | 0 | 0 | 0 | 0 | 0 | 0 | 0 | 0 | 0 | 0 | 0 | 0 | 0 | 0 | [10 empty] | 0 | 0 | 0 | 0 | 0 | 0 | 0 | 0 | 0 | 0 | 0 | 0 | 0 | 0 | 0 | 0 | 0 | 0 | 0 | 0 | 0 | 0 | 0 | 0 | 0 | 0 | 0 | 0 | 0 | 0
Res CPP-With Enablement_PSE_Winter_9.19.2018_9.48.28 PM.xlsx | Inputs_endUseLoadShapes_PSE.xlsx | Inputs_Global_PSE.xlsx | Inputs_Product_Res CPP-With Enablement.xlsx | PSE | 20 | Winter | Peak | 4 | Res CPP-With Enablement | Commercial | Small Retail | 18.0417 | 0 | 0 | 0 | 0 | 0 | 0 | 0 | 0 | 0 | 0 | 0 | 0 | 0 | 0 | 0 | 0 | 0 | 0 | 0 | 0 | 0 | 0 | [10 empty] | 0 | 0 | 0 | 0 | 0 | 0 | 0 | 0 | 0 | 0 | 0 | 0 | 0 | 0 | 0 | 0 | 0 | 0 | 0 | 0 | 0 | 0 | 0 | 0 | 0 | 0 | 0 | 0 | 0 | 0
Res CPP-With Enablement_PSE_Winter_9.19.2018_9.48.28 PM.xlsx | Inputs_endUseLoadShapes_PSE.xlsx | Inputs_Global_PSE.xlsx | Inputs_Product_Res CPP-With Enablement.xlsx | PSE | 20 | Winter | Peak | 4 | Res CPP-With Enablement | Commercial | Supermarket and MiniMart | 104.4353 | 0 | 0 | 0 | 0 | 0 | 0 | 0 | 0 | 0 | 0 | 0 | 0 | 0 | 0 | 0 | 0 | 0 | 0 | 0 | 0 | 0 | 0 | [10 empty] | 0 | 0 | 0 | 0 | 0 | 0 | 0 | 0 | 0 | 0 | 0 | 0 | 0 | 0 | 0 | 0 | 0 | 0 | 0 | 0 | 0 | 0 | 0 | 0 | 0 | 0 | 0 | 0 | 0 | 0
Res CPP-With Enablement_PSE_Winter_9.19.2018_9.48.28 PM.xlsx | Inputs_endUseLoadShapes_PSE.xlsx | Inputs_Global_PSE.xlsx | Inputs_Product_Res CPP-With Enablement.xlsx | PSE | 20 | Winter | Peak | 4 | Res CPP-With Enablement | Commercial | University | 43.4191 | 0 | 0 | 0 | 0 | 0 | 0 | 0 | 0 | 0 | 0 | 0 | 0 | 0 | 0 | 0 | 0 | 0 | 0 | 0 | 0 | 0 | 0 | [10 empty] | 0 | 0 | 0 | 0 | 0 | 0 | 0 | 0 | 0 | 0 | 0 | 0 | 0 | 0 | 0 | 0 | 0 | 0 | 0 | 0 | 0 | 0 | 0 | 0 | 0 | 0 | 0 | 0 | 0 | 0
Res CPP-With Enablement_PSE_Winter_9.19.2018_9.48.28 PM.xlsx | Inputs_endUseLoadShapes_PSE.xlsx | Inputs_Global_PSE.xlsx | Inputs_Product_Res CPP-With Enablement.xlsx | PSE | 20 | Winter | Peak | 4 | Res CPP-With Enablement | Commercial | Warehouse | 102.3136 | 0 | 0 | 0 | 0 | 0 | 0 | 0 | 0 | 0 | 0 | 0 | 0 | 0 | 0 | 0 | 0 | 0 | 0 | 0 | 0 | 0 | 0 | [10 empty] | 0 | 0 | 0 | 0 | 0 | 0 | 0 | 0 | 0 | 0 | 0 | 0 | 0 | 0 | 0 | 0 | 0 | 0 | 0 | 0 | 0 | 0 | 0 | 0 | 0 | 0 | 0 | 0 | 0 | 0
Res CPP-With Enablement_PSE_Winter_9.19.2018_9.48.28 PM.xlsx | Inputs_endUseLoadShapes_PSE.xlsx | Inputs_Global_PSE.xlsx | Inputs_Product_Res CPP-With Enablement.xlsx | PSE | 20 | Winter | Peak | 4 | Res CPP-With Enablement | Commercial | Xlarge Retail | 41.1584 | 0 | 0 | 0 | 0 | 0 | 0 | 0 | 0 | 0 | 0 | 0 | 0 | 0 | 0 | 0 | 0 | 0 | 0 | 0 | 0 | 0 | 0 | [10 empty] | 0 | 0 | 0 | 0 | 0 | 0 | 0 | 0 | 0 | 0 | 0 | 0 | 0 | 0 | 0 | 0 | 0 | 0 | 0 | 0 | 0 | 0 | 0 | 0 | 0 | 0 | 0 | 0 | 0 | 0
Res CPP-With Enablement_PSE_Winter_9.19.2018_9.48.28 PM.xlsx | Inputs_endUseLoadShapes_PSE.xlsx | Inputs_Global_PSE.xlsx | Inputs_Product_Res CPP-With Enablement.xlsx | PSE | 20 | Winter | Peak | 4 | Res CPP-With Enablement | Industrial | Mechanical Pulp | 0 | 0 | 0 | 0 | 0 | 0 | 0 | 0 | 0 | 0 | 0 | 0 | 0 | 0 | 0 | 0 | 0 | 0 | 0 | 0 | 0 | 0 | 0 | [10 empty] | 0 | 0 | 0 | 0 | 0 | 0 | 0 | 0 | 0 | 0 | 0 | 0 | 0 | 0 | 0 | 0 | 0 | 0 | 0 | 0 | 0 | 0 | 0 | 0 | 0 | 0 | 0 | 0 | 0 | 0
Res CPP-With Enablement_PSE_Winter_9.19.2018_9.48.28 PM.xlsx | Inputs_endUseLoadShapes_PSE.xlsx | Inputs_Global_PSE.xlsx | Inputs_Product_Res CPP-With Enablement.xlsx | PSE | 20 | Winter | Peak | 4 | Res CPP-With Enablement | Industrial | Kraft Pulp | 0 | 0 | 0 | 0 | 0 | 0 | 0 | 0 | 0 | 0 | 0 | 0 | 0 | 0 | 0 | 0 | 0 | 0 | 0 | 0 | 0 | 0 | 0 | [10 empty] | 0 | 0 | 0 | 0 | 0 | 0 | 0 | 0 | 0 | 0 | 0 | 0 | 0 | 0 | 0 | 0 | 0 | 0 | 0 | 0 | 0 | 0 | 0 | 0 | 0 | 0 | 0 | 0 | 0 | 0
Res CPP-With Enablement_PSE_Winter_9.19.2018_9.48.28 PM.xlsx | Inputs_endUseLoadShapes_PSE.xlsx | Inputs_Global_PSE.xlsx | Inputs_Product_Res CPP-With Enablement.xlsx | PSE | 20 | Winter | Peak | 4 | Res CPP-With Enablement | Industrial | Paper | 0 | 0 | 0 | 0 | 0 | 0 | 0 | 0 | 0 | 0 | 0 | 0 | 0 | 0 | 0 | 0 | 0 | 0 | 0 | 0 | 0 | 0 | 0 | [10 empty] | 0 | 0 | 0 | 0 | 0 | 0 | 0 | 0 | 0 | 0 | 0 | 0 | 0 | 0 | 0 | 0 | 0 | 0 | 0 | 0 | 0 | 0 | 0 | 0 | 0 | 0 | 0 | 0 | 0 | 0
Res CPP-With Enablement_PSE_Winter_9.19.2018_9.48.28 PM.xlsx | Inputs_endUseLoadShapes_PSE.xlsx | Inputs_Global_PSE.xlsx | Inputs_Product_Res CPP-With Enablement.xlsx | PSE | 20 | Winter | Peak | 4 | Res CPP-With Enablement | Industrial | Foundries | 0 | 0 | 0 | 0 | 0 | 0 | 0 | 0 | 0 | 0 | 0 | 0 | 0 | 0 | 0 | 0 | 0 | 0 | 0 | 0 | 0 | 0 | 0 | [10 empty] | 0 | 0 | 0 | 0 | 0 | 0 | 0 | 0 | 0 | 0 | 0 | 0 | 0 | 0 | 0 | 0 | 0 | 0 | 0 | 0 | 0 | 0 | 0 | 0 | 0 | 0 | 0 | 0 | 0 | 0
Res CPP-With Enablement_PSE_Winter_9.19.2018_9.48.28 PM.xlsx | Inputs_endUseLoadShapes_PSE.xlsx | Inputs_Global_PSE.xlsx | Inputs_Product_Res CPP-With Enablement.xlsx | PSE | 20 | Winter | Peak | 4 | Res CPP-With Enablement | Industrial | Frozen Food | 0 | 0 | 0 | 0 | 0 | 0 | 0 | 0 | 0 | 0 | 0 | 0 | 0 | 0 | 0 | 0 | 0 | 0 | 0 | 0 | 0 | 0 | 0 | [10 empty] | 0 | 0 | 0 | 0 | 0 | 0 | 0 | 0 | 0 | 0 | 0 | 0 | 0 | 0 | 0 | 0 | 0 | 0 | 0 | 0 | 0 | 0 | 0 | 0 | 0 | 0 | 0 | 0 | 0 | 0
Res CPP-With Enablement_PSE_Winter_9.19.2018_9.48.28 PM.xlsx | Inputs_endUseLoadShapes_PSE.xlsx | Inputs_Global_PSE.xlsx | Inputs_Product_Res CPP-With Enablement.xlsx | PSE | 20 | Winter | Peak | 4 | Res CPP-With Enablement | Industrial | Other Food | 0 | 0 | 0 | 0 | 0 | 0 | 0 | 0 | 0 | 0 | 0 | 0 | 0 | 0 | 0 | 0 | 0 | 0 | 0 | 0 | 0 | 0 | 0 | [10 empty] | 0 | 0 | 0 | 0 | 0 | 0 | 0 | 0 | 0 | 0 | 0 | 0 | 0 | 0 | 0 | 0 | 0 | 0 | 0 | 0 | 0 | 0 | 0 | 0 | 0 | 0 | 0 | 0 | 0 | 0
Res CPP-With Enablement_PSE_Winter_9.19.2018_9.48.28 PM.xlsx | Inputs_endUseLoadShapes_PSE.xlsx | Inputs_Global_PSE.xlsx | Inputs_Product_Res CPP-With Enablement.xlsx | PSE | 20 | Winter | Peak | 4 | Res CPP-With Enablement | Industrial | Wood - Lumber | 0 | 0 | 0 | 0 | 0 | 0 | 0 | 0 | 0 | 0 | 0 | 0 | 0 | 0 | 0 | 0 | 0 | 0 | 0 | 0 | 0 | 0 | 0 | [10 empty] | 0 | 0 | 0 | 0 | 0 | 0 | 0 | 0 | 0 | 0 | 0 | 0 | 0 | 0 | 0 | 0 | 0 | 0 | 0 | 0 | 0 | 0 | 0 | 0 | 0 | 0 | 0 | 0 | 0 | 0
Res CPP-With Enablement_PSE_Winter_9.19.2018_9.48.28 PM.xlsx | Inputs_endUseLoadShapes_PSE.xlsx | Inputs_Global_PSE.xlsx | Inputs_Product_Res CPP-With Enablement.xlsx | PSE | 20 | Winter | Peak | 4 | Res CPP-With Enablement | Industrial | Wood - Panel | 0 | 0 | 0 | 0 | 0 | 0 | 0 | 0 | 0 | 0 | 0 | 0 | 0 | 0 | 0 | 0 | 0 | 0 | 0 | 0 | 0 | 0 | 0 | [10 empty] | 0 | 0 | 0 | 0 | 0 | 0 | 0 | 0 | 0 | 0 | 0 | 0 | 0 | 0 | 0 | 0 | 0 | 0 | 0 | 0 | 0 | 0 | 0 | 0 | 0 | 0 | 0 | 0 | 0 | 0
Res CPP-With Enablement_PSE_Winter_9.19.2018_9.48.28 PM.xlsx | Inputs_endUseLoadShapes_PSE.xlsx | Inputs_Global_PSE.xlsx | Inputs_Product_Res CPP-With Enablement.xlsx | PSE | 20 | Winter | Peak | 4 | Res CPP-With Enablement | Industrial | Wood - Other | 0 | 0 | 0 | 0 | 0 | 0 | 0 | 0 | 0 | 0 | 0 | 0 | 0 | 0 | 0 | 0 | 0 | 0 | 0 | 0 | 0 | 0 | 0 | [10 empty] | 0 | 0 | 0 | 0 | 0 | 0 | 0 | 0 | 0 | 0 | 0 | 0 | 0 | 0 | 0 | 0 | 0 | 0 | 0 | 0 | 0 | 0 | 0 | 0 | 0 | 0 | 0 | 0 | 0 | 0
Res CPP-With Enablement_PSE_Winter_9.19.2018_9.48.28 PM.xlsx | Inputs_endUseLoadShapes_PSE.xlsx | Inputs_Global_PSE.xlsx | Inputs_Product_Res CPP-With Enablement.xlsx | PSE | 20 | Winter | Peak | 4 | Res CPP-With Enablement | Industrial | Sugar | 0 | 0 | 0 | 0 | 0 | 0 | 0 | 0 | 0 | 0 | 0 | 0 | 0 | 0 | 0 | 0 | 0 | 0 | 0 | 0 | 0 | 0 | 0 | [10 empty] | 0 | 0 | 0 | 0 | 0 | 0 | 0 | 0 | 0 | 0 | 0 | 0 | 0 | 0 | 0 | 0 | 0 | 0 | 0 | 0 | 0 | 0 | 0 | 0 | 0 | 0 | 0 | 0 | 0 | 0
Res CPP-With Enablement_PSE_Winter_9.19.2018_9.48.28 PM.xlsx | Inputs_endUseLoadShapes_PSE.xlsx | Inputs_Global_PSE.xlsx | Inputs_Product_Res CPP-With Enablement.xlsx | PSE | 20 | Winter | Peak | 4 | Res CPP-With Enablement | Industrial | Hi Tech - Chip Fab | 0 | 0 | 0 | 0 | 0 | 0 | 0 | 0 | 0 | 0 | 0 | 0 | 0 | 0 | 0 | 0 | 0 | 0 | 0 | 0 | 0 | 0 | 0 | [10 empty] | 0 | 0 | 0 | 0 | 0 | 0 | 0 | 0 | 0 | 0 | 0 | 0 | 0 | 0 | 0 | 0 | 0 | 0 | 0 | 0 | 0 | 0 | 0 | 0 | 0 | 0 | 0 | 0 | 0 | 0
Res CPP-With Enablement_PSE_Winter_9.19.2018_9.48.28 PM.xlsx | Inputs_endUseLoadShapes_PSE.xlsx | Inputs_Global_PSE.xlsx | Inputs_Product_Res CPP-With Enablement.xlsx | PSE | 20 | Winter | Peak | 4 | Res CPP-With Enablement | Industrial | Hi Tech - Silicon | 0 | 0 | 0 | 0 | 0 | 0 | 0 | 0 | 0 | 0 | 0 | 0 | 0 | 0 | 0 | 0 | 0 | 0 | 0 | 0 | 0 | 0 | 0 | [10 empty] | 0 | 0 | 0 | 0 | 0 | 0 | 0 | 0 | 0 | 0 | 0 | 0 | 0 | 0 | 0 | 0 | 0 | 0 | 0 | 0 | 0 | 0 | 0 | 0 | 0 | 0 | 0 | 0 | 0 | 0
Res CPP-With Enablement_PSE_Winter_9.19.2018_9.48.28 PM.xlsx | Inputs_endUseLoadShapes_PSE.xlsx | Inputs_Global_PSE.xlsx | Inputs_Product_Res CPP-With Enablement.xlsx | PSE | 20 | Winter | Peak | 4 | Res CPP-With Enablement | Industrial | Metal Fab | 0 | 0 | 0 | 0 | 0 | 0 | 0 | 0 | 0 | 0 | 0 | 0 | 0 | 0 | 0 | 0 | 0 | 0 | 0 | 0 | 0 | 0 | 0 | [10 empty] | 0 | 0 | 0 | 0 | 0 | 0 | 0 | 0 | 0 | 0 | 0 | 0 | 0 | 0 | 0 | 0 | 0 | 0 | 0 | 0 | 0 | 0 | 0 | 0 | 0 | 0 | 0 | 0 | 0 | 0
Res CPP-With Enablement_PSE_Winter_9.19.2018_9.48.28 PM.xlsx | Inputs_endUseLoadShapes_PSE.xlsx | Inputs_Global_PSE.xlsx | Inputs_Product_Res CPP-With Enablement.xlsx | PSE | 20 | Winter | Peak | 4 | Res CPP-With Enablement | Industrial | Transportation, Equip | 0 | 0 | 0 | 0 | 0 | 0 | 0 | 0 | 0 | 0 | 0 | 0 | 0 | 0 | 0 | 0 | 0 | 0 | 0 | 0 | 0 | 0 | 0 | [10 empty] | 0 | 0 | 0 | 0 | 0 | 0 | 0 | 0 | 0 | 0 | 0 | 0 | 0 | 0 | 0 | 0 | 0 | 0 | 0 | 0 | 0 | 0 | 0 | 0 | 0 | 0 | 0 | 0 | 0 | 0
Res CPP-With Enablement_PSE_Winter_9.19.2018_9.48.28 PM.xlsx | Inputs_endUseLoadShapes_PSE.xlsx | Inputs_Global_PSE.xlsx | Inputs_Product_Res CPP-With Enablement.xlsx | PSE | 20 | Winter | Peak | 4 | Res CPP-With Enablement | Industrial | Refinery | 0.80728 | 0 | 0 | 0 | 0 | 0 | 0 | 0 | 0 | 0 | 0 | 0 | 0 | 0 | 0 | 0 | 0 | 0 | 0 | 0 | 0 | 0 | 0 | [10 empty] | 0 | 0 | 0 | 0 | 0 | 0 | 0 | 0 | 0 | 0 | 0 | 0 | 0 | 0 | 0 | 0 | 0 | 0 | 0 | 0 | 0 | 0 | 0 | 0 | 0 | 0 | 0 | 0 | 0 | 0
Res CPP-With Enablement_PSE_Winter_9.19.2018_9.48.28 PM.xlsx | Inputs_endUseLoadShapes_PSE.xlsx | Inputs_Global_PSE.xlsx | Inputs_Product_Res CPP-With Enablement.xlsx | PSE | 20 | Winter | Peak | 4 | Res CPP-With Enablement | Industrial | Cold Storage | 2.5436 | 0 | 0 | 0 | 0 | 0 | 0 | 0 | 0 | 0 | 0 | 0 | 0 | 0 | 0 | 0 | 0 | 0 | 0 | 0 | 0 | 0 | 0 | [10 empty] | 0 | 0 | 0 | 0 | 0 | 0 | 0 | 0 | 0 | 0 | 0 | 0 | 0 | 0 | 0 | 0 | 0 | 0 | 0 | 0 | 0 | 0 | 0 | 0 | 0 | 0 | 0 | 0 | 0 | 0
Res CPP-With Enablement_PSE_Winter_9.19.2018_9.48.28 PM.xlsx | Inputs_endUseLoadShapes_PSE.xlsx | Inputs_Global_PSE.xlsx | Inputs_Product_Res CPP-With Enablement.xlsx | PSE | 20 | Winter | Peak | 4 | Res CPP-With Enablement | Industrial | Fruit Storage | 0.00034481 | 0 | 0 | 0 | 0 | 0 | 0 | 0 | 0 | 0 | 0 | 0 | 0 | 0 | 0 | 0 | 0 | 0 | 0 | 0 | 0 | 0 | 0 | [10 empty] | 0 | 0 | 0 | 0 | 0 | 0 | 0 | 0 | 0 | 0 | 0 | 0 | 0 | 0 | 0 | 0 | 0 | 0 | 0 | 0 | 0 | 0 | 0 | 0 | 0 | 0 | 0 | 0 | 0 | 0
Res CPP-With Enablement_PSE_Winter_9.19.2018_9.48.28 PM.xlsx | Inputs_endUseLoadShapes_PSE.xlsx | Inputs_Global_PSE.xlsx | Inputs_Product_Res CPP-With Enablement.xlsx | PSE | 20 | Winter | Peak | 4 | Res CPP-With Enablement | Industrial | Chemical | 5.4314 | 0 | 0 | 0 | 0 | 0 | 0 | 0 | 0 | 0 | 0 | 0 | 0 | 0 | 0 | 0 | 0 | 0 | 0 | 0 | 0 | 0 | 0 | [10 empty] | 0 | 0 | 0 | 0 | 0 | 0 | 0 | 0 | 0 | 0 | 0 | 0 | 0 | 0 | 0 | 0 | 0 | 0 | 0 | 0 | 0 | 0 | 0 | 0 | 0 | 0 | 0 | 0 | 0 | 0
Res CPP-With Enablement_PSE_Winter_9.19.2018_9.48.28 PM.xlsx | Inputs_endUseLoadShapes_PSE.xlsx | Inputs_Global_PSE.xlsx | Inputs_Product_Res CPP-With Enablement.xlsx | PSE | 20 | Winter | Peak | 4 | Res CPP-With Enablement | Industrial | Misc Manf | 0 | 0 | 0 | 0 | 0 | 0 | 0 | 0 | 0 | 0 | 0 | 0 | 0 | 0 | 0 | 0 | 0 | 0 | 0 | 0 | 0 | 0 | 0 | [10 empty] | 0 | 0 | 0 | 0 | 0 | 0 | 0 | 0 | 0 | 0 | 0 | 0 | 0 | 0 | 0 | 0 | 0 | 0 | 0 | 0 | 0 | 0 | 0 | 0 | 0 | 0 | 0 | 0 | 0 | 0
Res CPP-With Enablement_PSE_Winter_9.19.2018_9.48.28 PM.xlsx | Inputs_endUseLoadShapes_PSE.xlsx | Inputs_Global_PSE.xlsx | Inputs_Product_Res CPP-With Enablement.xlsx | PSE | 20 | Winter | Peak | 4 | Res CPP-With Enablement | Residential | Single Family | 1628.0145 | 658.1279 | 263.2512 | 27.8525 | 27.8984 | 28.1325 | 28.5888 | 29.1518 | 29.2954 | 29.5373 | 29.6691 | 29.9878 | 30.284 | 30.6974 | 31.0036 | 31.4561 | 31.779 | 32.2189 | 32.6343 | 33.1689 | 33.4331 | 33.8239 | 34.2193 | [10 empty] | 48738.3529 | 49285.2367 | 49844.5475 | 50428.9 | 51020.5211 | 51615.7999 | 52212.4857 | 52807.108 | 53398.1664 | 53986.2704 | 54572.0297 | 55154.4126 | 55732.3405 | 56305.6259 | 56874.3625 | 57439.3944 | 58001.6127 | 58560.689 | 59116.2013 | 59664.5756 | 0 | 0 | 0 | 0 | 0 | 0 | 0 | 0 | 0 | 0
Res CPP-With Enablement_PSE_Winter_9.19.2018_9.48.28 PM.xlsx | Inputs_endUseLoadShapes_PSE.xlsx | Inputs_Global_PSE.xlsx | Inputs_Product_Res CPP-With Enablement.xlsx | PSE | 20 | Winter | Peak | 4 | Res CPP-With Enablement | Residential | Multifamily Low-Rise | 331.2956 | 3.7969 | 1.5188 | 5.3491 | 5.3579 | 5.4029 | 5.4905 | 5.5987 | 5.6262 | 5.6727 | 5.698 | 5.7592 | 5.8161 | 5.8955 | 5.9543 | 6.0412 | 6.1032 | 6.1877 | 6.2675 | 6.3702 | 6.4209 | 6.496 | 6.5719 | [10 empty] | 265.3697 | 268.3474 | 271.3927 | 274.5744 | 277.7956 | 281.0368 | 284.2856 | 287.5232 | 290.7414 | 293.9435 | 297.1328 | 300.3038 | 303.4505 | 306.5719 | 309.6685 | 312.745 | 315.8061 | 318.8502 | 321.8748 | 324.8606 | 0 | 0 | 0 | 0 | 0 | 0 | 0 | 0 | 0 | 0
Res CPP-With Enablement_PSE_Winter_9.19.2018_9.48.28 PM.xlsx | Inputs_endUseLoadShapes_PSE.xlsx | Inputs_Global_PSE.xlsx | Inputs_Product_Res CPP-With Enablement.xlsx | PSE | 20 | Winter | Peak | 4 | Res CPP-With Enablement | Residential | Multifamily High-Rise | 60.3694 | 0.69188 | 0.27675 | 0.97473 | 0.97634 | 0.98453 | 1.0005 | 1.0202 | 1.0252 | 1.0337 | 1.0383 | 1.0495 | 1.0598 | 1.0743 | 1.085 | 1.1008 | 1.1121 | 1.1275 | 1.1421 | 1.1608 | 1.17 | 1.1837 | 1.1975 | [10 empty] | 48.3563 | 48.8989 | 49.4538 | 50.0336 | 50.6205 | 51.2111 | 51.8032 | 52.3931 | 52.9795 | 53.563 | 54.1442 | 54.722 | 55.2954 | 55.8642 | 56.4285 | 56.9891 | 57.5469 | 58.1016 | 58.6527 | 59.1968 | 0 | 0 | 0 | 0 | 0 | 0 | 0 | 0 | 0 | 0
Res CPP-With Enablement_PSE_Winter_9.19.2018_9.48.28 PM.xlsx | Inputs_endUseLoadShapes_PSE.xlsx | Inputs_Global_PSE.xlsx | Inputs_Product_Res CPP-With Enablement.xlsx | PSE | 20 | Winter | Peak | 4 | Res CPP-With Enablement | Residential | Manufactured | 136.2338 | 74.847 | 29.9388 | 1.8388 | 1.8418 | 1.8573 | 1.8874 | 1.9246 | 1.9341 | 1.95 | 1.9587 | 1.9798 | 1.9993 | 2.0266 | 2.0468 | 2.0767 | 2.098 | 2.1271 | 2.1545 | 2.1898 | 2.2072 | 2.233 | 2.2591 | [10 empty] | 4373.023 | 4422.0918 | 4472.2757 | 4524.7064 | 4577.7893 | 4631.2004 | 4684.7377 | 4738.0899 | 4791.1223 | 4843.8896 | 4896.4465 | 4948.7005 | 5000.5548 | 5051.9925 | 5103.0221 | 5153.7193 | 5204.164 | 5254.3269 | 5304.1699 | 5353.3725 | 0 | 0 | 0 | 0 | 0 | 0 | 0 | 0 | 0 | 0
Res CPP-With Enablement_PSE_Winter_9.19.2018_9.48.28 PM.xlsx | Inputs_endUseLoadShapes_PSE.xlsx | Inputs_Global_PSE.xlsx | Inputs_Product_Res CPP-With Enablement.xlsx | PSE | 20 | Winter | Peak | 4 | Res CPP-With Enablement | 0 | 0 | 0 | 0 | 0 | 0 | 0 | 0 | 0 | 0 | 0 | 0 | 0 | 0 | 0 | 0 | 0 | 0 | 0 | 0 | 0 | 0 | 0 | 0 | 0 | [10 empty] | 0 | 0 | 0 | 0 | 0 | 0 | 0 | 0 | 0 | 0 | 0 | 0 | 0 | 0 | 0 | 0 | 0 | 0 | 0 | 0 | 0 | 0 | 0 | 0 | 0 | 0 | 0 | 0 | 0 | 0
Res CPP-With Enablement_PSE_Winter_9.26.2018_12.37.31 PM.xlsx | Inputs_endUseLoadShapes_PSE.xlsx | Inputs_Global_PSE.xlsx | Inputs_Product_Res CPP-With Enablement.xlsx | PSE | 20 | Winter | Peak | 4 | Res CPP-With Enablement | Commercial | Hospital | 56.3901 | 0 | 0 | 0 | 0 | 0 | 0 | 0 | 0 | 0 | 0 | 0 | 0 | 0 | 0 | 0 | 0 | 0 | 0 | 0 | 0 | 0 | 0 | [10 empty] | 0 | 0 | 0 | 0 | 0 | 0 | 0 | 0 | 0 | 0 | 0 | 0 | 0 | 0 | 0 | 0 | 0 | 0 | 0 | 0 | 0 | 0 | 0 | 0 | 0 | 0 | 0 | 0 | 0 | 0
Res CPP-With Enablement_PSE_Winter_9.26.2018_12.37.31 PM.xlsx | Inputs_endUseLoadShapes_PSE.xlsx | Inputs_Global_PSE.xlsx | Inputs_Product_Res CPP-With Enablement.xlsx | PSE | 20 | Winter | Peak | 4 | Res CPP-With Enablement | Commercial | Large Office | 259.0812 | 0 | 0 | 0 | 0 | 0 | 0 | 0 | 0 | 0 | 0 | 0 | 0 | 0 | 0 | 0 | 0 | 0 | 0 | 0 | 0 | 0 | 0 | [10 empty] | 0 | 0 | 0 | 0 | 0 | 0 | 0 | 0 | 0 | 0 | 0 | 0 | 0 | 0 | 0 | 0 | 0 | 0 | 0 | 0 | 0 | 0 | 0 | 0 | 0 | 0 | 0 | 0 | 0 | 0
Res CPP-With Enablement_PSE_Winter_9.26.2018_12.37.31 PM.xlsx | Inputs_endUseLoadShapes_PSE.xlsx | Inputs_Global_PSE.xlsx | Inputs_Product_Res CPP-With Enablement.xlsx | PSE | 20 | Winter | Peak | 4 | Res CPP-With Enablement | Commercial | Large Retail | 56.0608 | 0 | 0 | 0 | 0 | 0 | 0 | 0 | 0 | 0 | 0 | 0 | 0 | 0 | 0 | 0 | 0 | 0 | 0 | 0 | 0 | 0 | 0 | [10 empty] | 0 | 0 | 0 | 0 | 0 | 0 | 0 | 0 | 0 | 0 | 0 | 0 | 0 | 0 | 0 | 0 | 0 | 0 | 0 | 0 | 0 | 0 | 0 | 0 | 0 | 0 | 0 | 0 | 0 | 0
Res CPP-With Enablement_PSE_Winter_9.26.2018_12.37.31 PM.xlsx | Inputs_endUseLoadShapes_PSE.xlsx | Inputs_Global_PSE.xlsx | Inputs_Product_Res CPP-With Enablement.xlsx | PSE | 20 | Winter | Peak | 4 | Res CPP-With Enablement | Commercial | Lodging | 64.0096 | 0 | 0 | 0 | 0 | 0 | 0 | 0 | 0 | 0 | 0 | 0 | 0 | 0 | 0 | 0 | 0 | 0 | 0 | 0 | 0 | 0 | 0 | [10 empty] | 0 | 0 | 0 | 0 | 0 | 0 | 0 | 0 | 0 | 0 | 0 | 0 | 0 | 0 | 0 | 0 | 0 | 0 | 0 | 0 | 0 | 0 | 0 | 0 | 0 | 0 | 0 | 0 | 0 | 0
Res CPP-With Enablement_PSE_Winter_9.26.2018_12.37.31 PM.xlsx | Inputs_endUseLoadShapes_PSE.xlsx | Inputs_Global_PSE.xlsx | Inputs_Product_Res CPP-With Enablement.xlsx | PSE | 20 | Winter | Peak | 4 | Res CPP-With Enablement | Commercial | Medium Office | 242.2365 | 0 | 0 | 0 | 0 | 0 | 0 | 0 | 0 | 0 | 0 | 0 | 0 | 0 | 0 | 0 | 0 | 0 | 0 | 0 | 0 | 0 | 0 | [10 empty] | 0 | 0 | 0 | 0 | 0 | 0 | 0 | 0 | 0 | 0 | 0 | 0 | 0 | 0 | 0 | 0 | 0 | 0 | 0 | 0 | 0 | 0 | 0 | 0 | 0 | 0 | 0 | 0 | 0 | 0
Res CPP-With Enablement_PSE_Winter_9.26.2018_12.37.31 PM.xlsx | Inputs_endUseLoadShapes_PSE.xlsx | Inputs_Global_PSE.xlsx | Inputs_Product_Res CPP-With Enablement.xlsx | PSE | 20 | Winter | Peak | 4 | Res CPP-With Enablement | Commercial | Medium Retail | 83.438 | 0 | 0 | 0 | 0 | 0 | 0 | 0 | 0 | 0 | 0 | 0 | 0 | 0 | 0 | 0 | 0 | 0 | 0 | 0 | 0 | 0 | 0 | [10 empty] | 0 | 0 | 0 | 0 | 0 | 0 | 0 | 0 | 0 | 0 | 0 | 0 | 0 | 0 | 0 | 0 | 0 | 0 | 0 | 0 | 0 | 0 | 0 | 0 | 0 | 0 | 0 | 0 | 0 | 0
Res CPP-With Enablement_PSE_Winter_9.26.2018_12.37.31 PM.xlsx | Inputs_endUseLoadShapes_PSE.xlsx | Inputs_Global_PSE.xlsx | Inputs_Product_Res CPP-With Enablement.xlsx | PSE | 20 | Winter | Peak | 4 | Res CPP-With Enablement | Commercial | Other and Assembly | 327.1167 | 0 | 0 | 0 | 0 | 0 | 0 | 0 | 0 | 0 | 0 | 0 | 0 | 0 | 0 | 0 | 0 | 0 | 0 | 0 | 0 | 0 | 0 | [10 empty] | 0 | 0 | 0 | 0 | 0 | 0 | 0 | 0 | 0 | 0 | 0 | 0 | 0 | 0 | 0 | 0 | 0 | 0 | 0 | 0 | 0 | 0 | 0 | 0 | 0 | 0 | 0 | 0 | 0 | 0
Res CPP-With Enablement_PSE_Winter_9.26.2018_12.37.31 PM.xlsx | Inputs_endUseLoadShapes_PSE.xlsx | Inputs_Global_PSE.xlsx | Inputs_Product_Res CPP-With Enablement.xlsx | PSE | 20 | Winter | Peak | 4 | Res CPP-With Enablement | Commercial | Residential Care | 21.5658 | 0 | 0 | 0 | 0 | 0 | 0 | 0 | 0 | 0 | 0 | 0 | 0 | 0 | 0 | 0 | 0 | 0 | 0 | 0 | 0 | 0 | 0 | [10 empty] | 0 | 0 | 0 | 0 | 0 | 0 | 0 | 0 | 0 | 0 | 0 | 0 | 0 | 0 | 0 | 0 | 0 | 0 | 0 | 0 | 0 | 0 | 0 | 0 | 0 | 0 | 0 | 0 | 0 | 0
Res CPP-With Enablement_PSE_Winter_9.26.2018_12.37.31 PM.xlsx | Inputs_endUseLoadShapes_PSE.xlsx | Inputs_Global_PSE.xlsx | Inputs_Product_Res CPP-With Enablement.xlsx | PSE | 20 | Winter | Peak | 4 | Res CPP-With Enablement | Commercial | Restaurant | 93.7598 | 0 | 0 | 0 | 0 | 0 | 0 | 0 | 0 | 0 | 0 | 0 | 0 | 0 | 0 | 0 | 0 | 0 | 0 | 0 | 0 | 0 | 0 | [10 empty] | 0 | 0 | 0 | 0 | 0 | 0 | 0 | 0 | 0 | 0 | 0 | 0 | 0 | 0 | 0 | 0 | 0 | 0 | 0 | 0 | 0 | 0 | 0 | 0 | 0 | 0 | 0 | 0 | 0 | 0
Res CPP-With Enablement_PSE_Winter_9.26.2018_12.37.31 PM.xlsx | Inputs_endUseLoadShapes_PSE.xlsx | Inputs_Global_PSE.xlsx | Inputs_Product_Res CPP-With Enablement.xlsx | PSE | 20 | Winter | Peak | 4 | Res CPP-With Enablement | Commercial | School K-12 | 102.6773 | 0 | 0 | 0 | 0 | 0 | 0 | 0 | 0 | 0 | 0 | 0 | 0 | 0 | 0 | 0 | 0 | 0 | 0 | 0 | 0 | 0 | 0 | [10 empty] | 0 | 0 | 0 | 0 | 0 | 0 | 0 | 0 | 0 | 0 | 0 | 0 | 0 | 0 | 0 | 0 | 0 | 0 | 0 | 0 | 0 | 0 | 0 | 0 | 0 | 0 | 0 | 0 | 0 | 0
Res CPP-With Enablement_PSE_Winter_9.26.2018_12.37.31 PM.xlsx | Inputs_endUseLoadShapes_PSE.xlsx | Inputs_Global_PSE.xlsx | Inputs_Product_Res CPP-With Enablement.xlsx | PSE | 20 | Winter | Peak | 4 | Res CPP-With Enablement | Commercial | Small Office | 206.2795 | 0 | 0 | 0 | 0 | 0 | 0 | 0 | 0 | 0 | 0 | 0 | 0 | 0 | 0 | 0 | 0 | 0 | 0 | 0 | 0 | 0 | 0 | [10 empty] | 0 | 0 | 0 | 0 | 0 | 0 | 0 | 0 | 0 | 0 | 0 | 0 | 0 | 0 | 0 | 0 | 0 | 0 | 0 | 0 | 0 | 0 | 0 | 0 | 0 | 0 | 0 | 0 | 0 | 0
Res CPP-With Enablement_PSE_Winter_9.26.2018_12.37.31 PM.xlsx | Inputs_endUseLoadShapes_PSE.xlsx | Inputs_Global_PSE.xlsx | Inputs_Product_Res CPP-With Enablement.xlsx | PSE | 20 | Winter | Peak | 4 | Res CPP-With Enablement | Commercial | Small Retail | 18.0417 | 0 | 0 | 0 | 0 | 0 | 0 | 0 | 0 | 0 | 0 | 0 | 0 | 0 | 0 | 0 | 0 | 0 | 0 | 0 | 0 | 0 | 0 | [10 empty] | 0 | 0 | 0 | 0 | 0 | 0 | 0 | 0 | 0 | 0 | 0 | 0 | 0 | 0 | 0 | 0 | 0 | 0 | 0 | 0 | 0 | 0 | 0 | 0 | 0 | 0 | 0 | 0 | 0 | 0
Res CPP-With Enablement_PSE_Winter_9.26.2018_12.37.31 PM.xlsx | Inputs_endUseLoadShapes_PSE.xlsx | Inputs_Global_PSE.xlsx | Inputs_Product_Res CPP-With Enablement.xlsx | PSE | 20 | Winter | Peak | 4 | Res CPP-With Enablement | Commercial | Supermarket and MiniMart | 104.4353 | 0 | 0 | 0 | 0 | 0 | 0 | 0 | 0 | 0 | 0 | 0 | 0 | 0 | 0 | 0 | 0 | 0 | 0 | 0 | 0 | 0 | 0 | [10 empty] | 0 | 0 | 0 | 0 | 0 | 0 | 0 | 0 | 0 | 0 | 0 | 0 | 0 | 0 | 0 | 0 | 0 | 0 | 0 | 0 | 0 | 0 | 0 | 0 | 0 | 0 | 0 | 0 | 0 | 0
Res CPP-With Enablement_PSE_Winter_9.26.2018_12.37.31 PM.xlsx | Inputs_endUseLoadShapes_PSE.xlsx | Inputs_Global_PSE.xlsx | Inputs_Product_Res CPP-With Enablement.xlsx | PSE | 20 | Winter | Peak | 4 | Res CPP-With Enablement | Commercial | University | 43.4191 | 0 | 0 | 0 | 0 | 0 | 0 | 0 | 0 | 0 | 0 | 0 | 0 | 0 | 0 | 0 | 0 | 0 | 0 | 0 | 0 | 0 | 0 | [10 empty] | 0 | 0 | 0 | 0 | 0 | 0 | 0 | 0 | 0 | 0 | 0 | 0 | 0 | 0 | 0 | 0 | 0 | 0 | 0 | 0 | 0 | 0 | 0 | 0 | 0 | 0 | 0 | 0 | 0 | 0
Res CPP-With Enablement_PSE_Winter_9.26.2018_12.37.31 PM.xlsx | Inputs_endUseLoadShapes_PSE.xlsx | Inputs_Global_PSE.xlsx | Inputs_Product_Res CPP-With Enablement.xlsx | PSE | 20 | Winter | Peak | 4 | Res CPP-With Enablement | Commercial | Warehouse | 102.3136 | 0 | 0 | 0 | 0 | 0 | 0 | 0 | 0 | 0 | 0 | 0 | 0 | 0 | 0 | 0 | 0 | 0 | 0 | 0 | 0 | 0 | 0 | [10 empty] | 0 | 0 | 0 | 0 | 0 | 0 | 0 | 0 | 0 | 0 | 0 | 0 | 0 | 0 | 0 | 0 | 0 | 0 | 0 | 0 | 0 | 0 | 0 | 0 | 0 | 0 | 0 | 0 | 0 | 0
Res CPP-With Enablement_PSE_Winter_9.26.2018_12.37.31 PM.xlsx | Inputs_endUseLoadShapes_PSE.xlsx | Inputs_Global_PSE.xlsx | Inputs_Product_Res CPP-With Enablement.xlsx | PSE | 20 | Winter | Peak | 4 | Res CPP-With Enablement | Commercial | Xlarge Retail | 41.1584 | 0 | 0 | 0 | 0 | 0 | 0 | 0 | 0 | 0 | 0 | 0 | 0 | 0 | 0 | 0 | 0 | 0 | 0 | 0 | 0 | 0 | 0 | [10 empty] | 0 | 0 | 0 | 0 | 0 | 0 | 0 | 0 | 0 | 0 | 0 | 0 | 0 | 0 | 0 | 0 | 0 | 0 | 0 | 0 | 0 | 0 | 0 | 0 | 0 | 0 | 0 | 0 | 0 | 0
Res CPP-With Enablement_PSE_Winter_9.26.2018_12.37.31 PM.xlsx | Inputs_endUseLoadShapes_PSE.xlsx | Inputs_Global_PSE.xlsx | Inputs_Product_Res CPP-With Enablement.xlsx | PSE | 20 | Winter | Peak | 4 | Res CPP-With Enablement | Industrial | Mechanical Pulp | 0 | 0 | 0 | 0 | 0 | 0 | 0 | 0 | 0 | 0 | 0 | 0 | 0 | 0 | 0 | 0 | 0 | 0 | 0 | 0 | 0 | 0 | 0 | [10 empty] | 0 | 0 | 0 | 0 | 0 | 0 | 0 | 0 | 0 | 0 | 0 | 0 | 0 | 0 | 0 | 0 | 0 | 0 | 0 | 0 | 0 | 0 | 0 | 0 | 0 | 0 | 0 | 0 | 0 | 0
Res CPP-With Enablement_PSE_Winter_9.26.2018_12.37.31 PM.xlsx | Inputs_endUseLoadShapes_PSE.xlsx | Inputs_Global_PSE.xlsx | Inputs_Product_Res CPP-With Enablement.xlsx | PSE | 20 | Winter | Peak | 4 | Res CPP-With Enablement | Industrial | Kraft Pulp | 0 | 0 | 0 | 0 | 0 | 0 | 0 | 0 | 0 | 0 | 0 | 0 | 0 | 0 | 0 | 0 | 0 | 0 | 0 | 0 | 0 | 0 | 0 | [10 empty] | 0 | 0 | 0 | 0 | 0 | 0 | 0 | 0 | 0 | 0 | 0 | 0 | 0 | 0 | 0 | 0 | 0 | 0 | 0 | 0 | 0 | 0 | 0 | 0 | 0 | 0 | 0 | 0 | 0 | 0
Res CPP-With Enablement_PSE_Winter_9.26.2018_12.37.31 PM.xlsx | Inputs_endUseLoadShapes_PSE.xlsx | Inputs_Global_PSE.xlsx | Inputs_Product_Res CPP-With Enablement.xlsx | PSE | 20 | Winter | Peak | 4 | Res CPP-With Enablement | Industrial | Paper | 0 | 0 | 0 | 0 | 0 | 0 | 0 | 0 | 0 | 0 | 0 | 0 | 0 | 0 | 0 | 0 | 0 | 0 | 0 | 0 | 0 | 0 | 0 | [10 empty] | 0 | 0 | 0 | 0 | 0 | 0 | 0 | 0 | 0 | 0 | 0 | 0 | 0 | 0 | 0 | 0 | 0 | 0 | 0 | 0 | 0 | 0 | 0 | 0 | 0 | 0 | 0 | 0 | 0 | 0
Res CPP-With Enablement_PSE_Winter_9.26.2018_12.37.31 PM.xlsx | Inputs_endUseLoadShapes_PSE.xlsx | Inputs_Global_PSE.xlsx | Inputs_Product_Res CPP-With Enablement.xlsx | PSE | 20 | Winter | Peak | 4 | Res CPP-With Enablement | Industrial | Foundries | 0 | 0 | 0 | 0 | 0 | 0 | 0 | 0 | 0 | 0 | 0 | 0 | 0 | 0 | 0 | 0 | 0 | 0 | 0 | 0 | 0 | 0 | 0 | [10 empty] | 0 | 0 | 0 | 0 | 0 | 0 | 0 | 0 | 0 | 0 | 0 | 0 | 0 | 0 | 0 | 0 | 0 | 0 | 0 | 0 | 0 | 0 | 0 | 0 | 0 | 0 | 0 | 0 | 0 | 0
Res CPP-With Enablement_PSE_Winter_9.26.2018_12.37.31 PM.xlsx | Inputs_endUseLoadShapes_PSE.xlsx | Inputs_Global_PSE.xlsx | Inputs_Product_Res CPP-With Enablement.xlsx | PSE | 20 | Winter | Peak | 4 | Res CPP-With Enablement | Industrial | Frozen Food | 0 | 0 | 0 | 0 | 0 | 0 | 0 | 0 | 0 | 0 | 0 | 0 | 0 | 0 | 0 | 0 | 0 | 0 | 0 | 0 | 0 | 0 | 0 | [10 empty] | 0 | 0 | 0 | 0 | 0 | 0 | 0 | 0 | 0 | 0 | 0 | 0 | 0 | 0 | 0 | 0 | 0 | 0 | 0 | 0 | 0 | 0 | 0 | 0 | 0 | 0 | 0 | 0 | 0 | 0
Res CPP-With Enablement_PSE_Winter_9.26.2018_12.37.31 PM.xlsx | Inputs_endUseLoadShapes_PSE.xlsx | Inputs_Global_PSE.xlsx | Inputs_Product_Res CPP-With Enablement.xlsx | PSE | 20 | Winter | Peak | 4 | Res CPP-With Enablement | Industrial | Other Food | 0 | 0 | 0 | 0 | 0 | 0 | 0 | 0 | 0 | 0 | 0 | 0 | 0 | 0 | 0 | 0 | 0 | 0 | 0 | 0 | 0 | 0 | 0 | [10 empty] | 0 | 0 | 0 | 0 | 0 | 0 | 0 | 0 | 0 | 0 | 0 | 0 | 0 | 0 | 0 | 0 | 0 | 0 | 0 | 0 | 0 | 0 | 0 | 0 | 0 | 0 | 0 | 0 | 0 | 0
Res CPP-With Enablement_PSE_Winter_9.26.2018_12.37.31 PM.xlsx | Inputs_endUseLoadShapes_PSE.xlsx | Inputs_Global_PSE.xlsx | Inputs_Product_Res CPP-With Enablement.xlsx | PSE | 20 | Winter | Peak | 4 | Res CPP-With Enablement | Industrial | Wood - Lumber | 0 | 0 | 0 | 0 | 0 | 0 | 0 | 0 | 0 | 0 | 0 | 0 | 0 | 0 | 0 | 0 | 0 | 0 | 0 | 0 | 0 | 0 | 0 | [10 empty] | 0 | 0 | 0 | 0 | 0 | 0 | 0 | 0 | 0 | 0 | 0 | 0 | 0 | 0 | 0 | 0 | 0 | 0 | 0 | 0 | 0 | 0 | 0 | 0 | 0 | 0 | 0 | 0 | 0 | 0
Res CPP-With Enablement_PSE_Winter_9.26.2018_12.37.31 PM.xlsx | Inputs_endUseLoadShapes_PSE.xlsx | Inputs_Global_PSE.xlsx | Inputs_Product_Res CPP-With Enablement.xlsx | PSE | 20 | Winter | Peak | 4 | Res CPP-With Enablement | Industrial | Wood - Panel | 0 | 0 | 0 | 0 | 0 | 0 | 0 | 0 | 0 | 0 | 0 | 0 | 0 | 0 | 0 | 0 | 0 | 0 | 0 | 0 | 0 | 0 | 0 | [10 empty] | 0 | 0 | 0 | 0 | 0 | 0 | 0 | 0 | 0 | 0 | 0 | 0 | 0 | 0 | 0 | 0 | 0 | 0 | 0 | 0 | 0 | 0 | 0 | 0 | 0 | 0 | 0 | 0 | 0 | 0
Res CPP-With Enablement_PSE_Winter_9.26.2018_12.37.31 PM.xlsx | Inputs_endUseLoadShapes_PSE.xlsx | Inputs_Global_PSE.xlsx | Inputs_Product_Res CPP-With Enablement.xlsx | PSE | 20 | Winter | Peak | 4 | Res CPP-With Enablement | Industrial | Wood - Other | 0 | 0 | 0 | 0 | 0 | 0 | 0 | 0 | 0 | 0 | 0 | 0 | 0 | 0 | 0 | 0 | 0 | 0 | 0 | 0 | 0 | 0 | 0 | [10 empty] | 0 | 0 | 0 | 0 | 0 | 0 | 0 | 0 | 0 | 0 | 0 | 0 | 0 | 0 | 0 | 0 | 0 | 0 | 0 | 0 | 0 | 0 | 0 | 0 | 0 | 0 | 0 | 0 | 0 | 0
Res CPP-With Enablement_PSE_Winter_9.26.2018_12.37.31 PM.xlsx | Inputs_endUseLoadShapes_PSE.xlsx | Inputs_Global_PSE.xlsx | Inputs_Product_Res CPP-With Enablement.xlsx | PSE | 20 | Winter | Peak | 4 | Res CPP-With Enablement | Industrial | Sugar | 0 | 0 | 0 | 0 | 0 | 0 | 0 | 0 | 0 | 0 | 0 | 0 | 0 | 0 | 0 | 0 | 0 | 0 | 0 | 0 | 0 | 0 | 0 | [10 empty] | 0 | 0 | 0 | 0 | 0 | 0 | 0 | 0 | 0 | 0 | 0 | 0 | 0 | 0 | 0 | 0 | 0 | 0 | 0 | 0 | 0 | 0 | 0 | 0 | 0 | 0 | 0 | 0 | 0 | 0
Res CPP-With Enablement_PSE_Winter_9.26.2018_12.37.31 PM.xlsx | Inputs_endUseLoadShapes_PSE.xlsx | Inputs_Global_PSE.xlsx | Inputs_Product_Res CPP-With Enablement.xlsx | PSE | 20 | Winter | Peak | 4 | Res CPP-With Enablement | Industrial | Hi Tech - Chip Fab | 0 | 0 | 0 | 0 | 0 | 0 | 0 | 0 | 0 | 0 | 0 | 0 | 0 | 0 | 0 | 0 | 0 | 0 | 0 | 0 | 0 | 0 | 0 | [10 empty] | 0 | 0 | 0 | 0 | 0 | 0 | 0 | 0 | 0 | 0 | 0 | 0 | 0 | 0 | 0 | 0 | 0 | 0 | 0 | 0 | 0 | 0 | 0 | 0 | 0 | 0 | 0 | 0 | 0 | 0
Res CPP-With Enablement_PSE_Winter_9.26.2018_12.37.31 PM.xlsx | Inputs_endUseLoadShapes_PSE.xlsx | Inputs_Global_PSE.xlsx | Inputs_Product_Res CPP-With Enablement.xlsx | PSE | 20 | Winter | Peak | 4 | Res CPP-With Enablement | Industrial | Hi Tech - Silicon | 0 | 0 | 0 | 0 | 0 | 0 | 0 | 0 | 0 | 0 | 0 | 0 | 0 | 0 | 0 | 0 | 0 | 0 | 0 | 0 | 0 | 0 | 0 | [10 empty] | 0 | 0 | 0 | 0 | 0 | 0 | 0 | 0 | 0 | 0 | 0 | 0 | 0 | 0 | 0 | 0 | 0 | 0 | 0 | 0 | 0 | 0 | 0 | 0 | 0 | 0 | 0 | 0 | 0 | 0
Res CPP-With Enablement_PSE_Winter_9.26.2018_12.37.31 PM.xlsx | Inputs_endUseLoadShapes_PSE.xlsx | Inputs_Global_PSE.xlsx | Inputs_Product_Res CPP-With Enablement.xlsx | PSE | 20 | Winter | Peak | 4 | Res CPP-With Enablement | Industrial | Metal Fab | 0 | 0 | 0 | 0 | 0 | 0 | 0 | 0 | 0 | 0 | 0 | 0 | 0 | 0 | 0 | 0 | 0 | 0 | 0 | 0 | 0 | 0 | 0 | [10 empty] | 0 | 0 | 0 | 0 | 0 | 0 | 0 | 0 | 0 | 0 | 0 | 0 | 0 | 0 | 0 | 0 | 0 | 0 | 0 | 0 | 0 | 0 | 0 | 0 | 0 | 0 | 0 | 0 | 0 | 0
Res CPP-With Enablement_PSE_Winter_9.26.2018_12.37.31 PM.xlsx | Inputs_endUseLoadShapes_PSE.xlsx | Inputs_Global_PSE.xlsx | Inputs_Product_Res CPP-With Enablement.xlsx | PSE | 20 | Winter | Peak | 4 | Res CPP-With Enablement | Industrial | Transportation, Equip | 0 | 0 | 0 | 0 | 0 | 0 | 0 | 0 | 0 | 0 | 0 | 0 | 0 | 0 | 0 | 0 | 0 | 0 | 0 | 0 | 0 | 0 | 0 | [10 empty] | 0 | 0 | 0 | 0 | 0 | 0 | 0 | 0 | 0 | 0 | 0 | 0 | 0 | 0 | 0 | 0 | 0 | 0 | 0 | 0 | 0 | 0 | 0 | 0 | 0 | 0 | 0 | 0 | 0 | 0
Res CPP-With Enablement_PSE_Winter_9.26.2018_12.37.31 PM.xlsx | Inputs_endUseLoadShapes_PSE.xlsx | Inputs_Global_PSE.xlsx | Inputs_Product_Res CPP-With Enablement.xlsx | PSE | 20 | Winter | Peak | 4 | Res CPP-With Enablement | Industrial | Refinery | 0.80728 | 0 | 0 | 0 | 0 | 0 | 0 | 0 | 0 | 0 | 0 | 0 | 0 | 0 | 0 | 0 | 0 | 0 | 0 | 0 | 0 | 0 | 0 | [10 empty] | 0 | 0 | 0 | 0 | 0 | 0 | 0 | 0 | 0 | 0 | 0 | 0 | 0 | 0 | 0 | 0 | 0 | 0 | 0 | 0 | 0 | 0 | 0 | 0 | 0 | 0 | 0 | 0 | 0 | 0
Res CPP-With Enablement_PSE_Winter_9.26.2018_12.37.31 PM.xlsx | Inputs_endUseLoadShapes_PSE.xlsx | Inputs_Global_PSE.xlsx | Inputs_Product_Res CPP-With Enablement.xlsx | PSE | 20 | Winter | Peak | 4 | Res CPP-With Enablement | Industrial | Cold Storage | 2.5436 | 0 | 0 | 0 | 0 | 0 | 0 | 0 | 0 | 0 | 0 | 0 | 0 | 0 | 0 | 0 | 0 | 0 | 0 | 0 | 0 | 0 | 0 | [10 empty] | 0 | 0 | 0 | 0 | 0 | 0 | 0 | 0 | 0 | 0 | 0 | 0 | 0 | 0 | 0 | 0 | 0 | 0 | 0 | 0 | 0 | 0 | 0 | 0 | 0 | 0 | 0 | 0 | 0 | 0
Res CPP-With Enablement_PSE_Winter_9.26.2018_12.37.31 PM.xlsx | Inputs_endUseLoadShapes_PSE.xlsx | Inputs_Global_PSE.xlsx | Inputs_Product_Res CPP-With Enablement.xlsx | PSE | 20 | Winter | Peak | 4 | Res CPP-With Enablement | Industrial | Fruit Storage | 0.00034481 | 0 | 0 | 0 | 0 | 0 | 0 | 0 | 0 | 0 | 0 | 0 | 0 | 0 | 0 | 0 | 0 | 0 | 0 | 0 | 0 | 0 | 0 | [10 empty] | 0 | 0 | 0 | 0 | 0 | 0 | 0 | 0 | 0 | 0 | 0 | 0 | 0 | 0 | 0 | 0 | 0 | 0 | 0 | 0 | 0 | 0 | 0 | 0 | 0 | 0 | 0 | 0 | 0 | 0
Res CPP-With Enablement_PSE_Winter_9.26.2018_12.37.31 PM.xlsx | Inputs_endUseLoadShapes_PSE.xlsx | Inputs_Global_PSE.xlsx | Inputs_Product_Res CPP-With Enablement.xlsx | PSE | 20 | Winter | Peak | 4 | Res CPP-With Enablement | Industrial | Chemical | 5.4314 | 0 | 0 | 0 | 0 | 0 | 0 | 0 | 0 | 0 | 0 | 0 | 0 | 0 | 0 | 0 | 0 | 0 | 0 | 0 | 0 | 0 | 0 | [10 empty] | 0 | 0 | 0 | 0 | 0 | 0 | 0 | 0 | 0 | 0 | 0 | 0 | 0 | 0 | 0 | 0 | 0 | 0 | 0 | 0 | 0 | 0 | 0 | 0 | 0 | 0 | 0 | 0 | 0 | 0
Res CPP-With Enablement_PSE_Winter_9.26.2018_12.37.31 PM.xlsx | Inputs_endUseLoadShapes_PSE.xlsx | Inputs_Global_PSE.xlsx | Inputs_Product_Res CPP-With Enablement.xlsx | PSE | 20 | Winter | Peak | 4 | Res CPP-With Enablement | Industrial | Misc Manf | 0 | 0 | 0 | 0 | 0 | 0 | 0 | 0 | 0 | 0 | 0 | 0 | 0 | 0 | 0 | 0 | 0 | 0 | 0 | 0 | 0 | 0 | 0 | [10 empty] | 0 | 0 | 0 | 0 | 0 | 0 | 0 | 0 | 0 | 0 | 0 | 0 | 0 | 0 | 0 | 0 | 0 | 0 | 0 | 0 | 0 | 0 | 0 | 0 | 0 | 0 | 0 | 0 | 0 | 0
Res CPP-With Enablement_PSE_Winter_9.26.2018_12.37.31 PM.xlsx | Inputs_endUseLoadShapes_PSE.xlsx | Inputs_Global_PSE.xlsx | Inputs_Product_Res CPP-With Enablement.xlsx | PSE | 20 | Winter | Peak | 4 | Res CPP-With Enablement | Residential | Single Family | 1628.0145 | 29.2559 | 5.5039 | 0.64184 | 0.6429 | 0.64829 | 0.65881 | 0.67178 | 0.67509 | 0.68067 | 0.6837 | 0.69105 | 0.69787 | 0.7074 | 0.71446 | 0.72488 | 0.73232 | 0.74246 | 0.75203 | 0.76435 | 0.77044 | 0.77945 | 0.78856 | [10 empty] | 2166.5764 | 2190.8871 | 2215.7503 | 2241.7266 | 2268.0261 | 2294.4881 | 2321.0127 | 2347.4456 | 2373.72 | 2399.8632 | 2425.902 | 2451.7908 | 2477.4816 | 2502.966 | 2528.2481 | 2553.3656 | 2578.358 | 2603.2108 | 2627.9051 | 2652.2821 | 0 | 0 | 0 | 0 | 0 | 0 | 0 | 0 | 0 | 0
Res CPP-With Enablement_PSE_Winter_9.26.2018_12.37.31 PM.xlsx | Inputs_endUseLoadShapes_PSE.xlsx | Inputs_Global_PSE.xlsx | Inputs_Product_Res CPP-With Enablement.xlsx | PSE | 20 | Winter | Peak | 4 | Res CPP-With Enablement | Residential | Multifamily Low-Rise | 331.2956 | 0.56984 | 0.12397 | 0.12327 | 0.12347 | 0.12451 | 0.12653 | 0.12902 | 0.12965 | 0.13072 | 0.13131 | 0.13272 | 0.13403 | 0.13586 | 0.13721 | 0.13922 | 0.14064 | 0.14259 | 0.14443 | 0.1468 | 0.14797 | 0.14969 | 0.15144 | [10 empty] | 39.827 | 40.2739 | 40.7309 | 41.2084 | 41.6919 | 42.1783 | 42.6659 | 43.1518 | 43.6348 | 44.1154 | 44.594 | 45.0699 | 45.5422 | 46.0107 | 46.4754 | 46.9371 | 47.3965 | 47.8534 | 48.3073 | 48.7554 | 0 | 0 | 0 | 0 | 0 | 0 | 0 | 0 | 0 | 0
Res CPP-With Enablement_PSE_Winter_9.26.2018_12.37.31 PM.xlsx | Inputs_endUseLoadShapes_PSE.xlsx | Inputs_Global_PSE.xlsx | Inputs_Product_Res CPP-With Enablement.xlsx | PSE | 20 | Winter | Peak | 4 | Res CPP-With Enablement | Residential | Multifamily High-Rise | 60.3694 | 0.10384 | 0.022591 | 0.022462 | 0.022499 | 0.022688 | 0.023056 | 0.02351 | 0.023626 | 0.023821 | 0.023927 | 0.024184 | 0.024423 | 0.024756 | 0.025003 | 0.025368 | 0.025629 | 0.025983 | 0.026318 | 0.026749 | 0.026963 | 0.027278 | 0.027597 | [10 empty] | 7.2574 | 7.3388 | 7.4221 | 7.5091 | 7.5972 | 7.6858 | 7.7747 | 7.8632 | 7.9512 | 8.0388 | 8.126 | 8.2127 | 8.2988 | 8.3842 | 8.4689 | 8.553 | 8.6367 | 8.72 | 8.8027 | 8.8843 | 0 | 0 | 0 | 0 | 0 | 0 | 0 | 0 | 0 | 0
Res CPP-With Enablement_PSE_Winter_9.26.2018_12.37.31 PM.xlsx | Inputs_endUseLoadShapes_PSE.xlsx | Inputs_Global_PSE.xlsx | Inputs_Product_Res CPP-With Enablement.xlsx | PSE | 20 | Winter | Peak | 4 | Res CPP-With Enablement | Residential | Manufactured | 136.2338 | 4.1267 | 1.1472 | 0.042374 | 0.042444 | 0.0428 | 0.043494 | 0.044351 | 0.044569 | 0.044937 | 0.045138 | 0.045623 | 0.046073 | 0.046702 | 0.047168 | 0.047857 | 0.048348 | 0.049017 | 0.049649 | 0.050462 | 0.050864 | 0.051459 | 0.05206 | [10 empty] | 241.1063 | 243.8117 | 246.5786 | 249.4694 | 252.3961 | 255.3409 | 258.2927 | 261.2343 | 264.1582 | 267.0675 | 269.9652 | 272.8463 | 275.7053 | 278.5413 | 281.3548 | 284.15 | 286.9312 | 289.697 | 292.445 | 295.1578 | 0 | 0 | 0 | 0 | 0 | 0 | 0 | 0 | 0 | 0
Res CPP-With Enablement_PSE_Winter_9.26.2018_12.37.31 PM.xlsx | Inputs_endUseLoadShapes_PSE.xlsx | Inputs_Global_PSE.xlsx | Inputs_Product_Res CPP-With Enablement.xlsx | PSE | 20 | Winter | Peak | 4 | Res CPP-With Enablement | 0 | 0 | 0 | 0 | 0 | 0 | 0 | 0 | 0 | 0 | 0 | 0 | 0 | 0 | 0 | 0 | 0 | 0 | 0 | 0 | 0 | 0 | 0 | 0 | 0 | [10 empty] | 0 | 0 | 0 | 0 | 0 | 0 | 0 | 0 | 0 | 0 | 0 | 0 | 0 | 0 | 0 | 0 | 0 | 0 | 0 | 0 | 0 | 0 | 0 | 0 | 0 | 0 | 0 | 0 | 0 | 0

## Product Comparison Data at Gen (hidden)
FileName | Inputs_endUseLoadShapes File Name | Inputs_Global File Name | Inputs_Product File Name | Region | Maximum # of Hours per Season | Season | Daily Period | Event Length | Product-Scenario | Sector | Segment | Load Basis (MW) End Year | Eligible Load Basis (MW) End Year | Technical Potential (MW) End Year | Achievable Potential (MW) Year 1 | Achievable Potential (MW) Year 2 | Achievable Potential (MW) Year 3 | Achievable Potential (MW) Year 4 | Achievable Potential (MW) Year 5 | Achievable Potential (MW) Year 6 | Achievable Potential (MW) Year 7 | Achievable Potential (MW) Year 8 | Achievable Potential (MW) Year 9 | Achievable Potential (MW) Year 10 | Achievable Potential (MW) Year 11 | Achievable Potential (MW) Year 12 | Achievable Potential (MW) Year 13 | Achievable Potential (MW) Year 14 | Achievable Potential (MW) Year 15 | Achievable Potential (MW) Year 16 | Achievable Potential (MW) Year 17 | Achievable Potential (MW) Year 18 | Achievable Potential (MW) Year 19 | Achievable Potential (MW) Year 20 | Achievable Potential (MW) Year 21 | Achievable Potential (MW) Year 22 | Achievable Potential (MW) Year 23 | Achievable Potential (MW) Year 24 | Achievable Potential (MW) Year 25 | Achievable Potential (MW) Year 26 | Achievable Potential (MW) Year 27 | Achievable Potential (MW) Year 28 | Achievable Potential (MW) Year 29 | Achievable Potential (MW) Year 30 | Program Participants Year 1 | Program Participants Year 2 | Program Participants Year 3 | Program Participants Year 4 | Program Participants Year 5 | Program Participants Year 6 | Program Participants Year 7 | Program Participants Year 8 | Program Participants Year 9 | Program Participants Year 10 | Program Participants Year 11 | Program Participants Year 12 | Program Participants Year 13 | Program Participants Year 14 | Program Participants Year 15 | Program Participants Year 16 | Program Participants Year 17 | Program Participants Year 18 | Program Participants Year 19 | Program Participants Year 20 | Program Participants Year 21 | Program Participants Year 22 | Program Participants Year 23 | Program Participants Year 24 | Program Participants Year 25 | Program Participants Year 26 | Program Participants Year 27 | Program Participants Year 28 | Program Participants Year 29 | Program Participants Year 30
C&I CPP-No Enablement_PSE_Winter_9.19.2018_9.19.32 PM.xlsx | Inputs_endUseLoadShapes_PSE.xlsx | Inputs_Global_PSE.xlsx | Inputs_Product_C&I CPP-No Enablement.xlsx | PSE | 20 | Winter | Peak | 4 | C&I CPP-No Enablement | Commercial | Hospital | 56.3901 | 0 | 0 | 0.057903 | 0.059763 | 0.060106 | 0.061774 | 0.064454 | 0.065392 | 0.065952 | 0.066393 | 0.066667 | 0.067886 | 0.069605 | 0.070931 | 0.072205 | 0.073717 | 0.075671 | 0.077559 | 0.079659 | 0.081221 | 0.082946 | 0.084926 | [10 empty] | 0 | 0 | 0 | 0 | 0 | 0 | 0 | 0 | 0 | 0 | 0 | 0 | 0 | 0 | 0 | 0 | 0 | 0 | 0 | 0 | 0 | 0 | 0 | 0 | 0 | 0 | 0 | 0 | 0 | 0
C&I CPP-No Enablement_PSE_Winter_9.19.2018_9.19.32 PM.xlsx | Inputs_endUseLoadShapes_PSE.xlsx | Inputs_Global_PSE.xlsx | Inputs_Product_C&I CPP-No Enablement.xlsx | PSE | 20 | Winter | Peak | 4 | C&I CPP-No Enablement | Commercial | Large Office | 259.0812 | 0 | 0 | 0.30125 | 0.31093 | 0.31271 | 0.32139 | 0.33533 | 0.34021 | 0.34313 | 0.34542 | 0.34685 | 0.35319 | 0.36213 | 0.36903 | 0.37566 | 0.38352 | 0.39369 | 0.40351 | 0.41444 | 0.42256 | 0.43154 | 0.44184 | [10 empty] | 0 | 0 | 0 | 0 | 0 | 0 | 0 | 0 | 0 | 0 | 0 | 0 | 0 | 0 | 0 | 0 | 0 | 0 | 0 | 0 | 0 | 0 | 0 | 0 | 0 | 0 | 0 | 0 | 0 | 0
C&I CPP-No Enablement_PSE_Winter_9.19.2018_9.19.32 PM.xlsx | Inputs_endUseLoadShapes_PSE.xlsx | Inputs_Global_PSE.xlsx | Inputs_Product_C&I CPP-No Enablement.xlsx | PSE | 20 | Winter | Peak | 4 | C&I CPP-No Enablement | Commercial | Large Retail | 56.0608 | 0 | 0 | 0.062108 | 0.064103 | 0.064471 | 0.06626 | 0.069135 | 0.070141 | 0.070742 | 0.071215 | 0.071509 | 0.072816 | 0.07466 | 0.076082 | 0.07745 | 0.07907 | 0.081167 | 0.083192 | 0.085445 | 0.087119 | 0.08897 | 0.091094 | [10 empty] | 0 | 0 | 0 | 0 | 0 | 0 | 0 | 0 | 0 | 0 | 0 | 0 | 0 | 0 | 0 | 0 | 0 | 0 | 0 | 0 | 0 | 0 | 0 | 0 | 0 | 0 | 0 | 0 | 0 | 0
C&I CPP-No Enablement_PSE_Winter_9.19.2018_9.19.32 PM.xlsx | Inputs_endUseLoadShapes_PSE.xlsx | Inputs_Global_PSE.xlsx | Inputs_Product_C&I CPP-No Enablement.xlsx | PSE | 20 | Winter | Peak | 4 | C&I CPP-No Enablement | Commercial | Lodging | 64.0096 | 0 | 0 | 0.060949 | 0.062908 | 0.063268 | 0.065024 | 0.067845 | 0.068833 | 0.069423 | 0.069887 | 0.070175 | 0.071458 | 0.073268 | 0.074663 | 0.076005 | 0.077596 | 0.079653 | 0.08164 | 0.083851 | 0.085494 | 0.08731 | 0.089394 | [10 empty] | 0 | 0 | 0 | 0 | 0 | 0 | 0 | 0 | 0 | 0 | 0 | 0 | 0 | 0 | 0 | 0 | 0 | 0 | 0 | 0 | 0 | 0 | 0 | 0 | 0 | 0 | 0 | 0 | 0 | 0
C&I CPP-No Enablement_PSE_Winter_9.19.2018_9.19.32 PM.xlsx | Inputs_endUseLoadShapes_PSE.xlsx | Inputs_Global_PSE.xlsx | Inputs_Product_C&I CPP-No Enablement.xlsx | PSE | 20 | Winter | Peak | 4 | C&I CPP-No Enablement | Commercial | Medium Office | 242.2365 | 242.2365 | 12.1118 | 0.23442 | 0.24195 | 0.24333 | 0.25009 | 0.26094 | 0.26473 | 0.267 | 0.26879 | 0.2699 | 0.27483 | 0.28179 | 0.28716 | 0.29232 | 0.29844 | 0.30635 | 0.31399 | 0.3225 | 0.32882 | 0.3358 | 0.34382 | [10 empty] | 1672.7345 | 1700.4317 | 1727.7331 | 1757.7849 | 1789.5111 | 1821.5186 | 1852.8812 | 1884.0947 | 1915.8522 | 1947.9628 | 1980.5423 | 2013.5541 | 2046.6493 | 2079.9237 | 2113.7555 | 2148.3083 | 2183.3852 | 2219.1153 | 2255.4632 | 2291.9777 | 0 | 0 | 0 | 0 | 0 | 0 | 0 | 0 | 0 | 0
C&I CPP-No Enablement_PSE_Winter_9.19.2018_9.19.32 PM.xlsx | Inputs_endUseLoadShapes_PSE.xlsx | Inputs_Global_PSE.xlsx | Inputs_Product_C&I CPP-No Enablement.xlsx | PSE | 20 | Winter | Peak | 4 | C&I CPP-No Enablement | Commercial | Medium Retail | 83.438 | 83.438 | 4.1719 | 0.092488 | 0.09546 | 0.096007 | 0.098671 | 0.10295 | 0.10445 | 0.10535 | 0.10605 | 0.10649 | 0.10843 | 0.11118 | 0.1133 | 0.11533 | 0.11775 | 0.12087 | 0.12389 | 0.12724 | 0.12973 | 0.13249 | 0.13565 | [10 empty] | 659.9747 | 670.9026 | 681.6743 | 693.5312 | 706.0487 | 718.6772 | 731.0512 | 743.3665 | 755.8963 | 768.5655 | 781.4197 | 794.4445 | 807.5021 | 820.6305 | 833.9788 | 847.6115 | 861.451 | 875.5483 | 889.8893 | 904.2961 | 0 | 0 | 0 | 0 | 0 | 0 | 0 | 0 | 0 | 0
C&I CPP-No Enablement_PSE_Winter_9.19.2018_9.19.32 PM.xlsx | Inputs_endUseLoadShapes_PSE.xlsx | Inputs_Global_PSE.xlsx | Inputs_Product_C&I CPP-No Enablement.xlsx | PSE | 20 | Winter | Peak | 4 | C&I CPP-No Enablement | Commercial | Other and Assembly | 327.1167 | 0 | 0 | 0.30795 | 0.31784 | 0.31966 | 0.32854 | 0.34279 | 0.34778 | 0.35076 | 0.3531 | 0.35456 | 0.36104 | 0.37019 | 0.37724 | 0.38402 | 0.39205 | 0.40245 | 0.41249 | 0.42366 | 0.43196 | 0.44114 | 0.45167 | [10 empty] | 0 | 0 | 0 | 0 | 0 | 0 | 0 | 0 | 0 | 0 | 0 | 0 | 0 | 0 | 0 | 0 | 0 | 0 | 0 | 0 | 0 | 0 | 0 | 0 | 0 | 0 | 0 | 0 | 0 | 0
C&I CPP-No Enablement_PSE_Winter_9.19.2018_9.19.32 PM.xlsx | Inputs_endUseLoadShapes_PSE.xlsx | Inputs_Global_PSE.xlsx | Inputs_Product_C&I CPP-No Enablement.xlsx | PSE | 20 | Winter | Peak | 4 | C&I CPP-No Enablement | Commercial | Residential Care | 21.5658 | 0 | 0 | 0.02207 | 0.02278 | 0.02291 | 0.023546 | 0.024568 | 0.024925 | 0.025139 | 0.025307 | 0.025411 | 0.025876 | 0.026531 | 0.027036 | 0.027522 | 0.028098 | 0.028843 | 0.029563 | 0.030363 | 0.030958 | 0.031616 | 0.032371 | [10 empty] | 0 | 0 | 0 | 0 | 0 | 0 | 0 | 0 | 0 | 0 | 0 | 0 | 0 | 0 | 0 | 0 | 0 | 0 | 0 | 0 | 0 | 0 | 0 | 0 | 0 | 0 | 0 | 0 | 0 | 0
C&I CPP-No Enablement_PSE_Winter_9.19.2018_9.19.32 PM.xlsx | Inputs_endUseLoadShapes_PSE.xlsx | Inputs_Global_PSE.xlsx | Inputs_Product_C&I CPP-No Enablement.xlsx | PSE | 20 | Winter | Peak | 4 | C&I CPP-No Enablement | Commercial | Restaurant | 93.7598 | 0 | 0 | 0.099722 | 0.10293 | 0.10352 | 0.10639 | 0.111 | 0.11262 | 0.11359 | 0.11434 | 0.11482 | 0.11692 | 0.11988 | 0.12216 | 0.12435 | 0.12696 | 0.13032 | 0.13357 | 0.13719 | 0.13988 | 0.14285 | 0.14626 | [10 empty] | 0 | 0 | 0 | 0 | 0 | 0 | 0 | 0 | 0 | 0 | 0 | 0 | 0 | 0 | 0 | 0 | 0 | 0 | 0 | 0 | 0 | 0 | 0 | 0 | 0 | 0 | 0 | 0 | 0 | 0
C&I CPP-No Enablement_PSE_Winter_9.19.2018_9.19.32 PM.xlsx | Inputs_endUseLoadShapes_PSE.xlsx | Inputs_Global_PSE.xlsx | Inputs_Product_C&I CPP-No Enablement.xlsx | PSE | 20 | Winter | Peak | 4 | C&I CPP-No Enablement | Commercial | School K-12 | 102.6773 | 0 | 0 | 0.104 | 0.10734 | 0.10796 | 0.11095 | 0.11577 | 0.11745 | 0.11846 | 0.11925 | 0.11974 | 0.12193 | 0.12502 | 0.1274 | 0.12969 | 0.1324 | 0.13592 | 0.13931 | 0.14308 | 0.14588 | 0.14898 | 0.15254 | [10 empty] | 0 | 0 | 0 | 0 | 0 | 0 | 0 | 0 | 0 | 0 | 0 | 0 | 0 | 0 | 0 | 0 | 0 | 0 | 0 | 0 | 0 | 0 | 0 | 0 | 0 | 0 | 0 | 0 | 0 | 0
C&I CPP-No Enablement_PSE_Winter_9.19.2018_9.19.32 PM.xlsx | Inputs_endUseLoadShapes_PSE.xlsx | Inputs_Global_PSE.xlsx | Inputs_Product_C&I CPP-No Enablement.xlsx | PSE | 20 | Winter | Peak | 4 | C&I CPP-No Enablement | Commercial | Small Office | 206.2795 | 206.2795 | 10.314 | 0.19962 | 0.20603 | 0.20721 | 0.21296 | 0.2222 | 0.22544 | 0.22737 | 0.22889 | 0.22984 | 0.23404 | 0.23996 | 0.24453 | 0.24893 | 0.25414 | 0.26088 | 0.26738 | 0.27463 | 0.28001 | 0.28596 | 0.29278 | [10 empty] | 1424.4374 | 1448.0234 | 1471.2721 | 1496.8632 | 1523.88 | 1551.1364 | 1577.8435 | 1604.4238 | 1631.4673 | 1658.8115 | 1686.5549 | 1714.6665 | 1742.8492 | 1771.1844 | 1799.9943 | 1829.4181 | 1859.2882 | 1889.7146 | 1920.6672 | 1951.7616 | 0 | 0 | 0 | 0 | 0 | 0 | 0 | 0 | 0 | 0
C&I CPP-No Enablement_PSE_Winter_9.19.2018_9.19.32 PM.xlsx | Inputs_endUseLoadShapes_PSE.xlsx | Inputs_Global_PSE.xlsx | Inputs_Product_C&I CPP-No Enablement.xlsx | PSE | 20 | Winter | Peak | 4 | C&I CPP-No Enablement | Commercial | Small Retail | 18.0417 | 18.0417 | 0.90209 | 0.019991 | 0.020633 | 0.020751 | 0.021327 | 0.022252 | 0.022576 | 0.02277 | 0.022922 | 0.023017 | 0.023437 | 0.024031 | 0.024488 | 0.024929 | 0.02545 | 0.026125 | 0.026777 | 0.027502 | 0.028041 | 0.028637 | 0.02932 | [10 empty] | 142.6486 | 145.0106 | 147.3388 | 149.9016 | 152.6071 | 155.3367 | 158.0113 | 160.6731 | 163.3813 | 166.1197 | 168.898 | 171.7132 | 174.5356 | 177.3732 | 180.2583 | 183.2049 | 186.1962 | 189.2432 | 192.3429 | 195.4568 | 0 | 0 | 0 | 0 | 0 | 0 | 0 | 0 | 0 | 0
C&I CPP-No Enablement_PSE_Winter_9.19.2018_9.19.32 PM.xlsx | Inputs_endUseLoadShapes_PSE.xlsx | Inputs_Global_PSE.xlsx | Inputs_Product_C&I CPP-No Enablement.xlsx | PSE | 20 | Winter | Peak | 4 | C&I CPP-No Enablement | Commercial | Supermarket and MiniMart | 104.4353 | 0 | 0 | 0.11995 | 0.1238 | 0.12451 | 0.12797 | 0.13352 | 0.13546 | 0.13662 | 0.13754 | 0.13811 | 0.14063 | 0.14419 | 0.14694 | 0.14958 | 0.15271 | 0.15676 | 0.16067 | 0.16502 | 0.16825 | 0.17183 | 0.17593 | [10 empty] | 0 | 0 | 0 | 0 | 0 | 0 | 0 | 0 | 0 | 0 | 0 | 0 | 0 | 0 | 0 | 0 | 0 | 0 | 0 | 0 | 0 | 0 | 0 | 0 | 0 | 0 | 0 | 0 | 0 | 0
C&I CPP-No Enablement_PSE_Winter_9.19.2018_9.19.32 PM.xlsx | Inputs_endUseLoadShapes_PSE.xlsx | Inputs_Global_PSE.xlsx | Inputs_Product_C&I CPP-No Enablement.xlsx | PSE | 20 | Winter | Peak | 4 | C&I CPP-No Enablement | Commercial | University | 43.4191 | 0 | 0 | 0.041233 | 0.042558 | 0.042802 | 0.04399 | 0.045899 | 0.046566 | 0.046966 | 0.04728 | 0.047475 | 0.048343 | 0.049567 | 0.050511 | 0.051419 | 0.052495 | 0.053887 | 0.055231 | 0.056727 | 0.057838 | 0.059067 | 0.060477 | [10 empty] | 0 | 0 | 0 | 0 | 0 | 0 | 0 | 0 | 0 | 0 | 0 | 0 | 0 | 0 | 0 | 0 | 0 | 0 | 0 | 0 | 0 | 0 | 0 | 0 | 0 | 0 | 0 | 0 | 0 | 0
C&I CPP-No Enablement_PSE_Winter_9.19.2018_9.19.32 PM.xlsx | Inputs_endUseLoadShapes_PSE.xlsx | Inputs_Global_PSE.xlsx | Inputs_Product_C&I CPP-No Enablement.xlsx | PSE | 20 | Winter | Peak | 4 | C&I CPP-No Enablement | Commercial | Warehouse | 102.3136 | 0 | 0 | 0.10761 | 0.11106 | 0.1117 | 0.1148 | 0.11978 | 0.12152 | 0.12257 | 0.12338 | 0.12389 | 0.12616 | 0.12935 | 0.13182 | 0.13419 | 0.13699 | 0.14063 | 0.14414 | 0.14804 | 0.15094 | 0.15415 | 0.15783 | [10 empty] | 0 | 0 | 0 | 0 | 0 | 0 | 0 | 0 | 0 | 0 | 0 | 0 | 0 | 0 | 0 | 0 | 0 | 0 | 0 | 0 | 0 | 0 | 0 | 0 | 0 | 0 | 0 | 0 | 0 | 0
C&I CPP-No Enablement_PSE_Winter_9.19.2018_9.19.32 PM.xlsx | Inputs_endUseLoadShapes_PSE.xlsx | Inputs_Global_PSE.xlsx | Inputs_Product_C&I CPP-No Enablement.xlsx | PSE | 20 | Winter | Peak | 4 | C&I CPP-No Enablement | Commercial | Xlarge Retail | 41.1584 | 0 | 0 | 0.043693 | 0.045097 | 0.045355 | 0.046614 | 0.048637 | 0.049344 | 0.049767 | 0.0501 | 0.050307 | 0.051226 | 0.052524 | 0.053524 | 0.054486 | 0.055626 | 0.057101 | 0.058526 | 0.060111 | 0.061289 | 0.062591 | 0.064085 | [10 empty] | 0 | 0 | 0 | 0 | 0 | 0 | 0 | 0 | 0 | 0 | 0 | 0 | 0 | 0 | 0 | 0 | 0 | 0 | 0 | 0 | 0 | 0 | 0 | 0 | 0 | 0 | 0 | 0 | 0 | 0
C&I CPP-No Enablement_PSE_Winter_9.19.2018_9.19.32 PM.xlsx | Inputs_endUseLoadShapes_PSE.xlsx | Inputs_Global_PSE.xlsx | Inputs_Product_C&I CPP-No Enablement.xlsx | PSE | 20 | Winter | Peak | 4 | C&I CPP-No Enablement | Industrial | Mechanical Pulp | 0 | 0 | 0 | 0 | 0 | 0 | 0 | 0 | 0 | 0 | 0 | 0 | 0 | 0 | 0 | 0 | 0 | 0 | 0 | 0 | 0 | 0 | 0 | [10 empty] | 0 | 0 | 0 | 0 | 0 | 0 | 0 | 0 | 0 | 0 | 0 | 0 | 0 | 0 | 0 | 0 | 0 | 0 | 0 | 0 | 0 | 0 | 0 | 0 | 0 | 0 | 0 | 0 | 0 | 0
C&I CPP-No Enablement_PSE_Winter_9.19.2018_9.19.32 PM.xlsx | Inputs_endUseLoadShapes_PSE.xlsx | Inputs_Global_PSE.xlsx | Inputs_Product_C&I CPP-No Enablement.xlsx | PSE | 20 | Winter | Peak | 4 | C&I CPP-No Enablement | Industrial | Kraft Pulp | 0 | 0 | 0 | 0 | 0 | 0 | 0 | 0 | 0 | 0 | 0 | 0 | 0 | 0 | 0 | 0 | 0 | 0 | 0 | 0 | 0 | 0 | 0 | [10 empty] | 0 | 0 | 0 | 0 | 0 | 0 | 0 | 0 | 0 | 0 | 0 | 0 | 0 | 0 | 0 | 0 | 0 | 0 | 0 | 0 | 0 | 0 | 0 | 0 | 0 | 0 | 0 | 0 | 0 | 0
C&I CPP-No Enablement_PSE_Winter_9.19.2018_9.19.32 PM.xlsx | Inputs_endUseLoadShapes_PSE.xlsx | Inputs_Global_PSE.xlsx | Inputs_Product_C&I CPP-No Enablement.xlsx | PSE | 20 | Winter | Peak | 4 | C&I CPP-No Enablement | Industrial | Paper | 0 | 0 | 0 | 0 | 0 | 0 | 0 | 0 | 0 | 0 | 0 | 0 | 0 | 0 | 0 | 0 | 0 | 0 | 0 | 0 | 0 | 0 | 0 | [10 empty] | 0 | 0 | 0 | 0 | 0 | 0 | 0 | 0 | 0 | 0 | 0 | 0 | 0 | 0 | 0 | 0 | 0 | 0 | 0 | 0 | 0 | 0 | 0 | 0 | 0 | 0 | 0 | 0 | 0 | 0
C&I CPP-No Enablement_PSE_Winter_9.19.2018_9.19.32 PM.xlsx | Inputs_endUseLoadShapes_PSE.xlsx | Inputs_Global_PSE.xlsx | Inputs_Product_C&I CPP-No Enablement.xlsx | PSE | 20 | Winter | Peak | 4 | C&I CPP-No Enablement | Industrial | Foundries | 0 | 0 | 0 | 0 | 0 | 0 | 0 | 0 | 0 | 0 | 0 | 0 | 0 | 0 | 0 | 0 | 0 | 0 | 0 | 0 | 0 | 0 | 0 | [10 empty] | 0 | 0 | 0 | 0 | 0 | 0 | 0 | 0 | 0 | 0 | 0 | 0 | 0 | 0 | 0 | 0 | 0 | 0 | 0 | 0 | 0 | 0 | 0 | 0 | 0 | 0 | 0 | 0 | 0 | 0
C&I CPP-No Enablement_PSE_Winter_9.19.2018_9.19.32 PM.xlsx | Inputs_endUseLoadShapes_PSE.xlsx | Inputs_Global_PSE.xlsx | Inputs_Product_C&I CPP-No Enablement.xlsx | PSE | 20 | Winter | Peak | 4 | C&I CPP-No Enablement | Industrial | Frozen Food | 0 | 0 | 0 | 0 | 0 | 0 | 0 | 0 | 0 | 0 | 0 | 0 | 0 | 0 | 0 | 0 | 0 | 0 | 0 | 0 | 0 | 0 | 0 | [10 empty] | 0 | 0 | 0 | 0 | 0 | 0 | 0 | 0 | 0 | 0 | 0 | 0 | 0 | 0 | 0 | 0 | 0 | 0 | 0 | 0 | 0 | 0 | 0 | 0 | 0 | 0 | 0 | 0 | 0 | 0
C&I CPP-No Enablement_PSE_Winter_9.19.2018_9.19.32 PM.xlsx | Inputs_endUseLoadShapes_PSE.xlsx | Inputs_Global_PSE.xlsx | Inputs_Product_C&I CPP-No Enablement.xlsx | PSE | 20 | Winter | Peak | 4 | C&I CPP-No Enablement | Industrial | Other Food | 0 | 0 | 0 | 0 | 0 | 0 | 0 | 0 | 0 | 0 | 0 | 0 | 0 | 0 | 0 | 0 | 0 | 0 | 0 | 0 | 0 | 0 | 0 | [10 empty] | 0 | 0 | 0 | 0 | 0 | 0 | 0 | 0 | 0 | 0 | 0 | 0 | 0 | 0 | 0 | 0 | 0 | 0 | 0 | 0 | 0 | 0 | 0 | 0 | 0 | 0 | 0 | 0 | 0 | 0
C&I CPP-No Enablement_PSE_Winter_9.19.2018_9.19.32 PM.xlsx | Inputs_endUseLoadShapes_PSE.xlsx | Inputs_Global_PSE.xlsx | Inputs_Product_C&I CPP-No Enablement.xlsx | PSE | 20 | Winter | Peak | 4 | C&I CPP-No Enablement | Industrial | Wood - Lumber | 0 | 0 | 0 | 0 | 0 | 0 | 0 | 0 | 0 | 0 | 0 | 0 | 0 | 0 | 0 | 0 | 0 | 0 | 0 | 0 | 0 | 0 | 0 | [10 empty] | 0 | 0 | 0 | 0 | 0 | 0 | 0 | 0 | 0 | 0 | 0 | 0 | 0 | 0 | 0 | 0 | 0 | 0 | 0 | 0 | 0 | 0 | 0 | 0 | 0 | 0 | 0 | 0 | 0 | 0
C&I CPP-No Enablement_PSE_Winter_9.19.2018_9.19.32 PM.xlsx | Inputs_endUseLoadShapes_PSE.xlsx | Inputs_Global_PSE.xlsx | Inputs_Product_C&I CPP-No Enablement.xlsx | PSE | 20 | Winter | Peak | 4 | C&I CPP-No Enablement | Industrial | Wood - Panel | 0 | 0 | 0 | 0 | 0 | 0 | 0 | 0 | 0 | 0 | 0 | 0 | 0 | 0 | 0 | 0 | 0 | 0 | 0 | 0 | 0 | 0 | 0 | [10 empty] | 0 | 0 | 0 | 0 | 0 | 0 | 0 | 0 | 0 | 0 | 0 | 0 | 0 | 0 | 0 | 0 | 0 | 0 | 0 | 0 | 0 | 0 | 0 | 0 | 0 | 0 | 0 | 0 | 0 | 0
C&I CPP-No Enablement_PSE_Winter_9.19.2018_9.19.32 PM.xlsx | Inputs_endUseLoadShapes_PSE.xlsx | Inputs_Global_PSE.xlsx | Inputs_Product_C&I CPP-No Enablement.xlsx | PSE | 20 | Winter | Peak | 4 | C&I CPP-No Enablement | Industrial | Wood - Other | 0 | 0 | 0 | 0 | 0 | 0 | 0 | 0 | 0 | 0 | 0 | 0 | 0 | 0 | 0 | 0 | 0 | 0 | 0 | 0 | 0 | 0 | 0 | [10 empty] | 0 | 0 | 0 | 0 | 0 | 0 | 0 | 0 | 0 | 0 | 0 | 0 | 0 | 0 | 0 | 0 | 0 | 0 | 0 | 0 | 0 | 0 | 0 | 0 | 0 | 0 | 0 | 0 | 0 | 0
C&I CPP-No Enablement_PSE_Winter_9.19.2018_9.19.32 PM.xlsx | Inputs_endUseLoadShapes_PSE.xlsx | Inputs_Global_PSE.xlsx | Inputs_Product_C&I CPP-No Enablement.xlsx | PSE | 20 | Winter | Peak | 4 | C&I CPP-No Enablement | Industrial | Sugar | 0 | 0 | 0 | 0 | 0 | 0 | 0 | 0 | 0 | 0 | 0 | 0 | 0 | 0 | 0 | 0 | 0 | 0 | 0 | 0 | 0 | 0 | 0 | [10 empty] | 0 | 0 | 0 | 0 | 0 | 0 | 0 | 0 | 0 | 0 | 0 | 0 | 0 | 0 | 0 | 0 | 0 | 0 | 0 | 0 | 0 | 0 | 0 | 0 | 0 | 0 | 0 | 0 | 0 | 0
C&I CPP-No Enablement_PSE_Winter_9.19.2018_9.19.32 PM.xlsx | Inputs_endUseLoadShapes_PSE.xlsx | Inputs_Global_PSE.xlsx | Inputs_Product_C&I CPP-No Enablement.xlsx | PSE | 20 | Winter | Peak | 4 | C&I CPP-No Enablement | Industrial | Hi Tech - Chip Fab | 0 | 0 | 0 | 0 | 0 | 0 | 0 | 0 | 0 | 0 | 0 | 0 | 0 | 0 | 0 | 0 | 0 | 0 | 0 | 0 | 0 | 0 | 0 | [10 empty] | 0 | 0 | 0 | 0 | 0 | 0 | 0 | 0 | 0 | 0 | 0 | 0 | 0 | 0 | 0 | 0 | 0 | 0 | 0 | 0 | 0 | 0 | 0 | 0 | 0 | 0 | 0 | 0 | 0 | 0
C&I CPP-No Enablement_PSE_Winter_9.19.2018_9.19.32 PM.xlsx | Inputs_endUseLoadShapes_PSE.xlsx | Inputs_Global_PSE.xlsx | Inputs_Product_C&I CPP-No Enablement.xlsx | PSE | 20 | Winter | Peak | 4 | C&I CPP-No Enablement | Industrial | Hi Tech - Silicon | 0 | 0 | 0 | 0 | 0 | 0 | 0 | 0 | 0 | 0 | 0 | 0 | 0 | 0 | 0 | 0 | 0 | 0 | 0 | 0 | 0 | 0 | 0 | [10 empty] | 0 | 0 | 0 | 0 | 0 | 0 | 0 | 0 | 0 | 0 | 0 | 0 | 0 | 0 | 0 | 0 | 0 | 0 | 0 | 0 | 0 | 0 | 0 | 0 | 0 | 0 | 0 | 0 | 0 | 0
C&I CPP-No Enablement_PSE_Winter_9.19.2018_9.19.32 PM.xlsx | Inputs_endUseLoadShapes_PSE.xlsx | Inputs_Global_PSE.xlsx | Inputs_Product_C&I CPP-No Enablement.xlsx | PSE | 20 | Winter | Peak | 4 | C&I CPP-No Enablement | Industrial | Metal Fab | 0 | 0 | 0 | 0 | 0 | 0 | 0 | 0 | 0 | 0 | 0 | 0 | 0 | 0 | 0 | 0 | 0 | 0 | 0 | 0 | 0 | 0 | 0 | [10 empty] | 0 | 0 | 0 | 0 | 0 | 0 | 0 | 0 | 0 | 0 | 0 | 0 | 0 | 0 | 0 | 0 | 0 | 0 | 0 | 0 | 0 | 0 | 0 | 0 | 0 | 0 | 0 | 0 | 0 | 0
C&I CPP-No Enablement_PSE_Winter_9.19.2018_9.19.32 PM.xlsx | Inputs_endUseLoadShapes_PSE.xlsx | Inputs_Global_PSE.xlsx | Inputs_Product_C&I CPP-No Enablement.xlsx | PSE | 20 | Winter | Peak | 4 | C&I CPP-No Enablement | Industrial | Transportation, Equip | 0 | 0 | 0 | 0 | 0 | 0 | 0 | 0 | 0 | 0 | 0 | 0 | 0 | 0 | 0 | 0 | 0 | 0 | 0 | 0 | 0 | 0 | 0 | [10 empty] | 0 | 0 | 0 | 0 | 0 | 0 | 0 | 0 | 0 | 0 | 0 | 0 | 0 | 0 | 0 | 0 | 0 | 0 | 0 | 0 | 0 | 0 | 0 | 0 | 0 | 0 | 0 | 0 | 0 | 0
C&I CPP-No Enablement_PSE_Winter_9.19.2018_9.19.32 PM.xlsx | Inputs_endUseLoadShapes_PSE.xlsx | Inputs_Global_PSE.xlsx | Inputs_Product_C&I CPP-No Enablement.xlsx | PSE | 20 | Winter | Peak | 4 | C&I CPP-No Enablement | Industrial | Refinery | 0.80728 | 0 | 0 | 0 | 0 | 0 | 0 | 0 | 0 | 0 | 0 | 0 | 0 | 0 | 0 | 0 | 0 | 0 | 0 | 0 | 0 | 0 | 0 | [10 empty] | 0 | 0 | 0 | 0 | 0 | 0 | 0 | 0 | 0 | 0 | 0 | 0 | 0 | 0 | 0 | 0 | 0 | 0 | 0 | 0 | 0 | 0 | 0 | 0 | 0 | 0 | 0 | 0 | 0 | 0
C&I CPP-No Enablement_PSE_Winter_9.19.2018_9.19.32 PM.xlsx | Inputs_endUseLoadShapes_PSE.xlsx | Inputs_Global_PSE.xlsx | Inputs_Product_C&I CPP-No Enablement.xlsx | PSE | 20 | Winter | Peak | 4 | C&I CPP-No Enablement | Industrial | Cold Storage | 2.5436 | 0 | 0 | 0 | 0 | 0 | 0 | 0 | 0 | 0 | 0 | 0 | 0 | 0 | 0 | 0 | 0 | 0 | 0 | 0 | 0 | 0 | 0 | [10 empty] | 0 | 0 | 0 | 0 | 0 | 0 | 0 | 0 | 0 | 0 | 0 | 0 | 0 | 0 | 0 | 0 | 0 | 0 | 0 | 0 | 0 | 0 | 0 | 0 | 0 | 0 | 0 | 0 | 0 | 0
C&I CPP-No Enablement_PSE_Winter_9.19.2018_9.19.32 PM.xlsx | Inputs_endUseLoadShapes_PSE.xlsx | Inputs_Global_PSE.xlsx | Inputs_Product_C&I CPP-No Enablement.xlsx | PSE | 20 | Winter | Peak | 4 | C&I CPP-No Enablement | Industrial | Fruit Storage | 0.00034481 | 0 | 0 | 0 | 0 | 0 | 0 | 0 | 0 | 0 | 0 | 0 | 0 | 0 | 0 | 0 | 0 | 0 | 0 | 0 | 0 | 0 | 0 | [10 empty] | 0 | 0 | 0 | 0 | 0 | 0 | 0 | 0 | 0 | 0 | 0 | 0 | 0 | 0 | 0 | 0 | 0 | 0 | 0 | 0 | 0 | 0 | 0 | 0 | 0 | 0 | 0 | 0 | 0 | 0
C&I CPP-No Enablement_PSE_Winter_9.19.2018_9.19.32 PM.xlsx | Inputs_endUseLoadShapes_PSE.xlsx | Inputs_Global_PSE.xlsx | Inputs_Product_C&I CPP-No Enablement.xlsx | PSE | 20 | Winter | Peak | 4 | C&I CPP-No Enablement | Industrial | Chemical | 5.4314 | 0 | 0 | 0 | 0 | 0 | 0 | 0 | 0 | 0 | 0 | 0 | 0 | 0 | 0 | 0 | 0 | 0 | 0 | 0 | 0 | 0 | 0 | [10 empty] | 0 | 0 | 0 | 0 | 0 | 0 | 0 | 0 | 0 | 0 | 0 | 0 | 0 | 0 | 0 | 0 | 0 | 0 | 0 | 0 | 0 | 0 | 0 | 0 | 0 | 0 | 0 | 0 | 0 | 0
C&I CPP-No Enablement_PSE_Winter_9.19.2018_9.19.32 PM.xlsx | Inputs_endUseLoadShapes_PSE.xlsx | Inputs_Global_PSE.xlsx | Inputs_Product_C&I CPP-No Enablement.xlsx | PSE | 20 | Winter | Peak | 4 | C&I CPP-No Enablement | Industrial | Misc Manf | 0 | 0 | 0 | 0 | 0 | 0 | 0 | 0 | 0 | 0 | 0 | 0 | 0 | 0 | 0 | 0 | 0 | 0 | 0 | 0 | 0 | 0 | 0 | [10 empty] | 0 | 0 | 0 | 0 | 0 | 0 | 0 | 0 | 0 | 0 | 0 | 0 | 0 | 0 | 0 | 0 | 0 | 0 | 0 | 0 | 0 | 0 | 0 | 0 | 0 | 0 | 0 | 0 | 0 | 0
C&I CPP-No Enablement_PSE_Winter_9.19.2018_9.19.32 PM.xlsx | Inputs_endUseLoadShapes_PSE.xlsx | Inputs_Global_PSE.xlsx | Inputs_Product_C&I CPP-No Enablement.xlsx | PSE | 20 | Winter | Peak | 4 | C&I CPP-No Enablement | Residential | Single Family | 1628.0145 | 0 | 0 | 0 | 0 | 0 | 0 | 0 | 0 | 0 | 0 | 0 | 0 | 0 | 0 | 0 | 0 | 0 | 0 | 0 | 0 | 0 | 0 | [10 empty] | 0 | 0 | 0 | 0 | 0 | 0 | 0 | 0 | 0 | 0 | 0 | 0 | 0 | 0 | 0 | 0 | 0 | 0 | 0 | 0 | 0 | 0 | 0 | 0 | 0 | 0 | 0 | 0 | 0 | 0
C&I CPP-No Enablement_PSE_Winter_9.19.2018_9.19.32 PM.xlsx | Inputs_endUseLoadShapes_PSE.xlsx | Inputs_Global_PSE.xlsx | Inputs_Product_C&I CPP-No Enablement.xlsx | PSE | 20 | Winter | Peak | 4 | C&I CPP-No Enablement | Residential | Multifamily Low-Rise | 331.2956 | 0 | 0 | 0 | 0 | 0 | 0 | 0 | 0 | 0 | 0 | 0 | 0 | 0 | 0 | 0 | 0 | 0 | 0 | 0 | 0 | 0 | 0 | [10 empty] | 0 | 0 | 0 | 0 | 0 | 0 | 0 | 0 | 0 | 0 | 0 | 0 | 0 | 0 | 0 | 0 | 0 | 0 | 0 | 0 | 0 | 0 | 0 | 0 | 0 | 0 | 0 | 0 | 0 | 0
C&I CPP-No Enablement_PSE_Winter_9.19.2018_9.19.32 PM.xlsx | Inputs_endUseLoadShapes_PSE.xlsx | Inputs_Global_PSE.xlsx | Inputs_Product_C&I CPP-No Enablement.xlsx | PSE | 20 | Winter | Peak | 4 | C&I CPP-No Enablement | Residential | Multifamily High-Rise | 60.3694 | 0 | 0 | 0 | 0 | 0 | 0 | 0 | 0 | 0 | 0 | 0 | 0 | 0 | 0 | 0 | 0 | 0 | 0 | 0 | 0 | 0 | 0 | [10 empty] | 0 | 0 | 0 | 0 | 0 | 0 | 0 | 0 | 0 | 0 | 0 | 0 | 0 | 0 | 0 | 0 | 0 | 0 | 0 | 0 | 0 | 0 | 0 | 0 | 0 | 0 | 0 | 0 | 0 | 0
C&I CPP-No Enablement_PSE_Winter_9.19.2018_9.19.32 PM.xlsx | Inputs_endUseLoadShapes_PSE.xlsx | Inputs_Global_PSE.xlsx | Inputs_Product_C&I CPP-No Enablement.xlsx | PSE | 20 | Winter | Peak | 4 | C&I CPP-No Enablement | Residential | Manufactured | 136.2338 | 0 | 0 | 0 | 0 | 0 | 0 | 0 | 0 | 0 | 0 | 0 | 0 | 0 | 0 | 0 | 0 | 0 | 0 | 0 | 0 | 0 | 0 | [10 empty] | 0 | 0 | 0 | 0 | 0 | 0 | 0 | 0 | 0 | 0 | 0 | 0 | 0 | 0 | 0 | 0 | 0 | 0 | 0 | 0 | 0 | 0 | 0 | 0 | 0 | 0 | 0 | 0 | 0 | 0
C&I CPP-No Enablement_PSE_Winter_9.19.2018_9.19.32 PM.xlsx | Inputs_endUseLoadShapes_PSE.xlsx | Inputs_Global_PSE.xlsx | Inputs_Product_C&I CPP-No Enablement.xlsx | PSE | 20 | Winter | Peak | 4 | C&I CPP-No Enablement | 0 | 0 | 0 | 0 | 0 | 0 | 0 | 0 | 0 | 0 | 0 | 0 | 0 | 0 | 0 | 0 | 0 | 0 | 0 | 0 | 0 | 0 | 0 | 0 | 0 | [10 empty] | 0 | 0 | 0 | 0 | 0 | 0 | 0 | 0 | 0 | 0 | 0 | 0 | 0 | 0 | 0 | 0 | 0 | 0 | 0 | 0 | 0 | 0 | 0 | 0 | 0 | 0 | 0 | 0 | 0 | 0
C&I CPP-No Enablement_PSE_Winter_9.26.2018_12.53.47 PM.xlsx | Inputs_endUseLoadShapes_PSE.xlsx | Inputs_Global_PSE.xlsx | Inputs_Product_C&I CPP-No Enablement.xlsx | PSE | 20 | Winter | Peak | 4 | C&I CPP-No Enablement | Commercial | Hospital | 56.3901 | 0 | 0 | 0.037671 | 0.038881 | 0.039104 | 0.040189 | 0.041933 | 0.042543 | 0.042908 | 0.043195 | 0.043373 | 0.044166 | 0.045285 | 0.046147 | 0.046976 | 0.047959 | 0.049231 | 0.050459 | 0.051826 | 0.052842 | 0.053964 | 0.055252 | [10 empty] | 0 | 0 | 0 | 0 | 0 | 0 | 0 | 0 | 0 | 0 | 0 | 0 | 0 | 0 | 0 | 0 | 0 | 0 | 0 | 0 | 0 | 0 | 0 | 0 | 0 | 0 | 0 | 0 | 0 | 0
C&I CPP-No Enablement_PSE_Winter_9.26.2018_12.53.47 PM.xlsx | Inputs_endUseLoadShapes_PSE.xlsx | Inputs_Global_PSE.xlsx | Inputs_Product_C&I CPP-No Enablement.xlsx | PSE | 20 | Winter | Peak | 4 | C&I CPP-No Enablement | Commercial | Large Office | 259.0812 | 0 | 0 | 0.19599 | 0.20229 | 0.20345 | 0.20909 | 0.21816 | 0.22134 | 0.22324 | 0.22473 | 0.22566 | 0.22978 | 0.2356 | 0.24009 | 0.2444 | 0.24952 | 0.25613 | 0.26252 | 0.26963 | 0.27492 | 0.28076 | 0.28746 | [10 empty] | 0 | 0 | 0 | 0 | 0 | 0 | 0 | 0 | 0 | 0 | 0 | 0 | 0 | 0 | 0 | 0 | 0 | 0 | 0 | 0 | 0 | 0 | 0 | 0 | 0 | 0 | 0 | 0 | 0 | 0
C&I CPP-No Enablement_PSE_Winter_9.26.2018_12.53.47 PM.xlsx | Inputs_endUseLoadShapes_PSE.xlsx | Inputs_Global_PSE.xlsx | Inputs_Product_C&I CPP-No Enablement.xlsx | PSE | 20 | Winter | Peak | 4 | C&I CPP-No Enablement | Commercial | Large Retail | 56.0608 | 0 | 0 | 0.040407 | 0.041705 | 0.041944 | 0.043108 | 0.044979 | 0.045633 | 0.046024 | 0.046332 | 0.046523 | 0.047374 | 0.048574 | 0.049498 | 0.050388 | 0.051443 | 0.052807 | 0.054124 | 0.05559 | 0.056679 | 0.057883 | 0.059265 | [10 empty] | 0 | 0 | 0 | 0 | 0 | 0 | 0 | 0 | 0 | 0 | 0 | 0 | 0 | 0 | 0 | 0 | 0 | 0 | 0 | 0 | 0 | 0 | 0 | 0 | 0 | 0 | 0 | 0 | 0 | 0
C&I CPP-No Enablement_PSE_Winter_9.26.2018_12.53.47 PM.xlsx | Inputs_endUseLoadShapes_PSE.xlsx | Inputs_Global_PSE.xlsx | Inputs_Product_C&I CPP-No Enablement.xlsx | PSE | 20 | Winter | Peak | 4 | C&I CPP-No Enablement | Commercial | Lodging | 64.0096 | 0 | 0 | 0.039653 | 0.040927 | 0.041162 | 0.042304 | 0.04414 | 0.044782 | 0.045166 | 0.045468 | 0.045655 | 0.04649 | 0.047668 | 0.048575 | 0.049448 | 0.050483 | 0.051822 | 0.053114 | 0.054553 | 0.055622 | 0.056803 | 0.058159 | [10 empty] | 0 | 0 | 0 | 0 | 0 | 0 | 0 | 0 | 0 | 0 | 0 | 0 | 0 | 0 | 0 | 0 | 0 | 0 | 0 | 0 | 0 | 0 | 0 | 0 | 0 | 0 | 0 | 0 | 0 | 0
C&I CPP-No Enablement_PSE_Winter_9.26.2018_12.53.47 PM.xlsx | Inputs_endUseLoadShapes_PSE.xlsx | Inputs_Global_PSE.xlsx | Inputs_Product_C&I CPP-No Enablement.xlsx | PSE | 20 | Winter | Peak | 4 | C&I CPP-No Enablement | Commercial | Medium Office | 242.2365 | 147.7643 | 7.3882 | 0.15251 | 0.15741 | 0.15831 | 0.1627 | 0.16976 | 0.17223 | 0.17371 | 0.17487 | 0.17559 | 0.1788 | 0.18333 | 0.18682 | 0.19018 | 0.19416 | 0.19931 | 0.20428 | 0.20981 | 0.21393 | 0.21847 | 0.22368 | [10 empty] | 1020.368 | 1037.2634 | 1053.9172 | 1072.2488 | 1091.6018 | 1111.1263 | 1130.2575 | 1149.2978 | 1168.6698 | 1188.2573 | 1208.1308 | 1228.268 | 1248.4561 | 1268.7535 | 1289.3909 | 1310.4681 | 1331.865 | 1353.6603 | 1375.8326 | 1398.1064 | 0 | 0 | 0 | 0 | 0 | 0 | 0 | 0 | 0 | 0
C&I CPP-No Enablement_PSE_Winter_9.26.2018_12.53.47 PM.xlsx | Inputs_endUseLoadShapes_PSE.xlsx | Inputs_Global_PSE.xlsx | Inputs_Product_C&I CPP-No Enablement.xlsx | PSE | 20 | Winter | Peak | 4 | C&I CPP-No Enablement | Commercial | Medium Retail | 83.438 | 69.2535 | 3.4627 | 0.060172 | 0.062105 | 0.062461 | 0.064195 | 0.06698 | 0.067955 | 0.068537 | 0.068995 | 0.06928 | 0.070547 | 0.072333 | 0.073711 | 0.075035 | 0.076606 | 0.078637 | 0.080599 | 0.082781 | 0.084404 | 0.086197 | 0.088254 | [10 empty] | 547.779 | 556.8491 | 565.7896 | 575.6309 | 586.0204 | 596.5021 | 606.7725 | 616.9942 | 627.394 | 637.9094 | 648.5784 | 659.3889 | 670.2268 | 681.1233 | 692.2024 | 703.5176 | 715.0044 | 726.7051 | 738.6081 | 750.5657 | 0 | 0 | 0 | 0 | 0 | 0 | 0 | 0 | 0 | 0
C&I CPP-No Enablement_PSE_Winter_9.26.2018_12.53.47 PM.xlsx | Inputs_endUseLoadShapes_PSE.xlsx | Inputs_Global_PSE.xlsx | Inputs_Product_C&I CPP-No Enablement.xlsx | PSE | 20 | Winter | Peak | 4 | C&I CPP-No Enablement | Commercial | Other and Assembly | 327.1167 | 0 | 0 | 0.20035 | 0.20679 | 0.20797 | 0.21374 | 0.22302 | 0.22626 | 0.2282 | 0.22973 | 0.23068 | 0.23489 | 0.24084 | 0.24543 | 0.24984 | 0.25507 | 0.26183 | 0.26836 | 0.27563 | 0.28103 | 0.287 | 0.29385 | [10 empty] | 0 | 0 | 0 | 0 | 0 | 0 | 0 | 0 | 0 | 0 | 0 | 0 | 0 | 0 | 0 | 0 | 0 | 0 | 0 | 0 | 0 | 0 | 0 | 0 | 0 | 0 | 0 | 0 | 0 | 0
C&I CPP-No Enablement_PSE_Winter_9.26.2018_12.53.47 PM.xlsx | Inputs_endUseLoadShapes_PSE.xlsx | Inputs_Global_PSE.xlsx | Inputs_Product_C&I CPP-No Enablement.xlsx | PSE | 20 | Winter | Peak | 4 | C&I CPP-No Enablement | Commercial | Residential Care | 21.5658 | 0 | 0 | 0.014359 | 0.01482 | 0.014905 | 0.015319 | 0.015983 | 0.016216 | 0.016355 | 0.016464 | 0.016532 | 0.016835 | 0.017261 | 0.01759 | 0.017906 | 0.01828 | 0.018765 | 0.019233 | 0.019754 | 0.020141 | 0.020569 | 0.02106 | [10 empty] | 0 | 0 | 0 | 0 | 0 | 0 | 0 | 0 | 0 | 0 | 0 | 0 | 0 | 0 | 0 | 0 | 0 | 0 | 0 | 0 | 0 | 0 | 0 | 0 | 0 | 0 | 0 | 0 | 0 | 0
C&I CPP-No Enablement_PSE_Winter_9.26.2018_12.53.47 PM.xlsx | Inputs_endUseLoadShapes_PSE.xlsx | Inputs_Global_PSE.xlsx | Inputs_Product_C&I CPP-No Enablement.xlsx | PSE | 20 | Winter | Peak | 4 | C&I CPP-No Enablement | Commercial | Restaurant | 93.7598 | 0 | 0 | 0.064878 | 0.066963 | 0.067347 | 0.069216 | 0.072219 | 0.07327 | 0.073898 | 0.074392 | 0.074699 | 0.076064 | 0.077991 | 0.079476 | 0.080904 | 0.082597 | 0.084788 | 0.086903 | 0.089256 | 0.091006 | 0.092939 | 0.095157 | [10 empty] | 0 | 0 | 0 | 0 | 0 | 0 | 0 | 0 | 0 | 0 | 0 | 0 | 0 | 0 | 0 | 0 | 0 | 0 | 0 | 0 | 0 | 0 | 0 | 0 | 0 | 0 | 0 | 0 | 0 | 0
C&I CPP-No Enablement_PSE_Winter_9.26.2018_12.53.47 PM.xlsx | Inputs_endUseLoadShapes_PSE.xlsx | Inputs_Global_PSE.xlsx | Inputs_Product_C&I CPP-No Enablement.xlsx | PSE | 20 | Winter | Peak | 4 | C&I CPP-No Enablement | Commercial | School K-12 | 102.6773 | 0 | 0 | 0.067662 | 0.069836 | 0.070236 | 0.072185 | 0.075317 | 0.076413 | 0.077068 | 0.077584 | 0.077904 | 0.079328 | 0.081337 | 0.082886 | 0.084376 | 0.086141 | 0.088425 | 0.090631 | 0.093086 | 0.09491 | 0.096926 | 0.09924 | [10 empty] | 0 | 0 | 0 | 0 | 0 | 0 | 0 | 0 | 0 | 0 | 0 | 0 | 0 | 0 | 0 | 0 | 0 | 0 | 0 | 0 | 0 | 0 | 0 | 0 | 0 | 0 | 0 | 0 | 0 | 0
C&I CPP-No Enablement_PSE_Winter_9.26.2018_12.53.47 PM.xlsx | Inputs_endUseLoadShapes_PSE.xlsx | Inputs_Global_PSE.xlsx | Inputs_Product_C&I CPP-No Enablement.xlsx | PSE | 20 | Winter | Peak | 4 | C&I CPP-No Enablement | Commercial | Small Office | 206.2795 | 125.8305 | 6.2915 | 0.12987 | 0.13404 | 0.13481 | 0.13855 | 0.14456 | 0.14667 | 0.14793 | 0.14891 | 0.14953 | 0.15226 | 0.15612 | 0.15909 | 0.16195 | 0.16534 | 0.16972 | 0.17396 | 0.17867 | 0.18217 | 0.18604 | 0.19048 | [10 empty] | 868.9068 | 883.2943 | 897.476 | 913.0865 | 929.5668 | 946.1932 | 962.4846 | 978.6985 | 995.195 | 1011.875 | 1028.7985 | 1045.9466 | 1063.138 | 1080.4225 | 1097.9965 | 1115.9451 | 1134.1658 | 1152.7259 | 1171.607 | 1190.5746 | 0 | 0 | 0 | 0 | 0 | 0 | 0 | 0 | 0 | 0
C&I CPP-No Enablement_PSE_Winter_9.26.2018_12.53.47 PM.xlsx | Inputs_endUseLoadShapes_PSE.xlsx | Inputs_Global_PSE.xlsx | Inputs_Product_C&I CPP-No Enablement.xlsx | PSE | 20 | Winter | Peak | 4 | C&I CPP-No Enablement | Commercial | Small Retail | 18.0417 | 14.9746 | 0.74873 | 0.013006 | 0.013424 | 0.013501 | 0.013875 | 0.014477 | 0.014688 | 0.014814 | 0.014913 | 0.014974 | 0.015248 | 0.015634 | 0.015932 | 0.016218 | 0.016558 | 0.016997 | 0.017421 | 0.017893 | 0.018243 | 0.018631 | 0.019076 | [10 empty] | 118.3983 | 120.3588 | 122.2912 | 124.4183 | 126.6639 | 128.9295 | 131.1493 | 133.3587 | 135.6065 | 137.8793 | 140.1854 | 142.522 | 144.8645 | 147.2197 | 149.6144 | 152.0601 | 154.5429 | 157.0719 | 159.6446 | 162.2292 | 0 | 0 | 0 | 0 | 0 | 0 | 0 | 0 | 0 | 0
C&I CPP-No Enablement_PSE_Winter_9.26.2018_12.53.47 PM.xlsx | Inputs_endUseLoadShapes_PSE.xlsx | Inputs_Global_PSE.xlsx | Inputs_Product_C&I CPP-No Enablement.xlsx | PSE | 20 | Winter | Peak | 4 | C&I CPP-No Enablement | Commercial | Supermarket and MiniMart | 104.4353 | 0 | 0 | 0.078038 | 0.080546 | 0.081007 | 0.083255 | 0.086868 | 0.088132 | 0.088887 | 0.089482 | 0.089851 | 0.091493 | 0.093811 | 0.095597 | 0.097315 | 0.099352 | 0.10199 | 0.10453 | 0.10736 | 0.10947 | 0.11179 | 0.11446 | [10 empty] | 0 | 0 | 0 | 0 | 0 | 0 | 0 | 0 | 0 | 0 | 0 | 0 | 0 | 0 | 0 | 0 | 0 | 0 | 0 | 0 | 0 | 0 | 0 | 0 | 0 | 0 | 0 | 0 | 0 | 0
C&I CPP-No Enablement_PSE_Winter_9.26.2018_12.53.47 PM.xlsx | Inputs_endUseLoadShapes_PSE.xlsx | Inputs_Global_PSE.xlsx | Inputs_Product_C&I CPP-No Enablement.xlsx | PSE | 20 | Winter | Peak | 4 | C&I CPP-No Enablement | Commercial | University | 43.4191 | 0 | 0 | 0.026826 | 0.027688 | 0.027847 | 0.028619 | 0.029861 | 0.030296 | 0.030555 | 0.03076 | 0.030887 | 0.031451 | 0.032248 | 0.032862 | 0.033453 | 0.034153 | 0.035058 | 0.035933 | 0.036906 | 0.037629 | 0.038429 | 0.039346 | [10 empty] | 0 | 0 | 0 | 0 | 0 | 0 | 0 | 0 | 0 | 0 | 0 | 0 | 0 | 0 | 0 | 0 | 0 | 0 | 0 | 0 | 0 | 0 | 0 | 0 | 0 | 0 | 0 | 0 | 0 | 0
C&I CPP-No Enablement_PSE_Winter_9.26.2018_12.53.47 PM.xlsx | Inputs_endUseLoadShapes_PSE.xlsx | Inputs_Global_PSE.xlsx | Inputs_Product_C&I CPP-No Enablement.xlsx | PSE | 20 | Winter | Peak | 4 | C&I CPP-No Enablement | Commercial | Warehouse | 102.3136 | 0 | 0 | 0.070008 | 0.072257 | 0.072671 | 0.074688 | 0.077928 | 0.079062 | 0.07974 | 0.080273 | 0.080605 | 0.082078 | 0.084157 | 0.085759 | 0.087301 | 0.089128 | 0.091491 | 0.093773 | 0.096313 | 0.0982 | 0.10029 | 0.10268 | [10 empty] | 0 | 0 | 0 | 0 | 0 | 0 | 0 | 0 | 0 | 0 | 0 | 0 | 0 | 0 | 0 | 0 | 0 | 0 | 0 | 0 | 0 | 0 | 0 | 0 | 0 | 0 | 0 | 0 | 0 | 0
C&I CPP-No Enablement_PSE_Winter_9.26.2018_12.53.47 PM.xlsx | Inputs_endUseLoadShapes_PSE.xlsx | Inputs_Global_PSE.xlsx | Inputs_Product_C&I CPP-No Enablement.xlsx | PSE | 20 | Winter | Peak | 4 | C&I CPP-No Enablement | Commercial | Xlarge Retail | 41.1584 | 0 | 0 | 0.028426 | 0.02934 | 0.029508 | 0.030327 | 0.031643 | 0.032103 | 0.032378 | 0.032595 | 0.032729 | 0.033328 | 0.034172 | 0.034822 | 0.035448 | 0.03619 | 0.03715 | 0.038076 | 0.039107 | 0.039874 | 0.040721 | 0.041693 | [10 empty] | 0 | 0 | 0 | 0 | 0 | 0 | 0 | 0 | 0 | 0 | 0 | 0 | 0 | 0 | 0 | 0 | 0 | 0 | 0 | 0 | 0 | 0 | 0 | 0 | 0 | 0 | 0 | 0 | 0 | 0
C&I CPP-No Enablement_PSE_Winter_9.26.2018_12.53.47 PM.xlsx | Inputs_endUseLoadShapes_PSE.xlsx | Inputs_Global_PSE.xlsx | Inputs_Product_C&I CPP-No Enablement.xlsx | PSE | 20 | Winter | Peak | 4 | C&I CPP-No Enablement | Industrial | Mechanical Pulp | 0 | 0 | 0 | 0 | 0 | 0 | 0 | 0 | 0 | 0 | 0 | 0 | 0 | 0 | 0 | 0 | 0 | 0 | 0 | 0 | 0 | 0 | 0 | [10 empty] | 0 | 0 | 0 | 0 | 0 | 0 | 0 | 0 | 0 | 0 | 0 | 0 | 0 | 0 | 0 | 0 | 0 | 0 | 0 | 0 | 0 | 0 | 0 | 0 | 0 | 0 | 0 | 0 | 0 | 0
C&I CPP-No Enablement_PSE_Winter_9.26.2018_12.53.47 PM.xlsx | Inputs_endUseLoadShapes_PSE.xlsx | Inputs_Global_PSE.xlsx | Inputs_Product_C&I CPP-No Enablement.xlsx | PSE | 20 | Winter | Peak | 4 | C&I CPP-No Enablement | Industrial | Kraft Pulp | 0 | 0 | 0 | 0 | 0 | 0 | 0 | 0 | 0 | 0 | 0 | 0 | 0 | 0 | 0 | 0 | 0 | 0 | 0 | 0 | 0 | 0 | 0 | [10 empty] | 0 | 0 | 0 | 0 | 0 | 0 | 0 | 0 | 0 | 0 | 0 | 0 | 0 | 0 | 0 | 0 | 0 | 0 | 0 | 0 | 0 | 0 | 0 | 0 | 0 | 0 | 0 | 0 | 0 | 0
C&I CPP-No Enablement_PSE_Winter_9.26.2018_12.53.47 PM.xlsx | Inputs_endUseLoadShapes_PSE.xlsx | Inputs_Global_PSE.xlsx | Inputs_Product_C&I CPP-No Enablement.xlsx | PSE | 20 | Winter | Peak | 4 | C&I CPP-No Enablement | Industrial | Paper | 0 | 0 | 0 | 0 | 0 | 0 | 0 | 0 | 0 | 0 | 0 | 0 | 0 | 0 | 0 | 0 | 0 | 0 | 0 | 0 | 0 | 0 | 0 | [10 empty] | 0 | 0 | 0 | 0 | 0 | 0 | 0 | 0 | 0 | 0 | 0 | 0 | 0 | 0 | 0 | 0 | 0 | 0 | 0 | 0 | 0 | 0 | 0 | 0 | 0 | 0 | 0 | 0 | 0 | 0
C&I CPP-No Enablement_PSE_Winter_9.26.2018_12.53.47 PM.xlsx | Inputs_endUseLoadShapes_PSE.xlsx | Inputs_Global_PSE.xlsx | Inputs_Product_C&I CPP-No Enablement.xlsx | PSE | 20 | Winter | Peak | 4 | C&I CPP-No Enablement | Industrial | Foundries | 0 | 0 | 0 | 0 | 0 | 0 | 0 | 0 | 0 | 0 | 0 | 0 | 0 | 0 | 0 | 0 | 0 | 0 | 0 | 0 | 0 | 0 | 0 | [10 empty] | 0 | 0 | 0 | 0 | 0 | 0 | 0 | 0 | 0 | 0 | 0 | 0 | 0 | 0 | 0 | 0 | 0 | 0 | 0 | 0 | 0 | 0 | 0 | 0 | 0 | 0 | 0 | 0 | 0 | 0
C&I CPP-No Enablement_PSE_Winter_9.26.2018_12.53.47 PM.xlsx | Inputs_endUseLoadShapes_PSE.xlsx | Inputs_Global_PSE.xlsx | Inputs_Product_C&I CPP-No Enablement.xlsx | PSE | 20 | Winter | Peak | 4 | C&I CPP-No Enablement | Industrial | Frozen Food | 0 | 0 | 0 | 0 | 0 | 0 | 0 | 0 | 0 | 0 | 0 | 0 | 0 | 0 | 0 | 0 | 0 | 0 | 0 | 0 | 0 | 0 | 0 | [10 empty] | 0 | 0 | 0 | 0 | 0 | 0 | 0 | 0 | 0 | 0 | 0 | 0 | 0 | 0 | 0 | 0 | 0 | 0 | 0 | 0 | 0 | 0 | 0 | 0 | 0 | 0 | 0 | 0 | 0 | 0
C&I CPP-No Enablement_PSE_Winter_9.26.2018_12.53.47 PM.xlsx | Inputs_endUseLoadShapes_PSE.xlsx | Inputs_Global_PSE.xlsx | Inputs_Product_C&I CPP-No Enablement.xlsx | PSE | 20 | Winter | Peak | 4 | C&I CPP-No Enablement | Industrial | Other Food | 0 | 0 | 0 | 0 | 0 | 0 | 0 | 0 | 0 | 0 | 0 | 0 | 0 | 0 | 0 | 0 | 0 | 0 | 0 | 0 | 0 | 0 | 0 | [10 empty] | 0 | 0 | 0 | 0 | 0 | 0 | 0 | 0 | 0 | 0 | 0 | 0 | 0 | 0 | 0 | 0 | 0 | 0 | 0 | 0 | 0 | 0 | 0 | 0 | 0 | 0 | 0 | 0 | 0 | 0
C&I CPP-No Enablement_PSE_Winter_9.26.2018_12.53.47 PM.xlsx | Inputs_endUseLoadShapes_PSE.xlsx | Inputs_Global_PSE.xlsx | Inputs_Product_C&I CPP-No Enablement.xlsx | PSE | 20 | Winter | Peak | 4 | C&I CPP-No Enablement | Industrial | Wood - Lumber | 0 | 0 | 0 | 0 | 0 | 0 | 0 | 0 | 0 | 0 | 0 | 0 | 0 | 0 | 0 | 0 | 0 | 0 | 0 | 0 | 0 | 0 | 0 | [10 empty] | 0 | 0 | 0 | 0 | 0 | 0 | 0 | 0 | 0 | 0 | 0 | 0 | 0 | 0 | 0 | 0 | 0 | 0 | 0 | 0 | 0 | 0 | 0 | 0 | 0 | 0 | 0 | 0 | 0 | 0
C&I CPP-No Enablement_PSE_Winter_9.26.2018_12.53.47 PM.xlsx | Inputs_endUseLoadShapes_PSE.xlsx | Inputs_Global_PSE.xlsx | Inputs_Product_C&I CPP-No Enablement.xlsx | PSE | 20 | Winter | Peak | 4 | C&I CPP-No Enablement | Industrial | Wood - Panel | 0 | 0 | 0 | 0 | 0 | 0 | 0 | 0 | 0 | 0 | 0 | 0 | 0 | 0 | 0 | 0 | 0 | 0 | 0 | 0 | 0 | 0 | 0 | [10 empty] | 0 | 0 | 0 | 0 | 0 | 0 | 0 | 0 | 0 | 0 | 0 | 0 | 0 | 0 | 0 | 0 | 0 | 0 | 0 | 0 | 0 | 0 | 0 | 0 | 0 | 0 | 0 | 0 | 0 | 0
C&I CPP-No Enablement_PSE_Winter_9.26.2018_12.53.47 PM.xlsx | Inputs_endUseLoadShapes_PSE.xlsx | Inputs_Global_PSE.xlsx | Inputs_Product_C&I CPP-No Enablement.xlsx | PSE | 20 | Winter | Peak | 4 | C&I CPP-No Enablement | Industrial | Wood - Other | 0 | 0 | 0 | 0 | 0 | 0 | 0 | 0 | 0 | 0 | 0 | 0 | 0 | 0 | 0 | 0 | 0 | 0 | 0 | 0 | 0 | 0 | 0 | [10 empty] | 0 | 0 | 0 | 0 | 0 | 0 | 0 | 0 | 0 | 0 | 0 | 0 | 0 | 0 | 0 | 0 | 0 | 0 | 0 | 0 | 0 | 0 | 0 | 0 | 0 | 0 | 0 | 0 | 0 | 0
C&I CPP-No Enablement_PSE_Winter_9.26.2018_12.53.47 PM.xlsx | Inputs_endUseLoadShapes_PSE.xlsx | Inputs_Global_PSE.xlsx | Inputs_Product_C&I CPP-No Enablement.xlsx | PSE | 20 | Winter | Peak | 4 | C&I CPP-No Enablement | Industrial | Sugar | 0 | 0 | 0 | 0 | 0 | 0 | 0 | 0 | 0 | 0 | 0 | 0 | 0 | 0 | 0 | 0 | 0 | 0 | 0 | 0 | 0 | 0 | 0 | [10 empty] | 0 | 0 | 0 | 0 | 0 | 0 | 0 | 0 | 0 | 0 | 0 | 0 | 0 | 0 | 0 | 0 | 0 | 0 | 0 | 0 | 0 | 0 | 0 | 0 | 0 | 0 | 0 | 0 | 0 | 0
C&I CPP-No Enablement_PSE_Winter_9.26.2018_12.53.47 PM.xlsx | Inputs_endUseLoadShapes_PSE.xlsx | Inputs_Global_PSE.xlsx | Inputs_Product_C&I CPP-No Enablement.xlsx | PSE | 20 | Winter | Peak | 4 | C&I CPP-No Enablement | Industrial | Hi Tech - Chip Fab | 0 | 0 | 0 | 0 | 0 | 0 | 0 | 0 | 0 | 0 | 0 | 0 | 0 | 0 | 0 | 0 | 0 | 0 | 0 | 0 | 0 | 0 | 0 | [10 empty] | 0 | 0 | 0 | 0 | 0 | 0 | 0 | 0 | 0 | 0 | 0 | 0 | 0 | 0 | 0 | 0 | 0 | 0 | 0 | 0 | 0 | 0 | 0 | 0 | 0 | 0 | 0 | 0 | 0 | 0
C&I CPP-No Enablement_PSE_Winter_9.26.2018_12.53.47 PM.xlsx | Inputs_endUseLoadShapes_PSE.xlsx | Inputs_Global_PSE.xlsx | Inputs_Product_C&I CPP-No Enablement.xlsx | PSE | 20 | Winter | Peak | 4 | C&I CPP-No Enablement | Industrial | Hi Tech - Silicon | 0 | 0 | 0 | 0 | 0 | 0 | 0 | 0 | 0 | 0 | 0 | 0 | 0 | 0 | 0 | 0 | 0 | 0 | 0 | 0 | 0 | 0 | 0 | [10 empty] | 0 | 0 | 0 | 0 | 0 | 0 | 0 | 0 | 0 | 0 | 0 | 0 | 0 | 0 | 0 | 0 | 0 | 0 | 0 | 0 | 0 | 0 | 0 | 0 | 0 | 0 | 0 | 0 | 0 | 0
C&I CPP-No Enablement_PSE_Winter_9.26.2018_12.53.47 PM.xlsx | Inputs_endUseLoadShapes_PSE.xlsx | Inputs_Global_PSE.xlsx | Inputs_Product_C&I CPP-No Enablement.xlsx | PSE | 20 | Winter | Peak | 4 | C&I CPP-No Enablement | Industrial | Metal Fab | 0 | 0 | 0 | 0 | 0 | 0 | 0 | 0 | 0 | 0 | 0 | 0 | 0 | 0 | 0 | 0 | 0 | 0 | 0 | 0 | 0 | 0 | 0 | [10 empty] | 0 | 0 | 0 | 0 | 0 | 0 | 0 | 0 | 0 | 0 | 0 | 0 | 0 | 0 | 0 | 0 | 0 | 0 | 0 | 0 | 0 | 0 | 0 | 0 | 0 | 0 | 0 | 0 | 0 | 0
C&I CPP-No Enablement_PSE_Winter_9.26.2018_12.53.47 PM.xlsx | Inputs_endUseLoadShapes_PSE.xlsx | Inputs_Global_PSE.xlsx | Inputs_Product_C&I CPP-No Enablement.xlsx | PSE | 20 | Winter | Peak | 4 | C&I CPP-No Enablement | Industrial | Transportation, Equip | 0 | 0 | 0 | 0 | 0 | 0 | 0 | 0 | 0 | 0 | 0 | 0 | 0 | 0 | 0 | 0 | 0 | 0 | 0 | 0 | 0 | 0 | 0 | [10 empty] | 0 | 0 | 0 | 0 | 0 | 0 | 0 | 0 | 0 | 0 | 0 | 0 | 0 | 0 | 0 | 0 | 0 | 0 | 0 | 0 | 0 | 0 | 0 | 0 | 0 | 0 | 0 | 0 | 0 | 0
C&I CPP-No Enablement_PSE_Winter_9.26.2018_12.53.47 PM.xlsx | Inputs_endUseLoadShapes_PSE.xlsx | Inputs_Global_PSE.xlsx | Inputs_Product_C&I CPP-No Enablement.xlsx | PSE | 20 | Winter | Peak | 4 | C&I CPP-No Enablement | Industrial | Refinery | 0.80728 | 0 | 0 | 0 | 0 | 0 | 0 | 0 | 0 | 0 | 0 | 0 | 0 | 0 | 0 | 0 | 0 | 0 | 0 | 0 | 0 | 0 | 0 | [10 empty] | 0 | 0 | 0 | 0 | 0 | 0 | 0 | 0 | 0 | 0 | 0 | 0 | 0 | 0 | 0 | 0 | 0 | 0 | 0 | 0 | 0 | 0 | 0 | 0 | 0 | 0 | 0 | 0 | 0 | 0
C&I CPP-No Enablement_PSE_Winter_9.26.2018_12.53.47 PM.xlsx | Inputs_endUseLoadShapes_PSE.xlsx | Inputs_Global_PSE.xlsx | Inputs_Product_C&I CPP-No Enablement.xlsx | PSE | 20 | Winter | Peak | 4 | C&I CPP-No Enablement | Industrial | Cold Storage | 2.5436 | 0 | 0 | 0 | 0 | 0 | 0 | 0 | 0 | 0 | 0 | 0 | 0 | 0 | 0 | 0 | 0 | 0 | 0 | 0 | 0 | 0 | 0 | [10 empty] | 0 | 0 | 0 | 0 | 0 | 0 | 0 | 0 | 0 | 0 | 0 | 0 | 0 | 0 | 0 | 0 | 0 | 0 | 0 | 0 | 0 | 0 | 0 | 0 | 0 | 0 | 0 | 0 | 0 | 0
C&I CPP-No Enablement_PSE_Winter_9.26.2018_12.53.47 PM.xlsx | Inputs_endUseLoadShapes_PSE.xlsx | Inputs_Global_PSE.xlsx | Inputs_Product_C&I CPP-No Enablement.xlsx | PSE | 20 | Winter | Peak | 4 | C&I CPP-No Enablement | Industrial | Fruit Storage | 0.00034481 | 0 | 0 | 0 | 0 | 0 | 0 | 0 | 0 | 0 | 0 | 0 | 0 | 0 | 0 | 0 | 0 | 0 | 0 | 0 | 0 | 0 | 0 | [10 empty] | 0 | 0 | 0 | 0 | 0 | 0 | 0 | 0 | 0 | 0 | 0 | 0 | 0 | 0 | 0 | 0 | 0 | 0 | 0 | 0 | 0 | 0 | 0 | 0 | 0 | 0 | 0 | 0 | 0 | 0
C&I CPP-No Enablement_PSE_Winter_9.26.2018_12.53.47 PM.xlsx | Inputs_endUseLoadShapes_PSE.xlsx | Inputs_Global_PSE.xlsx | Inputs_Product_C&I CPP-No Enablement.xlsx | PSE | 20 | Winter | Peak | 4 | C&I CPP-No Enablement | Industrial | Chemical | 5.4314 | 0 | 0 | 0 | 0 | 0 | 0 | 0 | 0 | 0 | 0 | 0 | 0 | 0 | 0 | 0 | 0 | 0 | 0 | 0 | 0 | 0 | 0 | [10 empty] | 0 | 0 | 0 | 0 | 0 | 0 | 0 | 0 | 0 | 0 | 0 | 0 | 0 | 0 | 0 | 0 | 0 | 0 | 0 | 0 | 0 | 0 | 0 | 0 | 0 | 0 | 0 | 0 | 0 | 0
C&I CPP-No Enablement_PSE_Winter_9.26.2018_12.53.47 PM.xlsx | Inputs_endUseLoadShapes_PSE.xlsx | Inputs_Global_PSE.xlsx | Inputs_Product_C&I CPP-No Enablement.xlsx | PSE | 20 | Winter | Peak | 4 | C&I CPP-No Enablement | Industrial | Misc Manf | 0 | 0 | 0 | 0 | 0 | 0 | 0 | 0 | 0 | 0 | 0 | 0 | 0 | 0 | 0 | 0 | 0 | 0 | 0 | 0 | 0 | 0 | 0 | [10 empty] | 0 | 0 | 0 | 0 | 0 | 0 | 0 | 0 | 0 | 0 | 0 | 0 | 0 | 0 | 0 | 0 | 0 | 0 | 0 | 0 | 0 | 0 | 0 | 0 | 0 | 0 | 0 | 0 | 0 | 0
C&I CPP-No Enablement_PSE_Winter_9.26.2018_12.53.47 PM.xlsx | Inputs_endUseLoadShapes_PSE.xlsx | Inputs_Global_PSE.xlsx | Inputs_Product_C&I CPP-No Enablement.xlsx | PSE | 20 | Winter | Peak | 4 | C&I CPP-No Enablement | Residential | Single Family | 1628.0145 | 0 | 0 | 0 | 0 | 0 | 0 | 0 | 0 | 0 | 0 | 0 | 0 | 0 | 0 | 0 | 0 | 0 | 0 | 0 | 0 | 0 | 0 | [10 empty] | 0 | 0 | 0 | 0 | 0 | 0 | 0 | 0 | 0 | 0 | 0 | 0 | 0 | 0 | 0 | 0 | 0 | 0 | 0 | 0 | 0 | 0 | 0 | 0 | 0 | 0 | 0 | 0 | 0 | 0
C&I CPP-No Enablement_PSE_Winter_9.26.2018_12.53.47 PM.xlsx | Inputs_endUseLoadShapes_PSE.xlsx | Inputs_Global_PSE.xlsx | Inputs_Product_C&I CPP-No Enablement.xlsx | PSE | 20 | Winter | Peak | 4 | C&I CPP-No Enablement | Residential | Multifamily Low-Rise | 331.2956 | 0 | 0 | 0 | 0 | 0 | 0 | 0 | 0 | 0 | 0 | 0 | 0 | 0 | 0 | 0 | 0 | 0 | 0 | 0 | 0 | 0 | 0 | [10 empty] | 0 | 0 | 0 | 0 | 0 | 0 | 0 | 0 | 0 | 0 | 0 | 0 | 0 | 0 | 0 | 0 | 0 | 0 | 0 | 0 | 0 | 0 | 0 | 0 | 0 | 0 | 0 | 0 | 0 | 0
C&I CPP-No Enablement_PSE_Winter_9.26.2018_12.53.47 PM.xlsx | Inputs_endUseLoadShapes_PSE.xlsx | Inputs_Global_PSE.xlsx | Inputs_Product_C&I CPP-No Enablement.xlsx | PSE | 20 | Winter | Peak | 4 | C&I CPP-No Enablement | Residential | Multifamily High-Rise | 60.3694 | 0 | 0 | 0 | 0 | 0 | 0 | 0 | 0 | 0 | 0 | 0 | 0 | 0 | 0 | 0 | 0 | 0 | 0 | 0 | 0 | 0 | 0 | [10 empty] | 0 | 0 | 0 | 0 | 0 | 0 | 0 | 0 | 0 | 0 | 0 | 0 | 0 | 0 | 0 | 0 | 0 | 0 | 0 | 0 | 0 | 0 | 0 | 0 | 0 | 0 | 0 | 0 | 0 | 0
C&I CPP-No Enablement_PSE_Winter_9.26.2018_12.53.47 PM.xlsx | Inputs_endUseLoadShapes_PSE.xlsx | Inputs_Global_PSE.xlsx | Inputs_Product_C&I CPP-No Enablement.xlsx | PSE | 20 | Winter | Peak | 4 | C&I CPP-No Enablement | Residential | Manufactured | 136.2338 | 0 | 0 | 0 | 0 | 0 | 0 | 0 | 0 | 0 | 0 | 0 | 0 | 0 | 0 | 0 | 0 | 0 | 0 | 0 | 0 | 0 | 0 | [10 empty] | 0 | 0 | 0 | 0 | 0 | 0 | 0 | 0 | 0 | 0 | 0 | 0 | 0 | 0 | 0 | 0 | 0 | 0 | 0 | 0 | 0 | 0 | 0 | 0 | 0 | 0 | 0 | 0 | 0 | 0
C&I CPP-No Enablement_PSE_Winter_9.26.2018_12.53.47 PM.xlsx | Inputs_endUseLoadShapes_PSE.xlsx | Inputs_Global_PSE.xlsx | Inputs_Product_C&I CPP-No Enablement.xlsx | PSE | 20 | Winter | Peak | 4 | C&I CPP-No Enablement | 0 | 0 | 0 | 0 | 0 | 0 | 0 | 0 | 0 | 0 | 0 | 0 | 0 | 0 | 0 | 0 | 0 | 0 | 0 | 0 | 0 | 0 | 0 | 0 | 0 | [10 empty] | 0 | 0 | 0 | 0 | 0 | 0 | 0 | 0 | 0 | 0 | 0 | 0 | 0 | 0 | 0 | 0 | 0 | 0 | 0 | 0 | 0 | 0 | 0 | 0 | 0 | 0 | 0 | 0 | 0 | 0
C&I CPP-With Enablement_PSE_Winter_9.19.2018_9.23.54 PM.xlsx | Inputs_endUseLoadShapes_PSE.xlsx | Inputs_Global_PSE.xlsx | Inputs_Product_C&I CPP-With Enablement.xlsx | PSE | 20 | Winter | Peak | 4 | C&I CPP-With Enablement | Commercial | Hospital | 56.3901 | 0 | 0 | 0.036026 | 0.037183 | 0.037396 | 0.038434 | 0.040102 | 0.040685 | 0.041034 | 0.041308 | 0.041479 | 0.042237 | 0.043307 | 0.044131 | 0.044924 | 0.045865 | 0.047081 | 0.048255 | 0.049562 | 0.050533 | 0.051607 | 0.052839 | [10 empty] | 0 | 0 | 0 | 0 | 0 | 0 | 0 | 0 | 0 | 0 | 0 | 0 | 0 | 0 | 0 | 0 | 0 | 0 | 0 | 0 | 0 | 0 | 0 | 0 | 0 | 0 | 0 | 0 | 0 | 0
C&I CPP-With Enablement_PSE_Winter_9.19.2018_9.23.54 PM.xlsx | Inputs_endUseLoadShapes_PSE.xlsx | Inputs_Global_PSE.xlsx | Inputs_Product_C&I CPP-With Enablement.xlsx | PSE | 20 | Winter | Peak | 4 | C&I CPP-With Enablement | Commercial | Large Office | 259.0812 | 0 | 0 | 0.18743 | 0.19345 | 0.19456 | 0.19996 | 0.20863 | 0.21167 | 0.21348 | 0.21491 | 0.2158 | 0.21974 | 0.22531 | 0.2296 | 0.23373 | 0.23862 | 0.24494 | 0.25106 | 0.25785 | 0.26291 | 0.26849 | 0.2749 | [10 empty] | 0 | 0 | 0 | 0 | 0 | 0 | 0 | 0 | 0 | 0 | 0 | 0 | 0 | 0 | 0 | 0 | 0 | 0 | 0 | 0 | 0 | 0 | 0 | 0 | 0 | 0 | 0 | 0 | 0 | 0
C&I CPP-With Enablement_PSE_Winter_9.19.2018_9.23.54 PM.xlsx | Inputs_endUseLoadShapes_PSE.xlsx | Inputs_Global_PSE.xlsx | Inputs_Product_C&I CPP-With Enablement.xlsx | PSE | 20 | Winter | Peak | 4 | C&I CPP-With Enablement | Commercial | Large Retail | 56.0608 | 0 | 0 | 0.038642 | 0.039883 | 0.040112 | 0.041225 | 0.043014 | 0.04364 | 0.044014 | 0.044308 | 0.044491 | 0.045304 | 0.046452 | 0.047336 | 0.048187 | 0.049196 | 0.0505 | 0.05176 | 0.053162 | 0.054204 | 0.055355 | 0.056676 | [10 empty] | 0 | 0 | 0 | 0 | 0 | 0 | 0 | 0 | 0 | 0 | 0 | 0 | 0 | 0 | 0 | 0 | 0 | 0 | 0 | 0 | 0 | 0 | 0 | 0 | 0 | 0 | 0 | 0 | 0 | 0
C&I CPP-With Enablement_PSE_Winter_9.19.2018_9.23.54 PM.xlsx | Inputs_endUseLoadShapes_PSE.xlsx | Inputs_Global_PSE.xlsx | Inputs_Product_C&I CPP-With Enablement.xlsx | PSE | 20 | Winter | Peak | 4 | C&I CPP-With Enablement | Commercial | Lodging | 64.0096 | 0 | 0 | 0.037921 | 0.03914 | 0.039364 | 0.040456 | 0.042212 | 0.042826 | 0.043193 | 0.043482 | 0.043661 | 0.044459 | 0.045585 | 0.046453 | 0.047288 | 0.048278 | 0.049558 | 0.050794 | 0.05217 | 0.053192 | 0.054322 | 0.055619 | [10 empty] | 0 | 0 | 0 | 0 | 0 | 0 | 0 | 0 | 0 | 0 | 0 | 0 | 0 | 0 | 0 | 0 | 0 | 0 | 0 | 0 | 0 | 0 | 0 | 0 | 0 | 0 | 0 | 0 | 0 | 0
C&I CPP-With Enablement_PSE_Winter_9.19.2018_9.23.54 PM.xlsx | Inputs_endUseLoadShapes_PSE.xlsx | Inputs_Global_PSE.xlsx | Inputs_Product_C&I CPP-With Enablement.xlsx | PSE | 20 | Winter | Peak | 4 | C&I CPP-With Enablement | Commercial | Medium Office | 242.2365 | 118.5893 | 8.3013 | 0.14585 | 0.15053 | 0.1514 | 0.1556 | 0.16235 | 0.16471 | 0.16612 | 0.16723 | 0.16792 | 0.17099 | 0.17532 | 0.17866 | 0.18187 | 0.18568 | 0.1906 | 0.19536 | 0.20065 | 0.20458 | 0.20893 | 0.21391 | [10 empty] | 818.9041 | 832.4636 | 845.8292 | 860.5414 | 876.0733 | 891.7429 | 907.0968 | 922.3777 | 937.9248 | 953.6449 | 969.5945 | 985.7558 | 1001.9579 | 1018.2477 | 1034.8104 | 1051.7261 | 1068.8983 | 1086.3904 | 1104.1849 | 1122.0609 | 0 | 0 | 0 | 0 | 0 | 0 | 0 | 0 | 0 | 0
C&I CPP-With Enablement_PSE_Winter_9.19.2018_9.23.54 PM.xlsx | Inputs_endUseLoadShapes_PSE.xlsx | Inputs_Global_PSE.xlsx | Inputs_Product_C&I CPP-With Enablement.xlsx | PSE | 20 | Winter | Peak | 4 | C&I CPP-With Enablement | Commercial | Medium Retail | 83.438 | 20.4307 | 1.4301 | 0.057544 | 0.059393 | 0.059733 | 0.061391 | 0.064054 | 0.064987 | 0.065543 | 0.065982 | 0.066254 | 0.067465 | 0.069174 | 0.070491 | 0.071758 | 0.07326 | 0.075202 | 0.077078 | 0.079166 | 0.080717 | 0.082432 | 0.084399 | [10 empty] | 161.602 | 164.2778 | 166.9154 | 169.8187 | 172.8837 | 175.976 | 179.0059 | 182.0214 | 185.0895 | 188.1917 | 191.3392 | 194.5284 | 197.7257 | 200.9404 | 204.2088 | 207.547 | 210.9357 | 214.3876 | 217.8991 | 221.4268 | 0 | 0 | 0 | 0 | 0 | 0 | 0 | 0 | 0 | 0
C&I CPP-With Enablement_PSE_Winter_9.19.2018_9.23.54 PM.xlsx | Inputs_endUseLoadShapes_PSE.xlsx | Inputs_Global_PSE.xlsx | Inputs_Product_C&I CPP-With Enablement.xlsx | PSE | 20 | Winter | Peak | 4 | C&I CPP-With Enablement | Commercial | Other and Assembly | 327.1167 | 0 | 0 | 0.1916 | 0.19775 | 0.19889 | 0.20441 | 0.21328 | 0.21638 | 0.21823 | 0.21969 | 0.2206 | 0.22463 | 0.23032 | 0.23471 | 0.23893 | 0.24393 | 0.25039 | 0.25664 | 0.26359 | 0.26876 | 0.27447 | 0.28102 | [10 empty] | 0 | 0 | 0 | 0 | 0 | 0 | 0 | 0 | 0 | 0 | 0 | 0 | 0 | 0 | 0 | 0 | 0 | 0 | 0 | 0 | 0 | 0 | 0 | 0 | 0 | 0 | 0 | 0 | 0 | 0
C&I CPP-With Enablement_PSE_Winter_9.19.2018_9.23.54 PM.xlsx | Inputs_endUseLoadShapes_PSE.xlsx | Inputs_Global_PSE.xlsx | Inputs_Product_C&I CPP-With Enablement.xlsx | PSE | 20 | Winter | Peak | 4 | C&I CPP-With Enablement | Commercial | Residential Care | 21.5658 | 0 | 0 | 0.013732 | 0.014173 | 0.014254 | 0.01465 | 0.015285 | 0.015508 | 0.015641 | 0.015745 | 0.01581 | 0.016099 | 0.016507 | 0.016821 | 0.017124 | 0.017482 | 0.017946 | 0.018393 | 0.018891 | 0.019262 | 0.019671 | 0.02014 | [10 empty] | 0 | 0 | 0 | 0 | 0 | 0 | 0 | 0 | 0 | 0 | 0 | 0 | 0 | 0 | 0 | 0 | 0 | 0 | 0 | 0 | 0 | 0 | 0 | 0 | 0 | 0 | 0 | 0 | 0 | 0
C&I CPP-With Enablement_PSE_Winter_9.19.2018_9.23.54 PM.xlsx | Inputs_endUseLoadShapes_PSE.xlsx | Inputs_Global_PSE.xlsx | Inputs_Product_C&I CPP-With Enablement.xlsx | PSE | 20 | Winter | Peak | 4 | C&I CPP-With Enablement | Commercial | Restaurant | 93.7598 | 0 | 0 | 0.062045 | 0.064038 | 0.064405 | 0.066192 | 0.069064 | 0.070069 | 0.07067 | 0.071142 | 0.071436 | 0.072742 | 0.074584 | 0.076004 | 0.07737 | 0.07899 | 0.081084 | 0.083107 | 0.085357 | 0.087031 | 0.088879 | 0.091001 | [10 empty] | 0 | 0 | 0 | 0 | 0 | 0 | 0 | 0 | 0 | 0 | 0 | 0 | 0 | 0 | 0 | 0 | 0 | 0 | 0 | 0 | 0 | 0 | 0 | 0 | 0 | 0 | 0 | 0 | 0 | 0
C&I CPP-With Enablement_PSE_Winter_9.19.2018_9.23.54 PM.xlsx | Inputs_endUseLoadShapes_PSE.xlsx | Inputs_Global_PSE.xlsx | Inputs_Product_C&I CPP-With Enablement.xlsx | PSE | 20 | Winter | Peak | 4 | C&I CPP-With Enablement | Commercial | School K-12 | 102.6773 | 0 | 0 | 0.064707 | 0.066786 | 0.067168 | 0.069032 | 0.072028 | 0.073076 | 0.073702 | 0.074195 | 0.074501 | 0.075863 | 0.077784 | 0.079265 | 0.08069 | 0.082379 | 0.084563 | 0.086673 | 0.08902 | 0.090765 | 0.092693 | 0.094905 | [10 empty] | 0 | 0 | 0 | 0 | 0 | 0 | 0 | 0 | 0 | 0 | 0 | 0 | 0 | 0 | 0 | 0 | 0 | 0 | 0 | 0 | 0 | 0 | 0 | 0 | 0 | 0 | 0 | 0 | 0 | 0
C&I CPP-With Enablement_PSE_Winter_9.19.2018_9.23.54 PM.xlsx | Inputs_endUseLoadShapes_PSE.xlsx | Inputs_Global_PSE.xlsx | Inputs_Product_C&I CPP-With Enablement.xlsx | PSE | 20 | Winter | Peak | 4 | C&I CPP-With Enablement | Commercial | Small Office | 206.2795 | 100.9862 | 7.069 | 0.1242 | 0.12819 | 0.12892 | 0.1325 | 0.13825 | 0.14026 | 0.14146 | 0.14241 | 0.143 | 0.14561 | 0.1493 | 0.15214 | 0.15488 | 0.15812 | 0.16231 | 0.16636 | 0.17086 | 0.17421 | 0.17791 | 0.18216 | [10 empty] | 697.3478 | 708.8945 | 720.2762 | 732.8045 | 746.0309 | 759.3745 | 772.4493 | 785.4619 | 798.7013 | 812.088 | 825.67 | 839.4324 | 853.2295 | 867.1013 | 881.2054 | 895.6102 | 910.2334 | 925.129 | 940.2821 | 955.5047 | 0 | 0 | 0 | 0 | 0 | 0 | 0 | 0 | 0 | 0
C&I CPP-With Enablement_PSE_Winter_9.19.2018_9.23.54 PM.xlsx | Inputs_endUseLoadShapes_PSE.xlsx | Inputs_Global_PSE.xlsx | Inputs_Product_C&I CPP-With Enablement.xlsx | PSE | 20 | Winter | Peak | 4 | C&I CPP-With Enablement | Commercial | Small Retail | 18.0417 | 4.4177 | 0.30924 | 0.012438 | 0.012837 | 0.012911 | 0.013269 | 0.013845 | 0.014046 | 0.014167 | 0.014261 | 0.01432 | 0.014582 | 0.014951 | 0.015236 | 0.01551 | 0.015835 | 0.016254 | 0.01666 | 0.017111 | 0.017446 | 0.017817 | 0.018242 | [10 empty] | 34.9291 | 35.5074 | 36.0775 | 36.705 | 37.3675 | 38.0359 | 38.6908 | 39.3426 | 40.0057 | 40.6762 | 41.3565 | 42.0459 | 42.7369 | 43.4318 | 44.1382 | 44.8597 | 45.5922 | 46.3383 | 47.0973 | 47.8597 | 0 | 0 | 0 | 0 | 0 | 0 | 0 | 0 | 0 | 0
C&I CPP-With Enablement_PSE_Winter_9.19.2018_9.23.54 PM.xlsx | Inputs_endUseLoadShapes_PSE.xlsx | Inputs_Global_PSE.xlsx | Inputs_Product_C&I CPP-With Enablement.xlsx | PSE | 20 | Winter | Peak | 4 | C&I CPP-With Enablement | Commercial | Supermarket and MiniMart | 104.4353 | 0 | 0 | 0.07463 | 0.077027 | 0.077469 | 0.079619 | 0.083073 | 0.084282 | 0.085005 | 0.085573 | 0.085926 | 0.087497 | 0.089713 | 0.091421 | 0.093064 | 0.095012 | 0.097531 | 0.099964 | 0.10267 | 0.10468 | 0.10691 | 0.10946 | [10 empty] | 0 | 0 | 0 | 0 | 0 | 0 | 0 | 0 | 0 | 0 | 0 | 0 | 0 | 0 | 0 | 0 | 0 | 0 | 0 | 0 | 0 | 0 | 0 | 0 | 0 | 0 | 0 | 0 | 0 | 0
C&I CPP-With Enablement_PSE_Winter_9.19.2018_9.23.54 PM.xlsx | Inputs_endUseLoadShapes_PSE.xlsx | Inputs_Global_PSE.xlsx | Inputs_Product_C&I CPP-With Enablement.xlsx | PSE | 20 | Winter | Peak | 4 | C&I CPP-With Enablement | Commercial | University | 43.4191 | 0 | 0 | 0.025654 | 0.026479 | 0.02663 | 0.027369 | 0.028557 | 0.028972 | 0.029221 | 0.029416 | 0.029538 | 0.030078 | 0.030839 | 0.031427 | 0.031991 | 0.032661 | 0.033527 | 0.034363 | 0.035294 | 0.035986 | 0.03675 | 0.037627 | [10 empty] | 0 | 0 | 0 | 0 | 0 | 0 | 0 | 0 | 0 | 0 | 0 | 0 | 0 | 0 | 0 | 0 | 0 | 0 | 0 | 0 | 0 | 0 | 0 | 0 | 0 | 0 | 0 | 0 | 0 | 0
C&I CPP-With Enablement_PSE_Winter_9.19.2018_9.23.54 PM.xlsx | Inputs_endUseLoadShapes_PSE.xlsx | Inputs_Global_PSE.xlsx | Inputs_Product_C&I CPP-With Enablement.xlsx | PSE | 20 | Winter | Peak | 4 | C&I CPP-With Enablement | Commercial | Warehouse | 102.3136 | 0 | 0 | 0.06695 | 0.069101 | 0.069497 | 0.071425 | 0.074524 | 0.075609 | 0.076257 | 0.076767 | 0.077084 | 0.078493 | 0.080481 | 0.082013 | 0.083487 | 0.085235 | 0.087495 | 0.089677 | 0.092106 | 0.093911 | 0.095906 | 0.098195 | [10 empty] | 0 | 0 | 0 | 0 | 0 | 0 | 0 | 0 | 0 | 0 | 0 | 0 | 0 | 0 | 0 | 0 | 0 | 0 | 0 | 0 | 0 | 0 | 0 | 0 | 0 | 0 | 0 | 0 | 0 | 0
C&I CPP-With Enablement_PSE_Winter_9.19.2018_9.23.54 PM.xlsx | Inputs_endUseLoadShapes_PSE.xlsx | Inputs_Global_PSE.xlsx | Inputs_Product_C&I CPP-With Enablement.xlsx | PSE | 20 | Winter | Peak | 4 | C&I CPP-With Enablement | Commercial | Xlarge Retail | 41.1584 | 0 | 0 | 0.027185 | 0.028058 | 0.028219 | 0.029002 | 0.03026 | 0.030701 | 0.030964 | 0.031171 | 0.0313 | 0.031872 | 0.032679 | 0.033301 | 0.0339 | 0.034609 | 0.035527 | 0.036413 | 0.037399 | 0.038132 | 0.038942 | 0.039872 | [10 empty] | 0 | 0 | 0 | 0 | 0 | 0 | 0 | 0 | 0 | 0 | 0 | 0 | 0 | 0 | 0 | 0 | 0 | 0 | 0 | 0 | 0 | 0 | 0 | 0 | 0 | 0 | 0 | 0 | 0 | 0
C&I CPP-With Enablement_PSE_Winter_9.19.2018_9.23.54 PM.xlsx | Inputs_endUseLoadShapes_PSE.xlsx | Inputs_Global_PSE.xlsx | Inputs_Product_C&I CPP-With Enablement.xlsx | PSE | 20 | Winter | Peak | 4 | C&I CPP-With Enablement | Industrial | Mechanical Pulp | 0 | 0 | 0 | 0 | 0 | 0 | 0 | 0 | 0 | 0 | 0 | 0 | 0 | 0 | 0 | 0 | 0 | 0 | 0 | 0 | 0 | 0 | 0 | [10 empty] | 0 | 0 | 0 | 0 | 0 | 0 | 0 | 0 | 0 | 0 | 0 | 0 | 0 | 0 | 0 | 0 | 0 | 0 | 0 | 0 | 0 | 0 | 0 | 0 | 0 | 0 | 0 | 0 | 0 | 0
C&I CPP-With Enablement_PSE_Winter_9.19.2018_9.23.54 PM.xlsx | Inputs_endUseLoadShapes_PSE.xlsx | Inputs_Global_PSE.xlsx | Inputs_Product_C&I CPP-With Enablement.xlsx | PSE | 20 | Winter | Peak | 4 | C&I CPP-With Enablement | Industrial | Kraft Pulp | 0 | 0 | 0 | 0 | 0 | 0 | 0 | 0 | 0 | 0 | 0 | 0 | 0 | 0 | 0 | 0 | 0 | 0 | 0 | 0 | 0 | 0 | 0 | [10 empty] | 0 | 0 | 0 | 0 | 0 | 0 | 0 | 0 | 0 | 0 | 0 | 0 | 0 | 0 | 0 | 0 | 0 | 0 | 0 | 0 | 0 | 0 | 0 | 0 | 0 | 0 | 0 | 0 | 0 | 0
C&I CPP-With Enablement_PSE_Winter_9.19.2018_9.23.54 PM.xlsx | Inputs_endUseLoadShapes_PSE.xlsx | Inputs_Global_PSE.xlsx | Inputs_Product_C&I CPP-With Enablement.xlsx | PSE | 20 | Winter | Peak | 4 | C&I CPP-With Enablement | Industrial | Paper | 0 | 0 | 0 | 0 | 0 | 0 | 0 | 0 | 0 | 0 | 0 | 0 | 0 | 0 | 0 | 0 | 0 | 0 | 0 | 0 | 0 | 0 | 0 | [10 empty] | 0 | 0 | 0 | 0 | 0 | 0 | 0 | 0 | 0 | 0 | 0 | 0 | 0 | 0 | 0 | 0 | 0 | 0 | 0 | 0 | 0 | 0 | 0 | 0 | 0 | 0 | 0 | 0 | 0 | 0
C&I CPP-With Enablement_PSE_Winter_9.19.2018_9.23.54 PM.xlsx | Inputs_endUseLoadShapes_PSE.xlsx | Inputs_Global_PSE.xlsx | Inputs_Product_C&I CPP-With Enablement.xlsx | PSE | 20 | Winter | Peak | 4 | C&I CPP-With Enablement | Industrial | Foundries | 0 | 0 | 0 | 0 | 0 | 0 | 0 | 0 | 0 | 0 | 0 | 0 | 0 | 0 | 0 | 0 | 0 | 0 | 0 | 0 | 0 | 0 | 0 | [10 empty] | 0 | 0 | 0 | 0 | 0 | 0 | 0 | 0 | 0 | 0 | 0 | 0 | 0 | 0 | 0 | 0 | 0 | 0 | 0 | 0 | 0 | 0 | 0 | 0 | 0 | 0 | 0 | 0 | 0 | 0
C&I CPP-With Enablement_PSE_Winter_9.19.2018_9.23.54 PM.xlsx | Inputs_endUseLoadShapes_PSE.xlsx | Inputs_Global_PSE.xlsx | Inputs_Product_C&I CPP-With Enablement.xlsx | PSE | 20 | Winter | Peak | 4 | C&I CPP-With Enablement | Industrial | Frozen Food | 0 | 0 | 0 | 0 | 0 | 0 | 0 | 0 | 0 | 0 | 0 | 0 | 0 | 0 | 0 | 0 | 0 | 0 | 0 | 0 | 0 | 0 | 0 | [10 empty] | 0 | 0 | 0 | 0 | 0 | 0 | 0 | 0 | 0 | 0 | 0 | 0 | 0 | 0 | 0 | 0 | 0 | 0 | 0 | 0 | 0 | 0 | 0 | 0 | 0 | 0 | 0 | 0 | 0 | 0
C&I CPP-With Enablement_PSE_Winter_9.19.2018_9.23.54 PM.xlsx | Inputs_endUseLoadShapes_PSE.xlsx | Inputs_Global_PSE.xlsx | Inputs_Product_C&I CPP-With Enablement.xlsx | PSE | 20 | Winter | Peak | 4 | C&I CPP-With Enablement | Industrial | Other Food | 0 | 0 | 0 | 0 | 0 | 0 | 0 | 0 | 0 | 0 | 0 | 0 | 0 | 0 | 0 | 0 | 0 | 0 | 0 | 0 | 0 | 0 | 0 | [10 empty] | 0 | 0 | 0 | 0 | 0 | 0 | 0 | 0 | 0 | 0 | 0 | 0 | 0 | 0 | 0 | 0 | 0 | 0 | 0 | 0 | 0 | 0 | 0 | 0 | 0 | 0 | 0 | 0 | 0 | 0
C&I CPP-With Enablement_PSE_Winter_9.19.2018_9.23.54 PM.xlsx | Inputs_endUseLoadShapes_PSE.xlsx | Inputs_Global_PSE.xlsx | Inputs_Product_C&I CPP-With Enablement.xlsx | PSE | 20 | Winter | Peak | 4 | C&I CPP-With Enablement | Industrial | Wood - Lumber | 0 | 0 | 0 | 0 | 0 | 0 | 0 | 0 | 0 | 0 | 0 | 0 | 0 | 0 | 0 | 0 | 0 | 0 | 0 | 0 | 0 | 0 | 0 | [10 empty] | 0 | 0 | 0 | 0 | 0 | 0 | 0 | 0 | 0 | 0 | 0 | 0 | 0 | 0 | 0 | 0 | 0 | 0 | 0 | 0 | 0 | 0 | 0 | 0 | 0 | 0 | 0 | 0 | 0 | 0
C&I CPP-With Enablement_PSE_Winter_9.19.2018_9.23.54 PM.xlsx | Inputs_endUseLoadShapes_PSE.xlsx | Inputs_Global_PSE.xlsx | Inputs_Product_C&I CPP-With Enablement.xlsx | PSE | 20 | Winter | Peak | 4 | C&I CPP-With Enablement | Industrial | Wood - Panel | 0 | 0 | 0 | 0 | 0 | 0 | 0 | 0 | 0 | 0 | 0 | 0 | 0 | 0 | 0 | 0 | 0 | 0 | 0 | 0 | 0 | 0 | 0 | [10 empty] | 0 | 0 | 0 | 0 | 0 | 0 | 0 | 0 | 0 | 0 | 0 | 0 | 0 | 0 | 0 | 0 | 0 | 0 | 0 | 0 | 0 | 0 | 0 | 0 | 0 | 0 | 0 | 0 | 0 | 0
C&I CPP-With Enablement_PSE_Winter_9.19.2018_9.23.54 PM.xlsx | Inputs_endUseLoadShapes_PSE.xlsx | Inputs_Global_PSE.xlsx | Inputs_Product_C&I CPP-With Enablement.xlsx | PSE | 20 | Winter | Peak | 4 | C&I CPP-With Enablement | Industrial | Wood - Other | 0 | 0 | 0 | 0 | 0 | 0 | 0 | 0 | 0 | 0 | 0 | 0 | 0 | 0 | 0 | 0 | 0 | 0 | 0 | 0 | 0 | 0 | 0 | [10 empty] | 0 | 0 | 0 | 0 | 0 | 0 | 0 | 0 | 0 | 0 | 0 | 0 | 0 | 0 | 0 | 0 | 0 | 0 | 0 | 0 | 0 | 0 | 0 | 0 | 0 | 0 | 0 | 0 | 0 | 0
C&I CPP-With Enablement_PSE_Winter_9.19.2018_9.23.54 PM.xlsx | Inputs_endUseLoadShapes_PSE.xlsx | Inputs_Global_PSE.xlsx | Inputs_Product_C&I CPP-With Enablement.xlsx | PSE | 20 | Winter | Peak | 4 | C&I CPP-With Enablement | Industrial | Sugar | 0 | 0 | 0 | 0 | 0 | 0 | 0 | 0 | 0 | 0 | 0 | 0 | 0 | 0 | 0 | 0 | 0 | 0 | 0 | 0 | 0 | 0 | 0 | [10 empty] | 0 | 0 | 0 | 0 | 0 | 0 | 0 | 0 | 0 | 0 | 0 | 0 | 0 | 0 | 0 | 0 | 0 | 0 | 0 | 0 | 0 | 0 | 0 | 0 | 0 | 0 | 0 | 0 | 0 | 0
C&I CPP-With Enablement_PSE_Winter_9.19.2018_9.23.54 PM.xlsx | Inputs_endUseLoadShapes_PSE.xlsx | Inputs_Global_PSE.xlsx | Inputs_Product_C&I CPP-With Enablement.xlsx | PSE | 20 | Winter | Peak | 4 | C&I CPP-With Enablement | Industrial | Hi Tech - Chip Fab | 0 | 0 | 0 | 0 | 0 | 0 | 0 | 0 | 0 | 0 | 0 | 0 | 0 | 0 | 0 | 0 | 0 | 0 | 0 | 0 | 0 | 0 | 0 | [10 empty] | 0 | 0 | 0 | 0 | 0 | 0 | 0 | 0 | 0 | 0 | 0 | 0 | 0 | 0 | 0 | 0 | 0 | 0 | 0 | 0 | 0 | 0 | 0 | 0 | 0 | 0 | 0 | 0 | 0 | 0
C&I CPP-With Enablement_PSE_Winter_9.19.2018_9.23.54 PM.xlsx | Inputs_endUseLoadShapes_PSE.xlsx | Inputs_Global_PSE.xlsx | Inputs_Product_C&I CPP-With Enablement.xlsx | PSE | 20 | Winter | Peak | 4 | C&I CPP-With Enablement | Industrial | Hi Tech - Silicon | 0 | 0 | 0 | 0 | 0 | 0 | 0 | 0 | 0 | 0 | 0 | 0 | 0 | 0 | 0 | 0 | 0 | 0 | 0 | 0 | 0 | 0 | 0 | [10 empty] | 0 | 0 | 0 | 0 | 0 | 0 | 0 | 0 | 0 | 0 | 0 | 0 | 0 | 0 | 0 | 0 | 0 | 0 | 0 | 0 | 0 | 0 | 0 | 0 | 0 | 0 | 0 | 0 | 0 | 0
C&I CPP-With Enablement_PSE_Winter_9.19.2018_9.23.54 PM.xlsx | Inputs_endUseLoadShapes_PSE.xlsx | Inputs_Global_PSE.xlsx | Inputs_Product_C&I CPP-With Enablement.xlsx | PSE | 20 | Winter | Peak | 4 | C&I CPP-With Enablement | Industrial | Metal Fab | 0 | 0 | 0 | 0 | 0 | 0 | 0 | 0 | 0 | 0 | 0 | 0 | 0 | 0 | 0 | 0 | 0 | 0 | 0 | 0 | 0 | 0 | 0 | [10 empty] | 0 | 0 | 0 | 0 | 0 | 0 | 0 | 0 | 0 | 0 | 0 | 0 | 0 | 0 | 0 | 0 | 0 | 0 | 0 | 0 | 0 | 0 | 0 | 0 | 0 | 0 | 0 | 0 | 0 | 0
C&I CPP-With Enablement_PSE_Winter_9.19.2018_9.23.54 PM.xlsx | Inputs_endUseLoadShapes_PSE.xlsx | Inputs_Global_PSE.xlsx | Inputs_Product_C&I CPP-With Enablement.xlsx | PSE | 20 | Winter | Peak | 4 | C&I CPP-With Enablement | Industrial | Transportation, Equip | 0 | 0 | 0 | 0 | 0 | 0 | 0 | 0 | 0 | 0 | 0 | 0 | 0 | 0 | 0 | 0 | 0 | 0 | 0 | 0 | 0 | 0 | 0 | [10 empty] | 0 | 0 | 0 | 0 | 0 | 0 | 0 | 0 | 0 | 0 | 0 | 0 | 0 | 0 | 0 | 0 | 0 | 0 | 0 | 0 | 0 | 0 | 0 | 0 | 0 | 0 | 0 | 0 | 0 | 0
C&I CPP-With Enablement_PSE_Winter_9.19.2018_9.23.54 PM.xlsx | Inputs_endUseLoadShapes_PSE.xlsx | Inputs_Global_PSE.xlsx | Inputs_Product_C&I CPP-With Enablement.xlsx | PSE | 20 | Winter | Peak | 4 | C&I CPP-With Enablement | Industrial | Refinery | 0.80728 | 0 | 0 | 0 | 0 | 0 | 0 | 0 | 0 | 0 | 0 | 0 | 0 | 0 | 0 | 0 | 0 | 0 | 0 | 0 | 0 | 0 | 0 | [10 empty] | 0 | 0 | 0 | 0 | 0 | 0 | 0 | 0 | 0 | 0 | 0 | 0 | 0 | 0 | 0 | 0 | 0 | 0 | 0 | 0 | 0 | 0 | 0 | 0 | 0 | 0 | 0 | 0 | 0 | 0
C&I CPP-With Enablement_PSE_Winter_9.19.2018_9.23.54 PM.xlsx | Inputs_endUseLoadShapes_PSE.xlsx | Inputs_Global_PSE.xlsx | Inputs_Product_C&I CPP-With Enablement.xlsx | PSE | 20 | Winter | Peak | 4 | C&I CPP-With Enablement | Industrial | Cold Storage | 2.5436 | 0 | 0 | 0 | 0 | 0 | 0 | 0 | 0 | 0 | 0 | 0 | 0 | 0 | 0 | 0 | 0 | 0 | 0 | 0 | 0 | 0 | 0 | [10 empty] | 0 | 0 | 0 | 0 | 0 | 0 | 0 | 0 | 0 | 0 | 0 | 0 | 0 | 0 | 0 | 0 | 0 | 0 | 0 | 0 | 0 | 0 | 0 | 0 | 0 | 0 | 0 | 0 | 0 | 0
C&I CPP-With Enablement_PSE_Winter_9.19.2018_9.23.54 PM.xlsx | Inputs_endUseLoadShapes_PSE.xlsx | Inputs_Global_PSE.xlsx | Inputs_Product_C&I CPP-With Enablement.xlsx | PSE | 20 | Winter | Peak | 4 | C&I CPP-With Enablement | Industrial | Fruit Storage | 0.00034481 | 0 | 0 | 0 | 0 | 0 | 0 | 0 | 0 | 0 | 0 | 0 | 0 | 0 | 0 | 0 | 0 | 0 | 0 | 0 | 0 | 0 | 0 | [10 empty] | 0 | 0 | 0 | 0 | 0 | 0 | 0 | 0 | 0 | 0 | 0 | 0 | 0 | 0 | 0 | 0 | 0 | 0 | 0 | 0 | 0 | 0 | 0 | 0 | 0 | 0 | 0 | 0 | 0 | 0
C&I CPP-With Enablement_PSE_Winter_9.19.2018_9.23.54 PM.xlsx | Inputs_endUseLoadShapes_PSE.xlsx | Inputs_Global_PSE.xlsx | Inputs_Product_C&I CPP-With Enablement.xlsx | PSE | 20 | Winter | Peak | 4 | C&I CPP-With Enablement | Industrial | Chemical | 5.4314 | 0 | 0 | 0 | 0 | 0 | 0 | 0 | 0 | 0 | 0 | 0 | 0 | 0 | 0 | 0 | 0 | 0 | 0 | 0 | 0 | 0 | 0 | [10 empty] | 0 | 0 | 0 | 0 | 0 | 0 | 0 | 0 | 0 | 0 | 0 | 0 | 0 | 0 | 0 | 0 | 0 | 0 | 0 | 0 | 0 | 0 | 0 | 0 | 0 | 0 | 0 | 0 | 0 | 0
C&I CPP-With Enablement_PSE_Winter_9.19.2018_9.23.54 PM.xlsx | Inputs_endUseLoadShapes_PSE.xlsx | Inputs_Global_PSE.xlsx | Inputs_Product_C&I CPP-With Enablement.xlsx | PSE | 20 | Winter | Peak | 4 | C&I CPP-With Enablement | Industrial | Misc Manf | 0 | 0 | 0 | 0 | 0 | 0 | 0 | 0 | 0 | 0 | 0 | 0 | 0 | 0 | 0 | 0 | 0 | 0 | 0 | 0 | 0 | 0 | 0 | [10 empty] | 0 | 0 | 0 | 0 | 0 | 0 | 0 | 0 | 0 | 0 | 0 | 0 | 0 | 0 | 0 | 0 | 0 | 0 | 0 | 0 | 0 | 0 | 0 | 0 | 0 | 0 | 0 | 0 | 0 | 0
C&I CPP-With Enablement_PSE_Winter_9.19.2018_9.23.54 PM.xlsx | Inputs_endUseLoadShapes_PSE.xlsx | Inputs_Global_PSE.xlsx | Inputs_Product_C&I CPP-With Enablement.xlsx | PSE | 20 | Winter | Peak | 4 | C&I CPP-With Enablement | Residential | Single Family | 1628.0145 | 0 | 0 | 0 | 0 | 0 | 0 | 0 | 0 | 0 | 0 | 0 | 0 | 0 | 0 | 0 | 0 | 0 | 0 | 0 | 0 | 0 | 0 | [10 empty] | 0 | 0 | 0 | 0 | 0 | 0 | 0 | 0 | 0 | 0 | 0 | 0 | 0 | 0 | 0 | 0 | 0 | 0 | 0 | 0 | 0 | 0 | 0 | 0 | 0 | 0 | 0 | 0 | 0 | 0
C&I CPP-With Enablement_PSE_Winter_9.19.2018_9.23.54 PM.xlsx | Inputs_endUseLoadShapes_PSE.xlsx | Inputs_Global_PSE.xlsx | Inputs_Product_C&I CPP-With Enablement.xlsx | PSE | 20 | Winter | Peak | 4 | C&I CPP-With Enablement | Residential | Multifamily Low-Rise | 331.2956 | 0 | 0 | 0 | 0 | 0 | 0 | 0 | 0 | 0 | 0 | 0 | 0 | 0 | 0 | 0 | 0 | 0 | 0 | 0 | 0 | 0 | 0 | [10 empty] | 0 | 0 | 0 | 0 | 0 | 0 | 0 | 0 | 0 | 0 | 0 | 0 | 0 | 0 | 0 | 0 | 0 | 0 | 0 | 0 | 0 | 0 | 0 | 0 | 0 | 0 | 0 | 0 | 0 | 0
C&I CPP-With Enablement_PSE_Winter_9.19.2018_9.23.54 PM.xlsx | Inputs_endUseLoadShapes_PSE.xlsx | Inputs_Global_PSE.xlsx | Inputs_Product_C&I CPP-With Enablement.xlsx | PSE | 20 | Winter | Peak | 4 | C&I CPP-With Enablement | Residential | Multifamily High-Rise | 60.3694 | 0 | 0 | 0 | 0 | 0 | 0 | 0 | 0 | 0 | 0 | 0 | 0 | 0 | 0 | 0 | 0 | 0 | 0 | 0 | 0 | 0 | 0 | [10 empty] | 0 | 0 | 0 | 0 | 0 | 0 | 0 | 0 | 0 | 0 | 0 | 0 | 0 | 0 | 0 | 0 | 0 | 0 | 0 | 0 | 0 | 0 | 0 | 0 | 0 | 0 | 0 | 0 | 0 | 0
C&I CPP-With Enablement_PSE_Winter_9.19.2018_9.23.54 PM.xlsx | Inputs_endUseLoadShapes_PSE.xlsx | Inputs_Global_PSE.xlsx | Inputs_Product_C&I CPP-With Enablement.xlsx | PSE | 20 | Winter | Peak | 4 | C&I CPP-With Enablement | Residential | Manufactured | 136.2338 | 0 | 0 | 0 | 0 | 0 | 0 | 0 | 0 | 0 | 0 | 0 | 0 | 0 | 0 | 0 | 0 | 0 | 0 | 0 | 0 | 0 | 0 | [10 empty] | 0 | 0 | 0 | 0 | 0 | 0 | 0 | 0 | 0 | 0 | 0 | 0 | 0 | 0 | 0 | 0 | 0 | 0 | 0 | 0 | 0 | 0 | 0 | 0 | 0 | 0 | 0 | 0 | 0 | 0
C&I CPP-With Enablement_PSE_Winter_9.19.2018_9.23.54 PM.xlsx | Inputs_endUseLoadShapes_PSE.xlsx | Inputs_Global_PSE.xlsx | Inputs_Product_C&I CPP-With Enablement.xlsx | PSE | 20 | Winter | Peak | 4 | C&I CPP-With Enablement | 0 | 0 | 0 | 0 | 0 | 0 | 0 | 0 | 0 | 0 | 0 | 0 | 0 | 0 | 0 | 0 | 0 | 0 | 0 | 0 | 0 | 0 | 0 | 0 | 0 | [10 empty] | 0 | 0 | 0 | 0 | 0 | 0 | 0 | 0 | 0 | 0 | 0 | 0 | 0 | 0 | 0 | 0 | 0 | 0 | 0 | 0 | 0 | 0 | 0 | 0 | 0 | 0 | 0 | 0 | 0 | 0
C&I CPP-With Enablement_PSE_Winter_9.26.2018_12.45.55 PM.xlsx | Inputs_endUseLoadShapes_PSE.xlsx | Inputs_Global_PSE.xlsx | Inputs_Product_C&I CPP-With Enablement.xlsx | PSE | 20 | Winter | Peak | 4 | C&I CPP-With Enablement | Commercial | Hospital | 56.3901 | 0 | 0 | 0.028324 | 0.029234 | 0.029402 | 0.030218 | 0.031529 | 0.031988 | 0.032262 | 0.032478 | 0.032612 | 0.033208 | 0.034049 | 0.034697 | 0.035321 | 0.03606 | 0.037016 | 0.03794 | 0.038967 | 0.039731 | 0.040575 | 0.041543 | [10 empty] | 0 | 0 | 0 | 0 | 0 | 0 | 0 | 0 | 0 | 0 | 0 | 0 | 0 | 0 | 0 | 0 | 0 | 0 | 0 | 0 | 0 | 0 | 0 | 0 | 0 | 0 | 0 | 0 | 0 | 0
C&I CPP-With Enablement_PSE_Winter_9.26.2018_12.45.55 PM.xlsx | Inputs_endUseLoadShapes_PSE.xlsx | Inputs_Global_PSE.xlsx | Inputs_Product_C&I CPP-With Enablement.xlsx | PSE | 20 | Winter | Peak | 4 | C&I CPP-With Enablement | Commercial | Large Office | 259.0812 | 0 | 0 | 0.14736 | 0.1521 | 0.15297 | 0.15721 | 0.16403 | 0.16642 | 0.16785 | 0.16897 | 0.16967 | 0.17277 | 0.17714 | 0.18052 | 0.18376 | 0.18761 | 0.19258 | 0.19739 | 0.20273 | 0.20671 | 0.2111 | 0.21613 | [10 empty] | 0 | 0 | 0 | 0 | 0 | 0 | 0 | 0 | 0 | 0 | 0 | 0 | 0 | 0 | 0 | 0 | 0 | 0 | 0 | 0 | 0 | 0 | 0 | 0 | 0 | 0 | 0 | 0 | 0 | 0
C&I CPP-With Enablement_PSE_Winter_9.26.2018_12.45.55 PM.xlsx | Inputs_endUseLoadShapes_PSE.xlsx | Inputs_Global_PSE.xlsx | Inputs_Product_C&I CPP-With Enablement.xlsx | PSE | 20 | Winter | Peak | 4 | C&I CPP-With Enablement | Commercial | Large Retail | 56.0608 | 0 | 0 | 0.030381 | 0.031357 | 0.031537 | 0.032412 | 0.033819 | 0.034311 | 0.034605 | 0.034836 | 0.03498 | 0.03562 | 0.036522 | 0.037217 | 0.037886 | 0.038679 | 0.039704 | 0.040695 | 0.041797 | 0.042616 | 0.043522 | 0.04456 | [10 empty] | 0 | 0 | 0 | 0 | 0 | 0 | 0 | 0 | 0 | 0 | 0 | 0 | 0 | 0 | 0 | 0 | 0 | 0 | 0 | 0 | 0 | 0 | 0 | 0 | 0 | 0 | 0 | 0 | 0 | 0
C&I CPP-With Enablement_PSE_Winter_9.26.2018_12.45.55 PM.xlsx | Inputs_endUseLoadShapes_PSE.xlsx | Inputs_Global_PSE.xlsx | Inputs_Product_C&I CPP-With Enablement.xlsx | PSE | 20 | Winter | Peak | 4 | C&I CPP-With Enablement | Commercial | Lodging | 64.0096 | 0 | 0 | 0.029815 | 0.030773 | 0.030949 | 0.031808 | 0.033188 | 0.033671 | 0.033959 | 0.034187 | 0.034328 | 0.034955 | 0.035841 | 0.036523 | 0.037179 | 0.037957 | 0.038964 | 0.039936 | 0.041017 | 0.041821 | 0.04271 | 0.043729 | [10 empty] | 0 | 0 | 0 | 0 | 0 | 0 | 0 | 0 | 0 | 0 | 0 | 0 | 0 | 0 | 0 | 0 | 0 | 0 | 0 | 0 | 0 | 0 | 0 | 0 | 0 | 0 | 0 | 0 | 0 | 0
C&I CPP-With Enablement_PSE_Winter_9.26.2018_12.45.55 PM.xlsx | Inputs_endUseLoadShapes_PSE.xlsx | Inputs_Global_PSE.xlsx | Inputs_Product_C&I CPP-With Enablement.xlsx | PSE | 20 | Winter | Peak | 4 | C&I CPP-With Enablement | Commercial | Medium Office | 242.2365 | 94.4722 | 6.6131 | 0.11467 | 0.11835 | 0.11903 | 0.12233 | 0.12764 | 0.1295 | 0.13061 | 0.13148 | 0.13203 | 0.13444 | 0.13784 | 0.14047 | 0.14299 | 0.14599 | 0.14986 | 0.1536 | 0.15776 | 0.16085 | 0.16426 | 0.16819 | [10 empty] | 652.3665 | 663.1684 | 673.8159 | 685.5361 | 697.9093 | 710.3923 | 722.6237 | 734.7969 | 747.1823 | 759.7055 | 772.4115 | 785.2861 | 798.1932 | 811.1703 | 824.3647 | 837.8402 | 851.5202 | 865.455 | 879.6307 | 893.8713 | 0 | 0 | 0 | 0 | 0 | 0 | 0 | 0 | 0 | 0
C&I CPP-With Enablement_PSE_Winter_9.26.2018_12.45.55 PM.xlsx | Inputs_endUseLoadShapes_PSE.xlsx | Inputs_Global_PSE.xlsx | Inputs_Product_C&I CPP-With Enablement.xlsx | PSE | 20 | Winter | Peak | 4 | C&I CPP-With Enablement | Commercial | Medium Retail | 83.438 | 14.1845 | 0.99291 | 0.045243 | 0.046696 | 0.046964 | 0.048267 | 0.050361 | 0.051094 | 0.051532 | 0.051877 | 0.052091 | 0.053043 | 0.054386 | 0.055422 | 0.056418 | 0.057599 | 0.059126 | 0.060601 | 0.062242 | 0.063462 | 0.06481 | 0.066357 | [10 empty] | 112.1957 | 114.0534 | 115.8846 | 117.9003 | 120.0283 | 122.1751 | 124.2787 | 126.3723 | 128.5024 | 130.6561 | 132.8414 | 135.0556 | 137.2754 | 139.5072 | 141.7764 | 144.094 | 146.4467 | 148.8432 | 151.2812 | 153.7303 | 0 | 0 | 0 | 0 | 0 | 0 | 0 | 0 | 0 | 0
C&I CPP-With Enablement_PSE_Winter_9.26.2018_12.45.55 PM.xlsx | Inputs_endUseLoadShapes_PSE.xlsx | Inputs_Global_PSE.xlsx | Inputs_Product_C&I CPP-With Enablement.xlsx | PSE | 20 | Winter | Peak | 4 | C&I CPP-With Enablement | Commercial | Other and Assembly | 327.1167 | 0 | 0 | 0.15064 | 0.15548 | 0.15637 | 0.16071 | 0.16768 | 0.17012 | 0.17158 | 0.17273 | 0.17344 | 0.17661 | 0.18109 | 0.18453 | 0.18785 | 0.19178 | 0.19687 | 0.20178 | 0.20724 | 0.2113 | 0.21579 | 0.22094 | [10 empty] | 0 | 0 | 0 | 0 | 0 | 0 | 0 | 0 | 0 | 0 | 0 | 0 | 0 | 0 | 0 | 0 | 0 | 0 | 0 | 0 | 0 | 0 | 0 | 0 | 0 | 0 | 0 | 0 | 0 | 0
C&I CPP-With Enablement_PSE_Winter_9.26.2018_12.45.55 PM.xlsx | Inputs_endUseLoadShapes_PSE.xlsx | Inputs_Global_PSE.xlsx | Inputs_Product_C&I CPP-With Enablement.xlsx | PSE | 20 | Winter | Peak | 4 | C&I CPP-With Enablement | Commercial | Residential Care | 21.5658 | 0 | 0 | 0.010796 | 0.011143 | 0.011207 | 0.011518 | 0.012018 | 0.012193 | 0.012297 | 0.012379 | 0.01243 | 0.012658 | 0.012978 | 0.013225 | 0.013463 | 0.013745 | 0.014109 | 0.014461 | 0.014853 | 0.015144 | 0.015466 | 0.015835 | [10 empty] | 0 | 0 | 0 | 0 | 0 | 0 | 0 | 0 | 0 | 0 | 0 | 0 | 0 | 0 | 0 | 0 | 0 | 0 | 0 | 0 | 0 | 0 | 0 | 0 | 0 | 0 | 0 | 0 | 0 | 0
C&I CPP-With Enablement_PSE_Winter_9.26.2018_12.45.55 PM.xlsx | Inputs_endUseLoadShapes_PSE.xlsx | Inputs_Global_PSE.xlsx | Inputs_Product_C&I CPP-With Enablement.xlsx | PSE | 20 | Winter | Peak | 4 | C&I CPP-With Enablement | Commercial | Restaurant | 93.7598 | 0 | 0 | 0.048781 | 0.050348 | 0.050637 | 0.052042 | 0.0543 | 0.05509 | 0.055563 | 0.055934 | 0.056165 | 0.057192 | 0.05864 | 0.059757 | 0.060831 | 0.062104 | 0.063751 | 0.065341 | 0.06711 | 0.068426 | 0.069879 | 0.071547 | [10 empty] | 0 | 0 | 0 | 0 | 0 | 0 | 0 | 0 | 0 | 0 | 0 | 0 | 0 | 0 | 0 | 0 | 0 | 0 | 0 | 0 | 0 | 0 | 0 | 0 | 0 | 0 | 0 | 0 | 0 | 0
C&I CPP-With Enablement_PSE_Winter_9.26.2018_12.45.55 PM.xlsx | Inputs_endUseLoadShapes_PSE.xlsx | Inputs_Global_PSE.xlsx | Inputs_Product_C&I CPP-With Enablement.xlsx | PSE | 20 | Winter | Peak | 4 | C&I CPP-With Enablement | Commercial | School K-12 | 102.6773 | 0 | 0 | 0.050874 | 0.052509 | 0.05281 | 0.054275 | 0.05663 | 0.057454 | 0.057947 | 0.058334 | 0.058575 | 0.059646 | 0.061156 | 0.062321 | 0.063441 | 0.064769 | 0.066486 | 0.068144 | 0.06999 | 0.071362 | 0.072877 | 0.074617 | [10 empty] | 0 | 0 | 0 | 0 | 0 | 0 | 0 | 0 | 0 | 0 | 0 | 0 | 0 | 0 | 0 | 0 | 0 | 0 | 0 | 0 | 0 | 0 | 0 | 0 | 0 | 0 | 0 | 0 | 0 | 0
C&I CPP-With Enablement_PSE_Winter_9.26.2018_12.45.55 PM.xlsx | Inputs_endUseLoadShapes_PSE.xlsx | Inputs_Global_PSE.xlsx | Inputs_Product_C&I CPP-With Enablement.xlsx | PSE | 20 | Winter | Peak | 4 | C&I CPP-With Enablement | Commercial | Small Office | 206.2795 | 80.449 | 5.6314 | 0.097648 | 0.10079 | 0.10136 | 0.10418 | 0.1087 | 0.11028 | 0.11122 | 0.11197 | 0.11243 | 0.11448 | 0.11738 | 0.11962 | 0.12177 | 0.12432 | 0.12761 | 0.1308 | 0.13434 | 0.13697 | 0.13988 | 0.14322 | [10 empty] | 555.5306 | 564.7291 | 573.7961 | 583.7766 | 594.3132 | 604.9432 | 615.359 | 625.7253 | 636.2722 | 646.9365 | 657.7564 | 668.72 | 679.7112 | 690.7619 | 701.9978 | 713.4731 | 725.1224 | 736.9887 | 749.0602 | 761.187 | 0 | 0 | 0 | 0 | 0 | 0 | 0 | 0 | 0 | 0
C&I CPP-With Enablement_PSE_Winter_9.26.2018_12.45.55 PM.xlsx | Inputs_endUseLoadShapes_PSE.xlsx | Inputs_Global_PSE.xlsx | Inputs_Product_C&I CPP-With Enablement.xlsx | PSE | 20 | Winter | Peak | 4 | C&I CPP-With Enablement | Commercial | Small Retail | 18.0417 | 3.0671 | 0.2147 | 0.0097788 | 0.010093 | 0.010151 | 0.010433 | 0.010885 | 0.011044 | 0.011138 | 0.011213 | 0.011259 | 0.011465 | 0.011755 | 0.011979 | 0.012194 | 0.01245 | 0.01278 | 0.013098 | 0.013453 | 0.013717 | 0.014008 | 0.014343 | [10 empty] | 24.2503 | 24.6518 | 25.0476 | 25.4833 | 25.9432 | 26.4072 | 26.8619 | 27.3144 | 27.7748 | 28.2403 | 28.7127 | 29.1913 | 29.671 | 30.1534 | 30.6439 | 31.1448 | 31.6534 | 32.1713 | 32.6983 | 33.2277 | 0 | 0 | 0 | 0 | 0 | 0 | 0 | 0 | 0 | 0
C&I CPP-With Enablement_PSE_Winter_9.26.2018_12.45.55 PM.xlsx | Inputs_endUseLoadShapes_PSE.xlsx | Inputs_Global_PSE.xlsx | Inputs_Product_C&I CPP-With Enablement.xlsx | PSE | 20 | Winter | Peak | 4 | C&I CPP-With Enablement | Commercial | Supermarket and MiniMart | 104.4353 | 0 | 0 | 0.058676 | 0.060561 | 0.060908 | 0.062598 | 0.065315 | 0.066265 | 0.066833 | 0.06728 | 0.067558 | 0.068792 | 0.070535 | 0.071878 | 0.07317 | 0.074701 | 0.076682 | 0.078595 | 0.080723 | 0.082305 | 0.084054 | 0.08606 | [10 empty] | 0 | 0 | 0 | 0 | 0 | 0 | 0 | 0 | 0 | 0 | 0 | 0 | 0 | 0 | 0 | 0 | 0 | 0 | 0 | 0 | 0 | 0 | 0 | 0 | 0 | 0 | 0 | 0 | 0 | 0
C&I CPP-With Enablement_PSE_Winter_9.26.2018_12.45.55 PM.xlsx | Inputs_endUseLoadShapes_PSE.xlsx | Inputs_Global_PSE.xlsx | Inputs_Product_C&I CPP-With Enablement.xlsx | PSE | 20 | Winter | Peak | 4 | C&I CPP-With Enablement | Commercial | University | 43.4191 | 0 | 0 | 0.02017 | 0.020818 | 0.020938 | 0.021519 | 0.022452 | 0.022779 | 0.022974 | 0.023128 | 0.023223 | 0.023648 | 0.024247 | 0.024708 | 0.025152 | 0.025679 | 0.02636 | 0.027017 | 0.027749 | 0.028293 | 0.028894 | 0.029584 | [10 empty] | 0 | 0 | 0 | 0 | 0 | 0 | 0 | 0 | 0 | 0 | 0 | 0 | 0 | 0 | 0 | 0 | 0 | 0 | 0 | 0 | 0 | 0 | 0 | 0 | 0 | 0 | 0 | 0 | 0 | 0
C&I CPP-With Enablement_PSE_Winter_9.26.2018_12.45.55 PM.xlsx | Inputs_endUseLoadShapes_PSE.xlsx | Inputs_Global_PSE.xlsx | Inputs_Product_C&I CPP-With Enablement.xlsx | PSE | 20 | Winter | Peak | 4 | C&I CPP-With Enablement | Commercial | Warehouse | 102.3136 | 0 | 0 | 0.052638 | 0.054329 | 0.05464 | 0.056157 | 0.058593 | 0.059446 | 0.059955 | 0.060356 | 0.060605 | 0.061713 | 0.063276 | 0.064481 | 0.06564 | 0.067014 | 0.068791 | 0.070507 | 0.072416 | 0.073835 | 0.075404 | 0.077204 | [10 empty] | 0 | 0 | 0 | 0 | 0 | 0 | 0 | 0 | 0 | 0 | 0 | 0 | 0 | 0 | 0 | 0 | 0 | 0 | 0 | 0 | 0 | 0 | 0 | 0 | 0 | 0 | 0 | 0 | 0 | 0
C&I CPP-With Enablement_PSE_Winter_9.26.2018_12.45.55 PM.xlsx | Inputs_endUseLoadShapes_PSE.xlsx | Inputs_Global_PSE.xlsx | Inputs_Product_C&I CPP-With Enablement.xlsx | PSE | 20 | Winter | Peak | 4 | C&I CPP-With Enablement | Commercial | Xlarge Retail | 41.1584 | 0 | 0 | 0.021373 | 0.02206 | 0.022187 | 0.022802 | 0.023792 | 0.024138 | 0.024345 | 0.024507 | 0.024609 | 0.025058 | 0.025693 | 0.026182 | 0.026653 | 0.027211 | 0.027932 | 0.028629 | 0.029404 | 0.029981 | 0.030618 | 0.031348 | [10 empty] | 0 | 0 | 0 | 0 | 0 | 0 | 0 | 0 | 0 | 0 | 0 | 0 | 0 | 0 | 0 | 0 | 0 | 0 | 0 | 0 | 0 | 0 | 0 | 0 | 0 | 0 | 0 | 0 | 0 | 0
C&I CPP-With Enablement_PSE_Winter_9.26.2018_12.45.55 PM.xlsx | Inputs_endUseLoadShapes_PSE.xlsx | Inputs_Global_PSE.xlsx | Inputs_Product_C&I CPP-With Enablement.xlsx | PSE | 20 | Winter | Peak | 4 | C&I CPP-With Enablement | Industrial | Mechanical Pulp | 0 | 0 | 0 | 0 | 0 | 0 | 0 | 0 | 0 | 0 | 0 | 0 | 0 | 0 | 0 | 0 | 0 | 0 | 0 | 0 | 0 | 0 | 0 | [10 empty] | 0 | 0 | 0 | 0 | 0 | 0 | 0 | 0 | 0 | 0 | 0 | 0 | 0 | 0 | 0 | 0 | 0 | 0 | 0 | 0 | 0 | 0 | 0 | 0 | 0 | 0 | 0 | 0 | 0 | 0
C&I CPP-With Enablement_PSE_Winter_9.26.2018_12.45.55 PM.xlsx | Inputs_endUseLoadShapes_PSE.xlsx | Inputs_Global_PSE.xlsx | Inputs_Product_C&I CPP-With Enablement.xlsx | PSE | 20 | Winter | Peak | 4 | C&I CPP-With Enablement | Industrial | Kraft Pulp | 0 | 0 | 0 | 0 | 0 | 0 | 0 | 0 | 0 | 0 | 0 | 0 | 0 | 0 | 0 | 0 | 0 | 0 | 0 | 0 | 0 | 0 | 0 | [10 empty] | 0 | 0 | 0 | 0 | 0 | 0 | 0 | 0 | 0 | 0 | 0 | 0 | 0 | 0 | 0 | 0 | 0 | 0 | 0 | 0 | 0 | 0 | 0 | 0 | 0 | 0 | 0 | 0 | 0 | 0
C&I CPP-With Enablement_PSE_Winter_9.26.2018_12.45.55 PM.xlsx | Inputs_endUseLoadShapes_PSE.xlsx | Inputs_Global_PSE.xlsx | Inputs_Product_C&I CPP-With Enablement.xlsx | PSE | 20 | Winter | Peak | 4 | C&I CPP-With Enablement | Industrial | Paper | 0 | 0 | 0 | 0 | 0 | 0 | 0 | 0 | 0 | 0 | 0 | 0 | 0 | 0 | 0 | 0 | 0 | 0 | 0 | 0 | 0 | 0 | 0 | [10 empty] | 0 | 0 | 0 | 0 | 0 | 0 | 0 | 0 | 0 | 0 | 0 | 0 | 0 | 0 | 0 | 0 | 0 | 0 | 0 | 0 | 0 | 0 | 0 | 0 | 0 | 0 | 0 | 0 | 0 | 0
C&I CPP-With Enablement_PSE_Winter_9.26.2018_12.45.55 PM.xlsx | Inputs_endUseLoadShapes_PSE.xlsx | Inputs_Global_PSE.xlsx | Inputs_Product_C&I CPP-With Enablement.xlsx | PSE | 20 | Winter | Peak | 4 | C&I CPP-With Enablement | Industrial | Foundries | 0 | 0 | 0 | 0 | 0 | 0 | 0 | 0 | 0 | 0 | 0 | 0 | 0 | 0 | 0 | 0 | 0 | 0 | 0 | 0 | 0 | 0 | 0 | [10 empty] | 0 | 0 | 0 | 0 | 0 | 0 | 0 | 0 | 0 | 0 | 0 | 0 | 0 | 0 | 0 | 0 | 0 | 0 | 0 | 0 | 0 | 0 | 0 | 0 | 0 | 0 | 0 | 0 | 0 | 0
C&I CPP-With Enablement_PSE_Winter_9.26.2018_12.45.55 PM.xlsx | Inputs_endUseLoadShapes_PSE.xlsx | Inputs_Global_PSE.xlsx | Inputs_Product_C&I CPP-With Enablement.xlsx | PSE | 20 | Winter | Peak | 4 | C&I CPP-With Enablement | Industrial | Frozen Food | 0 | 0 | 0 | 0 | 0 | 0 | 0 | 0 | 0 | 0 | 0 | 0 | 0 | 0 | 0 | 0 | 0 | 0 | 0 | 0 | 0 | 0 | 0 | [10 empty] | 0 | 0 | 0 | 0 | 0 | 0 | 0 | 0 | 0 | 0 | 0 | 0 | 0 | 0 | 0 | 0 | 0 | 0 | 0 | 0 | 0 | 0 | 0 | 0 | 0 | 0 | 0 | 0 | 0 | 0
C&I CPP-With Enablement_PSE_Winter_9.26.2018_12.45.55 PM.xlsx | Inputs_endUseLoadShapes_PSE.xlsx | Inputs_Global_PSE.xlsx | Inputs_Product_C&I CPP-With Enablement.xlsx | PSE | 20 | Winter | Peak | 4 | C&I CPP-With Enablement | Industrial | Other Food | 0 | 0 | 0 | 0 | 0 | 0 | 0 | 0 | 0 | 0 | 0 | 0 | 0 | 0 | 0 | 0 | 0 | 0 | 0 | 0 | 0 | 0 | 0 | [10 empty] | 0 | 0 | 0 | 0 | 0 | 0 | 0 | 0 | 0 | 0 | 0 | 0 | 0 | 0 | 0 | 0 | 0 | 0 | 0 | 0 | 0 | 0 | 0 | 0 | 0 | 0 | 0 | 0 | 0 | 0
C&I CPP-With Enablement_PSE_Winter_9.26.2018_12.45.55 PM.xlsx | Inputs_endUseLoadShapes_PSE.xlsx | Inputs_Global_PSE.xlsx | Inputs_Product_C&I CPP-With Enablement.xlsx | PSE | 20 | Winter | Peak | 4 | C&I CPP-With Enablement | Industrial | Wood - Lumber | 0 | 0 | 0 | 0 | 0 | 0 | 0 | 0 | 0 | 0 | 0 | 0 | 0 | 0 | 0 | 0 | 0 | 0 | 0 | 0 | 0 | 0 | 0 | [10 empty] | 0 | 0 | 0 | 0 | 0 | 0 | 0 | 0 | 0 | 0 | 0 | 0 | 0 | 0 | 0 | 0 | 0 | 0 | 0 | 0 | 0 | 0 | 0 | 0 | 0 | 0 | 0 | 0 | 0 | 0
C&I CPP-With Enablement_PSE_Winter_9.26.2018_12.45.55 PM.xlsx | Inputs_endUseLoadShapes_PSE.xlsx | Inputs_Global_PSE.xlsx | Inputs_Product_C&I CPP-With Enablement.xlsx | PSE | 20 | Winter | Peak | 4 | C&I CPP-With Enablement | Industrial | Wood - Panel | 0 | 0 | 0 | 0 | 0 | 0 | 0 | 0 | 0 | 0 | 0 | 0 | 0 | 0 | 0 | 0 | 0 | 0 | 0 | 0 | 0 | 0 | 0 | [10 empty] | 0 | 0 | 0 | 0 | 0 | 0 | 0 | 0 | 0 | 0 | 0 | 0 | 0 | 0 | 0 | 0 | 0 | 0 | 0 | 0 | 0 | 0 | 0 | 0 | 0 | 0 | 0 | 0 | 0 | 0
C&I CPP-With Enablement_PSE_Winter_9.26.2018_12.45.55 PM.xlsx | Inputs_endUseLoadShapes_PSE.xlsx | Inputs_Global_PSE.xlsx | Inputs_Product_C&I CPP-With Enablement.xlsx | PSE | 20 | Winter | Peak | 4 | C&I CPP-With Enablement | Industrial | Wood - Other | 0 | 0 | 0 | 0 | 0 | 0 | 0 | 0 | 0 | 0 | 0 | 0 | 0 | 0 | 0 | 0 | 0 | 0 | 0 | 0 | 0 | 0 | 0 | [10 empty] | 0 | 0 | 0 | 0 | 0 | 0 | 0 | 0 | 0 | 0 | 0 | 0 | 0 | 0 | 0 | 0 | 0 | 0 | 0 | 0 | 0 | 0 | 0 | 0 | 0 | 0 | 0 | 0 | 0 | 0
C&I CPP-With Enablement_PSE_Winter_9.26.2018_12.45.55 PM.xlsx | Inputs_endUseLoadShapes_PSE.xlsx | Inputs_Global_PSE.xlsx | Inputs_Product_C&I CPP-With Enablement.xlsx | PSE | 20 | Winter | Peak | 4 | C&I CPP-With Enablement | Industrial | Sugar | 0 | 0 | 0 | 0 | 0 | 0 | 0 | 0 | 0 | 0 | 0 | 0 | 0 | 0 | 0 | 0 | 0 | 0 | 0 | 0 | 0 | 0 | 0 | [10 empty] | 0 | 0 | 0 | 0 | 0 | 0 | 0 | 0 | 0 | 0 | 0 | 0 | 0 | 0 | 0 | 0 | 0 | 0 | 0 | 0 | 0 | 0 | 0 | 0 | 0 | 0 | 0 | 0 | 0 | 0
C&I CPP-With Enablement_PSE_Winter_9.26.2018_12.45.55 PM.xlsx | Inputs_endUseLoadShapes_PSE.xlsx | Inputs_Global_PSE.xlsx | Inputs_Product_C&I CPP-With Enablement.xlsx | PSE | 20 | Winter | Peak | 4 | C&I CPP-With Enablement | Industrial | Hi Tech - Chip Fab | 0 | 0 | 0 | 0 | 0 | 0 | 0 | 0 | 0 | 0 | 0 | 0 | 0 | 0 | 0 | 0 | 0 | 0 | 0 | 0 | 0 | 0 | 0 | [10 empty] | 0 | 0 | 0 | 0 | 0 | 0 | 0 | 0 | 0 | 0 | 0 | 0 | 0 | 0 | 0 | 0 | 0 | 0 | 0 | 0 | 0 | 0 | 0 | 0 | 0 | 0 | 0 | 0 | 0 | 0
C&I CPP-With Enablement_PSE_Winter_9.26.2018_12.45.55 PM.xlsx | Inputs_endUseLoadShapes_PSE.xlsx | Inputs_Global_PSE.xlsx | Inputs_Product_C&I CPP-With Enablement.xlsx | PSE | 20 | Winter | Peak | 4 | C&I CPP-With Enablement | Industrial | Hi Tech - Silicon | 0 | 0 | 0 | 0 | 0 | 0 | 0 | 0 | 0 | 0 | 0 | 0 | 0 | 0 | 0 | 0 | 0 | 0 | 0 | 0 | 0 | 0 | 0 | [10 empty] | 0 | 0 | 0 | 0 | 0 | 0 | 0 | 0 | 0 | 0 | 0 | 0 | 0 | 0 | 0 | 0 | 0 | 0 | 0 | 0 | 0 | 0 | 0 | 0 | 0 | 0 | 0 | 0 | 0 | 0
C&I CPP-With Enablement_PSE_Winter_9.26.2018_12.45.55 PM.xlsx | Inputs_endUseLoadShapes_PSE.xlsx | Inputs_Global_PSE.xlsx | Inputs_Product_C&I CPP-With Enablement.xlsx | PSE | 20 | Winter | Peak | 4 | C&I CPP-With Enablement | Industrial | Metal Fab | 0 | 0 | 0 | 0 | 0 | 0 | 0 | 0 | 0 | 0 | 0 | 0 | 0 | 0 | 0 | 0 | 0 | 0 | 0 | 0 | 0 | 0 | 0 | [10 empty] | 0 | 0 | 0 | 0 | 0 | 0 | 0 | 0 | 0 | 0 | 0 | 0 | 0 | 0 | 0 | 0 | 0 | 0 | 0 | 0 | 0 | 0 | 0 | 0 | 0 | 0 | 0 | 0 | 0 | 0
C&I CPP-With Enablement_PSE_Winter_9.26.2018_12.45.55 PM.xlsx | Inputs_endUseLoadShapes_PSE.xlsx | Inputs_Global_PSE.xlsx | Inputs_Product_C&I CPP-With Enablement.xlsx | PSE | 20 | Winter | Peak | 4 | C&I CPP-With Enablement | Industrial | Transportation, Equip | 0 | 0 | 0 | 0 | 0 | 0 | 0 | 0 | 0 | 0 | 0 | 0 | 0 | 0 | 0 | 0 | 0 | 0 | 0 | 0 | 0 | 0 | 0 | [10 empty] | 0 | 0 | 0 | 0 | 0 | 0 | 0 | 0 | 0 | 0 | 0 | 0 | 0 | 0 | 0 | 0 | 0 | 0 | 0 | 0 | 0 | 0 | 0 | 0 | 0 | 0 | 0 | 0 | 0 | 0
C&I CPP-With Enablement_PSE_Winter_9.26.2018_12.45.55 PM.xlsx | Inputs_endUseLoadShapes_PSE.xlsx | Inputs_Global_PSE.xlsx | Inputs_Product_C&I CPP-With Enablement.xlsx | PSE | 20 | Winter | Peak | 4 | C&I CPP-With Enablement | Industrial | Refinery | 0.80728 | 0 | 0 | 0 | 0 | 0 | 0 | 0 | 0 | 0 | 0 | 0 | 0 | 0 | 0 | 0 | 0 | 0 | 0 | 0 | 0 | 0 | 0 | [10 empty] | 0 | 0 | 0 | 0 | 0 | 0 | 0 | 0 | 0 | 0 | 0 | 0 | 0 | 0 | 0 | 0 | 0 | 0 | 0 | 0 | 0 | 0 | 0 | 0 | 0 | 0 | 0 | 0 | 0 | 0
C&I CPP-With Enablement_PSE_Winter_9.26.2018_12.45.55 PM.xlsx | Inputs_endUseLoadShapes_PSE.xlsx | Inputs_Global_PSE.xlsx | Inputs_Product_C&I CPP-With Enablement.xlsx | PSE | 20 | Winter | Peak | 4 | C&I CPP-With Enablement | Industrial | Cold Storage | 2.5436 | 0 | 0 | 0 | 0 | 0 | 0 | 0 | 0 | 0 | 0 | 0 | 0 | 0 | 0 | 0 | 0 | 0 | 0 | 0 | 0 | 0 | 0 | [10 empty] | 0 | 0 | 0 | 0 | 0 | 0 | 0 | 0 | 0 | 0 | 0 | 0 | 0 | 0 | 0 | 0 | 0 | 0 | 0 | 0 | 0 | 0 | 0 | 0 | 0 | 0 | 0 | 0 | 0 | 0
C&I CPP-With Enablement_PSE_Winter_9.26.2018_12.45.55 PM.xlsx | Inputs_endUseLoadShapes_PSE.xlsx | Inputs_Global_PSE.xlsx | Inputs_Product_C&I CPP-With Enablement.xlsx | PSE | 20 | Winter | Peak | 4 | C&I CPP-With Enablement | Industrial | Fruit Storage | 0.00034481 | 0 | 0 | 0 | 0 | 0 | 0 | 0 | 0 | 0 | 0 | 0 | 0 | 0 | 0 | 0 | 0 | 0 | 0 | 0 | 0 | 0 | 0 | [10 empty] | 0 | 0 | 0 | 0 | 0 | 0 | 0 | 0 | 0 | 0 | 0 | 0 | 0 | 0 | 0 | 0 | 0 | 0 | 0 | 0 | 0 | 0 | 0 | 0 | 0 | 0 | 0 | 0 | 0 | 0
C&I CPP-With Enablement_PSE_Winter_9.26.2018_12.45.55 PM.xlsx | Inputs_endUseLoadShapes_PSE.xlsx | Inputs_Global_PSE.xlsx | Inputs_Product_C&I CPP-With Enablement.xlsx | PSE | 20 | Winter | Peak | 4 | C&I CPP-With Enablement | Industrial | Chemical | 5.4314 | 0 | 0 | 0 | 0 | 0 | 0 | 0 | 0 | 0 | 0 | 0 | 0 | 0 | 0 | 0 | 0 | 0 | 0 | 0 | 0 | 0 | 0 | [10 empty] | 0 | 0 | 0 | 0 | 0 | 0 | 0 | 0 | 0 | 0 | 0 | 0 | 0 | 0 | 0 | 0 | 0 | 0 | 0 | 0 | 0 | 0 | 0 | 0 | 0 | 0 | 0 | 0 | 0 | 0
C&I CPP-With Enablement_PSE_Winter_9.26.2018_12.45.55 PM.xlsx | Inputs_endUseLoadShapes_PSE.xlsx | Inputs_Global_PSE.xlsx | Inputs_Product_C&I CPP-With Enablement.xlsx | PSE | 20 | Winter | Peak | 4 | C&I CPP-With Enablement | Industrial | Misc Manf | 0 | 0 | 0 | 0 | 0 | 0 | 0 | 0 | 0 | 0 | 0 | 0 | 0 | 0 | 0 | 0 | 0 | 0 | 0 | 0 | 0 | 0 | 0 | [10 empty] | 0 | 0 | 0 | 0 | 0 | 0 | 0 | 0 | 0 | 0 | 0 | 0 | 0 | 0 | 0 | 0 | 0 | 0 | 0 | 0 | 0 | 0 | 0 | 0 | 0 | 0 | 0 | 0 | 0 | 0
C&I CPP-With Enablement_PSE_Winter_9.26.2018_12.45.55 PM.xlsx | Inputs_endUseLoadShapes_PSE.xlsx | Inputs_Global_PSE.xlsx | Inputs_Product_C&I CPP-With Enablement.xlsx | PSE | 20 | Winter | Peak | 4 | C&I CPP-With Enablement | Residential | Single Family | 1628.0145 | 0 | 0 | 0 | 0 | 0 | 0 | 0 | 0 | 0 | 0 | 0 | 0 | 0 | 0 | 0 | 0 | 0 | 0 | 0 | 0 | 0 | 0 | [10 empty] | 0 | 0 | 0 | 0 | 0 | 0 | 0 | 0 | 0 | 0 | 0 | 0 | 0 | 0 | 0 | 0 | 0 | 0 | 0 | 0 | 0 | 0 | 0 | 0 | 0 | 0 | 0 | 0 | 0 | 0
C&I CPP-With Enablement_PSE_Winter_9.26.2018_12.45.55 PM.xlsx | Inputs_endUseLoadShapes_PSE.xlsx | Inputs_Global_PSE.xlsx | Inputs_Product_C&I CPP-With Enablement.xlsx | PSE | 20 | Winter | Peak | 4 | C&I CPP-With Enablement | Residential | Multifamily Low-Rise | 331.2956 | 0 | 0 | 0 | 0 | 0 | 0 | 0 | 0 | 0 | 0 | 0 | 0 | 0 | 0 | 0 | 0 | 0 | 0 | 0 | 0 | 0 | 0 | [10 empty] | 0 | 0 | 0 | 0 | 0 | 0 | 0 | 0 | 0 | 0 | 0 | 0 | 0 | 0 | 0 | 0 | 0 | 0 | 0 | 0 | 0 | 0 | 0 | 0 | 0 | 0 | 0 | 0 | 0 | 0
C&I CPP-With Enablement_PSE_Winter_9.26.2018_12.45.55 PM.xlsx | Inputs_endUseLoadShapes_PSE.xlsx | Inputs_Global_PSE.xlsx | Inputs_Product_C&I CPP-With Enablement.xlsx | PSE | 20 | Winter | Peak | 4 | C&I CPP-With Enablement | Residential | Multifamily High-Rise | 60.3694 | 0 | 0 | 0 | 0 | 0 | 0 | 0 | 0 | 0 | 0 | 0 | 0 | 0 | 0 | 0 | 0 | 0 | 0 | 0 | 0 | 0 | 0 | [10 empty] | 0 | 0 | 0 | 0 | 0 | 0 | 0 | 0 | 0 | 0 | 0 | 0 | 0 | 0 | 0 | 0 | 0 | 0 | 0 | 0 | 0 | 0 | 0 | 0 | 0 | 0 | 0 | 0 | 0 | 0
C&I CPP-With Enablement_PSE_Winter_9.26.2018_12.45.55 PM.xlsx | Inputs_endUseLoadShapes_PSE.xlsx | Inputs_Global_PSE.xlsx | Inputs_Product_C&I CPP-With Enablement.xlsx | PSE | 20 | Winter | Peak | 4 | C&I CPP-With Enablement | Residential | Manufactured | 136.2338 | 0 | 0 | 0 | 0 | 0 | 0 | 0 | 0 | 0 | 0 | 0 | 0 | 0 | 0 | 0 | 0 | 0 | 0 | 0 | 0 | 0 | 0 | [10 empty] | 0 | 0 | 0 | 0 | 0 | 0 | 0 | 0 | 0 | 0 | 0 | 0 | 0 | 0 | 0 | 0 | 0 | 0 | 0 | 0 | 0 | 0 | 0 | 0 | 0 | 0 | 0 | 0 | 0 | 0
C&I CPP-With Enablement_PSE_Winter_9.26.2018_12.45.55 PM.xlsx | Inputs_endUseLoadShapes_PSE.xlsx | Inputs_Global_PSE.xlsx | Inputs_Product_C&I CPP-With Enablement.xlsx | PSE | 20 | Winter | Peak | 4 | C&I CPP-With Enablement | 0 | 0 | 0 | 0 | 0 | 0 | 0 | 0 | 0 | 0 | 0 | 0 | 0 | 0 | 0 | 0 | 0 | 0 | 0 | 0 | 0 | 0 | 0 | 0 | 0 | [10 empty] | 0 | 0 | 0 | 0 | 0 | 0 | 0 | 0 | 0 | 0 | 0 | 0 | 0 | 0 | 0 | 0 | 0 | 0 | 0 | 0 | 0 | 0 | 0 | 0 | 0 | 0 | 0 | 0 | 0 | 0
C&I Curtailment-AutoDR_PSE_Winter_9.19.2018_9.16.08 PM.xlsx | Inputs_endUseLoadShapes_PSE.xlsx | Inputs_Global_PSE.xlsx | Inputs_Product_C&I Curtailment-AutoDR.xlsx | PSE | 20 | Winter | Peak | 4 | C&I Curtailment-AutoDR | Commercial | Hospital | 56.3901 | 43.9843 | 10.9961 | 0.81471 | 0.84089 | 0.84571 | 0.86918 | 0.90689 | 0.92009 | 0.92797 | 0.93418 | 0.93804 | 0.95518 | 0.97937 | 0.99802 | 1.016 | 1.0372 | 1.0647 | 1.0913 | 1.1208 | 1.1428 | 1.1671 | 1.1949 | [10 empty] | 805.7015 | 819.0424 | 832.1925 | 846.6675 | 861.949 | 877.3659 | 892.4723 | 907.5068 | 922.8033 | 938.27 | 953.9624 | 969.8632 | 985.804 | 1001.8312 | 1018.1269 | 1034.7699 | 1051.6652 | 1068.8752 | 1086.3829 | 1103.9707 | 0 | 0 | 0 | 0 | 0 | 0 | 0 | 0 | 0 | 0
C&I Curtailment-AutoDR_PSE_Winter_9.19.2018_9.16.08 PM.xlsx | Inputs_endUseLoadShapes_PSE.xlsx | Inputs_Global_PSE.xlsx | Inputs_Product_C&I Curtailment-AutoDR.xlsx | PSE | 20 | Winter | Peak | 4 | C&I Curtailment-AutoDR | Commercial | Large Office | 259.0812 | 93.2692 | 23.3173 | 4.2387 | 4.3748 | 4.3999 | 4.522 | 4.7182 | 4.7869 | 4.8279 | 4.8602 | 4.8803 | 4.9695 | 5.0953 | 5.1924 | 5.2857 | 5.3963 | 5.5394 | 5.6776 | 5.8313 | 5.9456 | 6.0719 | 6.2169 | [10 empty] | 1934.6701 | 1966.7045 | 1998.281 | 2033.0387 | 2069.733 | 2106.7525 | 2143.0262 | 2179.1275 | 2215.8579 | 2252.9968 | 2290.6779 | 2328.8591 | 2367.1367 | 2405.6216 | 2444.7512 | 2484.7147 | 2525.2842 | 2566.6094 | 2608.6491 | 2650.8815 | 0 | 0 | 0 | 0 | 0 | 0 | 0 | 0 | 0 | 0
C&I Curtailment-AutoDR_PSE_Winter_9.19.2018_9.16.08 PM.xlsx | Inputs_endUseLoadShapes_PSE.xlsx | Inputs_Global_PSE.xlsx | Inputs_Product_C&I Curtailment-AutoDR.xlsx | PSE | 20 | Winter | Peak | 4 | C&I Curtailment-AutoDR | Commercial | Large Retail | 56.0608 | 29.7122 | 7.4281 | 0.87388 | 0.90196 | 0.90713 | 0.9323 | 0.97275 | 0.98691 | 0.99537 | 1.002 | 1.0062 | 1.0246 | 1.0505 | 1.0705 | 1.0897 | 1.1126 | 1.1421 | 1.1705 | 1.2022 | 1.2258 | 1.2518 | 1.2817 | [10 empty] | 587.2243 | 596.9476 | 606.5319 | 617.0818 | 628.2195 | 639.4559 | 650.4659 | 661.4237 | 672.5723 | 683.845 | 695.2822 | 706.8712 | 718.4895 | 730.1707 | 742.0476 | 754.1776 | 766.4915 | 779.0348 | 791.795 | 804.6136 | 0 | 0 | 0 | 0 | 0 | 0 | 0 | 0 | 0 | 0
C&I Curtailment-AutoDR_PSE_Winter_9.19.2018_9.16.08 PM.xlsx | Inputs_endUseLoadShapes_PSE.xlsx | Inputs_Global_PSE.xlsx | Inputs_Product_C&I Curtailment-AutoDR.xlsx | PSE | 20 | Winter | Peak | 4 | C&I Curtailment-AutoDR | Commercial | Lodging | 64.0096 | 32.6449 | 8.1612 | 0.85758 | 0.88514 | 0.89021 | 0.91491 | 0.95461 | 0.9685 | 0.9768 | 0.98334 | 0.98739 | 1.0054 | 1.0309 | 1.0505 | 1.0694 | 1.0918 | 1.1207 | 1.1487 | 1.1798 | 1.2029 | 1.2285 | 1.2578 | [10 empty] | 554.525 | 563.7069 | 572.7575 | 582.7199 | 593.2374 | 603.8482 | 614.2451 | 624.5926 | 635.1205 | 645.7654 | 656.5658 | 667.5095 | 678.4808 | 689.5115 | 700.7271 | 712.1816 | 723.8098 | 735.6547 | 747.7043 | 759.8092 | 0 | 0 | 0 | 0 | 0 | 0 | 0 | 0 | 0 | 0
C&I Curtailment-AutoDR_PSE_Winter_9.19.2018_9.16.08 PM.xlsx | Inputs_endUseLoadShapes_PSE.xlsx | Inputs_Global_PSE.xlsx | Inputs_Product_C&I Curtailment-AutoDR.xlsx | PSE | 20 | Winter | Peak | 4 | C&I Curtailment-AutoDR | Commercial | Medium Office | 242.2365 | 0 | 0 | 3.2983 | 3.4043 | 3.4238 | 3.5188 | 3.6715 | 3.7249 | 3.7568 | 3.782 | 3.7976 | 3.867 | 3.9649 | 4.0404 | 4.1131 | 4.1991 | 4.3105 | 4.418 | 4.5376 | 4.6266 | 4.7249 | 4.8376 | [10 empty] | 0 | 0 | 0 | 0 | 0 | 0 | 0 | 0 | 0 | 0 | 0 | 0 | 0 | 0 | 0 | 0 | 0 | 0 | 0 | 0 | 0 | 0 | 0 | 0 | 0 | 0 | 0 | 0 | 0 | 0
C&I Curtailment-AutoDR_PSE_Winter_9.19.2018_9.16.08 PM.xlsx | Inputs_endUseLoadShapes_PSE.xlsx | Inputs_Global_PSE.xlsx | Inputs_Product_C&I Curtailment-AutoDR.xlsx | PSE | 20 | Winter | Peak | 4 | C&I Curtailment-AutoDR | Commercial | Medium Retail | 83.438 | 0 | 0 | 1.3013 | 1.3432 | 1.3509 | 1.3883 | 1.4486 | 1.4697 | 1.4823 | 1.4922 | 1.4983 | 1.5257 | 1.5644 | 1.5941 | 1.6228 | 1.6568 | 1.7007 | 1.7431 | 1.7903 | 1.8254 | 1.8642 | 1.9087 | [10 empty] | 0 | 0 | 0 | 0 | 0 | 0 | 0 | 0 | 0 | 0 | 0 | 0 | 0 | 0 | 0 | 0 | 0 | 0 | 0 | 0 | 0 | 0 | 0 | 0 | 0 | 0 | 0 | 0 | 0 | 0
C&I Curtailment-AutoDR_PSE_Winter_9.19.2018_9.16.08 PM.xlsx | Inputs_endUseLoadShapes_PSE.xlsx | Inputs_Global_PSE.xlsx | Inputs_Product_C&I Curtailment-AutoDR.xlsx | PSE | 20 | Winter | Peak | 4 | C&I Curtailment-AutoDR | Commercial | Other and Assembly | 327.1167 | 112.7657 | 28.1914 | 4.333 | 4.4722 | 4.4978 | 4.6226 | 4.8232 | 4.8934 | 4.9353 | 4.9683 | 4.9888 | 5.08 | 5.2087 | 5.3079 | 5.4033 | 5.5164 | 5.6626 | 5.8039 | 5.9611 | 6.0779 | 6.207 | 6.3551 | [10 empty] | 1893.7984 | 1925.1561 | 1956.0655 | 1990.0889 | 2026.0079 | 2062.2454 | 2097.7528 | 2133.0915 | 2169.0459 | 2205.4001 | 2242.2852 | 2279.6598 | 2317.1288 | 2354.8007 | 2393.1036 | 2432.2228 | 2471.9353 | 2512.3874 | 2553.539 | 2594.8791 | 0 | 0 | 0 | 0 | 0 | 0 | 0 | 0 | 0 | 0
C&I Curtailment-AutoDR_PSE_Winter_9.19.2018_9.16.08 PM.xlsx | Inputs_endUseLoadShapes_PSE.xlsx | Inputs_Global_PSE.xlsx | Inputs_Product_C&I Curtailment-AutoDR.xlsx | PSE | 20 | Winter | Peak | 4 | C&I Curtailment-AutoDR | Commercial | Residential Care | 21.5658 | 16.8213 | 4.2053 | 0.31054 | 0.32052 | 0.32235 | 0.3313 | 0.34567 | 0.35071 | 0.35371 | 0.35608 | 0.35755 | 0.36408 | 0.3733 | 0.38041 | 0.38725 | 0.39535 | 0.40584 | 0.41596 | 0.42722 | 0.4356 | 0.44485 | 0.45547 | [10 empty] | 307.105 | 312.1901 | 317.2024 | 322.7198 | 328.5446 | 334.421 | 340.179 | 345.9096 | 351.7401 | 357.6354 | 363.6168 | 369.6776 | 375.7537 | 381.8627 | 388.0741 | 394.4178 | 400.8577 | 407.4176 | 414.0908 | 420.7947 | 0 | 0 | 0 | 0 | 0 | 0 | 0 | 0 | 0 | 0
C&I Curtailment-AutoDR_PSE_Winter_9.19.2018_9.16.08 PM.xlsx | Inputs_endUseLoadShapes_PSE.xlsx | Inputs_Global_PSE.xlsx | Inputs_Product_C&I Curtailment-AutoDR.xlsx | PSE | 20 | Winter | Peak | 4 | C&I Curtailment-AutoDR | Commercial | Restaurant | 93.7598 | 14.064 | 3.516 | 1.4031 | 1.4482 | 1.4565 | 1.4969 | 1.5619 | 1.5846 | 1.5982 | 1.6089 | 1.6155 | 1.645 | 1.6867 | 1.7188 | 1.7497 | 1.7863 | 1.8337 | 1.8795 | 1.9303 | 1.9682 | 2.01 | 2.058 | [10 empty] | 266.8477 | 271.2662 | 275.6215 | 280.4157 | 285.4769 | 290.5829 | 295.5862 | 300.5656 | 305.6318 | 310.7543 | 315.9517 | 321.218 | 326.4976 | 331.8058 | 337.2029 | 342.715 | 348.3107 | 354.0107 | 359.8092 | 365.6343 | 0 | 0 | 0 | 0 | 0 | 0 | 0 | 0 | 0 | 0
C&I Curtailment-AutoDR_PSE_Winter_9.19.2018_9.16.08 PM.xlsx | Inputs_endUseLoadShapes_PSE.xlsx | Inputs_Global_PSE.xlsx | Inputs_Product_C&I Curtailment-AutoDR.xlsx | PSE | 20 | Winter | Peak | 4 | C&I Curtailment-AutoDR | Commercial | School K-12 | 102.6773 | 80.0883 | 20.0221 | 1.4633 | 1.5103 | 1.519 | 1.5612 | 1.6289 | 1.6526 | 1.6668 | 1.6779 | 1.6848 | 1.7156 | 1.7591 | 1.7926 | 1.8248 | 1.863 | 1.9124 | 1.9601 | 2.0132 | 2.0526 | 2.0962 | 2.1463 | [10 empty] | 1447.1455 | 1471.1074 | 1494.7268 | 1520.7258 | 1548.1733 | 1575.8642 | 1602.9971 | 1630.0012 | 1657.4757 | 1685.2558 | 1713.4416 | 1742.0014 | 1770.6333 | 1799.4202 | 1828.6894 | 1858.5823 | 1888.9286 | 1919.84 | 1951.286 | 1982.8761 | 0 | 0 | 0 | 0 | 0 | 0 | 0 | 0 | 0 | 0
C&I Curtailment-AutoDR_PSE_Winter_9.19.2018_9.16.08 PM.xlsx | Inputs_endUseLoadShapes_PSE.xlsx | Inputs_Global_PSE.xlsx | Inputs_Product_C&I Curtailment-AutoDR.xlsx | PSE | 20 | Winter | Peak | 4 | C&I Curtailment-AutoDR | Commercial | Small Office | 206.2795 | 0 | 0 | 2.8087 | 2.899 | 2.9156 | 2.9965 | 3.1265 | 3.172 | 3.1992 | 3.2206 | 3.2339 | 3.293 | 3.3764 | 3.4407 | 3.5025 | 3.5758 | 3.6706 | 3.7622 | 3.8641 | 3.9398 | 4.0235 | 4.1195 | [10 empty] | 0 | 0 | 0 | 0 | 0 | 0 | 0 | 0 | 0 | 0 | 0 | 0 | 0 | 0 | 0 | 0 | 0 | 0 | 0 | 0 | 0 | 0 | 0 | 0 | 0 | 0 | 0 | 0 | 0 | 0
C&I Curtailment-AutoDR_PSE_Winter_9.19.2018_9.16.08 PM.xlsx | Inputs_endUseLoadShapes_PSE.xlsx | Inputs_Global_PSE.xlsx | Inputs_Product_C&I Curtailment-AutoDR.xlsx | PSE | 20 | Winter | Peak | 4 | C&I Curtailment-AutoDR | Commercial | Small Retail | 18.0417 | 0 | 0 | 0.28128 | 0.29031 | 0.29198 | 0.30008 | 0.3131 | 0.31766 | 0.32038 | 0.32252 | 0.32385 | 0.32977 | 0.33812 | 0.34456 | 0.35076 | 0.3581 | 0.36759 | 0.37676 | 0.38696 | 0.39455 | 0.40293 | 0.41255 | [10 empty] | 0 | 0 | 0 | 0 | 0 | 0 | 0 | 0 | 0 | 0 | 0 | 0 | 0 | 0 | 0 | 0 | 0 | 0 | 0 | 0 | 0 | 0 | 0 | 0 | 0 | 0 | 0 | 0 | 0 | 0
C&I Curtailment-AutoDR_PSE_Winter_9.19.2018_9.16.08 PM.xlsx | Inputs_endUseLoadShapes_PSE.xlsx | Inputs_Global_PSE.xlsx | Inputs_Product_C&I Curtailment-AutoDR.xlsx | PSE | 20 | Winter | Peak | 4 | C&I Curtailment-AutoDR | Commercial | Supermarket and MiniMart | 104.4353 | 71.016 | 17.754 | 1.6877 | 1.742 | 1.7519 | 1.8006 | 1.8787 | 1.906 | 1.9224 | 1.9352 | 1.9432 | 1.9787 | 2.0288 | 2.0675 | 2.1046 | 2.1487 | 2.2057 | 2.2607 | 2.3219 | 2.3674 | 2.4177 | 2.4754 | [10 empty] | 1455.088 | 1479.1814 | 1502.9304 | 1529.0721 | 1556.6703 | 1584.5131 | 1611.795 | 1638.9472 | 1666.5726 | 1694.5051 | 1722.8456 | 1751.5621 | 1780.3511 | 1809.2961 | 1838.7259 | 1868.7829 | 1899.2957 | 1930.3768 | 1961.9954 | 1993.7588 | 0 | 0 | 0 | 0 | 0 | 0 | 0 | 0 | 0 | 0
C&I Curtailment-AutoDR_PSE_Winter_9.19.2018_9.16.08 PM.xlsx | Inputs_endUseLoadShapes_PSE.xlsx | Inputs_Global_PSE.xlsx | Inputs_Product_C&I Curtailment-AutoDR.xlsx | PSE | 20 | Winter | Peak | 4 | C&I Curtailment-AutoDR | Commercial | University | 43.4191 | 33.8669 | 8.4667 | 0.58017 | 0.59881 | 0.60224 | 0.61896 | 0.64581 | 0.65521 | 0.66082 | 0.66524 | 0.66799 | 0.6802 | 0.69743 | 0.71071 | 0.72348 | 0.73862 | 0.75821 | 0.77712 | 0.79817 | 0.81381 | 0.8311 | 0.85093 | [10 empty] | 573.7523 | 583.2525 | 592.617 | 602.9248 | 613.807 | 624.7856 | 635.5431 | 646.2494 | 657.1423 | 668.1563 | 679.3312 | 690.6543 | 702.0061 | 713.4193 | 725.0237 | 736.8754 | 748.9068 | 761.1623 | 773.6298 | 786.1544 | 0 | 0 | 0 | 0 | 0 | 0 | 0 | 0 | 0 | 0
C&I Curtailment-AutoDR_PSE_Winter_9.19.2018_9.16.08 PM.xlsx | Inputs_endUseLoadShapes_PSE.xlsx | Inputs_Global_PSE.xlsx | Inputs_Product_C&I Curtailment-AutoDR.xlsx | PSE | 20 | Winter | Peak | 4 | C&I Curtailment-AutoDR | Commercial | Warehouse | 102.3136 | 84.9203 | 21.2301 | 1.5141 | 1.5627 | 1.5717 | 1.6153 | 1.6854 | 1.7099 | 1.7245 | 1.7361 | 1.7432 | 1.7751 | 1.8201 | 1.8547 | 1.8881 | 1.9276 | 1.9787 | 2.028 | 2.083 | 2.1238 | 2.1689 | 2.2207 | [10 empty] | 1593.293 | 1619.6748 | 1645.6796 | 1674.3042 | 1704.5237 | 1735.011 | 1764.8841 | 1794.6153 | 1824.8645 | 1855.4502 | 1886.4824 | 1917.9264 | 1949.4499 | 1981.144 | 2013.3691 | 2046.2809 | 2079.6918 | 2113.7251 | 2148.3468 | 2183.1271 | 0 | 0 | 0 | 0 | 0 | 0 | 0 | 0 | 0 | 0
C&I Curtailment-AutoDR_PSE_Winter_9.19.2018_9.16.08 PM.xlsx | Inputs_endUseLoadShapes_PSE.xlsx | Inputs_Global_PSE.xlsx | Inputs_Product_C&I Curtailment-AutoDR.xlsx | PSE | 20 | Winter | Peak | 4 | C&I Curtailment-AutoDR | Commercial | Xlarge Retail | 41.1584 | 21.814 | 5.4535 | 0.61478 | 0.63453 | 0.63817 | 0.65588 | 0.68434 | 0.69429 | 0.70024 | 0.70493 | 0.70784 | 0.72078 | 0.73903 | 0.7531 | 0.76664 | 0.78268 | 0.80344 | 0.82348 | 0.84578 | 0.86236 | 0.88068 | 0.9017 | [10 empty] | 413.1139 | 419.9543 | 426.6969 | 434.1188 | 441.9542 | 449.859 | 457.6046 | 465.3134 | 473.1565 | 481.0868 | 489.133 | 497.2859 | 505.4594 | 513.6771 | 522.0325 | 530.566 | 539.2289 | 548.0532 | 557.03 | 566.0479 | 0 | 0 | 0 | 0 | 0 | 0 | 0 | 0 | 0 | 0
C&I Curtailment-AutoDR_PSE_Winter_9.19.2018_9.16.08 PM.xlsx | Inputs_endUseLoadShapes_PSE.xlsx | Inputs_Global_PSE.xlsx | Inputs_Product_C&I Curtailment-AutoDR.xlsx | PSE | 20 | Winter | Peak | 4 | C&I Curtailment-AutoDR | Industrial | Mechanical Pulp | 0 | 0 | 0 | 0.014628 | 0.013992 | 0.013624 | 0.013797 | 0.01389 | 0.013503 | 0.013212 | 0.012878 | 0.012717 | 0.012612 | 0.012524 | 0.012351 | 0.012267 | 0.012189 | 0.012146 | 0.012085 | 0.012051 | 0.011923 | 0.011847 | 0.011785 | [10 empty] | 8453.6856 | 8085.8313 | 7873.2215 | 7973.2404 | 8026.7815 | 7803.3203 | 7635.4027 | 7442.0882 | 7348.9372 | 7288.1017 | 7237.6837 | 7137.3178 | 7089.3 | 7043.8921 | 7018.994 | 6983.7144 | 6964.1444 | 6890.1369 | 6846.2544 | 6810.3922 | 0 | 0 | 0 | 0 | 0 | 0 | 0 | 0 | 0 | 0
C&I Curtailment-AutoDR_PSE_Winter_9.19.2018_9.16.08 PM.xlsx | Inputs_endUseLoadShapes_PSE.xlsx | Inputs_Global_PSE.xlsx | Inputs_Product_C&I Curtailment-AutoDR.xlsx | PSE | 20 | Winter | Peak | 4 | C&I Curtailment-AutoDR | Industrial | Kraft Pulp | 0 | 0 | 0 | 2.4976e-05 | 2.3889e-05 | 2.3261e-05 | 2.3557e-05 | 2.3715e-05 | 2.3055e-05 | 2.2559e-05 | 2.1988e-05 | 2.1712e-05 | 2.1533e-05 | 2.1384e-05 | 2.1087e-05 | 2.0945e-05 | 2.0811e-05 | 2.0737e-05 | 2.0633e-05 | 2.0575e-05 | 2.0357e-05 | 2.0227e-05 | 2.0121e-05 | [10 empty] | 14.4336 | 13.8055 | 13.4425 | 13.6133 | 13.7047 | 13.3232 | 13.0365 | 12.7064 | 12.5474 | 12.4435 | 12.3574 | 12.1861 | 12.1041 | 12.0266 | 11.984 | 11.9238 | 11.8904 | 11.764 | 11.6891 | 11.6279 | 0 | 0 | 0 | 0 | 0 | 0 | 0 | 0 | 0 | 0
C&I Curtailment-AutoDR_PSE_Winter_9.19.2018_9.16.08 PM.xlsx | Inputs_endUseLoadShapes_PSE.xlsx | Inputs_Global_PSE.xlsx | Inputs_Product_C&I Curtailment-AutoDR.xlsx | PSE | 20 | Winter | Peak | 4 | C&I Curtailment-AutoDR | Industrial | Paper | 0 | 0 | 0 | 0.0030855 | 0.0029513 | 0.0028737 | 0.0029102 | 0.0029297 | 0.0028482 | 0.0027869 | 0.0027163 | 0.0026823 | 0.0026601 | 0.0026417 | 0.0026051 | 0.0025876 | 0.002571 | 0.0025619 | 0.002549 | 0.0025419 | 0.0025149 | 0.0024988 | 0.0024858 | [10 empty] | 1783.1141 | 1705.5236 | 1660.6783 | 1681.775 | 1693.0683 | 1645.9342 | 1610.5158 | 1569.7405 | 1550.0924 | 1537.2605 | 1526.626 | 1505.456 | 1495.3278 | 1485.75 | 1480.4983 | 1473.0569 | 1468.929 | 1453.3188 | 1444.0628 | 1436.4985 | 0 | 0 | 0 | 0 | 0 | 0 | 0 | 0 | 0 | 0
C&I Curtailment-AutoDR_PSE_Winter_9.19.2018_9.16.08 PM.xlsx | Inputs_endUseLoadShapes_PSE.xlsx | Inputs_Global_PSE.xlsx | Inputs_Product_C&I Curtailment-AutoDR.xlsx | PSE | 20 | Winter | Peak | 4 | C&I Curtailment-AutoDR | Industrial | Foundries | 0 | 0 | 0 | 0.0084798 | 0.0081108 | 0.0078976 | 0.0079979 | 0.0080516 | 0.0078274 | 0.007659 | 0.0074651 | 0.0073716 | 0.0073106 | 0.0072601 | 0.0071594 | 0.0071112 | 0.0070657 | 0.0070407 | 0.0070053 | 0.0069857 | 0.0069114 | 0.0068674 | 0.0068314 | [10 empty] | 3675.3164 | 3515.3884 | 3422.9543 | 3466.4385 | 3489.7159 | 3392.5642 | 3319.5605 | 3235.5152 | 3195.017 | 3168.5682 | 3146.6486 | 3103.0135 | 3082.1374 | 3062.3959 | 3051.5712 | 3036.2331 | 3027.7249 | 2995.5494 | 2976.4711 | 2960.8797 | 0 | 0 | 0 | 0 | 0 | 0 | 0 | 0 | 0 | 0
C&I Curtailment-AutoDR_PSE_Winter_9.19.2018_9.16.08 PM.xlsx | Inputs_endUseLoadShapes_PSE.xlsx | Inputs_Global_PSE.xlsx | Inputs_Product_C&I Curtailment-AutoDR.xlsx | PSE | 20 | Winter | Peak | 4 | C&I Curtailment-AutoDR | Industrial | Frozen Food | 0 | 0 | 0 | 0.0049894 | 0.0047723 | 0.0046468 | 0.0047058 | 0.0047374 | 0.0046056 | 0.0045065 | 0.0043924 | 0.0043374 | 0.0043015 | 0.0042717 | 0.0042125 | 0.0041841 | 0.0041573 | 0.0041426 | 0.0041218 | 0.0041103 | 0.0040666 | 0.0040407 | 0.0040195 | [10 empty] | 2652.6759 | 2537.2472 | 2470.5325 | 2501.9174 | 2518.718 | 2448.5983 | 2395.9075 | 2335.2475 | 2306.0177 | 2286.9282 | 2271.1076 | 2239.6138 | 2224.5464 | 2210.2978 | 2202.4851 | 2191.4147 | 2185.2739 | 2162.0511 | 2148.2812 | 2137.0281 | 0 | 0 | 0 | 0 | 0 | 0 | 0 | 0 | 0 | 0
C&I Curtailment-AutoDR_PSE_Winter_9.19.2018_9.16.08 PM.xlsx | Inputs_endUseLoadShapes_PSE.xlsx | Inputs_Global_PSE.xlsx | Inputs_Product_C&I Curtailment-AutoDR.xlsx | PSE | 20 | Winter | Peak | 4 | C&I Curtailment-AutoDR | Industrial | Other Food | 0 | 0 | 0 | 0.051897 | 0.049639 | 0.048334 | 0.048948 | 0.049277 | 0.047905 | 0.046874 | 0.045687 | 0.045115 | 0.044742 | 0.044432 | 0.043816 | 0.043521 | 0.043243 | 0.04309 | 0.042873 | 0.042753 | 0.042299 | 0.042029 | 0.041809 | [10 empty] | 27591.8317 | 26391.1988 | 25697.2655 | 26023.7155 | 26198.4671 | 25469.1162 | 24921.053 | 24290.0973 | 23986.0634 | 23787.5035 | 23622.9453 | 23295.3627 | 23138.6384 | 22990.4322 | 22909.1677 | 22794.0195 | 22730.1452 | 22488.5935 | 22345.366 | 22228.3163 | 0 | 0 | 0 | 0 | 0 | 0 | 0 | 0 | 0 | 0
C&I Curtailment-AutoDR_PSE_Winter_9.19.2018_9.16.08 PM.xlsx | Inputs_endUseLoadShapes_PSE.xlsx | Inputs_Global_PSE.xlsx | Inputs_Product_C&I Curtailment-AutoDR.xlsx | PSE | 20 | Winter | Peak | 4 | C&I Curtailment-AutoDR | Industrial | Wood - Lumber | 0 | 0 | 0 | 0.011103 | 0.01062 | 0.010341 | 0.010472 | 0.010543 | 0.010249 | 0.010029 | 0.0097747 | 0.0096523 | 0.0095724 | 0.0095062 | 0.0093744 | 0.0093113 | 0.0092517 | 0.009219 | 0.0091726 | 0.0091469 | 0.0090497 | 0.0089921 | 0.008945 | [10 empty] | 5004.8995 | 4787.1159 | 4661.2429 | 4720.4579 | 4752.1562 | 4619.8588 | 4520.4453 | 4405.9958 | 4350.8469 | 4314.83 | 4284.9807 | 4225.5603 | 4197.132 | 4170.2488 | 4155.5082 | 4134.6214 | 4123.0352 | 4079.2199 | 4053.2398 | 4032.0081 | 0 | 0 | 0 | 0 | 0 | 0 | 0 | 0 | 0 | 0
C&I Curtailment-AutoDR_PSE_Winter_9.19.2018_9.16.08 PM.xlsx | Inputs_endUseLoadShapes_PSE.xlsx | Inputs_Global_PSE.xlsx | Inputs_Product_C&I Curtailment-AutoDR.xlsx | PSE | 20 | Winter | Peak | 4 | C&I Curtailment-AutoDR | Industrial | Wood - Panel | 0 | 0 | 0 | 0.0031727 | 0.0030347 | 0.0029549 | 0.0029924 | 0.0030125 | 0.0029286 | 0.0028656 | 0.0027931 | 0.0027581 | 0.0027353 | 0.0027163 | 0.0026787 | 0.0026606 | 0.0026436 | 0.0026343 | 0.002621 | 0.0026137 | 0.0025859 | 0.0025694 | 0.002556 | [10 empty] | 1430.1192 | 1367.8889 | 1331.9215 | 1348.8418 | 1357.8994 | 1320.0962 | 1291.6894 | 1258.9862 | 1243.2277 | 1232.9361 | 1224.4069 | 1207.4278 | 1199.3046 | 1191.6229 | 1187.4109 | 1181.4426 | 1178.1319 | 1165.612 | 1158.1883 | 1152.1215 | 0 | 0 | 0 | 0 | 0 | 0 | 0 | 0 | 0 | 0
C&I Curtailment-AutoDR_PSE_Winter_9.19.2018_9.16.08 PM.xlsx | Inputs_endUseLoadShapes_PSE.xlsx | Inputs_Global_PSE.xlsx | Inputs_Product_C&I Curtailment-AutoDR.xlsx | PSE | 20 | Winter | Peak | 4 | C&I Curtailment-AutoDR | Industrial | Wood - Other | 0 | 0 | 0 | 0.01698 | 0.016242 | 0.015815 | 0.016015 | 0.016123 | 0.015674 | 0.015337 | 0.014949 | 0.014761 | 0.014639 | 0.014538 | 0.014336 | 0.01424 | 0.014149 | 0.014099 | 0.014028 | 0.013989 | 0.01384 | 0.013752 | 0.01368 | [10 empty] | 7654.0576 | 7320.9984 | 7128.4992 | 7219.0574 | 7267.534 | 7065.2099 | 6913.1755 | 6738.1464 | 6653.8065 | 6598.7254 | 6553.0765 | 6462.2041 | 6418.7283 | 6377.6154 | 6355.0724 | 6323.1299 | 6305.411 | 6238.4038 | 6198.6721 | 6166.2022 | 0 | 0 | 0 | 0 | 0 | 0 | 0 | 0 | 0 | 0
C&I Curtailment-AutoDR_PSE_Winter_9.19.2018_9.16.08 PM.xlsx | Inputs_endUseLoadShapes_PSE.xlsx | Inputs_Global_PSE.xlsx | Inputs_Product_C&I Curtailment-AutoDR.xlsx | PSE | 20 | Winter | Peak | 4 | C&I Curtailment-AutoDR | Industrial | Sugar | 0 | 0 | 0 | 0.00087863 | 0.0008404 | 0.0008183 | 0.00082869 | 0.00083426 | 0.00081103 | 0.00079358 | 0.00077349 | 0.00076381 | 0.00075748 | 0.00075224 | 0.00074181 | 0.00073682 | 0.0007321 | 0.00072951 | 0.00072585 | 0.00072381 | 0.00071612 | 0.00071156 | 0.00070783 | [10 empty] | 467.133 | 446.8062 | 435.0578 | 440.5846 | 443.5432 | 431.1952 | 421.9164 | 411.2343 | 406.0869 | 402.7253 | 399.9393 | 394.3933 | 391.7399 | 389.2308 | 387.855 | 385.9055 | 384.8241 | 380.7346 | 378.3097 | 376.3281 | 0 | 0 | 0 | 0 | 0 | 0 | 0 | 0 | 0 | 0
C&I Curtailment-AutoDR_PSE_Winter_9.19.2018_9.16.08 PM.xlsx | Inputs_endUseLoadShapes_PSE.xlsx | Inputs_Global_PSE.xlsx | Inputs_Product_C&I Curtailment-AutoDR.xlsx | PSE | 20 | Winter | Peak | 4 | C&I Curtailment-AutoDR | Industrial | Hi Tech - Chip Fab | 0 | 0 | 0 | 0.012261 | 0.011727 | 0.011419 | 0.011564 | 0.011642 | 0.011318 | 0.011074 | 0.010794 | 0.010659 | 0.01057 | 0.010497 | 0.010352 | 0.010282 | 0.010216 | 0.01018 | 0.010129 | 0.010101 | 0.0099932 | 0.0099296 | 0.0098776 | [10 empty] | 2692.4995 | 2575.3379 | 2507.6217 | 2539.4777 | 2556.5305 | 2485.3581 | 2431.8764 | 2370.3057 | 2340.6371 | 2321.2609 | 2305.2028 | 2273.2363 | 2257.9426 | 2243.4802 | 2235.5501 | 2224.3136 | 2218.0805 | 2194.5091 | 2180.5325 | 2169.1105 | 0 | 0 | 0 | 0 | 0 | 0 | 0 | 0 | 0 | 0
C&I Curtailment-AutoDR_PSE_Winter_9.19.2018_9.16.08 PM.xlsx | Inputs_endUseLoadShapes_PSE.xlsx | Inputs_Global_PSE.xlsx | Inputs_Product_C&I Curtailment-AutoDR.xlsx | PSE | 20 | Winter | Peak | 4 | C&I Curtailment-AutoDR | Industrial | Hi Tech - Silicon | 0 | 0 | 0 | 0.0030154 | 0.0028842 | 0.0028084 | 0.0028441 | 0.0028632 | 0.0027835 | 0.0027236 | 0.0026546 | 0.0026214 | 0.0025997 | 0.0025817 | 0.0025459 | 0.0025288 | 0.0025126 | 0.0025037 | 0.0024911 | 0.0024841 | 0.0024577 | 0.0024421 | 0.0024293 | [10 empty] | 662.1881 | 633.3736 | 616.7196 | 624.5542 | 628.7481 | 611.2441 | 598.0909 | 582.9484 | 575.6517 | 570.8864 | 566.9371 | 559.0753 | 555.314 | 551.7572 | 549.8069 | 547.0434 | 545.5104 | 539.7133 | 536.2759 | 533.4668 | 0 | 0 | 0 | 0 | 0 | 0 | 0 | 0 | 0 | 0
C&I Curtailment-AutoDR_PSE_Winter_9.19.2018_9.16.08 PM.xlsx | Inputs_endUseLoadShapes_PSE.xlsx | Inputs_Global_PSE.xlsx | Inputs_Product_C&I Curtailment-AutoDR.xlsx | PSE | 20 | Winter | Peak | 4 | C&I Curtailment-AutoDR | Industrial | Metal Fab | 0 | 0 | 0 | 0.039378 | 0.037665 | 0.036674 | 0.03714 | 0.03739 | 0.036349 | 0.035566 | 0.034666 | 0.034232 | 0.033949 | 0.033714 | 0.033246 | 0.033023 | 0.032811 | 0.032695 | 0.032531 | 0.03244 | 0.032095 | 0.031891 | 0.031724 | [10 empty] | 17067.2556 | 16324.5899 | 15895.3491 | 16097.2786 | 16205.3733 | 15754.2247 | 15415.2137 | 15024.9285 | 14836.8647 | 14714.0431 | 14612.2537 | 14409.6236 | 14312.6799 | 14221.0052 | 14170.7381 | 14099.5118 | 14060.0016 | 13910.5869 | 13821.9919 | 13749.5893 | 0 | 0 | 0 | 0 | 0 | 0 | 0 | 0 | 0 | 0
C&I Curtailment-AutoDR_PSE_Winter_9.19.2018_9.16.08 PM.xlsx | Inputs_endUseLoadShapes_PSE.xlsx | Inputs_Global_PSE.xlsx | Inputs_Product_C&I Curtailment-AutoDR.xlsx | PSE | 20 | Winter | Peak | 4 | C&I Curtailment-AutoDR | Industrial | Transportation, Equip | 0 | 0 | 0 | 0.075304 | 0.072027 | 0.070133 | 0.071024 | 0.071501 | 0.06951 | 0.068015 | 0.066293 | 0.065463 | 0.064921 | 0.064472 | 0.063578 | 0.06315 | 0.062746 | 0.062524 | 0.06221 | 0.062035 | 0.061376 | 0.060985 | 0.060666 | [10 empty] | 29589.022 | 28301.4833 | 27557.3207 | 27907.4002 | 28094.801 | 27312.6572 | 26724.9233 | 26048.2969 | 25722.256 | 25509.3236 | 25332.8542 | 24981.56 | 24813.4915 | 24654.5576 | 24567.411 | 24443.9279 | 24375.4302 | 24116.3941 | 23962.7994 | 23837.2772 | 0 | 0 | 0 | 0 | 0 | 0 | 0 | 0 | 0 | 0
C&I Curtailment-AutoDR_PSE_Winter_9.19.2018_9.16.08 PM.xlsx | Inputs_endUseLoadShapes_PSE.xlsx | Inputs_Global_PSE.xlsx | Inputs_Product_C&I Curtailment-AutoDR.xlsx | PSE | 20 | Winter | Peak | 4 | C&I Curtailment-AutoDR | Industrial | Refinery | 0.80728 | 0.6539 | 0.16347 | 0.0032173 | 0.0030773 | 0.0029964 | 0.0030344 | 0.0030548 | 0.0029697 | 0.0029058 | 0.0028323 | 0.0027968 | 0.0027737 | 0.0027545 | 0.0027163 | 0.002698 | 0.0026807 | 0.0026713 | 0.0026578 | 0.0026504 | 0.0026222 | 0.0026055 | 0.0025919 | [10 empty] | 1505.9784 | 1440.4472 | 1402.5719 | 1420.3897 | 1429.9278 | 1390.1194 | 1360.2058 | 1325.7678 | 1309.1735 | 1298.336 | 1289.3543 | 1271.4746 | 1262.9205 | 1254.8313 | 1250.3959 | 1244.111 | 1240.6247 | 1227.4407 | 1219.6233 | 1213.2346 | 0 | 0 | 0 | 0 | 0 | 0 | 0 | 0 | 0 | 0
C&I Curtailment-AutoDR_PSE_Winter_9.19.2018_9.16.08 PM.xlsx | Inputs_endUseLoadShapes_PSE.xlsx | Inputs_Global_PSE.xlsx | Inputs_Product_C&I Curtailment-AutoDR.xlsx | PSE | 20 | Winter | Peak | 4 | C&I Curtailment-AutoDR | Industrial | Cold Storage | 2.5436 | 2.3401 | 0.58503 | 0.010137 | 0.0096959 | 0.009441 | 0.0095609 | 0.0096251 | 0.0093572 | 0.0091558 | 0.008924 | 0.0088123 | 0.0087394 | 0.0086789 | 0.0085585 | 0.008501 | 0.0084465 | 0.0084167 | 0.0083744 | 0.0083509 | 0.0082621 | 0.0082095 | 0.0081665 | [10 empty] | 5389.4709 | 5154.9531 | 5019.4081 | 5083.1731 | 5117.3071 | 4974.844 | 4867.7917 | 4744.548 | 4685.1616 | 4646.3772 | 4614.2343 | 4550.248 | 4519.6353 | 4490.6864 | 4474.8132 | 4452.3214 | 4439.845 | 4392.663 | 4364.6866 | 4341.8235 | 0 | 0 | 0 | 0 | 0 | 0 | 0 | 0 | 0 | 0
C&I Curtailment-AutoDR_PSE_Winter_9.19.2018_9.16.08 PM.xlsx | Inputs_endUseLoadShapes_PSE.xlsx | Inputs_Global_PSE.xlsx | Inputs_Product_C&I Curtailment-AutoDR.xlsx | PSE | 20 | Winter | Peak | 4 | C&I Curtailment-AutoDR | Industrial | Fruit Storage | 0.00034481 | 0.00031723 | 7.9307e-05 | 1.3742e-06 | 1.3144e-06 | 1.2798e-06 | 1.2961e-06 | 1.3048e-06 | 1.2685e-06 | 1.2412e-06 | 1.2097e-06 | 1.1946e-06 | 1.1847e-06 | 1.1765e-06 | 1.1602e-06 | 1.1524e-06 | 1.145e-06 | 1.141e-06 | 1.1352e-06 | 1.1321e-06 | 1.12e-06 | 1.1129e-06 | 1.1071e-06 | [10 empty] | 0.7306 | 0.69881 | 0.68043 | 0.68908 | 0.69371 | 0.67439 | 0.65988 | 0.64317 | 0.63512 | 0.62987 | 0.62551 | 0.61684 | 0.61269 | 0.60876 | 0.60661 | 0.60356 | 0.60187 | 0.59547 | 0.59168 | 0.58858 | 0 | 0 | 0 | 0 | 0 | 0 | 0 | 0 | 0 | 0
C&I Curtailment-AutoDR_PSE_Winter_9.19.2018_9.16.08 PM.xlsx | Inputs_endUseLoadShapes_PSE.xlsx | Inputs_Global_PSE.xlsx | Inputs_Product_C&I Curtailment-AutoDR.xlsx | PSE | 20 | Winter | Peak | 4 | C&I Curtailment-AutoDR | Industrial | Chemical | 5.4314 | 3.6934 | 0.92334 | 0.021646 | 0.020704 | 0.02016 | 0.020416 | 0.020553 | 0.019981 | 0.019551 | 0.019056 | 0.018817 | 0.018661 | 0.018532 | 0.018275 | 0.018152 | 0.018036 | 0.017972 | 0.017882 | 0.017832 | 0.017642 | 0.01753 | 0.017438 | [10 empty] | 8506.1005 | 8135.9655 | 7922.0374 | 8022.6765 | 8076.5495 | 7851.7028 | 7682.7441 | 7488.231 | 7394.5024 | 7333.2897 | 7282.5592 | 7181.5709 | 7133.2554 | 7087.5659 | 7062.5135 | 7027.0152 | 7007.3238 | 6932.8574 | 6888.7028 | 6852.6183 | 0 | 0 | 0 | 0 | 0 | 0 | 0 | 0 | 0 | 0
C&I Curtailment-AutoDR_PSE_Winter_9.19.2018_9.16.08 PM.xlsx | Inputs_endUseLoadShapes_PSE.xlsx | Inputs_Global_PSE.xlsx | Inputs_Product_C&I Curtailment-AutoDR.xlsx | PSE | 20 | Winter | Peak | 4 | C&I Curtailment-AutoDR | Industrial | Misc Manf | 0 | 0 | 0 | 0.22567 | 0.21585 | 0.21017 | 0.21284 | 0.21427 | 0.2083 | 0.20382 | 0.19866 | 0.19618 | 0.19455 | 0.19321 | 0.19053 | 0.18924 | 0.18803 | 0.18737 | 0.18643 | 0.1859 | 0.18393 | 0.18276 | 0.1818 | [10 empty] | 102720.4918 | 98250.7053 | 95667.2894 | 96882.6166 | 97533.1922 | 94817.9219 | 92777.56 | 90428.6008 | 89296.7258 | 88557.5152 | 87944.8883 | 86725.3445 | 86141.882 | 85590.1314 | 85287.5953 | 84858.9146 | 84621.1198 | 83721.8567 | 83188.6412 | 82752.8815 | 0 | 0 | 0 | 0 | 0 | 0 | 0 | 0 | 0 | 0
C&I Curtailment-AutoDR_PSE_Winter_9.19.2018_9.16.08 PM.xlsx | Inputs_endUseLoadShapes_PSE.xlsx | Inputs_Global_PSE.xlsx | Inputs_Product_C&I Curtailment-AutoDR.xlsx | PSE | 20 | Winter | Peak | 4 | C&I Curtailment-AutoDR | Residential | Single Family | 1628.0145 | 0 | 0 | 0 | 0 | 0 | 0 | 0 | 0 | 0 | 0 | 0 | 0 | 0 | 0 | 0 | 0 | 0 | 0 | 0 | 0 | 0 | 0 | [10 empty] | 0 | 0 | 0 | 0 | 0 | 0 | 0 | 0 | 0 | 0 | 0 | 0 | 0 | 0 | 0 | 0 | 0 | 0 | 0 | 0 | 0 | 0 | 0 | 0 | 0 | 0 | 0 | 0 | 0 | 0
C&I Curtailment-AutoDR_PSE_Winter_9.19.2018_9.16.08 PM.xlsx | Inputs_endUseLoadShapes_PSE.xlsx | Inputs_Global_PSE.xlsx | Inputs_Product_C&I Curtailment-AutoDR.xlsx | PSE | 20 | Winter | Peak | 4 | C&I Curtailment-AutoDR | Residential | Multifamily Low-Rise | 331.2956 | 0 | 0 | 0 | 0 | 0 | 0 | 0 | 0 | 0 | 0 | 0 | 0 | 0 | 0 | 0 | 0 | 0 | 0 | 0 | 0 | 0 | 0 | [10 empty] | 0 | 0 | 0 | 0 | 0 | 0 | 0 | 0 | 0 | 0 | 0 | 0 | 0 | 0 | 0 | 0 | 0 | 0 | 0 | 0 | 0 | 0 | 0 | 0 | 0 | 0 | 0 | 0 | 0 | 0
C&I Curtailment-AutoDR_PSE_Winter_9.19.2018_9.16.08 PM.xlsx | Inputs_endUseLoadShapes_PSE.xlsx | Inputs_Global_PSE.xlsx | Inputs_Product_C&I Curtailment-AutoDR.xlsx | PSE | 20 | Winter | Peak | 4 | C&I Curtailment-AutoDR | Residential | Multifamily High-Rise | 60.3694 | 0 | 0 | 0 | 0 | 0 | 0 | 0 | 0 | 0 | 0 | 0 | 0 | 0 | 0 | 0 | 0 | 0 | 0 | 0 | 0 | 0 | 0 | [10 empty] | 0 | 0 | 0 | 0 | 0 | 0 | 0 | 0 | 0 | 0 | 0 | 0 | 0 | 0 | 0 | 0 | 0 | 0 | 0 | 0 | 0 | 0 | 0 | 0 | 0 | 0 | 0 | 0 | 0 | 0
C&I Curtailment-AutoDR_PSE_Winter_9.19.2018_9.16.08 PM.xlsx | Inputs_endUseLoadShapes_PSE.xlsx | Inputs_Global_PSE.xlsx | Inputs_Product_C&I Curtailment-AutoDR.xlsx | PSE | 20 | Winter | Peak | 4 | C&I Curtailment-AutoDR | Residential | Manufactured | 136.2338 | 0 | 0 | 0 | 0 | 0 | 0 | 0 | 0 | 0 | 0 | 0 | 0 | 0 | 0 | 0 | 0 | 0 | 0 | 0 | 0 | 0 | 0 | [10 empty] | 0 | 0 | 0 | 0 | 0 | 0 | 0 | 0 | 0 | 0 | 0 | 0 | 0 | 0 | 0 | 0 | 0 | 0 | 0 | 0 | 0 | 0 | 0 | 0 | 0 | 0 | 0 | 0 | 0 | 0
C&I Curtailment-AutoDR_PSE_Winter_9.19.2018_9.16.08 PM.xlsx | Inputs_endUseLoadShapes_PSE.xlsx | Inputs_Global_PSE.xlsx | Inputs_Product_C&I Curtailment-AutoDR.xlsx | PSE | 20 | Winter | Peak | 4 | C&I Curtailment-AutoDR | 0 | 0 | 0 | 0 | 0 | 0 | 0 | 0 | 0 | 0 | 0 | 0 | 0 | 0 | 0 | 0 | 0 | 0 | 0 | 0 | 0 | 0 | 0 | 0 | 0 | [10 empty] | 0 | 0 | 0 | 0 | 0 | 0 | 0 | 0 | 0 | 0 | 0 | 0 | 0 | 0 | 0 | 0 | 0 | 0 | 0 | 0 | 0 | 0 | 0 | 0 | 0 | 0 | 0 | 0 | 0 | 0
C&I Curtailment-AutoDR_PSE_Winter_9.26.2018_1.05.55 PM.xlsx | Inputs_endUseLoadShapes_PSE.xlsx | Inputs_Global_PSE.xlsx | Inputs_Product_C&I Curtailment-AutoDR.xlsx | PSE | 20 | Winter | Peak | 4 | C&I Curtailment-AutoDR | Commercial | Hospital | 56.3901 | 43.9843 | 10.9961 | 0.40736 | 0.42044 | 0.42285 | 0.43459 | 0.45345 | 0.46004 | 0.46399 | 0.46709 | 0.46902 | 0.47759 | 0.48969 | 0.49901 | 0.50798 | 0.51861 | 0.53236 | 0.54564 | 0.56042 | 0.5714 | 0.58354 | 0.59747 | [10 empty] | 402.8507 | 409.5212 | 416.0963 | 423.3338 | 430.9745 | 438.683 | 446.2361 | 453.7534 | 461.4017 | 469.135 | 476.9812 | 484.9316 | 492.902 | 500.9156 | 509.0635 | 517.3849 | 525.8326 | 534.4376 | 543.1914 | 551.9854 | 0 | 0 | 0 | 0 | 0 | 0 | 0 | 0 | 0 | 0
C&I Curtailment-AutoDR_PSE_Winter_9.26.2018_1.05.55 PM.xlsx | Inputs_endUseLoadShapes_PSE.xlsx | Inputs_Global_PSE.xlsx | Inputs_Product_C&I Curtailment-AutoDR.xlsx | PSE | 20 | Winter | Peak | 4 | C&I Curtailment-AutoDR | Commercial | Large Office | 259.0812 | 93.2692 | 23.3173 | 2.1193 | 2.1874 | 2.2 | 2.261 | 2.3591 | 2.3935 | 2.414 | 2.4301 | 2.4401 | 2.4847 | 2.5477 | 2.5962 | 2.6428 | 2.6982 | 2.7697 | 2.8388 | 2.9157 | 2.9728 | 3.036 | 3.1084 | [10 empty] | 967.3351 | 983.3523 | 999.1405 | 1016.5194 | 1034.8665 | 1053.3763 | 1071.5131 | 1089.5638 | 1107.929 | 1126.4984 | 1145.339 | 1164.4296 | 1183.5684 | 1202.8108 | 1222.3756 | 1242.3573 | 1262.6421 | 1283.3047 | 1304.3245 | 1325.4407 | 0 | 0 | 0 | 0 | 0 | 0 | 0 | 0 | 0 | 0
C&I Curtailment-AutoDR_PSE_Winter_9.26.2018_1.05.55 PM.xlsx | Inputs_endUseLoadShapes_PSE.xlsx | Inputs_Global_PSE.xlsx | Inputs_Product_C&I Curtailment-AutoDR.xlsx | PSE | 20 | Winter | Peak | 4 | C&I Curtailment-AutoDR | Commercial | Large Retail | 56.0608 | 29.7122 | 7.4281 | 0.43694 | 0.45098 | 0.45356 | 0.46615 | 0.48638 | 0.49346 | 0.49768 | 0.50101 | 0.50308 | 0.51228 | 0.52525 | 0.53525 | 0.54487 | 0.55628 | 0.57103 | 0.58527 | 0.60112 | 0.6129 | 0.62592 | 0.64086 | [10 empty] | 293.6121 | 298.4738 | 303.2659 | 308.5409 | 314.1097 | 319.728 | 325.233 | 330.7118 | 336.2862 | 341.9225 | 347.6411 | 353.4356 | 359.2448 | 365.0854 | 371.0238 | 377.0888 | 383.2458 | 389.5174 | 395.8975 | 402.3068 | 0 | 0 | 0 | 0 | 0 | 0 | 0 | 0 | 0 | 0
C&I Curtailment-AutoDR_PSE_Winter_9.26.2018_1.05.55 PM.xlsx | Inputs_endUseLoadShapes_PSE.xlsx | Inputs_Global_PSE.xlsx | Inputs_Product_C&I Curtailment-AutoDR.xlsx | PSE | 20 | Winter | Peak | 4 | C&I Curtailment-AutoDR | Commercial | Lodging | 64.0096 | 32.6449 | 8.1612 | 0.42879 | 0.44257 | 0.4451 | 0.45746 | 0.47731 | 0.48425 | 0.4884 | 0.49167 | 0.4937 | 0.50272 | 0.51545 | 0.52527 | 0.53471 | 0.5459 | 0.56037 | 0.57435 | 0.58991 | 0.60147 | 0.61425 | 0.62891 | [10 empty] | 277.2625 | 281.8534 | 286.3787 | 291.36 | 296.6187 | 301.9241 | 307.1225 | 312.2963 | 317.5602 | 322.8827 | 328.2829 | 333.7547 | 339.2404 | 344.7558 | 350.3635 | 356.0908 | 361.9049 | 367.8273 | 373.8522 | 379.9046 | 0 | 0 | 0 | 0 | 0 | 0 | 0 | 0 | 0 | 0
C&I Curtailment-AutoDR_PSE_Winter_9.26.2018_1.05.55 PM.xlsx | Inputs_endUseLoadShapes_PSE.xlsx | Inputs_Global_PSE.xlsx | Inputs_Product_C&I Curtailment-AutoDR.xlsx | PSE | 20 | Winter | Peak | 4 | C&I Curtailment-AutoDR | Commercial | Medium Office | 242.2365 | 0 | 0 | 1.6492 | 1.7021 | 1.7119 | 1.7594 | 1.8357 | 1.8625 | 1.8784 | 1.891 | 1.8988 | 1.9335 | 1.9825 | 2.0202 | 2.0565 | 2.0996 | 2.1552 | 2.209 | 2.2688 | 2.3133 | 2.3624 | 2.4188 | [10 empty] | 0 | 0 | 0 | 0 | 0 | 0 | 0 | 0 | 0 | 0 | 0 | 0 | 0 | 0 | 0 | 0 | 0 | 0 | 0 | 0 | 0 | 0 | 0 | 0 | 0 | 0 | 0 | 0 | 0 | 0
C&I Curtailment-AutoDR_PSE_Winter_9.26.2018_1.05.55 PM.xlsx | Inputs_endUseLoadShapes_PSE.xlsx | Inputs_Global_PSE.xlsx | Inputs_Product_C&I Curtailment-AutoDR.xlsx | PSE | 20 | Winter | Peak | 4 | C&I Curtailment-AutoDR | Commercial | Medium Retail | 83.438 | 0 | 0 | 0.65067 | 0.67158 | 0.67543 | 0.69417 | 0.72429 | 0.73483 | 0.74113 | 0.74608 | 0.74916 | 0.76286 | 0.78218 | 0.79707 | 0.8114 | 0.82838 | 0.85034 | 0.87156 | 0.89516 | 0.91271 | 0.93209 | 0.95434 | [10 empty] | 0 | 0 | 0 | 0 | 0 | 0 | 0 | 0 | 0 | 0 | 0 | 0 | 0 | 0 | 0 | 0 | 0 | 0 | 0 | 0 | 0 | 0 | 0 | 0 | 0 | 0 | 0 | 0 | 0 | 0
C&I Curtailment-AutoDR_PSE_Winter_9.26.2018_1.05.55 PM.xlsx | Inputs_endUseLoadShapes_PSE.xlsx | Inputs_Global_PSE.xlsx | Inputs_Product_C&I Curtailment-AutoDR.xlsx | PSE | 20 | Winter | Peak | 4 | C&I Curtailment-AutoDR | Commercial | Other and Assembly | 327.1167 | 112.7657 | 28.1914 | 2.1665 | 2.2361 | 2.2489 | 2.3113 | 2.4116 | 2.4467 | 2.4677 | 2.4842 | 2.4944 | 2.54 | 2.6043 | 2.6539 | 2.7016 | 2.7582 | 2.8313 | 2.9019 | 2.9805 | 3.0389 | 3.1035 | 3.1776 | [10 empty] | 946.8992 | 962.578 | 978.0327 | 995.0445 | 1013.004 | 1031.1227 | 1048.8764 | 1066.5457 | 1084.5229 | 1102.7001 | 1121.1426 | 1139.8299 | 1158.5644 | 1177.4003 | 1196.5518 | 1216.1114 | 1235.9676 | 1256.1937 | 1276.7695 | 1297.4396 | 0 | 0 | 0 | 0 | 0 | 0 | 0 | 0 | 0 | 0
C&I Curtailment-AutoDR_PSE_Winter_9.26.2018_1.05.55 PM.xlsx | Inputs_endUseLoadShapes_PSE.xlsx | Inputs_Global_PSE.xlsx | Inputs_Product_C&I Curtailment-AutoDR.xlsx | PSE | 20 | Winter | Peak | 4 | C&I Curtailment-AutoDR | Commercial | Residential Care | 21.5658 | 16.8213 | 4.2053 | 0.15527 | 0.16026 | 0.16118 | 0.16565 | 0.17284 | 0.17535 | 0.17686 | 0.17804 | 0.17877 | 0.18204 | 0.18665 | 0.19021 | 0.19362 | 0.19768 | 0.20292 | 0.20798 | 0.21361 | 0.2178 | 0.22243 | 0.22773 | [10 empty] | 153.5525 | 156.095 | 158.6012 | 161.3599 | 164.2723 | 167.2105 | 170.0895 | 172.9548 | 175.87 | 178.8177 | 181.8084 | 184.8388 | 187.8769 | 190.9314 | 194.037 | 197.2089 | 200.4289 | 203.7088 | 207.0454 | 210.3974 | 0 | 0 | 0 | 0 | 0 | 0 | 0 | 0 | 0 | 0
C&I Curtailment-AutoDR_PSE_Winter_9.26.2018_1.05.55 PM.xlsx | Inputs_endUseLoadShapes_PSE.xlsx | Inputs_Global_PSE.xlsx | Inputs_Product_C&I Curtailment-AutoDR.xlsx | PSE | 20 | Winter | Peak | 4 | C&I Curtailment-AutoDR | Commercial | Restaurant | 93.7598 | 14.064 | 3.516 | 0.70156 | 0.7241 | 0.72826 | 0.74847 | 0.78094 | 0.7923 | 0.79909 | 0.80444 | 0.80776 | 0.82252 | 0.84336 | 0.85941 | 0.87486 | 0.89317 | 0.91685 | 0.93973 | 0.96517 | 0.98409 | 1.005 | 1.029 | [10 empty] | 133.4239 | 135.6331 | 137.8108 | 140.2078 | 142.7384 | 145.2915 | 147.7931 | 150.2828 | 152.8159 | 155.3772 | 157.9758 | 160.609 | 163.2488 | 165.9029 | 168.6014 | 171.3575 | 174.1554 | 177.0053 | 179.9046 | 182.8171 | 0 | 0 | 0 | 0 | 0 | 0 | 0 | 0 | 0 | 0
C&I Curtailment-AutoDR_PSE_Winter_9.26.2018_1.05.55 PM.xlsx | Inputs_endUseLoadShapes_PSE.xlsx | Inputs_Global_PSE.xlsx | Inputs_Product_C&I Curtailment-AutoDR.xlsx | PSE | 20 | Winter | Peak | 4 | C&I Curtailment-AutoDR | Commercial | School K-12 | 102.6773 | 80.0883 | 20.0221 | 0.73167 | 0.75517 | 0.7595 | 0.78058 | 0.81445 | 0.8263 | 0.83338 | 0.83895 | 0.84242 | 0.85782 | 0.87954 | 0.89629 | 0.9124 | 0.93149 | 0.95619 | 0.98005 | 1.0066 | 1.0263 | 1.0481 | 1.0731 | [10 empty] | 723.5727 | 735.5537 | 747.3634 | 760.3629 | 774.0867 | 787.9321 | 801.4986 | 815.0006 | 828.7379 | 842.6279 | 856.7208 | 871.0007 | 885.3166 | 899.7101 | 914.3447 | 929.2911 | 944.4643 | 959.92 | 975.643 | 991.438 | 0 | 0 | 0 | 0 | 0 | 0 | 0 | 0 | 0 | 0
C&I Curtailment-AutoDR_PSE_Winter_9.26.2018_1.05.55 PM.xlsx | Inputs_endUseLoadShapes_PSE.xlsx | Inputs_Global_PSE.xlsx | Inputs_Product_C&I Curtailment-AutoDR.xlsx | PSE | 20 | Winter | Peak | 4 | C&I Curtailment-AutoDR | Commercial | Small Office | 206.2795 | 0 | 0 | 1.4044 | 1.4495 | 1.4578 | 1.4982 | 1.5633 | 1.586 | 1.5996 | 1.6103 | 1.6169 | 1.6465 | 1.6882 | 1.7203 | 1.7513 | 1.7879 | 1.8353 | 1.8811 | 1.932 | 1.9699 | 2.0118 | 2.0598 | [10 empty] | 0 | 0 | 0 | 0 | 0 | 0 | 0 | 0 | 0 | 0 | 0 | 0 | 0 | 0 | 0 | 0 | 0 | 0 | 0 | 0 | 0 | 0 | 0 | 0 | 0 | 0 | 0 | 0 | 0 | 0
C&I Curtailment-AutoDR_PSE_Winter_9.26.2018_1.05.55 PM.xlsx | Inputs_endUseLoadShapes_PSE.xlsx | Inputs_Global_PSE.xlsx | Inputs_Product_C&I Curtailment-AutoDR.xlsx | PSE | 20 | Winter | Peak | 4 | C&I Curtailment-AutoDR | Commercial | Small Retail | 18.0417 | 0 | 0 | 0.14064 | 0.14516 | 0.14599 | 0.15004 | 0.15655 | 0.15883 | 0.16019 | 0.16126 | 0.16193 | 0.16489 | 0.16906 | 0.17228 | 0.17538 | 0.17905 | 0.1838 | 0.18838 | 0.19348 | 0.19727 | 0.20146 | 0.20627 | [10 empty] | 0 | 0 | 0 | 0 | 0 | 0 | 0 | 0 | 0 | 0 | 0 | 0 | 0 | 0 | 0 | 0 | 0 | 0 | 0 | 0 | 0 | 0 | 0 | 0 | 0 | 0 | 0 | 0 | 0 | 0
C&I Curtailment-AutoDR_PSE_Winter_9.26.2018_1.05.55 PM.xlsx | Inputs_endUseLoadShapes_PSE.xlsx | Inputs_Global_PSE.xlsx | Inputs_Product_C&I Curtailment-AutoDR.xlsx | PSE | 20 | Winter | Peak | 4 | C&I Curtailment-AutoDR | Commercial | Supermarket and MiniMart | 104.4353 | 71.016 | 17.754 | 0.84387 | 0.87098 | 0.87597 | 0.90028 | 0.93935 | 0.95302 | 0.96118 | 0.96761 | 0.97161 | 0.98937 | 1.0144 | 1.0337 | 1.0523 | 1.0743 | 1.1028 | 1.1303 | 1.161 | 1.1837 | 1.2088 | 1.2377 | [10 empty] | 727.544 | 739.5907 | 751.4652 | 764.5361 | 778.3351 | 792.2566 | 805.8975 | 819.4736 | 833.2863 | 847.2526 | 861.4228 | 875.7811 | 890.1756 | 904.648 | 919.3629 | 934.3914 | 949.6479 | 965.1884 | 980.9977 | 996.8794 | 0 | 0 | 0 | 0 | 0 | 0 | 0 | 0 | 0 | 0
C&I Curtailment-AutoDR_PSE_Winter_9.26.2018_1.05.55 PM.xlsx | Inputs_endUseLoadShapes_PSE.xlsx | Inputs_Global_PSE.xlsx | Inputs_Product_C&I Curtailment-AutoDR.xlsx | PSE | 20 | Winter | Peak | 4 | C&I Curtailment-AutoDR | Commercial | University | 43.4191 | 33.8669 | 8.4667 | 0.29009 | 0.2994 | 0.30112 | 0.30948 | 0.32291 | 0.3276 | 0.33041 | 0.33262 | 0.33399 | 0.3401 | 0.34871 | 0.35535 | 0.36174 | 0.36931 | 0.3791 | 0.38856 | 0.39908 | 0.40691 | 0.41555 | 0.42547 | [10 empty] | 286.8762 | 291.6263 | 296.3085 | 301.4624 | 306.9035 | 312.3928 | 317.7715 | 323.1247 | 328.5712 | 334.0782 | 339.6656 | 345.3272 | 351.003 | 356.7096 | 362.5118 | 368.4377 | 374.4534 | 380.5812 | 386.8149 | 393.0772 | 0 | 0 | 0 | 0 | 0 | 0 | 0 | 0 | 0 | 0
C&I Curtailment-AutoDR_PSE_Winter_9.26.2018_1.05.55 PM.xlsx | Inputs_endUseLoadShapes_PSE.xlsx | Inputs_Global_PSE.xlsx | Inputs_Product_C&I Curtailment-AutoDR.xlsx | PSE | 20 | Winter | Peak | 4 | C&I Curtailment-AutoDR | Commercial | Warehouse | 102.3136 | 84.9203 | 21.2301 | 0.75703 | 0.78135 | 0.78583 | 0.80764 | 0.84268 | 0.85494 | 0.86227 | 0.86804 | 0.87162 | 0.88755 | 0.91003 | 0.92736 | 0.94403 | 0.96378 | 0.98934 | 1.014 | 1.0415 | 1.0619 | 1.0844 | 1.1103 | [10 empty] | 796.6465 | 809.8374 | 822.8398 | 837.1521 | 852.2618 | 867.5055 | 882.4421 | 897.3077 | 912.4323 | 927.7251 | 943.2412 | 958.9632 | 974.7249 | 990.572 | 1006.6845 | 1023.1404 | 1039.8459 | 1056.8625 | 1074.1734 | 1091.5636 | 0 | 0 | 0 | 0 | 0 | 0 | 0 | 0 | 0 | 0
C&I Curtailment-AutoDR_PSE_Winter_9.26.2018_1.05.55 PM.xlsx | Inputs_endUseLoadShapes_PSE.xlsx | Inputs_Global_PSE.xlsx | Inputs_Product_C&I Curtailment-AutoDR.xlsx | PSE | 20 | Winter | Peak | 4 | C&I Curtailment-AutoDR | Commercial | Xlarge Retail | 41.1584 | 21.814 | 5.4535 | 0.30739 | 0.31727 | 0.31908 | 0.32794 | 0.34217 | 0.34715 | 0.35012 | 0.35246 | 0.35392 | 0.36039 | 0.36952 | 0.37655 | 0.38332 | 0.39134 | 0.40172 | 0.41174 | 0.42289 | 0.43118 | 0.44034 | 0.45085 | [10 empty] | 206.557 | 209.9771 | 213.3484 | 217.0594 | 220.9771 | 224.9295 | 228.8023 | 232.6567 | 236.5783 | 240.5434 | 244.5665 | 248.6429 | 252.7297 | 256.8386 | 261.0163 | 265.283 | 269.6145 | 274.0266 | 278.515 | 283.024 | 0 | 0 | 0 | 0 | 0 | 0 | 0 | 0 | 0 | 0
C&I Curtailment-AutoDR_PSE_Winter_9.26.2018_1.05.55 PM.xlsx | Inputs_endUseLoadShapes_PSE.xlsx | Inputs_Global_PSE.xlsx | Inputs_Product_C&I Curtailment-AutoDR.xlsx | PSE | 20 | Winter | Peak | 4 | C&I Curtailment-AutoDR | Industrial | Mechanical Pulp | 0 | 0 | 0 | 0.0073142 | 0.006996 | 0.006812 | 0.0068985 | 0.0069449 | 0.0067515 | 0.0066062 | 0.006439 | 0.0063584 | 0.0063058 | 0.0062621 | 0.0061753 | 0.0061337 | 0.0060945 | 0.0060729 | 0.0060424 | 0.0060255 | 0.0059614 | 0.0059235 | 0.0058924 | [10 empty] | 11.9692 | 11.8749 | 11.7839 | 11.7029 | 11.6243 | 11.5406 | 11.4514 | 11.3646 | 11.2779 | 11.1944 | 11.1107 | 11.0267 | 10.9438 | 10.8625 | 10.7827 | 10.7037 | 10.6242 | 10.5447 | 10.4664 | 10.3889 | 0 | 0 | 0 | 0 | 0 | 0 | 0 | 0 | 0 | 0
C&I Curtailment-AutoDR_PSE_Winter_9.26.2018_1.05.55 PM.xlsx | Inputs_endUseLoadShapes_PSE.xlsx | Inputs_Global_PSE.xlsx | Inputs_Product_C&I Curtailment-AutoDR.xlsx | PSE | 20 | Winter | Peak | 4 | C&I Curtailment-AutoDR | Industrial | Kraft Pulp | 0 | 0 | 0 | 1.2488e-05 | 1.1945e-05 | 1.1631e-05 | 1.1778e-05 | 1.1857e-05 | 1.1527e-05 | 1.1279e-05 | 1.0994e-05 | 1.0856e-05 | 1.0766e-05 | 1.0692e-05 | 1.0544e-05 | 1.0473e-05 | 1.0406e-05 | 1.0369e-05 | 1.0317e-05 | 1.0288e-05 | 1.0178e-05 | 1.0114e-05 | 1.0061e-05 | [10 empty] | 0.020436 | 0.020275 | 0.02012 | 0.019981 | 0.019847 | 0.019704 | 0.019552 | 0.019404 | 0.019256 | 0.019113 | 0.01897 | 0.018827 | 0.018685 | 0.018546 | 0.01841 | 0.018275 | 0.01814 | 0.018004 | 0.01787 | 0.017738 | 0 | 0 | 0 | 0 | 0 | 0 | 0 | 0 | 0 | 0
C&I Curtailment-AutoDR_PSE_Winter_9.26.2018_1.05.55 PM.xlsx | Inputs_endUseLoadShapes_PSE.xlsx | Inputs_Global_PSE.xlsx | Inputs_Product_C&I Curtailment-AutoDR.xlsx | PSE | 20 | Winter | Peak | 4 | C&I Curtailment-AutoDR | Industrial | Paper | 0 | 0 | 0 | 0.0015428 | 0.0014756 | 0.0014368 | 0.0014551 | 0.0014649 | 0.0014241 | 0.0013934 | 0.0013582 | 0.0013412 | 0.0013301 | 0.0013209 | 0.0013025 | 0.0012938 | 0.0012855 | 0.0012809 | 0.0012745 | 0.0012709 | 0.0012574 | 0.0012494 | 0.0012429 | [10 empty] | 2.5246 | 2.5047 | 2.4856 | 2.4685 | 2.4519 | 2.4342 | 2.4154 | 2.3971 | 2.3788 | 2.3612 | 2.3436 | 2.3258 | 2.3084 | 2.2912 | 2.2744 | 2.2577 | 2.2409 | 2.2242 | 2.2076 | 2.1913 | 0 | 0 | 0 | 0 | 0 | 0 | 0 | 0 | 0 | 0
C&I Curtailment-AutoDR_PSE_Winter_9.26.2018_1.05.55 PM.xlsx | Inputs_endUseLoadShapes_PSE.xlsx | Inputs_Global_PSE.xlsx | Inputs_Product_C&I Curtailment-AutoDR.xlsx | PSE | 20 | Winter | Peak | 4 | C&I Curtailment-AutoDR | Industrial | Foundries | 0 | 0 | 0 | 0.0042399 | 0.0040554 | 0.0039488 | 0.0039989 | 0.0040258 | 0.0039137 | 0.0038295 | 0.0037325 | 0.0036858 | 0.0036553 | 0.00363 | 0.0035797 | 0.0035556 | 0.0035328 | 0.0035203 | 0.0035026 | 0.0034928 | 0.0034557 | 0.0034337 | 0.0034157 | [10 empty] | 5.2037 | 5.1627 | 5.1232 | 5.0879 | 5.0538 | 5.0174 | 4.9786 | 4.9409 | 4.9032 | 4.8669 | 4.8305 | 4.7939 | 4.7579 | 4.7226 | 4.6879 | 4.6536 | 4.619 | 4.5844 | 4.5504 | 4.5167 | 0 | 0 | 0 | 0 | 0 | 0 | 0 | 0 | 0 | 0
C&I Curtailment-AutoDR_PSE_Winter_9.26.2018_1.05.55 PM.xlsx | Inputs_endUseLoadShapes_PSE.xlsx | Inputs_Global_PSE.xlsx | Inputs_Product_C&I Curtailment-AutoDR.xlsx | PSE | 20 | Winter | Peak | 4 | C&I Curtailment-AutoDR | Industrial | Frozen Food | 0 | 0 | 0 | 0.0024947 | 0.0023861 | 0.0023234 | 0.0023529 | 0.0023687 | 0.0023028 | 0.0022532 | 0.0021962 | 0.0021687 | 0.0021507 | 0.0021359 | 0.0021062 | 0.0020921 | 0.0020787 | 0.0020713 | 0.0020609 | 0.0020551 | 0.0020333 | 0.0020203 | 0.0020098 | [10 empty] | 3.7558 | 3.7262 | 3.6977 | 3.6722 | 3.6476 | 3.6213 | 3.5933 | 3.5661 | 3.5389 | 3.5127 | 3.4864 | 3.46 | 3.4341 | 3.4085 | 3.3835 | 3.3587 | 3.3338 | 3.3088 | 3.2842 | 3.2599 | 0 | 0 | 0 | 0 | 0 | 0 | 0 | 0 | 0 | 0
C&I Curtailment-AutoDR_PSE_Winter_9.26.2018_1.05.55 PM.xlsx | Inputs_endUseLoadShapes_PSE.xlsx | Inputs_Global_PSE.xlsx | Inputs_Product_C&I Curtailment-AutoDR.xlsx | PSE | 20 | Winter | Peak | 4 | C&I Curtailment-AutoDR | Industrial | Other Food | 0 | 0 | 0 | 0.025949 | 0.02482 | 0.024167 | 0.024474 | 0.024638 | 0.023952 | 0.023437 | 0.022844 | 0.022558 | 0.022371 | 0.022216 | 0.021908 | 0.021761 | 0.021621 | 0.021545 | 0.021437 | 0.021377 | 0.021149 | 0.021015 | 0.020905 | [10 empty] | 39.066 | 38.7583 | 38.4614 | 38.1969 | 37.9403 | 37.667 | 37.376 | 37.0928 | 36.8097 | 36.5373 | 36.264 | 35.9897 | 35.7194 | 35.4539 | 35.1934 | 34.9358 | 34.6762 | 34.4167 | 34.161 | 33.9081 | 0 | 0 | 0 | 0 | 0 | 0 | 0 | 0 | 0 | 0
C&I Curtailment-AutoDR_PSE_Winter_9.26.2018_1.05.55 PM.xlsx | Inputs_endUseLoadShapes_PSE.xlsx | Inputs_Global_PSE.xlsx | Inputs_Product_C&I Curtailment-AutoDR.xlsx | PSE | 20 | Winter | Peak | 4 | C&I Curtailment-AutoDR | Industrial | Wood - Lumber | 0 | 0 | 0 | 0.0055517 | 0.0053101 | 0.0051705 | 0.0052362 | 0.0052713 | 0.0051246 | 0.0050143 | 0.0048873 | 0.0048262 | 0.0047862 | 0.0047531 | 0.0046872 | 0.0046557 | 0.0046258 | 0.0046095 | 0.0045863 | 0.0045735 | 0.0045249 | 0.004496 | 0.0044725 | [10 empty] | 7.0862 | 7.0304 | 6.9765 | 6.9286 | 6.882 | 6.8324 | 6.7797 | 6.7283 | 6.6769 | 6.6275 | 6.578 | 6.5282 | 6.4792 | 6.431 | 6.3837 | 6.337 | 6.2899 | 6.2429 | 6.1965 | 6.1506 | 0 | 0 | 0 | 0 | 0 | 0 | 0 | 0 | 0 | 0
C&I Curtailment-AutoDR_PSE_Winter_9.26.2018_1.05.55 PM.xlsx | Inputs_endUseLoadShapes_PSE.xlsx | Inputs_Global_PSE.xlsx | Inputs_Product_C&I Curtailment-AutoDR.xlsx | PSE | 20 | Winter | Peak | 4 | C&I Curtailment-AutoDR | Industrial | Wood - Panel | 0 | 0 | 0 | 0.0015864 | 0.0015173 | 0.0014774 | 0.0014962 | 0.0015062 | 0.0014643 | 0.0014328 | 0.0013965 | 0.001379 | 0.0013676 | 0.0013582 | 0.0013393 | 0.0013303 | 0.0013218 | 0.0013171 | 0.0013105 | 0.0013068 | 0.001293 | 0.0012847 | 0.001278 | [10 empty] | 2.0248 | 2.0089 | 1.9935 | 1.9798 | 1.9665 | 1.9523 | 1.9372 | 1.9226 | 1.9079 | 1.8938 | 1.8796 | 1.8654 | 1.8514 | 1.8376 | 1.8241 | 1.8108 | 1.7973 | 1.7839 | 1.7706 | 1.7575 | 0 | 0 | 0 | 0 | 0 | 0 | 0 | 0 | 0 | 0
C&I Curtailment-AutoDR_PSE_Winter_9.26.2018_1.05.55 PM.xlsx | Inputs_endUseLoadShapes_PSE.xlsx | Inputs_Global_PSE.xlsx | Inputs_Product_C&I Curtailment-AutoDR.xlsx | PSE | 20 | Winter | Peak | 4 | C&I Curtailment-AutoDR | Industrial | Wood - Other | 0 | 0 | 0 | 0.0084902 | 0.0081208 | 0.0079073 | 0.0080077 | 0.0080615 | 0.0078371 | 0.0076684 | 0.0074743 | 0.0073807 | 0.0073196 | 0.007269 | 0.0071682 | 0.00712 | 0.0070743 | 0.0070493 | 0.0070139 | 0.0069943 | 0.0069199 | 0.0068759 | 0.0068398 | [10 empty] | 10.837 | 10.7517 | 10.6693 | 10.5959 | 10.5248 | 10.4489 | 10.3682 | 10.2897 | 10.2111 | 10.1356 | 10.0598 | 9.9837 | 9.9087 | 9.835 | 9.7627 | 9.6913 | 9.6193 | 9.5473 | 9.4764 | 9.4062 | 0 | 0 | 0 | 0 | 0 | 0 | 0 | 0 | 0 | 0
C&I Curtailment-AutoDR_PSE_Winter_9.26.2018_1.05.55 PM.xlsx | Inputs_endUseLoadShapes_PSE.xlsx | Inputs_Global_PSE.xlsx | Inputs_Product_C&I Curtailment-AutoDR.xlsx | PSE | 20 | Winter | Peak | 4 | C&I Curtailment-AutoDR | Industrial | Sugar | 0 | 0 | 0 | 0.00043931 | 0.0004202 | 0.00040915 | 0.00041435 | 0.00041713 | 0.00040552 | 0.00039679 | 0.00038674 | 0.0003819 | 0.00037874 | 0.00037612 | 0.00037091 | 0.00036841 | 0.00036605 | 0.00036476 | 0.00036292 | 0.00036191 | 0.00035806 | 0.00035578 | 0.00035392 | [10 empty] | 0.66139 | 0.65618 | 0.65116 | 0.64668 | 0.64233 | 0.63771 | 0.63278 | 0.62799 | 0.62319 | 0.61858 | 0.61395 | 0.60931 | 0.60473 | 0.60024 | 0.59583 | 0.59147 | 0.58707 | 0.58268 | 0.57835 | 0.57407 | 0 | 0 | 0 | 0 | 0 | 0 | 0 | 0 | 0 | 0
C&I Curtailment-AutoDR_PSE_Winter_9.26.2018_1.05.55 PM.xlsx | Inputs_endUseLoadShapes_PSE.xlsx | Inputs_Global_PSE.xlsx | Inputs_Product_C&I Curtailment-AutoDR.xlsx | PSE | 20 | Winter | Peak | 4 | C&I Curtailment-AutoDR | Industrial | Hi Tech - Chip Fab | 0 | 0 | 0 | 0.0061305 | 0.0058637 | 0.0057095 | 0.0057821 | 0.0058209 | 0.0056588 | 0.0055371 | 0.0053969 | 0.0053293 | 0.0052852 | 0.0052487 | 0.0051759 | 0.0051411 | 0.0051081 | 0.0050901 | 0.0050645 | 0.0050503 | 0.0049966 | 0.0049648 | 0.0049388 | [10 empty] | 3.8122 | 3.7822 | 3.7532 | 3.7274 | 3.7023 | 3.6757 | 3.6473 | 3.6196 | 3.592 | 3.5654 | 3.5388 | 3.512 | 3.4856 | 3.4597 | 3.4343 | 3.4091 | 3.3838 | 3.3585 | 3.3335 | 3.3089 | 0 | 0 | 0 | 0 | 0 | 0 | 0 | 0 | 0 | 0
C&I Curtailment-AutoDR_PSE_Winter_9.26.2018_1.05.55 PM.xlsx | Inputs_endUseLoadShapes_PSE.xlsx | Inputs_Global_PSE.xlsx | Inputs_Product_C&I Curtailment-AutoDR.xlsx | PSE | 20 | Winter | Peak | 4 | C&I Curtailment-AutoDR | Industrial | Hi Tech - Silicon | 0 | 0 | 0 | 0.0015077 | 0.0014421 | 0.0014042 | 0.001422 | 0.0014316 | 0.0013917 | 0.0013618 | 0.0013273 | 0.0013107 | 0.0012998 | 0.0012908 | 0.0012729 | 0.0012644 | 0.0012563 | 0.0012518 | 0.0012455 | 0.0012421 | 0.0012289 | 0.001221 | 0.0012146 | [10 empty] | 0.93756 | 0.93018 | 0.92305 | 0.9167 | 0.91055 | 0.90399 | 0.897 | 0.89021 | 0.88341 | 0.87688 | 0.87032 | 0.86373 | 0.85724 | 0.85087 | 0.84462 | 0.83844 | 0.83221 | 0.82598 | 0.81985 | 0.81377 | 0 | 0 | 0 | 0 | 0 | 0 | 0 | 0 | 0 | 0
C&I Curtailment-AutoDR_PSE_Winter_9.26.2018_1.05.55 PM.xlsx | Inputs_endUseLoadShapes_PSE.xlsx | Inputs_Global_PSE.xlsx | Inputs_Product_C&I Curtailment-AutoDR.xlsx | PSE | 20 | Winter | Peak | 4 | C&I Curtailment-AutoDR | Industrial | Metal Fab | 0 | 0 | 0 | 0.019689 | 0.018832 | 0.018337 | 0.01857 | 0.018695 | 0.018174 | 0.017783 | 0.017333 | 0.017116 | 0.016974 | 0.016857 | 0.016623 | 0.016511 | 0.016406 | 0.016348 | 0.016265 | 0.01622 | 0.016047 | 0.015945 | 0.015862 | [10 empty] | 24.1648 | 23.9744 | 23.7908 | 23.6272 | 23.4684 | 23.2994 | 23.1194 | 22.9442 | 22.7691 | 22.6006 | 22.4315 | 22.2619 | 22.0946 | 21.9304 | 21.7693 | 21.6099 | 21.4494 | 21.2888 | 21.1307 | 20.9742 | 0 | 0 | 0 | 0 | 0 | 0 | 0 | 0 | 0 | 0
C&I Curtailment-AutoDR_PSE_Winter_9.26.2018_1.05.55 PM.xlsx | Inputs_endUseLoadShapes_PSE.xlsx | Inputs_Global_PSE.xlsx | Inputs_Product_C&I Curtailment-AutoDR.xlsx | PSE | 20 | Winter | Peak | 4 | C&I Curtailment-AutoDR | Industrial | Transportation, Equip | 0 | 0 | 0 | 0.037652 | 0.036013 | 0.035067 | 0.035512 | 0.03575 | 0.034755 | 0.034007 | 0.033146 | 0.032731 | 0.03246 | 0.032236 | 0.031789 | 0.031575 | 0.031373 | 0.031262 | 0.031105 | 0.031018 | 0.030688 | 0.030493 | 0.030333 | [10 empty] | 41.8938 | 41.5638 | 41.2454 | 40.9618 | 40.6866 | 40.3935 | 40.0814 | 39.7777 | 39.4741 | 39.182 | 38.8889 | 38.5948 | 38.3048 | 38.0202 | 37.7408 | 37.4645 | 37.1862 | 36.9079 | 36.6337 | 36.3625 | 0 | 0 | 0 | 0 | 0 | 0 | 0 | 0 | 0 | 0
C&I Curtailment-AutoDR_PSE_Winter_9.26.2018_1.05.55 PM.xlsx | Inputs_endUseLoadShapes_PSE.xlsx | Inputs_Global_PSE.xlsx | Inputs_Product_C&I Curtailment-AutoDR.xlsx | PSE | 20 | Winter | Peak | 4 | C&I Curtailment-AutoDR | Industrial | Refinery | 0.80728 | 0.6539 | 0.16347 | 0.0016086 | 0.0015386 | 0.0014982 | 0.0015172 | 0.0015274 | 0.0014849 | 0.0014529 | 0.0014161 | 0.0013984 | 0.0013868 | 0.0013772 | 0.0013581 | 0.001349 | 0.0013404 | 0.0013356 | 0.0013289 | 0.0013252 | 0.0013111 | 0.0013028 | 0.0012959 | [10 empty] | 2.1322 | 2.1155 | 2.0992 | 2.0848 | 2.0708 | 2.0559 | 2.04 | 2.0245 | 2.0091 | 1.9942 | 1.9793 | 1.9643 | 1.9496 | 1.9351 | 1.9209 | 1.9068 | 1.8926 | 1.8785 | 1.8645 | 1.8507 | 0 | 0 | 0 | 0 | 0 | 0 | 0 | 0 | 0 | 0
C&I Curtailment-AutoDR_PSE_Winter_9.26.2018_1.05.55 PM.xlsx | Inputs_endUseLoadShapes_PSE.xlsx | Inputs_Global_PSE.xlsx | Inputs_Product_C&I Curtailment-AutoDR.xlsx | PSE | 20 | Winter | Peak | 4 | C&I Curtailment-AutoDR | Industrial | Cold Storage | 2.5436 | 2.3401 | 0.58503 | 0.0050685 | 0.004848 | 0.0047205 | 0.0047805 | 0.0048126 | 0.0046786 | 0.0045779 | 0.004462 | 0.0044062 | 0.0043697 | 0.0043394 | 0.0042793 | 0.0042505 | 0.0042233 | 0.0042083 | 0.0041872 | 0.0041754 | 0.0041311 | 0.0041048 | 0.0040833 | [10 empty] | 7.6307 | 7.5706 | 7.5126 | 7.4609 | 7.4108 | 7.3574 | 7.3006 | 7.2453 | 7.19 | 7.1368 | 7.0834 | 7.0298 | 6.977 | 6.9252 | 6.8743 | 6.824 | 6.7733 | 6.7226 | 6.6726 | 6.6232 | 0 | 0 | 0 | 0 | 0 | 0 | 0 | 0 | 0 | 0
C&I Curtailment-AutoDR_PSE_Winter_9.26.2018_1.05.55 PM.xlsx | Inputs_endUseLoadShapes_PSE.xlsx | Inputs_Global_PSE.xlsx | Inputs_Product_C&I Curtailment-AutoDR.xlsx | PSE | 20 | Winter | Peak | 4 | C&I Curtailment-AutoDR | Industrial | Fruit Storage | 0.00034481 | 0.00031723 | 7.9307e-05 | 6.8709e-07 | 6.5719e-07 | 6.3991e-07 | 6.4804e-07 | 6.5239e-07 | 6.3423e-07 | 6.2058e-07 | 6.0487e-07 | 5.973e-07 | 5.9236e-07 | 5.8826e-07 | 5.801e-07 | 5.762e-07 | 5.7251e-07 | 5.7048e-07 | 5.6762e-07 | 5.6603e-07 | 5.6001e-07 | 5.5644e-07 | 5.5353e-07 | [10 empty] | 0.0010344 | 0.0010263 | 0.0010184 | 0.0010114 | 0.0010046 | 0.00099738 | 0.00098967 | 0.00098218 | 0.00097468 | 0.00096747 | 0.00096023 | 0.00095297 | 0.00094581 | 0.00093878 | 0.00093188 | 0.00092506 | 0.00091819 | 0.00091131 | 0.00090455 | 0.00089785 | 0 | 0 | 0 | 0 | 0 | 0 | 0 | 0 | 0 | 0
C&I Curtailment-AutoDR_PSE_Winter_9.26.2018_1.05.55 PM.xlsx | Inputs_endUseLoadShapes_PSE.xlsx | Inputs_Global_PSE.xlsx | Inputs_Product_C&I Curtailment-AutoDR.xlsx | PSE | 20 | Winter | Peak | 4 | C&I Curtailment-AutoDR | Industrial | Chemical | 5.4314 | 3.6934 | 0.92334 | 0.010823 | 0.010352 | 0.01008 | 0.010208 | 0.010276 | 0.0099903 | 0.0097753 | 0.0095278 | 0.0094086 | 0.0093307 | 0.0092661 | 0.0091376 | 0.0090761 | 0.009018 | 0.0089861 | 0.008941 | 0.0089159 | 0.0088212 | 0.008765 | 0.0087191 | [10 empty] | 12.0434 | 11.9485 | 11.857 | 11.7755 | 11.6964 | 11.6121 | 11.5224 | 11.4351 | 11.3478 | 11.2639 | 11.1796 | 11.095 | 11.0117 | 10.9298 | 10.8495 | 10.7701 | 10.6901 | 10.6101 | 10.5313 | 10.4533 | 0 | 0 | 0 | 0 | 0 | 0 | 0 | 0 | 0 | 0
C&I Curtailment-AutoDR_PSE_Winter_9.26.2018_1.05.55 PM.xlsx | Inputs_endUseLoadShapes_PSE.xlsx | Inputs_Global_PSE.xlsx | Inputs_Product_C&I Curtailment-AutoDR.xlsx | PSE | 20 | Winter | Peak | 4 | C&I Curtailment-AutoDR | Industrial | Misc Manf | 0 | 0 | 0 | 0.11283 | 0.10792 | 0.10509 | 0.10642 | 0.10713 | 0.10415 | 0.10191 | 0.099331 | 0.098088 | 0.097276 | 0.096603 | 0.095263 | 0.094622 | 0.094016 | 0.093684 | 0.093213 | 0.092952 | 0.091964 | 0.091378 | 0.0909 | [10 empty] | 145.4374 | 144.2917 | 143.1864 | 142.2018 | 141.2465 | 140.2289 | 139.1455 | 138.0914 | 137.0373 | 136.0234 | 135.0059 | 133.9847 | 132.9781 | 131.9899 | 131.0199 | 130.061 | 129.0947 | 128.1284 | 127.1767 | 126.235 | 0 | 0 | 0 | 0 | 0 | 0 | 0 | 0 | 0 | 0
C&I Curtailment-AutoDR_PSE_Winter_9.26.2018_1.05.55 PM.xlsx | Inputs_endUseLoadShapes_PSE.xlsx | Inputs_Global_PSE.xlsx | Inputs_Product_C&I Curtailment-AutoDR.xlsx | PSE | 20 | Winter | Peak | 4 | C&I Curtailment-AutoDR | Residential | Single Family | 1628.0145 | 0 | 0 | 0 | 0 | 0 | 0 | 0 | 0 | 0 | 0 | 0 | 0 | 0 | 0 | 0 | 0 | 0 | 0 | 0 | 0 | 0 | 0 | [10 empty] | 0 | 0 | 0 | 0 | 0 | 0 | 0 | 0 | 0 | 0 | 0 | 0 | 0 | 0 | 0 | 0 | 0 | 0 | 0 | 0 | 0 | 0 | 0 | 0 | 0 | 0 | 0 | 0 | 0 | 0
C&I Curtailment-AutoDR_PSE_Winter_9.26.2018_1.05.55 PM.xlsx | Inputs_endUseLoadShapes_PSE.xlsx | Inputs_Global_PSE.xlsx | Inputs_Product_C&I Curtailment-AutoDR.xlsx | PSE | 20 | Winter | Peak | 4 | C&I Curtailment-AutoDR | Residential | Multifamily Low-Rise | 331.2956 | 0 | 0 | 0 | 0 | 0 | 0 | 0 | 0 | 0 | 0 | 0 | 0 | 0 | 0 | 0 | 0 | 0 | 0 | 0 | 0 | 0 | 0 | [10 empty] | 0 | 0 | 0 | 0 | 0 | 0 | 0 | 0 | 0 | 0 | 0 | 0 | 0 | 0 | 0 | 0 | 0 | 0 | 0 | 0 | 0 | 0 | 0 | 0 | 0 | 0 | 0 | 0 | 0 | 0
C&I Curtailment-AutoDR_PSE_Winter_9.26.2018_1.05.55 PM.xlsx | Inputs_endUseLoadShapes_PSE.xlsx | Inputs_Global_PSE.xlsx | Inputs_Product_C&I Curtailment-AutoDR.xlsx | PSE | 20 | Winter | Peak | 4 | C&I Curtailment-AutoDR | Residential | Multifamily High-Rise | 60.3694 | 0 | 0 | 0 | 0 | 0 | 0 | 0 | 0 | 0 | 0 | 0 | 0 | 0 | 0 | 0 | 0 | 0 | 0 | 0 | 0 | 0 | 0 | [10 empty] | 0 | 0 | 0 | 0 | 0 | 0 | 0 | 0 | 0 | 0 | 0 | 0 | 0 | 0 | 0 | 0 | 0 | 0 | 0 | 0 | 0 | 0 | 0 | 0 | 0 | 0 | 0 | 0 | 0 | 0
C&I Curtailment-AutoDR_PSE_Winter_9.26.2018_1.05.55 PM.xlsx | Inputs_endUseLoadShapes_PSE.xlsx | Inputs_Global_PSE.xlsx | Inputs_Product_C&I Curtailment-AutoDR.xlsx | PSE | 20 | Winter | Peak | 4 | C&I Curtailment-AutoDR | Residential | Manufactured | 136.2338 | 0 | 0 | 0 | 0 | 0 | 0 | 0 | 0 | 0 | 0 | 0 | 0 | 0 | 0 | 0 | 0 | 0 | 0 | 0 | 0 | 0 | 0 | [10 empty] | 0 | 0 | 0 | 0 | 0 | 0 | 0 | 0 | 0 | 0 | 0 | 0 | 0 | 0 | 0 | 0 | 0 | 0 | 0 | 0 | 0 | 0 | 0 | 0 | 0 | 0 | 0 | 0 | 0 | 0
C&I Curtailment-AutoDR_PSE_Winter_9.26.2018_1.05.55 PM.xlsx | Inputs_endUseLoadShapes_PSE.xlsx | Inputs_Global_PSE.xlsx | Inputs_Product_C&I Curtailment-AutoDR.xlsx | PSE | 20 | Winter | Peak | 4 | C&I Curtailment-AutoDR | 0 | 0 | 0 | 0 | 0 | 0 | 0 | 0 | 0 | 0 | 0 | 0 | 0 | 0 | 0 | 0 | 0 | 0 | 0 | 0 | 0 | 0 | 0 | 0 | 0 | [10 empty] | 0 | 0 | 0 | 0 | 0 | 0 | 0 | 0 | 0 | 0 | 0 | 0 | 0 | 0 | 0 | 0 | 0 | 0 | 0 | 0 | 0 | 0 | 0 | 0 | 0 | 0 | 0 | 0 | 0 | 0
C&I Curtailment-Manual_PSE_Winter_9.19.2018_9.10.01 PM.xlsx | Inputs_endUseLoadShapes_PSE.xlsx | Inputs_Global_PSE.xlsx | Inputs_Product_C&I Curtailment-Manual.xlsx | PSE | 20 | Winter | Peak | 4 | C&I Curtailment-Manual | Commercial | Hospital | 56.3901 | 43.9843 | 10.9961 | 0.79382 | 0.81933 | 0.82402 | 0.84689 | 0.88364 | 0.8965 | 0.90418 | 0.91023 | 0.91398 | 0.93069 | 0.95426 | 0.97243 | 0.98991 | 1.0106 | 1.0374 | 1.0633 | 1.0921 | 1.1135 | 1.1372 | 1.1643 | [10 empty] | 805.7015 | 819.0424 | 832.1925 | 846.6675 | 861.949 | 877.3659 | 892.4723 | 907.5068 | 922.8033 | 938.27 | 953.9624 | 969.8632 | 985.804 | 1001.8312 | 1018.1269 | 1034.7699 | 1051.6652 | 1068.8752 | 1086.3829 | 1103.9707 | 0 | 0 | 0 | 0 | 0 | 0 | 0 | 0 | 0 | 0
C&I Curtailment-Manual_PSE_Winter_9.19.2018_9.10.01 PM.xlsx | Inputs_endUseLoadShapes_PSE.xlsx | Inputs_Global_PSE.xlsx | Inputs_Product_C&I Curtailment-Manual.xlsx | PSE | 20 | Winter | Peak | 4 | C&I Curtailment-Manual | Commercial | Large Office | 259.0812 | 93.2692 | 23.3173 | 4.13 | 4.2627 | 4.2871 | 4.4061 | 4.5973 | 4.6642 | 4.7041 | 4.7356 | 4.7551 | 4.8421 | 4.9647 | 5.0592 | 5.1502 | 5.2579 | 5.3974 | 5.532 | 5.6818 | 5.7932 | 5.9162 | 6.0574 | [10 empty] | 1934.6701 | 1966.7045 | 1998.281 | 2033.0387 | 2069.733 | 2106.7525 | 2143.0262 | 2179.1275 | 2215.8579 | 2252.9968 | 2290.6779 | 2328.8591 | 2367.1367 | 2405.6216 | 2444.7512 | 2484.7147 | 2525.2842 | 2566.6094 | 2608.6491 | 2650.8815 | 0 | 0 | 0 | 0 | 0 | 0 | 0 | 0 | 0 | 0
C&I Curtailment-Manual_PSE_Winter_9.19.2018_9.10.01 PM.xlsx | Inputs_endUseLoadShapes_PSE.xlsx | Inputs_Global_PSE.xlsx | Inputs_Product_C&I Curtailment-Manual.xlsx | PSE | 20 | Winter | Peak | 4 | C&I Curtailment-Manual | Commercial | Large Retail | 56.0608 | 29.7122 | 7.4281 | 0.85148 | 0.87883 | 0.88387 | 0.9084 | 0.94781 | 0.96161 | 0.96985 | 0.97633 | 0.98036 | 0.99828 | 1.0236 | 1.0431 | 1.0618 | 1.084 | 1.1128 | 1.1405 | 1.1714 | 1.1944 | 1.2197 | 1.2489 | [10 empty] | 587.2243 | 596.9476 | 606.5319 | 617.0818 | 628.2195 | 639.4559 | 650.4659 | 661.4237 | 672.5723 | 683.845 | 695.2822 | 706.8712 | 718.4895 | 730.1707 | 742.0476 | 754.1776 | 766.4915 | 779.0348 | 791.795 | 804.6136 | 0 | 0 | 0 | 0 | 0 | 0 | 0 | 0 | 0 | 0
C&I Curtailment-Manual_PSE_Winter_9.19.2018_9.10.01 PM.xlsx | Inputs_endUseLoadShapes_PSE.xlsx | Inputs_Global_PSE.xlsx | Inputs_Product_C&I Curtailment-Manual.xlsx | PSE | 20 | Winter | Peak | 4 | C&I Curtailment-Manual | Commercial | Lodging | 64.0096 | 32.6449 | 8.1612 | 0.83559 | 0.86244 | 0.86738 | 0.89145 | 0.93013 | 0.94367 | 0.95176 | 0.95812 | 0.96208 | 0.97966 | 1.0045 | 1.0236 | 1.042 | 1.0638 | 1.092 | 1.1193 | 1.1496 | 1.1721 | 1.197 | 1.2256 | [10 empty] | 554.525 | 563.7069 | 572.7575 | 582.7199 | 593.2374 | 603.8482 | 614.2451 | 624.5926 | 635.1205 | 645.7654 | 656.5658 | 667.5095 | 678.4808 | 689.5115 | 700.7271 | 712.1816 | 723.8098 | 735.6547 | 747.7043 | 759.8092 | 0 | 0 | 0 | 0 | 0 | 0 | 0 | 0 | 0 | 0
C&I Curtailment-Manual_PSE_Winter_9.19.2018_9.10.01 PM.xlsx | Inputs_endUseLoadShapes_PSE.xlsx | Inputs_Global_PSE.xlsx | Inputs_Product_C&I Curtailment-Manual.xlsx | PSE | 20 | Winter | Peak | 4 | C&I Curtailment-Manual | Commercial | Medium Office | 242.2365 | 0 | 0 | 3.2137 | 3.317 | 3.336 | 3.4286 | 3.5773 | 3.6294 | 3.6605 | 3.685 | 3.7002 | 3.7678 | 3.8633 | 3.9368 | 4.0076 | 4.0915 | 4.1999 | 4.3047 | 4.4213 | 4.508 | 4.6037 | 4.7136 | [10 empty] | 0 | 0 | 0 | 0 | 0 | 0 | 0 | 0 | 0 | 0 | 0 | 0 | 0 | 0 | 0 | 0 | 0 | 0 | 0 | 0 | 0 | 0 | 0 | 0 | 0 | 0 | 0 | 0 | 0 | 0
C&I Curtailment-Manual_PSE_Winter_9.19.2018_9.10.01 PM.xlsx | Inputs_endUseLoadShapes_PSE.xlsx | Inputs_Global_PSE.xlsx | Inputs_Product_C&I Curtailment-Manual.xlsx | PSE | 20 | Winter | Peak | 4 | C&I Curtailment-Manual | Commercial | Medium Retail | 83.438 | 0 | 0 | 1.268 | 1.3087 | 1.3162 | 1.3527 | 1.4114 | 1.432 | 1.4442 | 1.4539 | 1.4599 | 1.4866 | 1.5242 | 1.5533 | 1.5812 | 1.6143 | 1.6571 | 1.6984 | 1.7444 | 1.7786 | 1.8164 | 1.8597 | [10 empty] | 0 | 0 | 0 | 0 | 0 | 0 | 0 | 0 | 0 | 0 | 0 | 0 | 0 | 0 | 0 | 0 | 0 | 0 | 0 | 0 | 0 | 0 | 0 | 0 | 0 | 0 | 0 | 0 | 0 | 0
C&I Curtailment-Manual_PSE_Winter_9.19.2018_9.10.01 PM.xlsx | Inputs_endUseLoadShapes_PSE.xlsx | Inputs_Global_PSE.xlsx | Inputs_Product_C&I Curtailment-Manual.xlsx | PSE | 20 | Winter | Peak | 4 | C&I Curtailment-Manual | Commercial | Other and Assembly | 327.1167 | 112.7657 | 28.1914 | 4.2219 | 4.3575 | 4.3825 | 4.5041 | 4.6995 | 4.7679 | 4.8088 | 4.8409 | 4.8609 | 4.9498 | 5.0751 | 5.1718 | 5.2647 | 5.3749 | 5.5174 | 5.6551 | 5.8082 | 5.922 | 6.0478 | 6.1922 | [10 empty] | 1893.7984 | 1925.1561 | 1956.0655 | 1990.0889 | 2026.0079 | 2062.2454 | 2097.7528 | 2133.0915 | 2169.0459 | 2205.4001 | 2242.2852 | 2279.6598 | 2317.1288 | 2354.8007 | 2393.1036 | 2432.2228 | 2471.9353 | 2512.3874 | 2553.539 | 2594.8791 | 0 | 0 | 0 | 0 | 0 | 0 | 0 | 0 | 0 | 0
C&I Curtailment-Manual_PSE_Winter_9.19.2018_9.10.01 PM.xlsx | Inputs_endUseLoadShapes_PSE.xlsx | Inputs_Global_PSE.xlsx | Inputs_Product_C&I Curtailment-Manual.xlsx | PSE | 20 | Winter | Peak | 4 | C&I Curtailment-Manual | Commercial | Residential Care | 21.5658 | 16.8213 | 4.2053 | 0.30258 | 0.3123 | 0.31409 | 0.32281 | 0.33681 | 0.34171 | 0.34464 | 0.34695 | 0.34838 | 0.35475 | 0.36373 | 0.37066 | 0.37732 | 0.38522 | 0.39543 | 0.40529 | 0.41627 | 0.42443 | 0.43344 | 0.44379 | [10 empty] | 307.105 | 312.1901 | 317.2024 | 322.7198 | 328.5446 | 334.421 | 340.179 | 345.9096 | 351.7401 | 357.6354 | 363.6168 | 369.6776 | 375.7537 | 381.8627 | 388.0741 | 394.4178 | 400.8577 | 407.4176 | 414.0908 | 420.7947 | 0 | 0 | 0 | 0 | 0 | 0 | 0 | 0 | 0 | 0
C&I Curtailment-Manual_PSE_Winter_9.19.2018_9.10.01 PM.xlsx | Inputs_endUseLoadShapes_PSE.xlsx | Inputs_Global_PSE.xlsx | Inputs_Product_C&I Curtailment-Manual.xlsx | PSE | 20 | Winter | Peak | 4 | C&I Curtailment-Manual | Commercial | Restaurant | 93.7598 | 14.064 | 3.516 | 1.3672 | 1.4111 | 1.4192 | 1.4585 | 1.5218 | 1.544 | 1.5572 | 1.5676 | 1.5741 | 1.6029 | 1.6435 | 1.6748 | 1.7049 | 1.7405 | 1.7867 | 1.8313 | 1.8809 | 1.9177 | 1.9585 | 2.0052 | [10 empty] | 266.8477 | 271.2662 | 275.6215 | 280.4157 | 285.4769 | 290.5829 | 295.5862 | 300.5656 | 305.6318 | 310.7543 | 315.9517 | 321.218 | 326.4976 | 331.8058 | 337.2029 | 342.715 | 348.3107 | 354.0107 | 359.8092 | 365.6343 | 0 | 0 | 0 | 0 | 0 | 0 | 0 | 0 | 0 | 0
C&I Curtailment-Manual_PSE_Winter_9.19.2018_9.10.01 PM.xlsx | Inputs_endUseLoadShapes_PSE.xlsx | Inputs_Global_PSE.xlsx | Inputs_Product_C&I Curtailment-Manual.xlsx | PSE | 20 | Winter | Peak | 4 | C&I Curtailment-Manual | Commercial | School K-12 | 102.6773 | 80.0883 | 20.0221 | 1.4258 | 1.4716 | 1.4801 | 1.5211 | 1.5871 | 1.6102 | 1.624 | 1.6349 | 1.6416 | 1.6716 | 1.714 | 1.7466 | 1.778 | 1.8152 | 1.8633 | 1.9098 | 1.9616 | 2 | 2.0425 | 2.0912 | [10 empty] | 1447.1455 | 1471.1074 | 1494.7268 | 1520.7258 | 1548.1733 | 1575.8642 | 1602.9971 | 1630.0012 | 1657.4757 | 1685.2558 | 1713.4416 | 1742.0014 | 1770.6333 | 1799.4202 | 1828.6894 | 1858.5823 | 1888.9286 | 1919.84 | 1951.286 | 1982.8761 | 0 | 0 | 0 | 0 | 0 | 0 | 0 | 0 | 0 | 0
C&I Curtailment-Manual_PSE_Winter_9.19.2018_9.10.01 PM.xlsx | Inputs_endUseLoadShapes_PSE.xlsx | Inputs_Global_PSE.xlsx | Inputs_Product_C&I Curtailment-Manual.xlsx | PSE | 20 | Winter | Peak | 4 | C&I Curtailment-Manual | Commercial | Small Office | 206.2795 | 0 | 0 | 2.7367 | 2.8246 | 2.8408 | 2.9197 | 3.0463 | 3.0907 | 3.1172 | 3.138 | 3.151 | 3.2086 | 3.2898 | 3.3525 | 3.4127 | 3.4841 | 3.5765 | 3.6657 | 3.765 | 3.8388 | 3.9203 | 4.0139 | [10 empty] | 0 | 0 | 0 | 0 | 0 | 0 | 0 | 0 | 0 | 0 | 0 | 0 | 0 | 0 | 0 | 0 | 0 | 0 | 0 | 0 | 0 | 0 | 0 | 0 | 0 | 0 | 0 | 0 | 0 | 0
C&I Curtailment-Manual_PSE_Winter_9.19.2018_9.10.01 PM.xlsx | Inputs_endUseLoadShapes_PSE.xlsx | Inputs_Global_PSE.xlsx | Inputs_Product_C&I Curtailment-Manual.xlsx | PSE | 20 | Winter | Peak | 4 | C&I Curtailment-Manual | Commercial | Small Retail | 18.0417 | 0 | 0 | 0.27406 | 0.28287 | 0.28449 | 0.29239 | 0.30507 | 0.30951 | 0.31216 | 0.31425 | 0.31555 | 0.32132 | 0.32945 | 0.33573 | 0.34176 | 0.34891 | 0.35817 | 0.3671 | 0.37704 | 0.38443 | 0.3926 | 0.40197 | [10 empty] | 0 | 0 | 0 | 0 | 0 | 0 | 0 | 0 | 0 | 0 | 0 | 0 | 0 | 0 | 0 | 0 | 0 | 0 | 0 | 0 | 0 | 0 | 0 | 0 | 0 | 0 | 0 | 0 | 0 | 0
C&I Curtailment-Manual_PSE_Winter_9.19.2018_9.10.01 PM.xlsx | Inputs_endUseLoadShapes_PSE.xlsx | Inputs_Global_PSE.xlsx | Inputs_Product_C&I Curtailment-Manual.xlsx | PSE | 20 | Winter | Peak | 4 | C&I Curtailment-Manual | Commercial | Supermarket and MiniMart | 104.4353 | 71.016 | 17.754 | 1.6445 | 1.6973 | 1.707 | 1.7544 | 1.8305 | 1.8572 | 1.8731 | 1.8856 | 1.8934 | 1.928 | 1.9768 | 2.0145 | 2.0507 | 2.0936 | 2.1491 | 2.2027 | 2.2624 | 2.3067 | 2.3557 | 2.4119 | [10 empty] | 1455.088 | 1479.1814 | 1502.9304 | 1529.0721 | 1556.6703 | 1584.5131 | 1611.795 | 1638.9472 | 1666.5726 | 1694.5051 | 1722.8456 | 1751.5621 | 1780.3511 | 1809.2961 | 1838.7259 | 1868.7829 | 1899.2957 | 1930.3768 | 1961.9954 | 1993.7588 | 0 | 0 | 0 | 0 | 0 | 0 | 0 | 0 | 0 | 0
C&I Curtailment-Manual_PSE_Winter_9.19.2018_9.10.01 PM.xlsx | Inputs_endUseLoadShapes_PSE.xlsx | Inputs_Global_PSE.xlsx | Inputs_Product_C&I Curtailment-Manual.xlsx | PSE | 20 | Winter | Peak | 4 | C&I Curtailment-Manual | Commercial | University | 43.4191 | 33.8669 | 8.4667 | 0.56529 | 0.58346 | 0.5868 | 0.60308 | 0.62925 | 0.63841 | 0.64388 | 0.64819 | 0.65086 | 0.66276 | 0.67954 | 0.69248 | 0.70493 | 0.71968 | 0.73876 | 0.75719 | 0.7777 | 0.79294 | 0.80979 | 0.82912 | [10 empty] | 573.7523 | 583.2525 | 592.617 | 602.9248 | 613.807 | 624.7856 | 635.5431 | 646.2494 | 657.1423 | 668.1563 | 679.3312 | 690.6543 | 702.0061 | 713.4193 | 725.0237 | 736.8754 | 748.9068 | 761.1623 | 773.6298 | 786.1544 | 0 | 0 | 0 | 0 | 0 | 0 | 0 | 0 | 0 | 0
C&I Curtailment-Manual_PSE_Winter_9.19.2018_9.10.01 PM.xlsx | Inputs_endUseLoadShapes_PSE.xlsx | Inputs_Global_PSE.xlsx | Inputs_Product_C&I Curtailment-Manual.xlsx | PSE | 20 | Winter | Peak | 4 | C&I Curtailment-Manual | Commercial | Warehouse | 102.3136 | 84.9203 | 21.2301 | 1.4752 | 1.5226 | 1.5314 | 1.5739 | 1.6421 | 1.666 | 1.6803 | 1.6916 | 1.6985 | 1.7296 | 1.7734 | 1.8072 | 1.8396 | 1.8781 | 1.9279 | 1.976 | 2.0296 | 2.0693 | 2.1133 | 2.1637 | [10 empty] | 1593.293 | 1619.6748 | 1645.6796 | 1674.3042 | 1704.5237 | 1735.011 | 1764.8841 | 1794.6153 | 1824.8645 | 1855.4502 | 1886.4824 | 1917.9264 | 1949.4499 | 1981.144 | 2013.3691 | 2046.2809 | 2079.6918 | 2113.7251 | 2148.3468 | 2183.1271 | 0 | 0 | 0 | 0 | 0 | 0 | 0 | 0 | 0 | 0
C&I Curtailment-Manual_PSE_Winter_9.19.2018_9.10.01 PM.xlsx | Inputs_endUseLoadShapes_PSE.xlsx | Inputs_Global_PSE.xlsx | Inputs_Product_C&I Curtailment-Manual.xlsx | PSE | 20 | Winter | Peak | 4 | C&I Curtailment-Manual | Commercial | Xlarge Retail | 41.1584 | 21.814 | 5.4535 | 0.59902 | 0.61826 | 0.62181 | 0.63906 | 0.66679 | 0.67649 | 0.68229 | 0.68685 | 0.68969 | 0.70229 | 0.72008 | 0.73379 | 0.74698 | 0.76261 | 0.78284 | 0.80236 | 0.82409 | 0.84025 | 0.85809 | 0.87858 | [10 empty] | 413.1139 | 419.9543 | 426.6969 | 434.1188 | 441.9542 | 449.859 | 457.6046 | 465.3134 | 473.1565 | 481.0868 | 489.133 | 497.2859 | 505.4594 | 513.6771 | 522.0325 | 530.566 | 539.2289 | 548.0532 | 557.03 | 566.0479 | 0 | 0 | 0 | 0 | 0 | 0 | 0 | 0 | 0 | 0
C&I Curtailment-Manual_PSE_Winter_9.19.2018_9.10.01 PM.xlsx | Inputs_endUseLoadShapes_PSE.xlsx | Inputs_Global_PSE.xlsx | Inputs_Product_C&I Curtailment-Manual.xlsx | PSE | 20 | Winter | Peak | 4 | C&I Curtailment-Manual | Industrial | Mechanical Pulp | 0 | 0 | 0 | 0.014253 | 0.013633 | 0.013275 | 0.013443 | 0.013534 | 0.013157 | 0.012874 | 0.012548 | 0.012391 | 0.012288 | 0.012203 | 0.012034 | 0.011953 | 0.011876 | 0.011834 | 0.011775 | 0.011742 | 0.011617 | 0.011543 | 0.011483 | [10 empty] | 8453.6856 | 8085.8313 | 7873.2215 | 7973.2404 | 8026.7815 | 7803.3203 | 7635.4027 | 7442.0882 | 7348.9372 | 7288.1017 | 7237.6837 | 7137.3178 | 7089.3 | 7043.8921 | 7018.994 | 6983.7144 | 6964.1444 | 6890.1369 | 6846.2544 | 6810.3922 | 0 | 0 | 0 | 0 | 0 | 0 | 0 | 0 | 0 | 0
C&I Curtailment-Manual_PSE_Winter_9.19.2018_9.10.01 PM.xlsx | Inputs_endUseLoadShapes_PSE.xlsx | Inputs_Global_PSE.xlsx | Inputs_Product_C&I Curtailment-Manual.xlsx | PSE | 20 | Winter | Peak | 4 | C&I Curtailment-Manual | Industrial | Kraft Pulp | 0 | 0 | 0 | 2.4336e-05 | 2.3277e-05 | 2.2665e-05 | 2.2953e-05 | 2.3107e-05 | 2.2464e-05 | 2.198e-05 | 2.1424e-05 | 2.1156e-05 | 2.098e-05 | 2.0835e-05 | 2.0546e-05 | 2.0408e-05 | 2.0277e-05 | 2.0206e-05 | 2.0104e-05 | 2.0048e-05 | 1.9835e-05 | 1.9708e-05 | 1.9605e-05 | [10 empty] | 14.4336 | 13.8055 | 13.4425 | 13.6133 | 13.7047 | 13.3232 | 13.0365 | 12.7064 | 12.5474 | 12.4435 | 12.3574 | 12.1861 | 12.1041 | 12.0266 | 11.984 | 11.9238 | 11.8904 | 11.764 | 11.6891 | 11.6279 | 0 | 0 | 0 | 0 | 0 | 0 | 0 | 0 | 0 | 0
C&I Curtailment-Manual_PSE_Winter_9.19.2018_9.10.01 PM.xlsx | Inputs_endUseLoadShapes_PSE.xlsx | Inputs_Global_PSE.xlsx | Inputs_Product_C&I Curtailment-Manual.xlsx | PSE | 20 | Winter | Peak | 4 | C&I Curtailment-Manual | Industrial | Paper | 0 | 0 | 0 | 0.0030064 | 0.0028756 | 0.0028 | 0.0028356 | 0.0028546 | 0.0027751 | 0.0027154 | 0.0026467 | 0.0026135 | 0.0025919 | 0.002574 | 0.0025383 | 0.0025212 | 0.0025051 | 0.0024962 | 0.0024837 | 0.0024767 | 0.0024504 | 0.0024348 | 0.002422 | [10 empty] | 1783.1141 | 1705.5236 | 1660.6783 | 1681.775 | 1693.0683 | 1645.9342 | 1610.5158 | 1569.7405 | 1550.0924 | 1537.2605 | 1526.626 | 1505.456 | 1495.3278 | 1485.75 | 1480.4983 | 1473.0569 | 1468.929 | 1453.3188 | 1444.0628 | 1436.4985 | 0 | 0 | 0 | 0 | 0 | 0 | 0 | 0 | 0 | 0
C&I Curtailment-Manual_PSE_Winter_9.19.2018_9.10.01 PM.xlsx | Inputs_endUseLoadShapes_PSE.xlsx | Inputs_Global_PSE.xlsx | Inputs_Product_C&I Curtailment-Manual.xlsx | PSE | 20 | Winter | Peak | 4 | C&I Curtailment-Manual | Industrial | Foundries | 0 | 0 | 0 | 0.0082624 | 0.0079028 | 0.0076951 | 0.0077928 | 0.0078451 | 0.0076267 | 0.0074626 | 0.0072737 | 0.0071826 | 0.0071232 | 0.0070739 | 0.0069758 | 0.0069289 | 0.0068845 | 0.0068602 | 0.0068257 | 0.0068065 | 0.0067342 | 0.0066913 | 0.0066563 | [10 empty] | 3675.3164 | 3515.3884 | 3422.9543 | 3466.4385 | 3489.7159 | 3392.5642 | 3319.5605 | 3235.5152 | 3195.017 | 3168.5682 | 3146.6486 | 3103.0135 | 3082.1374 | 3062.3959 | 3051.5712 | 3036.2331 | 3027.7249 | 2995.5494 | 2976.4711 | 2960.8797 | 0 | 0 | 0 | 0 | 0 | 0 | 0 | 0 | 0 | 0
C&I Curtailment-Manual_PSE_Winter_9.19.2018_9.10.01 PM.xlsx | Inputs_endUseLoadShapes_PSE.xlsx | Inputs_Global_PSE.xlsx | Inputs_Product_C&I Curtailment-Manual.xlsx | PSE | 20 | Winter | Peak | 4 | C&I Curtailment-Manual | Industrial | Frozen Food | 0 | 0 | 0 | 0.0048615 | 0.0046499 | 0.0045277 | 0.0045852 | 0.004616 | 0.0044875 | 0.0043909 | 0.0042797 | 0.0042262 | 0.0041912 | 0.0041622 | 0.0041045 | 0.0040769 | 0.0040507 | 0.0040364 | 0.0040161 | 0.0040049 | 0.0039623 | 0.0039371 | 0.0039165 | [10 empty] | 2652.6759 | 2537.2472 | 2470.5325 | 2501.9174 | 2518.718 | 2448.5983 | 2395.9075 | 2335.2475 | 2306.0177 | 2286.9282 | 2271.1076 | 2239.6138 | 2224.5464 | 2210.2978 | 2202.4851 | 2191.4147 | 2185.2739 | 2162.0511 | 2148.2812 | 2137.0281 | 0 | 0 | 0 | 0 | 0 | 0 | 0 | 0 | 0 | 0
C&I Curtailment-Manual_PSE_Winter_9.19.2018_9.10.01 PM.xlsx | Inputs_endUseLoadShapes_PSE.xlsx | Inputs_Global_PSE.xlsx | Inputs_Product_C&I Curtailment-Manual.xlsx | PSE | 20 | Winter | Peak | 4 | C&I Curtailment-Manual | Industrial | Other Food | 0 | 0 | 0 | 0.050567 | 0.048366 | 0.047095 | 0.047693 | 0.048013 | 0.046676 | 0.045672 | 0.044516 | 0.043958 | 0.043595 | 0.043293 | 0.042693 | 0.042405 | 0.042134 | 0.041985 | 0.041774 | 0.041657 | 0.041214 | 0.040952 | 0.040737 | [10 empty] | 27591.8317 | 26391.1988 | 25697.2655 | 26023.7155 | 26198.4671 | 25469.1162 | 24921.053 | 24290.0973 | 23986.0634 | 23787.5035 | 23622.9453 | 23295.3627 | 23138.6384 | 22990.4322 | 22909.1677 | 22794.0195 | 22730.1452 | 22488.5935 | 22345.366 | 22228.3163 | 0 | 0 | 0 | 0 | 0 | 0 | 0 | 0 | 0 | 0
C&I Curtailment-Manual_PSE_Winter_9.19.2018_9.10.01 PM.xlsx | Inputs_endUseLoadShapes_PSE.xlsx | Inputs_Global_PSE.xlsx | Inputs_Product_C&I Curtailment-Manual.xlsx | PSE | 20 | Winter | Peak | 4 | C&I Curtailment-Manual | Industrial | Wood - Lumber | 0 | 0 | 0 | 0.010819 | 0.010348 | 0.010076 | 0.010204 | 0.010272 | 0.0099863 | 0.0097714 | 0.009524 | 0.0094048 | 0.009327 | 0.0092625 | 0.009134 | 0.0090726 | 0.0090144 | 0.0089826 | 0.0089374 | 0.0089124 | 0.0088177 | 0.0087615 | 0.0087156 | [10 empty] | 5004.8995 | 4787.1159 | 4661.2429 | 4720.4579 | 4752.1562 | 4619.8588 | 4520.4453 | 4405.9958 | 4350.8469 | 4314.83 | 4284.9807 | 4225.5603 | 4197.132 | 4170.2488 | 4155.5082 | 4134.6214 | 4123.0352 | 4079.2199 | 4053.2398 | 4032.0081 | 0 | 0 | 0 | 0 | 0 | 0 | 0 | 0 | 0 | 0
C&I Curtailment-Manual_PSE_Winter_9.19.2018_9.10.01 PM.xlsx | Inputs_endUseLoadShapes_PSE.xlsx | Inputs_Global_PSE.xlsx | Inputs_Product_C&I Curtailment-Manual.xlsx | PSE | 20 | Winter | Peak | 4 | C&I Curtailment-Manual | Industrial | Wood - Panel | 0 | 0 | 0 | 0.0030914 | 0.0029568 | 0.0028791 | 0.0029157 | 0.0029352 | 0.0028535 | 0.0027921 | 0.0027214 | 0.0026874 | 0.0026651 | 0.0026467 | 0.00261 | 0.0025924 | 0.0025758 | 0.0025667 | 0.0025538 | 0.0025467 | 0.0025196 | 0.0025035 | 0.0024904 | [10 empty] | 1430.1192 | 1367.8889 | 1331.9215 | 1348.8418 | 1357.8994 | 1320.0962 | 1291.6894 | 1258.9862 | 1243.2277 | 1232.9361 | 1224.4069 | 1207.4278 | 1199.3046 | 1191.6229 | 1187.4109 | 1181.4426 | 1178.1319 | 1165.612 | 1158.1883 | 1152.1215 | 0 | 0 | 0 | 0 | 0 | 0 | 0 | 0 | 0 | 0
C&I Curtailment-Manual_PSE_Winter_9.19.2018_9.10.01 PM.xlsx | Inputs_endUseLoadShapes_PSE.xlsx | Inputs_Global_PSE.xlsx | Inputs_Product_C&I Curtailment-Manual.xlsx | PSE | 20 | Winter | Peak | 4 | C&I Curtailment-Manual | Industrial | Wood - Other | 0 | 0 | 0 | 0.016545 | 0.015825 | 0.015409 | 0.015605 | 0.01571 | 0.015272 | 0.014944 | 0.014565 | 0.014383 | 0.014264 | 0.014165 | 0.013969 | 0.013875 | 0.013786 | 0.013737 | 0.013668 | 0.01363 | 0.013485 | 0.013399 | 0.013329 | [10 empty] | 7654.0576 | 7320.9984 | 7128.4992 | 7219.0574 | 7267.534 | 7065.2099 | 6913.1755 | 6738.1464 | 6653.8065 | 6598.7254 | 6553.0765 | 6462.2041 | 6418.7283 | 6377.6154 | 6355.0724 | 6323.1299 | 6305.411 | 6238.4038 | 6198.6721 | 6166.2022 | 0 | 0 | 0 | 0 | 0 | 0 | 0 | 0 | 0 | 0
C&I Curtailment-Manual_PSE_Winter_9.19.2018_9.10.01 PM.xlsx | Inputs_endUseLoadShapes_PSE.xlsx | Inputs_Global_PSE.xlsx | Inputs_Product_C&I Curtailment-Manual.xlsx | PSE | 20 | Winter | Peak | 4 | C&I Curtailment-Manual | Industrial | Sugar | 0 | 0 | 0 | 0.0008561 | 0.00081885 | 0.00079732 | 0.00080745 | 0.00081287 | 0.00079024 | 0.00077323 | 0.00075366 | 0.00074422 | 0.00073806 | 0.00073296 | 0.00072279 | 0.00071793 | 0.00071333 | 0.00071081 | 0.00070724 | 0.00070525 | 0.00069776 | 0.00069332 | 0.00068968 | [10 empty] | 467.133 | 446.8062 | 435.0578 | 440.5846 | 443.5432 | 431.1952 | 421.9164 | 411.2343 | 406.0869 | 402.7253 | 399.9393 | 394.3933 | 391.7399 | 389.2308 | 387.855 | 385.9055 | 384.8241 | 380.7346 | 378.3097 | 376.3281 | 0 | 0 | 0 | 0 | 0 | 0 | 0 | 0 | 0 | 0
C&I Curtailment-Manual_PSE_Winter_9.19.2018_9.10.01 PM.xlsx | Inputs_endUseLoadShapes_PSE.xlsx | Inputs_Global_PSE.xlsx | Inputs_Product_C&I Curtailment-Manual.xlsx | PSE | 20 | Winter | Peak | 4 | C&I Curtailment-Manual | Industrial | Hi Tech - Chip Fab | 0 | 0 | 0 | 0.011947 | 0.011427 | 0.011126 | 0.011268 | 0.011343 | 0.011027 | 0.01079 | 0.010517 | 0.010385 | 0.010299 | 0.010228 | 0.010086 | 0.010018 | 0.0099543 | 0.0099191 | 0.0098692 | 0.0098416 | 0.009737 | 0.009675 | 0.0096243 | [10 empty] | 2692.4995 | 2575.3379 | 2507.6217 | 2539.4777 | 2556.5305 | 2485.3581 | 2431.8764 | 2370.3057 | 2340.6371 | 2321.2609 | 2305.2028 | 2273.2363 | 2257.9426 | 2243.4802 | 2235.5501 | 2224.3136 | 2218.0805 | 2194.5091 | 2180.5325 | 2169.1105 | 0 | 0 | 0 | 0 | 0 | 0 | 0 | 0 | 0 | 0
C&I Curtailment-Manual_PSE_Winter_9.19.2018_9.10.01 PM.xlsx | Inputs_endUseLoadShapes_PSE.xlsx | Inputs_Global_PSE.xlsx | Inputs_Product_C&I Curtailment-Manual.xlsx | PSE | 20 | Winter | Peak | 4 | C&I Curtailment-Manual | Industrial | Hi Tech - Silicon | 0 | 0 | 0 | 0.0029381 | 0.0028103 | 0.0027364 | 0.0027711 | 0.0027897 | 0.0027121 | 0.0026537 | 0.0025865 | 0.0025542 | 0.002533 | 0.0025155 | 0.0024806 | 0.0024639 | 0.0024481 | 0.0024395 | 0.0024272 | 0.0024204 | 0.0023947 | 0.0023794 | 0.002367 | [10 empty] | 662.1881 | 633.3736 | 616.7196 | 624.5542 | 628.7481 | 611.2441 | 598.0909 | 582.9484 | 575.6517 | 570.8864 | 566.9371 | 559.0753 | 555.314 | 551.7572 | 549.8069 | 547.0434 | 545.5104 | 539.7133 | 536.2759 | 533.4668 | 0 | 0 | 0 | 0 | 0 | 0 | 0 | 0 | 0 | 0
C&I Curtailment-Manual_PSE_Winter_9.19.2018_9.10.01 PM.xlsx | Inputs_endUseLoadShapes_PSE.xlsx | Inputs_Global_PSE.xlsx | Inputs_Product_C&I Curtailment-Manual.xlsx | PSE | 20 | Winter | Peak | 4 | C&I Curtailment-Manual | Industrial | Metal Fab | 0 | 0 | 0 | 0.038368 | 0.036699 | 0.035734 | 0.036188 | 0.036431 | 0.035417 | 0.034655 | 0.033777 | 0.033354 | 0.033078 | 0.032849 | 0.032394 | 0.032176 | 0.03197 | 0.031857 | 0.031697 | 0.031608 | 0.031272 | 0.031073 | 0.03091 | [10 empty] | 17067.2556 | 16324.5899 | 15895.3491 | 16097.2786 | 16205.3733 | 15754.2247 | 15415.2137 | 15024.9285 | 14836.8647 | 14714.0431 | 14612.2537 | 14409.6236 | 14312.6799 | 14221.0052 | 14170.7381 | 14099.5118 | 14060.0016 | 13910.5869 | 13821.9919 | 13749.5893 | 0 | 0 | 0 | 0 | 0 | 0 | 0 | 0 | 0 | 0
C&I Curtailment-Manual_PSE_Winter_9.19.2018_9.10.01 PM.xlsx | Inputs_endUseLoadShapes_PSE.xlsx | Inputs_Global_PSE.xlsx | Inputs_Product_C&I Curtailment-Manual.xlsx | PSE | 20 | Winter | Peak | 4 | C&I Curtailment-Manual | Industrial | Transportation, Equip | 0 | 0 | 0 | 0.073373 | 0.07018 | 0.068335 | 0.069203 | 0.069668 | 0.067728 | 0.066271 | 0.064593 | 0.063784 | 0.063256 | 0.062819 | 0.061948 | 0.061531 | 0.061137 | 0.060921 | 0.060614 | 0.060445 | 0.059802 | 0.059421 | 0.05911 | [10 empty] | 29589.022 | 28301.4833 | 27557.3207 | 27907.4002 | 28094.801 | 27312.6572 | 26724.9233 | 26048.2969 | 25722.256 | 25509.3236 | 25332.8542 | 24981.56 | 24813.4915 | 24654.5576 | 24567.411 | 24443.9279 | 24375.4302 | 24116.3941 | 23962.7994 | 23837.2772 | 0 | 0 | 0 | 0 | 0 | 0 | 0 | 0 | 0 | 0
C&I Curtailment-Manual_PSE_Winter_9.19.2018_9.10.01 PM.xlsx | Inputs_endUseLoadShapes_PSE.xlsx | Inputs_Global_PSE.xlsx | Inputs_Product_C&I Curtailment-Manual.xlsx | PSE | 20 | Winter | Peak | 4 | C&I Curtailment-Manual | Industrial | Refinery | 0.80728 | 0.6539 | 0.16347 | 0.0031348 | 0.0029984 | 0.0029195 | 0.0029566 | 0.0029765 | 0.0028936 | 0.0028313 | 0.0027597 | 0.0027251 | 0.0027026 | 0.0026839 | 0.0026466 | 0.0026288 | 0.002612 | 0.0026028 | 0.0025897 | 0.0025824 | 0.002555 | 0.0025387 | 0.0025254 | [10 empty] | 1505.9784 | 1440.4472 | 1402.5719 | 1420.3897 | 1429.9278 | 1390.1194 | 1360.2058 | 1325.7678 | 1309.1735 | 1298.336 | 1289.3543 | 1271.4746 | 1262.9205 | 1254.8313 | 1250.3959 | 1244.111 | 1240.6247 | 1227.4407 | 1219.6233 | 1213.2346 | 0 | 0 | 0 | 0 | 0 | 0 | 0 | 0 | 0 | 0
C&I Curtailment-Manual_PSE_Winter_9.19.2018_9.10.01 PM.xlsx | Inputs_endUseLoadShapes_PSE.xlsx | Inputs_Global_PSE.xlsx | Inputs_Product_C&I Curtailment-Manual.xlsx | PSE | 20 | Winter | Peak | 4 | C&I Curtailment-Manual | Industrial | Cold Storage | 2.5436 | 2.3401 | 0.58503 | 0.0098771 | 0.0094473 | 0.0091989 | 0.0093158 | 0.0093783 | 0.0091172 | 0.008921 | 0.0086952 | 0.0085863 | 0.0085153 | 0.0084564 | 0.0083391 | 0.008283 | 0.0082299 | 0.0082008 | 0.0081596 | 0.0081368 | 0.0080503 | 0.007999 | 0.0079571 | [10 empty] | 5389.4709 | 5154.9531 | 5019.4081 | 5083.1731 | 5117.3071 | 4974.844 | 4867.7917 | 4744.548 | 4685.1616 | 4646.3772 | 4614.2343 | 4550.248 | 4519.6353 | 4490.6864 | 4474.8132 | 4452.3214 | 4439.845 | 4392.663 | 4364.6866 | 4341.8235 | 0 | 0 | 0 | 0 | 0 | 0 | 0 | 0 | 0 | 0
C&I Curtailment-Manual_PSE_Winter_9.19.2018_9.10.01 PM.xlsx | Inputs_endUseLoadShapes_PSE.xlsx | Inputs_Global_PSE.xlsx | Inputs_Product_C&I Curtailment-Manual.xlsx | PSE | 20 | Winter | Peak | 4 | C&I Curtailment-Manual | Industrial | Fruit Storage | 0.00034481 | 0.00031723 | 7.9307e-05 | 1.3389e-06 | 1.2807e-06 | 1.247e-06 | 1.2629e-06 | 1.2713e-06 | 1.2359e-06 | 1.2093e-06 | 1.1787e-06 | 1.164e-06 | 1.1543e-06 | 1.1464e-06 | 1.1305e-06 | 1.1228e-06 | 1.1157e-06 | 1.1117e-06 | 1.1061e-06 | 1.103e-06 | 1.0913e-06 | 1.0844e-06 | 1.0787e-06 | [10 empty] | 0.7306 | 0.69881 | 0.68043 | 0.68908 | 0.69371 | 0.67439 | 0.65988 | 0.64317 | 0.63512 | 0.62987 | 0.62551 | 0.61684 | 0.61269 | 0.60876 | 0.60661 | 0.60356 | 0.60187 | 0.59547 | 0.59168 | 0.58858 | 0 | 0 | 0 | 0 | 0 | 0 | 0 | 0 | 0 | 0
C&I Curtailment-Manual_PSE_Winter_9.19.2018_9.10.01 PM.xlsx | Inputs_endUseLoadShapes_PSE.xlsx | Inputs_Global_PSE.xlsx | Inputs_Product_C&I Curtailment-Manual.xlsx | PSE | 20 | Winter | Peak | 4 | C&I Curtailment-Manual | Industrial | Chemical | 5.4314 | 3.6934 | 0.92334 | 0.021091 | 0.020173 | 0.019643 | 0.019892 | 0.020026 | 0.019468 | 0.019049 | 0.018567 | 0.018335 | 0.018183 | 0.018057 | 0.017807 | 0.017687 | 0.017574 | 0.017511 | 0.017423 | 0.017375 | 0.01719 | 0.01708 | 0.016991 | [10 empty] | 8506.1005 | 8135.9655 | 7922.0374 | 8022.6765 | 8076.5495 | 7851.7028 | 7682.7441 | 7488.231 | 7394.5024 | 7333.2897 | 7282.5592 | 7181.5709 | 7133.2554 | 7087.5659 | 7062.5135 | 7027.0152 | 7007.3238 | 6932.8574 | 6888.7028 | 6852.6183 | 0 | 0 | 0 | 0 | 0 | 0 | 0 | 0 | 0 | 0
C&I Curtailment-Manual_PSE_Winter_9.19.2018_9.10.01 PM.xlsx | Inputs_endUseLoadShapes_PSE.xlsx | Inputs_Global_PSE.xlsx | Inputs_Product_C&I Curtailment-Manual.xlsx | PSE | 20 | Winter | Peak | 4 | C&I Curtailment-Manual | Industrial | Misc Manf | 0 | 0 | 0 | 0.21988 | 0.21031 | 0.20478 | 0.20738 | 0.20878 | 0.20296 | 0.1986 | 0.19357 | 0.19115 | 0.18956 | 0.18825 | 0.18564 | 0.18439 | 0.18321 | 0.18256 | 0.18165 | 0.18114 | 0.17921 | 0.17807 | 0.17714 | [10 empty] | 102720.4918 | 98250.7053 | 95667.2894 | 96882.6166 | 97533.1922 | 94817.9219 | 92777.56 | 90428.6008 | 89296.7258 | 88557.5152 | 87944.8883 | 86725.3445 | 86141.882 | 85590.1314 | 85287.5953 | 84858.9146 | 84621.1198 | 83721.8567 | 83188.6412 | 82752.8815 | 0 | 0 | 0 | 0 | 0 | 0 | 0 | 0 | 0 | 0
C&I Curtailment-Manual_PSE_Winter_9.19.2018_9.10.01 PM.xlsx | Inputs_endUseLoadShapes_PSE.xlsx | Inputs_Global_PSE.xlsx | Inputs_Product_C&I Curtailment-Manual.xlsx | PSE | 20 | Winter | Peak | 4 | C&I Curtailment-Manual | Residential | Single Family | 1628.0145 | 0 | 0 | 0 | 0 | 0 | 0 | 0 | 0 | 0 | 0 | 0 | 0 | 0 | 0 | 0 | 0 | 0 | 0 | 0 | 0 | 0 | 0 | [10 empty] | 0 | 0 | 0 | 0 | 0 | 0 | 0 | 0 | 0 | 0 | 0 | 0 | 0 | 0 | 0 | 0 | 0 | 0 | 0 | 0 | 0 | 0 | 0 | 0 | 0 | 0 | 0 | 0 | 0 | 0
C&I Curtailment-Manual_PSE_Winter_9.19.2018_9.10.01 PM.xlsx | Inputs_endUseLoadShapes_PSE.xlsx | Inputs_Global_PSE.xlsx | Inputs_Product_C&I Curtailment-Manual.xlsx | PSE | 20 | Winter | Peak | 4 | C&I Curtailment-Manual | Residential | Multifamily Low-Rise | 331.2956 | 0 | 0 | 0 | 0 | 0 | 0 | 0 | 0 | 0 | 0 | 0 | 0 | 0 | 0 | 0 | 0 | 0 | 0 | 0 | 0 | 0 | 0 | [10 empty] | 0 | 0 | 0 | 0 | 0 | 0 | 0 | 0 | 0 | 0 | 0 | 0 | 0 | 0 | 0 | 0 | 0 | 0 | 0 | 0 | 0 | 0 | 0 | 0 | 0 | 0 | 0 | 0 | 0 | 0
C&I Curtailment-Manual_PSE_Winter_9.19.2018_9.10.01 PM.xlsx | Inputs_endUseLoadShapes_PSE.xlsx | Inputs_Global_PSE.xlsx | Inputs_Product_C&I Curtailment-Manual.xlsx | PSE | 20 | Winter | Peak | 4 | C&I Curtailment-Manual | Residential | Multifamily High-Rise | 60.3694 | 0 | 0 | 0 | 0 | 0 | 0 | 0 | 0 | 0 | 0 | 0 | 0 | 0 | 0 | 0 | 0 | 0 | 0 | 0 | 0 | 0 | 0 | [10 empty] | 0 | 0 | 0 | 0 | 0 | 0 | 0 | 0 | 0 | 0 | 0 | 0 | 0 | 0 | 0 | 0 | 0 | 0 | 0 | 0 | 0 | 0 | 0 | 0 | 0 | 0 | 0 | 0 | 0 | 0
C&I Curtailment-Manual_PSE_Winter_9.19.2018_9.10.01 PM.xlsx | Inputs_endUseLoadShapes_PSE.xlsx | Inputs_Global_PSE.xlsx | Inputs_Product_C&I Curtailment-Manual.xlsx | PSE | 20 | Winter | Peak | 4 | C&I Curtailment-Manual | Residential | Manufactured | 136.2338 | 0 | 0 | 0 | 0 | 0 | 0 | 0 | 0 | 0 | 0 | 0 | 0 | 0 | 0 | 0 | 0 | 0 | 0 | 0 | 0 | 0 | 0 | [10 empty] | 0 | 0 | 0 | 0 | 0 | 0 | 0 | 0 | 0 | 0 | 0 | 0 | 0 | 0 | 0 | 0 | 0 | 0 | 0 | 0 | 0 | 0 | 0 | 0 | 0 | 0 | 0 | 0 | 0 | 0
C&I Curtailment-Manual_PSE_Winter_9.19.2018_9.10.01 PM.xlsx | Inputs_endUseLoadShapes_PSE.xlsx | Inputs_Global_PSE.xlsx | Inputs_Product_C&I Curtailment-Manual.xlsx | PSE | 20 | Winter | Peak | 4 | C&I Curtailment-Manual | 0 | 0 | 0 | 0 | 0 | 0 | 0 | 0 | 0 | 0 | 0 | 0 | 0 | 0 | 0 | 0 | 0 | 0 | 0 | 0 | 0 | 0 | 0 | 0 | 0 | [10 empty] | 0 | 0 | 0 | 0 | 0 | 0 | 0 | 0 | 0 | 0 | 0 | 0 | 0 | 0 | 0 | 0 | 0 | 0 | 0 | 0 | 0 | 0 | 0 | 0 | 0 | 0 | 0 | 0 | 0 | 0
C&I Curtailment-Manual_PSE_Winter_9.26.2018_1.00.11 PM.xlsx | Inputs_endUseLoadShapes_PSE.xlsx | Inputs_Global_PSE.xlsx | Inputs_Product_C&I Curtailment-Manual.xlsx | PSE | 20 | Winter | Peak | 4 | C&I Curtailment-Manual | Commercial | Hospital | 56.3901 | 43.9843 | 10.9961 | 0.39691 | 0.40966 | 0.41201 | 0.42345 | 0.44182 | 0.44825 | 0.45209 | 0.45511 | 0.45699 | 0.46534 | 0.47713 | 0.48622 | 0.49495 | 0.50531 | 0.51871 | 0.53165 | 0.54605 | 0.55675 | 0.56858 | 0.58215 | [10 empty] | 402.8507 | 409.5212 | 416.0963 | 423.3338 | 430.9745 | 438.683 | 446.2361 | 453.7534 | 461.4017 | 469.135 | 476.9812 | 484.9316 | 492.902 | 500.9156 | 509.0635 | 517.3849 | 525.8326 | 534.4376 | 543.1914 | 551.9854 | 0 | 0 | 0 | 0 | 0 | 0 | 0 | 0 | 0 | 0
C&I Curtailment-Manual_PSE_Winter_9.26.2018_1.00.11 PM.xlsx | Inputs_endUseLoadShapes_PSE.xlsx | Inputs_Global_PSE.xlsx | Inputs_Product_C&I Curtailment-Manual.xlsx | PSE | 20 | Winter | Peak | 4 | C&I Curtailment-Manual | Commercial | Large Office | 259.0812 | 93.2692 | 23.3173 | 2.065 | 2.1313 | 2.1436 | 2.203 | 2.2986 | 2.3321 | 2.3521 | 2.3678 | 2.3776 | 2.421 | 2.4823 | 2.5296 | 2.5751 | 2.629 | 2.6987 | 2.766 | 2.8409 | 2.8966 | 2.9581 | 3.0287 | [10 empty] | 967.3351 | 983.3523 | 999.1405 | 1016.5194 | 1034.8665 | 1053.3763 | 1071.5131 | 1089.5638 | 1107.929 | 1126.4984 | 1145.339 | 1164.4296 | 1183.5684 | 1202.8108 | 1222.3756 | 1242.3573 | 1262.6421 | 1283.3047 | 1304.3245 | 1325.4407 | 0 | 0 | 0 | 0 | 0 | 0 | 0 | 0 | 0 | 0
C&I Curtailment-Manual_PSE_Winter_9.26.2018_1.00.11 PM.xlsx | Inputs_endUseLoadShapes_PSE.xlsx | Inputs_Global_PSE.xlsx | Inputs_Product_C&I Curtailment-Manual.xlsx | PSE | 20 | Winter | Peak | 4 | C&I Curtailment-Manual | Commercial | Large Retail | 56.0608 | 29.7122 | 7.4281 | 0.42574 | 0.43942 | 0.44194 | 0.4542 | 0.47391 | 0.4808 | 0.48492 | 0.48817 | 0.49018 | 0.49914 | 0.51178 | 0.52153 | 0.5309 | 0.54201 | 0.55638 | 0.57026 | 0.58571 | 0.59719 | 0.60987 | 0.62443 | [10 empty] | 293.6121 | 298.4738 | 303.2659 | 308.5409 | 314.1097 | 319.728 | 325.233 | 330.7118 | 336.2862 | 341.9225 | 347.6411 | 353.4356 | 359.2448 | 365.0854 | 371.0238 | 377.0888 | 383.2458 | 389.5174 | 395.8975 | 402.3068 | 0 | 0 | 0 | 0 | 0 | 0 | 0 | 0 | 0 | 0
C&I Curtailment-Manual_PSE_Winter_9.26.2018_1.00.11 PM.xlsx | Inputs_endUseLoadShapes_PSE.xlsx | Inputs_Global_PSE.xlsx | Inputs_Product_C&I Curtailment-Manual.xlsx | PSE | 20 | Winter | Peak | 4 | C&I Curtailment-Manual | Commercial | Lodging | 64.0096 | 32.6449 | 8.1612 | 0.4178 | 0.43122 | 0.43369 | 0.44573 | 0.46507 | 0.47183 | 0.47588 | 0.47906 | 0.48104 | 0.48983 | 0.50224 | 0.5118 | 0.521 | 0.5319 | 0.54601 | 0.55963 | 0.57478 | 0.58605 | 0.5985 | 0.61278 | [10 empty] | 277.2625 | 281.8534 | 286.3787 | 291.36 | 296.6187 | 301.9241 | 307.1225 | 312.2963 | 317.5602 | 322.8827 | 328.2829 | 333.7547 | 339.2404 | 344.7558 | 350.3635 | 356.0908 | 361.9049 | 367.8273 | 373.8522 | 379.9046 | 0 | 0 | 0 | 0 | 0 | 0 | 0 | 0 | 0 | 0
C&I Curtailment-Manual_PSE_Winter_9.26.2018_1.00.11 PM.xlsx | Inputs_endUseLoadShapes_PSE.xlsx | Inputs_Global_PSE.xlsx | Inputs_Product_C&I Curtailment-Manual.xlsx | PSE | 20 | Winter | Peak | 4 | C&I Curtailment-Manual | Commercial | Medium Office | 242.2365 | 0 | 0 | 1.6069 | 1.6585 | 1.668 | 1.7143 | 1.7887 | 1.8147 | 1.8303 | 1.8425 | 1.8501 | 1.8839 | 1.9316 | 1.9684 | 2.0038 | 2.0457 | 2.1 | 2.1524 | 2.2106 | 2.254 | 2.3019 | 2.3568 | [10 empty] | 0 | 0 | 0 | 0 | 0 | 0 | 0 | 0 | 0 | 0 | 0 | 0 | 0 | 0 | 0 | 0 | 0 | 0 | 0 | 0 | 0 | 0 | 0 | 0 | 0 | 0 | 0 | 0 | 0 | 0
C&I Curtailment-Manual_PSE_Winter_9.26.2018_1.00.11 PM.xlsx | Inputs_endUseLoadShapes_PSE.xlsx | Inputs_Global_PSE.xlsx | Inputs_Product_C&I Curtailment-Manual.xlsx | PSE | 20 | Winter | Peak | 4 | C&I Curtailment-Manual | Commercial | Medium Retail | 83.438 | 0 | 0 | 0.63399 | 0.65436 | 0.65811 | 0.67637 | 0.70572 | 0.71599 | 0.72212 | 0.72695 | 0.72995 | 0.7433 | 0.76212 | 0.77663 | 0.79059 | 0.80714 | 0.82854 | 0.84921 | 0.87221 | 0.8893 | 0.90819 | 0.92987 | [10 empty] | 0 | 0 | 0 | 0 | 0 | 0 | 0 | 0 | 0 | 0 | 0 | 0 | 0 | 0 | 0 | 0 | 0 | 0 | 0 | 0 | 0 | 0 | 0 | 0 | 0 | 0 | 0 | 0 | 0 | 0
C&I Curtailment-Manual_PSE_Winter_9.26.2018_1.00.11 PM.xlsx | Inputs_endUseLoadShapes_PSE.xlsx | Inputs_Global_PSE.xlsx | Inputs_Product_C&I Curtailment-Manual.xlsx | PSE | 20 | Winter | Peak | 4 | C&I Curtailment-Manual | Commercial | Other and Assembly | 327.1167 | 112.7657 | 28.1914 | 2.1109 | 2.1787 | 2.1912 | 2.252 | 2.3498 | 2.384 | 2.4044 | 2.4205 | 2.4305 | 2.4749 | 2.5376 | 2.5859 | 2.6324 | 2.6875 | 2.7587 | 2.8275 | 2.9041 | 2.961 | 3.0239 | 3.0961 | [10 empty] | 946.8992 | 962.578 | 978.0327 | 995.0445 | 1013.004 | 1031.1227 | 1048.8764 | 1066.5457 | 1084.5229 | 1102.7001 | 1121.1426 | 1139.8299 | 1158.5644 | 1177.4003 | 1196.5518 | 1216.1114 | 1235.9676 | 1256.1937 | 1276.7695 | 1297.4396 | 0 | 0 | 0 | 0 | 0 | 0 | 0 | 0 | 0 | 0
C&I Curtailment-Manual_PSE_Winter_9.26.2018_1.00.11 PM.xlsx | Inputs_endUseLoadShapes_PSE.xlsx | Inputs_Global_PSE.xlsx | Inputs_Product_C&I Curtailment-Manual.xlsx | PSE | 20 | Winter | Peak | 4 | C&I Curtailment-Manual | Commercial | Residential Care | 21.5658 | 16.8213 | 4.2053 | 0.15129 | 0.15615 | 0.15704 | 0.1614 | 0.16841 | 0.17086 | 0.17232 | 0.17347 | 0.17419 | 0.17737 | 0.18187 | 0.18533 | 0.18866 | 0.19261 | 0.19771 | 0.20265 | 0.20813 | 0.21221 | 0.21672 | 0.22189 | [10 empty] | 153.5525 | 156.095 | 158.6012 | 161.3599 | 164.2723 | 167.2105 | 170.0895 | 172.9548 | 175.87 | 178.8177 | 181.8084 | 184.8388 | 187.8769 | 190.9314 | 194.037 | 197.2089 | 200.4289 | 203.7088 | 207.0454 | 210.3974 | 0 | 0 | 0 | 0 | 0 | 0 | 0 | 0 | 0 | 0
C&I Curtailment-Manual_PSE_Winter_9.26.2018_1.00.11 PM.xlsx | Inputs_endUseLoadShapes_PSE.xlsx | Inputs_Global_PSE.xlsx | Inputs_Product_C&I Curtailment-Manual.xlsx | PSE | 20 | Winter | Peak | 4 | C&I Curtailment-Manual | Commercial | Restaurant | 93.7598 | 14.064 | 3.516 | 0.68358 | 0.70554 | 0.70958 | 0.72927 | 0.76092 | 0.77199 | 0.77861 | 0.78381 | 0.78705 | 0.80143 | 0.82173 | 0.83738 | 0.85243 | 0.87027 | 0.89334 | 0.91563 | 0.94043 | 0.95886 | 0.97923 | 1.0026 | [10 empty] | 133.4239 | 135.6331 | 137.8108 | 140.2078 | 142.7384 | 145.2915 | 147.7931 | 150.2828 | 152.8159 | 155.3772 | 157.9758 | 160.609 | 163.2488 | 165.9029 | 168.6014 | 171.3575 | 174.1554 | 177.0053 | 179.9046 | 182.8171 | 0 | 0 | 0 | 0 | 0 | 0 | 0 | 0 | 0 | 0
C&I Curtailment-Manual_PSE_Winter_9.26.2018_1.00.11 PM.xlsx | Inputs_endUseLoadShapes_PSE.xlsx | Inputs_Global_PSE.xlsx | Inputs_Product_C&I Curtailment-Manual.xlsx | PSE | 20 | Winter | Peak | 4 | C&I Curtailment-Manual | Commercial | School K-12 | 102.6773 | 80.0883 | 20.0221 | 0.71291 | 0.73581 | 0.74003 | 0.76056 | 0.79356 | 0.80511 | 0.81201 | 0.81744 | 0.82082 | 0.83582 | 0.85699 | 0.87331 | 0.889 | 0.90761 | 0.93167 | 0.95492 | 0.98078 | 1 | 1.0212 | 1.0456 | [10 empty] | 723.5727 | 735.5537 | 747.3634 | 760.3629 | 774.0867 | 787.9321 | 801.4986 | 815.0006 | 828.7379 | 842.6279 | 856.7208 | 871.0007 | 885.3166 | 899.7101 | 914.3447 | 929.2911 | 944.4643 | 959.92 | 975.643 | 991.438 | 0 | 0 | 0 | 0 | 0 | 0 | 0 | 0 | 0 | 0
C&I Curtailment-Manual_PSE_Winter_9.26.2018_1.00.11 PM.xlsx | Inputs_endUseLoadShapes_PSE.xlsx | Inputs_Global_PSE.xlsx | Inputs_Product_C&I Curtailment-Manual.xlsx | PSE | 20 | Winter | Peak | 4 | C&I Curtailment-Manual | Commercial | Small Office | 206.2795 | 0 | 0 | 1.3684 | 1.4123 | 1.4204 | 1.4598 | 1.5232 | 1.5453 | 1.5586 | 1.569 | 1.5755 | 1.6043 | 1.6449 | 1.6762 | 1.7064 | 1.7421 | 1.7883 | 1.8329 | 1.8825 | 1.9194 | 1.9602 | 2.007 | [10 empty] | 0 | 0 | 0 | 0 | 0 | 0 | 0 | 0 | 0 | 0 | 0 | 0 | 0 | 0 | 0 | 0 | 0 | 0 | 0 | 0 | 0 | 0 | 0 | 0 | 0 | 0 | 0 | 0 | 0 | 0
C&I Curtailment-Manual_PSE_Winter_9.26.2018_1.00.11 PM.xlsx | Inputs_endUseLoadShapes_PSE.xlsx | Inputs_Global_PSE.xlsx | Inputs_Product_C&I Curtailment-Manual.xlsx | PSE | 20 | Winter | Peak | 4 | C&I Curtailment-Manual | Commercial | Small Retail | 18.0417 | 0 | 0 | 0.13703 | 0.14143 | 0.14225 | 0.14619 | 0.15254 | 0.15476 | 0.15608 | 0.15713 | 0.15777 | 0.16066 | 0.16473 | 0.16786 | 0.17088 | 0.17446 | 0.17908 | 0.18355 | 0.18852 | 0.19222 | 0.1963 | 0.20098 | [10 empty] | 0 | 0 | 0 | 0 | 0 | 0 | 0 | 0 | 0 | 0 | 0 | 0 | 0 | 0 | 0 | 0 | 0 | 0 | 0 | 0 | 0 | 0 | 0 | 0 | 0 | 0 | 0 | 0 | 0 | 0
C&I Curtailment-Manual_PSE_Winter_9.26.2018_1.00.11 PM.xlsx | Inputs_endUseLoadShapes_PSE.xlsx | Inputs_Global_PSE.xlsx | Inputs_Product_C&I Curtailment-Manual.xlsx | PSE | 20 | Winter | Peak | 4 | C&I Curtailment-Manual | Commercial | Supermarket and MiniMart | 104.4353 | 71.016 | 17.754 | 0.82223 | 0.84865 | 0.85351 | 0.8772 | 0.91526 | 0.92858 | 0.93654 | 0.9428 | 0.94669 | 0.964 | 0.98841 | 1.0072 | 1.0253 | 1.0468 | 1.0746 | 1.1014 | 1.1312 | 1.1534 | 1.1779 | 1.206 | [10 empty] | 727.544 | 739.5907 | 751.4652 | 764.5361 | 778.3351 | 792.2566 | 805.8975 | 819.4736 | 833.2863 | 847.2526 | 861.4228 | 875.7811 | 890.1756 | 904.648 | 919.3629 | 934.3914 | 949.6479 | 965.1884 | 980.9977 | 996.8794 | 0 | 0 | 0 | 0 | 0 | 0 | 0 | 0 | 0 | 0
C&I Curtailment-Manual_PSE_Winter_9.26.2018_1.00.11 PM.xlsx | Inputs_endUseLoadShapes_PSE.xlsx | Inputs_Global_PSE.xlsx | Inputs_Product_C&I Curtailment-Manual.xlsx | PSE | 20 | Winter | Peak | 4 | C&I Curtailment-Manual | Commercial | University | 43.4191 | 33.8669 | 8.4667 | 0.28265 | 0.29173 | 0.2934 | 0.30154 | 0.31463 | 0.3192 | 0.32194 | 0.32409 | 0.32543 | 0.33138 | 0.33977 | 0.34624 | 0.35246 | 0.35984 | 0.36938 | 0.3786 | 0.38885 | 0.39647 | 0.40489 | 0.41456 | [10 empty] | 286.8762 | 291.6263 | 296.3085 | 301.4624 | 306.9035 | 312.3928 | 317.7715 | 323.1247 | 328.5712 | 334.0782 | 339.6656 | 345.3272 | 351.003 | 356.7096 | 362.5118 | 368.4377 | 374.4534 | 380.5812 | 386.8149 | 393.0772 | 0 | 0 | 0 | 0 | 0 | 0 | 0 | 0 | 0 | 0
C&I Curtailment-Manual_PSE_Winter_9.26.2018_1.00.11 PM.xlsx | Inputs_endUseLoadShapes_PSE.xlsx | Inputs_Global_PSE.xlsx | Inputs_Product_C&I Curtailment-Manual.xlsx | PSE | 20 | Winter | Peak | 4 | C&I Curtailment-Manual | Commercial | Warehouse | 102.3136 | 84.9203 | 21.2301 | 0.73762 | 0.76132 | 0.76568 | 0.78693 | 0.82107 | 0.83302 | 0.84016 | 0.84578 | 0.84927 | 0.86479 | 0.8867 | 0.90358 | 0.91982 | 0.93907 | 0.96397 | 0.98802 | 1.0148 | 1.0347 | 1.0566 | 1.0819 | [10 empty] | 796.6465 | 809.8374 | 822.8398 | 837.1521 | 852.2618 | 867.5055 | 882.4421 | 897.3077 | 912.4323 | 927.7251 | 943.2412 | 958.9632 | 974.7249 | 990.572 | 1006.6845 | 1023.1404 | 1039.8459 | 1056.8625 | 1074.1734 | 1091.5636 | 0 | 0 | 0 | 0 | 0 | 0 | 0 | 0 | 0 | 0
C&I Curtailment-Manual_PSE_Winter_9.26.2018_1.00.11 PM.xlsx | Inputs_endUseLoadShapes_PSE.xlsx | Inputs_Global_PSE.xlsx | Inputs_Product_C&I Curtailment-Manual.xlsx | PSE | 20 | Winter | Peak | 4 | C&I Curtailment-Manual | Commercial | Xlarge Retail | 41.1584 | 21.814 | 5.4535 | 0.29951 | 0.30913 | 0.3109 | 0.31953 | 0.33339 | 0.33825 | 0.34114 | 0.34343 | 0.34484 | 0.35115 | 0.36004 | 0.3669 | 0.37349 | 0.38131 | 0.39142 | 0.40118 | 0.41205 | 0.42012 | 0.42905 | 0.43929 | [10 empty] | 206.557 | 209.9771 | 213.3484 | 217.0594 | 220.9771 | 224.9295 | 228.8023 | 232.6567 | 236.5783 | 240.5434 | 244.5665 | 248.6429 | 252.7297 | 256.8386 | 261.0163 | 265.283 | 269.6145 | 274.0266 | 278.515 | 283.024 | 0 | 0 | 0 | 0 | 0 | 0 | 0 | 0 | 0 | 0
C&I Curtailment-Manual_PSE_Winter_9.26.2018_1.00.11 PM.xlsx | Inputs_endUseLoadShapes_PSE.xlsx | Inputs_Global_PSE.xlsx | Inputs_Product_C&I Curtailment-Manual.xlsx | PSE | 20 | Winter | Peak | 4 | C&I Curtailment-Manual | Industrial | Mechanical Pulp | 0 | 0 | 0 | 0.0071267 | 0.0068166 | 0.0066373 | 0.0067217 | 0.0067668 | 0.0065784 | 0.0064369 | 0.0062739 | 0.0061954 | 0.0061441 | 0.0061016 | 0.006017 | 0.0059765 | 0.0059382 | 0.0059172 | 0.0058875 | 0.005871 | 0.0058086 | 0.0057716 | 0.0057413 | [10 empty] | 11.9692 | 11.8749 | 11.7839 | 11.7029 | 11.6243 | 11.5406 | 11.4514 | 11.3646 | 11.2779 | 11.1944 | 11.1107 | 11.0267 | 10.9438 | 10.8625 | 10.7827 | 10.7037 | 10.6242 | 10.5447 | 10.4664 | 10.3889 | 0 | 0 | 0 | 0 | 0 | 0 | 0 | 0 | 0 | 0
C&I Curtailment-Manual_PSE_Winter_9.26.2018_1.00.11 PM.xlsx | Inputs_endUseLoadShapes_PSE.xlsx | Inputs_Global_PSE.xlsx | Inputs_Product_C&I Curtailment-Manual.xlsx | PSE | 20 | Winter | Peak | 4 | C&I Curtailment-Manual | Industrial | Kraft Pulp | 0 | 0 | 0 | 1.2168e-05 | 1.1638e-05 | 1.1332e-05 | 1.1476e-05 | 1.1553e-05 | 1.1232e-05 | 1.099e-05 | 1.0712e-05 | 1.0578e-05 | 1.049e-05 | 1.0418e-05 | 1.0273e-05 | 1.0204e-05 | 1.0139e-05 | 1.0103e-05 | 1.0052e-05 | 1.0024e-05 | 9.9174e-06 | 9.8542e-06 | 9.8026e-06 | [10 empty] | 0.020436 | 0.020275 | 0.02012 | 0.019981 | 0.019847 | 0.019704 | 0.019552 | 0.019404 | 0.019256 | 0.019113 | 0.01897 | 0.018827 | 0.018685 | 0.018546 | 0.01841 | 0.018275 | 0.01814 | 0.018004 | 0.01787 | 0.017738 | 0 | 0 | 0 | 0 | 0 | 0 | 0 | 0 | 0 | 0
C&I Curtailment-Manual_PSE_Winter_9.26.2018_1.00.11 PM.xlsx | Inputs_endUseLoadShapes_PSE.xlsx | Inputs_Global_PSE.xlsx | Inputs_Product_C&I Curtailment-Manual.xlsx | PSE | 20 | Winter | Peak | 4 | C&I Curtailment-Manual | Industrial | Paper | 0 | 0 | 0 | 0.0015032 | 0.0014378 | 0.0014 | 0.0014178 | 0.0014273 | 0.0013876 | 0.0013577 | 0.0013233 | 0.0013068 | 0.001296 | 0.001287 | 0.0012691 | 0.0012606 | 0.0012525 | 0.0012481 | 0.0012418 | 0.0012383 | 0.0012252 | 0.0012174 | 0.001211 | [10 empty] | 2.5246 | 2.5047 | 2.4856 | 2.4685 | 2.4519 | 2.4342 | 2.4154 | 2.3971 | 2.3788 | 2.3612 | 2.3436 | 2.3258 | 2.3084 | 2.2912 | 2.2744 | 2.2577 | 2.2409 | 2.2242 | 2.2076 | 2.1913 | 0 | 0 | 0 | 0 | 0 | 0 | 0 | 0 | 0 | 0
C&I Curtailment-Manual_PSE_Winter_9.26.2018_1.00.11 PM.xlsx | Inputs_endUseLoadShapes_PSE.xlsx | Inputs_Global_PSE.xlsx | Inputs_Product_C&I Curtailment-Manual.xlsx | PSE | 20 | Winter | Peak | 4 | C&I Curtailment-Manual | Industrial | Foundries | 0 | 0 | 0 | 0.0041312 | 0.0039514 | 0.0038475 | 0.0038964 | 0.0039226 | 0.0038134 | 0.0037313 | 0.0036368 | 0.0035913 | 0.0035616 | 0.0035369 | 0.0034879 | 0.0034644 | 0.0034422 | 0.0034301 | 0.0034128 | 0.0034033 | 0.0033671 | 0.0033457 | 0.0033281 | [10 empty] | 5.2037 | 5.1627 | 5.1232 | 5.0879 | 5.0538 | 5.0174 | 4.9786 | 4.9409 | 4.9032 | 4.8669 | 4.8305 | 4.7939 | 4.7579 | 4.7226 | 4.6879 | 4.6536 | 4.619 | 4.5844 | 4.5504 | 4.5167 | 0 | 0 | 0 | 0 | 0 | 0 | 0 | 0 | 0 | 0
C&I Curtailment-Manual_PSE_Winter_9.26.2018_1.00.11 PM.xlsx | Inputs_endUseLoadShapes_PSE.xlsx | Inputs_Global_PSE.xlsx | Inputs_Product_C&I Curtailment-Manual.xlsx | PSE | 20 | Winter | Peak | 4 | C&I Curtailment-Manual | Industrial | Frozen Food | 0 | 0 | 0 | 0.0024307 | 0.002325 | 0.0022638 | 0.0022926 | 0.002308 | 0.0022437 | 0.0021955 | 0.0021399 | 0.0021131 | 0.0020956 | 0.0020811 | 0.0020522 | 0.0020384 | 0.0020254 | 0.0020182 | 0.0020081 | 0.0020024 | 0.0019812 | 0.0019685 | 0.0019582 | [10 empty] | 3.7558 | 3.7262 | 3.6977 | 3.6722 | 3.6476 | 3.6213 | 3.5933 | 3.5661 | 3.5389 | 3.5127 | 3.4864 | 3.46 | 3.4341 | 3.4085 | 3.3835 | 3.3587 | 3.3338 | 3.3088 | 3.2842 | 3.2599 | 0 | 0 | 0 | 0 | 0 | 0 | 0 | 0 | 0 | 0
C&I Curtailment-Manual_PSE_Winter_9.26.2018_1.00.11 PM.xlsx | Inputs_endUseLoadShapes_PSE.xlsx | Inputs_Global_PSE.xlsx | Inputs_Product_C&I Curtailment-Manual.xlsx | PSE | 20 | Winter | Peak | 4 | C&I Curtailment-Manual | Industrial | Other Food | 0 | 0 | 0 | 0.025283 | 0.024183 | 0.023547 | 0.023846 | 0.024007 | 0.023338 | 0.022836 | 0.022258 | 0.021979 | 0.021797 | 0.021647 | 0.021346 | 0.021203 | 0.021067 | 0.020992 | 0.020887 | 0.020828 | 0.020607 | 0.020476 | 0.020369 | [10 empty] | 39.066 | 38.7583 | 38.4614 | 38.1969 | 37.9403 | 37.667 | 37.376 | 37.0928 | 36.8097 | 36.5373 | 36.264 | 35.9897 | 35.7194 | 35.4539 | 35.1934 | 34.9358 | 34.6762 | 34.4167 | 34.161 | 33.9081 | 0 | 0 | 0 | 0 | 0 | 0 | 0 | 0 | 0 | 0
C&I Curtailment-Manual_PSE_Winter_9.26.2018_1.00.11 PM.xlsx | Inputs_endUseLoadShapes_PSE.xlsx | Inputs_Global_PSE.xlsx | Inputs_Product_C&I Curtailment-Manual.xlsx | PSE | 20 | Winter | Peak | 4 | C&I Curtailment-Manual | Industrial | Wood - Lumber | 0 | 0 | 0 | 0.0054093 | 0.0051739 | 0.0050379 | 0.0051019 | 0.0051362 | 0.0049932 | 0.0048857 | 0.004762 | 0.0047024 | 0.0046635 | 0.0046312 | 0.004567 | 0.0045363 | 0.0045072 | 0.0044913 | 0.0044687 | 0.0044562 | 0.0044088 | 0.0043808 | 0.0043578 | [10 empty] | 7.0862 | 7.0304 | 6.9765 | 6.9286 | 6.882 | 6.8324 | 6.7797 | 6.7283 | 6.6769 | 6.6275 | 6.578 | 6.5282 | 6.4792 | 6.431 | 6.3837 | 6.337 | 6.2899 | 6.2429 | 6.1965 | 6.1506 | 0 | 0 | 0 | 0 | 0 | 0 | 0 | 0 | 0 | 0
C&I Curtailment-Manual_PSE_Winter_9.26.2018_1.00.11 PM.xlsx | Inputs_endUseLoadShapes_PSE.xlsx | Inputs_Global_PSE.xlsx | Inputs_Product_C&I Curtailment-Manual.xlsx | PSE | 20 | Winter | Peak | 4 | C&I Curtailment-Manual | Industrial | Wood - Panel | 0 | 0 | 0 | 0.0015457 | 0.0014784 | 0.0014395 | 0.0014578 | 0.0014676 | 0.0014268 | 0.0013961 | 0.0013607 | 0.0013437 | 0.0013326 | 0.0013233 | 0.001305 | 0.0012962 | 0.0012879 | 0.0012834 | 0.0012769 | 0.0012733 | 0.0012598 | 0.0012518 | 0.0012452 | [10 empty] | 2.0248 | 2.0089 | 1.9935 | 1.9798 | 1.9665 | 1.9523 | 1.9372 | 1.9226 | 1.9079 | 1.8938 | 1.8796 | 1.8654 | 1.8514 | 1.8376 | 1.8241 | 1.8108 | 1.7973 | 1.7839 | 1.7706 | 1.7575 | 0 | 0 | 0 | 0 | 0 | 0 | 0 | 0 | 0 | 0
C&I Curtailment-Manual_PSE_Winter_9.26.2018_1.00.11 PM.xlsx | Inputs_endUseLoadShapes_PSE.xlsx | Inputs_Global_PSE.xlsx | Inputs_Product_C&I Curtailment-Manual.xlsx | PSE | 20 | Winter | Peak | 4 | C&I Curtailment-Manual | Industrial | Wood - Other | 0 | 0 | 0 | 0.0082725 | 0.0079126 | 0.0077045 | 0.0078024 | 0.0078548 | 0.0076361 | 0.0074718 | 0.0072826 | 0.0071915 | 0.0071319 | 0.0070826 | 0.0069844 | 0.0069374 | 0.006893 | 0.0068686 | 0.0068341 | 0.0068149 | 0.0067425 | 0.0066996 | 0.0066645 | [10 empty] | 10.837 | 10.7517 | 10.6693 | 10.5959 | 10.5248 | 10.4489 | 10.3682 | 10.2897 | 10.2111 | 10.1356 | 10.0598 | 9.9837 | 9.9087 | 9.835 | 9.7627 | 9.6913 | 9.6193 | 9.5473 | 9.4764 | 9.4062 | 0 | 0 | 0 | 0 | 0 | 0 | 0 | 0 | 0 | 0
C&I Curtailment-Manual_PSE_Winter_9.26.2018_1.00.11 PM.xlsx | Inputs_endUseLoadShapes_PSE.xlsx | Inputs_Global_PSE.xlsx | Inputs_Product_C&I Curtailment-Manual.xlsx | PSE | 20 | Winter | Peak | 4 | C&I Curtailment-Manual | Industrial | Sugar | 0 | 0 | 0 | 0.00042805 | 0.00040942 | 0.00039866 | 0.00040372 | 0.00040643 | 0.00039512 | 0.00038662 | 0.00037683 | 0.00037211 | 0.00036903 | 0.00036648 | 0.0003614 | 0.00035896 | 0.00035667 | 0.0003554 | 0.00035362 | 0.00035263 | 0.00034888 | 0.00034666 | 0.00034484 | [10 empty] | 0.66139 | 0.65618 | 0.65116 | 0.64668 | 0.64233 | 0.63771 | 0.63278 | 0.62799 | 0.62319 | 0.61858 | 0.61395 | 0.60931 | 0.60473 | 0.60024 | 0.59583 | 0.59147 | 0.58707 | 0.58268 | 0.57835 | 0.57407 | 0 | 0 | 0 | 0 | 0 | 0 | 0 | 0 | 0 | 0
C&I Curtailment-Manual_PSE_Winter_9.26.2018_1.00.11 PM.xlsx | Inputs_endUseLoadShapes_PSE.xlsx | Inputs_Global_PSE.xlsx | Inputs_Product_C&I Curtailment-Manual.xlsx | PSE | 20 | Winter | Peak | 4 | C&I Curtailment-Manual | Industrial | Hi Tech - Chip Fab | 0 | 0 | 0 | 0.0059733 | 0.0057134 | 0.0055631 | 0.0056338 | 0.0056716 | 0.0055137 | 0.0053951 | 0.0052585 | 0.0051927 | 0.0051497 | 0.0051141 | 0.0050432 | 0.0050092 | 0.0049771 | 0.0049596 | 0.0049346 | 0.0049208 | 0.0048685 | 0.0048375 | 0.0048122 | [10 empty] | 3.8122 | 3.7822 | 3.7532 | 3.7274 | 3.7023 | 3.6757 | 3.6473 | 3.6196 | 3.592 | 3.5654 | 3.5388 | 3.512 | 3.4856 | 3.4597 | 3.4343 | 3.4091 | 3.3838 | 3.3585 | 3.3335 | 3.3089 | 0 | 0 | 0 | 0 | 0 | 0 | 0 | 0 | 0 | 0
C&I Curtailment-Manual_PSE_Winter_9.26.2018_1.00.11 PM.xlsx | Inputs_endUseLoadShapes_PSE.xlsx | Inputs_Global_PSE.xlsx | Inputs_Product_C&I Curtailment-Manual.xlsx | PSE | 20 | Winter | Peak | 4 | C&I Curtailment-Manual | Industrial | Hi Tech - Silicon | 0 | 0 | 0 | 0.0014691 | 0.0014051 | 0.0013682 | 0.0013856 | 0.0013949 | 0.001356 | 0.0013269 | 0.0012933 | 0.0012771 | 0.0012665 | 0.0012577 | 0.0012403 | 0.001232 | 0.0012241 | 0.0012197 | 0.0012136 | 0.0012102 | 0.0011974 | 0.0011897 | 0.0011835 | [10 empty] | 0.93756 | 0.93018 | 0.92305 | 0.9167 | 0.91055 | 0.90399 | 0.897 | 0.89021 | 0.88341 | 0.87688 | 0.87032 | 0.86373 | 0.85724 | 0.85087 | 0.84462 | 0.83844 | 0.83221 | 0.82598 | 0.81985 | 0.81377 | 0 | 0 | 0 | 0 | 0 | 0 | 0 | 0 | 0 | 0
C&I Curtailment-Manual_PSE_Winter_9.26.2018_1.00.11 PM.xlsx | Inputs_endUseLoadShapes_PSE.xlsx | Inputs_Global_PSE.xlsx | Inputs_Product_C&I Curtailment-Manual.xlsx | PSE | 20 | Winter | Peak | 4 | C&I Curtailment-Manual | Industrial | Metal Fab | 0 | 0 | 0 | 0.019184 | 0.018349 | 0.017867 | 0.018094 | 0.018215 | 0.017708 | 0.017327 | 0.016889 | 0.016677 | 0.016539 | 0.016425 | 0.016197 | 0.016088 | 0.015985 | 0.015928 | 0.015848 | 0.015804 | 0.015636 | 0.015536 | 0.015455 | [10 empty] | 24.1648 | 23.9744 | 23.7908 | 23.6272 | 23.4684 | 23.2994 | 23.1194 | 22.9442 | 22.7691 | 22.6006 | 22.4315 | 22.2619 | 22.0946 | 21.9304 | 21.7693 | 21.6099 | 21.4494 | 21.2888 | 21.1307 | 20.9742 | 0 | 0 | 0 | 0 | 0 | 0 | 0 | 0 | 0 | 0
C&I Curtailment-Manual_PSE_Winter_9.26.2018_1.00.11 PM.xlsx | Inputs_endUseLoadShapes_PSE.xlsx | Inputs_Global_PSE.xlsx | Inputs_Product_C&I Curtailment-Manual.xlsx | PSE | 20 | Winter | Peak | 4 | C&I Curtailment-Manual | Industrial | Transportation, Equip | 0 | 0 | 0 | 0.036686 | 0.03509 | 0.034167 | 0.034601 | 0.034834 | 0.033864 | 0.033135 | 0.032296 | 0.031892 | 0.031628 | 0.031409 | 0.030974 | 0.030765 | 0.030568 | 0.03046 | 0.030307 | 0.030222 | 0.029901 | 0.029711 | 0.029555 | [10 empty] | 41.8938 | 41.5638 | 41.2454 | 40.9618 | 40.6866 | 40.3935 | 40.0814 | 39.7777 | 39.4741 | 39.182 | 38.8889 | 38.5948 | 38.3048 | 38.0202 | 37.7408 | 37.4645 | 37.1862 | 36.9079 | 36.6337 | 36.3625 | 0 | 0 | 0 | 0 | 0 | 0 | 0 | 0 | 0 | 0
C&I Curtailment-Manual_PSE_Winter_9.26.2018_1.00.11 PM.xlsx | Inputs_endUseLoadShapes_PSE.xlsx | Inputs_Global_PSE.xlsx | Inputs_Product_C&I Curtailment-Manual.xlsx | PSE | 20 | Winter | Peak | 4 | C&I Curtailment-Manual | Industrial | Refinery | 0.80728 | 0.6539 | 0.16347 | 0.0015674 | 0.0014992 | 0.0014598 | 0.0014783 | 0.0014882 | 0.0014468 | 0.0014157 | 0.0013798 | 0.0013626 | 0.0013513 | 0.0013419 | 0.0013233 | 0.0013144 | 0.001306 | 0.0013014 | 0.0012948 | 0.0012912 | 0.0012775 | 0.0012694 | 0.0012627 | [10 empty] | 2.1322 | 2.1155 | 2.0992 | 2.0848 | 2.0708 | 2.0559 | 2.04 | 2.0245 | 2.0091 | 1.9942 | 1.9793 | 1.9643 | 1.9496 | 1.9351 | 1.9209 | 1.9068 | 1.8926 | 1.8785 | 1.8645 | 1.8507 | 0 | 0 | 0 | 0 | 0 | 0 | 0 | 0 | 0 | 0
C&I Curtailment-Manual_PSE_Winter_9.26.2018_1.00.11 PM.xlsx | Inputs_endUseLoadShapes_PSE.xlsx | Inputs_Global_PSE.xlsx | Inputs_Product_C&I Curtailment-Manual.xlsx | PSE | 20 | Winter | Peak | 4 | C&I Curtailment-Manual | Industrial | Cold Storage | 2.5436 | 2.3401 | 0.58503 | 0.0049386 | 0.0047237 | 0.0045995 | 0.0046579 | 0.0046892 | 0.0045586 | 0.0044605 | 0.0043476 | 0.0042932 | 0.0042576 | 0.0042282 | 0.0041695 | 0.0041415 | 0.004115 | 0.0041004 | 0.0040798 | 0.0040684 | 0.0040251 | 0.0039995 | 0.0039786 | [10 empty] | 7.6307 | 7.5706 | 7.5126 | 7.4609 | 7.4108 | 7.3574 | 7.3006 | 7.2453 | 7.19 | 7.1368 | 7.0834 | 7.0298 | 6.977 | 6.9252 | 6.8743 | 6.824 | 6.7733 | 6.7226 | 6.6726 | 6.6232 | 0 | 0 | 0 | 0 | 0 | 0 | 0 | 0 | 0 | 0
C&I Curtailment-Manual_PSE_Winter_9.26.2018_1.00.11 PM.xlsx | Inputs_endUseLoadShapes_PSE.xlsx | Inputs_Global_PSE.xlsx | Inputs_Product_C&I Curtailment-Manual.xlsx | PSE | 20 | Winter | Peak | 4 | C&I Curtailment-Manual | Industrial | Fruit Storage | 0.00034481 | 0.00031723 | 7.9307e-05 | 6.6947e-07 | 6.4034e-07 | 6.2351e-07 | 6.3143e-07 | 6.3567e-07 | 6.1797e-07 | 6.0467e-07 | 5.8936e-07 | 5.8199e-07 | 5.7717e-07 | 5.7318e-07 | 5.6523e-07 | 5.6142e-07 | 5.5783e-07 | 5.5586e-07 | 5.5306e-07 | 5.5151e-07 | 5.4565e-07 | 5.4218e-07 | 5.3934e-07 | [10 empty] | 0.0010344 | 0.0010263 | 0.0010184 | 0.0010114 | 0.0010046 | 0.00099738 | 0.00098967 | 0.00098218 | 0.00097468 | 0.00096747 | 0.00096023 | 0.00095297 | 0.00094581 | 0.00093878 | 0.00093188 | 0.00092506 | 0.00091819 | 0.00091131 | 0.00090455 | 0.00089785 | 0 | 0 | 0 | 0 | 0 | 0 | 0 | 0 | 0 | 0
C&I Curtailment-Manual_PSE_Winter_9.26.2018_1.00.11 PM.xlsx | Inputs_endUseLoadShapes_PSE.xlsx | Inputs_Global_PSE.xlsx | Inputs_Product_C&I Curtailment-Manual.xlsx | PSE | 20 | Winter | Peak | 4 | C&I Curtailment-Manual | Industrial | Chemical | 5.4314 | 3.6934 | 0.92334 | 0.010545 | 0.010087 | 0.0098213 | 0.0099461 | 0.010013 | 0.0097341 | 0.0095247 | 0.0092835 | 0.0091673 | 0.0090914 | 0.0090285 | 0.0089033 | 0.0088434 | 0.0087868 | 0.0087557 | 0.0087117 | 0.0086873 | 0.008595 | 0.0085402 | 0.0084955 | [10 empty] | 12.0434 | 11.9485 | 11.857 | 11.7755 | 11.6964 | 11.6121 | 11.5224 | 11.4351 | 11.3478 | 11.2639 | 11.1796 | 11.095 | 11.0117 | 10.9298 | 10.8495 | 10.7701 | 10.6901 | 10.6101 | 10.5313 | 10.4533 | 0 | 0 | 0 | 0 | 0 | 0 | 0 | 0 | 0 | 0
C&I Curtailment-Manual_PSE_Winter_9.26.2018_1.00.11 PM.xlsx | Inputs_endUseLoadShapes_PSE.xlsx | Inputs_Global_PSE.xlsx | Inputs_Product_C&I Curtailment-Manual.xlsx | PSE | 20 | Winter | Peak | 4 | C&I Curtailment-Manual | Industrial | Misc Manf | 0 | 0 | 0 | 0.10994 | 0.10516 | 0.10239 | 0.10369 | 0.10439 | 0.10148 | 0.099298 | 0.096784 | 0.095573 | 0.094781 | 0.094126 | 0.09282 | 0.092196 | 0.091605 | 0.091282 | 0.090823 | 0.090568 | 0.089606 | 0.089035 | 0.088569 | [10 empty] | 145.4374 | 144.2917 | 143.1864 | 142.2018 | 141.2465 | 140.2289 | 139.1455 | 138.0914 | 137.0373 | 136.0234 | 135.0059 | 133.9847 | 132.9781 | 131.9899 | 131.0199 | 130.061 | 129.0947 | 128.1284 | 127.1767 | 126.235 | 0 | 0 | 0 | 0 | 0 | 0 | 0 | 0 | 0 | 0
C&I Curtailment-Manual_PSE_Winter_9.26.2018_1.00.11 PM.xlsx | Inputs_endUseLoadShapes_PSE.xlsx | Inputs_Global_PSE.xlsx | Inputs_Product_C&I Curtailment-Manual.xlsx | PSE | 20 | Winter | Peak | 4 | C&I Curtailment-Manual | Residential | Single Family | 1628.0145 | 0 | 0 | 0 | 0 | 0 | 0 | 0 | 0 | 0 | 0 | 0 | 0 | 0 | 0 | 0 | 0 | 0 | 0 | 0 | 0 | 0 | 0 | [10 empty] | 0 | 0 | 0 | 0 | 0 | 0 | 0 | 0 | 0 | 0 | 0 | 0 | 0 | 0 | 0 | 0 | 0 | 0 | 0 | 0 | 0 | 0 | 0 | 0 | 0 | 0 | 0 | 0 | 0 | 0
C&I Curtailment-Manual_PSE_Winter_9.26.2018_1.00.11 PM.xlsx | Inputs_endUseLoadShapes_PSE.xlsx | Inputs_Global_PSE.xlsx | Inputs_Product_C&I Curtailment-Manual.xlsx | PSE | 20 | Winter | Peak | 4 | C&I Curtailment-Manual | Residential | Multifamily Low-Rise | 331.2956 | 0 | 0 | 0 | 0 | 0 | 0 | 0 | 0 | 0 | 0 | 0 | 0 | 0 | 0 | 0 | 0 | 0 | 0 | 0 | 0 | 0 | 0 | [10 empty] | 0 | 0 | 0 | 0 | 0 | 0 | 0 | 0 | 0 | 0 | 0 | 0 | 0 | 0 | 0 | 0 | 0 | 0 | 0 | 0 | 0 | 0 | 0 | 0 | 0 | 0 | 0 | 0 | 0 | 0
C&I Curtailment-Manual_PSE_Winter_9.26.2018_1.00.11 PM.xlsx | Inputs_endUseLoadShapes_PSE.xlsx | Inputs_Global_PSE.xlsx | Inputs_Product_C&I Curtailment-Manual.xlsx | PSE | 20 | Winter | Peak | 4 | C&I Curtailment-Manual | Residential | Multifamily High-Rise | 60.3694 | 0 | 0 | 0 | 0 | 0 | 0 | 0 | 0 | 0 | 0 | 0 | 0 | 0 | 0 | 0 | 0 | 0 | 0 | 0 | 0 | 0 | 0 | [10 empty] | 0 | 0 | 0 | 0 | 0 | 0 | 0 | 0 | 0 | 0 | 0 | 0 | 0 | 0 | 0 | 0 | 0 | 0 | 0 | 0 | 0 | 0 | 0 | 0 | 0 | 0 | 0 | 0 | 0 | 0
C&I Curtailment-Manual_PSE_Winter_9.26.2018_1.00.11 PM.xlsx | Inputs_endUseLoadShapes_PSE.xlsx | Inputs_Global_PSE.xlsx | Inputs_Product_C&I Curtailment-Manual.xlsx | PSE | 20 | Winter | Peak | 4 | C&I Curtailment-Manual | Residential | Manufactured | 136.2338 | 0 | 0 | 0 | 0 | 0 | 0 | 0 | 0 | 0 | 0 | 0 | 0 | 0 | 0 | 0 | 0 | 0 | 0 | 0 | 0 | 0 | 0 | [10 empty] | 0 | 0 | 0 | 0 | 0 | 0 | 0 | 0 | 0 | 0 | 0 | 0 | 0 | 0 | 0 | 0 | 0 | 0 | 0 | 0 | 0 | 0 | 0 | 0 | 0 | 0 | 0 | 0 | 0 | 0
C&I Curtailment-Manual_PSE_Winter_9.26.2018_1.00.11 PM.xlsx | Inputs_endUseLoadShapes_PSE.xlsx | Inputs_Global_PSE.xlsx | Inputs_Product_C&I Curtailment-Manual.xlsx | PSE | 20 | Winter | Peak | 4 | C&I Curtailment-Manual | 0 | 0 | 0 | 0 | 0 | 0 | 0 | 0 | 0 | 0 | 0 | 0 | 0 | 0 | 0 | 0 | 0 | 0 | 0 | 0 | 0 | 0 | 0 | 0 | 0 | [10 empty] | 0 | 0 | 0 | 0 | 0 | 0 | 0 | 0 | 0 | 0 | 0 | 0 | 0 | 0 | 0 | 0 | 0 | 0 | 0 | 0 | 0 | 0 | 0 | 0 | 0 | 0 | 0 | 0 | 0 | 0
Inputs_Product_Medium Com DLC Heat-Switch.xlsx | Inputs_endUseLoadShapes_PSE.xlsx | Inputs_Global_PSE.xlsx | Inputs_Product_Medium Com DLC Heat-Switch.xlsx | PSE | 40 | Winter | Peak | 4 | Medium Com DLC Heat-Switch | 0 | 0 | 0 | 0 | 0 | 0 | 0 | 0 | 0 | 0 | 0 | 0 | 0 | 0 | 0 | 0 | 0 | 0 | 0 | 0 | 0 | 0 | 0 | 0 | 0 | 0 | 0 | 0 | 0 | 0 | 0 | 0 | 0 | 0 | 0 | 0 | 0 | 0 | 0 | 0 | 0 | 0 | 0 | 0 | 0 | 0 | 0 | 0 | 0 | 0 | 0 | 0 | 0 | 0 | 0 | 0 | 0 | 0 | 0 | 0 | 0 | 0 | 0 | 0 | 0
Inputs_Product_Medium Com DLC Heat-Switch.xlsx | Inputs_endUseLoadShapes_PSE.xlsx | Inputs_Global_PSE.xlsx | Inputs_Product_Medium Com DLC Heat-Switch.xlsx | PSE | 40 | Winter | Peak | 4 | Medium Com DLC Heat-Switch | 0 | 0 | 0 | 0 | 0 | 0 | 0 | 0 | 0 | 0 | 0 | 0 | 0 | 0 | 0 | 0 | 0 | 0 | 0 | 0 | 0 | 0 | 0 | 0 | 0 | 0 | 0 | 0 | 0 | 0 | 0 | 0 | 0 | 0 | 0 | 0 | 0 | 0 | 0 | 0 | 0 | 0 | 0 | 0 | 0 | 0 | 0 | 0 | 0 | 0 | 0 | 0 | 0 | 0 | 0 | 0 | 0 | 0 | 0 | 0 | 0 | 0 | 0 | 0 | 0
Inputs_Product_Medium Com DLC Heat-Switch.xlsx | Inputs_endUseLoadShapes_PSE.xlsx | Inputs_Global_PSE.xlsx | Inputs_Product_Medium Com DLC Heat-Switch.xlsx | PSE | 40 | Winter | Peak | 4 | Medium Com DLC Heat-Switch | 0 | 0 | 0 | 0 | 0 | 0 | 0 | 0 | 0 | 0 | 0 | 0 | 0 | 0 | 0 | 0 | 0 | 0 | 0 | 0 | 0 | 0 | 0 | 0 | 0 | 0 | 0 | 0 | 0 | 0 | 0 | 0 | 0 | 0 | 0 | 0 | 0 | 0 | 0 | 0 | 0 | 0 | 0 | 0 | 0 | 0 | 0 | 0 | 0 | 0 | 0 | 0 | 0 | 0 | 0 | 0 | 0 | 0 | 0 | 0 | 0 | 0 | 0 | 0 | 0
Inputs_Product_Medium Com DLC Heat-Switch.xlsx | Inputs_endUseLoadShapes_PSE.xlsx | Inputs_Global_PSE.xlsx | Inputs_Product_Medium Com DLC Heat-Switch.xlsx | PSE | 40 | Winter | Peak | 4 | Medium Com DLC Heat-Switch | 0 | 0 | 0 | 0 | 0 | 0 | 0 | 0 | 0 | 0 | 0 | 0 | 0 | 0 | 0 | 0 | 0 | 0 | 0 | 0 | 0 | 0 | 0 | 0 | 0 | 0 | 0 | 0 | 0 | 0 | 0 | 0 | 0 | 0 | 0 | 0 | 0 | 0 | 0 | 0 | 0 | 0 | 0 | 0 | 0 | 0 | 0 | 0 | 0 | 0 | 0 | 0 | 0 | 0 | 0 | 0 | 0 | 0 | 0 | 0 | 0 | 0 | 0 | 0 | 0
Inputs_Product_Medium Com DLC Heat-Switch.xlsx | Inputs_endUseLoadShapes_PSE.xlsx | Inputs_Global_PSE.xlsx | Inputs_Product_Medium Com DLC Heat-Switch.xlsx | PSE | 40 | Winter | Peak | 4 | Medium Com DLC Heat-Switch | 0 | 0 | 0 | 0 | 0 | 3.8312 | 3.8946 | 3.9571 | 4.0259 | 4.0986 | 4.1719 | 4.2438 | 4.3152 | 4.388 | 4.4615 | 4.5361 | 4.6118 | 4.6876 | 4.7638 | 4.8412 | 4.9204 | 5.0007 | 5.0826 | 5.1658 | 5.2494 | 0 | 0 | 0 | 0 | 0 | 0 | 0 | 0 | 0 | 0 | 440.4319 | 447.7246 | 454.9131 | 462.8258 | 471.1793 | 479.6069 | 487.8647 | 496.0832 | 504.445 | 512.8997 | 521.4779 | 530.1699 | 538.8839 | 547.6451 | 556.553 | 565.6508 | 574.8865 | 584.2943 | 593.8647 | 603.479 | 0 | 0 | 0 | 0 | 0 | 0 | 0 | 0 | 0 | 0
Inputs_Product_Medium Com DLC Heat-Switch.xlsx | Inputs_endUseLoadShapes_PSE.xlsx | Inputs_Global_PSE.xlsx | Inputs_Product_Medium Com DLC Heat-Switch.xlsx | PSE | 40 | Winter | Peak | 4 | Medium Com DLC Heat-Switch | 0 | 0 | 0 | 0 | 0 | 0.90504 | 0.92002 | 0.93479 | 0.95105 | 0.96822 | 0.98554 | 1.0025 | 1.0194 | 1.0366 | 1.0539 | 1.0716 | 1.0894 | 1.1073 | 1.1253 | 1.1437 | 1.1623 | 1.1813 | 1.2007 | 1.2203 | 1.2401 | 0 | 0 | 0 | 0 | 0 | 0 | 0 | 0 | 0 | 0 | 104.0434 | 105.7662 | 107.4643 | 109.3335 | 111.3069 | 113.2978 | 115.2485 | 117.19 | 119.1653 | 121.1625 | 123.189 | 125.2423 | 127.3008 | 129.3705 | 131.4748 | 133.624 | 135.8057 | 138.0281 | 140.2889 | 142.5601 | 0 | 0 | 0 | 0 | 0 | 0 | 0 | 0 | 0 | 0
Inputs_Product_Medium Com DLC Heat-Switch.xlsx | Inputs_endUseLoadShapes_PSE.xlsx | Inputs_Global_PSE.xlsx | Inputs_Product_Medium Com DLC Heat-Switch.xlsx | PSE | 40 | Winter | Peak | 4 | Medium Com DLC Heat-Switch | 0 | 0 | 0 | 0 | 0 | 0 | 0 | 0 | 0 | 0 | 0 | 0 | 0 | 0 | 0 | 0 | 0 | 0 | 0 | 0 | 0 | 0 | 0 | 0 | 0 | 0 | 0 | 0 | 0 | 0 | 0 | 0 | 0 | 0 | 0 | 0 | 0 | 0 | 0 | 0 | 0 | 0 | 0 | 0 | 0 | 0 | 0 | 0 | 0 | 0 | 0 | 0 | 0 | 0 | 0 | 0 | 0 | 0 | 0 | 0 | 0 | 0 | 0 | 0 | 0
Inputs_Product_Medium Com DLC Heat-Switch.xlsx | Inputs_endUseLoadShapes_PSE.xlsx | Inputs_Global_PSE.xlsx | Inputs_Product_Medium Com DLC Heat-Switch.xlsx | PSE | 40 | Winter | Peak | 4 | Medium Com DLC Heat-Switch | 0 | 0 | 0 | 0 | 0 | 0 | 0 | 0 | 0 | 0 | 0 | 0 | 0 | 0 | 0 | 0 | 0 | 0 | 0 | 0 | 0 | 0 | 0 | 0 | 0 | 0 | 0 | 0 | 0 | 0 | 0 | 0 | 0 | 0 | 0 | 0 | 0 | 0 | 0 | 0 | 0 | 0 | 0 | 0 | 0 | 0 | 0 | 0 | 0 | 0 | 0 | 0 | 0 | 0 | 0 | 0 | 0 | 0 | 0 | 0 | 0 | 0 | 0 | 0 | 0
Inputs_Product_Medium Com DLC Heat-Switch.xlsx | Inputs_endUseLoadShapes_PSE.xlsx | Inputs_Global_PSE.xlsx | Inputs_Product_Medium Com DLC Heat-Switch.xlsx | PSE | 40 | Winter | Peak | 4 | Medium Com DLC Heat-Switch | 0 | 0 | 0 | 0 | 0 | 0 | 0 | 0 | 0 | 0 | 0 | 0 | 0 | 0 | 0 | 0 | 0 | 0 | 0 | 0 | 0 | 0 | 0 | 0 | 0 | 0 | 0 | 0 | 0 | 0 | 0 | 0 | 0 | 0 | 0 | 0 | 0 | 0 | 0 | 0 | 0 | 0 | 0 | 0 | 0 | 0 | 0 | 0 | 0 | 0 | 0 | 0 | 0 | 0 | 0 | 0 | 0 | 0 | 0 | 0 | 0 | 0 | 0 | 0 | 0
Inputs_Product_Medium Com DLC Heat-Switch.xlsx | Inputs_endUseLoadShapes_PSE.xlsx | Inputs_Global_PSE.xlsx | Inputs_Product_Medium Com DLC Heat-Switch.xlsx | PSE | 40 | Winter | Peak | 4 | Medium Com DLC Heat-Switch | 0 | 0 | 0 | 0 | 0 | 0 | 0 | 0 | 0 | 0 | 0 | 0 | 0 | 0 | 0 | 0 | 0 | 0 | 0 | 0 | 0 | 0 | 0 | 0 | 0 | 0 | 0 | 0 | 0 | 0 | 0 | 0 | 0 | 0 | 0 | 0 | 0 | 0 | 0 | 0 | 0 | 0 | 0 | 0 | 0 | 0 | 0 | 0 | 0 | 0 | 0 | 0 | 0 | 0 | 0 | 0 | 0 | 0 | 0 | 0 | 0 | 0 | 0 | 0 | 0
Inputs_Product_Medium Com DLC Heat-Switch.xlsx | Inputs_endUseLoadShapes_PSE.xlsx | Inputs_Global_PSE.xlsx | Inputs_Product_Medium Com DLC Heat-Switch.xlsx | PSE | 40 | Winter | Peak | 4 | Medium Com DLC Heat-Switch | 0 | 0 | 0 | 0 | 0 | 0 | 0 | 0 | 0 | 0 | 0 | 0 | 0 | 0 | 0 | 0 | 0 | 0 | 0 | 0 | 0 | 0 | 0 | 0 | 0 | 0 | 0 | 0 | 0 | 0 | 0 | 0 | 0 | 0 | 0 | 0 | 0 | 0 | 0 | 0 | 0 | 0 | 0 | 0 | 0 | 0 | 0 | 0 | 0 | 0 | 0 | 0 | 0 | 0 | 0 | 0 | 0 | 0 | 0 | 0 | 0 | 0 | 0 | 0 | 0
Inputs_Product_Medium Com DLC Heat-Switch.xlsx | Inputs_endUseLoadShapes_PSE.xlsx | Inputs_Global_PSE.xlsx | Inputs_Product_Medium Com DLC Heat-Switch.xlsx | PSE | 40 | Winter | Peak | 4 | Medium Com DLC Heat-Switch | 0 | 0 | 0 | 0 | 0 | 0 | 0 | 0 | 0 | 0 | 0 | 0 | 0 | 0 | 0 | 0 | 0 | 0 | 0 | 0 | 0 | 0 | 0 | 0 | 0 | 0 | 0 | 0 | 0 | 0 | 0 | 0 | 0 | 0 | 0 | 0 | 0 | 0 | 0 | 0 | 0 | 0 | 0 | 0 | 0 | 0 | 0 | 0 | 0 | 0 | 0 | 0 | 0 | 0 | 0 | 0 | 0 | 0 | 0 | 0 | 0 | 0 | 0 | 0 | 0
Inputs_Product_Medium Com DLC Heat-Switch.xlsx | Inputs_endUseLoadShapes_PSE.xlsx | Inputs_Global_PSE.xlsx | Inputs_Product_Medium Com DLC Heat-Switch.xlsx | PSE | 40 | Winter | Peak | 4 | Medium Com DLC Heat-Switch | 0 | 0 | 0 | 0 | 0 | 0 | 0 | 0 | 0 | 0 | 0 | 0 | 0 | 0 | 0 | 0 | 0 | 0 | 0 | 0 | 0 | 0 | 0 | 0 | 0 | 0 | 0 | 0 | 0 | 0 | 0 | 0 | 0 | 0 | 0 | 0 | 0 | 0 | 0 | 0 | 0 | 0 | 0 | 0 | 0 | 0 | 0 | 0 | 0 | 0 | 0 | 0 | 0 | 0 | 0 | 0 | 0 | 0 | 0 | 0 | 0 | 0 | 0 | 0 | 0
Inputs_Product_Medium Com DLC Heat-Switch.xlsx | Inputs_endUseLoadShapes_PSE.xlsx | Inputs_Global_PSE.xlsx | Inputs_Product_Medium Com DLC Heat-Switch.xlsx | PSE | 40 | Winter | Peak | 4 | Medium Com DLC Heat-Switch | 0 | 0 | 0 | 0 | 0 | 0 | 0 | 0 | 0 | 0 | 0 | 0 | 0 | 0 | 0 | 0 | 0 | 0 | 0 | 0 | 0 | 0 | 0 | 0 | 0 | 0 | 0 | 0 | 0 | 0 | 0 | 0 | 0 | 0 | 0 | 0 | 0 | 0 | 0 | 0 | 0 | 0 | 0 | 0 | 0 | 0 | 0 | 0 | 0 | 0 | 0 | 0 | 0 | 0 | 0 | 0 | 0 | 0 | 0 | 0 | 0 | 0 | 0 | 0 | 0
Inputs_Product_Medium Com DLC Heat-Switch.xlsx | Inputs_endUseLoadShapes_PSE.xlsx | Inputs_Global_PSE.xlsx | Inputs_Product_Medium Com DLC Heat-Switch.xlsx | PSE | 40 | Winter | Peak | 4 | Medium Com DLC Heat-Switch | 0 | 0 | 0 | 0 | 0 | 0 | 0 | 0 | 0 | 0 | 0 | 0 | 0 | 0 | 0 | 0 | 0 | 0 | 0 | 0 | 0 | 0 | 0 | 0 | 0 | 0 | 0 | 0 | 0 | 0 | 0 | 0 | 0 | 0 | 0 | 0 | 0 | 0 | 0 | 0 | 0 | 0 | 0 | 0 | 0 | 0 | 0 | 0 | 0 | 0 | 0 | 0 | 0 | 0 | 0 | 0 | 0 | 0 | 0 | 0 | 0 | 0 | 0 | 0 | 0
Inputs_Product_Medium Com DLC Heat-Switch.xlsx | Inputs_endUseLoadShapes_PSE.xlsx | Inputs_Global_PSE.xlsx | Inputs_Product_Medium Com DLC Heat-Switch.xlsx | PSE | 40 | Winter | Peak | 4 | Medium Com DLC Heat-Switch | 0 | 0 | 0 | 0 | 0 | 0 | 0 | 0 | 0 | 0 | 0 | 0 | 0 | 0 | 0 | 0 | 0 | 0 | 0 | 0 | 0 | 0 | 0 | 0 | 0 | 0 | 0 | 0 | 0 | 0 | 0 | 0 | 0 | 0 | 0 | 0 | 0 | 0 | 0 | 0 | 0 | 0 | 0 | 0 | 0 | 0 | 0 | 0 | 0 | 0 | 0 | 0 | 0 | 0 | 0 | 0 | 0 | 0 | 0 | 0 | 0 | 0 | 0 | 0 | 0
Inputs_Product_Medium Com DLC Heat-Switch.xlsx | Inputs_endUseLoadShapes_PSE.xlsx | Inputs_Global_PSE.xlsx | Inputs_Product_Medium Com DLC Heat-Switch.xlsx | PSE | 40 | Winter | Peak | 4 | Medium Com DLC Heat-Switch | 0 | 0 | 0 | 0 | 0 | 0 | 0 | 0 | 0 | 0 | 0 | 0 | 0 | 0 | 0 | 0 | 0 | 0 | 0 | 0 | 0 | 0 | 0 | 0 | 0 | 0 | 0 | 0 | 0 | 0 | 0 | 0 | 0 | 0 | 0 | 0 | 0 | 0 | 0 | 0 | 0 | 0 | 0 | 0 | 0 | 0 | 0 | 0 | 0 | 0 | 0 | 0 | 0 | 0 | 0 | 0 | 0 | 0 | 0 | 0 | 0 | 0 | 0 | 0 | 0
Inputs_Product_Medium Com DLC Heat-Switch.xlsx | Inputs_endUseLoadShapes_PSE.xlsx | Inputs_Global_PSE.xlsx | Inputs_Product_Medium Com DLC Heat-Switch.xlsx | PSE | 40 | Winter | Peak | 4 | Medium Com DLC Heat-Switch | 0 | 0 | 0 | 0 | 0 | 0 | 0 | 0 | 0 | 0 | 0 | 0 | 0 | 0 | 0 | 0 | 0 | 0 | 0 | 0 | 0 | 0 | 0 | 0 | 0 | 0 | 0 | 0 | 0 | 0 | 0 | 0 | 0 | 0 | 0 | 0 | 0 | 0 | 0 | 0 | 0 | 0 | 0 | 0 | 0 | 0 | 0 | 0 | 0 | 0 | 0 | 0 | 0 | 0 | 0 | 0 | 0 | 0 | 0 | 0 | 0 | 0 | 0 | 0 | 0
Inputs_Product_Medium Com DLC Heat-Switch.xlsx | Inputs_endUseLoadShapes_PSE.xlsx | Inputs_Global_PSE.xlsx | Inputs_Product_Medium Com DLC Heat-Switch.xlsx | PSE | 40 | Winter | Peak | 4 | Medium Com DLC Heat-Switch | 0 | 0 | 0 | 0 | 0 | 0 | 0 | 0 | 0 | 0 | 0 | 0 | 0 | 0 | 0 | 0 | 0 | 0 | 0 | 0 | 0 | 0 | 0 | 0 | 0 | 0 | 0 | 0 | 0 | 0 | 0 | 0 | 0 | 0 | 0 | 0 | 0 | 0 | 0 | 0 | 0 | 0 | 0 | 0 | 0 | 0 | 0 | 0 | 0 | 0 | 0 | 0 | 0 | 0 | 0 | 0 | 0 | 0 | 0 | 0 | 0 | 0 | 0 | 0 | 0
Inputs_Product_Medium Com DLC Heat-Switch.xlsx | Inputs_endUseLoadShapes_PSE.xlsx | Inputs_Global_PSE.xlsx | Inputs_Product_Medium Com DLC Heat-Switch.xlsx | PSE | 40 | Winter | Peak | 4 | Medium Com DLC Heat-Switch | 0 | 0 | 0 | 0 | 0 | 0 | 0 | 0 | 0 | 0 | 0 | 0 | 0 | 0 | 0 | 0 | 0 | 0 | 0 | 0 | 0 | 0 | 0 | 0 | 0 | 0 | 0 | 0 | 0 | 0 | 0 | 0 | 0 | 0 | 0 | 0 | 0 | 0 | 0 | 0 | 0 | 0 | 0 | 0 | 0 | 0 | 0 | 0 | 0 | 0 | 0 | 0 | 0 | 0 | 0 | 0 | 0 | 0 | 0 | 0 | 0 | 0 | 0 | 0 | 0
Inputs_Product_Medium Com DLC Heat-Switch.xlsx | Inputs_endUseLoadShapes_PSE.xlsx | Inputs_Global_PSE.xlsx | Inputs_Product_Medium Com DLC Heat-Switch.xlsx | PSE | 40 | Winter | Peak | 4 | Medium Com DLC Heat-Switch | 0 | 0 | 0 | 0 | 0 | 0 | 0 | 0 | 0 | 0 | 0 | 0 | 0 | 0 | 0 | 0 | 0 | 0 | 0 | 0 | 0 | 0 | 0 | 0 | 0 | 0 | 0 | 0 | 0 | 0 | 0 | 0 | 0 | 0 | 0 | 0 | 0 | 0 | 0 | 0 | 0 | 0 | 0 | 0 | 0 | 0 | 0 | 0 | 0 | 0 | 0 | 0 | 0 | 0 | 0 | 0 | 0 | 0 | 0 | 0 | 0 | 0 | 0 | 0 | 0
Inputs_Product_Medium Com DLC Heat-Switch.xlsx | Inputs_endUseLoadShapes_PSE.xlsx | Inputs_Global_PSE.xlsx | Inputs_Product_Medium Com DLC Heat-Switch.xlsx | PSE | 40 | Winter | Peak | 4 | Medium Com DLC Heat-Switch | 0 | 0 | 0 | 0 | 0 | 0 | 0 | 0 | 0 | 0 | 0 | 0 | 0 | 0 | 0 | 0 | 0 | 0 | 0 | 0 | 0 | 0 | 0 | 0 | 0 | 0 | 0 | 0 | 0 | 0 | 0 | 0 | 0 | 0 | 0 | 0 | 0 | 0 | 0 | 0 | 0 | 0 | 0 | 0 | 0 | 0 | 0 | 0 | 0 | 0 | 0 | 0 | 0 | 0 | 0 | 0 | 0 | 0 | 0 | 0 | 0 | 0 | 0 | 0 | 0
Inputs_Product_Medium Com DLC Heat-Switch.xlsx | Inputs_endUseLoadShapes_PSE.xlsx | Inputs_Global_PSE.xlsx | Inputs_Product_Medium Com DLC Heat-Switch.xlsx | PSE | 40 | Winter | Peak | 4 | Medium Com DLC Heat-Switch | 0 | 0 | 0 | 0 | 0 | 0 | 0 | 0 | 0 | 0 | 0 | 0 | 0 | 0 | 0 | 0 | 0 | 0 | 0 | 0 | 0 | 0 | 0 | 0 | 0 | 0 | 0 | 0 | 0 | 0 | 0 | 0 | 0 | 0 | 0 | 0 | 0 | 0 | 0 | 0 | 0 | 0 | 0 | 0 | 0 | 0 | 0 | 0 | 0 | 0 | 0 | 0 | 0 | 0 | 0 | 0 | 0 | 0 | 0 | 0 | 0 | 0 | 0 | 0 | 0
Inputs_Product_Medium Com DLC Heat-Switch.xlsx | Inputs_endUseLoadShapes_PSE.xlsx | Inputs_Global_PSE.xlsx | Inputs_Product_Medium Com DLC Heat-Switch.xlsx | PSE | 40 | Winter | Peak | 4 | Medium Com DLC Heat-Switch | 0 | 0 | 0 | 0 | 0 | 0 | 0 | 0 | 0 | 0 | 0 | 0 | 0 | 0 | 0 | 0 | 0 | 0 | 0 | 0 | 0 | 0 | 0 | 0 | 0 | 0 | 0 | 0 | 0 | 0 | 0 | 0 | 0 | 0 | 0 | 0 | 0 | 0 | 0 | 0 | 0 | 0 | 0 | 0 | 0 | 0 | 0 | 0 | 0 | 0 | 0 | 0 | 0 | 0 | 0 | 0 | 0 | 0 | 0 | 0 | 0 | 0 | 0 | 0 | 0
Inputs_Product_Medium Com DLC Heat-Switch.xlsx | Inputs_endUseLoadShapes_PSE.xlsx | Inputs_Global_PSE.xlsx | Inputs_Product_Medium Com DLC Heat-Switch.xlsx | PSE | 40 | Winter | Peak | 4 | Medium Com DLC Heat-Switch | 0 | 0 | 0 | 0 | 0 | 0 | 0 | 0 | 0 | 0 | 0 | 0 | 0 | 0 | 0 | 0 | 0 | 0 | 0 | 0 | 0 | 0 | 0 | 0 | 0 | 0 | 0 | 0 | 0 | 0 | 0 | 0 | 0 | 0 | 0 | 0 | 0 | 0 | 0 | 0 | 0 | 0 | 0 | 0 | 0 | 0 | 0 | 0 | 0 | 0 | 0 | 0 | 0 | 0 | 0 | 0 | 0 | 0 | 0 | 0 | 0 | 0 | 0 | 0 | 0
Inputs_Product_Medium Com DLC Heat-Switch.xlsx | Inputs_endUseLoadShapes_PSE.xlsx | Inputs_Global_PSE.xlsx | Inputs_Product_Medium Com DLC Heat-Switch.xlsx | PSE | 40 | Winter | Peak | 4 | Medium Com DLC Heat-Switch | 0 | 0 | 0 | 0 | 0 | 0 | 0 | 0 | 0 | 0 | 0 | 0 | 0 | 0 | 0 | 0 | 0 | 0 | 0 | 0 | 0 | 0 | 0 | 0 | 0 | 0 | 0 | 0 | 0 | 0 | 0 | 0 | 0 | 0 | 0 | 0 | 0 | 0 | 0 | 0 | 0 | 0 | 0 | 0 | 0 | 0 | 0 | 0 | 0 | 0 | 0 | 0 | 0 | 0 | 0 | 0 | 0 | 0 | 0 | 0 | 0 | 0 | 0 | 0 | 0
Inputs_Product_Medium Com DLC Heat-Switch.xlsx | Inputs_endUseLoadShapes_PSE.xlsx | Inputs_Global_PSE.xlsx | Inputs_Product_Medium Com DLC Heat-Switch.xlsx | PSE | 40 | Winter | Peak | 4 | Medium Com DLC Heat-Switch | 0 | 0 | 0 | 0 | 0 | 0 | 0 | 0 | 0 | 0 | 0 | 0 | 0 | 0 | 0 | 0 | 0 | 0 | 0 | 0 | 0 | 0 | 0 | 0 | 0 | 0 | 0 | 0 | 0 | 0 | 0 | 0 | 0 | 0 | 0 | 0 | 0 | 0 | 0 | 0 | 0 | 0 | 0 | 0 | 0 | 0 | 0 | 0 | 0 | 0 | 0 | 0 | 0 | 0 | 0 | 0 | 0 | 0 | 0 | 0 | 0 | 0 | 0 | 0 | 0
Inputs_Product_Medium Com DLC Heat-Switch.xlsx | Inputs_endUseLoadShapes_PSE.xlsx | Inputs_Global_PSE.xlsx | Inputs_Product_Medium Com DLC Heat-Switch.xlsx | PSE | 40 | Winter | Peak | 4 | Medium Com DLC Heat-Switch | 0 | 0 | 0 | 0 | 0 | 0 | 0 | 0 | 0 | 0 | 0 | 0 | 0 | 0 | 0 | 0 | 0 | 0 | 0 | 0 | 0 | 0 | 0 | 0 | 0 | 0 | 0 | 0 | 0 | 0 | 0 | 0 | 0 | 0 | 0 | 0 | 0 | 0 | 0 | 0 | 0 | 0 | 0 | 0 | 0 | 0 | 0 | 0 | 0 | 0 | 0 | 0 | 0 | 0 | 0 | 0 | 0 | 0 | 0 | 0 | 0 | 0 | 0 | 0 | 0
Inputs_Product_Medium Com DLC Heat-Switch.xlsx | Inputs_endUseLoadShapes_PSE.xlsx | Inputs_Global_PSE.xlsx | Inputs_Product_Medium Com DLC Heat-Switch.xlsx | PSE | 40 | Winter | Peak | 4 | Medium Com DLC Heat-Switch | 0 | 0 | 0 | 0 | 0 | 0 | 0 | 0 | 0 | 0 | 0 | 0 | 0 | 0 | 0 | 0 | 0 | 0 | 0 | 0 | 0 | 0 | 0 | 0 | 0 | 0 | 0 | 0 | 0 | 0 | 0 | 0 | 0 | 0 | 0 | 0 | 0 | 0 | 0 | 0 | 0 | 0 | 0 | 0 | 0 | 0 | 0 | 0 | 0 | 0 | 0 | 0 | 0 | 0 | 0 | 0 | 0 | 0 | 0 | 0 | 0 | 0 | 0 | 0 | 0
Inputs_Product_Medium Com DLC Heat-Switch.xlsx | Inputs_endUseLoadShapes_PSE.xlsx | Inputs_Global_PSE.xlsx | Inputs_Product_Medium Com DLC Heat-Switch.xlsx | PSE | 40 | Winter | Peak | 4 | Medium Com DLC Heat-Switch | 0 | 0 | 0 | 0 | 0 | 0 | 0 | 0 | 0 | 0 | 0 | 0 | 0 | 0 | 0 | 0 | 0 | 0 | 0 | 0 | 0 | 0 | 0 | 0 | 0 | 0 | 0 | 0 | 0 | 0 | 0 | 0 | 0 | 0 | 0 | 0 | 0 | 0 | 0 | 0 | 0 | 0 | 0 | 0 | 0 | 0 | 0 | 0 | 0 | 0 | 0 | 0 | 0 | 0 | 0 | 0 | 0 | 0 | 0 | 0 | 0 | 0 | 0 | 0 | 0
Inputs_Product_Medium Com DLC Heat-Switch.xlsx | Inputs_endUseLoadShapes_PSE.xlsx | Inputs_Global_PSE.xlsx | Inputs_Product_Medium Com DLC Heat-Switch.xlsx | PSE | 40 | Winter | Peak | 4 | Medium Com DLC Heat-Switch | 0 | 0 | 0 | 0 | 0 | 0 | 0 | 0 | 0 | 0 | 0 | 0 | 0 | 0 | 0 | 0 | 0 | 0 | 0 | 0 | 0 | 0 | 0 | 0 | 0 | 0 | 0 | 0 | 0 | 0 | 0 | 0 | 0 | 0 | 0 | 0 | 0 | 0 | 0 | 0 | 0 | 0 | 0 | 0 | 0 | 0 | 0 | 0 | 0 | 0 | 0 | 0 | 0 | 0 | 0 | 0 | 0 | 0 | 0 | 0 | 0 | 0 | 0 | 0 | 0
Inputs_Product_Medium Com DLC Heat-Switch.xlsx | Inputs_endUseLoadShapes_PSE.xlsx | Inputs_Global_PSE.xlsx | Inputs_Product_Medium Com DLC Heat-Switch.xlsx | PSE | 40 | Winter | Peak | 4 | Medium Com DLC Heat-Switch | 0 | 0 | 0 | 0 | 0 | 0 | 0 | 0 | 0 | 0 | 0 | 0 | 0 | 0 | 0 | 0 | 0 | 0 | 0 | 0 | 0 | 0 | 0 | 0 | 0 | 0 | 0 | 0 | 0 | 0 | 0 | 0 | 0 | 0 | 0 | 0 | 0 | 0 | 0 | 0 | 0 | 0 | 0 | 0 | 0 | 0 | 0 | 0 | 0 | 0 | 0 | 0 | 0 | 0 | 0 | 0 | 0 | 0 | 0 | 0 | 0 | 0 | 0 | 0 | 0
Inputs_Product_Medium Com DLC Heat-Switch.xlsx | Inputs_endUseLoadShapes_PSE.xlsx | Inputs_Global_PSE.xlsx | Inputs_Product_Medium Com DLC Heat-Switch.xlsx | PSE | 40 | Winter | Peak | 4 | Medium Com DLC Heat-Switch | 0 | 0 | 0 | 0 | 0 | 0 | 0 | 0 | 0 | 0 | 0 | 0 | 0 | 0 | 0 | 0 | 0 | 0 | 0 | 0 | 0 | 0 | 0 | 0 | 0 | 0 | 0 | 0 | 0 | 0 | 0 | 0 | 0 | 0 | 0 | 0 | 0 | 0 | 0 | 0 | 0 | 0 | 0 | 0 | 0 | 0 | 0 | 0 | 0 | 0 | 0 | 0 | 0 | 0 | 0 | 0 | 0 | 0 | 0 | 0 | 0 | 0 | 0 | 0 | 0
Inputs_Product_Medium Com DLC Heat-Switch.xlsx | Inputs_endUseLoadShapes_PSE.xlsx | Inputs_Global_PSE.xlsx | Inputs_Product_Medium Com DLC Heat-Switch.xlsx | PSE | 40 | Winter | Peak | 4 | Medium Com DLC Heat-Switch | 0 | 0 | 0 | 0 | 0 | 0 | 0 | 0 | 0 | 0 | 0 | 0 | 0 | 0 | 0 | 0 | 0 | 0 | 0 | 0 | 0 | 0 | 0 | 0 | 0 | 0 | 0 | 0 | 0 | 0 | 0 | 0 | 0 | 0 | 0 | 0 | 0 | 0 | 0 | 0 | 0 | 0 | 0 | 0 | 0 | 0 | 0 | 0 | 0 | 0 | 0 | 0 | 0 | 0 | 0 | 0 | 0 | 0 | 0 | 0 | 0 | 0 | 0 | 0 | 0
Inputs_Product_Medium Com DLC Heat-Switch.xlsx | Inputs_endUseLoadShapes_PSE.xlsx | Inputs_Global_PSE.xlsx | Inputs_Product_Medium Com DLC Heat-Switch.xlsx | PSE | 40 | Winter | Peak | 4 | Medium Com DLC Heat-Switch | 0 | 0 | 0 | 0 | 0 | 0 | 0 | 0 | 0 | 0 | 0 | 0 | 0 | 0 | 0 | 0 | 0 | 0 | 0 | 0 | 0 | 0 | 0 | 0 | 0 | 0 | 0 | 0 | 0 | 0 | 0 | 0 | 0 | 0 | 0 | 0 | 0 | 0 | 0 | 0 | 0 | 0 | 0 | 0 | 0 | 0 | 0 | 0 | 0 | 0 | 0 | 0 | 0 | 0 | 0 | 0 | 0 | 0 | 0 | 0 | 0 | 0 | 0 | 0 | 0
Inputs_Product_Medium Com DLC Heat-Switch.xlsx | Inputs_endUseLoadShapes_PSE.xlsx | Inputs_Global_PSE.xlsx | Inputs_Product_Medium Com DLC Heat-Switch.xlsx | PSE | 40 | Winter | Peak | 4 | Medium Com DLC Heat-Switch | 0 | 0 | 0 | 0 | 0 | 0 | 0 | 0 | 0 | 0 | 0 | 0 | 0 | 0 | 0 | 0 | 0 | 0 | 0 | 0 | 0 | 0 | 0 | 0 | 0 | 0 | 0 | 0 | 0 | 0 | 0 | 0 | 0 | 0 | 0 | 0 | 0 | 0 | 0 | 0 | 0 | 0 | 0 | 0 | 0 | 0 | 0 | 0 | 0 | 0 | 0 | 0 | 0 | 0 | 0 | 0 | 0 | 0 | 0 | 0 | 0 | 0 | 0 | 0 | 0
Inputs_Product_Medium Com DLC Heat-Switch.xlsx | Inputs_endUseLoadShapes_PSE.xlsx | Inputs_Global_PSE.xlsx | Inputs_Product_Medium Com DLC Heat-Switch.xlsx | PSE | 40 | Winter | Peak | 4 | Medium Com DLC Heat-Switch | 0 | 0 | 0 | 0 | 0 | 0 | 0 | 0 | 0 | 0 | 0 | 0 | 0 | 0 | 0 | 0 | 0 | 0 | 0 | 0 | 0 | 0 | 0 | 0 | 0 | 0 | 0 | 0 | 0 | 0 | 0 | 0 | 0 | 0 | 0 | 0 | 0 | 0 | 0 | 0 | 0 | 0 | 0 | 0 | 0 | 0 | 0 | 0 | 0 | 0 | 0 | 0 | 0 | 0 | 0 | 0 | 0 | 0 | 0 | 0 | 0 | 0 | 0 | 0 | 0
Inputs_Product_Medium Com DLC Heat-Switch.xlsx | Inputs_endUseLoadShapes_PSE.xlsx | Inputs_Global_PSE.xlsx | Inputs_Product_Medium Com DLC Heat-Switch.xlsx | PSE | 40 | Winter | Peak | 4 | Medium Com DLC Heat-Switch | 0 | 0 | 0 | 0 | 0 | 0 | 0 | 0 | 0 | 0 | 0 | 0 | 0 | 0 | 0 | 0 | 0 | 0 | 0 | 0 | 0 | 0 | 0 | 0 | 0 | 0 | 0 | 0 | 0 | 0 | 0 | 0 | 0 | 0 | 0 | 0 | 0 | 0 | 0 | 0 | 0 | 0 | 0 | 0 | 0 | 0 | 0 | 0 | 0 | 0 | 0 | 0 | 0 | 0 | 0 | 0 | 0 | 0 | 0 | 0 | 0 | 0 | 0 | 0 | 0
Inputs_Product_Medium Com DLC Heat-Switch.xlsx | Inputs_endUseLoadShapes_PSE.xlsx | Inputs_Global_PSE.xlsx | Inputs_Product_Medium Com DLC Heat-Switch.xlsx | PSE | 40 | Winter | Peak | 4 | Medium Com DLC Heat-Switch | 0 | 0 | 0 | 0 | 0 | 0 | 0 | 0 | 0 | 0 | 0 | 0 | 0 | 0 | 0 | 0 | 0 | 0 | 0 | 0 | 0 | 0 | 0 | 0 | 0 | 0 | 0 | 0 | 0 | 0 | 0 | 0 | 0 | 0 | 0 | 0 | 0 | 0 | 0 | 0 | 0 | 0 | 0 | 0 | 0 | 0 | 0 | 0 | 0 | 0 | 0 | 0 | 0 | 0 | 0 | 0 | 0 | 0 | 0 | 0 | 0 | 0 | 0 | 0 | 0
Inputs_Product_Medium Com DLC Heat-Switch.xlsx | Inputs_endUseLoadShapes_PSE.xlsx | Inputs_Global_PSE.xlsx | Inputs_Product_Medium Com DLC Heat-Switch.xlsx | PSE | 40 | Winter | Peak | 4 | Medium Com DLC Heat-Switch | 0 | 0 | 0 | 0 | 0 | 0 | 0 | 0 | 0 | 0 | 0 | 0 | 0 | 0 | 0 | 0 | 0 | 0 | 0 | 0 | 0 | 0 | 0 | 0 | 0 | 0 | 0 | 0 | 0 | 0 | 0 | 0 | 0 | 0 | 0 | 0 | 0 | 0 | 0 | 0 | 0 | 0 | 0 | 0 | 0 | 0 | 0 | 0 | 0 | 0 | 0 | 0 | 0 | 0 | 0 | 0 | 0 | 0 | 0 | 0 | 0 | 0 | 0 | 0 | 0
Inputs_Product_Res DLC Heat-BYOT.xlsx | Inputs_endUseLoadShapes_PSE.xlsx | Inputs_Global_PSE.xlsx | Inputs_Product_Res DLC Heat-BYOT.xlsx | PSE | 40 | Winter | Peak | 4 | Res DLC Heat-BYOT | 0 | 0 | 0 | 0 | 0 | 0 | 0 | 0 | 0 | 0 | 0 | 0 | 0 | 0 | 0 | 0 | 0 | 0 | 0 | 0 | 0 | 0 | 0 | 0 | 0 | 0 | 0 | 0 | 0 | 0 | 0 | 0 | 0 | 0 | 0 | 0 | 0 | 0 | 0 | 0 | 0 | 0 | 0 | 0 | 0 | 0 | 0 | 0 | 0 | 0 | 0 | 0 | 0 | 0 | 0 | 0 | 0 | 0 | 0 | 0 | 0 | 0 | 0 | 0 | 0
Inputs_Product_Res DLC Heat-BYOT.xlsx | Inputs_endUseLoadShapes_PSE.xlsx | Inputs_Global_PSE.xlsx | Inputs_Product_Res DLC Heat-BYOT.xlsx | PSE | 40 | Winter | Peak | 4 | Res DLC Heat-BYOT | 0 | 0 | 0 | 0 | 0 | 0 | 0 | 0 | 0 | 0 | 0 | 0 | 0 | 0 | 0 | 0 | 0 | 0 | 0 | 0 | 0 | 0 | 0 | 0 | 0 | 0 | 0 | 0 | 0 | 0 | 0 | 0 | 0 | 0 | 0 | 0 | 0 | 0 | 0 | 0 | 0 | 0 | 0 | 0 | 0 | 0 | 0 | 0 | 0 | 0 | 0 | 0 | 0 | 0 | 0 | 0 | 0 | 0 | 0 | 0 | 0 | 0 | 0 | 0 | 0
Inputs_Product_Res DLC Heat-BYOT.xlsx | Inputs_endUseLoadShapes_PSE.xlsx | Inputs_Global_PSE.xlsx | Inputs_Product_Res DLC Heat-BYOT.xlsx | PSE | 40 | Winter | Peak | 4 | Res DLC Heat-BYOT | 0 | 0 | 0 | 0 | 0 | 0 | 0 | 0 | 0 | 0 | 0 | 0 | 0 | 0 | 0 | 0 | 0 | 0 | 0 | 0 | 0 | 0 | 0 | 0 | 0 | 0 | 0 | 0 | 0 | 0 | 0 | 0 | 0 | 0 | 0 | 0 | 0 | 0 | 0 | 0 | 0 | 0 | 0 | 0 | 0 | 0 | 0 | 0 | 0 | 0 | 0 | 0 | 0 | 0 | 0 | 0 | 0 | 0 | 0 | 0 | 0 | 0 | 0 | 0 | 0
Inputs_Product_Res DLC Heat-BYOT.xlsx | Inputs_endUseLoadShapes_PSE.xlsx | Inputs_Global_PSE.xlsx | Inputs_Product_Res DLC Heat-BYOT.xlsx | PSE | 40 | Winter | Peak | 4 | Res DLC Heat-BYOT | 0 | 0 | 0 | 0 | 0 | 0 | 0 | 0 | 0 | 0 | 0 | 0 | 0 | 0 | 0 | 0 | 0 | 0 | 0 | 0 | 0 | 0 | 0 | 0 | 0 | 0 | 0 | 0 | 0 | 0 | 0 | 0 | 0 | 0 | 0 | 0 | 0 | 0 | 0 | 0 | 0 | 0 | 0 | 0 | 0 | 0 | 0 | 0 | 0 | 0 | 0 | 0 | 0 | 0 | 0 | 0 | 0 | 0 | 0 | 0 | 0 | 0 | 0 | 0 | 0
Inputs_Product_Res DLC Heat-BYOT.xlsx | Inputs_endUseLoadShapes_PSE.xlsx | Inputs_Global_PSE.xlsx | Inputs_Product_Res DLC Heat-BYOT.xlsx | PSE | 40 | Winter | Peak | 4 | Res DLC Heat-BYOT | 0 | 0 | 0 | 0 | 0 | 0 | 0 | 0 | 0 | 0 | 0 | 0 | 0 | 0 | 0 | 0 | 0 | 0 | 0 | 0 | 0 | 0 | 0 | 0 | 0 | 0 | 0 | 0 | 0 | 0 | 0 | 0 | 0 | 0 | 0 | 0 | 0 | 0 | 0 | 0 | 0 | 0 | 0 | 0 | 0 | 0 | 0 | 0 | 0 | 0 | 0 | 0 | 0 | 0 | 0 | 0 | 0 | 0 | 0 | 0 | 0 | 0 | 0 | 0 | 0
Inputs_Product_Res DLC Heat-BYOT.xlsx | Inputs_endUseLoadShapes_PSE.xlsx | Inputs_Global_PSE.xlsx | Inputs_Product_Res DLC Heat-BYOT.xlsx | PSE | 40 | Winter | Peak | 4 | Res DLC Heat-BYOT | 0 | 0 | 0 | 0 | 0 | 0 | 0 | 0 | 0 | 0 | 0 | 0 | 0 | 0 | 0 | 0 | 0 | 0 | 0 | 0 | 0 | 0 | 0 | 0 | 0 | 0 | 0 | 0 | 0 | 0 | 0 | 0 | 0 | 0 | 0 | 0 | 0 | 0 | 0 | 0 | 0 | 0 | 0 | 0 | 0 | 0 | 0 | 0 | 0 | 0 | 0 | 0 | 0 | 0 | 0 | 0 | 0 | 0 | 0 | 0 | 0 | 0 | 0 | 0 | 0
Inputs_Product_Res DLC Heat-BYOT.xlsx | Inputs_endUseLoadShapes_PSE.xlsx | Inputs_Global_PSE.xlsx | Inputs_Product_Res DLC Heat-BYOT.xlsx | PSE | 40 | Winter | Peak | 4 | Res DLC Heat-BYOT | 0 | 0 | 0 | 0 | 0 | 0 | 0 | 0 | 0 | 0 | 0 | 0 | 0 | 0 | 0 | 0 | 0 | 0 | 0 | 0 | 0 | 0 | 0 | 0 | 0 | 0 | 0 | 0 | 0 | 0 | 0 | 0 | 0 | 0 | 0 | 0 | 0 | 0 | 0 | 0 | 0 | 0 | 0 | 0 | 0 | 0 | 0 | 0 | 0 | 0 | 0 | 0 | 0 | 0 | 0 | 0 | 0 | 0 | 0 | 0 | 0 | 0 | 0 | 0 | 0
Inputs_Product_Res DLC Heat-BYOT.xlsx | Inputs_endUseLoadShapes_PSE.xlsx | Inputs_Global_PSE.xlsx | Inputs_Product_Res DLC Heat-BYOT.xlsx | PSE | 40 | Winter | Peak | 4 | Res DLC Heat-BYOT | 0 | 0 | 0 | 0 | 0 | 0 | 0 | 0 | 0 | 0 | 0 | 0 | 0 | 0 | 0 | 0 | 0 | 0 | 0 | 0 | 0 | 0 | 0 | 0 | 0 | 0 | 0 | 0 | 0 | 0 | 0 | 0 | 0 | 0 | 0 | 0 | 0 | 0 | 0 | 0 | 0 | 0 | 0 | 0 | 0 | 0 | 0 | 0 | 0 | 0 | 0 | 0 | 0 | 0 | 0 | 0 | 0 | 0 | 0 | 0 | 0 | 0 | 0 | 0 | 0
Inputs_Product_Res DLC Heat-BYOT.xlsx | Inputs_endUseLoadShapes_PSE.xlsx | Inputs_Global_PSE.xlsx | Inputs_Product_Res DLC Heat-BYOT.xlsx | PSE | 40 | Winter | Peak | 4 | Res DLC Heat-BYOT | 0 | 0 | 0 | 0 | 0 | 0 | 0 | 0 | 0 | 0 | 0 | 0 | 0 | 0 | 0 | 0 | 0 | 0 | 0 | 0 | 0 | 0 | 0 | 0 | 0 | 0 | 0 | 0 | 0 | 0 | 0 | 0 | 0 | 0 | 0 | 0 | 0 | 0 | 0 | 0 | 0 | 0 | 0 | 0 | 0 | 0 | 0 | 0 | 0 | 0 | 0 | 0 | 0 | 0 | 0 | 0 | 0 | 0 | 0 | 0 | 0 | 0 | 0 | 0 | 0
Inputs_Product_Res DLC Heat-BYOT.xlsx | Inputs_endUseLoadShapes_PSE.xlsx | Inputs_Global_PSE.xlsx | Inputs_Product_Res DLC Heat-BYOT.xlsx | PSE | 40 | Winter | Peak | 4 | Res DLC Heat-BYOT | 0 | 0 | 0 | 0 | 0 | 0 | 0 | 0 | 0 | 0 | 0 | 0 | 0 | 0 | 0 | 0 | 0 | 0 | 0 | 0 | 0 | 0 | 0 | 0 | 0 | 0 | 0 | 0 | 0 | 0 | 0 | 0 | 0 | 0 | 0 | 0 | 0 | 0 | 0 | 0 | 0 | 0 | 0 | 0 | 0 | 0 | 0 | 0 | 0 | 0 | 0 | 0 | 0 | 0 | 0 | 0 | 0 | 0 | 0 | 0 | 0 | 0 | 0 | 0 | 0
Inputs_Product_Res DLC Heat-BYOT.xlsx | Inputs_endUseLoadShapes_PSE.xlsx | Inputs_Global_PSE.xlsx | Inputs_Product_Res DLC Heat-BYOT.xlsx | PSE | 40 | Winter | Peak | 4 | Res DLC Heat-BYOT | 0 | 0 | 0 | 0 | 0 | 0 | 0 | 0 | 0 | 0 | 0 | 0 | 0 | 0 | 0 | 0 | 0 | 0 | 0 | 0 | 0 | 0 | 0 | 0 | 0 | 0 | 0 | 0 | 0 | 0 | 0 | 0 | 0 | 0 | 0 | 0 | 0 | 0 | 0 | 0 | 0 | 0 | 0 | 0 | 0 | 0 | 0 | 0 | 0 | 0 | 0 | 0 | 0 | 0 | 0 | 0 | 0 | 0 | 0 | 0 | 0 | 0 | 0 | 0 | 0
Inputs_Product_Res DLC Heat-BYOT.xlsx | Inputs_endUseLoadShapes_PSE.xlsx | Inputs_Global_PSE.xlsx | Inputs_Product_Res DLC Heat-BYOT.xlsx | PSE | 40 | Winter | Peak | 4 | Res DLC Heat-BYOT | 0 | 0 | 0 | 0 | 0 | 0 | 0 | 0 | 0 | 0 | 0 | 0 | 0 | 0 | 0 | 0 | 0 | 0 | 0 | 0 | 0 | 0 | 0 | 0 | 0 | 0 | 0 | 0 | 0 | 0 | 0 | 0 | 0 | 0 | 0 | 0 | 0 | 0 | 0 | 0 | 0 | 0 | 0 | 0 | 0 | 0 | 0 | 0 | 0 | 0 | 0 | 0 | 0 | 0 | 0 | 0 | 0 | 0 | 0 | 0 | 0 | 0 | 0 | 0 | 0
Inputs_Product_Res DLC Heat-BYOT.xlsx | Inputs_endUseLoadShapes_PSE.xlsx | Inputs_Global_PSE.xlsx | Inputs_Product_Res DLC Heat-BYOT.xlsx | PSE | 40 | Winter | Peak | 4 | Res DLC Heat-BYOT | 0 | 0 | 0 | 0 | 0 | 0 | 0 | 0 | 0 | 0 | 0 | 0 | 0 | 0 | 0 | 0 | 0 | 0 | 0 | 0 | 0 | 0 | 0 | 0 | 0 | 0 | 0 | 0 | 0 | 0 | 0 | 0 | 0 | 0 | 0 | 0 | 0 | 0 | 0 | 0 | 0 | 0 | 0 | 0 | 0 | 0 | 0 | 0 | 0 | 0 | 0 | 0 | 0 | 0 | 0 | 0 | 0 | 0 | 0 | 0 | 0 | 0 | 0 | 0 | 0
Inputs_Product_Res DLC Heat-BYOT.xlsx | Inputs_endUseLoadShapes_PSE.xlsx | Inputs_Global_PSE.xlsx | Inputs_Product_Res DLC Heat-BYOT.xlsx | PSE | 40 | Winter | Peak | 4 | Res DLC Heat-BYOT | 0 | 0 | 0 | 0 | 0 | 0 | 0 | 0 | 0 | 0 | 0 | 0 | 0 | 0 | 0 | 0 | 0 | 0 | 0 | 0 | 0 | 0 | 0 | 0 | 0 | 0 | 0 | 0 | 0 | 0 | 0 | 0 | 0 | 0 | 0 | 0 | 0 | 0 | 0 | 0 | 0 | 0 | 0 | 0 | 0 | 0 | 0 | 0 | 0 | 0 | 0 | 0 | 0 | 0 | 0 | 0 | 0 | 0 | 0 | 0 | 0 | 0 | 0 | 0 | 0
Inputs_Product_Res DLC Heat-BYOT.xlsx | Inputs_endUseLoadShapes_PSE.xlsx | Inputs_Global_PSE.xlsx | Inputs_Product_Res DLC Heat-BYOT.xlsx | PSE | 40 | Winter | Peak | 4 | Res DLC Heat-BYOT | 0 | 0 | 0 | 0 | 0 | 0 | 0 | 0 | 0 | 0 | 0 | 0 | 0 | 0 | 0 | 0 | 0 | 0 | 0 | 0 | 0 | 0 | 0 | 0 | 0 | 0 | 0 | 0 | 0 | 0 | 0 | 0 | 0 | 0 | 0 | 0 | 0 | 0 | 0 | 0 | 0 | 0 | 0 | 0 | 0 | 0 | 0 | 0 | 0 | 0 | 0 | 0 | 0 | 0 | 0 | 0 | 0 | 0 | 0 | 0 | 0 | 0 | 0 | 0 | 0
Inputs_Product_Res DLC Heat-BYOT.xlsx | Inputs_endUseLoadShapes_PSE.xlsx | Inputs_Global_PSE.xlsx | Inputs_Product_Res DLC Heat-BYOT.xlsx | PSE | 40 | Winter | Peak | 4 | Res DLC Heat-BYOT | 0 | 0 | 0 | 0 | 0 | 0 | 0 | 0 | 0 | 0 | 0 | 0 | 0 | 0 | 0 | 0 | 0 | 0 | 0 | 0 | 0 | 0 | 0 | 0 | 0 | 0 | 0 | 0 | 0 | 0 | 0 | 0 | 0 | 0 | 0 | 0 | 0 | 0 | 0 | 0 | 0 | 0 | 0 | 0 | 0 | 0 | 0 | 0 | 0 | 0 | 0 | 0 | 0 | 0 | 0 | 0 | 0 | 0 | 0 | 0 | 0 | 0 | 0 | 0 | 0
Inputs_Product_Res DLC Heat-BYOT.xlsx | Inputs_endUseLoadShapes_PSE.xlsx | Inputs_Global_PSE.xlsx | Inputs_Product_Res DLC Heat-BYOT.xlsx | PSE | 40 | Winter | Peak | 4 | Res DLC Heat-BYOT | 0 | 0 | 0 | 0 | 0 | 0 | 0 | 0 | 0 | 0 | 0 | 0 | 0 | 0 | 0 | 0 | 0 | 0 | 0 | 0 | 0 | 0 | 0 | 0 | 0 | 0 | 0 | 0 | 0 | 0 | 0 | 0 | 0 | 0 | 0 | 0 | 0 | 0 | 0 | 0 | 0 | 0 | 0 | 0 | 0 | 0 | 0 | 0 | 0 | 0 | 0 | 0 | 0 | 0 | 0 | 0 | 0 | 0 | 0 | 0 | 0 | 0 | 0 | 0 | 0
Inputs_Product_Res DLC Heat-BYOT.xlsx | Inputs_endUseLoadShapes_PSE.xlsx | Inputs_Global_PSE.xlsx | Inputs_Product_Res DLC Heat-BYOT.xlsx | PSE | 40 | Winter | Peak | 4 | Res DLC Heat-BYOT | 0 | 0 | 0 | 0 | 0 | 0 | 0 | 0 | 0 | 0 | 0 | 0 | 0 | 0 | 0 | 0 | 0 | 0 | 0 | 0 | 0 | 0 | 0 | 0 | 0 | 0 | 0 | 0 | 0 | 0 | 0 | 0 | 0 | 0 | 0 | 0 | 0 | 0 | 0 | 0 | 0 | 0 | 0 | 0 | 0 | 0 | 0 | 0 | 0 | 0 | 0 | 0 | 0 | 0 | 0 | 0 | 0 | 0 | 0 | 0 | 0 | 0 | 0 | 0 | 0
Inputs_Product_Res DLC Heat-BYOT.xlsx | Inputs_endUseLoadShapes_PSE.xlsx | Inputs_Global_PSE.xlsx | Inputs_Product_Res DLC Heat-BYOT.xlsx | PSE | 40 | Winter | Peak | 4 | Res DLC Heat-BYOT | 0 | 0 | 0 | 0 | 0 | 0 | 0 | 0 | 0 | 0 | 0 | 0 | 0 | 0 | 0 | 0 | 0 | 0 | 0 | 0 | 0 | 0 | 0 | 0 | 0 | 0 | 0 | 0 | 0 | 0 | 0 | 0 | 0 | 0 | 0 | 0 | 0 | 0 | 0 | 0 | 0 | 0 | 0 | 0 | 0 | 0 | 0 | 0 | 0 | 0 | 0 | 0 | 0 | 0 | 0 | 0 | 0 | 0 | 0 | 0 | 0 | 0 | 0 | 0 | 0
Inputs_Product_Res DLC Heat-BYOT.xlsx | Inputs_endUseLoadShapes_PSE.xlsx | Inputs_Global_PSE.xlsx | Inputs_Product_Res DLC Heat-BYOT.xlsx | PSE | 40 | Winter | Peak | 4 | Res DLC Heat-BYOT | 0 | 0 | 0 | 0 | 0 | 0 | 0 | 0 | 0 | 0 | 0 | 0 | 0 | 0 | 0 | 0 | 0 | 0 | 0 | 0 | 0 | 0 | 0 | 0 | 0 | 0 | 0 | 0 | 0 | 0 | 0 | 0 | 0 | 0 | 0 | 0 | 0 | 0 | 0 | 0 | 0 | 0 | 0 | 0 | 0 | 0 | 0 | 0 | 0 | 0 | 0 | 0 | 0 | 0 | 0 | 0 | 0 | 0 | 0 | 0 | 0 | 0 | 0 | 0 | 0
Inputs_Product_Res DLC Heat-BYOT.xlsx | Inputs_endUseLoadShapes_PSE.xlsx | Inputs_Global_PSE.xlsx | Inputs_Product_Res DLC Heat-BYOT.xlsx | PSE | 40 | Winter | Peak | 4 | Res DLC Heat-BYOT | 0 | 0 | 0 | 0 | 0 | 0 | 0 | 0 | 0 | 0 | 0 | 0 | 0 | 0 | 0 | 0 | 0 | 0 | 0 | 0 | 0 | 0 | 0 | 0 | 0 | 0 | 0 | 0 | 0 | 0 | 0 | 0 | 0 | 0 | 0 | 0 | 0 | 0 | 0 | 0 | 0 | 0 | 0 | 0 | 0 | 0 | 0 | 0 | 0 | 0 | 0 | 0 | 0 | 0 | 0 | 0 | 0 | 0 | 0 | 0 | 0 | 0 | 0 | 0 | 0
Inputs_Product_Res DLC Heat-BYOT.xlsx | Inputs_endUseLoadShapes_PSE.xlsx | Inputs_Global_PSE.xlsx | Inputs_Product_Res DLC Heat-BYOT.xlsx | PSE | 40 | Winter | Peak | 4 | Res DLC Heat-BYOT | 0 | 0 | 0 | 0 | 0 | 0 | 0 | 0 | 0 | 0 | 0 | 0 | 0 | 0 | 0 | 0 | 0 | 0 | 0 | 0 | 0 | 0 | 0 | 0 | 0 | 0 | 0 | 0 | 0 | 0 | 0 | 0 | 0 | 0 | 0 | 0 | 0 | 0 | 0 | 0 | 0 | 0 | 0 | 0 | 0 | 0 | 0 | 0 | 0 | 0 | 0 | 0 | 0 | 0 | 0 | 0 | 0 | 0 | 0 | 0 | 0 | 0 | 0 | 0 | 0
Inputs_Product_Res DLC Heat-BYOT.xlsx | Inputs_endUseLoadShapes_PSE.xlsx | Inputs_Global_PSE.xlsx | Inputs_Product_Res DLC Heat-BYOT.xlsx | PSE | 40 | Winter | Peak | 4 | Res DLC Heat-BYOT | 0 | 0 | 0 | 0 | 0 | 0 | 0 | 0 | 0 | 0 | 0 | 0 | 0 | 0 | 0 | 0 | 0 | 0 | 0 | 0 | 0 | 0 | 0 | 0 | 0 | 0 | 0 | 0 | 0 | 0 | 0 | 0 | 0 | 0 | 0 | 0 | 0 | 0 | 0 | 0 | 0 | 0 | 0 | 0 | 0 | 0 | 0 | 0 | 0 | 0 | 0 | 0 | 0 | 0 | 0 | 0 | 0 | 0 | 0 | 0 | 0 | 0 | 0 | 0 | 0
Inputs_Product_Res DLC Heat-BYOT.xlsx | Inputs_endUseLoadShapes_PSE.xlsx | Inputs_Global_PSE.xlsx | Inputs_Product_Res DLC Heat-BYOT.xlsx | PSE | 40 | Winter | Peak | 4 | Res DLC Heat-BYOT | 0 | 0 | 0 | 0 | 0 | 0 | 0 | 0 | 0 | 0 | 0 | 0 | 0 | 0 | 0 | 0 | 0 | 0 | 0 | 0 | 0 | 0 | 0 | 0 | 0 | 0 | 0 | 0 | 0 | 0 | 0 | 0 | 0 | 0 | 0 | 0 | 0 | 0 | 0 | 0 | 0 | 0 | 0 | 0 | 0 | 0 | 0 | 0 | 0 | 0 | 0 | 0 | 0 | 0 | 0 | 0 | 0 | 0 | 0 | 0 | 0 | 0 | 0 | 0 | 0
Inputs_Product_Res DLC Heat-BYOT.xlsx | Inputs_endUseLoadShapes_PSE.xlsx | Inputs_Global_PSE.xlsx | Inputs_Product_Res DLC Heat-BYOT.xlsx | PSE | 40 | Winter | Peak | 4 | Res DLC Heat-BYOT | 0 | 0 | 0 | 0 | 0 | 0 | 0 | 0 | 0 | 0 | 0 | 0 | 0 | 0 | 0 | 0 | 0 | 0 | 0 | 0 | 0 | 0 | 0 | 0 | 0 | 0 | 0 | 0 | 0 | 0 | 0 | 0 | 0 | 0 | 0 | 0 | 0 | 0 | 0 | 0 | 0 | 0 | 0 | 0 | 0 | 0 | 0 | 0 | 0 | 0 | 0 | 0 | 0 | 0 | 0 | 0 | 0 | 0 | 0 | 0 | 0 | 0 | 0 | 0 | 0
Inputs_Product_Res DLC Heat-BYOT.xlsx | Inputs_endUseLoadShapes_PSE.xlsx | Inputs_Global_PSE.xlsx | Inputs_Product_Res DLC Heat-BYOT.xlsx | PSE | 40 | Winter | Peak | 4 | Res DLC Heat-BYOT | 0 | 0 | 0 | 0 | 0 | 0 | 0 | 0 | 0 | 0 | 0 | 0 | 0 | 0 | 0 | 0 | 0 | 0 | 0 | 0 | 0 | 0 | 0 | 0 | 0 | 0 | 0 | 0 | 0 | 0 | 0 | 0 | 0 | 0 | 0 | 0 | 0 | 0 | 0 | 0 | 0 | 0 | 0 | 0 | 0 | 0 | 0 | 0 | 0 | 0 | 0 | 0 | 0 | 0 | 0 | 0 | 0 | 0 | 0 | 0 | 0 | 0 | 0 | 0 | 0
Inputs_Product_Res DLC Heat-BYOT.xlsx | Inputs_endUseLoadShapes_PSE.xlsx | Inputs_Global_PSE.xlsx | Inputs_Product_Res DLC Heat-BYOT.xlsx | PSE | 40 | Winter | Peak | 4 | Res DLC Heat-BYOT | 0 | 0 | 0 | 0 | 0 | 0 | 0 | 0 | 0 | 0 | 0 | 0 | 0 | 0 | 0 | 0 | 0 | 0 | 0 | 0 | 0 | 0 | 0 | 0 | 0 | 0 | 0 | 0 | 0 | 0 | 0 | 0 | 0 | 0 | 0 | 0 | 0 | 0 | 0 | 0 | 0 | 0 | 0 | 0 | 0 | 0 | 0 | 0 | 0 | 0 | 0 | 0 | 0 | 0 | 0 | 0 | 0 | 0 | 0 | 0 | 0 | 0 | 0 | 0 | 0
Inputs_Product_Res DLC Heat-BYOT.xlsx | Inputs_endUseLoadShapes_PSE.xlsx | Inputs_Global_PSE.xlsx | Inputs_Product_Res DLC Heat-BYOT.xlsx | PSE | 40 | Winter | Peak | 4 | Res DLC Heat-BYOT | 0 | 0 | 0 | 0 | 0 | 0 | 0 | 0 | 0 | 0 | 0 | 0 | 0 | 0 | 0 | 0 | 0 | 0 | 0 | 0 | 0 | 0 | 0 | 0 | 0 | 0 | 0 | 0 | 0 | 0 | 0 | 0 | 0 | 0 | 0 | 0 | 0 | 0 | 0 | 0 | 0 | 0 | 0 | 0 | 0 | 0 | 0 | 0 | 0 | 0 | 0 | 0 | 0 | 0 | 0 | 0 | 0 | 0 | 0 | 0 | 0 | 0 | 0 | 0 | 0
Inputs_Product_Res DLC Heat-BYOT.xlsx | Inputs_endUseLoadShapes_PSE.xlsx | Inputs_Global_PSE.xlsx | Inputs_Product_Res DLC Heat-BYOT.xlsx | PSE | 40 | Winter | Peak | 4 | Res DLC Heat-BYOT | 0 | 0 | 0 | 0 | 0 | 0 | 0 | 0 | 0 | 0 | 0 | 0 | 0 | 0 | 0 | 0 | 0 | 0 | 0 | 0 | 0 | 0 | 0 | 0 | 0 | 0 | 0 | 0 | 0 | 0 | 0 | 0 | 0 | 0 | 0 | 0 | 0 | 0 | 0 | 0 | 0 | 0 | 0 | 0 | 0 | 0 | 0 | 0 | 0 | 0 | 0 | 0 | 0 | 0 | 0 | 0 | 0 | 0 | 0 | 0 | 0 | 0 | 0 | 0 | 0
Inputs_Product_Res DLC Heat-BYOT.xlsx | Inputs_endUseLoadShapes_PSE.xlsx | Inputs_Global_PSE.xlsx | Inputs_Product_Res DLC Heat-BYOT.xlsx | PSE | 40 | Winter | Peak | 4 | Res DLC Heat-BYOT | 0 | 0 | 0 | 0 | 0 | 0 | 0 | 0 | 0 | 0 | 0 | 0 | 0 | 0 | 0 | 0 | 0 | 0 | 0 | 0 | 0 | 0 | 0 | 0 | 0 | 0 | 0 | 0 | 0 | 0 | 0 | 0 | 0 | 0 | 0 | 0 | 0 | 0 | 0 | 0 | 0 | 0 | 0 | 0 | 0 | 0 | 0 | 0 | 0 | 0 | 0 | 0 | 0 | 0 | 0 | 0 | 0 | 0 | 0 | 0 | 0 | 0 | 0 | 0 | 0
Inputs_Product_Res DLC Heat-BYOT.xlsx | Inputs_endUseLoadShapes_PSE.xlsx | Inputs_Global_PSE.xlsx | Inputs_Product_Res DLC Heat-BYOT.xlsx | PSE | 40 | Winter | Peak | 4 | Res DLC Heat-BYOT | 0 | 0 | 0 | 0 | 0 | 0 | 0 | 0 | 0 | 0 | 0 | 0 | 0 | 0 | 0 | 0 | 0 | 0 | 0 | 0 | 0 | 0 | 0 | 0 | 0 | 0 | 0 | 0 | 0 | 0 | 0 | 0 | 0 | 0 | 0 | 0 | 0 | 0 | 0 | 0 | 0 | 0 | 0 | 0 | 0 | 0 | 0 | 0 | 0 | 0 | 0 | 0 | 0 | 0 | 0 | 0 | 0 | 0 | 0 | 0 | 0 | 0 | 0 | 0 | 0
Inputs_Product_Res DLC Heat-BYOT.xlsx | Inputs_endUseLoadShapes_PSE.xlsx | Inputs_Global_PSE.xlsx | Inputs_Product_Res DLC Heat-BYOT.xlsx | PSE | 40 | Winter | Peak | 4 | Res DLC Heat-BYOT | 0 | 0 | 0 | 0 | 0 | 0 | 0 | 0 | 0 | 0 | 0 | 0 | 0 | 0 | 0 | 0 | 0 | 0 | 0 | 0 | 0 | 0 | 0 | 0 | 0 | 0 | 0 | 0 | 0 | 0 | 0 | 0 | 0 | 0 | 0 | 0 | 0 | 0 | 0 | 0 | 0 | 0 | 0 | 0 | 0 | 0 | 0 | 0 | 0 | 0 | 0 | 0 | 0 | 0 | 0 | 0 | 0 | 0 | 0 | 0 | 0 | 0 | 0 | 0 | 0
Inputs_Product_Res DLC Heat-BYOT.xlsx | Inputs_endUseLoadShapes_PSE.xlsx | Inputs_Global_PSE.xlsx | Inputs_Product_Res DLC Heat-BYOT.xlsx | PSE | 40 | Winter | Peak | 4 | Res DLC Heat-BYOT | 0 | 0 | 0 | 0 | 0 | 0 | 0 | 0 | 0 | 0 | 0 | 0 | 0 | 0 | 0 | 0 | 0 | 0 | 0 | 0 | 0 | 0 | 0 | 0 | 0 | 0 | 0 | 0 | 0 | 0 | 0 | 0 | 0 | 0 | 0 | 0 | 0 | 0 | 0 | 0 | 0 | 0 | 0 | 0 | 0 | 0 | 0 | 0 | 0 | 0 | 0 | 0 | 0 | 0 | 0 | 0 | 0 | 0 | 0 | 0 | 0 | 0 | 0 | 0 | 0
Inputs_Product_Res DLC Heat-BYOT.xlsx | Inputs_endUseLoadShapes_PSE.xlsx | Inputs_Global_PSE.xlsx | Inputs_Product_Res DLC Heat-BYOT.xlsx | PSE | 40 | Winter | Peak | 4 | Res DLC Heat-BYOT | 0 | 0 | 0 | 0 | 0 | 0 | 0 | 0 | 0 | 0 | 0 | 0 | 0 | 0 | 0 | 0 | 0 | 0 | 0 | 0 | 0 | 0 | 0 | 0 | 0 | 0 | 0 | 0 | 0 | 0 | 0 | 0 | 0 | 0 | 0 | 0 | 0 | 0 | 0 | 0 | 0 | 0 | 0 | 0 | 0 | 0 | 0 | 0 | 0 | 0 | 0 | 0 | 0 | 0 | 0 | 0 | 0 | 0 | 0 | 0 | 0 | 0 | 0 | 0 | 0
Inputs_Product_Res DLC Heat-BYOT.xlsx | Inputs_endUseLoadShapes_PSE.xlsx | Inputs_Global_PSE.xlsx | Inputs_Product_Res DLC Heat-BYOT.xlsx | PSE | 40 | Winter | Peak | 4 | Res DLC Heat-BYOT | 0 | 0 | 0 | 0 | 0 | 0 | 0 | 0 | 0 | 0 | 0 | 0 | 0 | 0 | 0 | 0 | 0 | 0 | 0 | 0 | 0 | 0 | 0 | 0 | 0 | 0 | 0 | 0 | 0 | 0 | 0 | 0 | 0 | 0 | 0 | 0 | 0 | 0 | 0 | 0 | 0 | 0 | 0 | 0 | 0 | 0 | 0 | 0 | 0 | 0 | 0 | 0 | 0 | 0 | 0 | 0 | 0 | 0 | 0 | 0 | 0 | 0 | 0 | 0 | 0
Inputs_Product_Res DLC Heat-BYOT.xlsx | Inputs_endUseLoadShapes_PSE.xlsx | Inputs_Global_PSE.xlsx | Inputs_Product_Res DLC Heat-BYOT.xlsx | PSE | 40 | Winter | Peak | 4 | Res DLC Heat-BYOT | 0 | 0 | 0 | 0 | 0 | 4.287 | 4.3351 | 4.3843 | 4.4357 | 4.4877 | 4.5401 | 4.5925 | 4.6448 | 4.6968 | 4.7486 | 4.8001 | 4.8513 | 4.9021 | 4.9526 | 5.0026 | 5.0523 | 5.1017 | 5.1509 | 5.1998 | 5.248 | 0 | 0 | 0 | 0 | 0 | 0 | 0 | 0 | 0 | 0 | 2888.7685 | 2921.1828 | 2954.3337 | 2988.9688 | 3024.0348 | 3059.3175 | 3094.6836 | 3129.9275 | 3164.9601 | 3199.8175 | 3234.5361 | 3269.0544 | 3303.3088 | 3337.288 | 3370.9975 | 3404.4875 | 3437.8107 | 3470.9477 | 3503.8734 | 3536.3761 | 0 | 0 | 0 | 0 | 0 | 0 | 0 | 0 | 0 | 0
Inputs_Product_Res DLC Heat-BYOT.xlsx | Inputs_endUseLoadShapes_PSE.xlsx | Inputs_Global_PSE.xlsx | Inputs_Product_Res DLC Heat-BYOT.xlsx | PSE | 40 | Winter | Peak | 4 | Res DLC Heat-BYOT | 0 | 0 | 0 | 0 | 0 | 0.078805 | 0.079689 | 0.080593 | 0.081538 | 0.082495 | 0.083457 | 0.084422 | 0.085384 | 0.086339 | 0.08729 | 0.088237 | 0.089179 | 0.090113 | 0.09104 | 0.09196 | 0.092873 | 0.093783 | 0.094686 | 0.095585 | 0.096471 | 0 | 0 | 0 | 0 | 0 | 0 | 0 | 0 | 0 | 0 | 53.1026 | 53.6985 | 54.3079 | 54.9446 | 55.5892 | 56.2378 | 56.8879 | 57.5357 | 58.1797 | 58.8205 | 59.4587 | 60.0932 | 60.7229 | 61.3475 | 61.9672 | 62.5828 | 63.1954 | 63.8045 | 64.4098 | 65.0073 | 0 | 0 | 0 | 0 | 0 | 0 | 0 | 0 | 0 | 0
Inputs_Product_Res DLC Heat-BYOT.xlsx | Inputs_endUseLoadShapes_PSE.xlsx | Inputs_Global_PSE.xlsx | Inputs_Product_Res DLC Heat-BYOT.xlsx | PSE | 40 | Winter | Peak | 4 | Res DLC Heat-BYOT | 0 | 0 | 0 | 0 | 0 | 0.01436 | 0.014521 | 0.014686 | 0.014858 | 0.015032 | 0.015208 | 0.015384 | 0.015559 | 0.015733 | 0.015906 | 0.016079 | 0.01625 | 0.016421 | 0.01659 | 0.016757 | 0.016924 | 0.017089 | 0.017254 | 0.017418 | 0.017579 | 0 | 0 | 0 | 0 | 0 | 0 | 0 | 0 | 0 | 0 | 9.6765 | 9.7851 | 9.8961 | 10.0121 | 10.1296 | 10.2478 | 10.3662 | 10.4843 | 10.6016 | 10.7184 | 10.8347 | 10.9503 | 11.0651 | 11.1789 | 11.2918 | 11.404 | 11.5156 | 11.6266 | 11.7369 | 11.8458 | 0 | 0 | 0 | 0 | 0 | 0 | 0 | 0 | 0 | 0
Inputs_Product_Res DLC Heat-BYOT.xlsx | Inputs_endUseLoadShapes_PSE.xlsx | Inputs_Global_PSE.xlsx | Inputs_Product_Res DLC Heat-BYOT.xlsx | PSE | 40 | Winter | Peak | 4 | Res DLC Heat-BYOT | 0 | 0 | 0 | 0 | 0 | 0.47707 | 0.48242 | 0.4879 | 0.49362 | 0.49941 | 0.50524 | 0.51108 | 0.5169 | 0.52268 | 0.52844 | 0.53417 | 0.53987 | 0.54553 | 0.55114 | 0.55671 | 0.56224 | 0.56774 | 0.57322 | 0.57865 | 0.58402 | 0 | 0 | 0 | 0 | 0 | 0 | 0 | 0 | 0 | 0 | 321.4751 | 325.0823 | 328.7715 | 332.6258 | 336.5281 | 340.4546 | 344.3903 | 348.3124 | 352.2109 | 356.09 | 359.9537 | 363.795 | 367.607 | 371.3884 | 375.1397 | 378.8666 | 382.575 | 386.2626 | 389.9267 | 393.5438 | 0 | 0 | 0 | 0 | 0 | 0 | 0 | 0 | 0 | 0
Inputs_Product_Res DLC Heat-BYOT.xlsx | Inputs_endUseLoadShapes_PSE.xlsx | Inputs_Global_PSE.xlsx | Inputs_Product_Res DLC Heat-BYOT.xlsx | PSE | 40 | Winter | Peak | 4 | Res DLC Heat-BYOT | 0 | 0 | 0 | 0 | 0 | 0 | 0 | 0 | 0 | 0 | 0 | 0 | 0 | 0 | 0 | 0 | 0 | 0 | 0 | 0 | 0 | 0 | 0 | 0 | 0 | 0 | 0 | 0 | 0 | 0 | 0 | 0 | 0 | 0 | 0 | 0 | 0 | 0 | 0 | 0 | 0 | 0 | 0 | 0 | 0 | 0 | 0 | 0 | 0 | 0 | 0 | 0 | 0 | 0 | 0 | 0 | 0 | 0 | 0 | 0 | 0 | 0 | 0 | 0 | 0
Inputs_Product_Res DLC Heat-Switch.xlsx | Inputs_endUseLoadShapes_PSE.xlsx | Inputs_Global_PSE.xlsx | Inputs_Product_Res DLC Heat-Switch.xlsx | PSE | 40 | Winter | Peak | 4 | Res DLC Heat-Switch | 0 | 0 | 0 | 0 | 0 | 0 | 0 | 0 | 0 | 0 | 0 | 0 | 0 | 0 | 0 | 0 | 0 | 0 | 0 | 0 | 0 | 0 | 0 | 0 | 0 | 0 | 0 | 0 | 0 | 0 | 0 | 0 | 0 | 0 | 0 | 0 | 0 | 0 | 0 | 0 | 0 | 0 | 0 | 0 | 0 | 0 | 0 | 0 | 0 | 0 | 0 | 0 | 0 | 0 | 0 | 0 | 0 | 0 | 0 | 0 | 0 | 0 | 0 | 0 | 0
Inputs_Product_Res DLC Heat-Switch.xlsx | Inputs_endUseLoadShapes_PSE.xlsx | Inputs_Global_PSE.xlsx | Inputs_Product_Res DLC Heat-Switch.xlsx | PSE | 40 | Winter | Peak | 4 | Res DLC Heat-Switch | 0 | 0 | 0 | 0 | 0 | 0 | 0 | 0 | 0 | 0 | 0 | 0 | 0 | 0 | 0 | 0 | 0 | 0 | 0 | 0 | 0 | 0 | 0 | 0 | 0 | 0 | 0 | 0 | 0 | 0 | 0 | 0 | 0 | 0 | 0 | 0 | 0 | 0 | 0 | 0 | 0 | 0 | 0 | 0 | 0 | 0 | 0 | 0 | 0 | 0 | 0 | 0 | 0 | 0 | 0 | 0 | 0 | 0 | 0 | 0 | 0 | 0 | 0 | 0 | 0
Inputs_Product_Res DLC Heat-Switch.xlsx | Inputs_endUseLoadShapes_PSE.xlsx | Inputs_Global_PSE.xlsx | Inputs_Product_Res DLC Heat-Switch.xlsx | PSE | 40 | Winter | Peak | 4 | Res DLC Heat-Switch | 0 | 0 | 0 | 0 | 0 | 0 | 0 | 0 | 0 | 0 | 0 | 0 | 0 | 0 | 0 | 0 | 0 | 0 | 0 | 0 | 0 | 0 | 0 | 0 | 0 | 0 | 0 | 0 | 0 | 0 | 0 | 0 | 0 | 0 | 0 | 0 | 0 | 0 | 0 | 0 | 0 | 0 | 0 | 0 | 0 | 0 | 0 | 0 | 0 | 0 | 0 | 0 | 0 | 0 | 0 | 0 | 0 | 0 | 0 | 0 | 0 | 0 | 0 | 0 | 0
Inputs_Product_Res DLC Heat-Switch.xlsx | Inputs_endUseLoadShapes_PSE.xlsx | Inputs_Global_PSE.xlsx | Inputs_Product_Res DLC Heat-Switch.xlsx | PSE | 40 | Winter | Peak | 4 | Res DLC Heat-Switch | 0 | 0 | 0 | 0 | 0 | 0 | 0 | 0 | 0 | 0 | 0 | 0 | 0 | 0 | 0 | 0 | 0 | 0 | 0 | 0 | 0 | 0 | 0 | 0 | 0 | 0 | 0 | 0 | 0 | 0 | 0 | 0 | 0 | 0 | 0 | 0 | 0 | 0 | 0 | 0 | 0 | 0 | 0 | 0 | 0 | 0 | 0 | 0 | 0 | 0 | 0 | 0 | 0 | 0 | 0 | 0 | 0 | 0 | 0 | 0 | 0 | 0 | 0 | 0 | 0
Inputs_Product_Res DLC Heat-Switch.xlsx | Inputs_endUseLoadShapes_PSE.xlsx | Inputs_Global_PSE.xlsx | Inputs_Product_Res DLC Heat-Switch.xlsx | PSE | 40 | Winter | Peak | 4 | Res DLC Heat-Switch | 0 | 0 | 0 | 0 | 0 | 0 | 0 | 0 | 0 | 0 | 0 | 0 | 0 | 0 | 0 | 0 | 0 | 0 | 0 | 0 | 0 | 0 | 0 | 0 | 0 | 0 | 0 | 0 | 0 | 0 | 0 | 0 | 0 | 0 | 0 | 0 | 0 | 0 | 0 | 0 | 0 | 0 | 0 | 0 | 0 | 0 | 0 | 0 | 0 | 0 | 0 | 0 | 0 | 0 | 0 | 0 | 0 | 0 | 0 | 0 | 0 | 0 | 0 | 0 | 0
Inputs_Product_Res DLC Heat-Switch.xlsx | Inputs_endUseLoadShapes_PSE.xlsx | Inputs_Global_PSE.xlsx | Inputs_Product_Res DLC Heat-Switch.xlsx | PSE | 40 | Winter | Peak | 4 | Res DLC Heat-Switch | 0 | 0 | 0 | 0 | 0 | 0 | 0 | 0 | 0 | 0 | 0 | 0 | 0 | 0 | 0 | 0 | 0 | 0 | 0 | 0 | 0 | 0 | 0 | 0 | 0 | 0 | 0 | 0 | 0 | 0 | 0 | 0 | 0 | 0 | 0 | 0 | 0 | 0 | 0 | 0 | 0 | 0 | 0 | 0 | 0 | 0 | 0 | 0 | 0 | 0 | 0 | 0 | 0 | 0 | 0 | 0 | 0 | 0 | 0 | 0 | 0 | 0 | 0 | 0 | 0
Inputs_Product_Res DLC Heat-Switch.xlsx | Inputs_endUseLoadShapes_PSE.xlsx | Inputs_Global_PSE.xlsx | Inputs_Product_Res DLC Heat-Switch.xlsx | PSE | 40 | Winter | Peak | 4 | Res DLC Heat-Switch | 0 | 0 | 0 | 0 | 0 | 0 | 0 | 0 | 0 | 0 | 0 | 0 | 0 | 0 | 0 | 0 | 0 | 0 | 0 | 0 | 0 | 0 | 0 | 0 | 0 | 0 | 0 | 0 | 0 | 0 | 0 | 0 | 0 | 0 | 0 | 0 | 0 | 0 | 0 | 0 | 0 | 0 | 0 | 0 | 0 | 0 | 0 | 0 | 0 | 0 | 0 | 0 | 0 | 0 | 0 | 0 | 0 | 0 | 0 | 0 | 0 | 0 | 0 | 0 | 0
Inputs_Product_Res DLC Heat-Switch.xlsx | Inputs_endUseLoadShapes_PSE.xlsx | Inputs_Global_PSE.xlsx | Inputs_Product_Res DLC Heat-Switch.xlsx | PSE | 40 | Winter | Peak | 4 | Res DLC Heat-Switch | 0 | 0 | 0 | 0 | 0 | 0 | 0 | 0 | 0 | 0 | 0 | 0 | 0 | 0 | 0 | 0 | 0 | 0 | 0 | 0 | 0 | 0 | 0 | 0 | 0 | 0 | 0 | 0 | 0 | 0 | 0 | 0 | 0 | 0 | 0 | 0 | 0 | 0 | 0 | 0 | 0 | 0 | 0 | 0 | 0 | 0 | 0 | 0 | 0 | 0 | 0 | 0 | 0 | 0 | 0 | 0 | 0 | 0 | 0 | 0 | 0 | 0 | 0 | 0 | 0
Inputs_Product_Res DLC Heat-Switch.xlsx | Inputs_endUseLoadShapes_PSE.xlsx | Inputs_Global_PSE.xlsx | Inputs_Product_Res DLC Heat-Switch.xlsx | PSE | 40 | Winter | Peak | 4 | Res DLC Heat-Switch | 0 | 0 | 0 | 0 | 0 | 0 | 0 | 0 | 0 | 0 | 0 | 0 | 0 | 0 | 0 | 0 | 0 | 0 | 0 | 0 | 0 | 0 | 0 | 0 | 0 | 0 | 0 | 0 | 0 | 0 | 0 | 0 | 0 | 0 | 0 | 0 | 0 | 0 | 0 | 0 | 0 | 0 | 0 | 0 | 0 | 0 | 0 | 0 | 0 | 0 | 0 | 0 | 0 | 0 | 0 | 0 | 0 | 0 | 0 | 0 | 0 | 0 | 0 | 0 | 0
Inputs_Product_Res DLC Heat-Switch.xlsx | Inputs_endUseLoadShapes_PSE.xlsx | Inputs_Global_PSE.xlsx | Inputs_Product_Res DLC Heat-Switch.xlsx | PSE | 40 | Winter | Peak | 4 | Res DLC Heat-Switch | 0 | 0 | 0 | 0 | 0 | 0 | 0 | 0 | 0 | 0 | 0 | 0 | 0 | 0 | 0 | 0 | 0 | 0 | 0 | 0 | 0 | 0 | 0 | 0 | 0 | 0 | 0 | 0 | 0 | 0 | 0 | 0 | 0 | 0 | 0 | 0 | 0 | 0 | 0 | 0 | 0 | 0 | 0 | 0 | 0 | 0 | 0 | 0 | 0 | 0 | 0 | 0 | 0 | 0 | 0 | 0 | 0 | 0 | 0 | 0 | 0 | 0 | 0 | 0 | 0
Inputs_Product_Res DLC Heat-Switch.xlsx | Inputs_endUseLoadShapes_PSE.xlsx | Inputs_Global_PSE.xlsx | Inputs_Product_Res DLC Heat-Switch.xlsx | PSE | 40 | Winter | Peak | 4 | Res DLC Heat-Switch | 0 | 0 | 0 | 0 | 0 | 0 | 0 | 0 | 0 | 0 | 0 | 0 | 0 | 0 | 0 | 0 | 0 | 0 | 0 | 0 | 0 | 0 | 0 | 0 | 0 | 0 | 0 | 0 | 0 | 0 | 0 | 0 | 0 | 0 | 0 | 0 | 0 | 0 | 0 | 0 | 0 | 0 | 0 | 0 | 0 | 0 | 0 | 0 | 0 | 0 | 0 | 0 | 0 | 0 | 0 | 0 | 0 | 0 | 0 | 0 | 0 | 0 | 0 | 0 | 0
Inputs_Product_Res DLC Heat-Switch.xlsx | Inputs_endUseLoadShapes_PSE.xlsx | Inputs_Global_PSE.xlsx | Inputs_Product_Res DLC Heat-Switch.xlsx | PSE | 40 | Winter | Peak | 4 | Res DLC Heat-Switch | 0 | 0 | 0 | 0 | 0 | 0 | 0 | 0 | 0 | 0 | 0 | 0 | 0 | 0 | 0 | 0 | 0 | 0 | 0 | 0 | 0 | 0 | 0 | 0 | 0 | 0 | 0 | 0 | 0 | 0 | 0 | 0 | 0 | 0 | 0 | 0 | 0 | 0 | 0 | 0 | 0 | 0 | 0 | 0 | 0 | 0 | 0 | 0 | 0 | 0 | 0 | 0 | 0 | 0 | 0 | 0 | 0 | 0 | 0 | 0 | 0 | 0 | 0 | 0 | 0
Inputs_Product_Res DLC Heat-Switch.xlsx | Inputs_endUseLoadShapes_PSE.xlsx | Inputs_Global_PSE.xlsx | Inputs_Product_Res DLC Heat-Switch.xlsx | PSE | 40 | Winter | Peak | 4 | Res DLC Heat-Switch | 0 | 0 | 0 | 0 | 0 | 0 | 0 | 0 | 0 | 0 | 0 | 0 | 0 | 0 | 0 | 0 | 0 | 0 | 0 | 0 | 0 | 0 | 0 | 0 | 0 | 0 | 0 | 0 | 0 | 0 | 0 | 0 | 0 | 0 | 0 | 0 | 0 | 0 | 0 | 0 | 0 | 0 | 0 | 0 | 0 | 0 | 0 | 0 | 0 | 0 | 0 | 0 | 0 | 0 | 0 | 0 | 0 | 0 | 0 | 0 | 0 | 0 | 0 | 0 | 0
Inputs_Product_Res DLC Heat-Switch.xlsx | Inputs_endUseLoadShapes_PSE.xlsx | Inputs_Global_PSE.xlsx | Inputs_Product_Res DLC Heat-Switch.xlsx | PSE | 40 | Winter | Peak | 4 | Res DLC Heat-Switch | 0 | 0 | 0 | 0 | 0 | 0 | 0 | 0 | 0 | 0 | 0 | 0 | 0 | 0 | 0 | 0 | 0 | 0 | 0 | 0 | 0 | 0 | 0 | 0 | 0 | 0 | 0 | 0 | 0 | 0 | 0 | 0 | 0 | 0 | 0 | 0 | 0 | 0 | 0 | 0 | 0 | 0 | 0 | 0 | 0 | 0 | 0 | 0 | 0 | 0 | 0 | 0 | 0 | 0 | 0 | 0 | 0 | 0 | 0 | 0 | 0 | 0 | 0 | 0 | 0
Inputs_Product_Res DLC Heat-Switch.xlsx | Inputs_endUseLoadShapes_PSE.xlsx | Inputs_Global_PSE.xlsx | Inputs_Product_Res DLC Heat-Switch.xlsx | PSE | 40 | Winter | Peak | 4 | Res DLC Heat-Switch | 0 | 0 | 0 | 0 | 0 | 0 | 0 | 0 | 0 | 0 | 0 | 0 | 0 | 0 | 0 | 0 | 0 | 0 | 0 | 0 | 0 | 0 | 0 | 0 | 0 | 0 | 0 | 0 | 0 | 0 | 0 | 0 | 0 | 0 | 0 | 0 | 0 | 0 | 0 | 0 | 0 | 0 | 0 | 0 | 0 | 0 | 0 | 0 | 0 | 0 | 0 | 0 | 0 | 0 | 0 | 0 | 0 | 0 | 0 | 0 | 0 | 0 | 0 | 0 | 0
Inputs_Product_Res DLC Heat-Switch.xlsx | Inputs_endUseLoadShapes_PSE.xlsx | Inputs_Global_PSE.xlsx | Inputs_Product_Res DLC Heat-Switch.xlsx | PSE | 40 | Winter | Peak | 4 | Res DLC Heat-Switch | 0 | 0 | 0 | 0 | 0 | 0 | 0 | 0 | 0 | 0 | 0 | 0 | 0 | 0 | 0 | 0 | 0 | 0 | 0 | 0 | 0 | 0 | 0 | 0 | 0 | 0 | 0 | 0 | 0 | 0 | 0 | 0 | 0 | 0 | 0 | 0 | 0 | 0 | 0 | 0 | 0 | 0 | 0 | 0 | 0 | 0 | 0 | 0 | 0 | 0 | 0 | 0 | 0 | 0 | 0 | 0 | 0 | 0 | 0 | 0 | 0 | 0 | 0 | 0 | 0
Inputs_Product_Res DLC Heat-Switch.xlsx | Inputs_endUseLoadShapes_PSE.xlsx | Inputs_Global_PSE.xlsx | Inputs_Product_Res DLC Heat-Switch.xlsx | PSE | 40 | Winter | Peak | 4 | Res DLC Heat-Switch | 0 | 0 | 0 | 0 | 0 | 0 | 0 | 0 | 0 | 0 | 0 | 0 | 0 | 0 | 0 | 0 | 0 | 0 | 0 | 0 | 0 | 0 | 0 | 0 | 0 | 0 | 0 | 0 | 0 | 0 | 0 | 0 | 0 | 0 | 0 | 0 | 0 | 0 | 0 | 0 | 0 | 0 | 0 | 0 | 0 | 0 | 0 | 0 | 0 | 0 | 0 | 0 | 0 | 0 | 0 | 0 | 0 | 0 | 0 | 0 | 0 | 0 | 0 | 0 | 0
Inputs_Product_Res DLC Heat-Switch.xlsx | Inputs_endUseLoadShapes_PSE.xlsx | Inputs_Global_PSE.xlsx | Inputs_Product_Res DLC Heat-Switch.xlsx | PSE | 40 | Winter | Peak | 4 | Res DLC Heat-Switch | 0 | 0 | 0 | 0 | 0 | 0 | 0 | 0 | 0 | 0 | 0 | 0 | 0 | 0 | 0 | 0 | 0 | 0 | 0 | 0 | 0 | 0 | 0 | 0 | 0 | 0 | 0 | 0 | 0 | 0 | 0 | 0 | 0 | 0 | 0 | 0 | 0 | 0 | 0 | 0 | 0 | 0 | 0 | 0 | 0 | 0 | 0 | 0 | 0 | 0 | 0 | 0 | 0 | 0 | 0 | 0 | 0 | 0 | 0 | 0 | 0 | 0 | 0 | 0 | 0
Inputs_Product_Res DLC Heat-Switch.xlsx | Inputs_endUseLoadShapes_PSE.xlsx | Inputs_Global_PSE.xlsx | Inputs_Product_Res DLC Heat-Switch.xlsx | PSE | 40 | Winter | Peak | 4 | Res DLC Heat-Switch | 0 | 0 | 0 | 0 | 0 | 0 | 0 | 0 | 0 | 0 | 0 | 0 | 0 | 0 | 0 | 0 | 0 | 0 | 0 | 0 | 0 | 0 | 0 | 0 | 0 | 0 | 0 | 0 | 0 | 0 | 0 | 0 | 0 | 0 | 0 | 0 | 0 | 0 | 0 | 0 | 0 | 0 | 0 | 0 | 0 | 0 | 0 | 0 | 0 | 0 | 0 | 0 | 0 | 0 | 0 | 0 | 0 | 0 | 0 | 0 | 0 | 0 | 0 | 0 | 0
Inputs_Product_Res DLC Heat-Switch.xlsx | Inputs_endUseLoadShapes_PSE.xlsx | Inputs_Global_PSE.xlsx | Inputs_Product_Res DLC Heat-Switch.xlsx | PSE | 40 | Winter | Peak | 4 | Res DLC Heat-Switch | 0 | 0 | 0 | 0 | 0 | 0 | 0 | 0 | 0 | 0 | 0 | 0 | 0 | 0 | 0 | 0 | 0 | 0 | 0 | 0 | 0 | 0 | 0 | 0 | 0 | 0 | 0 | 0 | 0 | 0 | 0 | 0 | 0 | 0 | 0 | 0 | 0 | 0 | 0 | 0 | 0 | 0 | 0 | 0 | 0 | 0 | 0 | 0 | 0 | 0 | 0 | 0 | 0 | 0 | 0 | 0 | 0 | 0 | 0 | 0 | 0 | 0 | 0 | 0 | 0
Inputs_Product_Res DLC Heat-Switch.xlsx | Inputs_endUseLoadShapes_PSE.xlsx | Inputs_Global_PSE.xlsx | Inputs_Product_Res DLC Heat-Switch.xlsx | PSE | 40 | Winter | Peak | 4 | Res DLC Heat-Switch | 0 | 0 | 0 | 0 | 0 | 0 | 0 | 0 | 0 | 0 | 0 | 0 | 0 | 0 | 0 | 0 | 0 | 0 | 0 | 0 | 0 | 0 | 0 | 0 | 0 | 0 | 0 | 0 | 0 | 0 | 0 | 0 | 0 | 0 | 0 | 0 | 0 | 0 | 0 | 0 | 0 | 0 | 0 | 0 | 0 | 0 | 0 | 0 | 0 | 0 | 0 | 0 | 0 | 0 | 0 | 0 | 0 | 0 | 0 | 0 | 0 | 0 | 0 | 0 | 0
Inputs_Product_Res DLC Heat-Switch.xlsx | Inputs_endUseLoadShapes_PSE.xlsx | Inputs_Global_PSE.xlsx | Inputs_Product_Res DLC Heat-Switch.xlsx | PSE | 40 | Winter | Peak | 4 | Res DLC Heat-Switch | 0 | 0 | 0 | 0 | 0 | 0 | 0 | 0 | 0 | 0 | 0 | 0 | 0 | 0 | 0 | 0 | 0 | 0 | 0 | 0 | 0 | 0 | 0 | 0 | 0 | 0 | 0 | 0 | 0 | 0 | 0 | 0 | 0 | 0 | 0 | 0 | 0 | 0 | 0 | 0 | 0 | 0 | 0 | 0 | 0 | 0 | 0 | 0 | 0 | 0 | 0 | 0 | 0 | 0 | 0 | 0 | 0 | 0 | 0 | 0 | 0 | 0 | 0 | 0 | 0
Inputs_Product_Res DLC Heat-Switch.xlsx | Inputs_endUseLoadShapes_PSE.xlsx | Inputs_Global_PSE.xlsx | Inputs_Product_Res DLC Heat-Switch.xlsx | PSE | 40 | Winter | Peak | 4 | Res DLC Heat-Switch | 0 | 0 | 0 | 0 | 0 | 0 | 0 | 0 | 0 | 0 | 0 | 0 | 0 | 0 | 0 | 0 | 0 | 0 | 0 | 0 | 0 | 0 | 0 | 0 | 0 | 0 | 0 | 0 | 0 | 0 | 0 | 0 | 0 | 0 | 0 | 0 | 0 | 0 | 0 | 0 | 0 | 0 | 0 | 0 | 0 | 0 | 0 | 0 | 0 | 0 | 0 | 0 | 0 | 0 | 0 | 0 | 0 | 0 | 0 | 0 | 0 | 0 | 0 | 0 | 0
Inputs_Product_Res DLC Heat-Switch.xlsx | Inputs_endUseLoadShapes_PSE.xlsx | Inputs_Global_PSE.xlsx | Inputs_Product_Res DLC Heat-Switch.xlsx | PSE | 40 | Winter | Peak | 4 | Res DLC Heat-Switch | 0 | 0 | 0 | 0 | 0 | 0 | 0 | 0 | 0 | 0 | 0 | 0 | 0 | 0 | 0 | 0 | 0 | 0 | 0 | 0 | 0 | 0 | 0 | 0 | 0 | 0 | 0 | 0 | 0 | 0 | 0 | 0 | 0 | 0 | 0 | 0 | 0 | 0 | 0 | 0 | 0 | 0 | 0 | 0 | 0 | 0 | 0 | 0 | 0 | 0 | 0 | 0 | 0 | 0 | 0 | 0 | 0 | 0 | 0 | 0 | 0 | 0 | 0 | 0 | 0
Inputs_Product_Res DLC Heat-Switch.xlsx | Inputs_endUseLoadShapes_PSE.xlsx | Inputs_Global_PSE.xlsx | Inputs_Product_Res DLC Heat-Switch.xlsx | PSE | 40 | Winter | Peak | 4 | Res DLC Heat-Switch | 0 | 0 | 0 | 0 | 0 | 0 | 0 | 0 | 0 | 0 | 0 | 0 | 0 | 0 | 0 | 0 | 0 | 0 | 0 | 0 | 0 | 0 | 0 | 0 | 0 | 0 | 0 | 0 | 0 | 0 | 0 | 0 | 0 | 0 | 0 | 0 | 0 | 0 | 0 | 0 | 0 | 0 | 0 | 0 | 0 | 0 | 0 | 0 | 0 | 0 | 0 | 0 | 0 | 0 | 0 | 0 | 0 | 0 | 0 | 0 | 0 | 0 | 0 | 0 | 0
Inputs_Product_Res DLC Heat-Switch.xlsx | Inputs_endUseLoadShapes_PSE.xlsx | Inputs_Global_PSE.xlsx | Inputs_Product_Res DLC Heat-Switch.xlsx | PSE | 40 | Winter | Peak | 4 | Res DLC Heat-Switch | 0 | 0 | 0 | 0 | 0 | 0 | 0 | 0 | 0 | 0 | 0 | 0 | 0 | 0 | 0 | 0 | 0 | 0 | 0 | 0 | 0 | 0 | 0 | 0 | 0 | 0 | 0 | 0 | 0 | 0 | 0 | 0 | 0 | 0 | 0 | 0 | 0 | 0 | 0 | 0 | 0 | 0 | 0 | 0 | 0 | 0 | 0 | 0 | 0 | 0 | 0 | 0 | 0 | 0 | 0 | 0 | 0 | 0 | 0 | 0 | 0 | 0 | 0 | 0 | 0
Inputs_Product_Res DLC Heat-Switch.xlsx | Inputs_endUseLoadShapes_PSE.xlsx | Inputs_Global_PSE.xlsx | Inputs_Product_Res DLC Heat-Switch.xlsx | PSE | 40 | Winter | Peak | 4 | Res DLC Heat-Switch | 0 | 0 | 0 | 0 | 0 | 0 | 0 | 0 | 0 | 0 | 0 | 0 | 0 | 0 | 0 | 0 | 0 | 0 | 0 | 0 | 0 | 0 | 0 | 0 | 0 | 0 | 0 | 0 | 0 | 0 | 0 | 0 | 0 | 0 | 0 | 0 | 0 | 0 | 0 | 0 | 0 | 0 | 0 | 0 | 0 | 0 | 0 | 0 | 0 | 0 | 0 | 0 | 0 | 0 | 0 | 0 | 0 | 0 | 0 | 0 | 0 | 0 | 0 | 0 | 0
Inputs_Product_Res DLC Heat-Switch.xlsx | Inputs_endUseLoadShapes_PSE.xlsx | Inputs_Global_PSE.xlsx | Inputs_Product_Res DLC Heat-Switch.xlsx | PSE | 40 | Winter | Peak | 4 | Res DLC Heat-Switch | 0 | 0 | 0 | 0 | 0 | 0 | 0 | 0 | 0 | 0 | 0 | 0 | 0 | 0 | 0 | 0 | 0 | 0 | 0 | 0 | 0 | 0 | 0 | 0 | 0 | 0 | 0 | 0 | 0 | 0 | 0 | 0 | 0 | 0 | 0 | 0 | 0 | 0 | 0 | 0 | 0 | 0 | 0 | 0 | 0 | 0 | 0 | 0 | 0 | 0 | 0 | 0 | 0 | 0 | 0 | 0 | 0 | 0 | 0 | 0 | 0 | 0 | 0 | 0 | 0
Inputs_Product_Res DLC Heat-Switch.xlsx | Inputs_endUseLoadShapes_PSE.xlsx | Inputs_Global_PSE.xlsx | Inputs_Product_Res DLC Heat-Switch.xlsx | PSE | 40 | Winter | Peak | 4 | Res DLC Heat-Switch | 0 | 0 | 0 | 0 | 0 | 0 | 0 | 0 | 0 | 0 | 0 | 0 | 0 | 0 | 0 | 0 | 0 | 0 | 0 | 0 | 0 | 0 | 0 | 0 | 0 | 0 | 0 | 0 | 0 | 0 | 0 | 0 | 0 | 0 | 0 | 0 | 0 | 0 | 0 | 0 | 0 | 0 | 0 | 0 | 0 | 0 | 0 | 0 | 0 | 0 | 0 | 0 | 0 | 0 | 0 | 0 | 0 | 0 | 0 | 0 | 0 | 0 | 0 | 0 | 0
Inputs_Product_Res DLC Heat-Switch.xlsx | Inputs_endUseLoadShapes_PSE.xlsx | Inputs_Global_PSE.xlsx | Inputs_Product_Res DLC Heat-Switch.xlsx | PSE | 40 | Winter | Peak | 4 | Res DLC Heat-Switch | 0 | 0 | 0 | 0 | 0 | 0 | 0 | 0 | 0 | 0 | 0 | 0 | 0 | 0 | 0 | 0 | 0 | 0 | 0 | 0 | 0 | 0 | 0 | 0 | 0 | 0 | 0 | 0 | 0 | 0 | 0 | 0 | 0 | 0 | 0 | 0 | 0 | 0 | 0 | 0 | 0 | 0 | 0 | 0 | 0 | 0 | 0 | 0 | 0 | 0 | 0 | 0 | 0 | 0 | 0 | 0 | 0 | 0 | 0 | 0 | 0 | 0 | 0 | 0 | 0
Inputs_Product_Res DLC Heat-Switch.xlsx | Inputs_endUseLoadShapes_PSE.xlsx | Inputs_Global_PSE.xlsx | Inputs_Product_Res DLC Heat-Switch.xlsx | PSE | 40 | Winter | Peak | 4 | Res DLC Heat-Switch | 0 | 0 | 0 | 0 | 0 | 0 | 0 | 0 | 0 | 0 | 0 | 0 | 0 | 0 | 0 | 0 | 0 | 0 | 0 | 0 | 0 | 0 | 0 | 0 | 0 | 0 | 0 | 0 | 0 | 0 | 0 | 0 | 0 | 0 | 0 | 0 | 0 | 0 | 0 | 0 | 0 | 0 | 0 | 0 | 0 | 0 | 0 | 0 | 0 | 0 | 0 | 0 | 0 | 0 | 0 | 0 | 0 | 0 | 0 | 0 | 0 | 0 | 0 | 0 | 0
Inputs_Product_Res DLC Heat-Switch.xlsx | Inputs_endUseLoadShapes_PSE.xlsx | Inputs_Global_PSE.xlsx | Inputs_Product_Res DLC Heat-Switch.xlsx | PSE | 40 | Winter | Peak | 4 | Res DLC Heat-Switch | 0 | 0 | 0 | 0 | 0 | 0 | 0 | 0 | 0 | 0 | 0 | 0 | 0 | 0 | 0 | 0 | 0 | 0 | 0 | 0 | 0 | 0 | 0 | 0 | 0 | 0 | 0 | 0 | 0 | 0 | 0 | 0 | 0 | 0 | 0 | 0 | 0 | 0 | 0 | 0 | 0 | 0 | 0 | 0 | 0 | 0 | 0 | 0 | 0 | 0 | 0 | 0 | 0 | 0 | 0 | 0 | 0 | 0 | 0 | 0 | 0 | 0 | 0 | 0 | 0
Inputs_Product_Res DLC Heat-Switch.xlsx | Inputs_endUseLoadShapes_PSE.xlsx | Inputs_Global_PSE.xlsx | Inputs_Product_Res DLC Heat-Switch.xlsx | PSE | 40 | Winter | Peak | 4 | Res DLC Heat-Switch | 0 | 0 | 0 | 0 | 0 | 0 | 0 | 0 | 0 | 0 | 0 | 0 | 0 | 0 | 0 | 0 | 0 | 0 | 0 | 0 | 0 | 0 | 0 | 0 | 0 | 0 | 0 | 0 | 0 | 0 | 0 | 0 | 0 | 0 | 0 | 0 | 0 | 0 | 0 | 0 | 0 | 0 | 0 | 0 | 0 | 0 | 0 | 0 | 0 | 0 | 0 | 0 | 0 | 0 | 0 | 0 | 0 | 0 | 0 | 0 | 0 | 0 | 0 | 0 | 0
Inputs_Product_Res DLC Heat-Switch.xlsx | Inputs_endUseLoadShapes_PSE.xlsx | Inputs_Global_PSE.xlsx | Inputs_Product_Res DLC Heat-Switch.xlsx | PSE | 40 | Winter | Peak | 4 | Res DLC Heat-Switch | 0 | 0 | 0 | 0 | 0 | 0 | 0 | 0 | 0 | 0 | 0 | 0 | 0 | 0 | 0 | 0 | 0 | 0 | 0 | 0 | 0 | 0 | 0 | 0 | 0 | 0 | 0 | 0 | 0 | 0 | 0 | 0 | 0 | 0 | 0 | 0 | 0 | 0 | 0 | 0 | 0 | 0 | 0 | 0 | 0 | 0 | 0 | 0 | 0 | 0 | 0 | 0 | 0 | 0 | 0 | 0 | 0 | 0 | 0 | 0 | 0 | 0 | 0 | 0 | 0
Inputs_Product_Res DLC Heat-Switch.xlsx | Inputs_endUseLoadShapes_PSE.xlsx | Inputs_Global_PSE.xlsx | Inputs_Product_Res DLC Heat-Switch.xlsx | PSE | 40 | Winter | Peak | 4 | Res DLC Heat-Switch | 0 | 0 | 0 | 0 | 0 | 0 | 0 | 0 | 0 | 0 | 0 | 0 | 0 | 0 | 0 | 0 | 0 | 0 | 0 | 0 | 0 | 0 | 0 | 0 | 0 | 0 | 0 | 0 | 0 | 0 | 0 | 0 | 0 | 0 | 0 | 0 | 0 | 0 | 0 | 0 | 0 | 0 | 0 | 0 | 0 | 0 | 0 | 0 | 0 | 0 | 0 | 0 | 0 | 0 | 0 | 0 | 0 | 0 | 0 | 0 | 0 | 0 | 0 | 0 | 0
Inputs_Product_Res DLC Heat-Switch.xlsx | Inputs_endUseLoadShapes_PSE.xlsx | Inputs_Global_PSE.xlsx | Inputs_Product_Res DLC Heat-Switch.xlsx | PSE | 40 | Winter | Peak | 4 | Res DLC Heat-Switch | 0 | 0 | 0 | 0 | 0 | 38.9034 | 39.3399 | 39.7863 | 40.2528 | 40.725 | 41.2002 | 41.6764 | 42.1511 | 42.6229 | 43.0923 | 43.5598 | 44.0247 | 44.486 | 44.9436 | 45.3976 | 45.8486 | 46.2974 | 46.7436 | 47.187 | 47.6248 | 0 | 0 | 0 | 0 | 0 | 0 | 0 | 0 | 0 | 0 | 23785.372 | 24052.2631 | 24325.2189 | 24610.3956 | 24899.1195 | 25189.6285 | 25480.824 | 25771.0126 | 26059.4619 | 26346.4694 | 26632.3326 | 26916.5481 | 27198.5894 | 27478.3651 | 27755.9209 | 28031.6687 | 28306.0434 | 28578.8848 | 28849.9868 | 29117.6053 | 0 | 0 | 0 | 0 | 0 | 0 | 0 | 0 | 0 | 0
Inputs_Product_Res DLC Heat-Switch.xlsx | Inputs_endUseLoadShapes_PSE.xlsx | Inputs_Global_PSE.xlsx | Inputs_Product_Res DLC Heat-Switch.xlsx | PSE | 40 | Winter | Peak | 4 | Res DLC Heat-Switch | 0 | 0 | 0 | 0 | 0 | 3.7944 | 3.837 | 3.8805 | 3.926 | 3.9721 | 4.0184 | 4.0649 | 4.1112 | 4.1572 | 4.203 | 4.2486 | 4.2939 | 4.3389 | 4.3835 | 4.4278 | 4.4718 | 4.5156 | 4.5591 | 4.6023 | 4.645 | 0 | 0 | 0 | 0 | 0 | 0 | 0 | 0 | 0 | 0 | 2319.8859 | 2345.9169 | 2372.5394 | 2400.3539 | 2428.5143 | 2456.8488 | 2485.2504 | 2513.5536 | 2541.6873 | 2569.6803 | 2597.5618 | 2625.2825 | 2652.7911 | 2680.0788 | 2707.15 | 2734.0448 | 2760.8057 | 2787.4171 | 2813.8588 | 2839.9607 | 0 | 0 | 0 | 0 | 0 | 0 | 0 | 0 | 0 | 0
Inputs_Product_Res DLC Heat-Switch.xlsx | Inputs_endUseLoadShapes_PSE.xlsx | Inputs_Global_PSE.xlsx | Inputs_Product_Res DLC Heat-Switch.xlsx | PSE | 40 | Winter | Peak | 4 | Res DLC Heat-Switch | 0 | 0 | 0 | 0 | 0 | 0.69142 | 0.69918 | 0.70712 | 0.71541 | 0.7238 | 0.73225 | 0.74071 | 0.74915 | 0.75753 | 0.76587 | 0.77418 | 0.78245 | 0.79064 | 0.79878 | 0.80685 | 0.81486 | 0.82284 | 0.83077 | 0.83865 | 0.84643 | 0 | 0 | 0 | 0 | 0 | 0 | 0 | 0 | 0 | 0 | 422.7348 | 427.4782 | 432.3294 | 437.3978 | 442.5293 | 447.6925 | 452.8678 | 458.0253 | 463.1519 | 468.2529 | 473.3335 | 478.3848 | 483.3975 | 488.3699 | 493.3029 | 498.2037 | 503.0802 | 507.9293 | 512.7476 | 517.504 | 0 | 0 | 0 | 0 | 0 | 0 | 0 | 0 | 0 | 0
Inputs_Product_Res DLC Heat-Switch.xlsx | Inputs_endUseLoadShapes_PSE.xlsx | Inputs_Global_PSE.xlsx | Inputs_Product_Res DLC Heat-Switch.xlsx | PSE | 40 | Winter | Peak | 4 | Res DLC Heat-Switch | 0 | 0 | 0 | 0 | 0 | 9.1077 | 9.2099 | 9.3144 | 9.4236 | 9.5342 | 9.6454 | 9.7569 | 9.8681 | 9.9785 | 10.0884 | 10.1979 | 10.3067 | 10.4147 | 10.5218 | 10.6281 | 10.7337 | 10.8388 | 10.9432 | 11.047 | 11.1495 | 0 | 0 | 0 | 0 | 0 | 0 | 0 | 0 | 0 | 0 | 5568.4341 | 5630.9165 | 5694.8186 | 5761.5818 | 5829.1755 | 5897.187 | 5965.3593 | 6033.2959 | 6100.8252 | 6168.017 | 6234.941 | 6301.4791 | 6367.5083 | 6433.0071 | 6497.9861 | 6562.5419 | 6626.7762 | 6690.6516 | 6754.1198 | 6816.7724 | 0 | 0 | 0 | 0 | 0 | 0 | 0 | 0 | 0 | 0
Inputs_Product_Res DLC Heat-Switch.xlsx | Inputs_endUseLoadShapes_PSE.xlsx | Inputs_Global_PSE.xlsx | Inputs_Product_Res DLC Heat-Switch.xlsx | PSE | 40 | Winter | Peak | 4 | Res DLC Heat-Switch | 0 | 0 | 0 | 0 | 0 | 0 | 0 | 0 | 0 | 0 | 0 | 0 | 0 | 0 | 0 | 0 | 0 | 0 | 0 | 0 | 0 | 0 | 0 | 0 | 0 | 0 | 0 | 0 | 0 | 0 | 0 | 0 | 0 | 0 | 0 | 0 | 0 | 0 | 0 | 0 | 0 | 0 | 0 | 0 | 0 | 0 | 0 | 0 | 0 | 0 | 0 | 0 | 0 | 0 | 0 | 0 | 0 | 0 | 0 | 0 | 0 | 0 | 0 | 0 | 0
Inputs_Product_Res DLC Water Heat-Grid-Enabled.xlsx | Inputs_endUseLoadShapes_PSE.xlsx | Inputs_Global_PSE.xlsx | Inputs_Product_Res DLC Water Heat-Grid-Enabled.xlsx | PSE | 18 | Winter | Peak | 6 | Res DLC Water Heat-Grid-Enabled | Commercial | Hospital | 0 | 0 | 0 | 0 | 0 | 0 | 0 | 0 | 0 | 0 | 0 | 0 | 0 | 0 | 0 | 0 | 0 | 0 | 0 | 0 | 0 | 0 | 0 | 0 | 0 | 0 | 0 | 0 | 0 | 0 | 0 | 0 | 0 | 0 | 0 | 0 | 0 | 0 | 0 | 0 | 0 | 0 | 0 | 0 | 0 | 0 | 0 | 0 | 0 | 0 | 0 | 0 | 0 | 0 | 0 | 0 | 0 | 0 | 0 | 0 | 0 | 0 | 0
Inputs_Product_Res DLC Water Heat-Grid-Enabled.xlsx | Inputs_endUseLoadShapes_PSE.xlsx | Inputs_Global_PSE.xlsx | Inputs_Product_Res DLC Water Heat-Grid-Enabled.xlsx | PSE | 18 | Winter | Peak | 6 | Res DLC Water Heat-Grid-Enabled | Commercial | Large Office | 0 | 0 | 0 | 0 | 0 | 0 | 0 | 0 | 0 | 0 | 0 | 0 | 0 | 0 | 0 | 0 | 0 | 0 | 0 | 0 | 0 | 0 | 0 | 0 | 0 | 0 | 0 | 0 | 0 | 0 | 0 | 0 | 0 | 0 | 0 | 0 | 0 | 0 | 0 | 0 | 0 | 0 | 0 | 0 | 0 | 0 | 0 | 0 | 0 | 0 | 0 | 0 | 0 | 0 | 0 | 0 | 0 | 0 | 0 | 0 | 0 | 0 | 0
Inputs_Product_Res DLC Water Heat-Grid-Enabled.xlsx | Inputs_endUseLoadShapes_PSE.xlsx | Inputs_Global_PSE.xlsx | Inputs_Product_Res DLC Water Heat-Grid-Enabled.xlsx | PSE | 18 | Winter | Peak | 6 | Res DLC Water Heat-Grid-Enabled | Commercial | Large Retail | 0 | 0 | 0 | 0 | 0 | 0 | 0 | 0 | 0 | 0 | 0 | 0 | 0 | 0 | 0 | 0 | 0 | 0 | 0 | 0 | 0 | 0 | 0 | 0 | 0 | 0 | 0 | 0 | 0 | 0 | 0 | 0 | 0 | 0 | 0 | 0 | 0 | 0 | 0 | 0 | 0 | 0 | 0 | 0 | 0 | 0 | 0 | 0 | 0 | 0 | 0 | 0 | 0 | 0 | 0 | 0 | 0 | 0 | 0 | 0 | 0 | 0 | 0
Inputs_Product_Res DLC Water Heat-Grid-Enabled.xlsx | Inputs_endUseLoadShapes_PSE.xlsx | Inputs_Global_PSE.xlsx | Inputs_Product_Res DLC Water Heat-Grid-Enabled.xlsx | PSE | 18 | Winter | Peak | 6 | Res DLC Water Heat-Grid-Enabled | Commercial | Lodging | 0 | 0 | 0 | 0 | 0 | 0 | 0 | 0 | 0 | 0 | 0 | 0 | 0 | 0 | 0 | 0 | 0 | 0 | 0 | 0 | 0 | 0 | 0 | 0 | 0 | 0 | 0 | 0 | 0 | 0 | 0 | 0 | 0 | 0 | 0 | 0 | 0 | 0 | 0 | 0 | 0 | 0 | 0 | 0 | 0 | 0 | 0 | 0 | 0 | 0 | 0 | 0 | 0 | 0 | 0 | 0 | 0 | 0 | 0 | 0 | 0 | 0 | 0
Inputs_Product_Res DLC Water Heat-Grid-Enabled.xlsx | Inputs_endUseLoadShapes_PSE.xlsx | Inputs_Global_PSE.xlsx | Inputs_Product_Res DLC Water Heat-Grid-Enabled.xlsx | PSE | 18 | Winter | Peak | 6 | Res DLC Water Heat-Grid-Enabled | Commercial | Medium Office | 0 | 0 | 0 | 0 | 0 | 0 | 0 | 0 | 0 | 0 | 0 | 0 | 0 | 0 | 0 | 0 | 0 | 0 | 0 | 0 | 0 | 0 | 0 | 0 | 0 | 0 | 0 | 0 | 0 | 0 | 0 | 0 | 0 | 0 | 0 | 0 | 0 | 0 | 0 | 0 | 0 | 0 | 0 | 0 | 0 | 0 | 0 | 0 | 0 | 0 | 0 | 0 | 0 | 0 | 0 | 0 | 0 | 0 | 0 | 0 | 0 | 0 | 0
Inputs_Product_Res DLC Water Heat-Grid-Enabled.xlsx | Inputs_endUseLoadShapes_PSE.xlsx | Inputs_Global_PSE.xlsx | Inputs_Product_Res DLC Water Heat-Grid-Enabled.xlsx | PSE | 18 | Winter | Peak | 6 | Res DLC Water Heat-Grid-Enabled | Commercial | Medium Retail | 0 | 0 | 0 | 0 | 0 | 0 | 0 | 0 | 0 | 0 | 0 | 0 | 0 | 0 | 0 | 0 | 0 | 0 | 0 | 0 | 0 | 0 | 0 | 0 | 0 | 0 | 0 | 0 | 0 | 0 | 0 | 0 | 0 | 0 | 0 | 0 | 0 | 0 | 0 | 0 | 0 | 0 | 0 | 0 | 0 | 0 | 0 | 0 | 0 | 0 | 0 | 0 | 0 | 0 | 0 | 0 | 0 | 0 | 0 | 0 | 0 | 0 | 0
Inputs_Product_Res DLC Water Heat-Grid-Enabled.xlsx | Inputs_endUseLoadShapes_PSE.xlsx | Inputs_Global_PSE.xlsx | Inputs_Product_Res DLC Water Heat-Grid-Enabled.xlsx | PSE | 18 | Winter | Peak | 6 | Res DLC Water Heat-Grid-Enabled | Commercial | Other and Assembly | 0 | 0 | 0 | 0 | 0 | 0 | 0 | 0 | 0 | 0 | 0 | 0 | 0 | 0 | 0 | 0 | 0 | 0 | 0 | 0 | 0 | 0 | 0 | 0 | 0 | 0 | 0 | 0 | 0 | 0 | 0 | 0 | 0 | 0 | 0 | 0 | 0 | 0 | 0 | 0 | 0 | 0 | 0 | 0 | 0 | 0 | 0 | 0 | 0 | 0 | 0 | 0 | 0 | 0 | 0 | 0 | 0 | 0 | 0 | 0 | 0 | 0 | 0
Inputs_Product_Res DLC Water Heat-Grid-Enabled.xlsx | Inputs_endUseLoadShapes_PSE.xlsx | Inputs_Global_PSE.xlsx | Inputs_Product_Res DLC Water Heat-Grid-Enabled.xlsx | PSE | 18 | Winter | Peak | 6 | Res DLC Water Heat-Grid-Enabled | Commercial | Residential Care | 0 | 0 | 0 | 0 | 0 | 0 | 0 | 0 | 0 | 0 | 0 | 0 | 0 | 0 | 0 | 0 | 0 | 0 | 0 | 0 | 0 | 0 | 0 | 0 | 0 | 0 | 0 | 0 | 0 | 0 | 0 | 0 | 0 | 0 | 0 | 0 | 0 | 0 | 0 | 0 | 0 | 0 | 0 | 0 | 0 | 0 | 0 | 0 | 0 | 0 | 0 | 0 | 0 | 0 | 0 | 0 | 0 | 0 | 0 | 0 | 0 | 0 | 0
Inputs_Product_Res DLC Water Heat-Grid-Enabled.xlsx | Inputs_endUseLoadShapes_PSE.xlsx | Inputs_Global_PSE.xlsx | Inputs_Product_Res DLC Water Heat-Grid-Enabled.xlsx | PSE | 18 | Winter | Peak | 6 | Res DLC Water Heat-Grid-Enabled | Commercial | Restaurant | 0 | 0 | 0 | 0 | 0 | 0 | 0 | 0 | 0 | 0 | 0 | 0 | 0 | 0 | 0 | 0 | 0 | 0 | 0 | 0 | 0 | 0 | 0 | 0 | 0 | 0 | 0 | 0 | 0 | 0 | 0 | 0 | 0 | 0 | 0 | 0 | 0 | 0 | 0 | 0 | 0 | 0 | 0 | 0 | 0 | 0 | 0 | 0 | 0 | 0 | 0 | 0 | 0 | 0 | 0 | 0 | 0 | 0 | 0 | 0 | 0 | 0 | 0
Inputs_Product_Res DLC Water Heat-Grid-Enabled.xlsx | Inputs_endUseLoadShapes_PSE.xlsx | Inputs_Global_PSE.xlsx | Inputs_Product_Res DLC Water Heat-Grid-Enabled.xlsx | PSE | 18 | Winter | Peak | 6 | Res DLC Water Heat-Grid-Enabled | Commercial | School K-12 | 0 | 0 | 0 | 0 | 0 | 0 | 0 | 0 | 0 | 0 | 0 | 0 | 0 | 0 | 0 | 0 | 0 | 0 | 0 | 0 | 0 | 0 | 0 | 0 | 0 | 0 | 0 | 0 | 0 | 0 | 0 | 0 | 0 | 0 | 0 | 0 | 0 | 0 | 0 | 0 | 0 | 0 | 0 | 0 | 0 | 0 | 0 | 0 | 0 | 0 | 0 | 0 | 0 | 0 | 0 | 0 | 0 | 0 | 0 | 0 | 0 | 0 | 0
Inputs_Product_Res DLC Water Heat-Grid-Enabled.xlsx | Inputs_endUseLoadShapes_PSE.xlsx | Inputs_Global_PSE.xlsx | Inputs_Product_Res DLC Water Heat-Grid-Enabled.xlsx | PSE | 18 | Winter | Peak | 6 | Res DLC Water Heat-Grid-Enabled | Commercial | Small Office | 0 | 0 | 0 | 0 | 0 | 0 | 0 | 0 | 0 | 0 | 0 | 0 | 0 | 0 | 0 | 0 | 0 | 0 | 0 | 0 | 0 | 0 | 0 | 0 | 0 | 0 | 0 | 0 | 0 | 0 | 0 | 0 | 0 | 0 | 0 | 0 | 0 | 0 | 0 | 0 | 0 | 0 | 0 | 0 | 0 | 0 | 0 | 0 | 0 | 0 | 0 | 0 | 0 | 0 | 0 | 0 | 0 | 0 | 0 | 0 | 0 | 0 | 0
Inputs_Product_Res DLC Water Heat-Grid-Enabled.xlsx | Inputs_endUseLoadShapes_PSE.xlsx | Inputs_Global_PSE.xlsx | Inputs_Product_Res DLC Water Heat-Grid-Enabled.xlsx | PSE | 18 | Winter | Peak | 6 | Res DLC Water Heat-Grid-Enabled | Commercial | Small Retail | 0 | 0 | 0 | 0 | 0 | 0 | 0 | 0 | 0 | 0 | 0 | 0 | 0 | 0 | 0 | 0 | 0 | 0 | 0 | 0 | 0 | 0 | 0 | 0 | 0 | 0 | 0 | 0 | 0 | 0 | 0 | 0 | 0 | 0 | 0 | 0 | 0 | 0 | 0 | 0 | 0 | 0 | 0 | 0 | 0 | 0 | 0 | 0 | 0 | 0 | 0 | 0 | 0 | 0 | 0 | 0 | 0 | 0 | 0 | 0 | 0 | 0 | 0
Inputs_Product_Res DLC Water Heat-Grid-Enabled.xlsx | Inputs_endUseLoadShapes_PSE.xlsx | Inputs_Global_PSE.xlsx | Inputs_Product_Res DLC Water Heat-Grid-Enabled.xlsx | PSE | 18 | Winter | Peak | 6 | Res DLC Water Heat-Grid-Enabled | Commercial | Supermarket and MiniMart | 0 | 0 | 0 | 0 | 0 | 0 | 0 | 0 | 0 | 0 | 0 | 0 | 0 | 0 | 0 | 0 | 0 | 0 | 0 | 0 | 0 | 0 | 0 | 0 | 0 | 0 | 0 | 0 | 0 | 0 | 0 | 0 | 0 | 0 | 0 | 0 | 0 | 0 | 0 | 0 | 0 | 0 | 0 | 0 | 0 | 0 | 0 | 0 | 0 | 0 | 0 | 0 | 0 | 0 | 0 | 0 | 0 | 0 | 0 | 0 | 0 | 0 | 0
Inputs_Product_Res DLC Water Heat-Grid-Enabled.xlsx | Inputs_endUseLoadShapes_PSE.xlsx | Inputs_Global_PSE.xlsx | Inputs_Product_Res DLC Water Heat-Grid-Enabled.xlsx | PSE | 18 | Winter | Peak | 6 | Res DLC Water Heat-Grid-Enabled | Commercial | University | 0 | 0 | 0 | 0 | 0 | 0 | 0 | 0 | 0 | 0 | 0 | 0 | 0 | 0 | 0 | 0 | 0 | 0 | 0 | 0 | 0 | 0 | 0 | 0 | 0 | 0 | 0 | 0 | 0 | 0 | 0 | 0 | 0 | 0 | 0 | 0 | 0 | 0 | 0 | 0 | 0 | 0 | 0 | 0 | 0 | 0 | 0 | 0 | 0 | 0 | 0 | 0 | 0 | 0 | 0 | 0 | 0 | 0 | 0 | 0 | 0 | 0 | 0
Inputs_Product_Res DLC Water Heat-Grid-Enabled.xlsx | Inputs_endUseLoadShapes_PSE.xlsx | Inputs_Global_PSE.xlsx | Inputs_Product_Res DLC Water Heat-Grid-Enabled.xlsx | PSE | 18 | Winter | Peak | 6 | Res DLC Water Heat-Grid-Enabled | Commercial | Warehouse | 0 | 0 | 0 | 0 | 0 | 0 | 0 | 0 | 0 | 0 | 0 | 0 | 0 | 0 | 0 | 0 | 0 | 0 | 0 | 0 | 0 | 0 | 0 | 0 | 0 | 0 | 0 | 0 | 0 | 0 | 0 | 0 | 0 | 0 | 0 | 0 | 0 | 0 | 0 | 0 | 0 | 0 | 0 | 0 | 0 | 0 | 0 | 0 | 0 | 0 | 0 | 0 | 0 | 0 | 0 | 0 | 0 | 0 | 0 | 0 | 0 | 0 | 0
Inputs_Product_Res DLC Water Heat-Grid-Enabled.xlsx | Inputs_endUseLoadShapes_PSE.xlsx | Inputs_Global_PSE.xlsx | Inputs_Product_Res DLC Water Heat-Grid-Enabled.xlsx | PSE | 18 | Winter | Peak | 6 | Res DLC Water Heat-Grid-Enabled | Commercial | Xlarge Retail | 0 | 0 | 0 | 0 | 0 | 0 | 0 | 0 | 0 | 0 | 0 | 0 | 0 | 0 | 0 | 0 | 0 | 0 | 0 | 0 | 0 | 0 | 0 | 0 | 0 | 0 | 0 | 0 | 0 | 0 | 0 | 0 | 0 | 0 | 0 | 0 | 0 | 0 | 0 | 0 | 0 | 0 | 0 | 0 | 0 | 0 | 0 | 0 | 0 | 0 | 0 | 0 | 0 | 0 | 0 | 0 | 0 | 0 | 0 | 0 | 0 | 0 | 0
Inputs_Product_Res DLC Water Heat-Grid-Enabled.xlsx | Inputs_endUseLoadShapes_PSE.xlsx | Inputs_Global_PSE.xlsx | Inputs_Product_Res DLC Water Heat-Grid-Enabled.xlsx | PSE | 18 | Winter | Peak | 6 | Res DLC Water Heat-Grid-Enabled | Industrial | Mechanical Pulp | 0 | 0 | 0 | 0 | 0 | 0 | 0 | 0 | 0 | 0 | 0 | 0 | 0 | 0 | 0 | 0 | 0 | 0 | 0 | 0 | 0 | 0 | 0 | 0 | 0 | 0 | 0 | 0 | 0 | 0 | 0 | 0 | 0 | 0 | 0 | 0 | 0 | 0 | 0 | 0 | 0 | 0 | 0 | 0 | 0 | 0 | 0 | 0 | 0 | 0 | 0 | 0 | 0 | 0 | 0 | 0 | 0 | 0 | 0 | 0 | 0 | 0 | 0
Inputs_Product_Res DLC Water Heat-Grid-Enabled.xlsx | Inputs_endUseLoadShapes_PSE.xlsx | Inputs_Global_PSE.xlsx | Inputs_Product_Res DLC Water Heat-Grid-Enabled.xlsx | PSE | 18 | Winter | Peak | 6 | Res DLC Water Heat-Grid-Enabled | Industrial | Kraft Pulp | 0 | 0 | 0 | 0 | 0 | 0 | 0 | 0 | 0 | 0 | 0 | 0 | 0 | 0 | 0 | 0 | 0 | 0 | 0 | 0 | 0 | 0 | 0 | 0 | 0 | 0 | 0 | 0 | 0 | 0 | 0 | 0 | 0 | 0 | 0 | 0 | 0 | 0 | 0 | 0 | 0 | 0 | 0 | 0 | 0 | 0 | 0 | 0 | 0 | 0 | 0 | 0 | 0 | 0 | 0 | 0 | 0 | 0 | 0 | 0 | 0 | 0 | 0
Inputs_Product_Res DLC Water Heat-Grid-Enabled.xlsx | Inputs_endUseLoadShapes_PSE.xlsx | Inputs_Global_PSE.xlsx | Inputs_Product_Res DLC Water Heat-Grid-Enabled.xlsx | PSE | 18 | Winter | Peak | 6 | Res DLC Water Heat-Grid-Enabled | Industrial | Paper | 0 | 0 | 0 | 0 | 0 | 0 | 0 | 0 | 0 | 0 | 0 | 0 | 0 | 0 | 0 | 0 | 0 | 0 | 0 | 0 | 0 | 0 | 0 | 0 | 0 | 0 | 0 | 0 | 0 | 0 | 0 | 0 | 0 | 0 | 0 | 0 | 0 | 0 | 0 | 0 | 0 | 0 | 0 | 0 | 0 | 0 | 0 | 0 | 0 | 0 | 0 | 0 | 0 | 0 | 0 | 0 | 0 | 0 | 0 | 0 | 0 | 0 | 0
Inputs_Product_Res DLC Water Heat-Grid-Enabled.xlsx | Inputs_endUseLoadShapes_PSE.xlsx | Inputs_Global_PSE.xlsx | Inputs_Product_Res DLC Water Heat-Grid-Enabled.xlsx | PSE | 18 | Winter | Peak | 6 | Res DLC Water Heat-Grid-Enabled | Industrial | Foundries | 0 | 0 | 0 | 0 | 0 | 0 | 0 | 0 | 0 | 0 | 0 | 0 | 0 | 0 | 0 | 0 | 0 | 0 | 0 | 0 | 0 | 0 | 0 | 0 | 0 | 0 | 0 | 0 | 0 | 0 | 0 | 0 | 0 | 0 | 0 | 0 | 0 | 0 | 0 | 0 | 0 | 0 | 0 | 0 | 0 | 0 | 0 | 0 | 0 | 0 | 0 | 0 | 0 | 0 | 0 | 0 | 0 | 0 | 0 | 0 | 0 | 0 | 0
Inputs_Product_Res DLC Water Heat-Grid-Enabled.xlsx | Inputs_endUseLoadShapes_PSE.xlsx | Inputs_Global_PSE.xlsx | Inputs_Product_Res DLC Water Heat-Grid-Enabled.xlsx | PSE | 18 | Winter | Peak | 6 | Res DLC Water Heat-Grid-Enabled | Industrial | Frozen Food | 0 | 0 | 0 | 0 | 0 | 0 | 0 | 0 | 0 | 0 | 0 | 0 | 0 | 0 | 0 | 0 | 0 | 0 | 0 | 0 | 0 | 0 | 0 | 0 | 0 | 0 | 0 | 0 | 0 | 0 | 0 | 0 | 0 | 0 | 0 | 0 | 0 | 0 | 0 | 0 | 0 | 0 | 0 | 0 | 0 | 0 | 0 | 0 | 0 | 0 | 0 | 0 | 0 | 0 | 0 | 0 | 0 | 0 | 0 | 0 | 0 | 0 | 0
Inputs_Product_Res DLC Water Heat-Grid-Enabled.xlsx | Inputs_endUseLoadShapes_PSE.xlsx | Inputs_Global_PSE.xlsx | Inputs_Product_Res DLC Water Heat-Grid-Enabled.xlsx | PSE | 18 | Winter | Peak | 6 | Res DLC Water Heat-Grid-Enabled | Industrial | Other Food | 0 | 0 | 0 | 0 | 0 | 0 | 0 | 0 | 0 | 0 | 0 | 0 | 0 | 0 | 0 | 0 | 0 | 0 | 0 | 0 | 0 | 0 | 0 | 0 | 0 | 0 | 0 | 0 | 0 | 0 | 0 | 0 | 0 | 0 | 0 | 0 | 0 | 0 | 0 | 0 | 0 | 0 | 0 | 0 | 0 | 0 | 0 | 0 | 0 | 0 | 0 | 0 | 0 | 0 | 0 | 0 | 0 | 0 | 0 | 0 | 0 | 0 | 0
Inputs_Product_Res DLC Water Heat-Grid-Enabled.xlsx | Inputs_endUseLoadShapes_PSE.xlsx | Inputs_Global_PSE.xlsx | Inputs_Product_Res DLC Water Heat-Grid-Enabled.xlsx | PSE | 18 | Winter | Peak | 6 | Res DLC Water Heat-Grid-Enabled | Industrial | Wood - Lumber | 0 | 0 | 0 | 0 | 0 | 0 | 0 | 0 | 0 | 0 | 0 | 0 | 0 | 0 | 0 | 0 | 0 | 0 | 0 | 0 | 0 | 0 | 0 | 0 | 0 | 0 | 0 | 0 | 0 | 0 | 0 | 0 | 0 | 0 | 0 | 0 | 0 | 0 | 0 | 0 | 0 | 0 | 0 | 0 | 0 | 0 | 0 | 0 | 0 | 0 | 0 | 0 | 0 | 0 | 0 | 0 | 0 | 0 | 0 | 0 | 0 | 0 | 0
Inputs_Product_Res DLC Water Heat-Grid-Enabled.xlsx | Inputs_endUseLoadShapes_PSE.xlsx | Inputs_Global_PSE.xlsx | Inputs_Product_Res DLC Water Heat-Grid-Enabled.xlsx | PSE | 18 | Winter | Peak | 6 | Res DLC Water Heat-Grid-Enabled | Industrial | Wood - Panel | 0 | 0 | 0 | 0 | 0 | 0 | 0 | 0 | 0 | 0 | 0 | 0 | 0 | 0 | 0 | 0 | 0 | 0 | 0 | 0 | 0 | 0 | 0 | 0 | 0 | 0 | 0 | 0 | 0 | 0 | 0 | 0 | 0 | 0 | 0 | 0 | 0 | 0 | 0 | 0 | 0 | 0 | 0 | 0 | 0 | 0 | 0 | 0 | 0 | 0 | 0 | 0 | 0 | 0 | 0 | 0 | 0 | 0 | 0 | 0 | 0 | 0 | 0
Inputs_Product_Res DLC Water Heat-Grid-Enabled.xlsx | Inputs_endUseLoadShapes_PSE.xlsx | Inputs_Global_PSE.xlsx | Inputs_Product_Res DLC Water Heat-Grid-Enabled.xlsx | PSE | 18 | Winter | Peak | 6 | Res DLC Water Heat-Grid-Enabled | Industrial | Wood - Other | 0 | 0 | 0 | 0 | 0 | 0 | 0 | 0 | 0 | 0 | 0 | 0 | 0 | 0 | 0 | 0 | 0 | 0 | 0 | 0 | 0 | 0 | 0 | 0 | 0 | 0 | 0 | 0 | 0 | 0 | 0 | 0 | 0 | 0 | 0 | 0 | 0 | 0 | 0 | 0 | 0 | 0 | 0 | 0 | 0 | 0 | 0 | 0 | 0 | 0 | 0 | 0 | 0 | 0 | 0 | 0 | 0 | 0 | 0 | 0 | 0 | 0 | 0
Inputs_Product_Res DLC Water Heat-Grid-Enabled.xlsx | Inputs_endUseLoadShapes_PSE.xlsx | Inputs_Global_PSE.xlsx | Inputs_Product_Res DLC Water Heat-Grid-Enabled.xlsx | PSE | 18 | Winter | Peak | 6 | Res DLC Water Heat-Grid-Enabled | Industrial | Sugar | 0 | 0 | 0 | 0 | 0 | 0 | 0 | 0 | 0 | 0 | 0 | 0 | 0 | 0 | 0 | 0 | 0 | 0 | 0 | 0 | 0 | 0 | 0 | 0 | 0 | 0 | 0 | 0 | 0 | 0 | 0 | 0 | 0 | 0 | 0 | 0 | 0 | 0 | 0 | 0 | 0 | 0 | 0 | 0 | 0 | 0 | 0 | 0 | 0 | 0 | 0 | 0 | 0 | 0 | 0 | 0 | 0 | 0 | 0 | 0 | 0 | 0 | 0
Inputs_Product_Res DLC Water Heat-Grid-Enabled.xlsx | Inputs_endUseLoadShapes_PSE.xlsx | Inputs_Global_PSE.xlsx | Inputs_Product_Res DLC Water Heat-Grid-Enabled.xlsx | PSE | 18 | Winter | Peak | 6 | Res DLC Water Heat-Grid-Enabled | Industrial | Hi Tech - Chip Fab | 0 | 0 | 0 | 0 | 0 | 0 | 0 | 0 | 0 | 0 | 0 | 0 | 0 | 0 | 0 | 0 | 0 | 0 | 0 | 0 | 0 | 0 | 0 | 0 | 0 | 0 | 0 | 0 | 0 | 0 | 0 | 0 | 0 | 0 | 0 | 0 | 0 | 0 | 0 | 0 | 0 | 0 | 0 | 0 | 0 | 0 | 0 | 0 | 0 | 0 | 0 | 0 | 0 | 0 | 0 | 0 | 0 | 0 | 0 | 0 | 0 | 0 | 0
Inputs_Product_Res DLC Water Heat-Grid-Enabled.xlsx | Inputs_endUseLoadShapes_PSE.xlsx | Inputs_Global_PSE.xlsx | Inputs_Product_Res DLC Water Heat-Grid-Enabled.xlsx | PSE | 18 | Winter | Peak | 6 | Res DLC Water Heat-Grid-Enabled | Industrial | Hi Tech - Silicon | 0 | 0 | 0 | 0 | 0 | 0 | 0 | 0 | 0 | 0 | 0 | 0 | 0 | 0 | 0 | 0 | 0 | 0 | 0 | 0 | 0 | 0 | 0 | 0 | 0 | 0 | 0 | 0 | 0 | 0 | 0 | 0 | 0 | 0 | 0 | 0 | 0 | 0 | 0 | 0 | 0 | 0 | 0 | 0 | 0 | 0 | 0 | 0 | 0 | 0 | 0 | 0 | 0 | 0 | 0 | 0 | 0 | 0 | 0 | 0 | 0 | 0 | 0
Inputs_Product_Res DLC Water Heat-Grid-Enabled.xlsx | Inputs_endUseLoadShapes_PSE.xlsx | Inputs_Global_PSE.xlsx | Inputs_Product_Res DLC Water Heat-Grid-Enabled.xlsx | PSE | 18 | Winter | Peak | 6 | Res DLC Water Heat-Grid-Enabled | Industrial | Metal Fab | 0 | 0 | 0 | 0 | 0 | 0 | 0 | 0 | 0 | 0 | 0 | 0 | 0 | 0 | 0 | 0 | 0 | 0 | 0 | 0 | 0 | 0 | 0 | 0 | 0 | 0 | 0 | 0 | 0 | 0 | 0 | 0 | 0 | 0 | 0 | 0 | 0 | 0 | 0 | 0 | 0 | 0 | 0 | 0 | 0 | 0 | 0 | 0 | 0 | 0 | 0 | 0 | 0 | 0 | 0 | 0 | 0 | 0 | 0 | 0 | 0 | 0 | 0
Inputs_Product_Res DLC Water Heat-Grid-Enabled.xlsx | Inputs_endUseLoadShapes_PSE.xlsx | Inputs_Global_PSE.xlsx | Inputs_Product_Res DLC Water Heat-Grid-Enabled.xlsx | PSE | 18 | Winter | Peak | 6 | Res DLC Water Heat-Grid-Enabled | Industrial | Transportation, Equip | 0 | 0 | 0 | 0 | 0 | 0 | 0 | 0 | 0 | 0 | 0 | 0 | 0 | 0 | 0 | 0 | 0 | 0 | 0 | 0 | 0 | 0 | 0 | 0 | 0 | 0 | 0 | 0 | 0 | 0 | 0 | 0 | 0 | 0 | 0 | 0 | 0 | 0 | 0 | 0 | 0 | 0 | 0 | 0 | 0 | 0 | 0 | 0 | 0 | 0 | 0 | 0 | 0 | 0 | 0 | 0 | 0 | 0 | 0 | 0 | 0 | 0 | 0
Inputs_Product_Res DLC Water Heat-Grid-Enabled.xlsx | Inputs_endUseLoadShapes_PSE.xlsx | Inputs_Global_PSE.xlsx | Inputs_Product_Res DLC Water Heat-Grid-Enabled.xlsx | PSE | 18 | Winter | Peak | 6 | Res DLC Water Heat-Grid-Enabled | Industrial | Refinery | 0 | 0 | 0 | 0 | 0 | 0 | 0 | 0 | 0 | 0 | 0 | 0 | 0 | 0 | 0 | 0 | 0 | 0 | 0 | 0 | 0 | 0 | 0 | 0 | 0 | 0 | 0 | 0 | 0 | 0 | 0 | 0 | 0 | 0 | 0 | 0 | 0 | 0 | 0 | 0 | 0 | 0 | 0 | 0 | 0 | 0 | 0 | 0 | 0 | 0 | 0 | 0 | 0 | 0 | 0 | 0 | 0 | 0 | 0 | 0 | 0 | 0 | 0
Inputs_Product_Res DLC Water Heat-Grid-Enabled.xlsx | Inputs_endUseLoadShapes_PSE.xlsx | Inputs_Global_PSE.xlsx | Inputs_Product_Res DLC Water Heat-Grid-Enabled.xlsx | PSE | 18 | Winter | Peak | 6 | Res DLC Water Heat-Grid-Enabled | Industrial | Cold Storage | 0 | 0 | 0 | 0 | 0 | 0 | 0 | 0 | 0 | 0 | 0 | 0 | 0 | 0 | 0 | 0 | 0 | 0 | 0 | 0 | 0 | 0 | 0 | 0 | 0 | 0 | 0 | 0 | 0 | 0 | 0 | 0 | 0 | 0 | 0 | 0 | 0 | 0 | 0 | 0 | 0 | 0 | 0 | 0 | 0 | 0 | 0 | 0 | 0 | 0 | 0 | 0 | 0 | 0 | 0 | 0 | 0 | 0 | 0 | 0 | 0 | 0 | 0
Inputs_Product_Res DLC Water Heat-Grid-Enabled.xlsx | Inputs_endUseLoadShapes_PSE.xlsx | Inputs_Global_PSE.xlsx | Inputs_Product_Res DLC Water Heat-Grid-Enabled.xlsx | PSE | 18 | Winter | Peak | 6 | Res DLC Water Heat-Grid-Enabled | Industrial | Fruit Storage | 0 | 0 | 0 | 0 | 0 | 0 | 0 | 0 | 0 | 0 | 0 | 0 | 0 | 0 | 0 | 0 | 0 | 0 | 0 | 0 | 0 | 0 | 0 | 0 | 0 | 0 | 0 | 0 | 0 | 0 | 0 | 0 | 0 | 0 | 0 | 0 | 0 | 0 | 0 | 0 | 0 | 0 | 0 | 0 | 0 | 0 | 0 | 0 | 0 | 0 | 0 | 0 | 0 | 0 | 0 | 0 | 0 | 0 | 0 | 0 | 0 | 0 | 0
Inputs_Product_Res DLC Water Heat-Grid-Enabled.xlsx | Inputs_endUseLoadShapes_PSE.xlsx | Inputs_Global_PSE.xlsx | Inputs_Product_Res DLC Water Heat-Grid-Enabled.xlsx | PSE | 18 | Winter | Peak | 6 | Res DLC Water Heat-Grid-Enabled | Industrial | Chemical | 0 | 0 | 0 | 0 | 0 | 0 | 0 | 0 | 0 | 0 | 0 | 0 | 0 | 0 | 0 | 0 | 0 | 0 | 0 | 0 | 0 | 0 | 0 | 0 | 0 | 0 | 0 | 0 | 0 | 0 | 0 | 0 | 0 | 0 | 0 | 0 | 0 | 0 | 0 | 0 | 0 | 0 | 0 | 0 | 0 | 0 | 0 | 0 | 0 | 0 | 0 | 0 | 0 | 0 | 0 | 0 | 0 | 0 | 0 | 0 | 0 | 0 | 0
Inputs_Product_Res DLC Water Heat-Grid-Enabled.xlsx | Inputs_endUseLoadShapes_PSE.xlsx | Inputs_Global_PSE.xlsx | Inputs_Product_Res DLC Water Heat-Grid-Enabled.xlsx | PSE | 18 | Winter | Peak | 6 | Res DLC Water Heat-Grid-Enabled | Industrial | Misc Manf | 0 | 0 | 0 | 0 | 0 | 0 | 0 | 0 | 0 | 0 | 0 | 0 | 0 | 0 | 0 | 0 | 0 | 0 | 0 | 0 | 0 | 0 | 0 | 0 | 0 | 0 | 0 | 0 | 0 | 0 | 0 | 0 | 0 | 0 | 0 | 0 | 0 | 0 | 0 | 0 | 0 | 0 | 0 | 0 | 0 | 0 | 0 | 0 | 0 | 0 | 0 | 0 | 0 | 0 | 0 | 0 | 0 | 0 | 0 | 0 | 0 | 0 | 0
Inputs_Product_Res DLC Water Heat-Grid-Enabled.xlsx | Inputs_endUseLoadShapes_PSE.xlsx | Inputs_Global_PSE.xlsx | Inputs_Product_Res DLC Water Heat-Grid-Enabled.xlsx | PSE | 18 | Winter | Peak | 6 | Res DLC Water Heat-Grid-Enabled | Residential | Single Family | 0 | 0 | 0 | 0.54297 | 0.54906 | 0.55529 | 0.5618 | 0.56839 | 0.57502 | 0.58167 | 0.5883 | 0.59488 | 0.60143 | 0.60796 | 0.61445 | 0.62088 | 0.62727 | 0.63361 | 0.6399 | 0.64617 | 0.65239 | 0.65858 | 0.66469 | 0 | 0 | 0 | 0 | 0 | 0 | 0 | 0 | 0 | 0 | 2404.1201 | 2431.0963 | 2458.6855 | 2487.5098 | 2516.6928 | 2546.0561 | 2575.4889 | 2604.8199 | 2633.9751 | 2662.9845 | 2691.8783 | 2720.6055 | 2749.113 | 2777.3915 | 2805.4456 | 2833.317 | 2861.0496 | 2888.6272 | 2916.029 | 2943.0787 | 0 | 0 | 0 | 0 | 0 | 0 | 0 | 0 | 0 | 0
Inputs_Product_Res DLC Water Heat-Grid-Enabled.xlsx | Inputs_endUseLoadShapes_PSE.xlsx | Inputs_Global_PSE.xlsx | Inputs_Product_Res DLC Water Heat-Grid-Enabled.xlsx | PSE | 18 | Winter | Peak | 6 | Res DLC Water Heat-Grid-Enabled | Residential | Multifamily Low-Rise | 0 | 0 | 0 | 0.16193 | 0.16375 | 0.1656 | 0.16755 | 0.16951 | 0.17149 | 0.17347 | 0.17545 | 0.17741 | 0.17936 | 0.18131 | 0.18325 | 0.18517 | 0.18707 | 0.18896 | 0.19084 | 0.19271 | 0.19456 | 0.19641 | 0.19823 | 0 | 0 | 0 | 0 | 0 | 0 | 0 | 0 | 0 | 0 | 716.9781 | 725.0231 | 733.251 | 741.8473 | 750.5505 | 759.3075 | 768.0852 | 776.8325 | 785.5275 | 794.1789 | 802.7959 | 811.3632 | 819.8649 | 828.2984 | 836.6649 | 844.977 | 853.2476 | 861.4721 | 869.6441 | 877.7111 | 0 | 0 | 0 | 0 | 0 | 0 | 0 | 0 | 0 | 0
Inputs_Product_Res DLC Water Heat-Grid-Enabled.xlsx | Inputs_endUseLoadShapes_PSE.xlsx | Inputs_Global_PSE.xlsx | Inputs_Product_Res DLC Water Heat-Grid-Enabled.xlsx | PSE | 18 | Winter | Peak | 6 | Res DLC Water Heat-Grid-Enabled | Residential | Multifamily High-Rise | 0 | 0 | 0 | 0.029507 | 0.029838 | 0.030177 | 0.030531 | 0.030889 | 0.031249 | 0.03161 | 0.03197 | 0.032328 | 0.032684 | 0.033039 | 0.033391 | 0.033741 | 0.034088 | 0.034433 | 0.034775 | 0.035115 | 0.035454 | 0.03579 | 0.036122 | 0 | 0 | 0 | 0 | 0 | 0 | 0 | 0 | 0 | 0 | 130.6493 | 132.1153 | 133.6146 | 135.1811 | 136.767 | 138.3627 | 139.9622 | 141.5562 | 143.1406 | 144.717 | 146.2872 | 147.8484 | 149.3976 | 150.9344 | 152.4589 | 153.9736 | 155.4807 | 156.9794 | 158.4685 | 159.9385 | 0 | 0 | 0 | 0 | 0 | 0 | 0 | 0 | 0 | 0
Inputs_Product_Res DLC Water Heat-Grid-Enabled.xlsx | Inputs_endUseLoadShapes_PSE.xlsx | Inputs_Global_PSE.xlsx | Inputs_Product_Res DLC Water Heat-Grid-Enabled.xlsx | PSE | 18 | Winter | Peak | 6 | Res DLC Water Heat-Grid-Enabled | Residential | Manufactured | 0 | 0 | 0 | 0.079859 | 0.080755 | 0.081672 | 0.082629 | 0.083598 | 0.084574 | 0.085552 | 0.086526 | 0.087494 | 0.088458 | 0.089418 | 0.090372 | 0.091319 | 0.092258 | 0.09319 | 0.094116 | 0.095037 | 0.095953 | 0.096863 | 0.097762 | 0 | 0 | 0 | 0 | 0 | 0 | 0 | 0 | 0 | 0 | 353.595 | 357.5627 | 361.6204 | 365.8599 | 370.1521 | 374.4708 | 378.7997 | 383.1137 | 387.4018 | 391.6685 | 395.9182 | 400.1433 | 404.3362 | 408.4953 | 412.6215 | 416.7208 | 420.7997 | 424.8557 | 428.886 | 432.8644 | 0 | 0 | 0 | 0 | 0 | 0 | 0 | 0 | 0 | 0
Inputs_Product_Res DLC Water Heat-Grid-Enabled.xlsx | Inputs_endUseLoadShapes_PSE.xlsx | Inputs_Global_PSE.xlsx | Inputs_Product_Res DLC Water Heat-Grid-Enabled.xlsx | PSE | 18 | Winter | Peak | 6 | Res DLC Water Heat-Grid-Enabled | 0 | 0 | 0 | 0 | 0 | 0 | 0 | 0 | 0 | 0 | 0 | 0 | 0 | 0 | 0 | 0 | 0 | 0 | 0 | 0 | 0 | 0 | 0 | 0 | 0 | 0 | 0 | 0 | 0 | 0 | 0 | 0 | 0 | 0 | 0 | 0 | 0 | 0 | 0 | 0 | 0 | 0 | 0 | 0 | 0 | 0 | 0 | 0 | 0 | 0 | 0 | 0 | 0 | 0 | 0 | 0 | 0 | 0 | 0 | 0 | 0 | 0 | 0 | 0 | 0
Inputs_Product_Res DLC Water Heat-Grid-Enabled_v2.xlsx | Inputs_endUseLoadShapes_PSE.xlsx | Inputs_Global_PSE.xlsx | Inputs_Product_Res DLC Water Heat-Grid-Enabled_v2.xlsx | PSE | 18 | Winter | Peak | 6 | Res DLC Water Heat-Grid-Enabled | Commercial | Hospital | 0 | 0 | 0 | 0 | 0 | 0 | 0 | 0 | 0 | 0 | 0 | 0 | 0 | 0 | 0 | 0 | 0 | 0 | 0 | 0 | 0 | 0 | 0 | 0 | 0 | 0 | 0 | 0 | 0 | 0 | 0 | 0 | 0 | 0 | 0 | 0 | 0 | 0 | 0 | 0 | 0 | 0 | 0 | 0 | 0 | 0 | 0 | 0 | 0 | 0 | 0 | 0 | 0 | 0 | 0 | 0 | 0 | 0 | 0 | 0 | 0 | 0 | 0
Inputs_Product_Res DLC Water Heat-Grid-Enabled_v2.xlsx | Inputs_endUseLoadShapes_PSE.xlsx | Inputs_Global_PSE.xlsx | Inputs_Product_Res DLC Water Heat-Grid-Enabled_v2.xlsx | PSE | 18 | Winter | Peak | 6 | Res DLC Water Heat-Grid-Enabled | Commercial | Large Office | 0 | 0 | 0 | 0 | 0 | 0 | 0 | 0 | 0 | 0 | 0 | 0 | 0 | 0 | 0 | 0 | 0 | 0 | 0 | 0 | 0 | 0 | 0 | 0 | 0 | 0 | 0 | 0 | 0 | 0 | 0 | 0 | 0 | 0 | 0 | 0 | 0 | 0 | 0 | 0 | 0 | 0 | 0 | 0 | 0 | 0 | 0 | 0 | 0 | 0 | 0 | 0 | 0 | 0 | 0 | 0 | 0 | 0 | 0 | 0 | 0 | 0 | 0
Inputs_Product_Res DLC Water Heat-Grid-Enabled_v2.xlsx | Inputs_endUseLoadShapes_PSE.xlsx | Inputs_Global_PSE.xlsx | Inputs_Product_Res DLC Water Heat-Grid-Enabled_v2.xlsx | PSE | 18 | Winter | Peak | 6 | Res DLC Water Heat-Grid-Enabled | Commercial | Large Retail | 0 | 0 | 0 | 0 | 0 | 0 | 0 | 0 | 0 | 0 | 0 | 0 | 0 | 0 | 0 | 0 | 0 | 0 | 0 | 0 | 0 | 0 | 0 | 0 | 0 | 0 | 0 | 0 | 0 | 0 | 0 | 0 | 0 | 0 | 0 | 0 | 0 | 0 | 0 | 0 | 0 | 0 | 0 | 0 | 0 | 0 | 0 | 0 | 0 | 0 | 0 | 0 | 0 | 0 | 0 | 0 | 0 | 0 | 0 | 0 | 0 | 0 | 0
Inputs_Product_Res DLC Water Heat-Grid-Enabled_v2.xlsx | Inputs_endUseLoadShapes_PSE.xlsx | Inputs_Global_PSE.xlsx | Inputs_Product_Res DLC Water Heat-Grid-Enabled_v2.xlsx | PSE | 18 | Winter | Peak | 6 | Res DLC Water Heat-Grid-Enabled | Commercial | Lodging | 0 | 0 | 0 | 0 | 0 | 0 | 0 | 0 | 0 | 0 | 0 | 0 | 0 | 0 | 0 | 0 | 0 | 0 | 0 | 0 | 0 | 0 | 0 | 0 | 0 | 0 | 0 | 0 | 0 | 0 | 0 | 0 | 0 | 0 | 0 | 0 | 0 | 0 | 0 | 0 | 0 | 0 | 0 | 0 | 0 | 0 | 0 | 0 | 0 | 0 | 0 | 0 | 0 | 0 | 0 | 0 | 0 | 0 | 0 | 0 | 0 | 0 | 0
Inputs_Product_Res DLC Water Heat-Grid-Enabled_v2.xlsx | Inputs_endUseLoadShapes_PSE.xlsx | Inputs_Global_PSE.xlsx | Inputs_Product_Res DLC Water Heat-Grid-Enabled_v2.xlsx | PSE | 18 | Winter | Peak | 6 | Res DLC Water Heat-Grid-Enabled | Commercial | Medium Office | 0 | 0 | 0 | 0 | 0 | 0 | 0 | 0 | 0 | 0 | 0 | 0 | 0 | 0 | 0 | 0 | 0 | 0 | 0 | 0 | 0 | 0 | 0 | 0 | 0 | 0 | 0 | 0 | 0 | 0 | 0 | 0 | 0 | 0 | 0 | 0 | 0 | 0 | 0 | 0 | 0 | 0 | 0 | 0 | 0 | 0 | 0 | 0 | 0 | 0 | 0 | 0 | 0 | 0 | 0 | 0 | 0 | 0 | 0 | 0 | 0 | 0 | 0
Inputs_Product_Res DLC Water Heat-Grid-Enabled_v2.xlsx | Inputs_endUseLoadShapes_PSE.xlsx | Inputs_Global_PSE.xlsx | Inputs_Product_Res DLC Water Heat-Grid-Enabled_v2.xlsx | PSE | 18 | Winter | Peak | 6 | Res DLC Water Heat-Grid-Enabled | Commercial | Medium Retail | 0 | 0 | 0 | 0 | 0 | 0 | 0 | 0 | 0 | 0 | 0 | 0 | 0 | 0 | 0 | 0 | 0 | 0 | 0 | 0 | 0 | 0 | 0 | 0 | 0 | 0 | 0 | 0 | 0 | 0 | 0 | 0 | 0 | 0 | 0 | 0 | 0 | 0 | 0 | 0 | 0 | 0 | 0 | 0 | 0 | 0 | 0 | 0 | 0 | 0 | 0 | 0 | 0 | 0 | 0 | 0 | 0 | 0 | 0 | 0 | 0 | 0 | 0
Inputs_Product_Res DLC Water Heat-Grid-Enabled_v2.xlsx | Inputs_endUseLoadShapes_PSE.xlsx | Inputs_Global_PSE.xlsx | Inputs_Product_Res DLC Water Heat-Grid-Enabled_v2.xlsx | PSE | 18 | Winter | Peak | 6 | Res DLC Water Heat-Grid-Enabled | Commercial | Other and Assembly | 0 | 0 | 0 | 0 | 0 | 0 | 0 | 0 | 0 | 0 | 0 | 0 | 0 | 0 | 0 | 0 | 0 | 0 | 0 | 0 | 0 | 0 | 0 | 0 | 0 | 0 | 0 | 0 | 0 | 0 | 0 | 0 | 0 | 0 | 0 | 0 | 0 | 0 | 0 | 0 | 0 | 0 | 0 | 0 | 0 | 0 | 0 | 0 | 0 | 0 | 0 | 0 | 0 | 0 | 0 | 0 | 0 | 0 | 0 | 0 | 0 | 0 | 0
Inputs_Product_Res DLC Water Heat-Grid-Enabled_v2.xlsx | Inputs_endUseLoadShapes_PSE.xlsx | Inputs_Global_PSE.xlsx | Inputs_Product_Res DLC Water Heat-Grid-Enabled_v2.xlsx | PSE | 18 | Winter | Peak | 6 | Res DLC Water Heat-Grid-Enabled | Commercial | Residential Care | 0 | 0 | 0 | 0 | 0 | 0 | 0 | 0 | 0 | 0 | 0 | 0 | 0 | 0 | 0 | 0 | 0 | 0 | 0 | 0 | 0 | 0 | 0 | 0 | 0 | 0 | 0 | 0 | 0 | 0 | 0 | 0 | 0 | 0 | 0 | 0 | 0 | 0 | 0 | 0 | 0 | 0 | 0 | 0 | 0 | 0 | 0 | 0 | 0 | 0 | 0 | 0 | 0 | 0 | 0 | 0 | 0 | 0 | 0 | 0 | 0 | 0 | 0
Inputs_Product_Res DLC Water Heat-Grid-Enabled_v2.xlsx | Inputs_endUseLoadShapes_PSE.xlsx | Inputs_Global_PSE.xlsx | Inputs_Product_Res DLC Water Heat-Grid-Enabled_v2.xlsx | PSE | 18 | Winter | Peak | 6 | Res DLC Water Heat-Grid-Enabled | Commercial | Restaurant | 0 | 0 | 0 | 0 | 0 | 0 | 0 | 0 | 0 | 0 | 0 | 0 | 0 | 0 | 0 | 0 | 0 | 0 | 0 | 0 | 0 | 0 | 0 | 0 | 0 | 0 | 0 | 0 | 0 | 0 | 0 | 0 | 0 | 0 | 0 | 0 | 0 | 0 | 0 | 0 | 0 | 0 | 0 | 0 | 0 | 0 | 0 | 0 | 0 | 0 | 0 | 0 | 0 | 0 | 0 | 0 | 0 | 0 | 0 | 0 | 0 | 0 | 0
Inputs_Product_Res DLC Water Heat-Grid-Enabled_v2.xlsx | Inputs_endUseLoadShapes_PSE.xlsx | Inputs_Global_PSE.xlsx | Inputs_Product_Res DLC Water Heat-Grid-Enabled_v2.xlsx | PSE | 18 | Winter | Peak | 6 | Res DLC Water Heat-Grid-Enabled | Commercial | School K-12 | 0 | 0 | 0 | 0 | 0 | 0 | 0 | 0 | 0 | 0 | 0 | 0 | 0 | 0 | 0 | 0 | 0 | 0 | 0 | 0 | 0 | 0 | 0 | 0 | 0 | 0 | 0 | 0 | 0 | 0 | 0 | 0 | 0 | 0 | 0 | 0 | 0 | 0 | 0 | 0 | 0 | 0 | 0 | 0 | 0 | 0 | 0 | 0 | 0 | 0 | 0 | 0 | 0 | 0 | 0 | 0 | 0 | 0 | 0 | 0 | 0 | 0 | 0
Inputs_Product_Res DLC Water Heat-Grid-Enabled_v2.xlsx | Inputs_endUseLoadShapes_PSE.xlsx | Inputs_Global_PSE.xlsx | Inputs_Product_Res DLC Water Heat-Grid-Enabled_v2.xlsx | PSE | 18 | Winter | Peak | 6 | Res DLC Water Heat-Grid-Enabled | Commercial | Small Office | 0 | 0 | 0 | 0 | 0 | 0 | 0 | 0 | 0 | 0 | 0 | 0 | 0 | 0 | 0 | 0 | 0 | 0 | 0 | 0 | 0 | 0 | 0 | 0 | 0 | 0 | 0 | 0 | 0 | 0 | 0 | 0 | 0 | 0 | 0 | 0 | 0 | 0 | 0 | 0 | 0 | 0 | 0 | 0 | 0 | 0 | 0 | 0 | 0 | 0 | 0 | 0 | 0 | 0 | 0 | 0 | 0 | 0 | 0 | 0 | 0 | 0 | 0
Inputs_Product_Res DLC Water Heat-Grid-Enabled_v2.xlsx | Inputs_endUseLoadShapes_PSE.xlsx | Inputs_Global_PSE.xlsx | Inputs_Product_Res DLC Water Heat-Grid-Enabled_v2.xlsx | PSE | 18 | Winter | Peak | 6 | Res DLC Water Heat-Grid-Enabled | Commercial | Small Retail | 0 | 0 | 0 | 0 | 0 | 0 | 0 | 0 | 0 | 0 | 0 | 0 | 0 | 0 | 0 | 0 | 0 | 0 | 0 | 0 | 0 | 0 | 0 | 0 | 0 | 0 | 0 | 0 | 0 | 0 | 0 | 0 | 0 | 0 | 0 | 0 | 0 | 0 | 0 | 0 | 0 | 0 | 0 | 0 | 0 | 0 | 0 | 0 | 0 | 0 | 0 | 0 | 0 | 0 | 0 | 0 | 0 | 0 | 0 | 0 | 0 | 0 | 0
Inputs_Product_Res DLC Water Heat-Grid-Enabled_v2.xlsx | Inputs_endUseLoadShapes_PSE.xlsx | Inputs_Global_PSE.xlsx | Inputs_Product_Res DLC Water Heat-Grid-Enabled_v2.xlsx | PSE | 18 | Winter | Peak | 6 | Res DLC Water Heat-Grid-Enabled | Commercial | Supermarket and MiniMart | 0 | 0 | 0 | 0 | 0 | 0 | 0 | 0 | 0 | 0 | 0 | 0 | 0 | 0 | 0 | 0 | 0 | 0 | 0 | 0 | 0 | 0 | 0 | 0 | 0 | 0 | 0 | 0 | 0 | 0 | 0 | 0 | 0 | 0 | 0 | 0 | 0 | 0 | 0 | 0 | 0 | 0 | 0 | 0 | 0 | 0 | 0 | 0 | 0 | 0 | 0 | 0 | 0 | 0 | 0 | 0 | 0 | 0 | 0 | 0 | 0 | 0 | 0
Inputs_Product_Res DLC Water Heat-Grid-Enabled_v2.xlsx | Inputs_endUseLoadShapes_PSE.xlsx | Inputs_Global_PSE.xlsx | Inputs_Product_Res DLC Water Heat-Grid-Enabled_v2.xlsx | PSE | 18 | Winter | Peak | 6 | Res DLC Water Heat-Grid-Enabled | Commercial | University | 0 | 0 | 0 | 0 | 0 | 0 | 0 | 0 | 0 | 0 | 0 | 0 | 0 | 0 | 0 | 0 | 0 | 0 | 0 | 0 | 0 | 0 | 0 | 0 | 0 | 0 | 0 | 0 | 0 | 0 | 0 | 0 | 0 | 0 | 0 | 0 | 0 | 0 | 0 | 0 | 0 | 0 | 0 | 0 | 0 | 0 | 0 | 0 | 0 | 0 | 0 | 0 | 0 | 0 | 0 | 0 | 0 | 0 | 0 | 0 | 0 | 0 | 0
Inputs_Product_Res DLC Water Heat-Grid-Enabled_v2.xlsx | Inputs_endUseLoadShapes_PSE.xlsx | Inputs_Global_PSE.xlsx | Inputs_Product_Res DLC Water Heat-Grid-Enabled_v2.xlsx | PSE | 18 | Winter | Peak | 6 | Res DLC Water Heat-Grid-Enabled | Commercial | Warehouse | 0 | 0 | 0 | 0 | 0 | 0 | 0 | 0 | 0 | 0 | 0 | 0 | 0 | 0 | 0 | 0 | 0 | 0 | 0 | 0 | 0 | 0 | 0 | 0 | 0 | 0 | 0 | 0 | 0 | 0 | 0 | 0 | 0 | 0 | 0 | 0 | 0 | 0 | 0 | 0 | 0 | 0 | 0 | 0 | 0 | 0 | 0 | 0 | 0 | 0 | 0 | 0 | 0 | 0 | 0 | 0 | 0 | 0 | 0 | 0 | 0 | 0 | 0
Inputs_Product_Res DLC Water Heat-Grid-Enabled_v2.xlsx | Inputs_endUseLoadShapes_PSE.xlsx | Inputs_Global_PSE.xlsx | Inputs_Product_Res DLC Water Heat-Grid-Enabled_v2.xlsx | PSE | 18 | Winter | Peak | 6 | Res DLC Water Heat-Grid-Enabled | Commercial | Xlarge Retail | 0 | 0 | 0 | 0 | 0 | 0 | 0 | 0 | 0 | 0 | 0 | 0 | 0 | 0 | 0 | 0 | 0 | 0 | 0 | 0 | 0 | 0 | 0 | 0 | 0 | 0 | 0 | 0 | 0 | 0 | 0 | 0 | 0 | 0 | 0 | 0 | 0 | 0 | 0 | 0 | 0 | 0 | 0 | 0 | 0 | 0 | 0 | 0 | 0 | 0 | 0 | 0 | 0 | 0 | 0 | 0 | 0 | 0 | 0 | 0 | 0 | 0 | 0
Inputs_Product_Res DLC Water Heat-Grid-Enabled_v2.xlsx | Inputs_endUseLoadShapes_PSE.xlsx | Inputs_Global_PSE.xlsx | Inputs_Product_Res DLC Water Heat-Grid-Enabled_v2.xlsx | PSE | 18 | Winter | Peak | 6 | Res DLC Water Heat-Grid-Enabled | Industrial | Mechanical Pulp | 0 | 0 | 0 | 0 | 0 | 0 | 0 | 0 | 0 | 0 | 0 | 0 | 0 | 0 | 0 | 0 | 0 | 0 | 0 | 0 | 0 | 0 | 0 | 0 | 0 | 0 | 0 | 0 | 0 | 0 | 0 | 0 | 0 | 0 | 0 | 0 | 0 | 0 | 0 | 0 | 0 | 0 | 0 | 0 | 0 | 0 | 0 | 0 | 0 | 0 | 0 | 0 | 0 | 0 | 0 | 0 | 0 | 0 | 0 | 0 | 0 | 0 | 0
Inputs_Product_Res DLC Water Heat-Grid-Enabled_v2.xlsx | Inputs_endUseLoadShapes_PSE.xlsx | Inputs_Global_PSE.xlsx | Inputs_Product_Res DLC Water Heat-Grid-Enabled_v2.xlsx | PSE | 18 | Winter | Peak | 6 | Res DLC Water Heat-Grid-Enabled | Industrial | Kraft Pulp | 0 | 0 | 0 | 0 | 0 | 0 | 0 | 0 | 0 | 0 | 0 | 0 | 0 | 0 | 0 | 0 | 0 | 0 | 0 | 0 | 0 | 0 | 0 | 0 | 0 | 0 | 0 | 0 | 0 | 0 | 0 | 0 | 0 | 0 | 0 | 0 | 0 | 0 | 0 | 0 | 0 | 0 | 0 | 0 | 0 | 0 | 0 | 0 | 0 | 0 | 0 | 0 | 0 | 0 | 0 | 0 | 0 | 0 | 0 | 0 | 0 | 0 | 0
Inputs_Product_Res DLC Water Heat-Grid-Enabled_v2.xlsx | Inputs_endUseLoadShapes_PSE.xlsx | Inputs_Global_PSE.xlsx | Inputs_Product_Res DLC Water Heat-Grid-Enabled_v2.xlsx | PSE | 18 | Winter | Peak | 6 | Res DLC Water Heat-Grid-Enabled | Industrial | Paper | 0 | 0 | 0 | 0 | 0 | 0 | 0 | 0 | 0 | 0 | 0 | 0 | 0 | 0 | 0 | 0 | 0 | 0 | 0 | 0 | 0 | 0 | 0 | 0 | 0 | 0 | 0 | 0 | 0 | 0 | 0 | 0 | 0 | 0 | 0 | 0 | 0 | 0 | 0 | 0 | 0 | 0 | 0 | 0 | 0 | 0 | 0 | 0 | 0 | 0 | 0 | 0 | 0 | 0 | 0 | 0 | 0 | 0 | 0 | 0 | 0 | 0 | 0
Inputs_Product_Res DLC Water Heat-Grid-Enabled_v2.xlsx | Inputs_endUseLoadShapes_PSE.xlsx | Inputs_Global_PSE.xlsx | Inputs_Product_Res DLC Water Heat-Grid-Enabled_v2.xlsx | PSE | 18 | Winter | Peak | 6 | Res DLC Water Heat-Grid-Enabled | Industrial | Foundries | 0 | 0 | 0 | 0 | 0 | 0 | 0 | 0 | 0 | 0 | 0 | 0 | 0 | 0 | 0 | 0 | 0 | 0 | 0 | 0 | 0 | 0 | 0 | 0 | 0 | 0 | 0 | 0 | 0 | 0 | 0 | 0 | 0 | 0 | 0 | 0 | 0 | 0 | 0 | 0 | 0 | 0 | 0 | 0 | 0 | 0 | 0 | 0 | 0 | 0 | 0 | 0 | 0 | 0 | 0 | 0 | 0 | 0 | 0 | 0 | 0 | 0 | 0
Inputs_Product_Res DLC Water Heat-Grid-Enabled_v2.xlsx | Inputs_endUseLoadShapes_PSE.xlsx | Inputs_Global_PSE.xlsx | Inputs_Product_Res DLC Water Heat-Grid-Enabled_v2.xlsx | PSE | 18 | Winter | Peak | 6 | Res DLC Water Heat-Grid-Enabled | Industrial | Frozen Food | 0 | 0 | 0 | 0 | 0 | 0 | 0 | 0 | 0 | 0 | 0 | 0 | 0 | 0 | 0 | 0 | 0 | 0 | 0 | 0 | 0 | 0 | 0 | 0 | 0 | 0 | 0 | 0 | 0 | 0 | 0 | 0 | 0 | 0 | 0 | 0 | 0 | 0 | 0 | 0 | 0 | 0 | 0 | 0 | 0 | 0 | 0 | 0 | 0 | 0 | 0 | 0 | 0 | 0 | 0 | 0 | 0 | 0 | 0 | 0 | 0 | 0 | 0
Inputs_Product_Res DLC Water Heat-Grid-Enabled_v2.xlsx | Inputs_endUseLoadShapes_PSE.xlsx | Inputs_Global_PSE.xlsx | Inputs_Product_Res DLC Water Heat-Grid-Enabled_v2.xlsx | PSE | 18 | Winter | Peak | 6 | Res DLC Water Heat-Grid-Enabled | Industrial | Other Food | 0 | 0 | 0 | 0 | 0 | 0 | 0 | 0 | 0 | 0 | 0 | 0 | 0 | 0 | 0 | 0 | 0 | 0 | 0 | 0 | 0 | 0 | 0 | 0 | 0 | 0 | 0 | 0 | 0 | 0 | 0 | 0 | 0 | 0 | 0 | 0 | 0 | 0 | 0 | 0 | 0 | 0 | 0 | 0 | 0 | 0 | 0 | 0 | 0 | 0 | 0 | 0 | 0 | 0 | 0 | 0 | 0 | 0 | 0 | 0 | 0 | 0 | 0
Inputs_Product_Res DLC Water Heat-Grid-Enabled_v2.xlsx | Inputs_endUseLoadShapes_PSE.xlsx | Inputs_Global_PSE.xlsx | Inputs_Product_Res DLC Water Heat-Grid-Enabled_v2.xlsx | PSE | 18 | Winter | Peak | 6 | Res DLC Water Heat-Grid-Enabled | Industrial | Wood - Lumber | 0 | 0 | 0 | 0 | 0 | 0 | 0 | 0 | 0 | 0 | 0 | 0 | 0 | 0 | 0 | 0 | 0 | 0 | 0 | 0 | 0 | 0 | 0 | 0 | 0 | 0 | 0 | 0 | 0 | 0 | 0 | 0 | 0 | 0 | 0 | 0 | 0 | 0 | 0 | 0 | 0 | 0 | 0 | 0 | 0 | 0 | 0 | 0 | 0 | 0 | 0 | 0 | 0 | 0 | 0 | 0 | 0 | 0 | 0 | 0 | 0 | 0 | 0
Inputs_Product_Res DLC Water Heat-Grid-Enabled_v2.xlsx | Inputs_endUseLoadShapes_PSE.xlsx | Inputs_Global_PSE.xlsx | Inputs_Product_Res DLC Water Heat-Grid-Enabled_v2.xlsx | PSE | 18 | Winter | Peak | 6 | Res DLC Water Heat-Grid-Enabled | Industrial | Wood - Panel | 0 | 0 | 0 | 0 | 0 | 0 | 0 | 0 | 0 | 0 | 0 | 0 | 0 | 0 | 0 | 0 | 0 | 0 | 0 | 0 | 0 | 0 | 0 | 0 | 0 | 0 | 0 | 0 | 0 | 0 | 0 | 0 | 0 | 0 | 0 | 0 | 0 | 0 | 0 | 0 | 0 | 0 | 0 | 0 | 0 | 0 | 0 | 0 | 0 | 0 | 0 | 0 | 0 | 0 | 0 | 0 | 0 | 0 | 0 | 0 | 0 | 0 | 0
Inputs_Product_Res DLC Water Heat-Grid-Enabled_v2.xlsx | Inputs_endUseLoadShapes_PSE.xlsx | Inputs_Global_PSE.xlsx | Inputs_Product_Res DLC Water Heat-Grid-Enabled_v2.xlsx | PSE | 18 | Winter | Peak | 6 | Res DLC Water Heat-Grid-Enabled | Industrial | Wood - Other | 0 | 0 | 0 | 0 | 0 | 0 | 0 | 0 | 0 | 0 | 0 | 0 | 0 | 0 | 0 | 0 | 0 | 0 | 0 | 0 | 0 | 0 | 0 | 0 | 0 | 0 | 0 | 0 | 0 | 0 | 0 | 0 | 0 | 0 | 0 | 0 | 0 | 0 | 0 | 0 | 0 | 0 | 0 | 0 | 0 | 0 | 0 | 0 | 0 | 0 | 0 | 0 | 0 | 0 | 0 | 0 | 0 | 0 | 0 | 0 | 0 | 0 | 0
Inputs_Product_Res DLC Water Heat-Grid-Enabled_v2.xlsx | Inputs_endUseLoadShapes_PSE.xlsx | Inputs_Global_PSE.xlsx | Inputs_Product_Res DLC Water Heat-Grid-Enabled_v2.xlsx | PSE | 18 | Winter | Peak | 6 | Res DLC Water Heat-Grid-Enabled | Industrial | Sugar | 0 | 0 | 0 | 0 | 0 | 0 | 0 | 0 | 0 | 0 | 0 | 0 | 0 | 0 | 0 | 0 | 0 | 0 | 0 | 0 | 0 | 0 | 0 | 0 | 0 | 0 | 0 | 0 | 0 | 0 | 0 | 0 | 0 | 0 | 0 | 0 | 0 | 0 | 0 | 0 | 0 | 0 | 0 | 0 | 0 | 0 | 0 | 0 | 0 | 0 | 0 | 0 | 0 | 0 | 0 | 0 | 0 | 0 | 0 | 0 | 0 | 0 | 0
Inputs_Product_Res DLC Water Heat-Grid-Enabled_v2.xlsx | Inputs_endUseLoadShapes_PSE.xlsx | Inputs_Global_PSE.xlsx | Inputs_Product_Res DLC Water Heat-Grid-Enabled_v2.xlsx | PSE | 18 | Winter | Peak | 6 | Res DLC Water Heat-Grid-Enabled | Industrial | Hi Tech - Chip Fab | 0 | 0 | 0 | 0 | 0 | 0 | 0 | 0 | 0 | 0 | 0 | 0 | 0 | 0 | 0 | 0 | 0 | 0 | 0 | 0 | 0 | 0 | 0 | 0 | 0 | 0 | 0 | 0 | 0 | 0 | 0 | 0 | 0 | 0 | 0 | 0 | 0 | 0 | 0 | 0 | 0 | 0 | 0 | 0 | 0 | 0 | 0 | 0 | 0 | 0 | 0 | 0 | 0 | 0 | 0 | 0 | 0 | 0 | 0 | 0 | 0 | 0 | 0
Inputs_Product_Res DLC Water Heat-Grid-Enabled_v2.xlsx | Inputs_endUseLoadShapes_PSE.xlsx | Inputs_Global_PSE.xlsx | Inputs_Product_Res DLC Water Heat-Grid-Enabled_v2.xlsx | PSE | 18 | Winter | Peak | 6 | Res DLC Water Heat-Grid-Enabled | Industrial | Hi Tech - Silicon | 0 | 0 | 0 | 0 | 0 | 0 | 0 | 0 | 0 | 0 | 0 | 0 | 0 | 0 | 0 | 0 | 0 | 0 | 0 | 0 | 0 | 0 | 0 | 0 | 0 | 0 | 0 | 0 | 0 | 0 | 0 | 0 | 0 | 0 | 0 | 0 | 0 | 0 | 0 | 0 | 0 | 0 | 0 | 0 | 0 | 0 | 0 | 0 | 0 | 0 | 0 | 0 | 0 | 0 | 0 | 0 | 0 | 0 | 0 | 0 | 0 | 0 | 0
Inputs_Product_Res DLC Water Heat-Grid-Enabled_v2.xlsx | Inputs_endUseLoadShapes_PSE.xlsx | Inputs_Global_PSE.xlsx | Inputs_Product_Res DLC Water Heat-Grid-Enabled_v2.xlsx | PSE | 18 | Winter | Peak | 6 | Res DLC Water Heat-Grid-Enabled | Industrial | Metal Fab | 0 | 0 | 0 | 0 | 0 | 0 | 0 | 0 | 0 | 0 | 0 | 0 | 0 | 0 | 0 | 0 | 0 | 0 | 0 | 0 | 0 | 0 | 0 | 0 | 0 | 0 | 0 | 0 | 0 | 0 | 0 | 0 | 0 | 0 | 0 | 0 | 0 | 0 | 0 | 0 | 0 | 0 | 0 | 0 | 0 | 0 | 0 | 0 | 0 | 0 | 0 | 0 | 0 | 0 | 0 | 0 | 0 | 0 | 0 | 0 | 0 | 0 | 0
Inputs_Product_Res DLC Water Heat-Grid-Enabled_v2.xlsx | Inputs_endUseLoadShapes_PSE.xlsx | Inputs_Global_PSE.xlsx | Inputs_Product_Res DLC Water Heat-Grid-Enabled_v2.xlsx | PSE | 18 | Winter | Peak | 6 | Res DLC Water Heat-Grid-Enabled | Industrial | Transportation, Equip | 0 | 0 | 0 | 0 | 0 | 0 | 0 | 0 | 0 | 0 | 0 | 0 | 0 | 0 | 0 | 0 | 0 | 0 | 0 | 0 | 0 | 0 | 0 | 0 | 0 | 0 | 0 | 0 | 0 | 0 | 0 | 0 | 0 | 0 | 0 | 0 | 0 | 0 | 0 | 0 | 0 | 0 | 0 | 0 | 0 | 0 | 0 | 0 | 0 | 0 | 0 | 0 | 0 | 0 | 0 | 0 | 0 | 0 | 0 | 0 | 0 | 0 | 0
Inputs_Product_Res DLC Water Heat-Grid-Enabled_v2.xlsx | Inputs_endUseLoadShapes_PSE.xlsx | Inputs_Global_PSE.xlsx | Inputs_Product_Res DLC Water Heat-Grid-Enabled_v2.xlsx | PSE | 18 | Winter | Peak | 6 | Res DLC Water Heat-Grid-Enabled | Industrial | Refinery | 0 | 0 | 0 | 0 | 0 | 0 | 0 | 0 | 0 | 0 | 0 | 0 | 0 | 0 | 0 | 0 | 0 | 0 | 0 | 0 | 0 | 0 | 0 | 0 | 0 | 0 | 0 | 0 | 0 | 0 | 0 | 0 | 0 | 0 | 0 | 0 | 0 | 0 | 0 | 0 | 0 | 0 | 0 | 0 | 0 | 0 | 0 | 0 | 0 | 0 | 0 | 0 | 0 | 0 | 0 | 0 | 0 | 0 | 0 | 0 | 0 | 0 | 0
Inputs_Product_Res DLC Water Heat-Grid-Enabled_v2.xlsx | Inputs_endUseLoadShapes_PSE.xlsx | Inputs_Global_PSE.xlsx | Inputs_Product_Res DLC Water Heat-Grid-Enabled_v2.xlsx | PSE | 18 | Winter | Peak | 6 | Res DLC Water Heat-Grid-Enabled | Industrial | Cold Storage | 0 | 0 | 0 | 0 | 0 | 0 | 0 | 0 | 0 | 0 | 0 | 0 | 0 | 0 | 0 | 0 | 0 | 0 | 0 | 0 | 0 | 0 | 0 | 0 | 0 | 0 | 0 | 0 | 0 | 0 | 0 | 0 | 0 | 0 | 0 | 0 | 0 | 0 | 0 | 0 | 0 | 0 | 0 | 0 | 0 | 0 | 0 | 0 | 0 | 0 | 0 | 0 | 0 | 0 | 0 | 0 | 0 | 0 | 0 | 0 | 0 | 0 | 0
Inputs_Product_Res DLC Water Heat-Grid-Enabled_v2.xlsx | Inputs_endUseLoadShapes_PSE.xlsx | Inputs_Global_PSE.xlsx | Inputs_Product_Res DLC Water Heat-Grid-Enabled_v2.xlsx | PSE | 18 | Winter | Peak | 6 | Res DLC Water Heat-Grid-Enabled | Industrial | Fruit Storage | 0 | 0 | 0 | 0 | 0 | 0 | 0 | 0 | 0 | 0 | 0 | 0 | 0 | 0 | 0 | 0 | 0 | 0 | 0 | 0 | 0 | 0 | 0 | 0 | 0 | 0 | 0 | 0 | 0 | 0 | 0 | 0 | 0 | 0 | 0 | 0 | 0 | 0 | 0 | 0 | 0 | 0 | 0 | 0 | 0 | 0 | 0 | 0 | 0 | 0 | 0 | 0 | 0 | 0 | 0 | 0 | 0 | 0 | 0 | 0 | 0 | 0 | 0
Inputs_Product_Res DLC Water Heat-Grid-Enabled_v2.xlsx | Inputs_endUseLoadShapes_PSE.xlsx | Inputs_Global_PSE.xlsx | Inputs_Product_Res DLC Water Heat-Grid-Enabled_v2.xlsx | PSE | 18 | Winter | Peak | 6 | Res DLC Water Heat-Grid-Enabled | Industrial | Chemical | 0 | 0 | 0 | 0 | 0 | 0 | 0 | 0 | 0 | 0 | 0 | 0 | 0 | 0 | 0 | 0 | 0 | 0 | 0 | 0 | 0 | 0 | 0 | 0 | 0 | 0 | 0 | 0 | 0 | 0 | 0 | 0 | 0 | 0 | 0 | 0 | 0 | 0 | 0 | 0 | 0 | 0 | 0 | 0 | 0 | 0 | 0 | 0 | 0 | 0 | 0 | 0 | 0 | 0 | 0 | 0 | 0 | 0 | 0 | 0 | 0 | 0 | 0
Inputs_Product_Res DLC Water Heat-Grid-Enabled_v2.xlsx | Inputs_endUseLoadShapes_PSE.xlsx | Inputs_Global_PSE.xlsx | Inputs_Product_Res DLC Water Heat-Grid-Enabled_v2.xlsx | PSE | 18 | Winter | Peak | 6 | Res DLC Water Heat-Grid-Enabled | Industrial | Misc Manf | 0 | 0 | 0 | 0 | 0 | 0 | 0 | 0 | 0 | 0 | 0 | 0 | 0 | 0 | 0 | 0 | 0 | 0 | 0 | 0 | 0 | 0 | 0 | 0 | 0 | 0 | 0 | 0 | 0 | 0 | 0 | 0 | 0 | 0 | 0 | 0 | 0 | 0 | 0 | 0 | 0 | 0 | 0 | 0 | 0 | 0 | 0 | 0 | 0 | 0 | 0 | 0 | 0 | 0 | 0 | 0 | 0 | 0 | 0 | 0 | 0 | 0 | 0
Inputs_Product_Res DLC Water Heat-Grid-Enabled_v2.xlsx | Inputs_endUseLoadShapes_PSE.xlsx | Inputs_Global_PSE.xlsx | Inputs_Product_Res DLC Water Heat-Grid-Enabled_v2.xlsx | PSE | 18 | Winter | Peak | 6 | Res DLC Water Heat-Grid-Enabled | Residential | Single Family | 0 | 0 | 0 | 3.0406 | 3.0747 | 3.1096 | 3.1461 | 3.183 | 3.2201 | 3.2574 | 3.2945 | 3.3313 | 3.368 | 3.4046 | 3.4409 | 3.477 | 3.5127 | 3.5482 | 3.5835 | 3.6185 | 3.6534 | 3.6881 | 3.7223 | 0 | 0 | 0 | 0 | 0 | 0 | 0 | 0 | 0 | 0 | 13463.0727 | 13614.1392 | 13768.6385 | 13930.0552 | 14093.4796 | 14257.9144 | 14422.7379 | 14586.9914 | 14750.2603 | 14912.7133 | 15074.5185 | 15235.391 | 15395.033 | 15553.3925 | 15710.4955 | 15866.5752 | 16021.8776 | 16176.3122 | 16329.7622 | 16481.2405 | 0 | 0 | 0 | 0 | 0 | 0 | 0 | 0 | 0 | 0
Inputs_Product_Res DLC Water Heat-Grid-Enabled_v2.xlsx | Inputs_endUseLoadShapes_PSE.xlsx | Inputs_Global_PSE.xlsx | Inputs_Product_Res DLC Water Heat-Grid-Enabled_v2.xlsx | PSE | 18 | Winter | Peak | 6 | Res DLC Water Heat-Grid-Enabled | Residential | Multifamily Low-Rise | 0 | 0 | 0 | 0.9068 | 0.91698 | 0.92738 | 0.93825 | 0.94926 | 0.96034 | 0.97144 | 0.9825 | 0.9935 | 1.0044 | 1.0153 | 1.0262 | 1.0369 | 1.0476 | 1.0582 | 1.0687 | 1.0791 | 1.0896 | 1.0999 | 1.1101 | 0 | 0 | 0 | 0 | 0 | 0 | 0 | 0 | 0 | 0 | 4015.0772 | 4060.1296 | 4106.2058 | 4154.3449 | 4203.0827 | 4252.122 | 4301.2771 | 4350.2622 | 4398.9537 | 4447.4019 | 4495.6569 | 4543.6337 | 4591.2436 | 4638.4709 | 4685.3236 | 4731.8711 | 4778.1867 | 4824.2436 | 4870.0068 | 4915.182 | 0 | 0 | 0 | 0 | 0 | 0 | 0 | 0 | 0 | 0
Inputs_Product_Res DLC Water Heat-Grid-Enabled_v2.xlsx | Inputs_endUseLoadShapes_PSE.xlsx | Inputs_Global_PSE.xlsx | Inputs_Product_Res DLC Water Heat-Grid-Enabled_v2.xlsx | PSE | 18 | Winter | Peak | 6 | Res DLC Water Heat-Grid-Enabled | Residential | Multifamily High-Rise | 0 | 0 | 0 | 0.16524 | 0.16709 | 0.16899 | 0.17097 | 0.17298 | 0.17499 | 0.17702 | 0.17903 | 0.18104 | 0.18303 | 0.18502 | 0.18699 | 0.18895 | 0.19089 | 0.19282 | 0.19474 | 0.19664 | 0.19854 | 0.20042 | 0.20228 | 0 | 0 | 0 | 0 | 0 | 0 | 0 | 0 | 0 | 0 | 731.6363 | 739.8458 | 748.2419 | 757.014 | 765.8951 | 774.8311 | 783.7883 | 792.7144 | 801.5871 | 810.4155 | 819.2086 | 827.951 | 836.6266 | 845.2325 | 853.7701 | 862.2521 | 870.6918 | 879.0844 | 887.4235 | 895.6554 | 0 | 0 | 0 | 0 | 0 | 0 | 0 | 0 | 0 | 0
Inputs_Product_Res DLC Water Heat-Grid-Enabled_v2.xlsx | Inputs_endUseLoadShapes_PSE.xlsx | Inputs_Global_PSE.xlsx | Inputs_Product_Res DLC Water Heat-Grid-Enabled_v2.xlsx | PSE | 18 | Winter | Peak | 6 | Res DLC Water Heat-Grid-Enabled | Residential | Manufactured | 0 | 0 | 0 | 0.44721 | 0.45223 | 0.45736 | 0.46272 | 0.46815 | 0.47361 | 0.47909 | 0.48454 | 0.48997 | 0.49536 | 0.50074 | 0.50608 | 0.51139 | 0.51665 | 0.52186 | 0.52705 | 0.53221 | 0.53734 | 0.54244 | 0.54747 | 0 | 0 | 0 | 0 | 0 | 0 | 0 | 0 | 0 | 0 | 1980.1322 | 2002.3509 | 2025.0745 | 2048.8154 | 2072.8517 | 2097.0366 | 2121.2786 | 2145.4368 | 2169.4502 | 2193.3436 | 2217.1417 | 2240.8026 | 2264.2826 | 2287.5739 | 2310.6804 | 2333.6364 | 2356.4781 | 2379.1921 | 2401.7614 | 2424.0406 | 0 | 0 | 0 | 0 | 0 | 0 | 0 | 0 | 0 | 0
Inputs_Product_Res DLC Water Heat-Grid-Enabled_v2.xlsx | Inputs_endUseLoadShapes_PSE.xlsx | Inputs_Global_PSE.xlsx | Inputs_Product_Res DLC Water Heat-Grid-Enabled_v2.xlsx | PSE | 18 | Winter | Peak | 6 | Res DLC Water Heat-Grid-Enabled | 0 | 0 | 0 | 0 | 0 | 0 | 0 | 0 | 0 | 0 | 0 | 0 | 0 | 0 | 0 | 0 | 0 | 0 | 0 | 0 | 0 | 0 | 0 | 0 | 0 | 0 | 0 | 0 | 0 | 0 | 0 | 0 | 0 | 0 | 0 | 0 | 0 | 0 | 0 | 0 | 0 | 0 | 0 | 0 | 0 | 0 | 0 | 0 | 0 | 0 | 0 | 0 | 0 | 0 | 0 | 0 | 0 | 0 | 0 | 0 | 0 | 0 | 0 | 0 | 0
Inputs_Product_Res DLC Water Heat-Switch.xlsx | Inputs_endUseLoadShapes_PSE.xlsx | Inputs_Global_PSE.xlsx | Inputs_Product_Res DLC Water Heat-Switch.xlsx | PSE | 18 | Winter | Peak | 6 | Res DLC Water Heat-Switch | 0 | 0 | 0 | 0 | 0 | 0 | 0 | 0 | 0 | 0 | 0 | 0 | 0 | 0 | 0 | 0 | 0 | 0 | 0 | 0 | 0 | 0 | 0 | 0 | 0 | 0 | 0 | 0 | 0 | 0 | 0 | 0 | 0 | 0 | 0 | 0 | 0 | 0 | 0 | 0 | 0 | 0 | 0 | 0 | 0 | 0 | 0 | 0 | 0 | 0 | 0 | 0 | 0 | 0 | 0 | 0 | 0 | 0 | 0 | 0 | 0 | 0 | 0 | 0 | 0
Inputs_Product_Res DLC Water Heat-Switch.xlsx | Inputs_endUseLoadShapes_PSE.xlsx | Inputs_Global_PSE.xlsx | Inputs_Product_Res DLC Water Heat-Switch.xlsx | PSE | 18 | Winter | Peak | 6 | Res DLC Water Heat-Switch | 0 | 0 | 0 | 0 | 0 | 0 | 0 | 0 | 0 | 0 | 0 | 0 | 0 | 0 | 0 | 0 | 0 | 0 | 0 | 0 | 0 | 0 | 0 | 0 | 0 | 0 | 0 | 0 | 0 | 0 | 0 | 0 | 0 | 0 | 0 | 0 | 0 | 0 | 0 | 0 | 0 | 0 | 0 | 0 | 0 | 0 | 0 | 0 | 0 | 0 | 0 | 0 | 0 | 0 | 0 | 0 | 0 | 0 | 0 | 0 | 0 | 0 | 0 | 0 | 0
Inputs_Product_Res DLC Water Heat-Switch.xlsx | Inputs_endUseLoadShapes_PSE.xlsx | Inputs_Global_PSE.xlsx | Inputs_Product_Res DLC Water Heat-Switch.xlsx | PSE | 18 | Winter | Peak | 6 | Res DLC Water Heat-Switch | 0 | 0 | 0 | 0 | 0 | 0 | 0 | 0 | 0 | 0 | 0 | 0 | 0 | 0 | 0 | 0 | 0 | 0 | 0 | 0 | 0 | 0 | 0 | 0 | 0 | 0 | 0 | 0 | 0 | 0 | 0 | 0 | 0 | 0 | 0 | 0 | 0 | 0 | 0 | 0 | 0 | 0 | 0 | 0 | 0 | 0 | 0 | 0 | 0 | 0 | 0 | 0 | 0 | 0 | 0 | 0 | 0 | 0 | 0 | 0 | 0 | 0 | 0 | 0 | 0
Inputs_Product_Res DLC Water Heat-Switch.xlsx | Inputs_endUseLoadShapes_PSE.xlsx | Inputs_Global_PSE.xlsx | Inputs_Product_Res DLC Water Heat-Switch.xlsx | PSE | 18 | Winter | Peak | 6 | Res DLC Water Heat-Switch | 0 | 0 | 0 | 0 | 0 | 0 | 0 | 0 | 0 | 0 | 0 | 0 | 0 | 0 | 0 | 0 | 0 | 0 | 0 | 0 | 0 | 0 | 0 | 0 | 0 | 0 | 0 | 0 | 0 | 0 | 0 | 0 | 0 | 0 | 0 | 0 | 0 | 0 | 0 | 0 | 0 | 0 | 0 | 0 | 0 | 0 | 0 | 0 | 0 | 0 | 0 | 0 | 0 | 0 | 0 | 0 | 0 | 0 | 0 | 0 | 0 | 0 | 0 | 0 | 0
Inputs_Product_Res DLC Water Heat-Switch.xlsx | Inputs_endUseLoadShapes_PSE.xlsx | Inputs_Global_PSE.xlsx | Inputs_Product_Res DLC Water Heat-Switch.xlsx | PSE | 18 | Winter | Peak | 6 | Res DLC Water Heat-Switch | 0 | 0 | 0 | 0 | 0 | 0 | 0 | 0 | 0 | 0 | 0 | 0 | 0 | 0 | 0 | 0 | 0 | 0 | 0 | 0 | 0 | 0 | 0 | 0 | 0 | 0 | 0 | 0 | 0 | 0 | 0 | 0 | 0 | 0 | 0 | 0 | 0 | 0 | 0 | 0 | 0 | 0 | 0 | 0 | 0 | 0 | 0 | 0 | 0 | 0 | 0 | 0 | 0 | 0 | 0 | 0 | 0 | 0 | 0 | 0 | 0 | 0 | 0 | 0 | 0
Inputs_Product_Res DLC Water Heat-Switch.xlsx | Inputs_endUseLoadShapes_PSE.xlsx | Inputs_Global_PSE.xlsx | Inputs_Product_Res DLC Water Heat-Switch.xlsx | PSE | 18 | Winter | Peak | 6 | Res DLC Water Heat-Switch | 0 | 0 | 0 | 0 | 0 | 0 | 0 | 0 | 0 | 0 | 0 | 0 | 0 | 0 | 0 | 0 | 0 | 0 | 0 | 0 | 0 | 0 | 0 | 0 | 0 | 0 | 0 | 0 | 0 | 0 | 0 | 0 | 0 | 0 | 0 | 0 | 0 | 0 | 0 | 0 | 0 | 0 | 0 | 0 | 0 | 0 | 0 | 0 | 0 | 0 | 0 | 0 | 0 | 0 | 0 | 0 | 0 | 0 | 0 | 0 | 0 | 0 | 0 | 0 | 0
Inputs_Product_Res DLC Water Heat-Switch.xlsx | Inputs_endUseLoadShapes_PSE.xlsx | Inputs_Global_PSE.xlsx | Inputs_Product_Res DLC Water Heat-Switch.xlsx | PSE | 18 | Winter | Peak | 6 | Res DLC Water Heat-Switch | 0 | 0 | 0 | 0 | 0 | 0 | 0 | 0 | 0 | 0 | 0 | 0 | 0 | 0 | 0 | 0 | 0 | 0 | 0 | 0 | 0 | 0 | 0 | 0 | 0 | 0 | 0 | 0 | 0 | 0 | 0 | 0 | 0 | 0 | 0 | 0 | 0 | 0 | 0 | 0 | 0 | 0 | 0 | 0 | 0 | 0 | 0 | 0 | 0 | 0 | 0 | 0 | 0 | 0 | 0 | 0 | 0 | 0 | 0 | 0 | 0 | 0 | 0 | 0 | 0
Inputs_Product_Res DLC Water Heat-Switch.xlsx | Inputs_endUseLoadShapes_PSE.xlsx | Inputs_Global_PSE.xlsx | Inputs_Product_Res DLC Water Heat-Switch.xlsx | PSE | 18 | Winter | Peak | 6 | Res DLC Water Heat-Switch | 0 | 0 | 0 | 0 | 0 | 0 | 0 | 0 | 0 | 0 | 0 | 0 | 0 | 0 | 0 | 0 | 0 | 0 | 0 | 0 | 0 | 0 | 0 | 0 | 0 | 0 | 0 | 0 | 0 | 0 | 0 | 0 | 0 | 0 | 0 | 0 | 0 | 0 | 0 | 0 | 0 | 0 | 0 | 0 | 0 | 0 | 0 | 0 | 0 | 0 | 0 | 0 | 0 | 0 | 0 | 0 | 0 | 0 | 0 | 0 | 0 | 0 | 0 | 0 | 0
Inputs_Product_Res DLC Water Heat-Switch.xlsx | Inputs_endUseLoadShapes_PSE.xlsx | Inputs_Global_PSE.xlsx | Inputs_Product_Res DLC Water Heat-Switch.xlsx | PSE | 18 | Winter | Peak | 6 | Res DLC Water Heat-Switch | 0 | 0 | 0 | 0 | 0 | 0 | 0 | 0 | 0 | 0 | 0 | 0 | 0 | 0 | 0 | 0 | 0 | 0 | 0 | 0 | 0 | 0 | 0 | 0 | 0 | 0 | 0 | 0 | 0 | 0 | 0 | 0 | 0 | 0 | 0 | 0 | 0 | 0 | 0 | 0 | 0 | 0 | 0 | 0 | 0 | 0 | 0 | 0 | 0 | 0 | 0 | 0 | 0 | 0 | 0 | 0 | 0 | 0 | 0 | 0 | 0 | 0 | 0 | 0 | 0
Inputs_Product_Res DLC Water Heat-Switch.xlsx | Inputs_endUseLoadShapes_PSE.xlsx | Inputs_Global_PSE.xlsx | Inputs_Product_Res DLC Water Heat-Switch.xlsx | PSE | 18 | Winter | Peak | 6 | Res DLC Water Heat-Switch | 0 | 0 | 0 | 0 | 0 | 0 | 0 | 0 | 0 | 0 | 0 | 0 | 0 | 0 | 0 | 0 | 0 | 0 | 0 | 0 | 0 | 0 | 0 | 0 | 0 | 0 | 0 | 0 | 0 | 0 | 0 | 0 | 0 | 0 | 0 | 0 | 0 | 0 | 0 | 0 | 0 | 0 | 0 | 0 | 0 | 0 | 0 | 0 | 0 | 0 | 0 | 0 | 0 | 0 | 0 | 0 | 0 | 0 | 0 | 0 | 0 | 0 | 0 | 0 | 0
Inputs_Product_Res DLC Water Heat-Switch.xlsx | Inputs_endUseLoadShapes_PSE.xlsx | Inputs_Global_PSE.xlsx | Inputs_Product_Res DLC Water Heat-Switch.xlsx | PSE | 18 | Winter | Peak | 6 | Res DLC Water Heat-Switch | 0 | 0 | 0 | 0 | 0 | 0 | 0 | 0 | 0 | 0 | 0 | 0 | 0 | 0 | 0 | 0 | 0 | 0 | 0 | 0 | 0 | 0 | 0 | 0 | 0 | 0 | 0 | 0 | 0 | 0 | 0 | 0 | 0 | 0 | 0 | 0 | 0 | 0 | 0 | 0 | 0 | 0 | 0 | 0 | 0 | 0 | 0 | 0 | 0 | 0 | 0 | 0 | 0 | 0 | 0 | 0 | 0 | 0 | 0 | 0 | 0 | 0 | 0 | 0 | 0
Inputs_Product_Res DLC Water Heat-Switch.xlsx | Inputs_endUseLoadShapes_PSE.xlsx | Inputs_Global_PSE.xlsx | Inputs_Product_Res DLC Water Heat-Switch.xlsx | PSE | 18 | Winter | Peak | 6 | Res DLC Water Heat-Switch | 0 | 0 | 0 | 0 | 0 | 0 | 0 | 0 | 0 | 0 | 0 | 0 | 0 | 0 | 0 | 0 | 0 | 0 | 0 | 0 | 0 | 0 | 0 | 0 | 0 | 0 | 0 | 0 | 0 | 0 | 0 | 0 | 0 | 0 | 0 | 0 | 0 | 0 | 0 | 0 | 0 | 0 | 0 | 0 | 0 | 0 | 0 | 0 | 0 | 0 | 0 | 0 | 0 | 0 | 0 | 0 | 0 | 0 | 0 | 0 | 0 | 0 | 0 | 0 | 0
Inputs_Product_Res DLC Water Heat-Switch.xlsx | Inputs_endUseLoadShapes_PSE.xlsx | Inputs_Global_PSE.xlsx | Inputs_Product_Res DLC Water Heat-Switch.xlsx | PSE | 18 | Winter | Peak | 6 | Res DLC Water Heat-Switch | 0 | 0 | 0 | 0 | 0 | 0 | 0 | 0 | 0 | 0 | 0 | 0 | 0 | 0 | 0 | 0 | 0 | 0 | 0 | 0 | 0 | 0 | 0 | 0 | 0 | 0 | 0 | 0 | 0 | 0 | 0 | 0 | 0 | 0 | 0 | 0 | 0 | 0 | 0 | 0 | 0 | 0 | 0 | 0 | 0 | 0 | 0 | 0 | 0 | 0 | 0 | 0 | 0 | 0 | 0 | 0 | 0 | 0 | 0 | 0 | 0 | 0 | 0 | 0 | 0
Inputs_Product_Res DLC Water Heat-Switch.xlsx | Inputs_endUseLoadShapes_PSE.xlsx | Inputs_Global_PSE.xlsx | Inputs_Product_Res DLC Water Heat-Switch.xlsx | PSE | 18 | Winter | Peak | 6 | Res DLC Water Heat-Switch | 0 | 0 | 0 | 0 | 0 | 0 | 0 | 0 | 0 | 0 | 0 | 0 | 0 | 0 | 0 | 0 | 0 | 0 | 0 | 0 | 0 | 0 | 0 | 0 | 0 | 0 | 0 | 0 | 0 | 0 | 0 | 0 | 0 | 0 | 0 | 0 | 0 | 0 | 0 | 0 | 0 | 0 | 0 | 0 | 0 | 0 | 0 | 0 | 0 | 0 | 0 | 0 | 0 | 0 | 0 | 0 | 0 | 0 | 0 | 0 | 0 | 0 | 0 | 0 | 0
Inputs_Product_Res DLC Water Heat-Switch.xlsx | Inputs_endUseLoadShapes_PSE.xlsx | Inputs_Global_PSE.xlsx | Inputs_Product_Res DLC Water Heat-Switch.xlsx | PSE | 18 | Winter | Peak | 6 | Res DLC Water Heat-Switch | 0 | 0 | 0 | 0 | 0 | 0 | 0 | 0 | 0 | 0 | 0 | 0 | 0 | 0 | 0 | 0 | 0 | 0 | 0 | 0 | 0 | 0 | 0 | 0 | 0 | 0 | 0 | 0 | 0 | 0 | 0 | 0 | 0 | 0 | 0 | 0 | 0 | 0 | 0 | 0 | 0 | 0 | 0 | 0 | 0 | 0 | 0 | 0 | 0 | 0 | 0 | 0 | 0 | 0 | 0 | 0 | 0 | 0 | 0 | 0 | 0 | 0 | 0 | 0 | 0
Inputs_Product_Res DLC Water Heat-Switch.xlsx | Inputs_endUseLoadShapes_PSE.xlsx | Inputs_Global_PSE.xlsx | Inputs_Product_Res DLC Water Heat-Switch.xlsx | PSE | 18 | Winter | Peak | 6 | Res DLC Water Heat-Switch | 0 | 0 | 0 | 0 | 0 | 0 | 0 | 0 | 0 | 0 | 0 | 0 | 0 | 0 | 0 | 0 | 0 | 0 | 0 | 0 | 0 | 0 | 0 | 0 | 0 | 0 | 0 | 0 | 0 | 0 | 0 | 0 | 0 | 0 | 0 | 0 | 0 | 0 | 0 | 0 | 0 | 0 | 0 | 0 | 0 | 0 | 0 | 0 | 0 | 0 | 0 | 0 | 0 | 0 | 0 | 0 | 0 | 0 | 0 | 0 | 0 | 0 | 0 | 0 | 0
Inputs_Product_Res DLC Water Heat-Switch.xlsx | Inputs_endUseLoadShapes_PSE.xlsx | Inputs_Global_PSE.xlsx | Inputs_Product_Res DLC Water Heat-Switch.xlsx | PSE | 18 | Winter | Peak | 6 | Res DLC Water Heat-Switch | 0 | 0 | 0 | 0 | 0 | 0 | 0 | 0 | 0 | 0 | 0 | 0 | 0 | 0 | 0 | 0 | 0 | 0 | 0 | 0 | 0 | 0 | 0 | 0 | 0 | 0 | 0 | 0 | 0 | 0 | 0 | 0 | 0 | 0 | 0 | 0 | 0 | 0 | 0 | 0 | 0 | 0 | 0 | 0 | 0 | 0 | 0 | 0 | 0 | 0 | 0 | 0 | 0 | 0 | 0 | 0 | 0 | 0 | 0 | 0 | 0 | 0 | 0 | 0 | 0
Inputs_Product_Res DLC Water Heat-Switch.xlsx | Inputs_endUseLoadShapes_PSE.xlsx | Inputs_Global_PSE.xlsx | Inputs_Product_Res DLC Water Heat-Switch.xlsx | PSE | 18 | Winter | Peak | 6 | Res DLC Water Heat-Switch | 0 | 0 | 0 | 0 | 0 | 0 | 0 | 0 | 0 | 0 | 0 | 0 | 0 | 0 | 0 | 0 | 0 | 0 | 0 | 0 | 0 | 0 | 0 | 0 | 0 | 0 | 0 | 0 | 0 | 0 | 0 | 0 | 0 | 0 | 0 | 0 | 0 | 0 | 0 | 0 | 0 | 0 | 0 | 0 | 0 | 0 | 0 | 0 | 0 | 0 | 0 | 0 | 0 | 0 | 0 | 0 | 0 | 0 | 0 | 0 | 0 | 0 | 0 | 0 | 0
Inputs_Product_Res DLC Water Heat-Switch.xlsx | Inputs_endUseLoadShapes_PSE.xlsx | Inputs_Global_PSE.xlsx | Inputs_Product_Res DLC Water Heat-Switch.xlsx | PSE | 18 | Winter | Peak | 6 | Res DLC Water Heat-Switch | 0 | 0 | 0 | 0 | 0 | 0 | 0 | 0 | 0 | 0 | 0 | 0 | 0 | 0 | 0 | 0 | 0 | 0 | 0 | 0 | 0 | 0 | 0 | 0 | 0 | 0 | 0 | 0 | 0 | 0 | 0 | 0 | 0 | 0 | 0 | 0 | 0 | 0 | 0 | 0 | 0 | 0 | 0 | 0 | 0 | 0 | 0 | 0 | 0 | 0 | 0 | 0 | 0 | 0 | 0 | 0 | 0 | 0 | 0 | 0 | 0 | 0 | 0 | 0 | 0
Inputs_Product_Res DLC Water Heat-Switch.xlsx | Inputs_endUseLoadShapes_PSE.xlsx | Inputs_Global_PSE.xlsx | Inputs_Product_Res DLC Water Heat-Switch.xlsx | PSE | 18 | Winter | Peak | 6 | Res DLC Water Heat-Switch | 0 | 0 | 0 | 0 | 0 | 0 | 0 | 0 | 0 | 0 | 0 | 0 | 0 | 0 | 0 | 0 | 0 | 0 | 0 | 0 | 0 | 0 | 0 | 0 | 0 | 0 | 0 | 0 | 0 | 0 | 0 | 0 | 0 | 0 | 0 | 0 | 0 | 0 | 0 | 0 | 0 | 0 | 0 | 0 | 0 | 0 | 0 | 0 | 0 | 0 | 0 | 0 | 0 | 0 | 0 | 0 | 0 | 0 | 0 | 0 | 0 | 0 | 0 | 0 | 0
Inputs_Product_Res DLC Water Heat-Switch.xlsx | Inputs_endUseLoadShapes_PSE.xlsx | Inputs_Global_PSE.xlsx | Inputs_Product_Res DLC Water Heat-Switch.xlsx | PSE | 18 | Winter | Peak | 6 | Res DLC Water Heat-Switch | 0 | 0 | 0 | 0 | 0 | 0 | 0 | 0 | 0 | 0 | 0 | 0 | 0 | 0 | 0 | 0 | 0 | 0 | 0 | 0 | 0 | 0 | 0 | 0 | 0 | 0 | 0 | 0 | 0 | 0 | 0 | 0 | 0 | 0 | 0 | 0 | 0 | 0 | 0 | 0 | 0 | 0 | 0 | 0 | 0 | 0 | 0 | 0 | 0 | 0 | 0 | 0 | 0 | 0 | 0 | 0 | 0 | 0 | 0 | 0 | 0 | 0 | 0 | 0 | 0
Inputs_Product_Res DLC Water Heat-Switch.xlsx | Inputs_endUseLoadShapes_PSE.xlsx | Inputs_Global_PSE.xlsx | Inputs_Product_Res DLC Water Heat-Switch.xlsx | PSE | 18 | Winter | Peak | 6 | Res DLC Water Heat-Switch | 0 | 0 | 0 | 0 | 0 | 0 | 0 | 0 | 0 | 0 | 0 | 0 | 0 | 0 | 0 | 0 | 0 | 0 | 0 | 0 | 0 | 0 | 0 | 0 | 0 | 0 | 0 | 0 | 0 | 0 | 0 | 0 | 0 | 0 | 0 | 0 | 0 | 0 | 0 | 0 | 0 | 0 | 0 | 0 | 0 | 0 | 0 | 0 | 0 | 0 | 0 | 0 | 0 | 0 | 0 | 0 | 0 | 0 | 0 | 0 | 0 | 0 | 0 | 0 | 0
Inputs_Product_Res DLC Water Heat-Switch.xlsx | Inputs_endUseLoadShapes_PSE.xlsx | Inputs_Global_PSE.xlsx | Inputs_Product_Res DLC Water Heat-Switch.xlsx | PSE | 18 | Winter | Peak | 6 | Res DLC Water Heat-Switch | 0 | 0 | 0 | 0 | 0 | 0 | 0 | 0 | 0 | 0 | 0 | 0 | 0 | 0 | 0 | 0 | 0 | 0 | 0 | 0 | 0 | 0 | 0 | 0 | 0 | 0 | 0 | 0 | 0 | 0 | 0 | 0 | 0 | 0 | 0 | 0 | 0 | 0 | 0 | 0 | 0 | 0 | 0 | 0 | 0 | 0 | 0 | 0 | 0 | 0 | 0 | 0 | 0 | 0 | 0 | 0 | 0 | 0 | 0 | 0 | 0 | 0 | 0 | 0 | 0
Inputs_Product_Res DLC Water Heat-Switch.xlsx | Inputs_endUseLoadShapes_PSE.xlsx | Inputs_Global_PSE.xlsx | Inputs_Product_Res DLC Water Heat-Switch.xlsx | PSE | 18 | Winter | Peak | 6 | Res DLC Water Heat-Switch | 0 | 0 | 0 | 0 | 0 | 0 | 0 | 0 | 0 | 0 | 0 | 0 | 0 | 0 | 0 | 0 | 0 | 0 | 0 | 0 | 0 | 0 | 0 | 0 | 0 | 0 | 0 | 0 | 0 | 0 | 0 | 0 | 0 | 0 | 0 | 0 | 0 | 0 | 0 | 0 | 0 | 0 | 0 | 0 | 0 | 0 | 0 | 0 | 0 | 0 | 0 | 0 | 0 | 0 | 0 | 0 | 0 | 0 | 0 | 0 | 0 | 0 | 0 | 0 | 0
Inputs_Product_Res DLC Water Heat-Switch.xlsx | Inputs_endUseLoadShapes_PSE.xlsx | Inputs_Global_PSE.xlsx | Inputs_Product_Res DLC Water Heat-Switch.xlsx | PSE | 18 | Winter | Peak | 6 | Res DLC Water Heat-Switch | 0 | 0 | 0 | 0 | 0 | 0 | 0 | 0 | 0 | 0 | 0 | 0 | 0 | 0 | 0 | 0 | 0 | 0 | 0 | 0 | 0 | 0 | 0 | 0 | 0 | 0 | 0 | 0 | 0 | 0 | 0 | 0 | 0 | 0 | 0 | 0 | 0 | 0 | 0 | 0 | 0 | 0 | 0 | 0 | 0 | 0 | 0 | 0 | 0 | 0 | 0 | 0 | 0 | 0 | 0 | 0 | 0 | 0 | 0 | 0 | 0 | 0 | 0 | 0 | 0
Inputs_Product_Res DLC Water Heat-Switch.xlsx | Inputs_endUseLoadShapes_PSE.xlsx | Inputs_Global_PSE.xlsx | Inputs_Product_Res DLC Water Heat-Switch.xlsx | PSE | 18 | Winter | Peak | 6 | Res DLC Water Heat-Switch | 0 | 0 | 0 | 0 | 0 | 0 | 0 | 0 | 0 | 0 | 0 | 0 | 0 | 0 | 0 | 0 | 0 | 0 | 0 | 0 | 0 | 0 | 0 | 0 | 0 | 0 | 0 | 0 | 0 | 0 | 0 | 0 | 0 | 0 | 0 | 0 | 0 | 0 | 0 | 0 | 0 | 0 | 0 | 0 | 0 | 0 | 0 | 0 | 0 | 0 | 0 | 0 | 0 | 0 | 0 | 0 | 0 | 0 | 0 | 0 | 0 | 0 | 0 | 0 | 0
Inputs_Product_Res DLC Water Heat-Switch.xlsx | Inputs_endUseLoadShapes_PSE.xlsx | Inputs_Global_PSE.xlsx | Inputs_Product_Res DLC Water Heat-Switch.xlsx | PSE | 18 | Winter | Peak | 6 | Res DLC Water Heat-Switch | 0 | 0 | 0 | 0 | 0 | 0 | 0 | 0 | 0 | 0 | 0 | 0 | 0 | 0 | 0 | 0 | 0 | 0 | 0 | 0 | 0 | 0 | 0 | 0 | 0 | 0 | 0 | 0 | 0 | 0 | 0 | 0 | 0 | 0 | 0 | 0 | 0 | 0 | 0 | 0 | 0 | 0 | 0 | 0 | 0 | 0 | 0 | 0 | 0 | 0 | 0 | 0 | 0 | 0 | 0 | 0 | 0 | 0 | 0 | 0 | 0 | 0 | 0 | 0 | 0
Inputs_Product_Res DLC Water Heat-Switch.xlsx | Inputs_endUseLoadShapes_PSE.xlsx | Inputs_Global_PSE.xlsx | Inputs_Product_Res DLC Water Heat-Switch.xlsx | PSE | 18 | Winter | Peak | 6 | Res DLC Water Heat-Switch | 0 | 0 | 0 | 0 | 0 | 0 | 0 | 0 | 0 | 0 | 0 | 0 | 0 | 0 | 0 | 0 | 0 | 0 | 0 | 0 | 0 | 0 | 0 | 0 | 0 | 0 | 0 | 0 | 0 | 0 | 0 | 0 | 0 | 0 | 0 | 0 | 0 | 0 | 0 | 0 | 0 | 0 | 0 | 0 | 0 | 0 | 0 | 0 | 0 | 0 | 0 | 0 | 0 | 0 | 0 | 0 | 0 | 0 | 0 | 0 | 0 | 0 | 0 | 0 | 0
Inputs_Product_Res DLC Water Heat-Switch.xlsx | Inputs_endUseLoadShapes_PSE.xlsx | Inputs_Global_PSE.xlsx | Inputs_Product_Res DLC Water Heat-Switch.xlsx | PSE | 18 | Winter | Peak | 6 | Res DLC Water Heat-Switch | 0 | 0 | 0 | 0 | 0 | 0 | 0 | 0 | 0 | 0 | 0 | 0 | 0 | 0 | 0 | 0 | 0 | 0 | 0 | 0 | 0 | 0 | 0 | 0 | 0 | 0 | 0 | 0 | 0 | 0 | 0 | 0 | 0 | 0 | 0 | 0 | 0 | 0 | 0 | 0 | 0 | 0 | 0 | 0 | 0 | 0 | 0 | 0 | 0 | 0 | 0 | 0 | 0 | 0 | 0 | 0 | 0 | 0 | 0 | 0 | 0 | 0 | 0 | 0 | 0
Inputs_Product_Res DLC Water Heat-Switch.xlsx | Inputs_endUseLoadShapes_PSE.xlsx | Inputs_Global_PSE.xlsx | Inputs_Product_Res DLC Water Heat-Switch.xlsx | PSE | 18 | Winter | Peak | 6 | Res DLC Water Heat-Switch | 0 | 0 | 0 | 0 | 0 | 0 | 0 | 0 | 0 | 0 | 0 | 0 | 0 | 0 | 0 | 0 | 0 | 0 | 0 | 0 | 0 | 0 | 0 | 0 | 0 | 0 | 0 | 0 | 0 | 0 | 0 | 0 | 0 | 0 | 0 | 0 | 0 | 0 | 0 | 0 | 0 | 0 | 0 | 0 | 0 | 0 | 0 | 0 | 0 | 0 | 0 | 0 | 0 | 0 | 0 | 0 | 0 | 0 | 0 | 0 | 0 | 0 | 0 | 0 | 0
Inputs_Product_Res DLC Water Heat-Switch.xlsx | Inputs_endUseLoadShapes_PSE.xlsx | Inputs_Global_PSE.xlsx | Inputs_Product_Res DLC Water Heat-Switch.xlsx | PSE | 18 | Winter | Peak | 6 | Res DLC Water Heat-Switch | 0 | 0 | 0 | 0 | 0 | 0 | 0 | 0 | 0 | 0 | 0 | 0 | 0 | 0 | 0 | 0 | 0 | 0 | 0 | 0 | 0 | 0 | 0 | 0 | 0 | 0 | 0 | 0 | 0 | 0 | 0 | 0 | 0 | 0 | 0 | 0 | 0 | 0 | 0 | 0 | 0 | 0 | 0 | 0 | 0 | 0 | 0 | 0 | 0 | 0 | 0 | 0 | 0 | 0 | 0 | 0 | 0 | 0 | 0 | 0 | 0 | 0 | 0 | 0 | 0
Inputs_Product_Res DLC Water Heat-Switch.xlsx | Inputs_endUseLoadShapes_PSE.xlsx | Inputs_Global_PSE.xlsx | Inputs_Product_Res DLC Water Heat-Switch.xlsx | PSE | 18 | Winter | Peak | 6 | Res DLC Water Heat-Switch | 0 | 0 | 0 | 0 | 0 | 0 | 0 | 0 | 0 | 0 | 0 | 0 | 0 | 0 | 0 | 0 | 0 | 0 | 0 | 0 | 0 | 0 | 0 | 0 | 0 | 0 | 0 | 0 | 0 | 0 | 0 | 0 | 0 | 0 | 0 | 0 | 0 | 0 | 0 | 0 | 0 | 0 | 0 | 0 | 0 | 0 | 0 | 0 | 0 | 0 | 0 | 0 | 0 | 0 | 0 | 0 | 0 | 0 | 0 | 0 | 0 | 0 | 0 | 0 | 0
Inputs_Product_Res DLC Water Heat-Switch.xlsx | Inputs_endUseLoadShapes_PSE.xlsx | Inputs_Global_PSE.xlsx | Inputs_Product_Res DLC Water Heat-Switch.xlsx | PSE | 18 | Winter | Peak | 6 | Res DLC Water Heat-Switch | 0 | 0 | 0 | 0 | 0 | 0 | 0 | 0 | 0 | 0 | 0 | 0 | 0 | 0 | 0 | 0 | 0 | 0 | 0 | 0 | 0 | 0 | 0 | 0 | 0 | 0 | 0 | 0 | 0 | 0 | 0 | 0 | 0 | 0 | 0 | 0 | 0 | 0 | 0 | 0 | 0 | 0 | 0 | 0 | 0 | 0 | 0 | 0 | 0 | 0 | 0 | 0 | 0 | 0 | 0 | 0 | 0 | 0 | 0 | 0 | 0 | 0 | 0 | 0 | 0
Inputs_Product_Res DLC Water Heat-Switch.xlsx | Inputs_endUseLoadShapes_PSE.xlsx | Inputs_Global_PSE.xlsx | Inputs_Product_Res DLC Water Heat-Switch.xlsx | PSE | 18 | Winter | Peak | 6 | Res DLC Water Heat-Switch | 0 | 0 | 0 | 0 | 0 | 0 | 0 | 0 | 0 | 0 | 0 | 0 | 0 | 0 | 0 | 0 | 0 | 0 | 0 | 0 | 0 | 0 | 0 | 0 | 0 | 0 | 0 | 0 | 0 | 0 | 0 | 0 | 0 | 0 | 0 | 0 | 0 | 0 | 0 | 0 | 0 | 0 | 0 | 0 | 0 | 0 | 0 | 0 | 0 | 0 | 0 | 0 | 0 | 0 | 0 | 0 | 0 | 0 | 0 | 0 | 0 | 0 | 0 | 0 | 0
Inputs_Product_Res DLC Water Heat-Switch.xlsx | Inputs_endUseLoadShapes_PSE.xlsx | Inputs_Global_PSE.xlsx | Inputs_Product_Res DLC Water Heat-Switch.xlsx | PSE | 18 | Winter | Peak | 6 | Res DLC Water Heat-Switch | 0 | 0 | 0 | 0 | 0 | 0 | 0 | 0 | 0 | 0 | 0 | 0 | 0 | 0 | 0 | 0 | 0 | 0 | 0 | 0 | 0 | 0 | 0 | 0 | 0 | 0 | 0 | 0 | 0 | 0 | 0 | 0 | 0 | 0 | 0 | 0 | 0 | 0 | 0 | 0 | 0 | 0 | 0 | 0 | 0 | 0 | 0 | 0 | 0 | 0 | 0 | 0 | 0 | 0 | 0 | 0 | 0 | 0 | 0 | 0 | 0 | 0 | 0 | 0 | 0
Inputs_Product_Res DLC Water Heat-Switch.xlsx | Inputs_endUseLoadShapes_PSE.xlsx | Inputs_Global_PSE.xlsx | Inputs_Product_Res DLC Water Heat-Switch.xlsx | PSE | 18 | Winter | Peak | 6 | Res DLC Water Heat-Switch | 0 | 0 | 0 | 0 | 0 | 31.4609 | 31.8139 | 32.175 | 32.5522 | 32.9341 | 33.3183 | 33.7035 | 34.0873 | 34.4689 | 34.8485 | 35.2266 | 35.6025 | 35.9756 | 36.3456 | 36.7128 | 37.0775 | 37.4404 | 37.8013 | 38.1599 | 38.5139 | 0 | 0 | 0 | 0 | 0 | 0 | 0 | 0 | 0 | 0 | 57097.8529 | 57738.537 | 58393.7796 | 59078.3589 | 59771.4536 | 60468.8335 | 61167.8615 | 61864.4722 | 62556.9077 | 63245.8821 | 63932.1096 | 64614.3816 | 65291.4345 | 65963.0485 | 66629.3336 | 67291.2786 | 67949.9274 | 68604.8953 | 69255.688 | 69898.1183 | 0 | 0 | 0 | 0 | 0 | 0 | 0 | 0 | 0 | 0
Inputs_Product_Res DLC Water Heat-Switch.xlsx | Inputs_endUseLoadShapes_PSE.xlsx | Inputs_Global_PSE.xlsx | Inputs_Product_Res DLC Water Heat-Switch.xlsx | PSE | 18 | Winter | Peak | 6 | Res DLC Water Heat-Switch | 0 | 0 | 0 | 0 | 0 | 9.3826 | 9.4878 | 9.5955 | 9.708 | 9.8219 | 9.9365 | 10.0514 | 10.1658 | 10.2796 | 10.3928 | 10.5056 | 10.6177 | 10.729 | 10.8393 | 10.9488 | 11.0576 | 11.1658 | 11.2734 | 11.3804 | 11.4859 | 0 | 0 | 0 | 0 | 0 | 0 | 0 | 0 | 0 | 0 | 17028.2292 | 17219.2997 | 17414.7119 | 17618.8733 | 17825.5741 | 18033.553 | 18242.0233 | 18449.7728 | 18656.277 | 18861.7491 | 19066.4019 | 19269.8752 | 19471.7919 | 19672.0866 | 19870.7921 | 20068.2032 | 20264.6313 | 20459.9616 | 20654.0468 | 20845.6381 | 0 | 0 | 0 | 0 | 0 | 0 | 0 | 0 | 0 | 0
Inputs_Product_Res DLC Water Heat-Switch.xlsx | Inputs_endUseLoadShapes_PSE.xlsx | Inputs_Global_PSE.xlsx | Inputs_Product_Res DLC Water Heat-Switch.xlsx | PSE | 18 | Winter | Peak | 6 | Res DLC Water Heat-Switch | 0 | 0 | 0 | 0 | 0 | 1.7097 | 1.7289 | 1.7485 | 1.769 | 1.7898 | 1.8106 | 1.8316 | 1.8524 | 1.8732 | 1.8938 | 1.9144 | 1.9348 | 1.9551 | 1.9752 | 1.9951 | 2.0149 | 2.0347 | 2.0543 | 2.0738 | 2.093 | 0 | 0 | 0 | 0 | 0 | 0 | 0 | 0 | 0 | 0 | 3102.9218 | 3137.739 | 3173.3475 | 3210.5502 | 3248.2157 | 3286.1141 | 3324.102 | 3361.9586 | 3399.5883 | 3437.0298 | 3474.3221 | 3511.3995 | 3548.1932 | 3584.6913 | 3620.8999 | 3656.8726 | 3692.6661 | 3728.2597 | 3763.6263 | 3798.5385 | 0 | 0 | 0 | 0 | 0 | 0 | 0 | 0 | 0 | 0
Inputs_Product_Res DLC Water Heat-Switch.xlsx | Inputs_endUseLoadShapes_PSE.xlsx | Inputs_Global_PSE.xlsx | Inputs_Product_Res DLC Water Heat-Switch.xlsx | PSE | 18 | Winter | Peak | 6 | Res DLC Water Heat-Switch | 0 | 0 | 0 | 0 | 0 | 4.6272 | 4.6792 | 4.7323 | 4.7877 | 4.8439 | 4.9004 | 4.9571 | 5.0135 | 5.0696 | 5.1255 | 5.1811 | 5.2364 | 5.2912 | 5.3457 | 5.3997 | 5.4533 | 5.5067 | 5.5598 | 5.6125 | 5.6646 | 0 | 0 | 0 | 0 | 0 | 0 | 0 | 0 | 0 | 0 | 8397.8821 | 8492.1131 | 8588.4854 | 8689.1725 | 8791.112 | 8893.6818 | 8996.494 | 9098.9506 | 9200.7932 | 9302.1267 | 9403.0562 | 9503.4039 | 9602.984 | 9701.7642 | 9799.7606 | 9897.1187 | 9993.9919 | 10090.3238 | 10186.0416 | 10280.5294 | 0 | 0 | 0 | 0 | 0 | 0 | 0 | 0 | 0 | 0
Inputs_Product_Res DLC Water Heat-Switch.xlsx | Inputs_endUseLoadShapes_PSE.xlsx | Inputs_Global_PSE.xlsx | Inputs_Product_Res DLC Water Heat-Switch.xlsx | PSE | 18 | Winter | Peak | 6 | Res DLC Water Heat-Switch | 0 | 0 | 0 | 0 | 0 | 0 | 0 | 0 | 0 | 0 | 0 | 0 | 0 | 0 | 0 | 0 | 0 | 0 | 0 | 0 | 0 | 0 | 0 | 0 | 0 | 0 | 0 | 0 | 0 | 0 | 0 | 0 | 0 | 0 | 0 | 0 | 0 | 0 | 0 | 0 | 0 | 0 | 0 | 0 | 0 | 0 | 0 | 0 | 0 | 0 | 0 | 0 | 0 | 0 | 0 | 0 | 0 | 0 | 0 | 0 | 0 | 0 | 0 | 0 | 0
Inputs_Product_Res DLC Water Heat-Switch_v2.xlsx | Inputs_endUseLoadShapes_PSE.xlsx | Inputs_Global_PSE.xlsx | Inputs_Product_Res DLC Water Heat-Switch_v2.xlsx | PSE | 18 | Winter | Peak | 6 | Res DLC Water Heat-Switch | 0 | 0 | 0 | 0 | 0 | 0 | 0 | 0 | 0 | 0 | 0 | 0 | 0 | 0 | 0 | 0 | 0 | 0 | 0 | 0 | 0 | 0 | 0 | 0 | 0 | 0 | 0 | 0 | 0 | 0 | 0 | 0 | 0 | 0 | 0 | 0 | 0 | 0 | 0 | 0 | 0 | 0 | 0 | 0 | 0 | 0 | 0 | 0 | 0 | 0 | 0 | 0 | 0 | 0 | 0 | 0 | 0 | 0 | 0 | 0 | 0 | 0 | 0 | 0 | 0
Inputs_Product_Res DLC Water Heat-Switch_v2.xlsx | Inputs_endUseLoadShapes_PSE.xlsx | Inputs_Global_PSE.xlsx | Inputs_Product_Res DLC Water Heat-Switch_v2.xlsx | PSE | 18 | Winter | Peak | 6 | Res DLC Water Heat-Switch | 0 | 0 | 0 | 0 | 0 | 0 | 0 | 0 | 0 | 0 | 0 | 0 | 0 | 0 | 0 | 0 | 0 | 0 | 0 | 0 | 0 | 0 | 0 | 0 | 0 | 0 | 0 | 0 | 0 | 0 | 0 | 0 | 0 | 0 | 0 | 0 | 0 | 0 | 0 | 0 | 0 | 0 | 0 | 0 | 0 | 0 | 0 | 0 | 0 | 0 | 0 | 0 | 0 | 0 | 0 | 0 | 0 | 0 | 0 | 0 | 0 | 0 | 0 | 0 | 0
Inputs_Product_Res DLC Water Heat-Switch_v2.xlsx | Inputs_endUseLoadShapes_PSE.xlsx | Inputs_Global_PSE.xlsx | Inputs_Product_Res DLC Water Heat-Switch_v2.xlsx | PSE | 18 | Winter | Peak | 6 | Res DLC Water Heat-Switch | 0 | 0 | 0 | 0 | 0 | 0 | 0 | 0 | 0 | 0 | 0 | 0 | 0 | 0 | 0 | 0 | 0 | 0 | 0 | 0 | 0 | 0 | 0 | 0 | 0 | 0 | 0 | 0 | 0 | 0 | 0 | 0 | 0 | 0 | 0 | 0 | 0 | 0 | 0 | 0 | 0 | 0 | 0 | 0 | 0 | 0 | 0 | 0 | 0 | 0 | 0 | 0 | 0 | 0 | 0 | 0 | 0 | 0 | 0 | 0 | 0 | 0 | 0 | 0 | 0
Inputs_Product_Res DLC Water Heat-Switch_v2.xlsx | Inputs_endUseLoadShapes_PSE.xlsx | Inputs_Global_PSE.xlsx | Inputs_Product_Res DLC Water Heat-Switch_v2.xlsx | PSE | 18 | Winter | Peak | 6 | Res DLC Water Heat-Switch | 0 | 0 | 0 | 0 | 0 | 0 | 0 | 0 | 0 | 0 | 0 | 0 | 0 | 0 | 0 | 0 | 0 | 0 | 0 | 0 | 0 | 0 | 0 | 0 | 0 | 0 | 0 | 0 | 0 | 0 | 0 | 0 | 0 | 0 | 0 | 0 | 0 | 0 | 0 | 0 | 0 | 0 | 0 | 0 | 0 | 0 | 0 | 0 | 0 | 0 | 0 | 0 | 0 | 0 | 0 | 0 | 0 | 0 | 0 | 0 | 0 | 0 | 0 | 0 | 0
Inputs_Product_Res DLC Water Heat-Switch_v2.xlsx | Inputs_endUseLoadShapes_PSE.xlsx | Inputs_Global_PSE.xlsx | Inputs_Product_Res DLC Water Heat-Switch_v2.xlsx | PSE | 18 | Winter | Peak | 6 | Res DLC Water Heat-Switch | 0 | 0 | 0 | 0 | 0 | 0 | 0 | 0 | 0 | 0 | 0 | 0 | 0 | 0 | 0 | 0 | 0 | 0 | 0 | 0 | 0 | 0 | 0 | 0 | 0 | 0 | 0 | 0 | 0 | 0 | 0 | 0 | 0 | 0 | 0 | 0 | 0 | 0 | 0 | 0 | 0 | 0 | 0 | 0 | 0 | 0 | 0 | 0 | 0 | 0 | 0 | 0 | 0 | 0 | 0 | 0 | 0 | 0 | 0 | 0 | 0 | 0 | 0 | 0 | 0
Inputs_Product_Res DLC Water Heat-Switch_v2.xlsx | Inputs_endUseLoadShapes_PSE.xlsx | Inputs_Global_PSE.xlsx | Inputs_Product_Res DLC Water Heat-Switch_v2.xlsx | PSE | 18 | Winter | Peak | 6 | Res DLC Water Heat-Switch | 0 | 0 | 0 | 0 | 0 | 0 | 0 | 0 | 0 | 0 | 0 | 0 | 0 | 0 | 0 | 0 | 0 | 0 | 0 | 0 | 0 | 0 | 0 | 0 | 0 | 0 | 0 | 0 | 0 | 0 | 0 | 0 | 0 | 0 | 0 | 0 | 0 | 0 | 0 | 0 | 0 | 0 | 0 | 0 | 0 | 0 | 0 | 0 | 0 | 0 | 0 | 0 | 0 | 0 | 0 | 0 | 0 | 0 | 0 | 0 | 0 | 0 | 0 | 0 | 0
Inputs_Product_Res DLC Water Heat-Switch_v2.xlsx | Inputs_endUseLoadShapes_PSE.xlsx | Inputs_Global_PSE.xlsx | Inputs_Product_Res DLC Water Heat-Switch_v2.xlsx | PSE | 18 | Winter | Peak | 6 | Res DLC Water Heat-Switch | 0 | 0 | 0 | 0 | 0 | 0 | 0 | 0 | 0 | 0 | 0 | 0 | 0 | 0 | 0 | 0 | 0 | 0 | 0 | 0 | 0 | 0 | 0 | 0 | 0 | 0 | 0 | 0 | 0 | 0 | 0 | 0 | 0 | 0 | 0 | 0 | 0 | 0 | 0 | 0 | 0 | 0 | 0 | 0 | 0 | 0 | 0 | 0 | 0 | 0 | 0 | 0 | 0 | 0 | 0 | 0 | 0 | 0 | 0 | 0 | 0 | 0 | 0 | 0 | 0
Inputs_Product_Res DLC Water Heat-Switch_v2.xlsx | Inputs_endUseLoadShapes_PSE.xlsx | Inputs_Global_PSE.xlsx | Inputs_Product_Res DLC Water Heat-Switch_v2.xlsx | PSE | 18 | Winter | Peak | 6 | Res DLC Water Heat-Switch | 0 | 0 | 0 | 0 | 0 | 0 | 0 | 0 | 0 | 0 | 0 | 0 | 0 | 0 | 0 | 0 | 0 | 0 | 0 | 0 | 0 | 0 | 0 | 0 | 0 | 0 | 0 | 0 | 0 | 0 | 0 | 0 | 0 | 0 | 0 | 0 | 0 | 0 | 0 | 0 | 0 | 0 | 0 | 0 | 0 | 0 | 0 | 0 | 0 | 0 | 0 | 0 | 0 | 0 | 0 | 0 | 0 | 0 | 0 | 0 | 0 | 0 | 0 | 0 | 0
Inputs_Product_Res DLC Water Heat-Switch_v2.xlsx | Inputs_endUseLoadShapes_PSE.xlsx | Inputs_Global_PSE.xlsx | Inputs_Product_Res DLC Water Heat-Switch_v2.xlsx | PSE | 18 | Winter | Peak | 6 | Res DLC Water Heat-Switch | 0 | 0 | 0 | 0 | 0 | 0 | 0 | 0 | 0 | 0 | 0 | 0 | 0 | 0 | 0 | 0 | 0 | 0 | 0 | 0 | 0 | 0 | 0 | 0 | 0 | 0 | 0 | 0 | 0 | 0 | 0 | 0 | 0 | 0 | 0 | 0 | 0 | 0 | 0 | 0 | 0 | 0 | 0 | 0 | 0 | 0 | 0 | 0 | 0 | 0 | 0 | 0 | 0 | 0 | 0 | 0 | 0 | 0 | 0 | 0 | 0 | 0 | 0 | 0 | 0
Inputs_Product_Res DLC Water Heat-Switch_v2.xlsx | Inputs_endUseLoadShapes_PSE.xlsx | Inputs_Global_PSE.xlsx | Inputs_Product_Res DLC Water Heat-Switch_v2.xlsx | PSE | 18 | Winter | Peak | 6 | Res DLC Water Heat-Switch | 0 | 0 | 0 | 0 | 0 | 0 | 0 | 0 | 0 | 0 | 0 | 0 | 0 | 0 | 0 | 0 | 0 | 0 | 0 | 0 | 0 | 0 | 0 | 0 | 0 | 0 | 0 | 0 | 0 | 0 | 0 | 0 | 0 | 0 | 0 | 0 | 0 | 0 | 0 | 0 | 0 | 0 | 0 | 0 | 0 | 0 | 0 | 0 | 0 | 0 | 0 | 0 | 0 | 0 | 0 | 0 | 0 | 0 | 0 | 0 | 0 | 0 | 0 | 0 | 0
Inputs_Product_Res DLC Water Heat-Switch_v2.xlsx | Inputs_endUseLoadShapes_PSE.xlsx | Inputs_Global_PSE.xlsx | Inputs_Product_Res DLC Water Heat-Switch_v2.xlsx | PSE | 18 | Winter | Peak | 6 | Res DLC Water Heat-Switch | 0 | 0 | 0 | 0 | 0 | 0 | 0 | 0 | 0 | 0 | 0 | 0 | 0 | 0 | 0 | 0 | 0 | 0 | 0 | 0 | 0 | 0 | 0 | 0 | 0 | 0 | 0 | 0 | 0 | 0 | 0 | 0 | 0 | 0 | 0 | 0 | 0 | 0 | 0 | 0 | 0 | 0 | 0 | 0 | 0 | 0 | 0 | 0 | 0 | 0 | 0 | 0 | 0 | 0 | 0 | 0 | 0 | 0 | 0 | 0 | 0 | 0 | 0 | 0 | 0
Inputs_Product_Res DLC Water Heat-Switch_v2.xlsx | Inputs_endUseLoadShapes_PSE.xlsx | Inputs_Global_PSE.xlsx | Inputs_Product_Res DLC Water Heat-Switch_v2.xlsx | PSE | 18 | Winter | Peak | 6 | Res DLC Water Heat-Switch | 0 | 0 | 0 | 0 | 0 | 0 | 0 | 0 | 0 | 0 | 0 | 0 | 0 | 0 | 0 | 0 | 0 | 0 | 0 | 0 | 0 | 0 | 0 | 0 | 0 | 0 | 0 | 0 | 0 | 0 | 0 | 0 | 0 | 0 | 0 | 0 | 0 | 0 | 0 | 0 | 0 | 0 | 0 | 0 | 0 | 0 | 0 | 0 | 0 | 0 | 0 | 0 | 0 | 0 | 0 | 0 | 0 | 0 | 0 | 0 | 0 | 0 | 0 | 0 | 0
Inputs_Product_Res DLC Water Heat-Switch_v2.xlsx | Inputs_endUseLoadShapes_PSE.xlsx | Inputs_Global_PSE.xlsx | Inputs_Product_Res DLC Water Heat-Switch_v2.xlsx | PSE | 18 | Winter | Peak | 6 | Res DLC Water Heat-Switch | 0 | 0 | 0 | 0 | 0 | 0 | 0 | 0 | 0 | 0 | 0 | 0 | 0 | 0 | 0 | 0 | 0 | 0 | 0 | 0 | 0 | 0 | 0 | 0 | 0 | 0 | 0 | 0 | 0 | 0 | 0 | 0 | 0 | 0 | 0 | 0 | 0 | 0 | 0 | 0 | 0 | 0 | 0 | 0 | 0 | 0 | 0 | 0 | 0 | 0 | 0 | 0 | 0 | 0 | 0 | 0 | 0 | 0 | 0 | 0 | 0 | 0 | 0 | 0 | 0
Inputs_Product_Res DLC Water Heat-Switch_v2.xlsx | Inputs_endUseLoadShapes_PSE.xlsx | Inputs_Global_PSE.xlsx | Inputs_Product_Res DLC Water Heat-Switch_v2.xlsx | PSE | 18 | Winter | Peak | 6 | Res DLC Water Heat-Switch | 0 | 0 | 0 | 0 | 0 | 0 | 0 | 0 | 0 | 0 | 0 | 0 | 0 | 0 | 0 | 0 | 0 | 0 | 0 | 0 | 0 | 0 | 0 | 0 | 0 | 0 | 0 | 0 | 0 | 0 | 0 | 0 | 0 | 0 | 0 | 0 | 0 | 0 | 0 | 0 | 0 | 0 | 0 | 0 | 0 | 0 | 0 | 0 | 0 | 0 | 0 | 0 | 0 | 0 | 0 | 0 | 0 | 0 | 0 | 0 | 0 | 0 | 0 | 0 | 0
Inputs_Product_Res DLC Water Heat-Switch_v2.xlsx | Inputs_endUseLoadShapes_PSE.xlsx | Inputs_Global_PSE.xlsx | Inputs_Product_Res DLC Water Heat-Switch_v2.xlsx | PSE | 18 | Winter | Peak | 6 | Res DLC Water Heat-Switch | 0 | 0 | 0 | 0 | 0 | 0 | 0 | 0 | 0 | 0 | 0 | 0 | 0 | 0 | 0 | 0 | 0 | 0 | 0 | 0 | 0 | 0 | 0 | 0 | 0 | 0 | 0 | 0 | 0 | 0 | 0 | 0 | 0 | 0 | 0 | 0 | 0 | 0 | 0 | 0 | 0 | 0 | 0 | 0 | 0 | 0 | 0 | 0 | 0 | 0 | 0 | 0 | 0 | 0 | 0 | 0 | 0 | 0 | 0 | 0 | 0 | 0 | 0 | 0 | 0
Inputs_Product_Res DLC Water Heat-Switch_v2.xlsx | Inputs_endUseLoadShapes_PSE.xlsx | Inputs_Global_PSE.xlsx | Inputs_Product_Res DLC Water Heat-Switch_v2.xlsx | PSE | 18 | Winter | Peak | 6 | Res DLC Water Heat-Switch | 0 | 0 | 0 | 0 | 0 | 0 | 0 | 0 | 0 | 0 | 0 | 0 | 0 | 0 | 0 | 0 | 0 | 0 | 0 | 0 | 0 | 0 | 0 | 0 | 0 | 0 | 0 | 0 | 0 | 0 | 0 | 0 | 0 | 0 | 0 | 0 | 0 | 0 | 0 | 0 | 0 | 0 | 0 | 0 | 0 | 0 | 0 | 0 | 0 | 0 | 0 | 0 | 0 | 0 | 0 | 0 | 0 | 0 | 0 | 0 | 0 | 0 | 0 | 0 | 0
Inputs_Product_Res DLC Water Heat-Switch_v2.xlsx | Inputs_endUseLoadShapes_PSE.xlsx | Inputs_Global_PSE.xlsx | Inputs_Product_Res DLC Water Heat-Switch_v2.xlsx | PSE | 18 | Winter | Peak | 6 | Res DLC Water Heat-Switch | 0 | 0 | 0 | 0 | 0 | 0 | 0 | 0 | 0 | 0 | 0 | 0 | 0 | 0 | 0 | 0 | 0 | 0 | 0 | 0 | 0 | 0 | 0 | 0 | 0 | 0 | 0 | 0 | 0 | 0 | 0 | 0 | 0 | 0 | 0 | 0 | 0 | 0 | 0 | 0 | 0 | 0 | 0 | 0 | 0 | 0 | 0 | 0 | 0 | 0 | 0 | 0 | 0 | 0 | 0 | 0 | 0 | 0 | 0 | 0 | 0 | 0 | 0 | 0 | 0
Inputs_Product_Res DLC Water Heat-Switch_v2.xlsx | Inputs_endUseLoadShapes_PSE.xlsx | Inputs_Global_PSE.xlsx | Inputs_Product_Res DLC Water Heat-Switch_v2.xlsx | PSE | 18 | Winter | Peak | 6 | Res DLC Water Heat-Switch | 0 | 0 | 0 | 0 | 0 | 0 | 0 | 0 | 0 | 0 | 0 | 0 | 0 | 0 | 0 | 0 | 0 | 0 | 0 | 0 | 0 | 0 | 0 | 0 | 0 | 0 | 0 | 0 | 0 | 0 | 0 | 0 | 0 | 0 | 0 | 0 | 0 | 0 | 0 | 0 | 0 | 0 | 0 | 0 | 0 | 0 | 0 | 0 | 0 | 0 | 0 | 0 | 0 | 0 | 0 | 0 | 0 | 0 | 0 | 0 | 0 | 0 | 0 | 0 | 0
Inputs_Product_Res DLC Water Heat-Switch_v2.xlsx | Inputs_endUseLoadShapes_PSE.xlsx | Inputs_Global_PSE.xlsx | Inputs_Product_Res DLC Water Heat-Switch_v2.xlsx | PSE | 18 | Winter | Peak | 6 | Res DLC Water Heat-Switch | 0 | 0 | 0 | 0 | 0 | 0 | 0 | 0 | 0 | 0 | 0 | 0 | 0 | 0 | 0 | 0 | 0 | 0 | 0 | 0 | 0 | 0 | 0 | 0 | 0 | 0 | 0 | 0 | 0 | 0 | 0 | 0 | 0 | 0 | 0 | 0 | 0 | 0 | 0 | 0 | 0 | 0 | 0 | 0 | 0 | 0 | 0 | 0 | 0 | 0 | 0 | 0 | 0 | 0 | 0 | 0 | 0 | 0 | 0 | 0 | 0 | 0 | 0 | 0 | 0
Inputs_Product_Res DLC Water Heat-Switch_v2.xlsx | Inputs_endUseLoadShapes_PSE.xlsx | Inputs_Global_PSE.xlsx | Inputs_Product_Res DLC Water Heat-Switch_v2.xlsx | PSE | 18 | Winter | Peak | 6 | Res DLC Water Heat-Switch | 0 | 0 | 0 | 0 | 0 | 0 | 0 | 0 | 0 | 0 | 0 | 0 | 0 | 0 | 0 | 0 | 0 | 0 | 0 | 0 | 0 | 0 | 0 | 0 | 0 | 0 | 0 | 0 | 0 | 0 | 0 | 0 | 0 | 0 | 0 | 0 | 0 | 0 | 0 | 0 | 0 | 0 | 0 | 0 | 0 | 0 | 0 | 0 | 0 | 0 | 0 | 0 | 0 | 0 | 0 | 0 | 0 | 0 | 0 | 0 | 0 | 0 | 0 | 0 | 0
Inputs_Product_Res DLC Water Heat-Switch_v2.xlsx | Inputs_endUseLoadShapes_PSE.xlsx | Inputs_Global_PSE.xlsx | Inputs_Product_Res DLC Water Heat-Switch_v2.xlsx | PSE | 18 | Winter | Peak | 6 | Res DLC Water Heat-Switch | 0 | 0 | 0 | 0 | 0 | 0 | 0 | 0 | 0 | 0 | 0 | 0 | 0 | 0 | 0 | 0 | 0 | 0 | 0 | 0 | 0 | 0 | 0 | 0 | 0 | 0 | 0 | 0 | 0 | 0 | 0 | 0 | 0 | 0 | 0 | 0 | 0 | 0 | 0 | 0 | 0 | 0 | 0 | 0 | 0 | 0 | 0 | 0 | 0 | 0 | 0 | 0 | 0 | 0 | 0 | 0 | 0 | 0 | 0 | 0 | 0 | 0 | 0 | 0 | 0
Inputs_Product_Res DLC Water Heat-Switch_v2.xlsx | Inputs_endUseLoadShapes_PSE.xlsx | Inputs_Global_PSE.xlsx | Inputs_Product_Res DLC Water Heat-Switch_v2.xlsx | PSE | 18 | Winter | Peak | 6 | Res DLC Water Heat-Switch | 0 | 0 | 0 | 0 | 0 | 0 | 0 | 0 | 0 | 0 | 0 | 0 | 0 | 0 | 0 | 0 | 0 | 0 | 0 | 0 | 0 | 0 | 0 | 0 | 0 | 0 | 0 | 0 | 0 | 0 | 0 | 0 | 0 | 0 | 0 | 0 | 0 | 0 | 0 | 0 | 0 | 0 | 0 | 0 | 0 | 0 | 0 | 0 | 0 | 0 | 0 | 0 | 0 | 0 | 0 | 0 | 0 | 0 | 0 | 0 | 0 | 0 | 0 | 0 | 0
Inputs_Product_Res DLC Water Heat-Switch_v2.xlsx | Inputs_endUseLoadShapes_PSE.xlsx | Inputs_Global_PSE.xlsx | Inputs_Product_Res DLC Water Heat-Switch_v2.xlsx | PSE | 18 | Winter | Peak | 6 | Res DLC Water Heat-Switch | 0 | 0 | 0 | 0 | 0 | 0 | 0 | 0 | 0 | 0 | 0 | 0 | 0 | 0 | 0 | 0 | 0 | 0 | 0 | 0 | 0 | 0 | 0 | 0 | 0 | 0 | 0 | 0 | 0 | 0 | 0 | 0 | 0 | 0 | 0 | 0 | 0 | 0 | 0 | 0 | 0 | 0 | 0 | 0 | 0 | 0 | 0 | 0 | 0 | 0 | 0 | 0 | 0 | 0 | 0 | 0 | 0 | 0 | 0 | 0 | 0 | 0 | 0 | 0 | 0
Inputs_Product_Res DLC Water Heat-Switch_v2.xlsx | Inputs_endUseLoadShapes_PSE.xlsx | Inputs_Global_PSE.xlsx | Inputs_Product_Res DLC Water Heat-Switch_v2.xlsx | PSE | 18 | Winter | Peak | 6 | Res DLC Water Heat-Switch | 0 | 0 | 0 | 0 | 0 | 0 | 0 | 0 | 0 | 0 | 0 | 0 | 0 | 0 | 0 | 0 | 0 | 0 | 0 | 0 | 0 | 0 | 0 | 0 | 0 | 0 | 0 | 0 | 0 | 0 | 0 | 0 | 0 | 0 | 0 | 0 | 0 | 0 | 0 | 0 | 0 | 0 | 0 | 0 | 0 | 0 | 0 | 0 | 0 | 0 | 0 | 0 | 0 | 0 | 0 | 0 | 0 | 0 | 0 | 0 | 0 | 0 | 0 | 0 | 0
Inputs_Product_Res DLC Water Heat-Switch_v2.xlsx | Inputs_endUseLoadShapes_PSE.xlsx | Inputs_Global_PSE.xlsx | Inputs_Product_Res DLC Water Heat-Switch_v2.xlsx | PSE | 18 | Winter | Peak | 6 | Res DLC Water Heat-Switch | 0 | 0 | 0 | 0 | 0 | 0 | 0 | 0 | 0 | 0 | 0 | 0 | 0 | 0 | 0 | 0 | 0 | 0 | 0 | 0 | 0 | 0 | 0 | 0 | 0 | 0 | 0 | 0 | 0 | 0 | 0 | 0 | 0 | 0 | 0 | 0 | 0 | 0 | 0 | 0 | 0 | 0 | 0 | 0 | 0 | 0 | 0 | 0 | 0 | 0 | 0 | 0 | 0 | 0 | 0 | 0 | 0 | 0 | 0 | 0 | 0 | 0 | 0 | 0 | 0
Inputs_Product_Res DLC Water Heat-Switch_v2.xlsx | Inputs_endUseLoadShapes_PSE.xlsx | Inputs_Global_PSE.xlsx | Inputs_Product_Res DLC Water Heat-Switch_v2.xlsx | PSE | 18 | Winter | Peak | 6 | Res DLC Water Heat-Switch | 0 | 0 | 0 | 0 | 0 | 0 | 0 | 0 | 0 | 0 | 0 | 0 | 0 | 0 | 0 | 0 | 0 | 0 | 0 | 0 | 0 | 0 | 0 | 0 | 0 | 0 | 0 | 0 | 0 | 0 | 0 | 0 | 0 | 0 | 0 | 0 | 0 | 0 | 0 | 0 | 0 | 0 | 0 | 0 | 0 | 0 | 0 | 0 | 0 | 0 | 0 | 0 | 0 | 0 | 0 | 0 | 0 | 0 | 0 | 0 | 0 | 0 | 0 | 0 | 0
Inputs_Product_Res DLC Water Heat-Switch_v2.xlsx | Inputs_endUseLoadShapes_PSE.xlsx | Inputs_Global_PSE.xlsx | Inputs_Product_Res DLC Water Heat-Switch_v2.xlsx | PSE | 18 | Winter | Peak | 6 | Res DLC Water Heat-Switch | 0 | 0 | 0 | 0 | 0 | 0 | 0 | 0 | 0 | 0 | 0 | 0 | 0 | 0 | 0 | 0 | 0 | 0 | 0 | 0 | 0 | 0 | 0 | 0 | 0 | 0 | 0 | 0 | 0 | 0 | 0 | 0 | 0 | 0 | 0 | 0 | 0 | 0 | 0 | 0 | 0 | 0 | 0 | 0 | 0 | 0 | 0 | 0 | 0 | 0 | 0 | 0 | 0 | 0 | 0 | 0 | 0 | 0 | 0 | 0 | 0 | 0 | 0 | 0 | 0
Inputs_Product_Res DLC Water Heat-Switch_v2.xlsx | Inputs_endUseLoadShapes_PSE.xlsx | Inputs_Global_PSE.xlsx | Inputs_Product_Res DLC Water Heat-Switch_v2.xlsx | PSE | 18 | Winter | Peak | 6 | Res DLC Water Heat-Switch | 0 | 0 | 0 | 0 | 0 | 0 | 0 | 0 | 0 | 0 | 0 | 0 | 0 | 0 | 0 | 0 | 0 | 0 | 0 | 0 | 0 | 0 | 0 | 0 | 0 | 0 | 0 | 0 | 0 | 0 | 0 | 0 | 0 | 0 | 0 | 0 | 0 | 0 | 0 | 0 | 0 | 0 | 0 | 0 | 0 | 0 | 0 | 0 | 0 | 0 | 0 | 0 | 0 | 0 | 0 | 0 | 0 | 0 | 0 | 0 | 0 | 0 | 0 | 0 | 0
Inputs_Product_Res DLC Water Heat-Switch_v2.xlsx | Inputs_endUseLoadShapes_PSE.xlsx | Inputs_Global_PSE.xlsx | Inputs_Product_Res DLC Water Heat-Switch_v2.xlsx | PSE | 18 | Winter | Peak | 6 | Res DLC Water Heat-Switch | 0 | 0 | 0 | 0 | 0 | 0 | 0 | 0 | 0 | 0 | 0 | 0 | 0 | 0 | 0 | 0 | 0 | 0 | 0 | 0 | 0 | 0 | 0 | 0 | 0 | 0 | 0 | 0 | 0 | 0 | 0 | 0 | 0 | 0 | 0 | 0 | 0 | 0 | 0 | 0 | 0 | 0 | 0 | 0 | 0 | 0 | 0 | 0 | 0 | 0 | 0 | 0 | 0 | 0 | 0 | 0 | 0 | 0 | 0 | 0 | 0 | 0 | 0 | 0 | 0
Inputs_Product_Res DLC Water Heat-Switch_v2.xlsx | Inputs_endUseLoadShapes_PSE.xlsx | Inputs_Global_PSE.xlsx | Inputs_Product_Res DLC Water Heat-Switch_v2.xlsx | PSE | 18 | Winter | Peak | 6 | Res DLC Water Heat-Switch | 0 | 0 | 0 | 0 | 0 | 0 | 0 | 0 | 0 | 0 | 0 | 0 | 0 | 0 | 0 | 0 | 0 | 0 | 0 | 0 | 0 | 0 | 0 | 0 | 0 | 0 | 0 | 0 | 0 | 0 | 0 | 0 | 0 | 0 | 0 | 0 | 0 | 0 | 0 | 0 | 0 | 0 | 0 | 0 | 0 | 0 | 0 | 0 | 0 | 0 | 0 | 0 | 0 | 0 | 0 | 0 | 0 | 0 | 0 | 0 | 0 | 0 | 0 | 0 | 0
Inputs_Product_Res DLC Water Heat-Switch_v2.xlsx | Inputs_endUseLoadShapes_PSE.xlsx | Inputs_Global_PSE.xlsx | Inputs_Product_Res DLC Water Heat-Switch_v2.xlsx | PSE | 18 | Winter | Peak | 6 | Res DLC Water Heat-Switch | 0 | 0 | 0 | 0 | 0 | 0 | 0 | 0 | 0 | 0 | 0 | 0 | 0 | 0 | 0 | 0 | 0 | 0 | 0 | 0 | 0 | 0 | 0 | 0 | 0 | 0 | 0 | 0 | 0 | 0 | 0 | 0 | 0 | 0 | 0 | 0 | 0 | 0 | 0 | 0 | 0 | 0 | 0 | 0 | 0 | 0 | 0 | 0 | 0 | 0 | 0 | 0 | 0 | 0 | 0 | 0 | 0 | 0 | 0 | 0 | 0 | 0 | 0 | 0 | 0
Inputs_Product_Res DLC Water Heat-Switch_v2.xlsx | Inputs_endUseLoadShapes_PSE.xlsx | Inputs_Global_PSE.xlsx | Inputs_Product_Res DLC Water Heat-Switch_v2.xlsx | PSE | 18 | Winter | Peak | 6 | Res DLC Water Heat-Switch | 0 | 0 | 0 | 0 | 0 | 0 | 0 | 0 | 0 | 0 | 0 | 0 | 0 | 0 | 0 | 0 | 0 | 0 | 0 | 0 | 0 | 0 | 0 | 0 | 0 | 0 | 0 | 0 | 0 | 0 | 0 | 0 | 0 | 0 | 0 | 0 | 0 | 0 | 0 | 0 | 0 | 0 | 0 | 0 | 0 | 0 | 0 | 0 | 0 | 0 | 0 | 0 | 0 | 0 | 0 | 0 | 0 | 0 | 0 | 0 | 0 | 0 | 0 | 0 | 0
Inputs_Product_Res DLC Water Heat-Switch_v2.xlsx | Inputs_endUseLoadShapes_PSE.xlsx | Inputs_Global_PSE.xlsx | Inputs_Product_Res DLC Water Heat-Switch_v2.xlsx | PSE | 18 | Winter | Peak | 6 | Res DLC Water Heat-Switch | 0 | 0 | 0 | 0 | 0 | 0 | 0 | 0 | 0 | 0 | 0 | 0 | 0 | 0 | 0 | 0 | 0 | 0 | 0 | 0 | 0 | 0 | 0 | 0 | 0 | 0 | 0 | 0 | 0 | 0 | 0 | 0 | 0 | 0 | 0 | 0 | 0 | 0 | 0 | 0 | 0 | 0 | 0 | 0 | 0 | 0 | 0 | 0 | 0 | 0 | 0 | 0 | 0 | 0 | 0 | 0 | 0 | 0 | 0 | 0 | 0 | 0 | 0 | 0 | 0
Inputs_Product_Res DLC Water Heat-Switch_v2.xlsx | Inputs_endUseLoadShapes_PSE.xlsx | Inputs_Global_PSE.xlsx | Inputs_Product_Res DLC Water Heat-Switch_v2.xlsx | PSE | 18 | Winter | Peak | 6 | Res DLC Water Heat-Switch | 0 | 0 | 0 | 0 | 0 | 0 | 0 | 0 | 0 | 0 | 0 | 0 | 0 | 0 | 0 | 0 | 0 | 0 | 0 | 0 | 0 | 0 | 0 | 0 | 0 | 0 | 0 | 0 | 0 | 0 | 0 | 0 | 0 | 0 | 0 | 0 | 0 | 0 | 0 | 0 | 0 | 0 | 0 | 0 | 0 | 0 | 0 | 0 | 0 | 0 | 0 | 0 | 0 | 0 | 0 | 0 | 0 | 0 | 0 | 0 | 0 | 0 | 0 | 0 | 0
Inputs_Product_Res DLC Water Heat-Switch_v2.xlsx | Inputs_endUseLoadShapes_PSE.xlsx | Inputs_Global_PSE.xlsx | Inputs_Product_Res DLC Water Heat-Switch_v2.xlsx | PSE | 18 | Winter | Peak | 6 | Res DLC Water Heat-Switch | 0 | 0 | 0 | 0 | 0 | 0 | 0 | 0 | 0 | 0 | 0 | 0 | 0 | 0 | 0 | 0 | 0 | 0 | 0 | 0 | 0 | 0 | 0 | 0 | 0 | 0 | 0 | 0 | 0 | 0 | 0 | 0 | 0 | 0 | 0 | 0 | 0 | 0 | 0 | 0 | 0 | 0 | 0 | 0 | 0 | 0 | 0 | 0 | 0 | 0 | 0 | 0 | 0 | 0 | 0 | 0 | 0 | 0 | 0 | 0 | 0 | 0 | 0 | 0 | 0
Inputs_Product_Res DLC Water Heat-Switch_v2.xlsx | Inputs_endUseLoadShapes_PSE.xlsx | Inputs_Global_PSE.xlsx | Inputs_Product_Res DLC Water Heat-Switch_v2.xlsx | PSE | 18 | Winter | Peak | 6 | Res DLC Water Heat-Switch | 0 | 0 | 0 | 0 | 0 | 29.2531 | 29.5814 | 29.9171 | 30.2678 | 30.6229 | 30.9802 | 31.3383 | 31.6952 | 32.05 | 32.403 | 32.7546 | 33.1041 | 33.451 | 33.7951 | 34.1364 | 34.4756 | 34.813 | 35.1486 | 35.482 | 35.8111 | 0 | 0 | 0 | 0 | 0 | 0 | 0 | 0 | 0 | 0 | 53090.986 | 53686.7098 | 54295.9705 | 54932.5092 | 55576.9657 | 56225.4066 | 56875.38 | 57523.1058 | 58166.9493 | 58807.5746 | 59445.6458 | 60080.039 | 60709.5794 | 61334.0627 | 61953.5909 | 62569.0837 | 63181.5114 | 63790.5167 | 64395.6397 | 64992.9872 | 0 | 0 | 0 | 0 | 0 | 0 | 0 | 0 | 0 | 0
Inputs_Product_Res DLC Water Heat-Switch_v2.xlsx | Inputs_endUseLoadShapes_PSE.xlsx | Inputs_Global_PSE.xlsx | Inputs_Product_Res DLC Water Heat-Switch_v2.xlsx | PSE | 18 | Winter | Peak | 6 | Res DLC Water Heat-Switch | 0 | 0 | 0 | 0 | 0 | 8.7241 | 8.822 | 8.9221 | 9.0267 | 9.1326 | 9.2392 | 9.346 | 9.4524 | 9.5582 | 9.6635 | 9.7684 | 9.8726 | 9.976 | 10.0787 | 10.1805 | 10.2816 | 10.3822 | 10.4823 | 10.5818 | 10.6799 | 0 | 0 | 0 | 0 | 0 | 0 | 0 | 0 | 0 | 0 | 15833.2657 | 16010.9278 | 16192.6269 | 16382.4611 | 16574.6567 | 16768.0405 | 16961.8813 | 17155.0519 | 17347.0646 | 17538.1176 | 17728.4088 | 17917.6032 | 18105.3504 | 18291.5893 | 18476.3505 | 18659.9082 | 18842.5519 | 19024.1748 | 19204.64 | 19382.7863 | 0 | 0 | 0 | 0 | 0 | 0 | 0 | 0 | 0 | 0
Inputs_Product_Res DLC Water Heat-Switch_v2.xlsx | Inputs_endUseLoadShapes_PSE.xlsx | Inputs_Global_PSE.xlsx | Inputs_Product_Res DLC Water Heat-Switch_v2.xlsx | PSE | 18 | Winter | Peak | 6 | Res DLC Water Heat-Switch | 0 | 0 | 0 | 0 | 0 | 1.5897 | 1.6076 | 1.6258 | 1.6449 | 1.6642 | 1.6836 | 1.703 | 1.7224 | 1.7417 | 1.7609 | 1.78 | 1.799 | 1.8179 | 1.8366 | 1.8551 | 1.8735 | 1.8919 | 1.9101 | 1.9282 | 1.9461 | 0 | 0 | 0 | 0 | 0 | 0 | 0 | 0 | 0 | 0 | 2885.1729 | 2917.5468 | 2950.6565 | 2985.2485 | 3020.2708 | 3055.5096 | 3090.8317 | 3126.0317 | 3161.0207 | 3195.8348 | 3230.5101 | 3264.9855 | 3299.1972 | 3333.134 | 3366.8016 | 3400.2499 | 3433.5317 | 3466.6274 | 3499.5122 | 3531.9744 | 0 | 0 | 0 | 0 | 0 | 0 | 0 | 0 | 0 | 0
Inputs_Product_Res DLC Water Heat-Switch_v2.xlsx | Inputs_endUseLoadShapes_PSE.xlsx | Inputs_Global_PSE.xlsx | Inputs_Product_Res DLC Water Heat-Switch_v2.xlsx | PSE | 18 | Winter | Peak | 6 | Res DLC Water Heat-Switch | 0 | 0 | 0 | 0 | 0 | 4.3025 | 4.3508 | 4.4002 | 4.4518 | 4.504 | 4.5565 | 4.6092 | 4.6617 | 4.7139 | 4.7658 | 4.8175 | 4.8689 | 4.9199 | 4.9705 | 5.0207 | 5.0706 | 5.1203 | 5.1696 | 5.2186 | 5.2671 | 0 | 0 | 0 | 0 | 0 | 0 | 0 | 0 | 0 | 0 | 7808.557 | 7896.1754 | 7985.7847 | 8079.406 | 8174.1919 | 8269.5638 | 8365.1611 | 8460.4278 | 8555.1235 | 8649.3459 | 8743.1926 | 8836.4984 | 8929.0904 | 9020.9386 | 9112.0581 | 9202.584 | 9292.6591 | 9382.2309 | 9471.2316 | 9559.0888 | 0 | 0 | 0 | 0 | 0 | 0 | 0 | 0 | 0 | 0
Inputs_Product_Res DLC Water Heat-Switch_v2.xlsx | Inputs_endUseLoadShapes_PSE.xlsx | Inputs_Global_PSE.xlsx | Inputs_Product_Res DLC Water Heat-Switch_v2.xlsx | PSE | 18 | Winter | Peak | 6 | Res DLC Water Heat-Switch | 0 | 0 | 0 | 0 | 0 | 0 | 0 | 0 | 0 | 0 | 0 | 0 | 0 | 0 | 0 | 0 | 0 | 0 | 0 | 0 | 0 | 0 | 0 | 0 | 0 | 0 | 0 | 0 | 0 | 0 | 0 | 0 | 0 | 0 | 0 | 0 | 0 | 0 | 0 | 0 | 0 | 0 | 0 | 0 | 0 | 0 | 0 | 0 | 0 | 0 | 0 | 0 | 0 | 0 | 0 | 0 | 0 | 0 | 0 | 0 | 0 | 0 | 0 | 0 | 0
Inputs_Product_Small Com DLC Heat-Switch.xlsx | Inputs_endUseLoadShapes_PSE.xlsx | Inputs_Global_PSE.xlsx | Inputs_Product_Small Com DLC Heat-Switch.xlsx | PSE | 40 | Winter | Peak | 4 | Small Com DLC Heat-Switch | 0 | 0 | 0 | 0 | 0 | 0 | 0 | 0 | 0 | 0 | 0 | 0 | 0 | 0 | 0 | 0 | 0 | 0 | 0 | 0 | 0 | 0 | 0 | 0 | 0 | 0 | 0 | 0 | 0 | 0 | 0 | 0 | 0 | 0 | 0 | 0 | 0 | 0 | 0 | 0 | 0 | 0 | 0 | 0 | 0 | 0 | 0 | 0 | 0 | 0 | 0 | 0 | 0 | 0 | 0 | 0 | 0 | 0 | 0 | 0 | 0 | 0 | 0 | 0 | 0
Inputs_Product_Small Com DLC Heat-Switch.xlsx | Inputs_endUseLoadShapes_PSE.xlsx | Inputs_Global_PSE.xlsx | Inputs_Product_Small Com DLC Heat-Switch.xlsx | PSE | 40 | Winter | Peak | 4 | Small Com DLC Heat-Switch | 0 | 0 | 0 | 0 | 0 | 0 | 0 | 0 | 0 | 0 | 0 | 0 | 0 | 0 | 0 | 0 | 0 | 0 | 0 | 0 | 0 | 0 | 0 | 0 | 0 | 0 | 0 | 0 | 0 | 0 | 0 | 0 | 0 | 0 | 0 | 0 | 0 | 0 | 0 | 0 | 0 | 0 | 0 | 0 | 0 | 0 | 0 | 0 | 0 | 0 | 0 | 0 | 0 | 0 | 0 | 0 | 0 | 0 | 0 | 0 | 0 | 0 | 0 | 0 | 0
Inputs_Product_Small Com DLC Heat-Switch.xlsx | Inputs_endUseLoadShapes_PSE.xlsx | Inputs_Global_PSE.xlsx | Inputs_Product_Small Com DLC Heat-Switch.xlsx | PSE | 40 | Winter | Peak | 4 | Small Com DLC Heat-Switch | 0 | 0 | 0 | 0 | 0 | 0 | 0 | 0 | 0 | 0 | 0 | 0 | 0 | 0 | 0 | 0 | 0 | 0 | 0 | 0 | 0 | 0 | 0 | 0 | 0 | 0 | 0 | 0 | 0 | 0 | 0 | 0 | 0 | 0 | 0 | 0 | 0 | 0 | 0 | 0 | 0 | 0 | 0 | 0 | 0 | 0 | 0 | 0 | 0 | 0 | 0 | 0 | 0 | 0 | 0 | 0 | 0 | 0 | 0 | 0 | 0 | 0 | 0 | 0 | 0
Inputs_Product_Small Com DLC Heat-Switch.xlsx | Inputs_endUseLoadShapes_PSE.xlsx | Inputs_Global_PSE.xlsx | Inputs_Product_Small Com DLC Heat-Switch.xlsx | PSE | 40 | Winter | Peak | 4 | Small Com DLC Heat-Switch | 0 | 0 | 0 | 0 | 0 | 0 | 0 | 0 | 0 | 0 | 0 | 0 | 0 | 0 | 0 | 0 | 0 | 0 | 0 | 0 | 0 | 0 | 0 | 0 | 0 | 0 | 0 | 0 | 0 | 0 | 0 | 0 | 0 | 0 | 0 | 0 | 0 | 0 | 0 | 0 | 0 | 0 | 0 | 0 | 0 | 0 | 0 | 0 | 0 | 0 | 0 | 0 | 0 | 0 | 0 | 0 | 0 | 0 | 0 | 0 | 0 | 0 | 0 | 0 | 0
Inputs_Product_Small Com DLC Heat-Switch.xlsx | Inputs_endUseLoadShapes_PSE.xlsx | Inputs_Global_PSE.xlsx | Inputs_Product_Small Com DLC Heat-Switch.xlsx | PSE | 40 | Winter | Peak | 4 | Small Com DLC Heat-Switch | 0 | 0 | 0 | 0 | 0 | 0 | 0 | 0 | 0 | 0 | 0 | 0 | 0 | 0 | 0 | 0 | 0 | 0 | 0 | 0 | 0 | 0 | 0 | 0 | 0 | 0 | 0 | 0 | 0 | 0 | 0 | 0 | 0 | 0 | 0 | 0 | 0 | 0 | 0 | 0 | 0 | 0 | 0 | 0 | 0 | 0 | 0 | 0 | 0 | 0 | 0 | 0 | 0 | 0 | 0 | 0 | 0 | 0 | 0 | 0 | 0 | 0 | 0 | 0 | 0
Inputs_Product_Small Com DLC Heat-Switch.xlsx | Inputs_endUseLoadShapes_PSE.xlsx | Inputs_Global_PSE.xlsx | Inputs_Product_Small Com DLC Heat-Switch.xlsx | PSE | 40 | Winter | Peak | 4 | Small Com DLC Heat-Switch | 0 | 0 | 0 | 0 | 0 | 0 | 0 | 0 | 0 | 0 | 0 | 0 | 0 | 0 | 0 | 0 | 0 | 0 | 0 | 0 | 0 | 0 | 0 | 0 | 0 | 0 | 0 | 0 | 0 | 0 | 0 | 0 | 0 | 0 | 0 | 0 | 0 | 0 | 0 | 0 | 0 | 0 | 0 | 0 | 0 | 0 | 0 | 0 | 0 | 0 | 0 | 0 | 0 | 0 | 0 | 0 | 0 | 0 | 0 | 0 | 0 | 0 | 0 | 0 | 0
Inputs_Product_Small Com DLC Heat-Switch.xlsx | Inputs_endUseLoadShapes_PSE.xlsx | Inputs_Global_PSE.xlsx | Inputs_Product_Small Com DLC Heat-Switch.xlsx | PSE | 40 | Winter | Peak | 4 | Small Com DLC Heat-Switch | 0 | 0 | 0 | 0 | 0 | 0 | 0 | 0 | 0 | 0 | 0 | 0 | 0 | 0 | 0 | 0 | 0 | 0 | 0 | 0 | 0 | 0 | 0 | 0 | 0 | 0 | 0 | 0 | 0 | 0 | 0 | 0 | 0 | 0 | 0 | 0 | 0 | 0 | 0 | 0 | 0 | 0 | 0 | 0 | 0 | 0 | 0 | 0 | 0 | 0 | 0 | 0 | 0 | 0 | 0 | 0 | 0 | 0 | 0 | 0 | 0 | 0 | 0 | 0 | 0
Inputs_Product_Small Com DLC Heat-Switch.xlsx | Inputs_endUseLoadShapes_PSE.xlsx | Inputs_Global_PSE.xlsx | Inputs_Product_Small Com DLC Heat-Switch.xlsx | PSE | 40 | Winter | Peak | 4 | Small Com DLC Heat-Switch | 0 | 0 | 0 | 0 | 0 | 0 | 0 | 0 | 0 | 0 | 0 | 0 | 0 | 0 | 0 | 0 | 0 | 0 | 0 | 0 | 0 | 0 | 0 | 0 | 0 | 0 | 0 | 0 | 0 | 0 | 0 | 0 | 0 | 0 | 0 | 0 | 0 | 0 | 0 | 0 | 0 | 0 | 0 | 0 | 0 | 0 | 0 | 0 | 0 | 0 | 0 | 0 | 0 | 0 | 0 | 0 | 0 | 0 | 0 | 0 | 0 | 0 | 0 | 0 | 0
Inputs_Product_Small Com DLC Heat-Switch.xlsx | Inputs_endUseLoadShapes_PSE.xlsx | Inputs_Global_PSE.xlsx | Inputs_Product_Small Com DLC Heat-Switch.xlsx | PSE | 40 | Winter | Peak | 4 | Small Com DLC Heat-Switch | 0 | 0 | 0 | 0 | 0 | 0 | 0 | 0 | 0 | 0 | 0 | 0 | 0 | 0 | 0 | 0 | 0 | 0 | 0 | 0 | 0 | 0 | 0 | 0 | 0 | 0 | 0 | 0 | 0 | 0 | 0 | 0 | 0 | 0 | 0 | 0 | 0 | 0 | 0 | 0 | 0 | 0 | 0 | 0 | 0 | 0 | 0 | 0 | 0 | 0 | 0 | 0 | 0 | 0 | 0 | 0 | 0 | 0 | 0 | 0 | 0 | 0 | 0 | 0 | 0
Inputs_Product_Small Com DLC Heat-Switch.xlsx | Inputs_endUseLoadShapes_PSE.xlsx | Inputs_Global_PSE.xlsx | Inputs_Product_Small Com DLC Heat-Switch.xlsx | PSE | 40 | Winter | Peak | 4 | Small Com DLC Heat-Switch | 0 | 0 | 0 | 0 | 0 | 0 | 0 | 0 | 0 | 0 | 0 | 0 | 0 | 0 | 0 | 0 | 0 | 0 | 0 | 0 | 0 | 0 | 0 | 0 | 0 | 0 | 0 | 0 | 0 | 0 | 0 | 0 | 0 | 0 | 0 | 0 | 0 | 0 | 0 | 0 | 0 | 0 | 0 | 0 | 0 | 0 | 0 | 0 | 0 | 0 | 0 | 0 | 0 | 0 | 0 | 0 | 0 | 0 | 0 | 0 | 0 | 0 | 0 | 0 | 0
Inputs_Product_Small Com DLC Heat-Switch.xlsx | Inputs_endUseLoadShapes_PSE.xlsx | Inputs_Global_PSE.xlsx | Inputs_Product_Small Com DLC Heat-Switch.xlsx | PSE | 40 | Winter | Peak | 4 | Small Com DLC Heat-Switch | 0 | 0 | 0 | 0 | 0 | 0.72482 | 0.73682 | 0.74865 | 0.76167 | 0.77542 | 0.78929 | 0.80288 | 0.81641 | 0.83017 | 0.84408 | 0.8582 | 0.8725 | 0.88684 | 0.90126 | 0.91592 | 0.93089 | 0.94609 | 0.96157 | 0.97732 | 0.99315 | 0 | 0 | 0 | 0 | 0 | 0 | 0 | 0 | 0 | 0 | 407.4249 | 414.1711 | 420.8208 | 428.1405 | 435.868 | 443.664 | 451.3029 | 458.9055 | 466.6406 | 474.4618 | 482.3971 | 490.4377 | 498.4987 | 506.6033 | 514.8436 | 523.2596 | 531.8032 | 540.5059 | 549.3591 | 558.2529 | 0 | 0 | 0 | 0 | 0 | 0 | 0 | 0 | 0 | 0
Inputs_Product_Small Com DLC Heat-Switch.xlsx | Inputs_endUseLoadShapes_PSE.xlsx | Inputs_Global_PSE.xlsx | Inputs_Product_Small Com DLC Heat-Switch.xlsx | PSE | 40 | Winter | Peak | 4 | Small Com DLC Heat-Switch | 0 | 0 | 0 | 0 | 0 | 0.13019 | 0.13235 | 0.13447 | 0.13681 | 0.13928 | 0.14177 | 0.14421 | 0.14664 | 0.14911 | 0.15161 | 0.15415 | 0.15672 | 0.15929 | 0.16188 | 0.16452 | 0.16721 | 0.16994 | 0.17272 | 0.17555 | 0.17839 | 0 | 0 | 0 | 0 | 0 | 0 | 0 | 0 | 0 | 0 | 73.1813 | 74.3931 | 75.5875 | 76.9023 | 78.2903 | 79.6906 | 81.0627 | 82.4282 | 83.8176 | 85.2224 | 86.6478 | 88.092 | 89.5399 | 90.9957 | 92.4758 | 93.9875 | 95.5221 | 97.0852 | 98.6754 | 100.2729 | 0 | 0 | 0 | 0 | 0 | 0 | 0 | 0 | 0 | 0
Inputs_Product_Small Com DLC Heat-Switch.xlsx | Inputs_endUseLoadShapes_PSE.xlsx | Inputs_Global_PSE.xlsx | Inputs_Product_Small Com DLC Heat-Switch.xlsx | PSE | 40 | Winter | Peak | 4 | Small Com DLC Heat-Switch | 0 | 0 | 0 | 0 | 0 | 0 | 0 | 0 | 0 | 0 | 0 | 0 | 0 | 0 | 0 | 0 | 0 | 0 | 0 | 0 | 0 | 0 | 0 | 0 | 0 | 0 | 0 | 0 | 0 | 0 | 0 | 0 | 0 | 0 | 0 | 0 | 0 | 0 | 0 | 0 | 0 | 0 | 0 | 0 | 0 | 0 | 0 | 0 | 0 | 0 | 0 | 0 | 0 | 0 | 0 | 0 | 0 | 0 | 0 | 0 | 0 | 0 | 0 | 0 | 0
Inputs_Product_Small Com DLC Heat-Switch.xlsx | Inputs_endUseLoadShapes_PSE.xlsx | Inputs_Global_PSE.xlsx | Inputs_Product_Small Com DLC Heat-Switch.xlsx | PSE | 40 | Winter | Peak | 4 | Small Com DLC Heat-Switch | 0 | 0 | 0 | 0 | 0 | 0 | 0 | 0 | 0 | 0 | 0 | 0 | 0 | 0 | 0 | 0 | 0 | 0 | 0 | 0 | 0 | 0 | 0 | 0 | 0 | 0 | 0 | 0 | 0 | 0 | 0 | 0 | 0 | 0 | 0 | 0 | 0 | 0 | 0 | 0 | 0 | 0 | 0 | 0 | 0 | 0 | 0 | 0 | 0 | 0 | 0 | 0 | 0 | 0 | 0 | 0 | 0 | 0 | 0 | 0 | 0 | 0 | 0 | 0 | 0
Inputs_Product_Small Com DLC Heat-Switch.xlsx | Inputs_endUseLoadShapes_PSE.xlsx | Inputs_Global_PSE.xlsx | Inputs_Product_Small Com DLC Heat-Switch.xlsx | PSE | 40 | Winter | Peak | 4 | Small Com DLC Heat-Switch | 0 | 0 | 0 | 0 | 0 | 0 | 0 | 0 | 0 | 0 | 0 | 0 | 0 | 0 | 0 | 0 | 0 | 0 | 0 | 0 | 0 | 0 | 0 | 0 | 0 | 0 | 0 | 0 | 0 | 0 | 0 | 0 | 0 | 0 | 0 | 0 | 0 | 0 | 0 | 0 | 0 | 0 | 0 | 0 | 0 | 0 | 0 | 0 | 0 | 0 | 0 | 0 | 0 | 0 | 0 | 0 | 0 | 0 | 0 | 0 | 0 | 0 | 0 | 0 | 0
Inputs_Product_Small Com DLC Heat-Switch.xlsx | Inputs_endUseLoadShapes_PSE.xlsx | Inputs_Global_PSE.xlsx | Inputs_Product_Small Com DLC Heat-Switch.xlsx | PSE | 40 | Winter | Peak | 4 | Small Com DLC Heat-Switch | 0 | 0 | 0 | 0 | 0 | 0 | 0 | 0 | 0 | 0 | 0 | 0 | 0 | 0 | 0 | 0 | 0 | 0 | 0 | 0 | 0 | 0 | 0 | 0 | 0 | 0 | 0 | 0 | 0 | 0 | 0 | 0 | 0 | 0 | 0 | 0 | 0 | 0 | 0 | 0 | 0 | 0 | 0 | 0 | 0 | 0 | 0 | 0 | 0 | 0 | 0 | 0 | 0 | 0 | 0 | 0 | 0 | 0 | 0 | 0 | 0 | 0 | 0 | 0 | 0
Inputs_Product_Small Com DLC Heat-Switch.xlsx | Inputs_endUseLoadShapes_PSE.xlsx | Inputs_Global_PSE.xlsx | Inputs_Product_Small Com DLC Heat-Switch.xlsx | PSE | 40 | Winter | Peak | 4 | Small Com DLC Heat-Switch | 0 | 0 | 0 | 0 | 0 | 0 | 0 | 0 | 0 | 0 | 0 | 0 | 0 | 0 | 0 | 0 | 0 | 0 | 0 | 0 | 0 | 0 | 0 | 0 | 0 | 0 | 0 | 0 | 0 | 0 | 0 | 0 | 0 | 0 | 0 | 0 | 0 | 0 | 0 | 0 | 0 | 0 | 0 | 0 | 0 | 0 | 0 | 0 | 0 | 0 | 0 | 0 | 0 | 0 | 0 | 0 | 0 | 0 | 0 | 0 | 0 | 0 | 0 | 0 | 0
Inputs_Product_Small Com DLC Heat-Switch.xlsx | Inputs_endUseLoadShapes_PSE.xlsx | Inputs_Global_PSE.xlsx | Inputs_Product_Small Com DLC Heat-Switch.xlsx | PSE | 40 | Winter | Peak | 4 | Small Com DLC Heat-Switch | 0 | 0 | 0 | 0 | 0 | 0 | 0 | 0 | 0 | 0 | 0 | 0 | 0 | 0 | 0 | 0 | 0 | 0 | 0 | 0 | 0 | 0 | 0 | 0 | 0 | 0 | 0 | 0 | 0 | 0 | 0 | 0 | 0 | 0 | 0 | 0 | 0 | 0 | 0 | 0 | 0 | 0 | 0 | 0 | 0 | 0 | 0 | 0 | 0 | 0 | 0 | 0 | 0 | 0 | 0 | 0 | 0 | 0 | 0 | 0 | 0 | 0 | 0 | 0 | 0
Inputs_Product_Small Com DLC Heat-Switch.xlsx | Inputs_endUseLoadShapes_PSE.xlsx | Inputs_Global_PSE.xlsx | Inputs_Product_Small Com DLC Heat-Switch.xlsx | PSE | 40 | Winter | Peak | 4 | Small Com DLC Heat-Switch | 0 | 0 | 0 | 0 | 0 | 0 | 0 | 0 | 0 | 0 | 0 | 0 | 0 | 0 | 0 | 0 | 0 | 0 | 0 | 0 | 0 | 0 | 0 | 0 | 0 | 0 | 0 | 0 | 0 | 0 | 0 | 0 | 0 | 0 | 0 | 0 | 0 | 0 | 0 | 0 | 0 | 0 | 0 | 0 | 0 | 0 | 0 | 0 | 0 | 0 | 0 | 0 | 0 | 0 | 0 | 0 | 0 | 0 | 0 | 0 | 0 | 0 | 0 | 0 | 0
Inputs_Product_Small Com DLC Heat-Switch.xlsx | Inputs_endUseLoadShapes_PSE.xlsx | Inputs_Global_PSE.xlsx | Inputs_Product_Small Com DLC Heat-Switch.xlsx | PSE | 40 | Winter | Peak | 4 | Small Com DLC Heat-Switch | 0 | 0 | 0 | 0 | 0 | 0 | 0 | 0 | 0 | 0 | 0 | 0 | 0 | 0 | 0 | 0 | 0 | 0 | 0 | 0 | 0 | 0 | 0 | 0 | 0 | 0 | 0 | 0 | 0 | 0 | 0 | 0 | 0 | 0 | 0 | 0 | 0 | 0 | 0 | 0 | 0 | 0 | 0 | 0 | 0 | 0 | 0 | 0 | 0 | 0 | 0 | 0 | 0 | 0 | 0 | 0 | 0 | 0 | 0 | 0 | 0 | 0 | 0 | 0 | 0
Inputs_Product_Small Com DLC Heat-Switch.xlsx | Inputs_endUseLoadShapes_PSE.xlsx | Inputs_Global_PSE.xlsx | Inputs_Product_Small Com DLC Heat-Switch.xlsx | PSE | 40 | Winter | Peak | 4 | Small Com DLC Heat-Switch | 0 | 0 | 0 | 0 | 0 | 0 | 0 | 0 | 0 | 0 | 0 | 0 | 0 | 0 | 0 | 0 | 0 | 0 | 0 | 0 | 0 | 0 | 0 | 0 | 0 | 0 | 0 | 0 | 0 | 0 | 0 | 0 | 0 | 0 | 0 | 0 | 0 | 0 | 0 | 0 | 0 | 0 | 0 | 0 | 0 | 0 | 0 | 0 | 0 | 0 | 0 | 0 | 0 | 0 | 0 | 0 | 0 | 0 | 0 | 0 | 0 | 0 | 0 | 0 | 0
Inputs_Product_Small Com DLC Heat-Switch.xlsx | Inputs_endUseLoadShapes_PSE.xlsx | Inputs_Global_PSE.xlsx | Inputs_Product_Small Com DLC Heat-Switch.xlsx | PSE | 40 | Winter | Peak | 4 | Small Com DLC Heat-Switch | 0 | 0 | 0 | 0 | 0 | 0 | 0 | 0 | 0 | 0 | 0 | 0 | 0 | 0 | 0 | 0 | 0 | 0 | 0 | 0 | 0 | 0 | 0 | 0 | 0 | 0 | 0 | 0 | 0 | 0 | 0 | 0 | 0 | 0 | 0 | 0 | 0 | 0 | 0 | 0 | 0 | 0 | 0 | 0 | 0 | 0 | 0 | 0 | 0 | 0 | 0 | 0 | 0 | 0 | 0 | 0 | 0 | 0 | 0 | 0 | 0 | 0 | 0 | 0 | 0
Inputs_Product_Small Com DLC Heat-Switch.xlsx | Inputs_endUseLoadShapes_PSE.xlsx | Inputs_Global_PSE.xlsx | Inputs_Product_Small Com DLC Heat-Switch.xlsx | PSE | 40 | Winter | Peak | 4 | Small Com DLC Heat-Switch | 0 | 0 | 0 | 0 | 0 | 0 | 0 | 0 | 0 | 0 | 0 | 0 | 0 | 0 | 0 | 0 | 0 | 0 | 0 | 0 | 0 | 0 | 0 | 0 | 0 | 0 | 0 | 0 | 0 | 0 | 0 | 0 | 0 | 0 | 0 | 0 | 0 | 0 | 0 | 0 | 0 | 0 | 0 | 0 | 0 | 0 | 0 | 0 | 0 | 0 | 0 | 0 | 0 | 0 | 0 | 0 | 0 | 0 | 0 | 0 | 0 | 0 | 0 | 0 | 0
Inputs_Product_Small Com DLC Heat-Switch.xlsx | Inputs_endUseLoadShapes_PSE.xlsx | Inputs_Global_PSE.xlsx | Inputs_Product_Small Com DLC Heat-Switch.xlsx | PSE | 40 | Winter | Peak | 4 | Small Com DLC Heat-Switch | 0 | 0 | 0 | 0 | 0 | 0 | 0 | 0 | 0 | 0 | 0 | 0 | 0 | 0 | 0 | 0 | 0 | 0 | 0 | 0 | 0 | 0 | 0 | 0 | 0 | 0 | 0 | 0 | 0 | 0 | 0 | 0 | 0 | 0 | 0 | 0 | 0 | 0 | 0 | 0 | 0 | 0 | 0 | 0 | 0 | 0 | 0 | 0 | 0 | 0 | 0 | 0 | 0 | 0 | 0 | 0 | 0 | 0 | 0 | 0 | 0 | 0 | 0 | 0 | 0
Inputs_Product_Small Com DLC Heat-Switch.xlsx | Inputs_endUseLoadShapes_PSE.xlsx | Inputs_Global_PSE.xlsx | Inputs_Product_Small Com DLC Heat-Switch.xlsx | PSE | 40 | Winter | Peak | 4 | Small Com DLC Heat-Switch | 0 | 0 | 0 | 0 | 0 | 0 | 0 | 0 | 0 | 0 | 0 | 0 | 0 | 0 | 0 | 0 | 0 | 0 | 0 | 0 | 0 | 0 | 0 | 0 | 0 | 0 | 0 | 0 | 0 | 0 | 0 | 0 | 0 | 0 | 0 | 0 | 0 | 0 | 0 | 0 | 0 | 0 | 0 | 0 | 0 | 0 | 0 | 0 | 0 | 0 | 0 | 0 | 0 | 0 | 0 | 0 | 0 | 0 | 0 | 0 | 0 | 0 | 0 | 0 | 0
Inputs_Product_Small Com DLC Heat-Switch.xlsx | Inputs_endUseLoadShapes_PSE.xlsx | Inputs_Global_PSE.xlsx | Inputs_Product_Small Com DLC Heat-Switch.xlsx | PSE | 40 | Winter | Peak | 4 | Small Com DLC Heat-Switch | 0 | 0 | 0 | 0 | 0 | 0 | 0 | 0 | 0 | 0 | 0 | 0 | 0 | 0 | 0 | 0 | 0 | 0 | 0 | 0 | 0 | 0 | 0 | 0 | 0 | 0 | 0 | 0 | 0 | 0 | 0 | 0 | 0 | 0 | 0 | 0 | 0 | 0 | 0 | 0 | 0 | 0 | 0 | 0 | 0 | 0 | 0 | 0 | 0 | 0 | 0 | 0 | 0 | 0 | 0 | 0 | 0 | 0 | 0 | 0 | 0 | 0 | 0 | 0 | 0
Inputs_Product_Small Com DLC Heat-Switch.xlsx | Inputs_endUseLoadShapes_PSE.xlsx | Inputs_Global_PSE.xlsx | Inputs_Product_Small Com DLC Heat-Switch.xlsx | PSE | 40 | Winter | Peak | 4 | Small Com DLC Heat-Switch | 0 | 0 | 0 | 0 | 0 | 0 | 0 | 0 | 0 | 0 | 0 | 0 | 0 | 0 | 0 | 0 | 0 | 0 | 0 | 0 | 0 | 0 | 0 | 0 | 0 | 0 | 0 | 0 | 0 | 0 | 0 | 0 | 0 | 0 | 0 | 0 | 0 | 0 | 0 | 0 | 0 | 0 | 0 | 0 | 0 | 0 | 0 | 0 | 0 | 0 | 0 | 0 | 0 | 0 | 0 | 0 | 0 | 0 | 0 | 0 | 0 | 0 | 0 | 0 | 0
Inputs_Product_Small Com DLC Heat-Switch.xlsx | Inputs_endUseLoadShapes_PSE.xlsx | Inputs_Global_PSE.xlsx | Inputs_Product_Small Com DLC Heat-Switch.xlsx | PSE | 40 | Winter | Peak | 4 | Small Com DLC Heat-Switch | 0 | 0 | 0 | 0 | 0 | 0 | 0 | 0 | 0 | 0 | 0 | 0 | 0 | 0 | 0 | 0 | 0 | 0 | 0 | 0 | 0 | 0 | 0 | 0 | 0 | 0 | 0 | 0 | 0 | 0 | 0 | 0 | 0 | 0 | 0 | 0 | 0 | 0 | 0 | 0 | 0 | 0 | 0 | 0 | 0 | 0 | 0 | 0 | 0 | 0 | 0 | 0 | 0 | 0 | 0 | 0 | 0 | 0 | 0 | 0 | 0 | 0 | 0 | 0 | 0
Inputs_Product_Small Com DLC Heat-Switch.xlsx | Inputs_endUseLoadShapes_PSE.xlsx | Inputs_Global_PSE.xlsx | Inputs_Product_Small Com DLC Heat-Switch.xlsx | PSE | 40 | Winter | Peak | 4 | Small Com DLC Heat-Switch | 0 | 0 | 0 | 0 | 0 | 0 | 0 | 0 | 0 | 0 | 0 | 0 | 0 | 0 | 0 | 0 | 0 | 0 | 0 | 0 | 0 | 0 | 0 | 0 | 0 | 0 | 0 | 0 | 0 | 0 | 0 | 0 | 0 | 0 | 0 | 0 | 0 | 0 | 0 | 0 | 0 | 0 | 0 | 0 | 0 | 0 | 0 | 0 | 0 | 0 | 0 | 0 | 0 | 0 | 0 | 0 | 0 | 0 | 0 | 0 | 0 | 0 | 0 | 0 | 0
Inputs_Product_Small Com DLC Heat-Switch.xlsx | Inputs_endUseLoadShapes_PSE.xlsx | Inputs_Global_PSE.xlsx | Inputs_Product_Small Com DLC Heat-Switch.xlsx | PSE | 40 | Winter | Peak | 4 | Small Com DLC Heat-Switch | 0 | 0 | 0 | 0 | 0 | 0 | 0 | 0 | 0 | 0 | 0 | 0 | 0 | 0 | 0 | 0 | 0 | 0 | 0 | 0 | 0 | 0 | 0 | 0 | 0 | 0 | 0 | 0 | 0 | 0 | 0 | 0 | 0 | 0 | 0 | 0 | 0 | 0 | 0 | 0 | 0 | 0 | 0 | 0 | 0 | 0 | 0 | 0 | 0 | 0 | 0 | 0 | 0 | 0 | 0 | 0 | 0 | 0 | 0 | 0 | 0 | 0 | 0 | 0 | 0
Inputs_Product_Small Com DLC Heat-Switch.xlsx | Inputs_endUseLoadShapes_PSE.xlsx | Inputs_Global_PSE.xlsx | Inputs_Product_Small Com DLC Heat-Switch.xlsx | PSE | 40 | Winter | Peak | 4 | Small Com DLC Heat-Switch | 0 | 0 | 0 | 0 | 0 | 0 | 0 | 0 | 0 | 0 | 0 | 0 | 0 | 0 | 0 | 0 | 0 | 0 | 0 | 0 | 0 | 0 | 0 | 0 | 0 | 0 | 0 | 0 | 0 | 0 | 0 | 0 | 0 | 0 | 0 | 0 | 0 | 0 | 0 | 0 | 0 | 0 | 0 | 0 | 0 | 0 | 0 | 0 | 0 | 0 | 0 | 0 | 0 | 0 | 0 | 0 | 0 | 0 | 0 | 0 | 0 | 0 | 0 | 0 | 0
Inputs_Product_Small Com DLC Heat-Switch.xlsx | Inputs_endUseLoadShapes_PSE.xlsx | Inputs_Global_PSE.xlsx | Inputs_Product_Small Com DLC Heat-Switch.xlsx | PSE | 40 | Winter | Peak | 4 | Small Com DLC Heat-Switch | 0 | 0 | 0 | 0 | 0 | 0 | 0 | 0 | 0 | 0 | 0 | 0 | 0 | 0 | 0 | 0 | 0 | 0 | 0 | 0 | 0 | 0 | 0 | 0 | 0 | 0 | 0 | 0 | 0 | 0 | 0 | 0 | 0 | 0 | 0 | 0 | 0 | 0 | 0 | 0 | 0 | 0 | 0 | 0 | 0 | 0 | 0 | 0 | 0 | 0 | 0 | 0 | 0 | 0 | 0 | 0 | 0 | 0 | 0 | 0 | 0 | 0 | 0 | 0 | 0
Inputs_Product_Small Com DLC Heat-Switch.xlsx | Inputs_endUseLoadShapes_PSE.xlsx | Inputs_Global_PSE.xlsx | Inputs_Product_Small Com DLC Heat-Switch.xlsx | PSE | 40 | Winter | Peak | 4 | Small Com DLC Heat-Switch | 0 | 0 | 0 | 0 | 0 | 0 | 0 | 0 | 0 | 0 | 0 | 0 | 0 | 0 | 0 | 0 | 0 | 0 | 0 | 0 | 0 | 0 | 0 | 0 | 0 | 0 | 0 | 0 | 0 | 0 | 0 | 0 | 0 | 0 | 0 | 0 | 0 | 0 | 0 | 0 | 0 | 0 | 0 | 0 | 0 | 0 | 0 | 0 | 0 | 0 | 0 | 0 | 0 | 0 | 0 | 0 | 0 | 0 | 0 | 0 | 0 | 0 | 0 | 0 | 0
Inputs_Product_Small Com DLC Heat-Switch.xlsx | Inputs_endUseLoadShapes_PSE.xlsx | Inputs_Global_PSE.xlsx | Inputs_Product_Small Com DLC Heat-Switch.xlsx | PSE | 40 | Winter | Peak | 4 | Small Com DLC Heat-Switch | 0 | 0 | 0 | 0 | 0 | 0 | 0 | 0 | 0 | 0 | 0 | 0 | 0 | 0 | 0 | 0 | 0 | 0 | 0 | 0 | 0 | 0 | 0 | 0 | 0 | 0 | 0 | 0 | 0 | 0 | 0 | 0 | 0 | 0 | 0 | 0 | 0 | 0 | 0 | 0 | 0 | 0 | 0 | 0 | 0 | 0 | 0 | 0 | 0 | 0 | 0 | 0 | 0 | 0 | 0 | 0 | 0 | 0 | 0 | 0 | 0 | 0 | 0 | 0 | 0
Inputs_Product_Small Com DLC Heat-Switch.xlsx | Inputs_endUseLoadShapes_PSE.xlsx | Inputs_Global_PSE.xlsx | Inputs_Product_Small Com DLC Heat-Switch.xlsx | PSE | 40 | Winter | Peak | 4 | Small Com DLC Heat-Switch | 0 | 0 | 0 | 0 | 0 | 0 | 0 | 0 | 0 | 0 | 0 | 0 | 0 | 0 | 0 | 0 | 0 | 0 | 0 | 0 | 0 | 0 | 0 | 0 | 0 | 0 | 0 | 0 | 0 | 0 | 0 | 0 | 0 | 0 | 0 | 0 | 0 | 0 | 0 | 0 | 0 | 0 | 0 | 0 | 0 | 0 | 0 | 0 | 0 | 0 | 0 | 0 | 0 | 0 | 0 | 0 | 0 | 0 | 0 | 0 | 0 | 0 | 0 | 0 | 0
Inputs_Product_Small Com DLC Heat-Switch.xlsx | Inputs_endUseLoadShapes_PSE.xlsx | Inputs_Global_PSE.xlsx | Inputs_Product_Small Com DLC Heat-Switch.xlsx | PSE | 40 | Winter | Peak | 4 | Small Com DLC Heat-Switch | 0 | 0 | 0 | 0 | 0 | 0 | 0 | 0 | 0 | 0 | 0 | 0 | 0 | 0 | 0 | 0 | 0 | 0 | 0 | 0 | 0 | 0 | 0 | 0 | 0 | 0 | 0 | 0 | 0 | 0 | 0 | 0 | 0 | 0 | 0 | 0 | 0 | 0 | 0 | 0 | 0 | 0 | 0 | 0 | 0 | 0 | 0 | 0 | 0 | 0 | 0 | 0 | 0 | 0 | 0 | 0 | 0 | 0 | 0 | 0 | 0 | 0 | 0 | 0 | 0
Inputs_Product_Small Com DLC Heat-Switch.xlsx | Inputs_endUseLoadShapes_PSE.xlsx | Inputs_Global_PSE.xlsx | Inputs_Product_Small Com DLC Heat-Switch.xlsx | PSE | 40 | Winter | Peak | 4 | Small Com DLC Heat-Switch | 0 | 0 | 0 | 0 | 0 | 0 | 0 | 0 | 0 | 0 | 0 | 0 | 0 | 0 | 0 | 0 | 0 | 0 | 0 | 0 | 0 | 0 | 0 | 0 | 0 | 0 | 0 | 0 | 0 | 0 | 0 | 0 | 0 | 0 | 0 | 0 | 0 | 0 | 0 | 0 | 0 | 0 | 0 | 0 | 0 | 0 | 0 | 0 | 0 | 0 | 0 | 0 | 0 | 0 | 0 | 0 | 0 | 0 | 0 | 0 | 0 | 0 | 0 | 0 | 0
Inputs_Product_Small Com DLC Heat-Switch.xlsx | Inputs_endUseLoadShapes_PSE.xlsx | Inputs_Global_PSE.xlsx | Inputs_Product_Small Com DLC Heat-Switch.xlsx | PSE | 40 | Winter | Peak | 4 | Small Com DLC Heat-Switch | 0 | 0 | 0 | 0 | 0 | 0 | 0 | 0 | 0 | 0 | 0 | 0 | 0 | 0 | 0 | 0 | 0 | 0 | 0 | 0 | 0 | 0 | 0 | 0 | 0 | 0 | 0 | 0 | 0 | 0 | 0 | 0 | 0 | 0 | 0 | 0 | 0 | 0 | 0 | 0 | 0 | 0 | 0 | 0 | 0 | 0 | 0 | 0 | 0 | 0 | 0 | 0 | 0 | 0 | 0 | 0 | 0 | 0 | 0 | 0 | 0 | 0 | 0 | 0 | 0
Inputs_Product_Small Com DLC Heat-Switch.xlsx | Inputs_endUseLoadShapes_PSE.xlsx | Inputs_Global_PSE.xlsx | Inputs_Product_Small Com DLC Heat-Switch.xlsx | PSE | 40 | Winter | Peak | 4 | Small Com DLC Heat-Switch | 0 | 0 | 0 | 0 | 0 | 0 | 0 | 0 | 0 | 0 | 0 | 0 | 0 | 0 | 0 | 0 | 0 | 0 | 0 | 0 | 0 | 0 | 0 | 0 | 0 | 0 | 0 | 0 | 0 | 0 | 0 | 0 | 0 | 0 | 0 | 0 | 0 | 0 | 0 | 0 | 0 | 0 | 0 | 0 | 0 | 0 | 0 | 0 | 0 | 0 | 0 | 0 | 0 | 0 | 0 | 0 | 0 | 0 | 0 | 0 | 0 | 0 | 0 | 0 | 0
Inputs_Product_Small Com DLC Heat-Switch.xlsx | Inputs_endUseLoadShapes_PSE.xlsx | Inputs_Global_PSE.xlsx | Inputs_Product_Small Com DLC Heat-Switch.xlsx | PSE | 40 | Winter | Peak | 4 | Small Com DLC Heat-Switch | 0 | 0 | 0 | 0 | 0 | 0 | 0 | 0 | 0 | 0 | 0 | 0 | 0 | 0 | 0 | 0 | 0 | 0 | 0 | 0 | 0 | 0 | 0 | 0 | 0 | 0 | 0 | 0 | 0 | 0 | 0 | 0 | 0 | 0 | 0 | 0 | 0 | 0 | 0 | 0 | 0 | 0 | 0 | 0 | 0 | 0 | 0 | 0 | 0 | 0 | 0 | 0 | 0 | 0 | 0 | 0 | 0 | 0 | 0 | 0 | 0 | 0 | 0 | 0 | 0
Res CPP-No Enablement_PSE_Winter_9.19.2018_9.33.09 PM.xlsx | Inputs_endUseLoadShapes_PSE.xlsx | Inputs_Global_PSE.xlsx | Inputs_Product_Res CPP-No Enablement.xlsx | PSE | 20 | Winter | Peak | 4 | Res CPP-No Enablement | Commercial | Hospital | 60.1174 | 0 | 0 | 0 | 0 | 0 | 0 | 0 | 0 | 0 | 0 | 0 | 0 | 0 | 0 | 0 | 0 | 0 | 0 | 0 | 0 | 0 | 0 | [10 empty] | 0 | 0 | 0 | 0 | 0 | 0 | 0 | 0 | 0 | 0 | 0 | 0 | 0 | 0 | 0 | 0 | 0 | 0 | 0 | 0 | 0 | 0 | 0 | 0 | 0 | 0 | 0 | 0 | 0 | 0
Res CPP-No Enablement_PSE_Winter_9.19.2018_9.33.09 PM.xlsx | Inputs_endUseLoadShapes_PSE.xlsx | Inputs_Global_PSE.xlsx | Inputs_Product_Res CPP-No Enablement.xlsx | PSE | 20 | Winter | Peak | 4 | Res CPP-No Enablement | Commercial | Large Office | 276.206 | 0 | 0 | 0 | 0 | 0 | 0 | 0 | 0 | 0 | 0 | 0 | 0 | 0 | 0 | 0 | 0 | 0 | 0 | 0 | 0 | 0 | 0 | [10 empty] | 0 | 0 | 0 | 0 | 0 | 0 | 0 | 0 | 0 | 0 | 0 | 0 | 0 | 0 | 0 | 0 | 0 | 0 | 0 | 0 | 0 | 0 | 0 | 0 | 0 | 0 | 0 | 0 | 0 | 0
Res CPP-No Enablement_PSE_Winter_9.19.2018_9.33.09 PM.xlsx | Inputs_endUseLoadShapes_PSE.xlsx | Inputs_Global_PSE.xlsx | Inputs_Product_Res CPP-No Enablement.xlsx | PSE | 20 | Winter | Peak | 4 | Res CPP-No Enablement | Commercial | Large Retail | 59.7663 | 0 | 0 | 0 | 0 | 0 | 0 | 0 | 0 | 0 | 0 | 0 | 0 | 0 | 0 | 0 | 0 | 0 | 0 | 0 | 0 | 0 | 0 | [10 empty] | 0 | 0 | 0 | 0 | 0 | 0 | 0 | 0 | 0 | 0 | 0 | 0 | 0 | 0 | 0 | 0 | 0 | 0 | 0 | 0 | 0 | 0 | 0 | 0 | 0 | 0 | 0 | 0 | 0 | 0
Res CPP-No Enablement_PSE_Winter_9.19.2018_9.33.09 PM.xlsx | Inputs_endUseLoadShapes_PSE.xlsx | Inputs_Global_PSE.xlsx | Inputs_Product_Res CPP-No Enablement.xlsx | PSE | 20 | Winter | Peak | 4 | Res CPP-No Enablement | Commercial | Lodging | 68.2405 | 0 | 0 | 0 | 0 | 0 | 0 | 0 | 0 | 0 | 0 | 0 | 0 | 0 | 0 | 0 | 0 | 0 | 0 | 0 | 0 | 0 | 0 | [10 empty] | 0 | 0 | 0 | 0 | 0 | 0 | 0 | 0 | 0 | 0 | 0 | 0 | 0 | 0 | 0 | 0 | 0 | 0 | 0 | 0 | 0 | 0 | 0 | 0 | 0 | 0 | 0 | 0 | 0 | 0
Res CPP-No Enablement_PSE_Winter_9.19.2018_9.33.09 PM.xlsx | Inputs_endUseLoadShapes_PSE.xlsx | Inputs_Global_PSE.xlsx | Inputs_Product_Res CPP-No Enablement.xlsx | PSE | 20 | Winter | Peak | 4 | Res CPP-No Enablement | Commercial | Medium Office | 258.2479 | 0 | 0 | 0 | 0 | 0 | 0 | 0 | 0 | 0 | 0 | 0 | 0 | 0 | 0 | 0 | 0 | 0 | 0 | 0 | 0 | 0 | 0 | [10 empty] | 0 | 0 | 0 | 0 | 0 | 0 | 0 | 0 | 0 | 0 | 0 | 0 | 0 | 0 | 0 | 0 | 0 | 0 | 0 | 0 | 0 | 0 | 0 | 0 | 0 | 0 | 0 | 0 | 0 | 0
Res CPP-No Enablement_PSE_Winter_9.19.2018_9.33.09 PM.xlsx | Inputs_endUseLoadShapes_PSE.xlsx | Inputs_Global_PSE.xlsx | Inputs_Product_Res CPP-No Enablement.xlsx | PSE | 20 | Winter | Peak | 4 | Res CPP-No Enablement | Commercial | Medium Retail | 88.9531 | 0 | 0 | 0 | 0 | 0 | 0 | 0 | 0 | 0 | 0 | 0 | 0 | 0 | 0 | 0 | 0 | 0 | 0 | 0 | 0 | 0 | 0 | [10 empty] | 0 | 0 | 0 | 0 | 0 | 0 | 0 | 0 | 0 | 0 | 0 | 0 | 0 | 0 | 0 | 0 | 0 | 0 | 0 | 0 | 0 | 0 | 0 | 0 | 0 | 0 | 0 | 0 | 0 | 0
Res CPP-No Enablement_PSE_Winter_9.19.2018_9.33.09 PM.xlsx | Inputs_endUseLoadShapes_PSE.xlsx | Inputs_Global_PSE.xlsx | Inputs_Product_Res CPP-No Enablement.xlsx | PSE | 20 | Winter | Peak | 4 | Res CPP-No Enablement | Commercial | Other and Assembly | 348.7385 | 0 | 0 | 0 | 0 | 0 | 0 | 0 | 0 | 0 | 0 | 0 | 0 | 0 | 0 | 0 | 0 | 0 | 0 | 0 | 0 | 0 | 0 | [10 empty] | 0 | 0 | 0 | 0 | 0 | 0 | 0 | 0 | 0 | 0 | 0 | 0 | 0 | 0 | 0 | 0 | 0 | 0 | 0 | 0 | 0 | 0 | 0 | 0 | 0 | 0 | 0 | 0 | 0 | 0
Res CPP-No Enablement_PSE_Winter_9.19.2018_9.33.09 PM.xlsx | Inputs_endUseLoadShapes_PSE.xlsx | Inputs_Global_PSE.xlsx | Inputs_Product_Res CPP-No Enablement.xlsx | PSE | 20 | Winter | Peak | 4 | Res CPP-No Enablement | Commercial | Residential Care | 22.9912 | 0 | 0 | 0 | 0 | 0 | 0 | 0 | 0 | 0 | 0 | 0 | 0 | 0 | 0 | 0 | 0 | 0 | 0 | 0 | 0 | 0 | 0 | [10 empty] | 0 | 0 | 0 | 0 | 0 | 0 | 0 | 0 | 0 | 0 | 0 | 0 | 0 | 0 | 0 | 0 | 0 | 0 | 0 | 0 | 0 | 0 | 0 | 0 | 0 | 0 | 0 | 0 | 0 | 0
Res CPP-No Enablement_PSE_Winter_9.19.2018_9.33.09 PM.xlsx | Inputs_endUseLoadShapes_PSE.xlsx | Inputs_Global_PSE.xlsx | Inputs_Product_Res CPP-No Enablement.xlsx | PSE | 20 | Winter | Peak | 4 | Res CPP-No Enablement | Commercial | Restaurant | 99.9572 | 0 | 0 | 0 | 0 | 0 | 0 | 0 | 0 | 0 | 0 | 0 | 0 | 0 | 0 | 0 | 0 | 0 | 0 | 0 | 0 | 0 | 0 | [10 empty] | 0 | 0 | 0 | 0 | 0 | 0 | 0 | 0 | 0 | 0 | 0 | 0 | 0 | 0 | 0 | 0 | 0 | 0 | 0 | 0 | 0 | 0 | 0 | 0 | 0 | 0 | 0 | 0 | 0 | 0
Res CPP-No Enablement_PSE_Winter_9.19.2018_9.33.09 PM.xlsx | Inputs_endUseLoadShapes_PSE.xlsx | Inputs_Global_PSE.xlsx | Inputs_Product_Res CPP-No Enablement.xlsx | PSE | 20 | Winter | Peak | 4 | Res CPP-No Enablement | Commercial | School K-12 | 109.464 | 0 | 0 | 0 | 0 | 0 | 0 | 0 | 0 | 0 | 0 | 0 | 0 | 0 | 0 | 0 | 0 | 0 | 0 | 0 | 0 | 0 | 0 | [10 empty] | 0 | 0 | 0 | 0 | 0 | 0 | 0 | 0 | 0 | 0 | 0 | 0 | 0 | 0 | 0 | 0 | 0 | 0 | 0 | 0 | 0 | 0 | 0 | 0 | 0 | 0 | 0 | 0 | 0 | 0
Res CPP-No Enablement_PSE_Winter_9.19.2018_9.33.09 PM.xlsx | Inputs_endUseLoadShapes_PSE.xlsx | Inputs_Global_PSE.xlsx | Inputs_Product_Res CPP-No Enablement.xlsx | PSE | 20 | Winter | Peak | 4 | Res CPP-No Enablement | Commercial | Small Office | 219.9141 | 0 | 0 | 0 | 0 | 0 | 0 | 0 | 0 | 0 | 0 | 0 | 0 | 0 | 0 | 0 | 0 | 0 | 0 | 0 | 0 | 0 | 0 | [10 empty] | 0 | 0 | 0 | 0 | 0 | 0 | 0 | 0 | 0 | 0 | 0 | 0 | 0 | 0 | 0 | 0 | 0 | 0 | 0 | 0 | 0 | 0 | 0 | 0 | 0 | 0 | 0 | 0 | 0 | 0
Res CPP-No Enablement_PSE_Winter_9.19.2018_9.33.09 PM.xlsx | Inputs_endUseLoadShapes_PSE.xlsx | Inputs_Global_PSE.xlsx | Inputs_Product_Res CPP-No Enablement.xlsx | PSE | 20 | Winter | Peak | 4 | Res CPP-No Enablement | Commercial | Small Retail | 19.2342 | 0 | 0 | 0 | 0 | 0 | 0 | 0 | 0 | 0 | 0 | 0 | 0 | 0 | 0 | 0 | 0 | 0 | 0 | 0 | 0 | 0 | 0 | [10 empty] | 0 | 0 | 0 | 0 | 0 | 0 | 0 | 0 | 0 | 0 | 0 | 0 | 0 | 0 | 0 | 0 | 0 | 0 | 0 | 0 | 0 | 0 | 0 | 0 | 0 | 0 | 0 | 0 | 0 | 0
Res CPP-No Enablement_PSE_Winter_9.19.2018_9.33.09 PM.xlsx | Inputs_endUseLoadShapes_PSE.xlsx | Inputs_Global_PSE.xlsx | Inputs_Product_Res CPP-No Enablement.xlsx | PSE | 20 | Winter | Peak | 4 | Res CPP-No Enablement | Commercial | Supermarket and MiniMart | 111.3383 | 0 | 0 | 0 | 0 | 0 | 0 | 0 | 0 | 0 | 0 | 0 | 0 | 0 | 0 | 0 | 0 | 0 | 0 | 0 | 0 | 0 | 0 | [10 empty] | 0 | 0 | 0 | 0 | 0 | 0 | 0 | 0 | 0 | 0 | 0 | 0 | 0 | 0 | 0 | 0 | 0 | 0 | 0 | 0 | 0 | 0 | 0 | 0 | 0 | 0 | 0 | 0 | 0 | 0
Res CPP-No Enablement_PSE_Winter_9.19.2018_9.33.09 PM.xlsx | Inputs_endUseLoadShapes_PSE.xlsx | Inputs_Global_PSE.xlsx | Inputs_Product_Res CPP-No Enablement.xlsx | PSE | 20 | Winter | Peak | 4 | Res CPP-No Enablement | Commercial | University | 46.289 | 0 | 0 | 0 | 0 | 0 | 0 | 0 | 0 | 0 | 0 | 0 | 0 | 0 | 0 | 0 | 0 | 0 | 0 | 0 | 0 | 0 | 0 | [10 empty] | 0 | 0 | 0 | 0 | 0 | 0 | 0 | 0 | 0 | 0 | 0 | 0 | 0 | 0 | 0 | 0 | 0 | 0 | 0 | 0 | 0 | 0 | 0 | 0 | 0 | 0 | 0 | 0 | 0 | 0
Res CPP-No Enablement_PSE_Winter_9.19.2018_9.33.09 PM.xlsx | Inputs_endUseLoadShapes_PSE.xlsx | Inputs_Global_PSE.xlsx | Inputs_Product_Res CPP-No Enablement.xlsx | PSE | 20 | Winter | Peak | 4 | Res CPP-No Enablement | Commercial | Warehouse | 109.0764 | 0 | 0 | 0 | 0 | 0 | 0 | 0 | 0 | 0 | 0 | 0 | 0 | 0 | 0 | 0 | 0 | 0 | 0 | 0 | 0 | 0 | 0 | [10 empty] | 0 | 0 | 0 | 0 | 0 | 0 | 0 | 0 | 0 | 0 | 0 | 0 | 0 | 0 | 0 | 0 | 0 | 0 | 0 | 0 | 0 | 0 | 0 | 0 | 0 | 0 | 0 | 0 | 0 | 0
Res CPP-No Enablement_PSE_Winter_9.19.2018_9.33.09 PM.xlsx | Inputs_endUseLoadShapes_PSE.xlsx | Inputs_Global_PSE.xlsx | Inputs_Product_Res CPP-No Enablement.xlsx | PSE | 20 | Winter | Peak | 4 | Res CPP-No Enablement | Commercial | Xlarge Retail | 43.8789 | 0 | 0 | 0 | 0 | 0 | 0 | 0 | 0 | 0 | 0 | 0 | 0 | 0 | 0 | 0 | 0 | 0 | 0 | 0 | 0 | 0 | 0 | [10 empty] | 0 | 0 | 0 | 0 | 0 | 0 | 0 | 0 | 0 | 0 | 0 | 0 | 0 | 0 | 0 | 0 | 0 | 0 | 0 | 0 | 0 | 0 | 0 | 0 | 0 | 0 | 0 | 0 | 0 | 0
Res CPP-No Enablement_PSE_Winter_9.19.2018_9.33.09 PM.xlsx | Inputs_endUseLoadShapes_PSE.xlsx | Inputs_Global_PSE.xlsx | Inputs_Product_Res CPP-No Enablement.xlsx | PSE | 20 | Winter | Peak | 4 | Res CPP-No Enablement | Industrial | Mechanical Pulp | 0 | 0 | 0 | 0 | 0 | 0 | 0 | 0 | 0 | 0 | 0 | 0 | 0 | 0 | 0 | 0 | 0 | 0 | 0 | 0 | 0 | 0 | 0 | [10 empty] | 0 | 0 | 0 | 0 | 0 | 0 | 0 | 0 | 0 | 0 | 0 | 0 | 0 | 0 | 0 | 0 | 0 | 0 | 0 | 0 | 0 | 0 | 0 | 0 | 0 | 0 | 0 | 0 | 0 | 0
Res CPP-No Enablement_PSE_Winter_9.19.2018_9.33.09 PM.xlsx | Inputs_endUseLoadShapes_PSE.xlsx | Inputs_Global_PSE.xlsx | Inputs_Product_Res CPP-No Enablement.xlsx | PSE | 20 | Winter | Peak | 4 | Res CPP-No Enablement | Industrial | Kraft Pulp | 0 | 0 | 0 | 0 | 0 | 0 | 0 | 0 | 0 | 0 | 0 | 0 | 0 | 0 | 0 | 0 | 0 | 0 | 0 | 0 | 0 | 0 | 0 | [10 empty] | 0 | 0 | 0 | 0 | 0 | 0 | 0 | 0 | 0 | 0 | 0 | 0 | 0 | 0 | 0 | 0 | 0 | 0 | 0 | 0 | 0 | 0 | 0 | 0 | 0 | 0 | 0 | 0 | 0 | 0
Res CPP-No Enablement_PSE_Winter_9.19.2018_9.33.09 PM.xlsx | Inputs_endUseLoadShapes_PSE.xlsx | Inputs_Global_PSE.xlsx | Inputs_Product_Res CPP-No Enablement.xlsx | PSE | 20 | Winter | Peak | 4 | Res CPP-No Enablement | Industrial | Paper | 0 | 0 | 0 | 0 | 0 | 0 | 0 | 0 | 0 | 0 | 0 | 0 | 0 | 0 | 0 | 0 | 0 | 0 | 0 | 0 | 0 | 0 | 0 | [10 empty] | 0 | 0 | 0 | 0 | 0 | 0 | 0 | 0 | 0 | 0 | 0 | 0 | 0 | 0 | 0 | 0 | 0 | 0 | 0 | 0 | 0 | 0 | 0 | 0 | 0 | 0 | 0 | 0 | 0 | 0
Res CPP-No Enablement_PSE_Winter_9.19.2018_9.33.09 PM.xlsx | Inputs_endUseLoadShapes_PSE.xlsx | Inputs_Global_PSE.xlsx | Inputs_Product_Res CPP-No Enablement.xlsx | PSE | 20 | Winter | Peak | 4 | Res CPP-No Enablement | Industrial | Foundries | 0 | 0 | 0 | 0 | 0 | 0 | 0 | 0 | 0 | 0 | 0 | 0 | 0 | 0 | 0 | 0 | 0 | 0 | 0 | 0 | 0 | 0 | 0 | [10 empty] | 0 | 0 | 0 | 0 | 0 | 0 | 0 | 0 | 0 | 0 | 0 | 0 | 0 | 0 | 0 | 0 | 0 | 0 | 0 | 0 | 0 | 0 | 0 | 0 | 0 | 0 | 0 | 0 | 0 | 0
Res CPP-No Enablement_PSE_Winter_9.19.2018_9.33.09 PM.xlsx | Inputs_endUseLoadShapes_PSE.xlsx | Inputs_Global_PSE.xlsx | Inputs_Product_Res CPP-No Enablement.xlsx | PSE | 20 | Winter | Peak | 4 | Res CPP-No Enablement | Industrial | Frozen Food | 0 | 0 | 0 | 0 | 0 | 0 | 0 | 0 | 0 | 0 | 0 | 0 | 0 | 0 | 0 | 0 | 0 | 0 | 0 | 0 | 0 | 0 | 0 | [10 empty] | 0 | 0 | 0 | 0 | 0 | 0 | 0 | 0 | 0 | 0 | 0 | 0 | 0 | 0 | 0 | 0 | 0 | 0 | 0 | 0 | 0 | 0 | 0 | 0 | 0 | 0 | 0 | 0 | 0 | 0
Res CPP-No Enablement_PSE_Winter_9.19.2018_9.33.09 PM.xlsx | Inputs_endUseLoadShapes_PSE.xlsx | Inputs_Global_PSE.xlsx | Inputs_Product_Res CPP-No Enablement.xlsx | PSE | 20 | Winter | Peak | 4 | Res CPP-No Enablement | Industrial | Other Food | 0 | 0 | 0 | 0 | 0 | 0 | 0 | 0 | 0 | 0 | 0 | 0 | 0 | 0 | 0 | 0 | 0 | 0 | 0 | 0 | 0 | 0 | 0 | [10 empty] | 0 | 0 | 0 | 0 | 0 | 0 | 0 | 0 | 0 | 0 | 0 | 0 | 0 | 0 | 0 | 0 | 0 | 0 | 0 | 0 | 0 | 0 | 0 | 0 | 0 | 0 | 0 | 0 | 0 | 0
Res CPP-No Enablement_PSE_Winter_9.19.2018_9.33.09 PM.xlsx | Inputs_endUseLoadShapes_PSE.xlsx | Inputs_Global_PSE.xlsx | Inputs_Product_Res CPP-No Enablement.xlsx | PSE | 20 | Winter | Peak | 4 | Res CPP-No Enablement | Industrial | Wood - Lumber | 0 | 0 | 0 | 0 | 0 | 0 | 0 | 0 | 0 | 0 | 0 | 0 | 0 | 0 | 0 | 0 | 0 | 0 | 0 | 0 | 0 | 0 | 0 | [10 empty] | 0 | 0 | 0 | 0 | 0 | 0 | 0 | 0 | 0 | 0 | 0 | 0 | 0 | 0 | 0 | 0 | 0 | 0 | 0 | 0 | 0 | 0 | 0 | 0 | 0 | 0 | 0 | 0 | 0 | 0
Res CPP-No Enablement_PSE_Winter_9.19.2018_9.33.09 PM.xlsx | Inputs_endUseLoadShapes_PSE.xlsx | Inputs_Global_PSE.xlsx | Inputs_Product_Res CPP-No Enablement.xlsx | PSE | 20 | Winter | Peak | 4 | Res CPP-No Enablement | Industrial | Wood - Panel | 0 | 0 | 0 | 0 | 0 | 0 | 0 | 0 | 0 | 0 | 0 | 0 | 0 | 0 | 0 | 0 | 0 | 0 | 0 | 0 | 0 | 0 | 0 | [10 empty] | 0 | 0 | 0 | 0 | 0 | 0 | 0 | 0 | 0 | 0 | 0 | 0 | 0 | 0 | 0 | 0 | 0 | 0 | 0 | 0 | 0 | 0 | 0 | 0 | 0 | 0 | 0 | 0 | 0 | 0
Res CPP-No Enablement_PSE_Winter_9.19.2018_9.33.09 PM.xlsx | Inputs_endUseLoadShapes_PSE.xlsx | Inputs_Global_PSE.xlsx | Inputs_Product_Res CPP-No Enablement.xlsx | PSE | 20 | Winter | Peak | 4 | Res CPP-No Enablement | Industrial | Wood - Other | 0 | 0 | 0 | 0 | 0 | 0 | 0 | 0 | 0 | 0 | 0 | 0 | 0 | 0 | 0 | 0 | 0 | 0 | 0 | 0 | 0 | 0 | 0 | [10 empty] | 0 | 0 | 0 | 0 | 0 | 0 | 0 | 0 | 0 | 0 | 0 | 0 | 0 | 0 | 0 | 0 | 0 | 0 | 0 | 0 | 0 | 0 | 0 | 0 | 0 | 0 | 0 | 0 | 0 | 0
Res CPP-No Enablement_PSE_Winter_9.19.2018_9.33.09 PM.xlsx | Inputs_endUseLoadShapes_PSE.xlsx | Inputs_Global_PSE.xlsx | Inputs_Product_Res CPP-No Enablement.xlsx | PSE | 20 | Winter | Peak | 4 | Res CPP-No Enablement | Industrial | Sugar | 0 | 0 | 0 | 0 | 0 | 0 | 0 | 0 | 0 | 0 | 0 | 0 | 0 | 0 | 0 | 0 | 0 | 0 | 0 | 0 | 0 | 0 | 0 | [10 empty] | 0 | 0 | 0 | 0 | 0 | 0 | 0 | 0 | 0 | 0 | 0 | 0 | 0 | 0 | 0 | 0 | 0 | 0 | 0 | 0 | 0 | 0 | 0 | 0 | 0 | 0 | 0 | 0 | 0 | 0
Res CPP-No Enablement_PSE_Winter_9.19.2018_9.33.09 PM.xlsx | Inputs_endUseLoadShapes_PSE.xlsx | Inputs_Global_PSE.xlsx | Inputs_Product_Res CPP-No Enablement.xlsx | PSE | 20 | Winter | Peak | 4 | Res CPP-No Enablement | Industrial | Hi Tech - Chip Fab | 0 | 0 | 0 | 0 | 0 | 0 | 0 | 0 | 0 | 0 | 0 | 0 | 0 | 0 | 0 | 0 | 0 | 0 | 0 | 0 | 0 | 0 | 0 | [10 empty] | 0 | 0 | 0 | 0 | 0 | 0 | 0 | 0 | 0 | 0 | 0 | 0 | 0 | 0 | 0 | 0 | 0 | 0 | 0 | 0 | 0 | 0 | 0 | 0 | 0 | 0 | 0 | 0 | 0 | 0
Res CPP-No Enablement_PSE_Winter_9.19.2018_9.33.09 PM.xlsx | Inputs_endUseLoadShapes_PSE.xlsx | Inputs_Global_PSE.xlsx | Inputs_Product_Res CPP-No Enablement.xlsx | PSE | 20 | Winter | Peak | 4 | Res CPP-No Enablement | Industrial | Hi Tech - Silicon | 0 | 0 | 0 | 0 | 0 | 0 | 0 | 0 | 0 | 0 | 0 | 0 | 0 | 0 | 0 | 0 | 0 | 0 | 0 | 0 | 0 | 0 | 0 | [10 empty] | 0 | 0 | 0 | 0 | 0 | 0 | 0 | 0 | 0 | 0 | 0 | 0 | 0 | 0 | 0 | 0 | 0 | 0 | 0 | 0 | 0 | 0 | 0 | 0 | 0 | 0 | 0 | 0 | 0 | 0
Res CPP-No Enablement_PSE_Winter_9.19.2018_9.33.09 PM.xlsx | Inputs_endUseLoadShapes_PSE.xlsx | Inputs_Global_PSE.xlsx | Inputs_Product_Res CPP-No Enablement.xlsx | PSE | 20 | Winter | Peak | 4 | Res CPP-No Enablement | Industrial | Metal Fab | 0 | 0 | 0 | 0 | 0 | 0 | 0 | 0 | 0 | 0 | 0 | 0 | 0 | 0 | 0 | 0 | 0 | 0 | 0 | 0 | 0 | 0 | 0 | [10 empty] | 0 | 0 | 0 | 0 | 0 | 0 | 0 | 0 | 0 | 0 | 0 | 0 | 0 | 0 | 0 | 0 | 0 | 0 | 0 | 0 | 0 | 0 | 0 | 0 | 0 | 0 | 0 | 0 | 0 | 0
Res CPP-No Enablement_PSE_Winter_9.19.2018_9.33.09 PM.xlsx | Inputs_endUseLoadShapes_PSE.xlsx | Inputs_Global_PSE.xlsx | Inputs_Product_Res CPP-No Enablement.xlsx | PSE | 20 | Winter | Peak | 4 | Res CPP-No Enablement | Industrial | Transportation, Equip | 0 | 0 | 0 | 0 | 0 | 0 | 0 | 0 | 0 | 0 | 0 | 0 | 0 | 0 | 0 | 0 | 0 | 0 | 0 | 0 | 0 | 0 | 0 | [10 empty] | 0 | 0 | 0 | 0 | 0 | 0 | 0 | 0 | 0 | 0 | 0 | 0 | 0 | 0 | 0 | 0 | 0 | 0 | 0 | 0 | 0 | 0 | 0 | 0 | 0 | 0 | 0 | 0 | 0 | 0
Res CPP-No Enablement_PSE_Winter_9.19.2018_9.33.09 PM.xlsx | Inputs_endUseLoadShapes_PSE.xlsx | Inputs_Global_PSE.xlsx | Inputs_Product_Res CPP-No Enablement.xlsx | PSE | 20 | Winter | Peak | 4 | Res CPP-No Enablement | Industrial | Refinery | 0.86064 | 0 | 0 | 0 | 0 | 0 | 0 | 0 | 0 | 0 | 0 | 0 | 0 | 0 | 0 | 0 | 0 | 0 | 0 | 0 | 0 | 0 | 0 | [10 empty] | 0 | 0 | 0 | 0 | 0 | 0 | 0 | 0 | 0 | 0 | 0 | 0 | 0 | 0 | 0 | 0 | 0 | 0 | 0 | 0 | 0 | 0 | 0 | 0 | 0 | 0 | 0 | 0 | 0 | 0
Res CPP-No Enablement_PSE_Winter_9.19.2018_9.33.09 PM.xlsx | Inputs_endUseLoadShapes_PSE.xlsx | Inputs_Global_PSE.xlsx | Inputs_Product_Res CPP-No Enablement.xlsx | PSE | 20 | Winter | Peak | 4 | Res CPP-No Enablement | Industrial | Cold Storage | 2.7117 | 0 | 0 | 0 | 0 | 0 | 0 | 0 | 0 | 0 | 0 | 0 | 0 | 0 | 0 | 0 | 0 | 0 | 0 | 0 | 0 | 0 | 0 | [10 empty] | 0 | 0 | 0 | 0 | 0 | 0 | 0 | 0 | 0 | 0 | 0 | 0 | 0 | 0 | 0 | 0 | 0 | 0 | 0 | 0 | 0 | 0 | 0 | 0 | 0 | 0 | 0 | 0 | 0 | 0
Res CPP-No Enablement_PSE_Winter_9.19.2018_9.33.09 PM.xlsx | Inputs_endUseLoadShapes_PSE.xlsx | Inputs_Global_PSE.xlsx | Inputs_Product_Res CPP-No Enablement.xlsx | PSE | 20 | Winter | Peak | 4 | Res CPP-No Enablement | Industrial | Fruit Storage | 0.00036761 | 0 | 0 | 0 | 0 | 0 | 0 | 0 | 0 | 0 | 0 | 0 | 0 | 0 | 0 | 0 | 0 | 0 | 0 | 0 | 0 | 0 | 0 | [10 empty] | 0 | 0 | 0 | 0 | 0 | 0 | 0 | 0 | 0 | 0 | 0 | 0 | 0 | 0 | 0 | 0 | 0 | 0 | 0 | 0 | 0 | 0 | 0 | 0 | 0 | 0 | 0 | 0 | 0 | 0
Res CPP-No Enablement_PSE_Winter_9.19.2018_9.33.09 PM.xlsx | Inputs_endUseLoadShapes_PSE.xlsx | Inputs_Global_PSE.xlsx | Inputs_Product_Res CPP-No Enablement.xlsx | PSE | 20 | Winter | Peak | 4 | Res CPP-No Enablement | Industrial | Chemical | 5.7904 | 0 | 0 | 0 | 0 | 0 | 0 | 0 | 0 | 0 | 0 | 0 | 0 | 0 | 0 | 0 | 0 | 0 | 0 | 0 | 0 | 0 | 0 | [10 empty] | 0 | 0 | 0 | 0 | 0 | 0 | 0 | 0 | 0 | 0 | 0 | 0 | 0 | 0 | 0 | 0 | 0 | 0 | 0 | 0 | 0 | 0 | 0 | 0 | 0 | 0 | 0 | 0 | 0 | 0
Res CPP-No Enablement_PSE_Winter_9.19.2018_9.33.09 PM.xlsx | Inputs_endUseLoadShapes_PSE.xlsx | Inputs_Global_PSE.xlsx | Inputs_Product_Res CPP-No Enablement.xlsx | PSE | 20 | Winter | Peak | 4 | Res CPP-No Enablement | Industrial | Misc Manf | 0 | 0 | 0 | 0 | 0 | 0 | 0 | 0 | 0 | 0 | 0 | 0 | 0 | 0 | 0 | 0 | 0 | 0 | 0 | 0 | 0 | 0 | 0 | [10 empty] | 0 | 0 | 0 | 0 | 0 | 0 | 0 | 0 | 0 | 0 | 0 | 0 | 0 | 0 | 0 | 0 | 0 | 0 | 0 | 0 | 0 | 0 | 0 | 0 | 0 | 0 | 0 | 0 | 0 | 0
Res CPP-No Enablement_PSE_Winter_9.19.2018_9.33.09 PM.xlsx | Inputs_endUseLoadShapes_PSE.xlsx | Inputs_Global_PSE.xlsx | Inputs_Product_Res CPP-No Enablement.xlsx | PSE | 20 | Winter | Peak | 4 | Res CPP-No Enablement | Residential | Single Family | 1735.6231 | 1735.6231 | 208.2748 | 26.042 | 26.0848 | 26.3038 | 26.7303 | 27.2568 | 27.3911 | 27.6172 | 27.7405 | 28.0384 | 28.3154 | 28.7019 | 28.9882 | 29.4113 | 29.7132 | 30.1245 | 30.5128 | 31.0127 | 31.2598 | 31.6252 | 31.9948 | [10 empty] | 120564.3228 | 121917.1521 | 123300.7222 | 124746.238 | 126209.7342 | 127682.2788 | 129158.3034 | 130629.2239 | 132091.3281 | 133546.1242 | 134995.1201 | 136435.7637 | 137865.3871 | 139283.5261 | 140690.4129 | 142088.1353 | 143478.8976 | 144861.8877 | 146236.0615 | 147592.5779 | 0 | 0 | 0 | 0 | 0 | 0 | 0 | 0 | 0 | 0
Res CPP-No Enablement_PSE_Winter_9.19.2018_9.33.09 PM.xlsx | Inputs_endUseLoadShapes_PSE.xlsx | Inputs_Global_PSE.xlsx | Inputs_Product_Res CPP-No Enablement.xlsx | PSE | 20 | Winter | Peak | 4 | Res CPP-No Enablement | Residential | Multifamily Low-Rise | 353.1936 | 353.1936 | 42.3832 | 5.0014 | 5.0096 | 5.0517 | 5.1336 | 5.2347 | 5.2605 | 5.3039 | 5.3276 | 5.3848 | 5.438 | 5.5123 | 5.5672 | 5.6485 | 5.7065 | 5.7855 | 5.8601 | 5.9561 | 6.0035 | 6.0737 | 6.1447 | [10 empty] | 23154.6246 | 23414.4382 | 23680.1556 | 23957.7699 | 24238.8374 | 24521.6425 | 24805.1161 | 25087.6094 | 25368.4095 | 25647.806 | 25926.0887 | 26202.7672 | 26477.3293 | 26749.6858 | 27019.8813 | 27288.3167 | 27555.4155 | 27821.0215 | 28084.9344 | 28345.4562 | 0 | 0 | 0 | 0 | 0 | 0 | 0 | 0 | 0 | 0
Res CPP-No Enablement_PSE_Winter_9.19.2018_9.33.09 PM.xlsx | Inputs_endUseLoadShapes_PSE.xlsx | Inputs_Global_PSE.xlsx | Inputs_Product_Res CPP-No Enablement.xlsx | PSE | 20 | Winter | Peak | 4 | Res CPP-No Enablement | Residential | Multifamily High-Rise | 64.3597 | 64.3597 | 7.7232 | 0.91137 | 0.91287 | 0.92053 | 0.93546 | 0.95388 | 0.95858 | 0.9665 | 0.97081 | 0.98124 | 0.99093 | 1.0045 | 1.0145 | 1.0293 | 1.0398 | 1.0542 | 1.0678 | 1.0853 | 1.094 | 1.1068 | 1.1197 | [10 empty] | 4219.2871 | 4266.631 | 4315.0506 | 4365.6381 | 4416.8548 | 4468.3882 | 4520.0434 | 4571.5199 | 4622.688 | 4673.6002 | 4724.3095 | 4774.7265 | 4824.7578 | 4874.3872 | 4923.6228 | 4972.5377 | 5021.209 | 5069.6084 | 5117.6992 | 5165.172 | 0 | 0 | 0 | 0 | 0 | 0 | 0 | 0 | 0 | 0
Res CPP-No Enablement_PSE_Winter_9.19.2018_9.33.09 PM.xlsx | Inputs_endUseLoadShapes_PSE.xlsx | Inputs_Global_PSE.xlsx | Inputs_Product_Res CPP-No Enablement.xlsx | PSE | 20 | Winter | Peak | 4 | Res CPP-No Enablement | Residential | Manufactured | 145.2386 | 145.2386 | 17.4286 | 1.7193 | 1.7221 | 1.7366 | 1.7647 | 1.7995 | 1.8083 | 1.8233 | 1.8314 | 1.8511 | 1.8694 | 1.8949 | 1.9138 | 1.9417 | 1.9617 | 1.9888 | 2.0144 | 2.0475 | 2.0638 | 2.0879 | 2.1123 | [10 empty] | 7959.6155 | 8048.9288 | 8140.2716 | 8235.7041 | 8332.3236 | 8429.5405 | 8526.9871 | 8624.0968 | 8720.6244 | 8816.6696 | 8912.3318 | 9007.4426 | 9101.8258 | 9195.4509 | 9288.3331 | 9380.6102 | 9472.4279 | 9563.7324 | 9654.4549 | 9744.0116 | 0 | 0 | 0 | 0 | 0 | 0 | 0 | 0 | 0 | 0
Res CPP-No Enablement_PSE_Winter_9.19.2018_9.33.09 PM.xlsx | Inputs_endUseLoadShapes_PSE.xlsx | Inputs_Global_PSE.xlsx | Inputs_Product_Res CPP-No Enablement.xlsx | PSE | 20 | Winter | Peak | 4 | Res CPP-No Enablement | 0 | 0 | 0 | 0 | 0 | 0 | 0 | 0 | 0 | 0 | 0 | 0 | 0 | 0 | 0 | 0 | 0 | 0 | 0 | 0 | 0 | 0 | 0 | 0 | 0 | [10 empty] | 0 | 0 | 0 | 0 | 0 | 0 | 0 | 0 | 0 | 0 | 0 | 0 | 0 | 0 | 0 | 0 | 0 | 0 | 0 | 0 | 0 | 0 | 0 | 0 | 0 | 0 | 0 | 0 | 0 | 0
Res CPP-No Enablement_PSE_Winter_9.26.2018_12.41.53 PM.xlsx | Inputs_endUseLoadShapes_PSE.xlsx | Inputs_Global_PSE.xlsx | Inputs_Product_Res CPP-No Enablement.xlsx | PSE | 20 | Winter | Peak | 4 | Res CPP-No Enablement | Commercial | Hospital | 60.1174 | 0 | 0 | 0 | 0 | 0 | 0 | 0 | 0 | 0 | 0 | 0 | 0 | 0 | 0 | 0 | 0 | 0 | 0 | 0 | 0 | 0 | 0 | [10 empty] | 0 | 0 | 0 | 0 | 0 | 0 | 0 | 0 | 0 | 0 | 0 | 0 | 0 | 0 | 0 | 0 | 0 | 0 | 0 | 0 | 0 | 0 | 0 | 0 | 0 | 0 | 0 | 0 | 0 | 0
Res CPP-No Enablement_PSE_Winter_9.26.2018_12.41.53 PM.xlsx | Inputs_endUseLoadShapes_PSE.xlsx | Inputs_Global_PSE.xlsx | Inputs_Product_Res CPP-No Enablement.xlsx | PSE | 20 | Winter | Peak | 4 | Res CPP-No Enablement | Commercial | Large Office | 276.206 | 0 | 0 | 0 | 0 | 0 | 0 | 0 | 0 | 0 | 0 | 0 | 0 | 0 | 0 | 0 | 0 | 0 | 0 | 0 | 0 | 0 | 0 | [10 empty] | 0 | 0 | 0 | 0 | 0 | 0 | 0 | 0 | 0 | 0 | 0 | 0 | 0 | 0 | 0 | 0 | 0 | 0 | 0 | 0 | 0 | 0 | 0 | 0 | 0 | 0 | 0 | 0 | 0 | 0
Res CPP-No Enablement_PSE_Winter_9.26.2018_12.41.53 PM.xlsx | Inputs_endUseLoadShapes_PSE.xlsx | Inputs_Global_PSE.xlsx | Inputs_Product_Res CPP-No Enablement.xlsx | PSE | 20 | Winter | Peak | 4 | Res CPP-No Enablement | Commercial | Large Retail | 59.7663 | 0 | 0 | 0 | 0 | 0 | 0 | 0 | 0 | 0 | 0 | 0 | 0 | 0 | 0 | 0 | 0 | 0 | 0 | 0 | 0 | 0 | 0 | [10 empty] | 0 | 0 | 0 | 0 | 0 | 0 | 0 | 0 | 0 | 0 | 0 | 0 | 0 | 0 | 0 | 0 | 0 | 0 | 0 | 0 | 0 | 0 | 0 | 0 | 0 | 0 | 0 | 0 | 0 | 0
Res CPP-No Enablement_PSE_Winter_9.26.2018_12.41.53 PM.xlsx | Inputs_endUseLoadShapes_PSE.xlsx | Inputs_Global_PSE.xlsx | Inputs_Product_Res CPP-No Enablement.xlsx | PSE | 20 | Winter | Peak | 4 | Res CPP-No Enablement | Commercial | Lodging | 68.2405 | 0 | 0 | 0 | 0 | 0 | 0 | 0 | 0 | 0 | 0 | 0 | 0 | 0 | 0 | 0 | 0 | 0 | 0 | 0 | 0 | 0 | 0 | [10 empty] | 0 | 0 | 0 | 0 | 0 | 0 | 0 | 0 | 0 | 0 | 0 | 0 | 0 | 0 | 0 | 0 | 0 | 0 | 0 | 0 | 0 | 0 | 0 | 0 | 0 | 0 | 0 | 0 | 0 | 0
Res CPP-No Enablement_PSE_Winter_9.26.2018_12.41.53 PM.xlsx | Inputs_endUseLoadShapes_PSE.xlsx | Inputs_Global_PSE.xlsx | Inputs_Product_Res CPP-No Enablement.xlsx | PSE | 20 | Winter | Peak | 4 | Res CPP-No Enablement | Commercial | Medium Office | 258.2479 | 0 | 0 | 0 | 0 | 0 | 0 | 0 | 0 | 0 | 0 | 0 | 0 | 0 | 0 | 0 | 0 | 0 | 0 | 0 | 0 | 0 | 0 | [10 empty] | 0 | 0 | 0 | 0 | 0 | 0 | 0 | 0 | 0 | 0 | 0 | 0 | 0 | 0 | 0 | 0 | 0 | 0 | 0 | 0 | 0 | 0 | 0 | 0 | 0 | 0 | 0 | 0 | 0 | 0
Res CPP-No Enablement_PSE_Winter_9.26.2018_12.41.53 PM.xlsx | Inputs_endUseLoadShapes_PSE.xlsx | Inputs_Global_PSE.xlsx | Inputs_Product_Res CPP-No Enablement.xlsx | PSE | 20 | Winter | Peak | 4 | Res CPP-No Enablement | Commercial | Medium Retail | 88.9531 | 0 | 0 | 0 | 0 | 0 | 0 | 0 | 0 | 0 | 0 | 0 | 0 | 0 | 0 | 0 | 0 | 0 | 0 | 0 | 0 | 0 | 0 | [10 empty] | 0 | 0 | 0 | 0 | 0 | 0 | 0 | 0 | 0 | 0 | 0 | 0 | 0 | 0 | 0 | 0 | 0 | 0 | 0 | 0 | 0 | 0 | 0 | 0 | 0 | 0 | 0 | 0 | 0 | 0
Res CPP-No Enablement_PSE_Winter_9.26.2018_12.41.53 PM.xlsx | Inputs_endUseLoadShapes_PSE.xlsx | Inputs_Global_PSE.xlsx | Inputs_Product_Res CPP-No Enablement.xlsx | PSE | 20 | Winter | Peak | 4 | Res CPP-No Enablement | Commercial | Other and Assembly | 348.7385 | 0 | 0 | 0 | 0 | 0 | 0 | 0 | 0 | 0 | 0 | 0 | 0 | 0 | 0 | 0 | 0 | 0 | 0 | 0 | 0 | 0 | 0 | [10 empty] | 0 | 0 | 0 | 0 | 0 | 0 | 0 | 0 | 0 | 0 | 0 | 0 | 0 | 0 | 0 | 0 | 0 | 0 | 0 | 0 | 0 | 0 | 0 | 0 | 0 | 0 | 0 | 0 | 0 | 0
Res CPP-No Enablement_PSE_Winter_9.26.2018_12.41.53 PM.xlsx | Inputs_endUseLoadShapes_PSE.xlsx | Inputs_Global_PSE.xlsx | Inputs_Product_Res CPP-No Enablement.xlsx | PSE | 20 | Winter | Peak | 4 | Res CPP-No Enablement | Commercial | Residential Care | 22.9912 | 0 | 0 | 0 | 0 | 0 | 0 | 0 | 0 | 0 | 0 | 0 | 0 | 0 | 0 | 0 | 0 | 0 | 0 | 0 | 0 | 0 | 0 | [10 empty] | 0 | 0 | 0 | 0 | 0 | 0 | 0 | 0 | 0 | 0 | 0 | 0 | 0 | 0 | 0 | 0 | 0 | 0 | 0 | 0 | 0 | 0 | 0 | 0 | 0 | 0 | 0 | 0 | 0 | 0
Res CPP-No Enablement_PSE_Winter_9.26.2018_12.41.53 PM.xlsx | Inputs_endUseLoadShapes_PSE.xlsx | Inputs_Global_PSE.xlsx | Inputs_Product_Res CPP-No Enablement.xlsx | PSE | 20 | Winter | Peak | 4 | Res CPP-No Enablement | Commercial | Restaurant | 99.9572 | 0 | 0 | 0 | 0 | 0 | 0 | 0 | 0 | 0 | 0 | 0 | 0 | 0 | 0 | 0 | 0 | 0 | 0 | 0 | 0 | 0 | 0 | [10 empty] | 0 | 0 | 0 | 0 | 0 | 0 | 0 | 0 | 0 | 0 | 0 | 0 | 0 | 0 | 0 | 0 | 0 | 0 | 0 | 0 | 0 | 0 | 0 | 0 | 0 | 0 | 0 | 0 | 0 | 0
Res CPP-No Enablement_PSE_Winter_9.26.2018_12.41.53 PM.xlsx | Inputs_endUseLoadShapes_PSE.xlsx | Inputs_Global_PSE.xlsx | Inputs_Product_Res CPP-No Enablement.xlsx | PSE | 20 | Winter | Peak | 4 | Res CPP-No Enablement | Commercial | School K-12 | 109.464 | 0 | 0 | 0 | 0 | 0 | 0 | 0 | 0 | 0 | 0 | 0 | 0 | 0 | 0 | 0 | 0 | 0 | 0 | 0 | 0 | 0 | 0 | [10 empty] | 0 | 0 | 0 | 0 | 0 | 0 | 0 | 0 | 0 | 0 | 0 | 0 | 0 | 0 | 0 | 0 | 0 | 0 | 0 | 0 | 0 | 0 | 0 | 0 | 0 | 0 | 0 | 0 | 0 | 0
Res CPP-No Enablement_PSE_Winter_9.26.2018_12.41.53 PM.xlsx | Inputs_endUseLoadShapes_PSE.xlsx | Inputs_Global_PSE.xlsx | Inputs_Product_Res CPP-No Enablement.xlsx | PSE | 20 | Winter | Peak | 4 | Res CPP-No Enablement | Commercial | Small Office | 219.9141 | 0 | 0 | 0 | 0 | 0 | 0 | 0 | 0 | 0 | 0 | 0 | 0 | 0 | 0 | 0 | 0 | 0 | 0 | 0 | 0 | 0 | 0 | [10 empty] | 0 | 0 | 0 | 0 | 0 | 0 | 0 | 0 | 0 | 0 | 0 | 0 | 0 | 0 | 0 | 0 | 0 | 0 | 0 | 0 | 0 | 0 | 0 | 0 | 0 | 0 | 0 | 0 | 0 | 0
Res CPP-No Enablement_PSE_Winter_9.26.2018_12.41.53 PM.xlsx | Inputs_endUseLoadShapes_PSE.xlsx | Inputs_Global_PSE.xlsx | Inputs_Product_Res CPP-No Enablement.xlsx | PSE | 20 | Winter | Peak | 4 | Res CPP-No Enablement | Commercial | Small Retail | 19.2342 | 0 | 0 | 0 | 0 | 0 | 0 | 0 | 0 | 0 | 0 | 0 | 0 | 0 | 0 | 0 | 0 | 0 | 0 | 0 | 0 | 0 | 0 | [10 empty] | 0 | 0 | 0 | 0 | 0 | 0 | 0 | 0 | 0 | 0 | 0 | 0 | 0 | 0 | 0 | 0 | 0 | 0 | 0 | 0 | 0 | 0 | 0 | 0 | 0 | 0 | 0 | 0 | 0 | 0
Res CPP-No Enablement_PSE_Winter_9.26.2018_12.41.53 PM.xlsx | Inputs_endUseLoadShapes_PSE.xlsx | Inputs_Global_PSE.xlsx | Inputs_Product_Res CPP-No Enablement.xlsx | PSE | 20 | Winter | Peak | 4 | Res CPP-No Enablement | Commercial | Supermarket and MiniMart | 111.3383 | 0 | 0 | 0 | 0 | 0 | 0 | 0 | 0 | 0 | 0 | 0 | 0 | 0 | 0 | 0 | 0 | 0 | 0 | 0 | 0 | 0 | 0 | [10 empty] | 0 | 0 | 0 | 0 | 0 | 0 | 0 | 0 | 0 | 0 | 0 | 0 | 0 | 0 | 0 | 0 | 0 | 0 | 0 | 0 | 0 | 0 | 0 | 0 | 0 | 0 | 0 | 0 | 0 | 0
Res CPP-No Enablement_PSE_Winter_9.26.2018_12.41.53 PM.xlsx | Inputs_endUseLoadShapes_PSE.xlsx | Inputs_Global_PSE.xlsx | Inputs_Product_Res CPP-No Enablement.xlsx | PSE | 20 | Winter | Peak | 4 | Res CPP-No Enablement | Commercial | University | 46.289 | 0 | 0 | 0 | 0 | 0 | 0 | 0 | 0 | 0 | 0 | 0 | 0 | 0 | 0 | 0 | 0 | 0 | 0 | 0 | 0 | 0 | 0 | [10 empty] | 0 | 0 | 0 | 0 | 0 | 0 | 0 | 0 | 0 | 0 | 0 | 0 | 0 | 0 | 0 | 0 | 0 | 0 | 0 | 0 | 0 | 0 | 0 | 0 | 0 | 0 | 0 | 0 | 0 | 0
Res CPP-No Enablement_PSE_Winter_9.26.2018_12.41.53 PM.xlsx | Inputs_endUseLoadShapes_PSE.xlsx | Inputs_Global_PSE.xlsx | Inputs_Product_Res CPP-No Enablement.xlsx | PSE | 20 | Winter | Peak | 4 | Res CPP-No Enablement | Commercial | Warehouse | 109.0764 | 0 | 0 | 0 | 0 | 0 | 0 | 0 | 0 | 0 | 0 | 0 | 0 | 0 | 0 | 0 | 0 | 0 | 0 | 0 | 0 | 0 | 0 | [10 empty] | 0 | 0 | 0 | 0 | 0 | 0 | 0 | 0 | 0 | 0 | 0 | 0 | 0 | 0 | 0 | 0 | 0 | 0 | 0 | 0 | 0 | 0 | 0 | 0 | 0 | 0 | 0 | 0 | 0 | 0
Res CPP-No Enablement_PSE_Winter_9.26.2018_12.41.53 PM.xlsx | Inputs_endUseLoadShapes_PSE.xlsx | Inputs_Global_PSE.xlsx | Inputs_Product_Res CPP-No Enablement.xlsx | PSE | 20 | Winter | Peak | 4 | Res CPP-No Enablement | Commercial | Xlarge Retail | 43.8789 | 0 | 0 | 0 | 0 | 0 | 0 | 0 | 0 | 0 | 0 | 0 | 0 | 0 | 0 | 0 | 0 | 0 | 0 | 0 | 0 | 0 | 0 | [10 empty] | 0 | 0 | 0 | 0 | 0 | 0 | 0 | 0 | 0 | 0 | 0 | 0 | 0 | 0 | 0 | 0 | 0 | 0 | 0 | 0 | 0 | 0 | 0 | 0 | 0 | 0 | 0 | 0 | 0 | 0
Res CPP-No Enablement_PSE_Winter_9.26.2018_12.41.53 PM.xlsx | Inputs_endUseLoadShapes_PSE.xlsx | Inputs_Global_PSE.xlsx | Inputs_Product_Res CPP-No Enablement.xlsx | PSE | 20 | Winter | Peak | 4 | Res CPP-No Enablement | Industrial | Mechanical Pulp | 0 | 0 | 0 | 0 | 0 | 0 | 0 | 0 | 0 | 0 | 0 | 0 | 0 | 0 | 0 | 0 | 0 | 0 | 0 | 0 | 0 | 0 | 0 | [10 empty] | 0 | 0 | 0 | 0 | 0 | 0 | 0 | 0 | 0 | 0 | 0 | 0 | 0 | 0 | 0 | 0 | 0 | 0 | 0 | 0 | 0 | 0 | 0 | 0 | 0 | 0 | 0 | 0 | 0 | 0
Res CPP-No Enablement_PSE_Winter_9.26.2018_12.41.53 PM.xlsx | Inputs_endUseLoadShapes_PSE.xlsx | Inputs_Global_PSE.xlsx | Inputs_Product_Res CPP-No Enablement.xlsx | PSE | 20 | Winter | Peak | 4 | Res CPP-No Enablement | Industrial | Kraft Pulp | 0 | 0 | 0 | 0 | 0 | 0 | 0 | 0 | 0 | 0 | 0 | 0 | 0 | 0 | 0 | 0 | 0 | 0 | 0 | 0 | 0 | 0 | 0 | [10 empty] | 0 | 0 | 0 | 0 | 0 | 0 | 0 | 0 | 0 | 0 | 0 | 0 | 0 | 0 | 0 | 0 | 0 | 0 | 0 | 0 | 0 | 0 | 0 | 0 | 0 | 0 | 0 | 0 | 0 | 0
Res CPP-No Enablement_PSE_Winter_9.26.2018_12.41.53 PM.xlsx | Inputs_endUseLoadShapes_PSE.xlsx | Inputs_Global_PSE.xlsx | Inputs_Product_Res CPP-No Enablement.xlsx | PSE | 20 | Winter | Peak | 4 | Res CPP-No Enablement | Industrial | Paper | 0 | 0 | 0 | 0 | 0 | 0 | 0 | 0 | 0 | 0 | 0 | 0 | 0 | 0 | 0 | 0 | 0 | 0 | 0 | 0 | 0 | 0 | 0 | [10 empty] | 0 | 0 | 0 | 0 | 0 | 0 | 0 | 0 | 0 | 0 | 0 | 0 | 0 | 0 | 0 | 0 | 0 | 0 | 0 | 0 | 0 | 0 | 0 | 0 | 0 | 0 | 0 | 0 | 0 | 0
Res CPP-No Enablement_PSE_Winter_9.26.2018_12.41.53 PM.xlsx | Inputs_endUseLoadShapes_PSE.xlsx | Inputs_Global_PSE.xlsx | Inputs_Product_Res CPP-No Enablement.xlsx | PSE | 20 | Winter | Peak | 4 | Res CPP-No Enablement | Industrial | Foundries | 0 | 0 | 0 | 0 | 0 | 0 | 0 | 0 | 0 | 0 | 0 | 0 | 0 | 0 | 0 | 0 | 0 | 0 | 0 | 0 | 0 | 0 | 0 | [10 empty] | 0 | 0 | 0 | 0 | 0 | 0 | 0 | 0 | 0 | 0 | 0 | 0 | 0 | 0 | 0 | 0 | 0 | 0 | 0 | 0 | 0 | 0 | 0 | 0 | 0 | 0 | 0 | 0 | 0 | 0
Res CPP-No Enablement_PSE_Winter_9.26.2018_12.41.53 PM.xlsx | Inputs_endUseLoadShapes_PSE.xlsx | Inputs_Global_PSE.xlsx | Inputs_Product_Res CPP-No Enablement.xlsx | PSE | 20 | Winter | Peak | 4 | Res CPP-No Enablement | Industrial | Frozen Food | 0 | 0 | 0 | 0 | 0 | 0 | 0 | 0 | 0 | 0 | 0 | 0 | 0 | 0 | 0 | 0 | 0 | 0 | 0 | 0 | 0 | 0 | 0 | [10 empty] | 0 | 0 | 0 | 0 | 0 | 0 | 0 | 0 | 0 | 0 | 0 | 0 | 0 | 0 | 0 | 0 | 0 | 0 | 0 | 0 | 0 | 0 | 0 | 0 | 0 | 0 | 0 | 0 | 0 | 0
Res CPP-No Enablement_PSE_Winter_9.26.2018_12.41.53 PM.xlsx | Inputs_endUseLoadShapes_PSE.xlsx | Inputs_Global_PSE.xlsx | Inputs_Product_Res CPP-No Enablement.xlsx | PSE | 20 | Winter | Peak | 4 | Res CPP-No Enablement | Industrial | Other Food | 0 | 0 | 0 | 0 | 0 | 0 | 0 | 0 | 0 | 0 | 0 | 0 | 0 | 0 | 0 | 0 | 0 | 0 | 0 | 0 | 0 | 0 | 0 | [10 empty] | 0 | 0 | 0 | 0 | 0 | 0 | 0 | 0 | 0 | 0 | 0 | 0 | 0 | 0 | 0 | 0 | 0 | 0 | 0 | 0 | 0 | 0 | 0 | 0 | 0 | 0 | 0 | 0 | 0 | 0
Res CPP-No Enablement_PSE_Winter_9.26.2018_12.41.53 PM.xlsx | Inputs_endUseLoadShapes_PSE.xlsx | Inputs_Global_PSE.xlsx | Inputs_Product_Res CPP-No Enablement.xlsx | PSE | 20 | Winter | Peak | 4 | Res CPP-No Enablement | Industrial | Wood - Lumber | 0 | 0 | 0 | 0 | 0 | 0 | 0 | 0 | 0 | 0 | 0 | 0 | 0 | 0 | 0 | 0 | 0 | 0 | 0 | 0 | 0 | 0 | 0 | [10 empty] | 0 | 0 | 0 | 0 | 0 | 0 | 0 | 0 | 0 | 0 | 0 | 0 | 0 | 0 | 0 | 0 | 0 | 0 | 0 | 0 | 0 | 0 | 0 | 0 | 0 | 0 | 0 | 0 | 0 | 0
Res CPP-No Enablement_PSE_Winter_9.26.2018_12.41.53 PM.xlsx | Inputs_endUseLoadShapes_PSE.xlsx | Inputs_Global_PSE.xlsx | Inputs_Product_Res CPP-No Enablement.xlsx | PSE | 20 | Winter | Peak | 4 | Res CPP-No Enablement | Industrial | Wood - Panel | 0 | 0 | 0 | 0 | 0 | 0 | 0 | 0 | 0 | 0 | 0 | 0 | 0 | 0 | 0 | 0 | 0 | 0 | 0 | 0 | 0 | 0 | 0 | [10 empty] | 0 | 0 | 0 | 0 | 0 | 0 | 0 | 0 | 0 | 0 | 0 | 0 | 0 | 0 | 0 | 0 | 0 | 0 | 0 | 0 | 0 | 0 | 0 | 0 | 0 | 0 | 0 | 0 | 0 | 0
Res CPP-No Enablement_PSE_Winter_9.26.2018_12.41.53 PM.xlsx | Inputs_endUseLoadShapes_PSE.xlsx | Inputs_Global_PSE.xlsx | Inputs_Product_Res CPP-No Enablement.xlsx | PSE | 20 | Winter | Peak | 4 | Res CPP-No Enablement | Industrial | Wood - Other | 0 | 0 | 0 | 0 | 0 | 0 | 0 | 0 | 0 | 0 | 0 | 0 | 0 | 0 | 0 | 0 | 0 | 0 | 0 | 0 | 0 | 0 | 0 | [10 empty] | 0 | 0 | 0 | 0 | 0 | 0 | 0 | 0 | 0 | 0 | 0 | 0 | 0 | 0 | 0 | 0 | 0 | 0 | 0 | 0 | 0 | 0 | 0 | 0 | 0 | 0 | 0 | 0 | 0 | 0
Res CPP-No Enablement_PSE_Winter_9.26.2018_12.41.53 PM.xlsx | Inputs_endUseLoadShapes_PSE.xlsx | Inputs_Global_PSE.xlsx | Inputs_Product_Res CPP-No Enablement.xlsx | PSE | 20 | Winter | Peak | 4 | Res CPP-No Enablement | Industrial | Sugar | 0 | 0 | 0 | 0 | 0 | 0 | 0 | 0 | 0 | 0 | 0 | 0 | 0 | 0 | 0 | 0 | 0 | 0 | 0 | 0 | 0 | 0 | 0 | [10 empty] | 0 | 0 | 0 | 0 | 0 | 0 | 0 | 0 | 0 | 0 | 0 | 0 | 0 | 0 | 0 | 0 | 0 | 0 | 0 | 0 | 0 | 0 | 0 | 0 | 0 | 0 | 0 | 0 | 0 | 0
Res CPP-No Enablement_PSE_Winter_9.26.2018_12.41.53 PM.xlsx | Inputs_endUseLoadShapes_PSE.xlsx | Inputs_Global_PSE.xlsx | Inputs_Product_Res CPP-No Enablement.xlsx | PSE | 20 | Winter | Peak | 4 | Res CPP-No Enablement | Industrial | Hi Tech - Chip Fab | 0 | 0 | 0 | 0 | 0 | 0 | 0 | 0 | 0 | 0 | 0 | 0 | 0 | 0 | 0 | 0 | 0 | 0 | 0 | 0 | 0 | 0 | 0 | [10 empty] | 0 | 0 | 0 | 0 | 0 | 0 | 0 | 0 | 0 | 0 | 0 | 0 | 0 | 0 | 0 | 0 | 0 | 0 | 0 | 0 | 0 | 0 | 0 | 0 | 0 | 0 | 0 | 0 | 0 | 0
Res CPP-No Enablement_PSE_Winter_9.26.2018_12.41.53 PM.xlsx | Inputs_endUseLoadShapes_PSE.xlsx | Inputs_Global_PSE.xlsx | Inputs_Product_Res CPP-No Enablement.xlsx | PSE | 20 | Winter | Peak | 4 | Res CPP-No Enablement | Industrial | Hi Tech - Silicon | 0 | 0 | 0 | 0 | 0 | 0 | 0 | 0 | 0 | 0 | 0 | 0 | 0 | 0 | 0 | 0 | 0 | 0 | 0 | 0 | 0 | 0 | 0 | [10 empty] | 0 | 0 | 0 | 0 | 0 | 0 | 0 | 0 | 0 | 0 | 0 | 0 | 0 | 0 | 0 | 0 | 0 | 0 | 0 | 0 | 0 | 0 | 0 | 0 | 0 | 0 | 0 | 0 | 0 | 0
Res CPP-No Enablement_PSE_Winter_9.26.2018_12.41.53 PM.xlsx | Inputs_endUseLoadShapes_PSE.xlsx | Inputs_Global_PSE.xlsx | Inputs_Product_Res CPP-No Enablement.xlsx | PSE | 20 | Winter | Peak | 4 | Res CPP-No Enablement | Industrial | Metal Fab | 0 | 0 | 0 | 0 | 0 | 0 | 0 | 0 | 0 | 0 | 0 | 0 | 0 | 0 | 0 | 0 | 0 | 0 | 0 | 0 | 0 | 0 | 0 | [10 empty] | 0 | 0 | 0 | 0 | 0 | 0 | 0 | 0 | 0 | 0 | 0 | 0 | 0 | 0 | 0 | 0 | 0 | 0 | 0 | 0 | 0 | 0 | 0 | 0 | 0 | 0 | 0 | 0 | 0 | 0
Res CPP-No Enablement_PSE_Winter_9.26.2018_12.41.53 PM.xlsx | Inputs_endUseLoadShapes_PSE.xlsx | Inputs_Global_PSE.xlsx | Inputs_Product_Res CPP-No Enablement.xlsx | PSE | 20 | Winter | Peak | 4 | Res CPP-No Enablement | Industrial | Transportation, Equip | 0 | 0 | 0 | 0 | 0 | 0 | 0 | 0 | 0 | 0 | 0 | 0 | 0 | 0 | 0 | 0 | 0 | 0 | 0 | 0 | 0 | 0 | 0 | [10 empty] | 0 | 0 | 0 | 0 | 0 | 0 | 0 | 0 | 0 | 0 | 0 | 0 | 0 | 0 | 0 | 0 | 0 | 0 | 0 | 0 | 0 | 0 | 0 | 0 | 0 | 0 | 0 | 0 | 0 | 0
Res CPP-No Enablement_PSE_Winter_9.26.2018_12.41.53 PM.xlsx | Inputs_endUseLoadShapes_PSE.xlsx | Inputs_Global_PSE.xlsx | Inputs_Product_Res CPP-No Enablement.xlsx | PSE | 20 | Winter | Peak | 4 | Res CPP-No Enablement | Industrial | Refinery | 0.86064 | 0 | 0 | 0 | 0 | 0 | 0 | 0 | 0 | 0 | 0 | 0 | 0 | 0 | 0 | 0 | 0 | 0 | 0 | 0 | 0 | 0 | 0 | [10 empty] | 0 | 0 | 0 | 0 | 0 | 0 | 0 | 0 | 0 | 0 | 0 | 0 | 0 | 0 | 0 | 0 | 0 | 0 | 0 | 0 | 0 | 0 | 0 | 0 | 0 | 0 | 0 | 0 | 0 | 0
Res CPP-No Enablement_PSE_Winter_9.26.2018_12.41.53 PM.xlsx | Inputs_endUseLoadShapes_PSE.xlsx | Inputs_Global_PSE.xlsx | Inputs_Product_Res CPP-No Enablement.xlsx | PSE | 20 | Winter | Peak | 4 | Res CPP-No Enablement | Industrial | Cold Storage | 2.7117 | 0 | 0 | 0 | 0 | 0 | 0 | 0 | 0 | 0 | 0 | 0 | 0 | 0 | 0 | 0 | 0 | 0 | 0 | 0 | 0 | 0 | 0 | [10 empty] | 0 | 0 | 0 | 0 | 0 | 0 | 0 | 0 | 0 | 0 | 0 | 0 | 0 | 0 | 0 | 0 | 0 | 0 | 0 | 0 | 0 | 0 | 0 | 0 | 0 | 0 | 0 | 0 | 0 | 0
Res CPP-No Enablement_PSE_Winter_9.26.2018_12.41.53 PM.xlsx | Inputs_endUseLoadShapes_PSE.xlsx | Inputs_Global_PSE.xlsx | Inputs_Product_Res CPP-No Enablement.xlsx | PSE | 20 | Winter | Peak | 4 | Res CPP-No Enablement | Industrial | Fruit Storage | 0.00036761 | 0 | 0 | 0 | 0 | 0 | 0 | 0 | 0 | 0 | 0 | 0 | 0 | 0 | 0 | 0 | 0 | 0 | 0 | 0 | 0 | 0 | 0 | [10 empty] | 0 | 0 | 0 | 0 | 0 | 0 | 0 | 0 | 0 | 0 | 0 | 0 | 0 | 0 | 0 | 0 | 0 | 0 | 0 | 0 | 0 | 0 | 0 | 0 | 0 | 0 | 0 | 0 | 0 | 0
Res CPP-No Enablement_PSE_Winter_9.26.2018_12.41.53 PM.xlsx | Inputs_endUseLoadShapes_PSE.xlsx | Inputs_Global_PSE.xlsx | Inputs_Product_Res CPP-No Enablement.xlsx | PSE | 20 | Winter | Peak | 4 | Res CPP-No Enablement | Industrial | Chemical | 5.7904 | 0 | 0 | 0 | 0 | 0 | 0 | 0 | 0 | 0 | 0 | 0 | 0 | 0 | 0 | 0 | 0 | 0 | 0 | 0 | 0 | 0 | 0 | [10 empty] | 0 | 0 | 0 | 0 | 0 | 0 | 0 | 0 | 0 | 0 | 0 | 0 | 0 | 0 | 0 | 0 | 0 | 0 | 0 | 0 | 0 | 0 | 0 | 0 | 0 | 0 | 0 | 0 | 0 | 0
Res CPP-No Enablement_PSE_Winter_9.26.2018_12.41.53 PM.xlsx | Inputs_endUseLoadShapes_PSE.xlsx | Inputs_Global_PSE.xlsx | Inputs_Product_Res CPP-No Enablement.xlsx | PSE | 20 | Winter | Peak | 4 | Res CPP-No Enablement | Industrial | Misc Manf | 0 | 0 | 0 | 0 | 0 | 0 | 0 | 0 | 0 | 0 | 0 | 0 | 0 | 0 | 0 | 0 | 0 | 0 | 0 | 0 | 0 | 0 | 0 | [10 empty] | 0 | 0 | 0 | 0 | 0 | 0 | 0 | 0 | 0 | 0 | 0 | 0 | 0 | 0 | 0 | 0 | 0 | 0 | 0 | 0 | 0 | 0 | 0 | 0 | 0 | 0 | 0 | 0 | 0 | 0
Res CPP-No Enablement_PSE_Winter_9.26.2018_12.41.53 PM.xlsx | Inputs_endUseLoadShapes_PSE.xlsx | Inputs_Global_PSE.xlsx | Inputs_Product_Res CPP-No Enablement.xlsx | PSE | 20 | Winter | Peak | 4 | Res CPP-No Enablement | Residential | Single Family | 1735.6231 | 1659.6378 | 199.1565 | 25.1305 | 25.1718 | 25.3831 | 25.7947 | 26.3028 | 26.4323 | 26.6506 | 26.7695 | 27.057 | 27.3243 | 27.6973 | 27.9736 | 28.3818 | 28.6732 | 29.0701 | 29.4449 | 29.9272 | 30.1656 | 30.5182 | 30.875 | [10 empty] | 115286.034 | 116579.6366 | 117902.6341 | 119284.8655 | 120684.2901 | 122092.3668 | 123503.7713 | 124910.2951 | 126308.3886 | 127699.4939 | 129085.053 | 130462.6255 | 131829.6601 | 133185.7132 | 134531.0067 | 135867.537 | 137197.412 | 138519.8549 | 139833.8676 | 141130.9959 | 0 | 0 | 0 | 0 | 0 | 0 | 0 | 0 | 0 | 0
Res CPP-No Enablement_PSE_Winter_9.26.2018_12.41.53 PM.xlsx | Inputs_endUseLoadShapes_PSE.xlsx | Inputs_Global_PSE.xlsx | Inputs_Product_Res CPP-No Enablement.xlsx | PSE | 20 | Winter | Peak | 4 | Res CPP-No Enablement | Residential | Multifamily Low-Rise | 353.1936 | 353.103 | 42.3724 | 4.8264 | 4.8343 | 4.8749 | 4.9539 | 5.0515 | 5.0764 | 5.1183 | 5.1411 | 5.1964 | 5.2477 | 5.3193 | 5.3724 | 5.4508 | 5.5067 | 5.583 | 5.6549 | 5.7476 | 5.7934 | 5.8611 | 5.9296 | [10 empty] | 23148.6861 | 23408.4331 | 23674.0824 | 23951.6255 | 24232.6209 | 24515.3535 | 24798.7544 | 25081.1752 | 25361.9033 | 25641.2282 | 25919.4394 | 26196.047 | 26470.5387 | 26742.8254 | 27012.9515 | 27281.3181 | 27548.3484 | 27813.8863 | 28077.7315 | 28338.1865 | 0 | 0 | 0 | 0 | 0 | 0 | 0 | 0 | 0 | 0
Res CPP-No Enablement_PSE_Winter_9.26.2018_12.41.53 PM.xlsx | Inputs_endUseLoadShapes_PSE.xlsx | Inputs_Global_PSE.xlsx | Inputs_Product_Res CPP-No Enablement.xlsx | PSE | 20 | Winter | Peak | 4 | Res CPP-No Enablement | Residential | Multifamily High-Rise | 64.3597 | 64.3432 | 7.7212 | 0.87947 | 0.88092 | 0.88831 | 0.90272 | 0.9205 | 0.92503 | 0.93267 | 0.93683 | 0.94689 | 0.95624 | 0.9693 | 0.97897 | 0.99326 | 1.0035 | 1.0173 | 1.0305 | 1.0473 | 1.0557 | 1.068 | 1.0805 | [10 empty] | 4218.205 | 4265.5367 | 4313.9439 | 4364.5184 | 4415.722 | 4467.2422 | 4518.8841 | 4570.3475 | 4621.5024 | 4672.4016 | 4723.0979 | 4773.5019 | 4823.5204 | 4873.1371 | 4922.3601 | 4971.2624 | 5019.9213 | 5068.3082 | 5116.3866 | 5163.8473 | 0 | 0 | 0 | 0 | 0 | 0 | 0 | 0 | 0 | 0
Res CPP-No Enablement_PSE_Winter_9.26.2018_12.41.53 PM.xlsx | Inputs_endUseLoadShapes_PSE.xlsx | Inputs_Global_PSE.xlsx | Inputs_Product_Res CPP-No Enablement.xlsx | PSE | 20 | Winter | Peak | 4 | Res CPP-No Enablement | Residential | Manufactured | 145.2386 | 140.8834 | 16.906 | 1.6591 | 1.6618 | 1.6758 | 1.703 | 1.7365 | 1.7451 | 1.7595 | 1.7673 | 1.7863 | 1.8039 | 1.8286 | 1.8468 | 1.8738 | 1.893 | 1.9192 | 1.9439 | 1.9758 | 1.9915 | 2.0148 | 2.0384 | [10 empty] | 7720.933 | 7807.5681 | 7896.1719 | 7988.7426 | 8082.4649 | 8176.7665 | 8271.2911 | 8365.4887 | 8459.1218 | 8552.2869 | 8645.0805 | 8737.3393 | 8828.8923 | 8919.7098 | 9009.8068 | 9099.3168 | 9188.3812 | 9276.9478 | 9364.9498 | 9451.8211 | 0 | 0 | 0 | 0 | 0 | 0 | 0 | 0 | 0 | 0
Res CPP-No Enablement_PSE_Winter_9.26.2018_12.41.53 PM.xlsx | Inputs_endUseLoadShapes_PSE.xlsx | Inputs_Global_PSE.xlsx | Inputs_Product_Res CPP-No Enablement.xlsx | PSE | 20 | Winter | Peak | 4 | Res CPP-No Enablement | 0 | 0 | 0 | 0 | 0 | 0 | 0 | 0 | 0 | 0 | 0 | 0 | 0 | 0 | 0 | 0 | 0 | 0 | 0 | 0 | 0 | 0 | 0 | 0 | 0 | [10 empty] | 0 | 0 | 0 | 0 | 0 | 0 | 0 | 0 | 0 | 0 | 0 | 0 | 0 | 0 | 0 | 0 | 0 | 0 | 0 | 0 | 0 | 0 | 0 | 0 | 0 | 0 | 0 | 0 | 0 | 0
Res CPP-With Enablement_PSE_Winter_9.19.2018_9.48.28 PM.xlsx | Inputs_endUseLoadShapes_PSE.xlsx | Inputs_Global_PSE.xlsx | Inputs_Product_Res CPP-With Enablement.xlsx | PSE | 20 | Winter | Peak | 4 | Res CPP-With Enablement | Commercial | Hospital | 60.1174 | 0 | 0 | 0 | 0 | 0 | 0 | 0 | 0 | 0 | 0 | 0 | 0 | 0 | 0 | 0 | 0 | 0 | 0 | 0 | 0 | 0 | 0 | [10 empty] | 0 | 0 | 0 | 0 | 0 | 0 | 0 | 0 | 0 | 0 | 0 | 0 | 0 | 0 | 0 | 0 | 0 | 0 | 0 | 0 | 0 | 0 | 0 | 0 | 0 | 0 | 0 | 0 | 0 | 0
Res CPP-With Enablement_PSE_Winter_9.19.2018_9.48.28 PM.xlsx | Inputs_endUseLoadShapes_PSE.xlsx | Inputs_Global_PSE.xlsx | Inputs_Product_Res CPP-With Enablement.xlsx | PSE | 20 | Winter | Peak | 4 | Res CPP-With Enablement | Commercial | Large Office | 276.206 | 0 | 0 | 0 | 0 | 0 | 0 | 0 | 0 | 0 | 0 | 0 | 0 | 0 | 0 | 0 | 0 | 0 | 0 | 0 | 0 | 0 | 0 | [10 empty] | 0 | 0 | 0 | 0 | 0 | 0 | 0 | 0 | 0 | 0 | 0 | 0 | 0 | 0 | 0 | 0 | 0 | 0 | 0 | 0 | 0 | 0 | 0 | 0 | 0 | 0 | 0 | 0 | 0 | 0
Res CPP-With Enablement_PSE_Winter_9.19.2018_9.48.28 PM.xlsx | Inputs_endUseLoadShapes_PSE.xlsx | Inputs_Global_PSE.xlsx | Inputs_Product_Res CPP-With Enablement.xlsx | PSE | 20 | Winter | Peak | 4 | Res CPP-With Enablement | Commercial | Large Retail | 59.7663 | 0 | 0 | 0 | 0 | 0 | 0 | 0 | 0 | 0 | 0 | 0 | 0 | 0 | 0 | 0 | 0 | 0 | 0 | 0 | 0 | 0 | 0 | [10 empty] | 0 | 0 | 0 | 0 | 0 | 0 | 0 | 0 | 0 | 0 | 0 | 0 | 0 | 0 | 0 | 0 | 0 | 0 | 0 | 0 | 0 | 0 | 0 | 0 | 0 | 0 | 0 | 0 | 0 | 0
Res CPP-With Enablement_PSE_Winter_9.19.2018_9.48.28 PM.xlsx | Inputs_endUseLoadShapes_PSE.xlsx | Inputs_Global_PSE.xlsx | Inputs_Product_Res CPP-With Enablement.xlsx | PSE | 20 | Winter | Peak | 4 | Res CPP-With Enablement | Commercial | Lodging | 68.2405 | 0 | 0 | 0 | 0 | 0 | 0 | 0 | 0 | 0 | 0 | 0 | 0 | 0 | 0 | 0 | 0 | 0 | 0 | 0 | 0 | 0 | 0 | [10 empty] | 0 | 0 | 0 | 0 | 0 | 0 | 0 | 0 | 0 | 0 | 0 | 0 | 0 | 0 | 0 | 0 | 0 | 0 | 0 | 0 | 0 | 0 | 0 | 0 | 0 | 0 | 0 | 0 | 0 | 0
Res CPP-With Enablement_PSE_Winter_9.19.2018_9.48.28 PM.xlsx | Inputs_endUseLoadShapes_PSE.xlsx | Inputs_Global_PSE.xlsx | Inputs_Product_Res CPP-With Enablement.xlsx | PSE | 20 | Winter | Peak | 4 | Res CPP-With Enablement | Commercial | Medium Office | 258.2479 | 0 | 0 | 0 | 0 | 0 | 0 | 0 | 0 | 0 | 0 | 0 | 0 | 0 | 0 | 0 | 0 | 0 | 0 | 0 | 0 | 0 | 0 | [10 empty] | 0 | 0 | 0 | 0 | 0 | 0 | 0 | 0 | 0 | 0 | 0 | 0 | 0 | 0 | 0 | 0 | 0 | 0 | 0 | 0 | 0 | 0 | 0 | 0 | 0 | 0 | 0 | 0 | 0 | 0
Res CPP-With Enablement_PSE_Winter_9.19.2018_9.48.28 PM.xlsx | Inputs_endUseLoadShapes_PSE.xlsx | Inputs_Global_PSE.xlsx | Inputs_Product_Res CPP-With Enablement.xlsx | PSE | 20 | Winter | Peak | 4 | Res CPP-With Enablement | Commercial | Medium Retail | 88.9531 | 0 | 0 | 0 | 0 | 0 | 0 | 0 | 0 | 0 | 0 | 0 | 0 | 0 | 0 | 0 | 0 | 0 | 0 | 0 | 0 | 0 | 0 | [10 empty] | 0 | 0 | 0 | 0 | 0 | 0 | 0 | 0 | 0 | 0 | 0 | 0 | 0 | 0 | 0 | 0 | 0 | 0 | 0 | 0 | 0 | 0 | 0 | 0 | 0 | 0 | 0 | 0 | 0 | 0
Res CPP-With Enablement_PSE_Winter_9.19.2018_9.48.28 PM.xlsx | Inputs_endUseLoadShapes_PSE.xlsx | Inputs_Global_PSE.xlsx | Inputs_Product_Res CPP-With Enablement.xlsx | PSE | 20 | Winter | Peak | 4 | Res CPP-With Enablement | Commercial | Other and Assembly | 348.7385 | 0 | 0 | 0 | 0 | 0 | 0 | 0 | 0 | 0 | 0 | 0 | 0 | 0 | 0 | 0 | 0 | 0 | 0 | 0 | 0 | 0 | 0 | [10 empty] | 0 | 0 | 0 | 0 | 0 | 0 | 0 | 0 | 0 | 0 | 0 | 0 | 0 | 0 | 0 | 0 | 0 | 0 | 0 | 0 | 0 | 0 | 0 | 0 | 0 | 0 | 0 | 0 | 0 | 0
Res CPP-With Enablement_PSE_Winter_9.19.2018_9.48.28 PM.xlsx | Inputs_endUseLoadShapes_PSE.xlsx | Inputs_Global_PSE.xlsx | Inputs_Product_Res CPP-With Enablement.xlsx | PSE | 20 | Winter | Peak | 4 | Res CPP-With Enablement | Commercial | Residential Care | 22.9912 | 0 | 0 | 0 | 0 | 0 | 0 | 0 | 0 | 0 | 0 | 0 | 0 | 0 | 0 | 0 | 0 | 0 | 0 | 0 | 0 | 0 | 0 | [10 empty] | 0 | 0 | 0 | 0 | 0 | 0 | 0 | 0 | 0 | 0 | 0 | 0 | 0 | 0 | 0 | 0 | 0 | 0 | 0 | 0 | 0 | 0 | 0 | 0 | 0 | 0 | 0 | 0 | 0 | 0
Res CPP-With Enablement_PSE_Winter_9.19.2018_9.48.28 PM.xlsx | Inputs_endUseLoadShapes_PSE.xlsx | Inputs_Global_PSE.xlsx | Inputs_Product_Res CPP-With Enablement.xlsx | PSE | 20 | Winter | Peak | 4 | Res CPP-With Enablement | Commercial | Restaurant | 99.9572 | 0 | 0 | 0 | 0 | 0 | 0 | 0 | 0 | 0 | 0 | 0 | 0 | 0 | 0 | 0 | 0 | 0 | 0 | 0 | 0 | 0 | 0 | [10 empty] | 0 | 0 | 0 | 0 | 0 | 0 | 0 | 0 | 0 | 0 | 0 | 0 | 0 | 0 | 0 | 0 | 0 | 0 | 0 | 0 | 0 | 0 | 0 | 0 | 0 | 0 | 0 | 0 | 0 | 0
Res CPP-With Enablement_PSE_Winter_9.19.2018_9.48.28 PM.xlsx | Inputs_endUseLoadShapes_PSE.xlsx | Inputs_Global_PSE.xlsx | Inputs_Product_Res CPP-With Enablement.xlsx | PSE | 20 | Winter | Peak | 4 | Res CPP-With Enablement | Commercial | School K-12 | 109.464 | 0 | 0 | 0 | 0 | 0 | 0 | 0 | 0 | 0 | 0 | 0 | 0 | 0 | 0 | 0 | 0 | 0 | 0 | 0 | 0 | 0 | 0 | [10 empty] | 0 | 0 | 0 | 0 | 0 | 0 | 0 | 0 | 0 | 0 | 0 | 0 | 0 | 0 | 0 | 0 | 0 | 0 | 0 | 0 | 0 | 0 | 0 | 0 | 0 | 0 | 0 | 0 | 0 | 0
Res CPP-With Enablement_PSE_Winter_9.19.2018_9.48.28 PM.xlsx | Inputs_endUseLoadShapes_PSE.xlsx | Inputs_Global_PSE.xlsx | Inputs_Product_Res CPP-With Enablement.xlsx | PSE | 20 | Winter | Peak | 4 | Res CPP-With Enablement | Commercial | Small Office | 219.9141 | 0 | 0 | 0 | 0 | 0 | 0 | 0 | 0 | 0 | 0 | 0 | 0 | 0 | 0 | 0 | 0 | 0 | 0 | 0 | 0 | 0 | 0 | [10 empty] | 0 | 0 | 0 | 0 | 0 | 0 | 0 | 0 | 0 | 0 | 0 | 0 | 0 | 0 | 0 | 0 | 0 | 0 | 0 | 0 | 0 | 0 | 0 | 0 | 0 | 0 | 0 | 0 | 0 | 0
Res CPP-With Enablement_PSE_Winter_9.19.2018_9.48.28 PM.xlsx | Inputs_endUseLoadShapes_PSE.xlsx | Inputs_Global_PSE.xlsx | Inputs_Product_Res CPP-With Enablement.xlsx | PSE | 20 | Winter | Peak | 4 | Res CPP-With Enablement | Commercial | Small Retail | 19.2342 | 0 | 0 | 0 | 0 | 0 | 0 | 0 | 0 | 0 | 0 | 0 | 0 | 0 | 0 | 0 | 0 | 0 | 0 | 0 | 0 | 0 | 0 | [10 empty] | 0 | 0 | 0 | 0 | 0 | 0 | 0 | 0 | 0 | 0 | 0 | 0 | 0 | 0 | 0 | 0 | 0 | 0 | 0 | 0 | 0 | 0 | 0 | 0 | 0 | 0 | 0 | 0 | 0 | 0
Res CPP-With Enablement_PSE_Winter_9.19.2018_9.48.28 PM.xlsx | Inputs_endUseLoadShapes_PSE.xlsx | Inputs_Global_PSE.xlsx | Inputs_Product_Res CPP-With Enablement.xlsx | PSE | 20 | Winter | Peak | 4 | Res CPP-With Enablement | Commercial | Supermarket and MiniMart | 111.3383 | 0 | 0 | 0 | 0 | 0 | 0 | 0 | 0 | 0 | 0 | 0 | 0 | 0 | 0 | 0 | 0 | 0 | 0 | 0 | 0 | 0 | 0 | [10 empty] | 0 | 0 | 0 | 0 | 0 | 0 | 0 | 0 | 0 | 0 | 0 | 0 | 0 | 0 | 0 | 0 | 0 | 0 | 0 | 0 | 0 | 0 | 0 | 0 | 0 | 0 | 0 | 0 | 0 | 0
Res CPP-With Enablement_PSE_Winter_9.19.2018_9.48.28 PM.xlsx | Inputs_endUseLoadShapes_PSE.xlsx | Inputs_Global_PSE.xlsx | Inputs_Product_Res CPP-With Enablement.xlsx | PSE | 20 | Winter | Peak | 4 | Res CPP-With Enablement | Commercial | University | 46.289 | 0 | 0 | 0 | 0 | 0 | 0 | 0 | 0 | 0 | 0 | 0 | 0 | 0 | 0 | 0 | 0 | 0 | 0 | 0 | 0 | 0 | 0 | [10 empty] | 0 | 0 | 0 | 0 | 0 | 0 | 0 | 0 | 0 | 0 | 0 | 0 | 0 | 0 | 0 | 0 | 0 | 0 | 0 | 0 | 0 | 0 | 0 | 0 | 0 | 0 | 0 | 0 | 0 | 0
Res CPP-With Enablement_PSE_Winter_9.19.2018_9.48.28 PM.xlsx | Inputs_endUseLoadShapes_PSE.xlsx | Inputs_Global_PSE.xlsx | Inputs_Product_Res CPP-With Enablement.xlsx | PSE | 20 | Winter | Peak | 4 | Res CPP-With Enablement | Commercial | Warehouse | 109.0764 | 0 | 0 | 0 | 0 | 0 | 0 | 0 | 0 | 0 | 0 | 0 | 0 | 0 | 0 | 0 | 0 | 0 | 0 | 0 | 0 | 0 | 0 | [10 empty] | 0 | 0 | 0 | 0 | 0 | 0 | 0 | 0 | 0 | 0 | 0 | 0 | 0 | 0 | 0 | 0 | 0 | 0 | 0 | 0 | 0 | 0 | 0 | 0 | 0 | 0 | 0 | 0 | 0 | 0
Res CPP-With Enablement_PSE_Winter_9.19.2018_9.48.28 PM.xlsx | Inputs_endUseLoadShapes_PSE.xlsx | Inputs_Global_PSE.xlsx | Inputs_Product_Res CPP-With Enablement.xlsx | PSE | 20 | Winter | Peak | 4 | Res CPP-With Enablement | Commercial | Xlarge Retail | 43.8789 | 0 | 0 | 0 | 0 | 0 | 0 | 0 | 0 | 0 | 0 | 0 | 0 | 0 | 0 | 0 | 0 | 0 | 0 | 0 | 0 | 0 | 0 | [10 empty] | 0 | 0 | 0 | 0 | 0 | 0 | 0 | 0 | 0 | 0 | 0 | 0 | 0 | 0 | 0 | 0 | 0 | 0 | 0 | 0 | 0 | 0 | 0 | 0 | 0 | 0 | 0 | 0 | 0 | 0
Res CPP-With Enablement_PSE_Winter_9.19.2018_9.48.28 PM.xlsx | Inputs_endUseLoadShapes_PSE.xlsx | Inputs_Global_PSE.xlsx | Inputs_Product_Res CPP-With Enablement.xlsx | PSE | 20 | Winter | Peak | 4 | Res CPP-With Enablement | Industrial | Mechanical Pulp | 0 | 0 | 0 | 0 | 0 | 0 | 0 | 0 | 0 | 0 | 0 | 0 | 0 | 0 | 0 | 0 | 0 | 0 | 0 | 0 | 0 | 0 | 0 | [10 empty] | 0 | 0 | 0 | 0 | 0 | 0 | 0 | 0 | 0 | 0 | 0 | 0 | 0 | 0 | 0 | 0 | 0 | 0 | 0 | 0 | 0 | 0 | 0 | 0 | 0 | 0 | 0 | 0 | 0 | 0
Res CPP-With Enablement_PSE_Winter_9.19.2018_9.48.28 PM.xlsx | Inputs_endUseLoadShapes_PSE.xlsx | Inputs_Global_PSE.xlsx | Inputs_Product_Res CPP-With Enablement.xlsx | PSE | 20 | Winter | Peak | 4 | Res CPP-With Enablement | Industrial | Kraft Pulp | 0 | 0 | 0 | 0 | 0 | 0 | 0 | 0 | 0 | 0 | 0 | 0 | 0 | 0 | 0 | 0 | 0 | 0 | 0 | 0 | 0 | 0 | 0 | [10 empty] | 0 | 0 | 0 | 0 | 0 | 0 | 0 | 0 | 0 | 0 | 0 | 0 | 0 | 0 | 0 | 0 | 0 | 0 | 0 | 0 | 0 | 0 | 0 | 0 | 0 | 0 | 0 | 0 | 0 | 0
Res CPP-With Enablement_PSE_Winter_9.19.2018_9.48.28 PM.xlsx | Inputs_endUseLoadShapes_PSE.xlsx | Inputs_Global_PSE.xlsx | Inputs_Product_Res CPP-With Enablement.xlsx | PSE | 20 | Winter | Peak | 4 | Res CPP-With Enablement | Industrial | Paper | 0 | 0 | 0 | 0 | 0 | 0 | 0 | 0 | 0 | 0 | 0 | 0 | 0 | 0 | 0 | 0 | 0 | 0 | 0 | 0 | 0 | 0 | 0 | [10 empty] | 0 | 0 | 0 | 0 | 0 | 0 | 0 | 0 | 0 | 0 | 0 | 0 | 0 | 0 | 0 | 0 | 0 | 0 | 0 | 0 | 0 | 0 | 0 | 0 | 0 | 0 | 0 | 0 | 0 | 0
Res CPP-With Enablement_PSE_Winter_9.19.2018_9.48.28 PM.xlsx | Inputs_endUseLoadShapes_PSE.xlsx | Inputs_Global_PSE.xlsx | Inputs_Product_Res CPP-With Enablement.xlsx | PSE | 20 | Winter | Peak | 4 | Res CPP-With Enablement | Industrial | Foundries | 0 | 0 | 0 | 0 | 0 | 0 | 0 | 0 | 0 | 0 | 0 | 0 | 0 | 0 | 0 | 0 | 0 | 0 | 0 | 0 | 0 | 0 | 0 | [10 empty] | 0 | 0 | 0 | 0 | 0 | 0 | 0 | 0 | 0 | 0 | 0 | 0 | 0 | 0 | 0 | 0 | 0 | 0 | 0 | 0 | 0 | 0 | 0 | 0 | 0 | 0 | 0 | 0 | 0 | 0
Res CPP-With Enablement_PSE_Winter_9.19.2018_9.48.28 PM.xlsx | Inputs_endUseLoadShapes_PSE.xlsx | Inputs_Global_PSE.xlsx | Inputs_Product_Res CPP-With Enablement.xlsx | PSE | 20 | Winter | Peak | 4 | Res CPP-With Enablement | Industrial | Frozen Food | 0 | 0 | 0 | 0 | 0 | 0 | 0 | 0 | 0 | 0 | 0 | 0 | 0 | 0 | 0 | 0 | 0 | 0 | 0 | 0 | 0 | 0 | 0 | [10 empty] | 0 | 0 | 0 | 0 | 0 | 0 | 0 | 0 | 0 | 0 | 0 | 0 | 0 | 0 | 0 | 0 | 0 | 0 | 0 | 0 | 0 | 0 | 0 | 0 | 0 | 0 | 0 | 0 | 0 | 0
Res CPP-With Enablement_PSE_Winter_9.19.2018_9.48.28 PM.xlsx | Inputs_endUseLoadShapes_PSE.xlsx | Inputs_Global_PSE.xlsx | Inputs_Product_Res CPP-With Enablement.xlsx | PSE | 20 | Winter | Peak | 4 | Res CPP-With Enablement | Industrial | Other Food | 0 | 0 | 0 | 0 | 0 | 0 | 0 | 0 | 0 | 0 | 0 | 0 | 0 | 0 | 0 | 0 | 0 | 0 | 0 | 0 | 0 | 0 | 0 | [10 empty] | 0 | 0 | 0 | 0 | 0 | 0 | 0 | 0 | 0 | 0 | 0 | 0 | 0 | 0 | 0 | 0 | 0 | 0 | 0 | 0 | 0 | 0 | 0 | 0 | 0 | 0 | 0 | 0 | 0 | 0
Res CPP-With Enablement_PSE_Winter_9.19.2018_9.48.28 PM.xlsx | Inputs_endUseLoadShapes_PSE.xlsx | Inputs_Global_PSE.xlsx | Inputs_Product_Res CPP-With Enablement.xlsx | PSE | 20 | Winter | Peak | 4 | Res CPP-With Enablement | Industrial | Wood - Lumber | 0 | 0 | 0 | 0 | 0 | 0 | 0 | 0 | 0 | 0 | 0 | 0 | 0 | 0 | 0 | 0 | 0 | 0 | 0 | 0 | 0 | 0 | 0 | [10 empty] | 0 | 0 | 0 | 0 | 0 | 0 | 0 | 0 | 0 | 0 | 0 | 0 | 0 | 0 | 0 | 0 | 0 | 0 | 0 | 0 | 0 | 0 | 0 | 0 | 0 | 0 | 0 | 0 | 0 | 0
Res CPP-With Enablement_PSE_Winter_9.19.2018_9.48.28 PM.xlsx | Inputs_endUseLoadShapes_PSE.xlsx | Inputs_Global_PSE.xlsx | Inputs_Product_Res CPP-With Enablement.xlsx | PSE | 20 | Winter | Peak | 4 | Res CPP-With Enablement | Industrial | Wood - Panel | 0 | 0 | 0 | 0 | 0 | 0 | 0 | 0 | 0 | 0 | 0 | 0 | 0 | 0 | 0 | 0 | 0 | 0 | 0 | 0 | 0 | 0 | 0 | [10 empty] | 0 | 0 | 0 | 0 | 0 | 0 | 0 | 0 | 0 | 0 | 0 | 0 | 0 | 0 | 0 | 0 | 0 | 0 | 0 | 0 | 0 | 0 | 0 | 0 | 0 | 0 | 0 | 0 | 0 | 0
Res CPP-With Enablement_PSE_Winter_9.19.2018_9.48.28 PM.xlsx | Inputs_endUseLoadShapes_PSE.xlsx | Inputs_Global_PSE.xlsx | Inputs_Product_Res CPP-With Enablement.xlsx | PSE | 20 | Winter | Peak | 4 | Res CPP-With Enablement | Industrial | Wood - Other | 0 | 0 | 0 | 0 | 0 | 0 | 0 | 0 | 0 | 0 | 0 | 0 | 0 | 0 | 0 | 0 | 0 | 0 | 0 | 0 | 0 | 0 | 0 | [10 empty] | 0 | 0 | 0 | 0 | 0 | 0 | 0 | 0 | 0 | 0 | 0 | 0 | 0 | 0 | 0 | 0 | 0 | 0 | 0 | 0 | 0 | 0 | 0 | 0 | 0 | 0 | 0 | 0 | 0 | 0
Res CPP-With Enablement_PSE_Winter_9.19.2018_9.48.28 PM.xlsx | Inputs_endUseLoadShapes_PSE.xlsx | Inputs_Global_PSE.xlsx | Inputs_Product_Res CPP-With Enablement.xlsx | PSE | 20 | Winter | Peak | 4 | Res CPP-With Enablement | Industrial | Sugar | 0 | 0 | 0 | 0 | 0 | 0 | 0 | 0 | 0 | 0 | 0 | 0 | 0 | 0 | 0 | 0 | 0 | 0 | 0 | 0 | 0 | 0 | 0 | [10 empty] | 0 | 0 | 0 | 0 | 0 | 0 | 0 | 0 | 0 | 0 | 0 | 0 | 0 | 0 | 0 | 0 | 0 | 0 | 0 | 0 | 0 | 0 | 0 | 0 | 0 | 0 | 0 | 0 | 0 | 0
Res CPP-With Enablement_PSE_Winter_9.19.2018_9.48.28 PM.xlsx | Inputs_endUseLoadShapes_PSE.xlsx | Inputs_Global_PSE.xlsx | Inputs_Product_Res CPP-With Enablement.xlsx | PSE | 20 | Winter | Peak | 4 | Res CPP-With Enablement | Industrial | Hi Tech - Chip Fab | 0 | 0 | 0 | 0 | 0 | 0 | 0 | 0 | 0 | 0 | 0 | 0 | 0 | 0 | 0 | 0 | 0 | 0 | 0 | 0 | 0 | 0 | 0 | [10 empty] | 0 | 0 | 0 | 0 | 0 | 0 | 0 | 0 | 0 | 0 | 0 | 0 | 0 | 0 | 0 | 0 | 0 | 0 | 0 | 0 | 0 | 0 | 0 | 0 | 0 | 0 | 0 | 0 | 0 | 0
Res CPP-With Enablement_PSE_Winter_9.19.2018_9.48.28 PM.xlsx | Inputs_endUseLoadShapes_PSE.xlsx | Inputs_Global_PSE.xlsx | Inputs_Product_Res CPP-With Enablement.xlsx | PSE | 20 | Winter | Peak | 4 | Res CPP-With Enablement | Industrial | Hi Tech - Silicon | 0 | 0 | 0 | 0 | 0 | 0 | 0 | 0 | 0 | 0 | 0 | 0 | 0 | 0 | 0 | 0 | 0 | 0 | 0 | 0 | 0 | 0 | 0 | [10 empty] | 0 | 0 | 0 | 0 | 0 | 0 | 0 | 0 | 0 | 0 | 0 | 0 | 0 | 0 | 0 | 0 | 0 | 0 | 0 | 0 | 0 | 0 | 0 | 0 | 0 | 0 | 0 | 0 | 0 | 0
Res CPP-With Enablement_PSE_Winter_9.19.2018_9.48.28 PM.xlsx | Inputs_endUseLoadShapes_PSE.xlsx | Inputs_Global_PSE.xlsx | Inputs_Product_Res CPP-With Enablement.xlsx | PSE | 20 | Winter | Peak | 4 | Res CPP-With Enablement | Industrial | Metal Fab | 0 | 0 | 0 | 0 | 0 | 0 | 0 | 0 | 0 | 0 | 0 | 0 | 0 | 0 | 0 | 0 | 0 | 0 | 0 | 0 | 0 | 0 | 0 | [10 empty] | 0 | 0 | 0 | 0 | 0 | 0 | 0 | 0 | 0 | 0 | 0 | 0 | 0 | 0 | 0 | 0 | 0 | 0 | 0 | 0 | 0 | 0 | 0 | 0 | 0 | 0 | 0 | 0 | 0 | 0
Res CPP-With Enablement_PSE_Winter_9.19.2018_9.48.28 PM.xlsx | Inputs_endUseLoadShapes_PSE.xlsx | Inputs_Global_PSE.xlsx | Inputs_Product_Res CPP-With Enablement.xlsx | PSE | 20 | Winter | Peak | 4 | Res CPP-With Enablement | Industrial | Transportation, Equip | 0 | 0 | 0 | 0 | 0 | 0 | 0 | 0 | 0 | 0 | 0 | 0 | 0 | 0 | 0 | 0 | 0 | 0 | 0 | 0 | 0 | 0 | 0 | [10 empty] | 0 | 0 | 0 | 0 | 0 | 0 | 0 | 0 | 0 | 0 | 0 | 0 | 0 | 0 | 0 | 0 | 0 | 0 | 0 | 0 | 0 | 0 | 0 | 0 | 0 | 0 | 0 | 0 | 0 | 0
Res CPP-With Enablement_PSE_Winter_9.19.2018_9.48.28 PM.xlsx | Inputs_endUseLoadShapes_PSE.xlsx | Inputs_Global_PSE.xlsx | Inputs_Product_Res CPP-With Enablement.xlsx | PSE | 20 | Winter | Peak | 4 | Res CPP-With Enablement | Industrial | Refinery | 0.86064 | 0 | 0 | 0 | 0 | 0 | 0 | 0 | 0 | 0 | 0 | 0 | 0 | 0 | 0 | 0 | 0 | 0 | 0 | 0 | 0 | 0 | 0 | [10 empty] | 0 | 0 | 0 | 0 | 0 | 0 | 0 | 0 | 0 | 0 | 0 | 0 | 0 | 0 | 0 | 0 | 0 | 0 | 0 | 0 | 0 | 0 | 0 | 0 | 0 | 0 | 0 | 0 | 0 | 0
Res CPP-With Enablement_PSE_Winter_9.19.2018_9.48.28 PM.xlsx | Inputs_endUseLoadShapes_PSE.xlsx | Inputs_Global_PSE.xlsx | Inputs_Product_Res CPP-With Enablement.xlsx | PSE | 20 | Winter | Peak | 4 | Res CPP-With Enablement | Industrial | Cold Storage | 2.7117 | 0 | 0 | 0 | 0 | 0 | 0 | 0 | 0 | 0 | 0 | 0 | 0 | 0 | 0 | 0 | 0 | 0 | 0 | 0 | 0 | 0 | 0 | [10 empty] | 0 | 0 | 0 | 0 | 0 | 0 | 0 | 0 | 0 | 0 | 0 | 0 | 0 | 0 | 0 | 0 | 0 | 0 | 0 | 0 | 0 | 0 | 0 | 0 | 0 | 0 | 0 | 0 | 0 | 0
Res CPP-With Enablement_PSE_Winter_9.19.2018_9.48.28 PM.xlsx | Inputs_endUseLoadShapes_PSE.xlsx | Inputs_Global_PSE.xlsx | Inputs_Product_Res CPP-With Enablement.xlsx | PSE | 20 | Winter | Peak | 4 | Res CPP-With Enablement | Industrial | Fruit Storage | 0.00036761 | 0 | 0 | 0 | 0 | 0 | 0 | 0 | 0 | 0 | 0 | 0 | 0 | 0 | 0 | 0 | 0 | 0 | 0 | 0 | 0 | 0 | 0 | [10 empty] | 0 | 0 | 0 | 0 | 0 | 0 | 0 | 0 | 0 | 0 | 0 | 0 | 0 | 0 | 0 | 0 | 0 | 0 | 0 | 0 | 0 | 0 | 0 | 0 | 0 | 0 | 0 | 0 | 0 | 0
Res CPP-With Enablement_PSE_Winter_9.19.2018_9.48.28 PM.xlsx | Inputs_endUseLoadShapes_PSE.xlsx | Inputs_Global_PSE.xlsx | Inputs_Product_Res CPP-With Enablement.xlsx | PSE | 20 | Winter | Peak | 4 | Res CPP-With Enablement | Industrial | Chemical | 5.7904 | 0 | 0 | 0 | 0 | 0 | 0 | 0 | 0 | 0 | 0 | 0 | 0 | 0 | 0 | 0 | 0 | 0 | 0 | 0 | 0 | 0 | 0 | [10 empty] | 0 | 0 | 0 | 0 | 0 | 0 | 0 | 0 | 0 | 0 | 0 | 0 | 0 | 0 | 0 | 0 | 0 | 0 | 0 | 0 | 0 | 0 | 0 | 0 | 0 | 0 | 0 | 0 | 0 | 0
Res CPP-With Enablement_PSE_Winter_9.19.2018_9.48.28 PM.xlsx | Inputs_endUseLoadShapes_PSE.xlsx | Inputs_Global_PSE.xlsx | Inputs_Product_Res CPP-With Enablement.xlsx | PSE | 20 | Winter | Peak | 4 | Res CPP-With Enablement | Industrial | Misc Manf | 0 | 0 | 0 | 0 | 0 | 0 | 0 | 0 | 0 | 0 | 0 | 0 | 0 | 0 | 0 | 0 | 0 | 0 | 0 | 0 | 0 | 0 | 0 | [10 empty] | 0 | 0 | 0 | 0 | 0 | 0 | 0 | 0 | 0 | 0 | 0 | 0 | 0 | 0 | 0 | 0 | 0 | 0 | 0 | 0 | 0 | 0 | 0 | 0 | 0 | 0 | 0 | 0 | 0 | 0
Res CPP-With Enablement_PSE_Winter_9.19.2018_9.48.28 PM.xlsx | Inputs_endUseLoadShapes_PSE.xlsx | Inputs_Global_PSE.xlsx | Inputs_Product_Res CPP-With Enablement.xlsx | PSE | 20 | Winter | Peak | 4 | Res CPP-With Enablement | Residential | Single Family | 1735.6231 | 701.6289 | 280.6516 | 29.6935 | 29.7424 | 29.992 | 30.4784 | 31.0787 | 31.2318 | 31.4897 | 31.6302 | 31.9699 | 32.2857 | 32.7265 | 33.0529 | 33.5353 | 33.8795 | 34.3485 | 34.7913 | 35.3613 | 35.643 | 36.0596 | 36.4811 | [10 empty] | 48738.3529 | 49285.2367 | 49844.5475 | 50428.9 | 51020.5211 | 51615.7999 | 52212.4857 | 52807.108 | 53398.1664 | 53986.2704 | 54572.0297 | 55154.4126 | 55732.3405 | 56305.6259 | 56874.3625 | 57439.3944 | 58001.6127 | 58560.689 | 59116.2013 | 59664.5756 | 0 | 0 | 0 | 0 | 0 | 0 | 0 | 0 | 0 | 0
Res CPP-With Enablement_PSE_Winter_9.19.2018_9.48.28 PM.xlsx | Inputs_endUseLoadShapes_PSE.xlsx | Inputs_Global_PSE.xlsx | Inputs_Product_Res CPP-With Enablement.xlsx | PSE | 20 | Winter | Peak | 4 | Res CPP-With Enablement | Residential | Multifamily Low-Rise | 353.1936 | 4.0479 | 1.6191 | 5.7027 | 5.7121 | 5.76 | 5.8534 | 5.9687 | 5.9981 | 6.0477 | 6.0746 | 6.1399 | 6.2005 | 6.2852 | 6.3479 | 6.4405 | 6.5066 | 6.5967 | 6.6817 | 6.7912 | 6.8453 | 6.9253 | 7.0063 | [10 empty] | 265.3697 | 268.3474 | 271.3927 | 274.5744 | 277.7956 | 281.0368 | 284.2856 | 287.5232 | 290.7414 | 293.9435 | 297.1328 | 300.3038 | 303.4505 | 306.5719 | 309.6685 | 312.745 | 315.8061 | 318.8502 | 321.8748 | 324.8606 | 0 | 0 | 0 | 0 | 0 | 0 | 0 | 0 | 0 | 0
Res CPP-With Enablement_PSE_Winter_9.19.2018_9.48.28 PM.xlsx | Inputs_endUseLoadShapes_PSE.xlsx | Inputs_Global_PSE.xlsx | Inputs_Product_Res CPP-With Enablement.xlsx | PSE | 20 | Winter | Peak | 4 | Res CPP-With Enablement | Residential | Multifamily High-Rise | 64.3597 | 0.73761 | 0.29504 | 1.0392 | 1.0409 | 1.0496 | 1.0666 | 1.0876 | 1.093 | 1.102 | 1.1069 | 1.1188 | 1.1299 | 1.1453 | 1.1567 | 1.1736 | 1.1857 | 1.2021 | 1.2176 | 1.2375 | 1.2474 | 1.2619 | 1.2767 | [10 empty] | 48.3563 | 48.8989 | 49.4538 | 50.0336 | 50.6205 | 51.2111 | 51.8032 | 52.3931 | 52.9795 | 53.563 | 54.1442 | 54.722 | 55.2954 | 55.8642 | 56.4285 | 56.9891 | 57.5469 | 58.1016 | 58.6527 | 59.1968 | 0 | 0 | 0 | 0 | 0 | 0 | 0 | 0 | 0 | 0
Res CPP-With Enablement_PSE_Winter_9.19.2018_9.48.28 PM.xlsx | Inputs_endUseLoadShapes_PSE.xlsx | Inputs_Global_PSE.xlsx | Inputs_Product_Res CPP-With Enablement.xlsx | PSE | 20 | Winter | Peak | 4 | Res CPP-With Enablement | Residential | Manufactured | 145.2386 | 79.7943 | 31.9177 | 1.9604 | 1.9636 | 1.9801 | 2.0122 | 2.0518 | 2.0619 | 2.0789 | 2.0882 | 2.1106 | 2.1315 | 2.1606 | 2.1821 | 2.214 | 2.2367 | 2.2677 | 2.2969 | 2.3345 | 2.3531 | 2.3806 | 2.4085 | [10 empty] | 4373.023 | 4422.0918 | 4472.2757 | 4524.7064 | 4577.7893 | 4631.2004 | 4684.7377 | 4738.0899 | 4791.1223 | 4843.8896 | 4896.4465 | 4948.7005 | 5000.5548 | 5051.9925 | 5103.0221 | 5153.7193 | 5204.164 | 5254.3269 | 5304.1699 | 5353.3725 | 0 | 0 | 0 | 0 | 0 | 0 | 0 | 0 | 0 | 0
Res CPP-With Enablement_PSE_Winter_9.19.2018_9.48.28 PM.xlsx | Inputs_endUseLoadShapes_PSE.xlsx | Inputs_Global_PSE.xlsx | Inputs_Product_Res CPP-With Enablement.xlsx | PSE | 20 | Winter | Peak | 4 | Res CPP-With Enablement | 0 | 0 | 0 | 0 | 0 | 0 | 0 | 0 | 0 | 0 | 0 | 0 | 0 | 0 | 0 | 0 | 0 | 0 | 0 | 0 | 0 | 0 | 0 | 0 | 0 | [10 empty] | 0 | 0 | 0 | 0 | 0 | 0 | 0 | 0 | 0 | 0 | 0 | 0 | 0 | 0 | 0 | 0 | 0 | 0 | 0 | 0 | 0 | 0 | 0 | 0 | 0 | 0 | 0 | 0 | 0 | 0
Res CPP-With Enablement_PSE_Winter_9.26.2018_12.37.31 PM.xlsx | Inputs_endUseLoadShapes_PSE.xlsx | Inputs_Global_PSE.xlsx | Inputs_Product_Res CPP-With Enablement.xlsx | PSE | 20 | Winter | Peak | 4 | Res CPP-With Enablement | Commercial | Hospital | 60.1174 | 0 | 0 | 0 | 0 | 0 | 0 | 0 | 0 | 0 | 0 | 0 | 0 | 0 | 0 | 0 | 0 | 0 | 0 | 0 | 0 | 0 | 0 | [10 empty] | 0 | 0 | 0 | 0 | 0 | 0 | 0 | 0 | 0 | 0 | 0 | 0 | 0 | 0 | 0 | 0 | 0 | 0 | 0 | 0 | 0 | 0 | 0 | 0 | 0 | 0 | 0 | 0 | 0 | 0
Res CPP-With Enablement_PSE_Winter_9.26.2018_12.37.31 PM.xlsx | Inputs_endUseLoadShapes_PSE.xlsx | Inputs_Global_PSE.xlsx | Inputs_Product_Res CPP-With Enablement.xlsx | PSE | 20 | Winter | Peak | 4 | Res CPP-With Enablement | Commercial | Large Office | 276.206 | 0 | 0 | 0 | 0 | 0 | 0 | 0 | 0 | 0 | 0 | 0 | 0 | 0 | 0 | 0 | 0 | 0 | 0 | 0 | 0 | 0 | 0 | [10 empty] | 0 | 0 | 0 | 0 | 0 | 0 | 0 | 0 | 0 | 0 | 0 | 0 | 0 | 0 | 0 | 0 | 0 | 0 | 0 | 0 | 0 | 0 | 0 | 0 | 0 | 0 | 0 | 0 | 0 | 0
Res CPP-With Enablement_PSE_Winter_9.26.2018_12.37.31 PM.xlsx | Inputs_endUseLoadShapes_PSE.xlsx | Inputs_Global_PSE.xlsx | Inputs_Product_Res CPP-With Enablement.xlsx | PSE | 20 | Winter | Peak | 4 | Res CPP-With Enablement | Commercial | Large Retail | 59.7663 | 0 | 0 | 0 | 0 | 0 | 0 | 0 | 0 | 0 | 0 | 0 | 0 | 0 | 0 | 0 | 0 | 0 | 0 | 0 | 0 | 0 | 0 | [10 empty] | 0 | 0 | 0 | 0 | 0 | 0 | 0 | 0 | 0 | 0 | 0 | 0 | 0 | 0 | 0 | 0 | 0 | 0 | 0 | 0 | 0 | 0 | 0 | 0 | 0 | 0 | 0 | 0 | 0 | 0
Res CPP-With Enablement_PSE_Winter_9.26.2018_12.37.31 PM.xlsx | Inputs_endUseLoadShapes_PSE.xlsx | Inputs_Global_PSE.xlsx | Inputs_Product_Res CPP-With Enablement.xlsx | PSE | 20 | Winter | Peak | 4 | Res CPP-With Enablement | Commercial | Lodging | 68.2405 | 0 | 0 | 0 | 0 | 0 | 0 | 0 | 0 | 0 | 0 | 0 | 0 | 0 | 0 | 0 | 0 | 0 | 0 | 0 | 0 | 0 | 0 | [10 empty] | 0 | 0 | 0 | 0 | 0 | 0 | 0 | 0 | 0 | 0 | 0 | 0 | 0 | 0 | 0 | 0 | 0 | 0 | 0 | 0 | 0 | 0 | 0 | 0 | 0 | 0 | 0 | 0 | 0 | 0
Res CPP-With Enablement_PSE_Winter_9.26.2018_12.37.31 PM.xlsx | Inputs_endUseLoadShapes_PSE.xlsx | Inputs_Global_PSE.xlsx | Inputs_Product_Res CPP-With Enablement.xlsx | PSE | 20 | Winter | Peak | 4 | Res CPP-With Enablement | Commercial | Medium Office | 258.2479 | 0 | 0 | 0 | 0 | 0 | 0 | 0 | 0 | 0 | 0 | 0 | 0 | 0 | 0 | 0 | 0 | 0 | 0 | 0 | 0 | 0 | 0 | [10 empty] | 0 | 0 | 0 | 0 | 0 | 0 | 0 | 0 | 0 | 0 | 0 | 0 | 0 | 0 | 0 | 0 | 0 | 0 | 0 | 0 | 0 | 0 | 0 | 0 | 0 | 0 | 0 | 0 | 0 | 0
Res CPP-With Enablement_PSE_Winter_9.26.2018_12.37.31 PM.xlsx | Inputs_endUseLoadShapes_PSE.xlsx | Inputs_Global_PSE.xlsx | Inputs_Product_Res CPP-With Enablement.xlsx | PSE | 20 | Winter | Peak | 4 | Res CPP-With Enablement | Commercial | Medium Retail | 88.9531 | 0 | 0 | 0 | 0 | 0 | 0 | 0 | 0 | 0 | 0 | 0 | 0 | 0 | 0 | 0 | 0 | 0 | 0 | 0 | 0 | 0 | 0 | [10 empty] | 0 | 0 | 0 | 0 | 0 | 0 | 0 | 0 | 0 | 0 | 0 | 0 | 0 | 0 | 0 | 0 | 0 | 0 | 0 | 0 | 0 | 0 | 0 | 0 | 0 | 0 | 0 | 0 | 0 | 0
Res CPP-With Enablement_PSE_Winter_9.26.2018_12.37.31 PM.xlsx | Inputs_endUseLoadShapes_PSE.xlsx | Inputs_Global_PSE.xlsx | Inputs_Product_Res CPP-With Enablement.xlsx | PSE | 20 | Winter | Peak | 4 | Res CPP-With Enablement | Commercial | Other and Assembly | 348.7385 | 0 | 0 | 0 | 0 | 0 | 0 | 0 | 0 | 0 | 0 | 0 | 0 | 0 | 0 | 0 | 0 | 0 | 0 | 0 | 0 | 0 | 0 | [10 empty] | 0 | 0 | 0 | 0 | 0 | 0 | 0 | 0 | 0 | 0 | 0 | 0 | 0 | 0 | 0 | 0 | 0 | 0 | 0 | 0 | 0 | 0 | 0 | 0 | 0 | 0 | 0 | 0 | 0 | 0
Res CPP-With Enablement_PSE_Winter_9.26.2018_12.37.31 PM.xlsx | Inputs_endUseLoadShapes_PSE.xlsx | Inputs_Global_PSE.xlsx | Inputs_Product_Res CPP-With Enablement.xlsx | PSE | 20 | Winter | Peak | 4 | Res CPP-With Enablement | Commercial | Residential Care | 22.9912 | 0 | 0 | 0 | 0 | 0 | 0 | 0 | 0 | 0 | 0 | 0 | 0 | 0 | 0 | 0 | 0 | 0 | 0 | 0 | 0 | 0 | 0 | [10 empty] | 0 | 0 | 0 | 0 | 0 | 0 | 0 | 0 | 0 | 0 | 0 | 0 | 0 | 0 | 0 | 0 | 0 | 0 | 0 | 0 | 0 | 0 | 0 | 0 | 0 | 0 | 0 | 0 | 0 | 0
Res CPP-With Enablement_PSE_Winter_9.26.2018_12.37.31 PM.xlsx | Inputs_endUseLoadShapes_PSE.xlsx | Inputs_Global_PSE.xlsx | Inputs_Product_Res CPP-With Enablement.xlsx | PSE | 20 | Winter | Peak | 4 | Res CPP-With Enablement | Commercial | Restaurant | 99.9572 | 0 | 0 | 0 | 0 | 0 | 0 | 0 | 0 | 0 | 0 | 0 | 0 | 0 | 0 | 0 | 0 | 0 | 0 | 0 | 0 | 0 | 0 | [10 empty] | 0 | 0 | 0 | 0 | 0 | 0 | 0 | 0 | 0 | 0 | 0 | 0 | 0 | 0 | 0 | 0 | 0 | 0 | 0 | 0 | 0 | 0 | 0 | 0 | 0 | 0 | 0 | 0 | 0 | 0
Res CPP-With Enablement_PSE_Winter_9.26.2018_12.37.31 PM.xlsx | Inputs_endUseLoadShapes_PSE.xlsx | Inputs_Global_PSE.xlsx | Inputs_Product_Res CPP-With Enablement.xlsx | PSE | 20 | Winter | Peak | 4 | Res CPP-With Enablement | Commercial | School K-12 | 109.464 | 0 | 0 | 0 | 0 | 0 | 0 | 0 | 0 | 0 | 0 | 0 | 0 | 0 | 0 | 0 | 0 | 0 | 0 | 0 | 0 | 0 | 0 | [10 empty] | 0 | 0 | 0 | 0 | 0 | 0 | 0 | 0 | 0 | 0 | 0 | 0 | 0 | 0 | 0 | 0 | 0 | 0 | 0 | 0 | 0 | 0 | 0 | 0 | 0 | 0 | 0 | 0 | 0 | 0
Res CPP-With Enablement_PSE_Winter_9.26.2018_12.37.31 PM.xlsx | Inputs_endUseLoadShapes_PSE.xlsx | Inputs_Global_PSE.xlsx | Inputs_Product_Res CPP-With Enablement.xlsx | PSE | 20 | Winter | Peak | 4 | Res CPP-With Enablement | Commercial | Small Office | 219.9141 | 0 | 0 | 0 | 0 | 0 | 0 | 0 | 0 | 0 | 0 | 0 | 0 | 0 | 0 | 0 | 0 | 0 | 0 | 0 | 0 | 0 | 0 | [10 empty] | 0 | 0 | 0 | 0 | 0 | 0 | 0 | 0 | 0 | 0 | 0 | 0 | 0 | 0 | 0 | 0 | 0 | 0 | 0 | 0 | 0 | 0 | 0 | 0 | 0 | 0 | 0 | 0 | 0 | 0
Res CPP-With Enablement_PSE_Winter_9.26.2018_12.37.31 PM.xlsx | Inputs_endUseLoadShapes_PSE.xlsx | Inputs_Global_PSE.xlsx | Inputs_Product_Res CPP-With Enablement.xlsx | PSE | 20 | Winter | Peak | 4 | Res CPP-With Enablement | Commercial | Small Retail | 19.2342 | 0 | 0 | 0 | 0 | 0 | 0 | 0 | 0 | 0 | 0 | 0 | 0 | 0 | 0 | 0 | 0 | 0 | 0 | 0 | 0 | 0 | 0 | [10 empty] | 0 | 0 | 0 | 0 | 0 | 0 | 0 | 0 | 0 | 0 | 0 | 0 | 0 | 0 | 0 | 0 | 0 | 0 | 0 | 0 | 0 | 0 | 0 | 0 | 0 | 0 | 0 | 0 | 0 | 0
Res CPP-With Enablement_PSE_Winter_9.26.2018_12.37.31 PM.xlsx | Inputs_endUseLoadShapes_PSE.xlsx | Inputs_Global_PSE.xlsx | Inputs_Product_Res CPP-With Enablement.xlsx | PSE | 20 | Winter | Peak | 4 | Res CPP-With Enablement | Commercial | Supermarket and MiniMart | 111.3383 | 0 | 0 | 0 | 0 | 0 | 0 | 0 | 0 | 0 | 0 | 0 | 0 | 0 | 0 | 0 | 0 | 0 | 0 | 0 | 0 | 0 | 0 | [10 empty] | 0 | 0 | 0 | 0 | 0 | 0 | 0 | 0 | 0 | 0 | 0 | 0 | 0 | 0 | 0 | 0 | 0 | 0 | 0 | 0 | 0 | 0 | 0 | 0 | 0 | 0 | 0 | 0 | 0 | 0
Res CPP-With Enablement_PSE_Winter_9.26.2018_12.37.31 PM.xlsx | Inputs_endUseLoadShapes_PSE.xlsx | Inputs_Global_PSE.xlsx | Inputs_Product_Res CPP-With Enablement.xlsx | PSE | 20 | Winter | Peak | 4 | Res CPP-With Enablement | Commercial | University | 46.289 | 0 | 0 | 0 | 0 | 0 | 0 | 0 | 0 | 0 | 0 | 0 | 0 | 0 | 0 | 0 | 0 | 0 | 0 | 0 | 0 | 0 | 0 | [10 empty] | 0 | 0 | 0 | 0 | 0 | 0 | 0 | 0 | 0 | 0 | 0 | 0 | 0 | 0 | 0 | 0 | 0 | 0 | 0 | 0 | 0 | 0 | 0 | 0 | 0 | 0 | 0 | 0 | 0 | 0
Res CPP-With Enablement_PSE_Winter_9.26.2018_12.37.31 PM.xlsx | Inputs_endUseLoadShapes_PSE.xlsx | Inputs_Global_PSE.xlsx | Inputs_Product_Res CPP-With Enablement.xlsx | PSE | 20 | Winter | Peak | 4 | Res CPP-With Enablement | Commercial | Warehouse | 109.0764 | 0 | 0 | 0 | 0 | 0 | 0 | 0 | 0 | 0 | 0 | 0 | 0 | 0 | 0 | 0 | 0 | 0 | 0 | 0 | 0 | 0 | 0 | [10 empty] | 0 | 0 | 0 | 0 | 0 | 0 | 0 | 0 | 0 | 0 | 0 | 0 | 0 | 0 | 0 | 0 | 0 | 0 | 0 | 0 | 0 | 0 | 0 | 0 | 0 | 0 | 0 | 0 | 0 | 0
Res CPP-With Enablement_PSE_Winter_9.26.2018_12.37.31 PM.xlsx | Inputs_endUseLoadShapes_PSE.xlsx | Inputs_Global_PSE.xlsx | Inputs_Product_Res CPP-With Enablement.xlsx | PSE | 20 | Winter | Peak | 4 | Res CPP-With Enablement | Commercial | Xlarge Retail | 43.8789 | 0 | 0 | 0 | 0 | 0 | 0 | 0 | 0 | 0 | 0 | 0 | 0 | 0 | 0 | 0 | 0 | 0 | 0 | 0 | 0 | 0 | 0 | [10 empty] | 0 | 0 | 0 | 0 | 0 | 0 | 0 | 0 | 0 | 0 | 0 | 0 | 0 | 0 | 0 | 0 | 0 | 0 | 0 | 0 | 0 | 0 | 0 | 0 | 0 | 0 | 0 | 0 | 0 | 0
Res CPP-With Enablement_PSE_Winter_9.26.2018_12.37.31 PM.xlsx | Inputs_endUseLoadShapes_PSE.xlsx | Inputs_Global_PSE.xlsx | Inputs_Product_Res CPP-With Enablement.xlsx | PSE | 20 | Winter | Peak | 4 | Res CPP-With Enablement | Industrial | Mechanical Pulp | 0 | 0 | 0 | 0 | 0 | 0 | 0 | 0 | 0 | 0 | 0 | 0 | 0 | 0 | 0 | 0 | 0 | 0 | 0 | 0 | 0 | 0 | 0 | [10 empty] | 0 | 0 | 0 | 0 | 0 | 0 | 0 | 0 | 0 | 0 | 0 | 0 | 0 | 0 | 0 | 0 | 0 | 0 | 0 | 0 | 0 | 0 | 0 | 0 | 0 | 0 | 0 | 0 | 0 | 0
Res CPP-With Enablement_PSE_Winter_9.26.2018_12.37.31 PM.xlsx | Inputs_endUseLoadShapes_PSE.xlsx | Inputs_Global_PSE.xlsx | Inputs_Product_Res CPP-With Enablement.xlsx | PSE | 20 | Winter | Peak | 4 | Res CPP-With Enablement | Industrial | Kraft Pulp | 0 | 0 | 0 | 0 | 0 | 0 | 0 | 0 | 0 | 0 | 0 | 0 | 0 | 0 | 0 | 0 | 0 | 0 | 0 | 0 | 0 | 0 | 0 | [10 empty] | 0 | 0 | 0 | 0 | 0 | 0 | 0 | 0 | 0 | 0 | 0 | 0 | 0 | 0 | 0 | 0 | 0 | 0 | 0 | 0 | 0 | 0 | 0 | 0 | 0 | 0 | 0 | 0 | 0 | 0
Res CPP-With Enablement_PSE_Winter_9.26.2018_12.37.31 PM.xlsx | Inputs_endUseLoadShapes_PSE.xlsx | Inputs_Global_PSE.xlsx | Inputs_Product_Res CPP-With Enablement.xlsx | PSE | 20 | Winter | Peak | 4 | Res CPP-With Enablement | Industrial | Paper | 0 | 0 | 0 | 0 | 0 | 0 | 0 | 0 | 0 | 0 | 0 | 0 | 0 | 0 | 0 | 0 | 0 | 0 | 0 | 0 | 0 | 0 | 0 | [10 empty] | 0 | 0 | 0 | 0 | 0 | 0 | 0 | 0 | 0 | 0 | 0 | 0 | 0 | 0 | 0 | 0 | 0 | 0 | 0 | 0 | 0 | 0 | 0 | 0 | 0 | 0 | 0 | 0 | 0 | 0
Res CPP-With Enablement_PSE_Winter_9.26.2018_12.37.31 PM.xlsx | Inputs_endUseLoadShapes_PSE.xlsx | Inputs_Global_PSE.xlsx | Inputs_Product_Res CPP-With Enablement.xlsx | PSE | 20 | Winter | Peak | 4 | Res CPP-With Enablement | Industrial | Foundries | 0 | 0 | 0 | 0 | 0 | 0 | 0 | 0 | 0 | 0 | 0 | 0 | 0 | 0 | 0 | 0 | 0 | 0 | 0 | 0 | 0 | 0 | 0 | [10 empty] | 0 | 0 | 0 | 0 | 0 | 0 | 0 | 0 | 0 | 0 | 0 | 0 | 0 | 0 | 0 | 0 | 0 | 0 | 0 | 0 | 0 | 0 | 0 | 0 | 0 | 0 | 0 | 0 | 0 | 0
Res CPP-With Enablement_PSE_Winter_9.26.2018_12.37.31 PM.xlsx | Inputs_endUseLoadShapes_PSE.xlsx | Inputs_Global_PSE.xlsx | Inputs_Product_Res CPP-With Enablement.xlsx | PSE | 20 | Winter | Peak | 4 | Res CPP-With Enablement | Industrial | Frozen Food | 0 | 0 | 0 | 0 | 0 | 0 | 0 | 0 | 0 | 0 | 0 | 0 | 0 | 0 | 0 | 0 | 0 | 0 | 0 | 0 | 0 | 0 | 0 | [10 empty] | 0 | 0 | 0 | 0 | 0 | 0 | 0 | 0 | 0 | 0 | 0 | 0 | 0 | 0 | 0 | 0 | 0 | 0 | 0 | 0 | 0 | 0 | 0 | 0 | 0 | 0 | 0 | 0 | 0 | 0
Res CPP-With Enablement_PSE_Winter_9.26.2018_12.37.31 PM.xlsx | Inputs_endUseLoadShapes_PSE.xlsx | Inputs_Global_PSE.xlsx | Inputs_Product_Res CPP-With Enablement.xlsx | PSE | 20 | Winter | Peak | 4 | Res CPP-With Enablement | Industrial | Other Food | 0 | 0 | 0 | 0 | 0 | 0 | 0 | 0 | 0 | 0 | 0 | 0 | 0 | 0 | 0 | 0 | 0 | 0 | 0 | 0 | 0 | 0 | 0 | [10 empty] | 0 | 0 | 0 | 0 | 0 | 0 | 0 | 0 | 0 | 0 | 0 | 0 | 0 | 0 | 0 | 0 | 0 | 0 | 0 | 0 | 0 | 0 | 0 | 0 | 0 | 0 | 0 | 0 | 0 | 0
Res CPP-With Enablement_PSE_Winter_9.26.2018_12.37.31 PM.xlsx | Inputs_endUseLoadShapes_PSE.xlsx | Inputs_Global_PSE.xlsx | Inputs_Product_Res CPP-With Enablement.xlsx | PSE | 20 | Winter | Peak | 4 | Res CPP-With Enablement | Industrial | Wood - Lumber | 0 | 0 | 0 | 0 | 0 | 0 | 0 | 0 | 0 | 0 | 0 | 0 | 0 | 0 | 0 | 0 | 0 | 0 | 0 | 0 | 0 | 0 | 0 | [10 empty] | 0 | 0 | 0 | 0 | 0 | 0 | 0 | 0 | 0 | 0 | 0 | 0 | 0 | 0 | 0 | 0 | 0 | 0 | 0 | 0 | 0 | 0 | 0 | 0 | 0 | 0 | 0 | 0 | 0 | 0
Res CPP-With Enablement_PSE_Winter_9.26.2018_12.37.31 PM.xlsx | Inputs_endUseLoadShapes_PSE.xlsx | Inputs_Global_PSE.xlsx | Inputs_Product_Res CPP-With Enablement.xlsx | PSE | 20 | Winter | Peak | 4 | Res CPP-With Enablement | Industrial | Wood - Panel | 0 | 0 | 0 | 0 | 0 | 0 | 0 | 0 | 0 | 0 | 0 | 0 | 0 | 0 | 0 | 0 | 0 | 0 | 0 | 0 | 0 | 0 | 0 | [10 empty] | 0 | 0 | 0 | 0 | 0 | 0 | 0 | 0 | 0 | 0 | 0 | 0 | 0 | 0 | 0 | 0 | 0 | 0 | 0 | 0 | 0 | 0 | 0 | 0 | 0 | 0 | 0 | 0 | 0 | 0
Res CPP-With Enablement_PSE_Winter_9.26.2018_12.37.31 PM.xlsx | Inputs_endUseLoadShapes_PSE.xlsx | Inputs_Global_PSE.xlsx | Inputs_Product_Res CPP-With Enablement.xlsx | PSE | 20 | Winter | Peak | 4 | Res CPP-With Enablement | Industrial | Wood - Other | 0 | 0 | 0 | 0 | 0 | 0 | 0 | 0 | 0 | 0 | 0 | 0 | 0 | 0 | 0 | 0 | 0 | 0 | 0 | 0 | 0 | 0 | 0 | [10 empty] | 0 | 0 | 0 | 0 | 0 | 0 | 0 | 0 | 0 | 0 | 0 | 0 | 0 | 0 | 0 | 0 | 0 | 0 | 0 | 0 | 0 | 0 | 0 | 0 | 0 | 0 | 0 | 0 | 0 | 0
Res CPP-With Enablement_PSE_Winter_9.26.2018_12.37.31 PM.xlsx | Inputs_endUseLoadShapes_PSE.xlsx | Inputs_Global_PSE.xlsx | Inputs_Product_Res CPP-With Enablement.xlsx | PSE | 20 | Winter | Peak | 4 | Res CPP-With Enablement | Industrial | Sugar | 0 | 0 | 0 | 0 | 0 | 0 | 0 | 0 | 0 | 0 | 0 | 0 | 0 | 0 | 0 | 0 | 0 | 0 | 0 | 0 | 0 | 0 | 0 | [10 empty] | 0 | 0 | 0 | 0 | 0 | 0 | 0 | 0 | 0 | 0 | 0 | 0 | 0 | 0 | 0 | 0 | 0 | 0 | 0 | 0 | 0 | 0 | 0 | 0 | 0 | 0 | 0 | 0 | 0 | 0
Res CPP-With Enablement_PSE_Winter_9.26.2018_12.37.31 PM.xlsx | Inputs_endUseLoadShapes_PSE.xlsx | Inputs_Global_PSE.xlsx | Inputs_Product_Res CPP-With Enablement.xlsx | PSE | 20 | Winter | Peak | 4 | Res CPP-With Enablement | Industrial | Hi Tech - Chip Fab | 0 | 0 | 0 | 0 | 0 | 0 | 0 | 0 | 0 | 0 | 0 | 0 | 0 | 0 | 0 | 0 | 0 | 0 | 0 | 0 | 0 | 0 | 0 | [10 empty] | 0 | 0 | 0 | 0 | 0 | 0 | 0 | 0 | 0 | 0 | 0 | 0 | 0 | 0 | 0 | 0 | 0 | 0 | 0 | 0 | 0 | 0 | 0 | 0 | 0 | 0 | 0 | 0 | 0 | 0
Res CPP-With Enablement_PSE_Winter_9.26.2018_12.37.31 PM.xlsx | Inputs_endUseLoadShapes_PSE.xlsx | Inputs_Global_PSE.xlsx | Inputs_Product_Res CPP-With Enablement.xlsx | PSE | 20 | Winter | Peak | 4 | Res CPP-With Enablement | Industrial | Hi Tech - Silicon | 0 | 0 | 0 | 0 | 0 | 0 | 0 | 0 | 0 | 0 | 0 | 0 | 0 | 0 | 0 | 0 | 0 | 0 | 0 | 0 | 0 | 0 | 0 | [10 empty] | 0 | 0 | 0 | 0 | 0 | 0 | 0 | 0 | 0 | 0 | 0 | 0 | 0 | 0 | 0 | 0 | 0 | 0 | 0 | 0 | 0 | 0 | 0 | 0 | 0 | 0 | 0 | 0 | 0 | 0
Res CPP-With Enablement_PSE_Winter_9.26.2018_12.37.31 PM.xlsx | Inputs_endUseLoadShapes_PSE.xlsx | Inputs_Global_PSE.xlsx | Inputs_Product_Res CPP-With Enablement.xlsx | PSE | 20 | Winter | Peak | 4 | Res CPP-With Enablement | Industrial | Metal Fab | 0 | 0 | 0 | 0 | 0 | 0 | 0 | 0 | 0 | 0 | 0 | 0 | 0 | 0 | 0 | 0 | 0 | 0 | 0 | 0 | 0 | 0 | 0 | [10 empty] | 0 | 0 | 0 | 0 | 0 | 0 | 0 | 0 | 0 | 0 | 0 | 0 | 0 | 0 | 0 | 0 | 0 | 0 | 0 | 0 | 0 | 0 | 0 | 0 | 0 | 0 | 0 | 0 | 0 | 0
Res CPP-With Enablement_PSE_Winter_9.26.2018_12.37.31 PM.xlsx | Inputs_endUseLoadShapes_PSE.xlsx | Inputs_Global_PSE.xlsx | Inputs_Product_Res CPP-With Enablement.xlsx | PSE | 20 | Winter | Peak | 4 | Res CPP-With Enablement | Industrial | Transportation, Equip | 0 | 0 | 0 | 0 | 0 | 0 | 0 | 0 | 0 | 0 | 0 | 0 | 0 | 0 | 0 | 0 | 0 | 0 | 0 | 0 | 0 | 0 | 0 | [10 empty] | 0 | 0 | 0 | 0 | 0 | 0 | 0 | 0 | 0 | 0 | 0 | 0 | 0 | 0 | 0 | 0 | 0 | 0 | 0 | 0 | 0 | 0 | 0 | 0 | 0 | 0 | 0 | 0 | 0 | 0
Res CPP-With Enablement_PSE_Winter_9.26.2018_12.37.31 PM.xlsx | Inputs_endUseLoadShapes_PSE.xlsx | Inputs_Global_PSE.xlsx | Inputs_Product_Res CPP-With Enablement.xlsx | PSE | 20 | Winter | Peak | 4 | Res CPP-With Enablement | Industrial | Refinery | 0.86064 | 0 | 0 | 0 | 0 | 0 | 0 | 0 | 0 | 0 | 0 | 0 | 0 | 0 | 0 | 0 | 0 | 0 | 0 | 0 | 0 | 0 | 0 | [10 empty] | 0 | 0 | 0 | 0 | 0 | 0 | 0 | 0 | 0 | 0 | 0 | 0 | 0 | 0 | 0 | 0 | 0 | 0 | 0 | 0 | 0 | 0 | 0 | 0 | 0 | 0 | 0 | 0 | 0 | 0
Res CPP-With Enablement_PSE_Winter_9.26.2018_12.37.31 PM.xlsx | Inputs_endUseLoadShapes_PSE.xlsx | Inputs_Global_PSE.xlsx | Inputs_Product_Res CPP-With Enablement.xlsx | PSE | 20 | Winter | Peak | 4 | Res CPP-With Enablement | Industrial | Cold Storage | 2.7117 | 0 | 0 | 0 | 0 | 0 | 0 | 0 | 0 | 0 | 0 | 0 | 0 | 0 | 0 | 0 | 0 | 0 | 0 | 0 | 0 | 0 | 0 | [10 empty] | 0 | 0 | 0 | 0 | 0 | 0 | 0 | 0 | 0 | 0 | 0 | 0 | 0 | 0 | 0 | 0 | 0 | 0 | 0 | 0 | 0 | 0 | 0 | 0 | 0 | 0 | 0 | 0 | 0 | 0
Res CPP-With Enablement_PSE_Winter_9.26.2018_12.37.31 PM.xlsx | Inputs_endUseLoadShapes_PSE.xlsx | Inputs_Global_PSE.xlsx | Inputs_Product_Res CPP-With Enablement.xlsx | PSE | 20 | Winter | Peak | 4 | Res CPP-With Enablement | Industrial | Fruit Storage | 0.00036761 | 0 | 0 | 0 | 0 | 0 | 0 | 0 | 0 | 0 | 0 | 0 | 0 | 0 | 0 | 0 | 0 | 0 | 0 | 0 | 0 | 0 | 0 | [10 empty] | 0 | 0 | 0 | 0 | 0 | 0 | 0 | 0 | 0 | 0 | 0 | 0 | 0 | 0 | 0 | 0 | 0 | 0 | 0 | 0 | 0 | 0 | 0 | 0 | 0 | 0 | 0 | 0 | 0 | 0
Res CPP-With Enablement_PSE_Winter_9.26.2018_12.37.31 PM.xlsx | Inputs_endUseLoadShapes_PSE.xlsx | Inputs_Global_PSE.xlsx | Inputs_Product_Res CPP-With Enablement.xlsx | PSE | 20 | Winter | Peak | 4 | Res CPP-With Enablement | Industrial | Chemical | 5.7904 | 0 | 0 | 0 | 0 | 0 | 0 | 0 | 0 | 0 | 0 | 0 | 0 | 0 | 0 | 0 | 0 | 0 | 0 | 0 | 0 | 0 | 0 | [10 empty] | 0 | 0 | 0 | 0 | 0 | 0 | 0 | 0 | 0 | 0 | 0 | 0 | 0 | 0 | 0 | 0 | 0 | 0 | 0 | 0 | 0 | 0 | 0 | 0 | 0 | 0 | 0 | 0 | 0 | 0
Res CPP-With Enablement_PSE_Winter_9.26.2018_12.37.31 PM.xlsx | Inputs_endUseLoadShapes_PSE.xlsx | Inputs_Global_PSE.xlsx | Inputs_Product_Res CPP-With Enablement.xlsx | PSE | 20 | Winter | Peak | 4 | Res CPP-With Enablement | Industrial | Misc Manf | 0 | 0 | 0 | 0 | 0 | 0 | 0 | 0 | 0 | 0 | 0 | 0 | 0 | 0 | 0 | 0 | 0 | 0 | 0 | 0 | 0 | 0 | 0 | [10 empty] | 0 | 0 | 0 | 0 | 0 | 0 | 0 | 0 | 0 | 0 | 0 | 0 | 0 | 0 | 0 | 0 | 0 | 0 | 0 | 0 | 0 | 0 | 0 | 0 | 0 | 0 | 0 | 0 | 0 | 0
Res CPP-With Enablement_PSE_Winter_9.26.2018_12.37.31 PM.xlsx | Inputs_endUseLoadShapes_PSE.xlsx | Inputs_Global_PSE.xlsx | Inputs_Product_Res CPP-With Enablement.xlsx | PSE | 20 | Winter | Peak | 4 | Res CPP-With Enablement | Residential | Single Family | 1735.6231 | 31.1897 | 5.8677 | 0.68427 | 0.68539 | 0.69115 | 0.70235 | 0.71619 | 0.71971 | 0.72566 | 0.7289 | 0.73672 | 0.744 | 0.75416 | 0.76168 | 0.7728 | 0.78073 | 0.79154 | 0.80174 | 0.81488 | 0.82137 | 0.83097 | 0.84068 | [10 empty] | 2166.5764 | 2190.8871 | 2215.7503 | 2241.7266 | 2268.0261 | 2294.4881 | 2321.0127 | 2347.4456 | 2373.72 | 2399.8632 | 2425.902 | 2451.7908 | 2477.4816 | 2502.966 | 2528.2481 | 2553.3656 | 2578.358 | 2603.2108 | 2627.9051 | 2652.2821 | 0 | 0 | 0 | 0 | 0 | 0 | 0 | 0 | 0 | 0
Res CPP-With Enablement_PSE_Winter_9.26.2018_12.37.31 PM.xlsx | Inputs_endUseLoadShapes_PSE.xlsx | Inputs_Global_PSE.xlsx | Inputs_Product_Res CPP-With Enablement.xlsx | PSE | 20 | Winter | Peak | 4 | Res CPP-With Enablement | Residential | Multifamily Low-Rise | 353.1936 | 0.60751 | 0.13217 | 0.13141 | 0.13163 | 0.13274 | 0.13489 | 0.13755 | 0.13822 | 0.13936 | 0.13999 | 0.14149 | 0.14289 | 0.14484 | 0.14628 | 0.14842 | 0.14994 | 0.15202 | 0.15398 | 0.1565 | 0.15775 | 0.15959 | 0.16145 | [10 empty] | 39.827 | 40.2739 | 40.7309 | 41.2084 | 41.6919 | 42.1783 | 42.6659 | 43.1518 | 43.6348 | 44.1154 | 44.594 | 45.0699 | 45.5422 | 46.0107 | 46.4754 | 46.9371 | 47.3965 | 47.8534 | 48.3073 | 48.7554 | 0 | 0 | 0 | 0 | 0 | 0 | 0 | 0 | 0 | 0
Res CPP-With Enablement_PSE_Winter_9.26.2018_12.37.31 PM.xlsx | Inputs_endUseLoadShapes_PSE.xlsx | Inputs_Global_PSE.xlsx | Inputs_Product_Res CPP-With Enablement.xlsx | PSE | 20 | Winter | Peak | 4 | Res CPP-With Enablement | Residential | Multifamily High-Rise | 64.3597 | 0.1107 | 0.024084 | 0.023947 | 0.023986 | 0.024187 | 0.02458 | 0.025064 | 0.025187 | 0.025395 | 0.025509 | 0.025783 | 0.026037 | 0.026393 | 0.026656 | 0.027045 | 0.027323 | 0.027701 | 0.028058 | 0.028518 | 0.028745 | 0.029081 | 0.029421 | [10 empty] | 7.2574 | 7.3388 | 7.4221 | 7.5091 | 7.5972 | 7.6858 | 7.7747 | 7.8632 | 7.9512 | 8.0388 | 8.126 | 8.2127 | 8.2988 | 8.3842 | 8.4689 | 8.553 | 8.6367 | 8.72 | 8.8027 | 8.8843 | 0 | 0 | 0 | 0 | 0 | 0 | 0 | 0 | 0 | 0
Res CPP-With Enablement_PSE_Winter_9.26.2018_12.37.31 PM.xlsx | Inputs_endUseLoadShapes_PSE.xlsx | Inputs_Global_PSE.xlsx | Inputs_Product_Res CPP-With Enablement.xlsx | PSE | 20 | Winter | Peak | 4 | Res CPP-With Enablement | Residential | Manufactured | 145.2386 | 4.3995 | 1.2231 | 0.045175 | 0.045249 | 0.045629 | 0.046369 | 0.047282 | 0.047515 | 0.047908 | 0.048121 | 0.048638 | 0.049119 | 0.049789 | 0.050286 | 0.05102 | 0.051544 | 0.052257 | 0.052931 | 0.053798 | 0.054226 | 0.05486 | 0.055501 | [10 empty] | 241.1063 | 243.8117 | 246.5786 | 249.4694 | 252.3961 | 255.3409 | 258.2927 | 261.2343 | 264.1582 | 267.0675 | 269.9652 | 272.8463 | 275.7053 | 278.5413 | 281.3548 | 284.15 | 286.9312 | 289.697 | 292.445 | 295.1578 | 0 | 0 | 0 | 0 | 0 | 0 | 0 | 0 | 0 | 0
Res CPP-With Enablement_PSE_Winter_9.26.2018_12.37.31 PM.xlsx | Inputs_endUseLoadShapes_PSE.xlsx | Inputs_Global_PSE.xlsx | Inputs_Product_Res CPP-With Enablement.xlsx | PSE | 20 | Winter | Peak | 4 | Res CPP-With Enablement | 0 | 0 | 0 | 0 | 0 | 0 | 0 | 0 | 0 | 0 | 0 | 0 | 0 | 0 | 0 | 0 | 0 | 0 | 0 | 0 | 0 | 0 | 0 | 0 | 0 | [10 empty] | 0 | 0 | 0 | 0 | 0 | 0 | 0 | 0 | 0 | 0 | 0 | 0 | 0 | 0 | 0 | 0 | 0 | 0 | 0 | 0 | 0 | 0 | 0 | 0 | 0 | 0 | 0 | 0 | 0 | 0
0 | 0 | 0 | 0 | 0 | 0 | 0 | 0 | 0 | 0 | 0 | 0 | 0 | 0 | 0 | 0 | 0 | 0 | 0 | 0 | 0 | 0 | 0 | 0 | 0 | 0 | 0 | 0 | 0 | 0 | 0 | 0 | 0 | 0 | 0 | 0 | 0 | 0 | 0 | 0 | 0 | 0 | 0 | 0 | 0 | 0 | 0 | 0 | 0 | 0 | 0 | 0 | 0 | 0 | 0 | 0 | 0 | 0 | 0 | 0 | 0 | 0 | 0 | 0 | 0 | 0 | 0 | 0 | 0 | 0 | 0 | 0 | 0 | 0 | 0
0 | 0 | 0 | 0 | 0 | 0 | 0 | 0 | 0 | 0 | 0 | 0 | 0 | 0 | 0 | 0 | 0 | 0 | 0 | 0 | 0 | 0 | 0 | 0 | 0 | 0 | 0 | 0 | 0 | 0 | 0 | 0 | 0 | 0 | 0 | 0 | 0 | 0 | 0 | 0 | 0 | 0 | 0 | 0 | 0 | 0 | 0 | 0 | 0 | 0 | 0 | 0 | 0 | 0 | 0 | 0 | 0 | 0 | 0 | 0 | 0 | 0 | 0 | 0 | 0 | 0 | 0 | 0 | 0 | 0 | 0 | 0 | 0 | 0 | 0
0 | 0 | 0 | 0 | 0 | 0 | 0 | 0 | 0 | 0 | 0 | 0 | 0 | 0 | 0 | 0 | 0 | 0 | 0 | 0 | 0 | 0 | 0 | 0 | 0 | 0 | 0 | 0 | 0 | 0 | 0 | 0 | 0 | 0 | 0 | 0 | 0 | 0 | 0 | 0 | 0 | 0 | 0 | 0 | 0 | 0 | 0 | 0 | 0 | 0 | 0 | 0 | 0 | 0 | 0 | 0 | 0 | 0 | 0 | 0 | 0 | 0 | 0 | 0 | 0 | 0 | 0 | 0 | 0 | 0 | 0 | 0 | 0 | 0 | 0
0 | 0 | 0 | 0 | 0 | 0 | 0 | 0 | 0 | 0 | 0 | 0 | 0 | 0 | 0 | 0 | 0 | 0 | 0 | 0 | 0 | 0 | 0 | 0 | 0 | 0 | 0 | 0 | 0 | 0 | 0 | 0 | 0 | 0 | 0 | 0 | 0 | 0 | 0 | 0 | 0 | 0 | 0 | 0 | 0 | 0 | 0 | 0 | 0 | 0 | 0 | 0 | 0 | 0 | 0 | 0 | 0 | 0 | 0 | 0 | 0 | 0 | 0 | 0 | 0 | 0 | 0 | 0 | 0 | 0 | 0 | 0 | 0 | 0 | 0
0 | 0 | 0 | 0 | 0 | 0 | 0 | 0 | 0 | 0 | 0 | 0 | 0 | 0 | 0 | 0 | 0 | 0 | 0 | 0 | 0 | 0 | 0 | 0 | 0 | 0 | 0 | 0 | 0 | 0 | 0 | 0 | 0 | 0 | 0 | 0 | 0 | 0 | 0 | 0 | 0 | 0 | 0 | 0 | 0 | 0 | 0 | 0 | 0 | 0 | 0 | 0 | 0 | 0 | 0 | 0 | 0 | 0 | 0 | 0 | 0 | 0 | 0 | 0 | 0 | 0 | 0 | 0 | 0 | 0 | 0 | 0 | 0 | 0 | 0
0 | 0 | 0 | 0 | 0 | 0 | 0 | 0 | 0 | 0 | 0 | 0 | 0 | 0 | 0 | 0 | 0 | 0 | 0 | 0 | 0 | 0 | 0 | 0 | 0 | 0 | 0 | 0 | 0 | 0 | 0 | 0 | 0 | 0 | 0 | 0 | 0 | 0 | 0 | 0 | 0 | 0 | 0 | 0 | 0 | 0 | 0 | 0 | 0 | 0 | 0 | 0 | 0 | 0 | 0 | 0 | 0 | 0 | 0 | 0 | 0 | 0 | 0 | 0 | 0 | 0 | 0 | 0 | 0 | 0 | 0 | 0 | 0 | 0 | 0
0 | 0 | 0 | 0 | 0 | 0 | 0 | 0 | 0 | 0 | 0 | 0 | 0 | 0 | 0 | 0 | 0 | 0 | 0 | 0 | 0 | 0 | 0 | 0 | 0 | 0 | 0 | 0 | 0 | 0 | 0 | 0 | 0 | 0 | 0 | 0 | 0 | 0 | 0 | 0 | 0 | 0 | 0 | 0 | 0 | 0 | 0 | 0 | 0 | 0 | 0 | 0 | 0 | 0 | 0 | 0 | 0 | 0 | 0 | 0 | 0 | 0 | 0 | 0 | 0 | 0 | 0 | 0 | 0 | 0 | 0 | 0 | 0 | 0 | 0
0 | 0 | 0 | 0 | 0 | 0 | 0 | 0 | 0 | 0 | 0 | 0 | 0 | 0 | 0 | 0 | 0 | 0 | 0 | 0 | 0 | 0 | 0 | 0 | 0 | 0 | 0 | 0 | 0 | 0 | 0 | 0 | 0 | 0 | 0 | 0 | 0 | 0 | 0 | 0 | 0 | 0 | 0 | 0 | 0 | 0 | 0 | 0 | 0 | 0 | 0 | 0 | 0 | 0 | 0 | 0 | 0 | 0 | 0 | 0 | 0 | 0 | 0 | 0 | 0 | 0 | 0 | 0 | 0 | 0 | 0 | 0 | 0 | 0 | 0
0 | 0 | 0 | 0 | 0 | 0 | 0 | 0 | 0 | 0 | 0 | 0 | 0 | 0 | 0 | 0 | 0 | 0 | 0 | 0 | 0 | 0 | 0 | 0 | 0 | 0 | 0 | 0 | 0 | 0 | 0 | 0 | 0 | 0 | 0 | 0 | 0 | 0 | 0 | 0 | 0 | 0 | 0 | 0 | 0 | 0 | 0 | 0 | 0 | 0 | 0 | 0 | 0 | 0 | 0 | 0 | 0 | 0 | 0 | 0 | 0 | 0 | 0 | 0 | 0 | 0 | 0 | 0 | 0 | 0 | 0 | 0 | 0 | 0 | 0
0 | 0 | 0 | 0 | 0 | 0 | 0 | 0 | 0 | 0 | 0 | 0 | 0 | 0 | 0 | 0 | 0 | 0 | 0 | 0 | 0 | 0 | 0 | 0 | 0 | 0 | 0 | 0 | 0 | 0 | 0 | 0 | 0 | 0 | 0 | 0 | 0 | 0 | 0 | 0 | 0 | 0 | 0 | 0 | 0 | 0 | 0 | 0 | 0 | 0 | 0 | 0 | 0 | 0 | 0 | 0 | 0 | 0 | 0 | 0 | 0 | 0 | 0 | 0 | 0 | 0 | 0 | 0 | 0 | 0 | 0 | 0 | 0 | 0 | 0
0 | 0 | 0 | 0 | 0 | 0 | 0 | 0 | 0 | 0 | 0 | 0 | 0 | 0 | 0 | 0 | 0 | 0 | 0 | 0 | 0 | 0 | 0 | 0 | 0 | 0 | 0 | 0 | 0 | 0 | 0 | 0 | 0 | 0 | 0 | 0 | 0 | 0 | 0 | 0 | 0 | 0 | 0 | 0 | 0 | 0 | 0 | 0 | 0 | 0 | 0 | 0 | 0 | 0 | 0 | 0 | 0 | 0 | 0 | 0 | 0 | 0 | 0 | 0 | 0 | 0 | 0 | 0 | 0 | 0 | 0 | 0 | 0 | 0 | 0
0 | 0 | 0 | 0 | 0 | 0 | 0 | 0 | 0 | 0 | 0 | 0 | 0 | 0 | 0 | 0 | 0 | 0 | 0 | 0 | 0 | 0 | 0 | 0 | 0 | 0 | 0 | 0 | 0 | 0 | 0 | 0 | 0 | 0 | 0 | 0 | 0 | 0 | 0 | 0 | 0 | 0 | 0 | 0 | 0 | 0 | 0 | 0 | 0 | 0 | 0 | 0 | 0 | 0 | 0 | 0 | 0 | 0 | 0 | 0 | 0 | 0 | 0 | 0 | 0 | 0 | 0 | 0 | 0 | 0 | 0 | 0 | 0 | 0 | 0
0 | 0 | 0 | 0 | 0 | 0 | 0 | 0 | 0 | 0 | 0 | 0 | 0 | 0 | 0 | 0 | 0 | 0 | 0 | 0 | 0 | 0 | 0 | 0 | 0 | 0 | 0 | 0 | 0 | 0 | 0 | 0 | 0 | 0 | 0 | 0 | 0 | 0 | 0 | 0 | 0 | 0 | 0 | 0 | 0 | 0 | 0 | 0 | 0 | 0 | 0 | 0 | 0 | 0 | 0 | 0 | 0 | 0 | 0 | 0 | 0 | 0 | 0 | 0 | 0 | 0 | 0 | 0 | 0 | 0 | 0 | 0 | 0 | 0 | 0
0 | 0 | 0 | 0 | 0 | 0 | 0 | 0 | 0 | 0 | 0 | 0 | 0 | 0 | 0 | 0 | 0 | 0 | 0 | 0 | 0 | 0 | 0 | 0 | 0 | 0 | 0 | 0 | 0 | 0 | 0 | 0 | 0 | 0 | 0 | 0 | 0 | 0 | 0 | 0 | 0 | 0 | 0 | 0 | 0 | 0 | 0 | 0 | 0 | 0 | 0 | 0 | 0 | 0 | 0 | 0 | 0 | 0 | 0 | 0 | 0 | 0 | 0 | 0 | 0 | 0 | 0 | 0 | 0 | 0 | 0 | 0 | 0 | 0 | 0
0 | 0 | 0 | 0 | 0 | 0 | 0 | 0 | 0 | 0 | 0 | 0 | 0 | 0 | 0 | 0 | 0 | 0 | 0 | 0 | 0 | 0 | 0 | 0 | 0 | 0 | 0 | 0 | 0 | 0 | 0 | 0 | 0 | 0 | 0 | 0 | 0 | 0 | 0 | 0 | 0 | 0 | 0 | 0 | 0 | 0 | 0 | 0 | 0 | 0 | 0 | 0 | 0 | 0 | 0 | 0 | 0 | 0 | 0 | 0 | 0 | 0 | 0 | 0 | 0 | 0 | 0 | 0 | 0 | 0 | 0 | 0 | 0 | 0 | 0
0 | 0 | 0 | 0 | 0 | 0 | 0 | 0 | 0 | 0 | 0 | 0 | 0 | 0 | 0 | 0 | 0 | 0 | 0 | 0 | 0 | 0 | 0 | 0 | 0 | 0 | 0 | 0 | 0 | 0 | 0 | 0 | 0 | 0 | 0 | 0 | 0 | 0 | 0 | 0 | 0 | 0 | 0 | 0 | 0 | 0 | 0 | 0 | 0 | 0 | 0 | 0 | 0 | 0 | 0 | 0 | 0 | 0 | 0 | 0 | 0 | 0 | 0 | 0 | 0 | 0 | 0 | 0 | 0 | 0 | 0 | 0 | 0 | 0 | 0
0 | 0 | 0 | 0 | 0 | 0 | 0 | 0 | 0 | 0 | 0 | 0 | 0 | 0 | 0 | 0 | 0 | 0 | 0 | 0 | 0 | 0 | 0 | 0 | 0 | 0 | 0 | 0 | 0 | 0 | 0 | 0 | 0 | 0 | 0 | 0 | 0 | 0 | 0 | 0 | 0 | 0 | 0 | 0 | 0 | 0 | 0 | 0 | 0 | 0 | 0 | 0 | 0 | 0 | 0 | 0 | 0 | 0 | 0 | 0 | 0 | 0 | 0 | 0 | 0 | 0 | 0 | 0 | 0 | 0 | 0 | 0 | 0 | 0 | 0
0 | 0 | 0 | 0 | 0 | 0 | 0 | 0 | 0 | 0 | 0 | 0 | 0 | 0 | 0 | 0 | 0 | 0 | 0 | 0 | 0 | 0 | 0 | 0 | 0 | 0 | 0 | 0 | 0 | 0 | 0 | 0 | 0 | 0 | 0 | 0 | 0 | 0 | 0 | 0 | 0 | 0 | 0 | 0 | 0 | 0 | 0 | 0 | 0 | 0 | 0 | 0 | 0 | 0 | 0 | 0 | 0 | 0 | 0 | 0 | 0 | 0 | 0 | 0 | 0 | 0 | 0 | 0 | 0 | 0 | 0 | 0 | 0 | 0 | 0
0 | 0 | 0 | 0 | 0 | 0 | 0 | 0 | 0 | 0 | 0 | 0 | 0 | 0 | 0 | 0 | 0 | 0 | 0 | 0 | 0 | 0 | 0 | 0 | 0 | 0 | 0 | 0 | 0 | 0 | 0 | 0 | 0 | 0 | 0 | 0 | 0 | 0 | 0 | 0 | 0 | 0 | 0 | 0 | 0 | 0 | 0 | 0 | 0 | 0 | 0 | 0 | 0 | 0 | 0 | 0 | 0 | 0 | 0 | 0 | 0 | 0 | 0 | 0 | 0 | 0 | 0 | 0 | 0 | 0 | 0 | 0 | 0 | 0 | 0
0 | 0 | 0 | 0 | 0 | 0 | 0 | 0 | 0 | 0 | 0 | 0 | 0 | 0 | 0 | 0 | 0 | 0 | 0 | 0 | 0 | 0 | 0 | 0 | 0 | 0 | 0 | 0 | 0 | 0 | 0 | 0 | 0 | 0 | 0 | 0 | 0 | 0 | 0 | 0 | 0 | 0 | 0 | 0 | 0 | 0 | 0 | 0 | 0 | 0 | 0 | 0 | 0 | 0 | 0 | 0 | 0 | 0 | 0 | 0 | 0 | 0 | 0 | 0 | 0 | 0 | 0 | 0 | 0 | 0 | 0 | 0 | 0 | 0 | 0
0 | 0 | 0 | 0 | 0 | 0 | 0 | 0 | 0 | 0 | 0 | 0 | 0 | 0 | 0 | 0 | 0 | 0 | 0 | 0 | 0 | 0 | 0 | 0 | 0 | 0 | 0 | 0 | 0 | 0 | 0 | 0 | 0 | 0 | 0 | 0 | 0 | 0 | 0 | 0 | 0 | 0 | 0 | 0 | 0 | 0 | 0 | 0 | 0 | 0 | 0 | 0 | 0 | 0 | 0 | 0 | 0 | 0 | 0 | 0 | 0 | 0 | 0 | 0 | 0 | 0 | 0 | 0 | 0 | 0 | 0 | 0 | 0 | 0 | 0
0 | 0 | 0 | 0 | 0 | 0 | 0 | 0 | 0 | 0 | 0 | 0 | 0 | 0 | 0 | 0 | 0 | 0 | 0 | 0 | 0 | 0 | 0 | 0 | 0 | 0 | 0 | 0 | 0 | 0 | 0 | 0 | 0 | 0 | 0 | 0 | 0 | 0 | 0 | 0 | 0 | 0 | 0 | 0 | 0 | 0 | 0 | 0 | 0 | 0 | 0 | 0 | 0 | 0 | 0 | 0 | 0 | 0 | 0 | 0 | 0 | 0 | 0 | 0 | 0 | 0 | 0 | 0 | 0 | 0 | 0 | 0 | 0 | 0 | 0
0 | 0 | 0 | 0 | 0 | 0 | 0 | 0 | 0 | 0 | 0 | 0 | 0 | 0 | 0 | 0 | 0 | 0 | 0 | 0 | 0 | 0 | 0 | 0 | 0 | 0 | 0 | 0 | 0 | 0 | 0 | 0 | 0 | 0 | 0 | 0 | 0 | 0 | 0 | 0 | 0 | 0 | 0 | 0 | 0 | 0 | 0 | 0 | 0 | 0 | 0 | 0 | 0 | 0 | 0 | 0 | 0 | 0 | 0 | 0 | 0 | 0 | 0 | 0 | 0 | 0 | 0 | 0 | 0 | 0 | 0 | 0 | 0 | 0 | 0
0 | 0 | 0 | 0 | 0 | 0 | 0 | 0 | 0 | 0 | 0 | 0 | 0 | 0 | 0 | 0 | 0 | 0 | 0 | 0 | 0 | 0 | 0 | 0 | 0 | 0 | 0 | 0 | 0 | 0 | 0 | 0 | 0 | 0 | 0 | 0 | 0 | 0 | 0 | 0 | 0 | 0 | 0 | 0 | 0 | 0 | 0 | 0 | 0 | 0 | 0 | 0 | 0 | 0 | 0 | 0 | 0 | 0 | 0 | 0 | 0 | 0 | 0 | 0 | 0 | 0 | 0 | 0 | 0 | 0 | 0 | 0 | 0 | 0 | 0
0 | 0 | 0 | 0 | 0 | 0 | 0 | 0 | 0 | 0 | 0 | 0 | 0 | 0 | 0 | 0 | 0 | 0 | 0 | 0 | 0 | 0 | 0 | 0 | 0 | 0 | 0 | 0 | 0 | 0 | 0 | 0 | 0 | 0 | 0 | 0 | 0 | 0 | 0 | 0 | 0 | 0 | 0 | 0 | 0 | 0 | 0 | 0 | 0 | 0 | 0 | 0 | 0 | 0 | 0 | 0 | 0 | 0 | 0 | 0 | 0 | 0 | 0 | 0 | 0 | 0 | 0 | 0 | 0 | 0 | 0 | 0 | 0 | 0 | 0
0 | 0 | 0 | 0 | 0 | 0 | 0 | 0 | 0 | 0 | 0 | 0 | 0 | 0 | 0 | 0 | 0 | 0 | 0 | 0 | 0 | 0 | 0 | 0 | 0 | 0 | 0 | 0 | 0 | 0 | 0 | 0 | 0 | 0 | 0 | 0 | 0 | 0 | 0 | 0 | 0 | 0 | 0 | 0 | 0 | 0 | 0 | 0 | 0 | 0 | 0 | 0 | 0 | 0 | 0 | 0 | 0 | 0 | 0 | 0 | 0 | 0 | 0 | 0 | 0 | 0 | 0 | 0 | 0 | 0 | 0 | 0 | 0 | 0 | 0
0 | 0 | 0 | 0 | 0 | 0 | 0 | 0 | 0 | 0 | 0 | 0 | 0 | 0 | 0 | 0 | 0 | 0 | 0 | 0 | 0 | 0 | 0 | 0 | 0 | 0 | 0 | 0 | 0 | 0 | 0 | 0 | 0 | 0 | 0 | 0 | 0 | 0 | 0 | 0 | 0 | 0 | 0 | 0 | 0 | 0 | 0 | 0 | 0 | 0 | 0 | 0 | 0 | 0 | 0 | 0 | 0 | 0 | 0 | 0 | 0 | 0 | 0 | 0 | 0 | 0 | 0 | 0 | 0 | 0 | 0 | 0 | 0 | 0 | 0
0 | 0 | 0 | 0 | 0 | 0 | 0 | 0 | 0 | 0 | 0 | 0 | 0 | 0 | 0 | 0 | 0 | 0 | 0 | 0 | 0 | 0 | 0 | 0 | 0 | 0 | 0 | 0 | 0 | 0 | 0 | 0 | 0 | 0 | 0 | 0 | 0 | 0 | 0 | 0 | 0 | 0 | 0 | 0 | 0 | 0 | 0 | 0 | 0 | 0 | 0 | 0 | 0 | 0 | 0 | 0 | 0 | 0 | 0 | 0 | 0 | 0 | 0 | 0 | 0 | 0 | 0 | 0 | 0 | 0 | 0 | 0 | 0 | 0 | 0
0 | 0 | 0 | 0 | 0 | 0 | 0 | 0 | 0 | 0 | 0 | 0 | 0 | 0 | 0 | 0 | 0 | 0 | 0 | 0 | 0 | 0 | 0 | 0 | 0 | 0 | 0 | 0 | 0 | 0 | 0 | 0 | 0 | 0 | 0 | 0 | 0 | 0 | 0 | 0 | 0 | 0 | 0 | 0 | 0 | 0 | 0 | 0 | 0 | 0 | 0 | 0 | 0 | 0 | 0 | 0 | 0 | 0 | 0 | 0 | 0 | 0 | 0 | 0 | 0 | 0 | 0 | 0 | 0 | 0 | 0 | 0 | 0 | 0 | 0
0 | 0 | 0 | 0 | 0 | 0 | 0 | 0 | 0 | 0 | 0 | 0 | 0 | 0 | 0 | 0 | 0 | 0 | 0 | 0 | 0 | 0 | 0 | 0 | 0 | 0 | 0 | 0 | 0 | 0 | 0 | 0 | 0 | 0 | 0 | 0 | 0 | 0 | 0 | 0 | 0 | 0 | 0 | 0 | 0 | 0 | 0 | 0 | 0 | 0 | 0 | 0 | 0 | 0 | 0 | 0 | 0 | 0 | 0 | 0 | 0 | 0 | 0 | 0 | 0 | 0 | 0 | 0 | 0 | 0 | 0 | 0 | 0 | 0 | 0
0 | 0 | 0 | 0 | 0 | 0 | 0 | 0 | 0 | 0 | 0 | 0 | 0 | 0 | 0 | 0 | 0 | 0 | 0 | 0 | 0 | 0 | 0 | 0 | 0 | 0 | 0 | 0 | 0 | 0 | 0 | 0 | 0 | 0 | 0 | 0 | 0 | 0 | 0 | 0 | 0 | 0 | 0 | 0 | 0 | 0 | 0 | 0 | 0 | 0 | 0 | 0 | 0 | 0 | 0 | 0 | 0 | 0 | 0 | 0 | 0 | 0 | 0 | 0 | 0 | 0 | 0 | 0 | 0 | 0 | 0 | 0 | 0 | 0 | 0
0 | 0 | 0 | 0 | 0 | 0 | 0 | 0 | 0 | 0 | 0 | 0 | 0 | 0 | 0 | 0 | 0 | 0 | 0 | 0 | 0 | 0 | 0 | 0 | 0 | 0 | 0 | 0 | 0 | 0 | 0 | 0 | 0 | 0 | 0 | 0 | 0 | 0 | 0 | 0 | 0 | 0 | 0 | 0 | 0 | 0 | 0 | 0 | 0 | 0 | 0 | 0 | 0 | 0 | 0 | 0 | 0 | 0 | 0 | 0 | 0 | 0 | 0 | 0 | 0 | 0 | 0 | 0 | 0 | 0 | 0 | 0 | 0 | 0 | 0
0 | 0 | 0 | 0 | 0 | 0 | 0 | 0 | 0 | 0 | 0 | 0 | 0 | 0 | 0 | 0 | 0 | 0 | 0 | 0 | 0 | 0 | 0 | 0 | 0 | 0 | 0 | 0 | 0 | 0 | 0 | 0 | 0 | 0 | 0 | 0 | 0 | 0 | 0 | 0 | 0 | 0 | 0 | 0 | 0 | 0 | 0 | 0 | 0 | 0 | 0 | 0 | 0 | 0 | 0 | 0 | 0 | 0 | 0 | 0 | 0 | 0 | 0 | 0 | 0 | 0 | 0 | 0 | 0 | 0 | 0 | 0 | 0 | 0 | 0
0 | 0 | 0 | 0 | 0 | 0 | 0 | 0 | 0 | 0 | 0 | 0 | 0 | 0 | 0 | 0 | 0 | 0 | 0 | 0 | 0 | 0 | 0 | 0 | 0 | 0 | 0 | 0 | 0 | 0 | 0 | 0 | 0 | 0 | 0 | 0 | 0 | 0 | 0 | 0 | 0 | 0 | 0 | 0 | 0 | 0 | 0 | 0 | 0 | 0 | 0 | 0 | 0 | 0 | 0 | 0 | 0 | 0 | 0 | 0 | 0 | 0 | 0 | 0 | 0 | 0 | 0 | 0 | 0 | 0 | 0 | 0 | 0 | 0 | 0
0 | 0 | 0 | 0 | 0 | 0 | 0 | 0 | 0 | 0 | 0 | 0 | 0 | 0 | 0 | 0 | 0 | 0 | 0 | 0 | 0 | 0 | 0 | 0 | 0 | 0 | 0 | 0 | 0 | 0 | 0 | 0 | 0 | 0 | 0 | 0 | 0 | 0 | 0 | 0 | 0 | 0 | 0 | 0 | 0 | 0 | 0 | 0 | 0 | 0 | 0 | 0 | 0 | 0 | 0 | 0 | 0 | 0 | 0 | 0 | 0 | 0 | 0 | 0 | 0 | 0 | 0 | 0 | 0 | 0 | 0 | 0 | 0 | 0 | 0
0 | 0 | 0 | 0 | 0 | 0 | 0 | 0 | 0 | 0 | 0 | 0 | 0 | 0 | 0 | 0 | 0 | 0 | 0 | 0 | 0 | 0 | 0 | 0 | 0 | 0 | 0 | 0 | 0 | 0 | 0 | 0 | 0 | 0 | 0 | 0 | 0 | 0 | 0 | 0 | 0 | 0 | 0 | 0 | 0 | 0 | 0 | 0 | 0 | 0 | 0 | 0 | 0 | 0 | 0 | 0 | 0 | 0 | 0 | 0 | 0 | 0 | 0 | 0 | 0 | 0 | 0 | 0 | 0 | 0 | 0 | 0 | 0 | 0 | 0
0 | 0 | 0 | 0 | 0 | 0 | 0 | 0 | 0 | 0 | 0 | 0 | 0 | 0 | 0 | 0 | 0 | 0 | 0 | 0 | 0 | 0 | 0 | 0 | 0 | 0 | 0 | 0 | 0 | 0 | 0 | 0 | 0 | 0 | 0 | 0 | 0 | 0 | 0 | 0 | 0 | 0 | 0 | 0 | 0 | 0 | 0 | 0 | 0 | 0 | 0 | 0 | 0 | 0 | 0 | 0 | 0 | 0 | 0 | 0 | 0 | 0 | 0 | 0 | 0 | 0 | 0 | 0 | 0 | 0 | 0 | 0 | 0 | 0 | 0
0 | 0 | 0 | 0 | 0 | 0 | 0 | 0 | 0 | 0 | 0 | 0 | 0 | 0 | 0 | 0 | 0 | 0 | 0 | 0 | 0 | 0 | 0 | 0 | 0 | 0 | 0 | 0 | 0 | 0 | 0 | 0 | 0 | 0 | 0 | 0 | 0 | 0 | 0 | 0 | 0 | 0 | 0 | 0 | 0 | 0 | 0 | 0 | 0 | 0 | 0 | 0 | 0 | 0 | 0 | 0 | 0 | 0 | 0 | 0 | 0 | 0 | 0 | 0 | 0 | 0 | 0 | 0 | 0 | 0 | 0 | 0 | 0 | 0 | 0
0 | 0 | 0 | 0 | 0 | 0 | 0 | 0 | 0 | 0 | 0 | 0 | 0 | 0 | 0 | 0 | 0 | 0 | 0 | 0 | 0 | 0 | 0 | 0 | 0 | 0 | 0 | 0 | 0 | 0 | 0 | 0 | 0 | 0 | 0 | 0 | 0 | 0 | 0 | 0 | 0 | 0 | 0 | 0 | 0 | 0 | 0 | 0 | 0 | 0 | 0 | 0 | 0 | 0 | 0 | 0 | 0 | 0 | 0 | 0 | 0 | 0 | 0 | 0 | 0 | 0 | 0 | 0 | 0 | 0 | 0 | 0 | 0 | 0 | 0
0 | 0 | 0 | 0 | 0 | 0 | 0 | 0 | 0 | 0 | 0 | 0 | 0 | 0 | 0 | 0 | 0 | 0 | 0 | 0 | 0 | 0 | 0 | 0 | 0 | 0 | 0 | 0 | 0 | 0 | 0 | 0 | 0 | 0 | 0 | 0 | 0 | 0 | 0 | 0 | 0 | 0 | 0 | 0 | 0 | 0 | 0 | 0 | 0 | 0 | 0 | 0 | 0 | 0 | 0 | 0 | 0 | 0 | 0 | 0 | 0 | 0 | 0 | 0 | 0 | 0 | 0 | 0 | 0 | 0 | 0 | 0 | 0 | 0 | 0
0 | 0 | 0 | 0 | 0 | 0 | 0 | 0 | 0 | 0 | 0 | 0 | 0 | 0 | 0 | 0 | 0 | 0 | 0 | 0 | 0 | 0 | 0 | 0 | 0 | 0 | 0 | 0 | 0 | 0 | 0 | 0 | 0 | 0 | 0 | 0 | 0 | 0 | 0 | 0 | 0 | 0 | 0 | 0 | 0 | 0 | 0 | 0 | 0 | 0 | 0 | 0 | 0 | 0 | 0 | 0 | 0 | 0 | 0 | 0 | 0 | 0 | 0 | 0 | 0 | 0 | 0 | 0 | 0 | 0 | 0 | 0 | 0 | 0 | 0
0 | 0 | 0 | 0 | 0 | 0 | 0 | 0 | 0 | 0 | 0 | 0 | 0 | 0 | 0 | 0 | 0 | 0 | 0 | 0 | 0 | 0 | 0 | 0 | 0 | 0 | 0 | 0 | 0 | 0 | 0 | 0 | 0 | 0 | 0 | 0 | 0 | 0 | 0 | 0 | 0 | 0 | 0 | 0 | 0 | 0 | 0 | 0 | 0 | 0 | 0 | 0 | 0 | 0 | 0 | 0 | 0 | 0 | 0 | 0 | 0 | 0 | 0 | 0 | 0 | 0 | 0 | 0 | 0 | 0 | 0 | 0 | 0 | 0 | 0
0 | 0 | 0 | 0 | 0 | 0 | 0 | 0 | 0 | 0 | 0 | 0 | 0 | 0 | 0 | 0 | 0 | 0 | 0 | 0 | 0 | 0 | 0 | 0 | 0 | 0 | 0 | 0 | 0 | 0 | 0 | 0 | 0 | 0 | 0 | 0 | 0 | 0 | 0 | 0 | 0 | 0 | 0 | 0 | 0 | 0 | 0 | 0 | 0 | 0 | 0 | 0 | 0 | 0 | 0 | 0 | 0 | 0 | 0 | 0 | 0 | 0 | 0 | 0 | 0 | 0 | 0 | 0 | 0 | 0 | 0 | 0 | 0 | 0 | 0
0 | 0 | 0 | 0 | 0 | 0 | 0 | 0 | 0 | 0 | 0 | 0 | 0 | 0 | 0 | 0 | 0 | 0 | 0 | 0 | 0 | 0 | 0 | 0 | 0 | 0 | 0 | 0 | 0 | 0 | 0 | 0 | 0 | 0 | 0 | 0 | 0 | 0 | 0 | 0 | 0 | 0 | 0 | 0 | 0 | 0 | 0 | 0 | 0 | 0 | 0 | 0 | 0 | 0 | 0 | 0 | 0 | 0 | 0 | 0 | 0 | 0 | 0 | 0 | 0 | 0 | 0 | 0 | 0 | 0 | 0 | 0 | 0 | 0 | 0
0 | 0 | 0 | 0 | 0 | 0 | 0 | 0 | 0 | 0 | 0 | 0 | 0 | 0 | 0 | 0 | 0 | 0 | 0 | 0 | 0 | 0 | 0 | 0 | 0 | 0 | 0 | 0 | 0 | 0 | 0 | 0 | 0 | 0 | 0 | 0 | 0 | 0 | 0 | 0 | 0 | 0 | 0 | 0 | 0 | 0 | 0 | 0 | 0 | 0 | 0 | 0 | 0 | 0 | 0 | 0 | 0 | 0 | 0 | 0 | 0 | 0 | 0 | 0 | 0 | 0 | 0 | 0 | 0 | 0 | 0 | 0 | 0 | 0 | 0
0 | 0 | 0 | 0 | 0 | 0 | 0 | 0 | 0 | 0 | 0 | 0 | 0 | 0 | 0 | 0 | 0 | 0 | 0 | 0 | 0 | 0 | 0 | 0 | 0 | 0 | 0 | 0 | 0 | 0 | 0 | 0 | 0 | 0 | 0 | 0 | 0 | 0 | 0 | 0 | 0 | 0 | 0 | 0 | 0 | 0 | 0 | 0 | 0 | 0 | 0 | 0 | 0 | 0 | 0 | 0 | 0 | 0 | 0 | 0 | 0 | 0 | 0 | 0 | 0 | 0 | 0 | 0 | 0 | 0 | 0 | 0 | 0 | 0 | 0
0 | 0 | 0 | 0 | 0 | 0 | 0 | 0 | 0 | 0 | 0 | 0 | 0 | 0 | 0 | 0 | 0 | 0 | 0 | 0 | 0 | 0 | 0 | 0 | 0 | 0 | 0 | 0 | 0 | 0 | 0 | 0 | 0 | 0 | 0 | 0 | 0 | 0 | 0 | 0 | 0 | 0 | 0 | 0 | 0 | 0 | 0 | 0 | 0 | 0 | 0 | 0 | 0 | 0 | 0 | 0 | 0 | 0 | 0 | 0 | 0 | 0 | 0 | 0 | 0 | 0 | 0 | 0 | 0 | 0 | 0 | 0 | 0 | 0 | 0
0 | 0 | 0 | 0 | 0 | 0 | 0 | 0 | 0 | 0 | 0 | 0 | 0 | 0 | 0 | 0 | 0 | 0 | 0 | 0 | 0 | 0 | 0 | 0 | 0 | 0 | 0 | 0 | 0 | 0 | 0 | 0 | 0 | 0 | 0 | 0 | 0 | 0 | 0 | 0 | 0 | 0 | 0 | 0 | 0 | 0 | 0 | 0 | 0 | 0 | 0 | 0 | 0 | 0 | 0 | 0 | 0 | 0 | 0 | 0 | 0 | 0 | 0 | 0 | 0 | 0 | 0 | 0 | 0 | 0 | 0 | 0 | 0 | 0 | 0
0 | 0 | 0 | 0 | 0 | 0 | 0 | 0 | 0 | 0 | 0 | 0 | 0 | 0 | 0 | 0 | 0 | 0 | 0 | 0 | 0 | 0 | 0 | 0 | 0 | 0 | 0 | 0 | 0 | 0 | 0 | 0 | 0 | 0 | 0 | 0 | 0 | 0 | 0 | 0 | 0 | 0 | 0 | 0 | 0 | 0 | 0 | 0 | 0 | 0 | 0 | 0 | 0 | 0 | 0 | 0 | 0 | 0 | 0 | 0 | 0 | 0 | 0 | 0 | 0 | 0 | 0 | 0 | 0 | 0 | 0 | 0 | 0 | 0 | 0
0 | 0 | 0 | 0 | 0 | 0 | 0 | 0 | 0 | 0 | 0 | 0 | 0 | 0 | 0 | 0 | 0 | 0 | 0 | 0 | 0 | 0 | 0 | 0 | 0 | 0 | 0 | 0 | 0 | 0 | 0 | 0 | 0 | 0 | 0 | 0 | 0 | 0 | 0 | 0 | 0 | 0 | 0 | 0 | 0 | 0 | 0 | 0 | 0 | 0 | 0 | 0 | 0 | 0 | 0 | 0 | 0 | 0 | 0 | 0 | 0 | 0 | 0 | 0 | 0 | 0 | 0 | 0 | 0 | 0 | 0 | 0 | 0 | 0 | 0
0 | 0 | 0 | 0 | 0 | 0 | 0 | 0 | 0 | 0 | 0 | 0 | 0 | 0 | 0 | 0 | 0 | 0 | 0 | 0 | 0 | 0 | 0 | 0 | 0 | 0 | 0 | 0 | 0 | 0 | 0 | 0 | 0 | 0 | 0 | 0 | 0 | 0 | 0 | 0 | 0 | 0 | 0 | 0 | 0 | 0 | 0 | 0 | 0 | 0 | 0 | 0 | 0 | 0 | 0 | 0 | 0 | 0 | 0 | 0 | 0 | 0 | 0 | 0 | 0 | 0 | 0 | 0 | 0 | 0 | 0 | 0 | 0 | 0 | 0
0 | 0 | 0 | 0 | 0 | 0 | 0 | 0 | 0 | 0 | 0 | 0 | 0 | 0 | 0 | 0 | 0 | 0 | 0 | 0 | 0 | 0 | 0 | 0 | 0 | 0 | 0 | 0 | 0 | 0 | 0 | 0 | 0 | 0 | 0 | 0 | 0 | 0 | 0 | 0 | 0 | 0 | 0 | 0 | 0 | 0 | 0 | 0 | 0 | 0 | 0 | 0 | 0 | 0 | 0 | 0 | 0 | 0 | 0 | 0 | 0 | 0 | 0 | 0 | 0 | 0 | 0 | 0 | 0 | 0 | 0 | 0 | 0 | 0 | 0
0 | 0 | 0 | 0 | 0 | 0 | 0 | 0 | 0 | 0 | 0 | 0 | 0 | 0 | 0 | 0 | 0 | 0 | 0 | 0 | 0 | 0 | 0 | 0 | 0 | 0 | 0 | 0 | 0 | 0 | 0 | 0 | 0 | 0 | 0 | 0 | 0 | 0 | 0 | 0 | 0 | 0 | 0 | 0 | 0 | 0 | 0 | 0 | 0 | 0 | 0 | 0 | 0 | 0 | 0 | 0 | 0 | 0 | 0 | 0 | 0 | 0 | 0 | 0 | 0 | 0 | 0 | 0 | 0 | 0 | 0 | 0 | 0 | 0 | 0
0 | 0 | 0 | 0 | 0 | 0 | 0 | 0 | 0 | 0 | 0 | 0 | 0 | 0 | 0 | 0 | 0 | 0 | 0 | 0 | 0 | 0 | 0 | 0 | 0 | 0 | 0 | 0 | 0 | 0 | 0 | 0 | 0 | 0 | 0 | 0 | 0 | 0 | 0 | 0 | 0 | 0 | 0 | 0 | 0 | 0 | 0 | 0 | 0 | 0 | 0 | 0 | 0 | 0 | 0 | 0 | 0 | 0 | 0 | 0 | 0 | 0 | 0 | 0 | 0 | 0 | 0 | 0 | 0 | 0 | 0 | 0 | 0 | 0 | 0
0 | 0 | 0 | 0 | 0 | 0 | 0 | 0 | 0 | 0 | 0 | 0 | 0 | 0 | 0 | 0 | 0 | 0 | 0 | 0 | 0 | 0 | 0 | 0 | 0 | 0 | 0 | 0 | 0 | 0 | 0 | 0 | 0 | 0 | 0 | 0 | 0 | 0 | 0 | 0 | 0 | 0 | 0 | 0 | 0 | 0 | 0 | 0 | 0 | 0 | 0 | 0 | 0 | 0 | 0 | 0 | 0 | 0 | 0 | 0 | 0 | 0 | 0 | 0 | 0 | 0 | 0 | 0 | 0 | 0 | 0 | 0 | 0 | 0 | 0
0 | 0 | 0 | 0 | 0 | 0 | 0 | 0 | 0 | 0 | 0 | 0 | 0 | 0 | 0 | 0 | 0 | 0 | 0 | 0 | 0 | 0 | 0 | 0 | 0 | 0 | 0 | 0 | 0 | 0 | 0 | 0 | 0 | 0 | 0 | 0 | 0 | 0 | 0 | 0 | 0 | 0 | 0 | 0 | 0 | 0 | 0 | 0 | 0 | 0 | 0 | 0 | 0 | 0 | 0 | 0 | 0 | 0 | 0 | 0 | 0 | 0 | 0 | 0 | 0 | 0 | 0 | 0 | 0 | 0 | 0 | 0 | 0 | 0 | 0
0 | 0 | 0 | 0 | 0 | 0 | 0 | 0 | 0 | 0 | 0 | 0 | 0 | 0 | 0 | 0 | 0 | 0 | 0 | 0 | 0 | 0 | 0 | 0 | 0 | 0 | 0 | 0 | 0 | 0 | 0 | 0 | 0 | 0 | 0 | 0 | 0 | 0 | 0 | 0 | 0 | 0 | 0 | 0 | 0 | 0 | 0 | 0 | 0 | 0 | 0 | 0 | 0 | 0 | 0 | 0 | 0 | 0 | 0 | 0 | 0 | 0 | 0 | 0 | 0 | 0 | 0 | 0 | 0 | 0 | 0 | 0 | 0 | 0 | 0
0 | 0 | 0 | 0 | 0 | 0 | 0 | 0 | 0 | 0 | 0 | 0 | 0 | 0 | 0 | 0 | 0 | 0 | 0 | 0 | 0 | 0 | 0 | 0 | 0 | 0 | 0 | 0 | 0 | 0 | 0 | 0 | 0 | 0 | 0 | 0 | 0 | 0 | 0 | 0 | 0 | 0 | 0 | 0 | 0 | 0 | 0 | 0 | 0 | 0 | 0 | 0 | 0 | 0 | 0 | 0 | 0 | 0 | 0 | 0 | 0 | 0 | 0 | 0 | 0 | 0 | 0 | 0 | 0 | 0 | 0 | 0 | 0 | 0 | 0
0 | 0 | 0 | 0 | 0 | 0 | 0 | 0 | 0 | 0 | 0 | 0 | 0 | 0 | 0 | 0 | 0 | 0 | 0 | 0 | 0 | 0 | 0 | 0 | 0 | 0 | 0 | 0 | 0 | 0 | 0 | 0 | 0 | 0 | 0 | 0 | 0 | 0 | 0 | 0 | 0 | 0 | 0 | 0 | 0 | 0 | 0 | 0 | 0 | 0 | 0 | 0 | 0 | 0 | 0 | 0 | 0 | 0 | 0 | 0 | 0 | 0 | 0 | 0 | 0 | 0 | 0 | 0 | 0 | 0 | 0 | 0 | 0 | 0 | 0
0 | 0 | 0 | 0 | 0 | 0 | 0 | 0 | 0 | 0 | 0 | 0 | 0 | 0 | 0 | 0 | 0 | 0 | 0 | 0 | 0 | 0 | 0 | 0 | 0 | 0 | 0 | 0 | 0 | 0 | 0 | 0 | 0 | 0 | 0 | 0 | 0 | 0 | 0 | 0 | 0 | 0 | 0 | 0 | 0 | 0 | 0 | 0 | 0 | 0 | 0 | 0 | 0 | 0 | 0 | 0 | 0 | 0 | 0 | 0 | 0 | 0 | 0 | 0 | 0 | 0 | 0 | 0 | 0 | 0 | 0 | 0 | 0 | 0 | 0
0 | 0 | 0 | 0 | 0 | 0 | 0 | 0 | 0 | 0 | 0 | 0 | 0 | 0 | 0 | 0 | 0 | 0 | 0 | 0 | 0 | 0 | 0 | 0 | 0 | 0 | 0 | 0 | 0 | 0 | 0 | 0 | 0 | 0 | 0 | 0 | 0 | 0 | 0 | 0 | 0 | 0 | 0 | 0 | 0 | 0 | 0 | 0 | 0 | 0 | 0 | 0 | 0 | 0 | 0 | 0 | 0 | 0 | 0 | 0 | 0 | 0 | 0 | 0 | 0 | 0 | 0 | 0 | 0 | 0 | 0 | 0 | 0 | 0 | 0
0 | 0 | 0 | 0 | 0 | 0 | 0 | 0 | 0 | 0 | 0 | 0 | 0 | 0 | 0 | 0 | 0 | 0 | 0 | 0 | 0 | 0 | 0 | 0 | 0 | 0 | 0 | 0 | 0 | 0 | 0 | 0 | 0 | 0 | 0 | 0 | 0 | 0 | 0 | 0 | 0 | 0 | 0 | 0 | 0 | 0 | 0 | 0 | 0 | 0 | 0 | 0 | 0 | 0 | 0 | 0 | 0 | 0 | 0 | 0 | 0 | 0 | 0 | 0 | 0 | 0 | 0 | 0 | 0 | 0 | 0 | 0 | 0 | 0 | 0
0 | 0 | 0 | 0 | 0 | 0 | 0 | 0 | 0 | 0 | 0 | 0 | 0 | 0 | 0 | 0 | 0 | 0 | 0 | 0 | 0 | 0 | 0 | 0 | 0 | 0 | 0 | 0 | 0 | 0 | 0 | 0 | 0 | 0 | 0 | 0 | 0 | 0 | 0 | 0 | 0 | 0 | 0 | 0 | 0 | 0 | 0 | 0 | 0 | 0 | 0 | 0 | 0 | 0 | 0 | 0 | 0 | 0 | 0 | 0 | 0 | 0 | 0 | 0 | 0 | 0 | 0 | 0 | 0 | 0 | 0 | 0 | 0 | 0 | 0
0 | 0 | 0 | 0 | 0 | 0 | 0 | 0 | 0 | 0 | 0 | 0 | 0 | 0 | 0 | 0 | 0 | 0 | 0 | 0 | 0 | 0 | 0 | 0 | 0 | 0 | 0 | 0 | 0 | 0 | 0 | 0 | 0 | 0 | 0 | 0 | 0 | 0 | 0 | 0 | 0 | 0 | 0 | 0 | 0 | 0 | 0 | 0 | 0 | 0 | 0 | 0 | 0 | 0 | 0 | 0 | 0 | 0 | 0 | 0 | 0 | 0 | 0 | 0 | 0 | 0 | 0 | 0 | 0 | 0 | 0 | 0 | 0 | 0 | 0
0 | 0 | 0 | 0 | 0 | 0 | 0 | 0 | 0 | 0 | 0 | 0 | 0 | 0 | 0 | 0 | 0 | 0 | 0 | 0 | 0 | 0 | 0 | 0 | 0 | 0 | 0 | 0 | 0 | 0 | 0 | 0 | 0 | 0 | 0 | 0 | 0 | 0 | 0 | 0 | 0 | 0 | 0 | 0 | 0 | 0 | 0 | 0 | 0 | 0 | 0 | 0 | 0 | 0 | 0 | 0 | 0 | 0 | 0 | 0 | 0 | 0 | 0 | 0 | 0 | 0 | 0 | 0 | 0 | 0 | 0 | 0 | 0 | 0 | 0
0 | 0 | 0 | 0 | 0 | 0 | 0 | 0 | 0 | 0 | 0 | 0 | 0 | 0 | 0 | 0 | 0 | 0 | 0 | 0 | 0 | 0 | 0 | 0 | 0 | 0 | 0 | 0 | 0 | 0 | 0 | 0 | 0 | 0 | 0 | 0 | 0 | 0 | 0 | 0 | 0 | 0 | 0 | 0 | 0 | 0 | 0 | 0 | 0 | 0 | 0 | 0 | 0 | 0 | 0 | 0 | 0 | 0 | 0 | 0 | 0 | 0 | 0 | 0 | 0 | 0 | 0 | 0 | 0 | 0 | 0 | 0 | 0 | 0 | 0
0 | 0 | 0 | 0 | 0 | 0 | 0 | 0 | 0 | 0 | 0 | 0 | 0 | 0 | 0 | 0 | 0 | 0 | 0 | 0 | 0 | 0 | 0 | 0 | 0 | 0 | 0 | 0 | 0 | 0 | 0 | 0 | 0 | 0 | 0 | 0 | 0 | 0 | 0 | 0 | 0 | 0 | 0 | 0 | 0 | 0 | 0 | 0 | 0 | 0 | 0 | 0 | 0 | 0 | 0 | 0 | 0 | 0 | 0 | 0 | 0 | 0 | 0 | 0 | 0 | 0 | 0 | 0 | 0 | 0 | 0 | 0 | 0 | 0 | 0
0 | 0 | 0 | 0 | 0 | 0 | 0 | 0 | 0 | 0 | 0 | 0 | 0 | 0 | 0 | 0 | 0 | 0 | 0 | 0 | 0 | 0 | 0 | 0 | 0 | 0 | 0 | 0 | 0 | 0 | 0 | 0 | 0 | 0 | 0 | 0 | 0 | 0 | 0 | 0 | 0 | 0 | 0 | 0 | 0 | 0 | 0 | 0 | 0 | 0 | 0 | 0 | 0 | 0 | 0 | 0 | 0 | 0 | 0 | 0 | 0 | 0 | 0 | 0 | 0 | 0 | 0 | 0 | 0 | 0 | 0 | 0 | 0 | 0 | 0
0 | 0 | 0 | 0 | 0 | 0 | 0 | 0 | 0 | 0 | 0 | 0 | 0 | 0 | 0 | 0 | 0 | 0 | 0 | 0 | 0 | 0 | 0 | 0 | 0 | 0 | 0 | 0 | 0 | 0 | 0 | 0 | 0 | 0 | 0 | 0 | 0 | 0 | 0 | 0 | 0 | 0 | 0 | 0 | 0 | 0 | 0 | 0 | 0 | 0 | 0 | 0 | 0 | 0 | 0 | 0 | 0 | 0 | 0 | 0 | 0 | 0 | 0 | 0 | 0 | 0 | 0 | 0 | 0 | 0 | 0 | 0 | 0 | 0 | 0
0 | 0 | 0 | 0 | 0 | 0 | 0 | 0 | 0 | 0 | 0 | 0 | 0 | 0 | 0 | 0 | 0 | 0 | 0 | 0 | 0 | 0 | 0 | 0 | 0 | 0 | 0 | 0 | 0 | 0 | 0 | 0 | 0 | 0 | 0 | 0 | 0 | 0 | 0 | 0 | 0 | 0 | 0 | 0 | 0 | 0 | 0 | 0 | 0 | 0 | 0 | 0 | 0 | 0 | 0 | 0 | 0 | 0 | 0 | 0 | 0 | 0 | 0 | 0 | 0 | 0 | 0 | 0 | 0 | 0 | 0 | 0 | 0 | 0 | 0
0 | 0 | 0 | 0 | 0 | 0 | 0 | 0 | 0 | 0 | 0 | 0 | 0 | 0 | 0 | 0 | 0 | 0 | 0 | 0 | 0 | 0 | 0 | 0 | 0 | 0 | 0 | 0 | 0 | 0 | 0 | 0 | 0 | 0 | 0 | 0 | 0 | 0 | 0 | 0 | 0 | 0 | 0 | 0 | 0 | 0 | 0 | 0 | 0 | 0 | 0 | 0 | 0 | 0 | 0 | 0 | 0 | 0 | 0 | 0 | 0 | 0 | 0 | 0 | 0 | 0 | 0 | 0 | 0 | 0 | 0 | 0 | 0 | 0 | 0
0 | 0 | 0 | 0 | 0 | 0 | 0 | 0 | 0 | 0 | 0 | 0 | 0 | 0 | 0 | 0 | 0 | 0 | 0 | 0 | 0 | 0 | 0 | 0 | 0 | 0 | 0 | 0 | 0 | 0 | 0 | 0 | 0 | 0 | 0 | 0 | 0 | 0 | 0 | 0 | 0 | 0 | 0 | 0 | 0 | 0 | 0 | 0 | 0 | 0 | 0 | 0 | 0 | 0 | 0 | 0 | 0 | 0 | 0 | 0 | 0 | 0 | 0 | 0 | 0 | 0 | 0 | 0 | 0 | 0 | 0 | 0 | 0 | 0 | 0
0 | 0 | 0 | 0 | 0 | 0 | 0 | 0 | 0 | 0 | 0 | 0 | 0 | 0 | 0 | 0 | 0 | 0 | 0 | 0 | 0 | 0 | 0 | 0 | 0 | 0 | 0 | 0 | 0 | 0 | 0 | 0 | 0 | 0 | 0 | 0 | 0 | 0 | 0 | 0 | 0 | 0 | 0 | 0 | 0 | 0 | 0 | 0 | 0 | 0 | 0 | 0 | 0 | 0 | 0 | 0 | 0 | 0 | 0 | 0 | 0 | 0 | 0 | 0 | 0 | 0 | 0 | 0 | 0 | 0 | 0 | 0 | 0 | 0 | 0
0 | 0 | 0 | 0 | 0 | 0 | 0 | 0 | 0 | 0 | 0 | 0 | 0 | 0 | 0 | 0 | 0 | 0 | 0 | 0 | 0 | 0 | 0 | 0 | 0 | 0 | 0 | 0 | 0 | 0 | 0 | 0 | 0 | 0 | 0 | 0 | 0 | 0 | 0 | 0 | 0 | 0 | 0 | 0 | 0 | 0 | 0 | 0 | 0 | 0 | 0 | 0 | 0 | 0 | 0 | 0 | 0 | 0 | 0 | 0 | 0 | 0 | 0 | 0 | 0 | 0 | 0 | 0 | 0 | 0 | 0 | 0 | 0 | 0 | 0
0 | 0 | 0 | 0 | 0 | 0 | 0 | 0 | 0 | 0 | 0 | 0 | 0 | 0 | 0 | 0 | 0 | 0 | 0 | 0 | 0 | 0 | 0 | 0 | 0 | 0 | 0 | 0 | 0 | 0 | 0 | 0 | 0 | 0 | 0 | 0 | 0 | 0 | 0 | 0 | 0 | 0 | 0 | 0 | 0 | 0 | 0 | 0 | 0 | 0 | 0 | 0 | 0 | 0 | 0 | 0 | 0 | 0 | 0 | 0 | 0 | 0 | 0 | 0 | 0 | 0 | 0 | 0 | 0 | 0 | 0 | 0 | 0 | 0 | 0
0 | 0 | 0 | 0 | 0 | 0 | 0 | 0 | 0 | 0 | 0 | 0 | 0 | 0 | 0 | 0 | 0 | 0 | 0 | 0 | 0 | 0 | 0 | 0 | 0 | 0 | 0 | 0 | 0 | 0 | 0 | 0 | 0 | 0 | 0 | 0 | 0 | 0 | 0 | 0 | 0 | 0 | 0 | 0 | 0 | 0 | 0 | 0 | 0 | 0 | 0 | 0 | 0 | 0 | 0 | 0 | 0 | 0 | 0 | 0 | 0 | 0 | 0 | 0 | 0 | 0 | 0 | 0 | 0 | 0 | 0 | 0 | 0 | 0 | 0
0 | 0 | 0 | 0 | 0 | 0 | 0 | 0 | 0 | 0 | 0 | 0 | 0 | 0 | 0 | 0 | 0 | 0 | 0 | 0 | 0 | 0 | 0 | 0 | 0 | 0 | 0 | 0 | 0 | 0 | 0 | 0 | 0 | 0 | 0 | 0 | 0 | 0 | 0 | 0 | 0 | 0 | 0 | 0 | 0 | 0 | 0 | 0 | 0 | 0 | 0 | 0 | 0 | 0 | 0 | 0 | 0 | 0 | 0 | 0 | 0 | 0 | 0 | 0 | 0 | 0 | 0 | 0 | 0 | 0 | 0 | 0 | 0 | 0 | 0
0 | 0 | 0 | 0 | 0 | 0 | 0 | 0 | 0 | 0 | 0 | 0 | 0 | 0 | 0 | 0 | 0 | 0 | 0 | 0 | 0 | 0 | 0 | 0 | 0 | 0 | 0 | 0 | 0 | 0 | 0 | 0 | 0 | 0 | 0 | 0 | 0 | 0 | 0 | 0 | 0 | 0 | 0 | 0 | 0 | 0 | 0 | 0 | 0 | 0 | 0 | 0 | 0 | 0 | 0 | 0 | 0 | 0 | 0 | 0 | 0 | 0 | 0 | 0 | 0 | 0 | 0 | 0 | 0 | 0 | 0 | 0 | 0 | 0 | 0
0 | 0 | 0 | 0 | 0 | 0 | 0 | 0 | 0 | 0 | 0 | 0 | 0 | 0 | 0 | 0 | 0 | 0 | 0 | 0 | 0 | 0 | 0 | 0 | 0 | 0 | 0 | 0 | 0 | 0 | 0 | 0 | 0 | 0 | 0 | 0 | 0 | 0 | 0 | 0 | 0 | 0 | 0 | 0 | 0 | 0 | 0 | 0 | 0 | 0 | 0 | 0 | 0 | 0 | 0 | 0 | 0 | 0 | 0 | 0 | 0 | 0 | 0 | 0 | 0 | 0 | 0 | 0 | 0 | 0 | 0 | 0 | 0 | 0 | 0
0 | 0 | 0 | 0 | 0 | 0 | 0 | 0 | 0 | 0 | 0 | 0 | 0 | 0 | 0 | 0 | 0 | 0 | 0 | 0 | 0 | 0 | 0 | 0 | 0 | 0 | 0 | 0 | 0 | 0 | 0 | 0 | 0 | 0 | 0 | 0 | 0 | 0 | 0 | 0 | 0 | 0 | 0 | 0 | 0 | 0 | 0 | 0 | 0 | 0 | 0 | 0 | 0 | 0 | 0 | 0 | 0 | 0 | 0 | 0 | 0 | 0 | 0 | 0 | 0 | 0 | 0 | 0 | 0 | 0 | 0 | 0 | 0 | 0 | 0
0 | 0 | 0 | 0 | 0 | 0 | 0 | 0 | 0 | 0 | 0 | 0 | 0 | 0 | 0 | 0 | 0 | 0 | 0 | 0 | 0 | 0 | 0 | 0 | 0 | 0 | 0 | 0 | 0 | 0 | 0 | 0 | 0 | 0 | 0 | 0 | 0 | 0 | 0 | 0 | 0 | 0 | 0 | 0 | 0 | 0 | 0 | 0 | 0 | 0 | 0 | 0 | 0 | 0 | 0 | 0 | 0 | 0 | 0 | 0 | 0 | 0 | 0 | 0 | 0 | 0 | 0 | 0 | 0 | 0 | 0 | 0 | 0 | 0 | 0
0 | 0 | 0 | 0 | 0 | 0 | 0 | 0 | 0 | 0 | 0 | 0 | 0 | 0 | 0 | 0 | 0 | 0 | 0 | 0 | 0 | 0 | 0 | 0 | 0 | 0 | 0 | 0 | 0 | 0 | 0 | 0 | 0 | 0 | 0 | 0 | 0 | 0 | 0 | 0 | 0 | 0 | 0 | 0 | 0 | 0 | 0 | 0 | 0 | 0 | 0 | 0 | 0 | 0 | 0 | 0 | 0 | 0 | 0 | 0 | 0 | 0 | 0 | 0 | 0 | 0 | 0 | 0 | 0 | 0 | 0 | 0 | 0 | 0 | 0
0 | 0 | 0 | 0 | 0 | 0 | 0 | 0 | 0 | 0 | 0 | 0 | 0 | 0 | 0 | 0 | 0 | 0 | 0 | 0 | 0 | 0 | 0 | 0 | 0 | 0 | 0 | 0 | 0 | 0 | 0 | 0 | 0 | 0 | 0 | 0 | 0 | 0 | 0 | 0 | 0 | 0 | 0 | 0 | 0 | 0 | 0 | 0 | 0 | 0 | 0 | 0 | 0 | 0 | 0 | 0 | 0 | 0 | 0 | 0 | 0 | 0 | 0 | 0 | 0 | 0 | 0 | 0 | 0 | 0 | 0 | 0 | 0 | 0 | 0
0 | 0 | 0 | 0 | 0 | 0 | 0 | 0 | 0 | 0 | 0 | 0 | 0 | 0 | 0 | 0 | 0 | 0 | 0 | 0 | 0 | 0 | 0 | 0 | 0 | 0 | 0 | 0 | 0 | 0 | 0 | 0 | 0 | 0 | 0 | 0 | 0 | 0 | 0 | 0 | 0 | 0 | 0 | 0 | 0 | 0 | 0 | 0 | 0 | 0 | 0 | 0 | 0 | 0 | 0 | 0 | 0 | 0 | 0 | 0 | 0 | 0 | 0 | 0 | 0 | 0 | 0 | 0 | 0 | 0 | 0 | 0 | 0 | 0 | 0
0 | 0 | 0 | 0 | 0 | 0 | 0 | 0 | 0 | 0 | 0 | 0 | 0 | 0 | 0 | 0 | 0 | 0 | 0 | 0 | 0 | 0 | 0 | 0 | 0 | 0 | 0 | 0 | 0 | 0 | 0 | 0 | 0 | 0 | 0 | 0 | 0 | 0 | 0 | 0 | 0 | 0 | 0 | 0 | 0 | 0 | 0 | 0 | 0 | 0 | 0 | 0 | 0 | 0 | 0 | 0 | 0 | 0 | 0 | 0 | 0 | 0 | 0 | 0 | 0 | 0 | 0 | 0 | 0 | 0 | 0 | 0 | 0 | 0 | 0
0 | 0 | 0 | 0 | 0 | 0 | 0 | 0 | 0 | 0 | 0 | 0 | 0 | 0 | 0 | 0 | 0 | 0 | 0 | 0 | 0 | 0 | 0 | 0 | 0 | 0 | 0 | 0 | 0 | 0 | 0 | 0 | 0 | 0 | 0 | 0 | 0 | 0 | 0 | 0 | 0 | 0 | 0 | 0 | 0 | 0 | 0 | 0 | 0 | 0 | 0 | 0 | 0 | 0 | 0 | 0 | 0 | 0 | 0 | 0 | 0 | 0 | 0 | 0 | 0 | 0 | 0 | 0 | 0 | 0 | 0 | 0 | 0 | 0 | 0
0 | 0 | 0 | 0 | 0 | 0 | 0 | 0 | 0 | 0 | 0 | 0 | 0 | 0 | 0 | 0 | 0 | 0 | 0 | 0 | 0 | 0 | 0 | 0 | 0 | 0 | 0 | 0 | 0 | 0 | 0 | 0 | 0 | 0 | 0 | 0 | 0 | 0 | 0 | 0 | 0 | 0 | 0 | 0 | 0 | 0 | 0 | 0 | 0 | 0 | 0 | 0 | 0 | 0 | 0 | 0 | 0 | 0 | 0 | 0 | 0 | 0 | 0 | 0 | 0 | 0 | 0 | 0 | 0 | 0 | 0 | 0 | 0 | 0 | 0
0 | 0 | 0 | 0 | 0 | 0 | 0 | 0 | 0 | 0 | 0 | 0 | 0 | 0 | 0 | 0 | 0 | 0 | 0 | 0 | 0 | 0 | 0 | 0 | 0 | 0 | 0 | 0 | 0 | 0 | 0 | 0 | 0 | 0 | 0 | 0 | 0 | 0 | 0 | 0 | 0 | 0 | 0 | 0 | 0 | 0 | 0 | 0 | 0 | 0 | 0 | 0 | 0 | 0 | 0 | 0 | 0 | 0 | 0 | 0 | 0 | 0 | 0 | 0 | 0 | 0 | 0 | 0 | 0 | 0 | 0 | 0 | 0 | 0 | 0
0 | 0 | 0 | 0 | 0 | 0 | 0 | 0 | 0 | 0 | 0 | 0 | 0 | 0 | 0 | 0 | 0 | 0 | 0 | 0 | 0 | 0 | 0 | 0 | 0 | 0 | 0 | 0 | 0 | 0 | 0 | 0 | 0 | 0 | 0 | 0 | 0 | 0 | 0 | 0 | 0 | 0 | 0 | 0 | 0 | 0 | 0 | 0 | 0 | 0 | 0 | 0 | 0 | 0 | 0 | 0 | 0 | 0 | 0 | 0 | 0 | 0 | 0 | 0 | 0 | 0 | 0 | 0 | 0 | 0 | 0 | 0 | 0 | 0 | 0
0 | 0 | 0 | 0 | 0 | 0 | 0 | 0 | 0 | 0 | 0 | 0 | 0 | 0 | 0 | 0 | 0 | 0 | 0 | 0 | 0 | 0 | 0 | 0 | 0 | 0 | 0 | 0 | 0 | 0 | 0 | 0 | 0 | 0 | 0 | 0 | 0 | 0 | 0 | 0 | 0 | 0 | 0 | 0 | 0 | 0 | 0 | 0 | 0 | 0 | 0 | 0 | 0 | 0 | 0 | 0 | 0 | 0 | 0 | 0 | 0 | 0 | 0 | 0 | 0 | 0 | 0 | 0 | 0 | 0 | 0 | 0 | 0 | 0 | 0
0 | 0 | 0 | 0 | 0 | 0 | 0 | 0 | 0 | 0 | 0 | 0 | 0 | 0 | 0 | 0 | 0 | 0 | 0 | 0 | 0 | 0 | 0 | 0 | 0 | 0 | 0 | 0 | 0 | 0 | 0 | 0 | 0 | 0 | 0 | 0 | 0 | 0 | 0 | 0 | 0 | 0 | 0 | 0 | 0 | 0 | 0 | 0 | 0 | 0 | 0 | 0 | 0 | 0 | 0 | 0 | 0 | 0 | 0 | 0 | 0 | 0 | 0 | 0 | 0 | 0 | 0 | 0 | 0 | 0 | 0 | 0 | 0 | 0 | 0
0 | 0 | 0 | 0 | 0 | 0 | 0 | 0 | 0 | 0 | 0 | 0 | 0 | 0 | 0 | 0 | 0 | 0 | 0 | 0 | 0 | 0 | 0 | 0 | 0 | 0 | 0 | 0 | 0 | 0 | 0 | 0 | 0 | 0 | 0 | 0 | 0 | 0 | 0 | 0 | 0 | 0 | 0 | 0 | 0 | 0 | 0 | 0 | 0 | 0 | 0 | 0 | 0 | 0 | 0 | 0 | 0 | 0 | 0 | 0 | 0 | 0 | 0 | 0 | 0 | 0 | 0 | 0 | 0 | 0 | 0 | 0 | 0 | 0 | 0
0 | 0 | 0 | 0 | 0 | 0 | 0 | 0 | 0 | 0 | 0 | 0 | 0 | 0 | 0 | 0 | 0 | 0 | 0 | 0 | 0 | 0 | 0 | 0 | 0 | 0 | 0 | 0 | 0 | 0 | 0 | 0 | 0 | 0 | 0 | 0 | 0 | 0 | 0 | 0 | 0 | 0 | 0 | 0 | 0 | 0 | 0 | 0 | 0 | 0 | 0 | 0 | 0 | 0 | 0 | 0 | 0 | 0 | 0 | 0 | 0 | 0 | 0 | 0 | 0 | 0 | 0 | 0 | 0 | 0 | 0 | 0 | 0 | 0 | 0
0 | 0 | 0 | 0 | 0 | 0 | 0 | 0 | 0 | 0 | 0 | 0 | 0 | 0 | 0 | 0 | 0 | 0 | 0 | 0 | 0 | 0 | 0 | 0 | 0 | 0 | 0 | 0 | 0 | 0 | 0 | 0 | 0 | 0 | 0 | 0 | 0 | 0 | 0 | 0 | 0 | 0 | 0 | 0 | 0 | 0 | 0 | 0 | 0 | 0 | 0 | 0 | 0 | 0 | 0 | 0 | 0 | 0 | 0 | 0 | 0 | 0 | 0 | 0 | 0 | 0 | 0 | 0 | 0 | 0 | 0 | 0 | 0 | 0 | 0
0 | 0 | 0 | 0 | 0 | 0 | 0 | 0 | 0 | 0 | 0 | 0 | 0 | 0 | 0 | 0 | 0 | 0 | 0 | 0 | 0 | 0 | 0 | 0 | 0 | 0 | 0 | 0 | 0 | 0 | 0 | 0 | 0 | 0 | 0 | 0 | 0 | 0 | 0 | 0 | 0 | 0 | 0 | 0 | 0 | 0 | 0 | 0 | 0 | 0 | 0 | 0 | 0 | 0 | 0 | 0 | 0 | 0 | 0 | 0 | 0 | 0 | 0 | 0 | 0 | 0 | 0 | 0 | 0 | 0 | 0 | 0 | 0 | 0 | 0
0 | 0 | 0 | 0 | 0 | 0 | 0 | 0 | 0 | 0 | 0 | 0 | 0 | 0 | 0 | 0 | 0 | 0 | 0 | 0 | 0 | 0 | 0 | 0 | 0 | 0 | 0 | 0 | 0 | 0 | 0 | 0 | 0 | 0 | 0 | 0 | 0 | 0 | 0 | 0 | 0 | 0 | 0 | 0 | 0 | 0 | 0 | 0 | 0 | 0 | 0 | 0 | 0 | 0 | 0 | 0 | 0 | 0 | 0 | 0 | 0 | 0 | 0 | 0 | 0 | 0 | 0 | 0 | 0 | 0 | 0 | 0 | 0 | 0 | 0
0 | 0 | 0 | 0 | 0 | 0 | 0 | 0 | 0 | 0 | 0 | 0 | 0 | 0 | 0 | 0 | 0 | 0 | 0 | 0 | 0 | 0 | 0 | 0 | 0 | 0 | 0 | 0 | 0 | 0 | 0 | 0 | 0 | 0 | 0 | 0 | 0 | 0 | 0 | 0 | 0 | 0 | 0 | 0 | 0 | 0 | 0 | 0 | 0 | 0 | 0 | 0 | 0 | 0 | 0 | 0 | 0 | 0 | 0 | 0 | 0 | 0 | 0 | 0 | 0 | 0 | 0 | 0 | 0 | 0 | 0 | 0 | 0 | 0 | 0
0 | 0 | 0 | 0 | 0 | 0 | 0 | 0 | 0 | 0 | 0 | 0 | 0 | 0 | 0 | 0 | 0 | 0 | 0 | 0 | 0 | 0 | 0 | 0 | 0 | 0 | 0 | 0 | 0 | 0 | 0 | 0 | 0 | 0 | 0 | 0 | 0 | 0 | 0 | 0 | 0 | 0 | 0 | 0 | 0 | 0 | 0 | 0 | 0 | 0 | 0 | 0 | 0 | 0 | 0 | 0 | 0 | 0 | 0 | 0 | 0 | 0 | 0 | 0 | 0 | 0 | 0 | 0 | 0 | 0 | 0 | 0 | 0 | 0 | 0
0 | 0 | 0 | 0 | 0 | 0 | 0 | 0 | 0 | 0 | 0 | 0 | 0 | 0 | 0 | 0 | 0 | 0 | 0 | 0 | 0 | 0 | 0 | 0 | 0 | 0 | 0 | 0 | 0 | 0 | 0 | 0 | 0 | 0 | 0 | 0 | 0 | 0 | 0 | 0 | 0 | 0 | 0 | 0 | 0 | 0 | 0 | 0 | 0 | 0 | 0 | 0 | 0 | 0 | 0 | 0 | 0 | 0 | 0 | 0 | 0 | 0 | 0 | 0 | 0 | 0 | 0 | 0 | 0 | 0 | 0 | 0 | 0 | 0 | 0
0 | 0 | 0 | 0 | 0 | 0 | 0 | 0 | 0 | 0 | 0 | 0 | 0 | 0 | 0 | 0 | 0 | 0 | 0 | 0 | 0 | 0 | 0 | 0 | 0 | 0 | 0 | 0 | 0 | 0 | 0 | 0 | 0 | 0 | 0 | 0 | 0 | 0 | 0 | 0 | 0 | 0 | 0 | 0 | 0 | 0 | 0 | 0 | 0 | 0 | 0 | 0 | 0 | 0 | 0 | 0 | 0 | 0 | 0 | 0 | 0 | 0 | 0 | 0 | 0 | 0 | 0 | 0 | 0 | 0 | 0 | 0 | 0 | 0 | 0
0 | 0 | 0 | 0 | 0 | 0 | 0 | 0 | 0 | 0 | 0 | 0 | 0 | 0 | 0 | 0 | 0 | 0 | 0 | 0 | 0 | 0 | 0 | 0 | 0 | 0 | 0 | 0 | 0 | 0 | 0 | 0 | 0 | 0 | 0 | 0 | 0 | 0 | 0 | 0 | 0 | 0 | 0 | 0 | 0 | 0 | 0 | 0 | 0 | 0 | 0 | 0 | 0 | 0 | 0 | 0 | 0 | 0 | 0 | 0 | 0 | 0 | 0 | 0 | 0 | 0 | 0 | 0 | 0 | 0 | 0 | 0 | 0 | 0 | 0
0 | 0 | 0 | 0 | 0 | 0 | 0 | 0 | 0 | 0 | 0 | 0 | 0 | 0 | 0 | 0 | 0 | 0 | 0 | 0 | 0 | 0 | 0 | 0 | 0 | 0 | 0 | 0 | 0 | 0 | 0 | 0 | 0 | 0 | 0 | 0 | 0 | 0 | 0 | 0 | 0 | 0 | 0 | 0 | 0 | 0 | 0 | 0 | 0 | 0 | 0 | 0 | 0 | 0 | 0 | 0 | 0 | 0 | 0 | 0 | 0 | 0 | 0 | 0 | 0 | 0 | 0 | 0 | 0 | 0 | 0 | 0 | 0 | 0 | 0
0 | 0 | 0 | 0 | 0 | 0 | 0 | 0 | 0 | 0 | 0 | 0 | 0 | 0 | 0 | 0 | 0 | 0 | 0 | 0 | 0 | 0 | 0 | 0 | 0 | 0 | 0 | 0 | 0 | 0 | 0 | 0 | 0 | 0 | 0 | 0 | 0 | 0 | 0 | 0 | 0 | 0 | 0 | 0 | 0 | 0 | 0 | 0 | 0 | 0 | 0 | 0 | 0 | 0 | 0 | 0 | 0 | 0 | 0 | 0 | 0 | 0 | 0 | 0 | 0 | 0 | 0 | 0 | 0 | 0 | 0 | 0 | 0 | 0 | 0
0 | 0 | 0 | 0 | 0 | 0 | 0 | 0 | 0 | 0 | 0 | 0 | 0 | 0 | 0 | 0 | 0 | 0 | 0 | 0 | 0 | 0 | 0 | 0 | 0 | 0 | 0 | 0 | 0 | 0 | 0 | 0 | 0 | 0 | 0 | 0 | 0 | 0 | 0 | 0 | 0 | 0 | 0 | 0 | 0 | 0 | 0 | 0 | 0 | 0 | 0 | 0 | 0 | 0 | 0 | 0 | 0 | 0 | 0 | 0 | 0 | 0 | 0 | 0 | 0 | 0 | 0 | 0 | 0 | 0 | 0 | 0 | 0 | 0 | 0
0 | 0 | 0 | 0 | 0 | 0 | 0 | 0 | 0 | 0 | 0 | 0 | 0 | 0 | 0 | 0 | 0 | 0 | 0 | 0 | 0 | 0 | 0 | 0 | 0 | 0 | 0 | 0 | 0 | 0 | 0 | 0 | 0 | 0 | 0 | 0 | 0 | 0 | 0 | 0 | 0 | 0 | 0 | 0 | 0 | 0 | 0 | 0 | 0 | 0 | 0 | 0 | 0 | 0 | 0 | 0 | 0 | 0 | 0 | 0 | 0 | 0 | 0 | 0 | 0 | 0 | 0 | 0 | 0 | 0 | 0 | 0 | 0 | 0 | 0
0 | 0 | 0 | 0 | 0 | 0 | 0 | 0 | 0 | 0 | 0 | 0 | 0 | 0 | 0 | 0 | 0 | 0 | 0 | 0 | 0 | 0 | 0 | 0 | 0 | 0 | 0 | 0 | 0 | 0 | 0 | 0 | 0 | 0 | 0 | 0 | 0 | 0 | 0 | 0 | 0 | 0 | 0 | 0 | 0 | 0 | 0 | 0 | 0 | 0 | 0 | 0 | 0 | 0 | 0 | 0 | 0 | 0 | 0 | 0 | 0 | 0 | 0 | 0 | 0 | 0 | 0 | 0 | 0 | 0 | 0 | 0 | 0 | 0 | 0
0 | 0 | 0 | 0 | 0 | 0 | 0 | 0 | 0 | 0 | 0 | 0 | 0 | 0 | 0 | 0 | 0 | 0 | 0 | 0 | 0 | 0 | 0 | 0 | 0 | 0 | 0 | 0 | 0 | 0 | 0 | 0 | 0 | 0 | 0 | 0 | 0 | 0 | 0 | 0 | 0 | 0 | 0 | 0 | 0 | 0 | 0 | 0 | 0 | 0 | 0 | 0 | 0 | 0 | 0 | 0 | 0 | 0 | 0 | 0 | 0 | 0 | 0 | 0 | 0 | 0 | 0 | 0 | 0 | 0 | 0 | 0 | 0 | 0 | 0
0 | 0 | 0 | 0 | 0 | 0 | 0 | 0 | 0 | 0 | 0 | 0 | 0 | 0 | 0 | 0 | 0 | 0 | 0 | 0 | 0 | 0 | 0 | 0 | 0 | 0 | 0 | 0 | 0 | 0 | 0 | 0 | 0 | 0 | 0 | 0 | 0 | 0 | 0 | 0 | 0 | 0 | 0 | 0 | 0 | 0 | 0 | 0 | 0 | 0 | 0 | 0 | 0 | 0 | 0 | 0 | 0 | 0 | 0 | 0 | 0 | 0 | 0 | 0 | 0 | 0 | 0 | 0 | 0 | 0 | 0 | 0 | 0 | 0 | 0
0 | 0 | 0 | 0 | 0 | 0 | 0 | 0 | 0 | 0 | 0 | 0 | 0 | 0 | 0 | 0 | 0 | 0 | 0 | 0 | 0 | 0 | 0 | 0 | 0 | 0 | 0 | 0 | 0 | 0 | 0 | 0 | 0 | 0 | 0 | 0 | 0 | 0 | 0 | 0 | 0 | 0 | 0 | 0 | 0 | 0 | 0 | 0 | 0 | 0 | 0 | 0 | 0 | 0 | 0 | 0 | 0 | 0 | 0 | 0 | 0 | 0 | 0 | 0 | 0 | 0 | 0 | 0 | 0 | 0 | 0 | 0 | 0 | 0 | 0
0 | 0 | 0 | 0 | 0 | 0 | 0 | 0 | 0 | 0 | 0 | 0 | 0 | 0 | 0 | 0 | 0 | 0 | 0 | 0 | 0 | 0 | 0 | 0 | 0 | 0 | 0 | 0 | 0 | 0 | 0 | 0 | 0 | 0 | 0 | 0 | 0 | 0 | 0 | 0 | 0 | 0 | 0 | 0 | 0 | 0 | 0 | 0 | 0 | 0 | 0 | 0 | 0 | 0 | 0 | 0 | 0 | 0 | 0 | 0 | 0 | 0 | 0 | 0 | 0 | 0 | 0 | 0 | 0 | 0 | 0 | 0 | 0 | 0 | 0
0 | 0 | 0 | 0 | 0 | 0 | 0 | 0 | 0 | 0 | 0 | 0 | 0 | 0 | 0 | 0 | 0 | 0 | 0 | 0 | 0 | 0 | 0 | 0 | 0 | 0 | 0 | 0 | 0 | 0 | 0 | 0 | 0 | 0 | 0 | 0 | 0 | 0 | 0 | 0 | 0 | 0 | 0 | 0 | 0 | 0 | 0 | 0 | 0 | 0 | 0 | 0 | 0 | 0 | 0 | 0 | 0 | 0 | 0 | 0 | 0 | 0 | 0 | 0 | 0 | 0 | 0 | 0 | 0 | 0 | 0 | 0 | 0 | 0 | 0
0 | 0 | 0 | 0 | 0 | 0 | 0 | 0 | 0 | 0 | 0 | 0 | 0 | 0 | 0 | 0 | 0 | 0 | 0 | 0 | 0 | 0 | 0 | 0 | 0 | 0 | 0 | 0 | 0 | 0 | 0 | 0 | 0 | 0 | 0 | 0 | 0 | 0 | 0 | 0 | 0 | 0 | 0 | 0 | 0 | 0 | 0 | 0 | 0 | 0 | 0 | 0 | 0 | 0 | 0 | 0 | 0 | 0 | 0 | 0 | 0 | 0 | 0 | 0 | 0 | 0 | 0 | 0 | 0 | 0 | 0 | 0 | 0 | 0 | 0
0 | 0 | 0 | 0 | 0 | 0 | 0 | 0 | 0 | 0 | 0 | 0 | 0 | 0 | 0 | 0 | 0 | 0 | 0 | 0 | 0 | 0 | 0 | 0 | 0 | 0 | 0 | 0 | 0 | 0 | 0 | 0 | 0 | 0 | 0 | 0 | 0 | 0 | 0 | 0 | 0 | 0 | 0 | 0 | 0 | 0 | 0 | 0 | 0 | 0 | 0 | 0 | 0 | 0 | 0 | 0 | 0 | 0 | 0 | 0 | 0 | 0 | 0 | 0 | 0 | 0 | 0 | 0 | 0 | 0 | 0 | 0 | 0 | 0 | 0
0 | 0 | 0 | 0 | 0 | 0 | 0 | 0 | 0 | 0 | 0 | 0 | 0 | 0 | 0 | 0 | 0 | 0 | 0 | 0 | 0 | 0 | 0 | 0 | 0 | 0 | 0 | 0 | 0 | 0 | 0 | 0 | 0 | 0 | 0 | 0 | 0 | 0 | 0 | 0 | 0 | 0 | 0 | 0 | 0 | 0 | 0 | 0 | 0 | 0 | 0 | 0 | 0 | 0 | 0 | 0 | 0 | 0 | 0 | 0 | 0 | 0 | 0 | 0 | 0 | 0 | 0 | 0 | 0 | 0 | 0 | 0 | 0 | 0 | 0
0 | 0 | 0 | 0 | 0 | 0 | 0 | 0 | 0 | 0 | 0 | 0 | 0 | 0 | 0 | 0 | 0 | 0 | 0 | 0 | 0 | 0 | 0 | 0 | 0 | 0 | 0 | 0 | 0 | 0 | 0 | 0 | 0 | 0 | 0 | 0 | 0 | 0 | 0 | 0 | 0 | 0 | 0 | 0 | 0 | 0 | 0 | 0 | 0 | 0 | 0 | 0 | 0 | 0 | 0 | 0 | 0 | 0 | 0 | 0 | 0 | 0 | 0 | 0 | 0 | 0 | 0 | 0 | 0 | 0 | 0 | 0 | 0 | 0 | 0
0 | 0 | 0 | 0 | 0 | 0 | 0 | 0 | 0 | 0 | 0 | 0 | 0 | 0 | 0 | 0 | 0 | 0 | 0 | 0 | 0 | 0 | 0 | 0 | 0 | 0 | 0 | 0 | 0 | 0 | 0 | 0 | 0 | 0 | 0 | 0 | 0 | 0 | 0 | 0 | 0 | 0 | 0 | 0 | 0 | 0 | 0 | 0 | 0 | 0 | 0 | 0 | 0 | 0 | 0 | 0 | 0 | 0 | 0 | 0 | 0 | 0 | 0 | 0 | 0 | 0 | 0 | 0 | 0 | 0 | 0 | 0 | 0 | 0 | 0
0 | 0 | 0 | 0 | 0 | 0 | 0 | 0 | 0 | 0 | 0 | 0 | 0 | 0 | 0 | 0 | 0 | 0 | 0 | 0 | 0 | 0 | 0 | 0 | 0 | 0 | 0 | 0 | 0 | 0 | 0 | 0 | 0 | 0 | 0 | 0 | 0 | 0 | 0 | 0 | 0 | 0 | 0 | 0 | 0 | 0 | 0 | 0 | 0 | 0 | 0 | 0 | 0 | 0 | 0 | 0 | 0 | 0 | 0 | 0 | 0 | 0 | 0 | 0 | 0 | 0 | 0 | 0 | 0 | 0 | 0 | 0 | 0 | 0 | 0
0 | 0 | 0 | 0 | 0 | 0 | 0 | 0 | 0 | 0 | 0 | 0 | 0 | 0 | 0 | 0 | 0 | 0 | 0 | 0 | 0 | 0 | 0 | 0 | 0 | 0 | 0 | 0 | 0 | 0 | 0 | 0 | 0 | 0 | 0 | 0 | 0 | 0 | 0 | 0 | 0 | 0 | 0 | 0 | 0 | 0 | 0 | 0 | 0 | 0 | 0 | 0 | 0 | 0 | 0 | 0 | 0 | 0 | 0 | 0 | 0 | 0 | 0 | 0 | 0 | 0 | 0 | 0 | 0 | 0 | 0 | 0 | 0 | 0 | 0
0 | 0 | 0 | 0 | 0 | 0 | 0 | 0 | 0 | 0 | 0 | 0 | 0 | 0 | 0 | 0 | 0 | 0 | 0 | 0 | 0 | 0 | 0 | 0 | 0 | 0 | 0 | 0 | 0 | 0 | 0 | 0 | 0 | 0 | 0 | 0 | 0 | 0 | 0 | 0 | 0 | 0 | 0 | 0 | 0 | 0 | 0 | 0 | 0 | 0 | 0 | 0 | 0 | 0 | 0 | 0 | 0 | 0 | 0 | 0 | 0 | 0 | 0 | 0 | 0 | 0 | 0 | 0 | 0 | 0 | 0 | 0 | 0 | 0 | 0
0 | 0 | 0 | 0 | 0 | 0 | 0 | 0 | 0 | 0 | 0 | 0 | 0 | 0 | 0 | 0 | 0 | 0 | 0 | 0 | 0 | 0 | 0 | 0 | 0 | 0 | 0 | 0 | 0 | 0 | 0 | 0 | 0 | 0 | 0 | 0 | 0 | 0 | 0 | 0 | 0 | 0 | 0 | 0 | 0 | 0 | 0 | 0 | 0 | 0 | 0 | 0 | 0 | 0 | 0 | 0 | 0 | 0 | 0 | 0 | 0 | 0 | 0 | 0 | 0 | 0 | 0 | 0 | 0 | 0 | 0 | 0 | 0 | 0 | 0
0 | 0 | 0 | 0 | 0 | 0 | 0 | 0 | 0 | 0 | 0 | 0 | 0 | 0 | 0 | 0 | 0 | 0 | 0 | 0 | 0 | 0 | 0 | 0 | 0 | 0 | 0 | 0 | 0 | 0 | 0 | 0 | 0 | 0 | 0 | 0 | 0 | 0 | 0 | 0 | 0 | 0 | 0 | 0 | 0 | 0 | 0 | 0 | 0 | 0 | 0 | 0 | 0 | 0 | 0 | 0 | 0 | 0 | 0 | 0 | 0 | 0 | 0 | 0 | 0 | 0 | 0 | 0 | 0 | 0 | 0 | 0 | 0 | 0 | 0
0 | 0 | 0 | 0 | 0 | 0 | 0 | 0 | 0 | 0 | 0 | 0 | 0 | 0 | 0 | 0 | 0 | 0 | 0 | 0 | 0 | 0 | 0 | 0 | 0 | 0 | 0 | 0 | 0 | 0 | 0 | 0 | 0 | 0 | 0 | 0 | 0 | 0 | 0 | 0 | 0 | 0 | 0 | 0 | 0 | 0 | 0 | 0 | 0 | 0 | 0 | 0 | 0 | 0 | 0 | 0 | 0 | 0 | 0 | 0 | 0 | 0 | 0 | 0 | 0 | 0 | 0 | 0 | 0 | 0 | 0 | 0 | 0 | 0 | 0
0 | 0 | 0 | 0 | 0 | 0 | 0 | 0 | 0 | 0 | 0 | 0 | 0 | 0 | 0 | 0 | 0 | 0 | 0 | 0 | 0 | 0 | 0 | 0 | 0 | 0 | 0 | 0 | 0 | 0 | 0 | 0 | 0 | 0 | 0 | 0 | 0 | 0 | 0 | 0 | 0 | 0 | 0 | 0 | 0 | 0 | 0 | 0 | 0 | 0 | 0 | 0 | 0 | 0 | 0 | 0 | 0 | 0 | 0 | 0 | 0 | 0 | 0 | 0 | 0 | 0 | 0 | 0 | 0 | 0 | 0 | 0 | 0 | 0 | 0
0 | 0 | 0 | 0 | 0 | 0 | 0 | 0 | 0 | 0 | 0 | 0 | 0 | 0 | 0 | 0 | 0 | 0 | 0 | 0 | 0 | 0 | 0 | 0 | 0 | 0 | 0 | 0 | 0 | 0 | 0 | 0 | 0 | 0 | 0 | 0 | 0 | 0 | 0 | 0 | 0 | 0 | 0 | 0 | 0 | 0 | 0 | 0 | 0 | 0 | 0 | 0 | 0 | 0 | 0 | 0 | 0 | 0 | 0 | 0 | 0 | 0 | 0 | 0 | 0 | 0 | 0 | 0 | 0 | 0 | 0 | 0 | 0 | 0 | 0
0 | 0 | 0 | 0 | 0 | 0 | 0 | 0 | 0 | 0 | 0 | 0 | 0 | 0 | 0 | 0 | 0 | 0 | 0 | 0 | 0 | 0 | 0 | 0 | 0 | 0 | 0 | 0 | 0 | 0 | 0 | 0 | 0 | 0 | 0 | 0 | 0 | 0 | 0 | 0 | 0 | 0 | 0 | 0 | 0 | 0 | 0 | 0 | 0 | 0 | 0 | 0 | 0 | 0 | 0 | 0 | 0 | 0 | 0 | 0 | 0 | 0 | 0 | 0 | 0 | 0 | 0 | 0 | 0 | 0 | 0 | 0 | 0 | 0 | 0
0 | 0 | 0 | 0 | 0 | 0 | 0 | 0 | 0 | 0 | 0 | 0 | 0 | 0 | 0 | 0 | 0 | 0 | 0 | 0 | 0 | 0 | 0 | 0 | 0 | 0 | 0 | 0 | 0 | 0 | 0 | 0 | 0 | 0 | 0 | 0 | 0 | 0 | 0 | 0 | 0 | 0 | 0 | 0 | 0 | 0 | 0 | 0 | 0 | 0 | 0 | 0 | 0 | 0 | 0 | 0 | 0 | 0 | 0 | 0 | 0 | 0 | 0 | 0 | 0 | 0 | 0 | 0 | 0 | 0 | 0 | 0 | 0 | 0 | 0
0 | 0 | 0 | 0 | 0 | 0 | 0 | 0 | 0 | 0 | 0 | 0 | 0 | 0 | 0 | 0 | 0 | 0 | 0 | 0 | 0 | 0 | 0 | 0 | 0 | 0 | 0 | 0 | 0 | 0 | 0 | 0 | 0 | 0 | 0 | 0 | 0 | 0 | 0 | 0 | 0 | 0 | 0 | 0 | 0 | 0 | 0 | 0 | 0 | 0 | 0 | 0 | 0 | 0 | 0 | 0 | 0 | 0 | 0 | 0 | 0 | 0 | 0 | 0 | 0 | 0 | 0 | 0 | 0 | 0 | 0 | 0 | 0 | 0 | 0
0 | 0 | 0 | 0 | 0 | 0 | 0 | 0 | 0 | 0 | 0 | 0 | 0 | 0 | 0 | 0 | 0 | 0 | 0 | 0 | 0 | 0 | 0 | 0 | 0 | 0 | 0 | 0 | 0 | 0 | 0 | 0 | 0 | 0 | 0 | 0 | 0 | 0 | 0 | 0 | 0 | 0 | 0 | 0 | 0 | 0 | 0 | 0 | 0 | 0 | 0 | 0 | 0 | 0 | 0 | 0 | 0 | 0 | 0 | 0 | 0 | 0 | 0 | 0 | 0 | 0 | 0 | 0 | 0 | 0 | 0 | 0 | 0 | 0 | 0
0 | 0 | 0 | 0 | 0 | 0 | 0 | 0 | 0 | 0 | 0 | 0 | 0 | 0 | 0 | 0 | 0 | 0 | 0 | 0 | 0 | 0 | 0 | 0 | 0 | 0 | 0 | 0 | 0 | 0 | 0 | 0 | 0 | 0 | 0 | 0 | 0 | 0 | 0 | 0 | 0 | 0 | 0 | 0 | 0 | 0 | 0 | 0 | 0 | 0 | 0 | 0 | 0 | 0 | 0 | 0 | 0 | 0 | 0 | 0 | 0 | 0 | 0 | 0 | 0 | 0 | 0 | 0 | 0 | 0 | 0 | 0 | 0 | 0 | 0
0 | 0 | 0 | 0 | 0 | 0 | 0 | 0 | 0 | 0 | 0 | 0 | 0 | 0 | 0 | 0 | 0 | 0 | 0 | 0 | 0 | 0 | 0 | 0 | 0 | 0 | 0 | 0 | 0 | 0 | 0 | 0 | 0 | 0 | 0 | 0 | 0 | 0 | 0 | 0 | 0 | 0 | 0 | 0 | 0 | 0 | 0 | 0 | 0 | 0 | 0 | 0 | 0 | 0 | 0 | 0 | 0 | 0 | 0 | 0 | 0 | 0 | 0 | 0 | 0 | 0 | 0 | 0 | 0 | 0 | 0 | 0 | 0 | 0 | 0
0 | 0 | 0 | 0 | 0 | 0 | 0 | 0 | 0 | 0 | 0 | 0 | 0 | 0 | 0 | 0 | 0 | 0 | 0 | 0 | 0 | 0 | 0 | 0 | 0 | 0 | 0 | 0 | 0 | 0 | 0 | 0 | 0 | 0 | 0 | 0 | 0 | 0 | 0 | 0 | 0 | 0 | 0 | 0 | 0 | 0 | 0 | 0 | 0 | 0 | 0 | 0 | 0 | 0 | 0 | 0 | 0 | 0 | 0 | 0 | 0 | 0 | 0 | 0 | 0 | 0 | 0 | 0 | 0 | 0 | 0 | 0 | 0 | 0 | 0
0 | 0 | 0 | 0 | 0 | 0 | 0 | 0 | 0 | 0 | 0 | 0 | 0 | 0 | 0 | 0 | 0 | 0 | 0 | 0 | 0 | 0 | 0 | 0 | 0 | 0 | 0 | 0 | 0 | 0 | 0 | 0 | 0 | 0 | 0 | 0 | 0 | 0 | 0 | 0 | 0 | 0 | 0 | 0 | 0 | 0 | 0 | 0 | 0 | 0 | 0 | 0 | 0 | 0 | 0 | 0 | 0 | 0 | 0 | 0 | 0 | 0 | 0 | 0 | 0 | 0 | 0 | 0 | 0 | 0 | 0 | 0 | 0 | 0 | 0
0 | 0 | 0 | 0 | 0 | 0 | 0 | 0 | 0 | 0 | 0 | 0 | 0 | 0 | 0 | 0 | 0 | 0 | 0 | 0 | 0 | 0 | 0 | 0 | 0 | 0 | 0 | 0 | 0 | 0 | 0 | 0 | 0 | 0 | 0 | 0 | 0 | 0 | 0 | 0 | 0 | 0 | 0 | 0 | 0 | 0 | 0 | 0 | 0 | 0 | 0 | 0 | 0 | 0 | 0 | 0 | 0 | 0 | 0 | 0 | 0 | 0 | 0 | 0 | 0 | 0 | 0 | 0 | 0 | 0 | 0 | 0 | 0 | 0 | 0
0 | 0 | 0 | 0 | 0 | 0 | 0 | 0 | 0 | 0 | 0 | 0 | 0 | 0 | 0 | 0 | 0 | 0 | 0 | 0 | 0 | 0 | 0 | 0 | 0 | 0 | 0 | 0 | 0 | 0 | 0 | 0 | 0 | 0 | 0 | 0 | 0 | 0 | 0 | 0 | 0 | 0 | 0 | 0 | 0 | 0 | 0 | 0 | 0 | 0 | 0 | 0 | 0 | 0 | 0 | 0 | 0 | 0 | 0 | 0 | 0 | 0 | 0 | 0 | 0 | 0 | 0 | 0 | 0 | 0 | 0 | 0 | 0 | 0 | 0
0 | 0 | 0 | 0 | 0 | 0 | 0 | 0 | 0 | 0 | 0 | 0 | 0 | 0 | 0 | 0 | 0 | 0 | 0 | 0 | 0 | 0 | 0 | 0 | 0 | 0 | 0 | 0 | 0 | 0 | 0 | 0 | 0 | 0 | 0 | 0 | 0 | 0 | 0 | 0 | 0 | 0 | 0 | 0 | 0 | 0 | 0 | 0 | 0 | 0 | 0 | 0 | 0 | 0 | 0 | 0 | 0 | 0 | 0 | 0 | 0 | 0 | 0 | 0 | 0 | 0 | 0 | 0 | 0 | 0 | 0 | 0 | 0 | 0 | 0
0 | 0 | 0 | 0 | 0 | 0 | 0 | 0 | 0 | 0 | 0 | 0 | 0 | 0 | 0 | 0 | 0 | 0 | 0 | 0 | 0 | 0 | 0 | 0 | 0 | 0 | 0 | 0 | 0 | 0 | 0 | 0 | 0 | 0 | 0 | 0 | 0 | 0 | 0 | 0 | 0 | 0 | 0 | 0 | 0 | 0 | 0 | 0 | 0 | 0 | 0 | 0 | 0 | 0 | 0 | 0 | 0 | 0 | 0 | 0 | 0 | 0 | 0 | 0 | 0 | 0 | 0 | 0 | 0 | 0 | 0 | 0 | 0 | 0 | 0
0 | 0 | 0 | 0 | 0 | 0 | 0 | 0 | 0 | 0 | 0 | 0 | 0 | 0 | 0 | 0 | 0 | 0 | 0 | 0 | 0 | 0 | 0 | 0 | 0 | 0 | 0 | 0 | 0 | 0 | 0 | 0 | 0 | 0 | 0 | 0 | 0 | 0 | 0 | 0 | 0 | 0 | 0 | 0 | 0 | 0 | 0 | 0 | 0 | 0 | 0 | 0 | 0 | 0 | 0 | 0 | 0 | 0 | 0 | 0 | 0 | 0 | 0 | 0 | 0 | 0 | 0 | 0 | 0 | 0 | 0 | 0 | 0 | 0 | 0
0 | 0 | 0 | 0 | 0 | 0 | 0 | 0 | 0 | 0 | 0 | 0 | 0 | 0 | 0 | 0 | 0 | 0 | 0 | 0 | 0 | 0 | 0 | 0 | 0 | 0 | 0 | 0 | 0 | 0 | 0 | 0 | 0 | 0 | 0 | 0 | 0 | 0 | 0 | 0 | 0 | 0 | 0 | 0 | 0 | 0 | 0 | 0 | 0 | 0 | 0 | 0 | 0 | 0 | 0 | 0 | 0 | 0 | 0 | 0 | 0 | 0 | 0 | 0 | 0 | 0 | 0 | 0 | 0 | 0 | 0 | 0 | 0 | 0 | 0
0 | 0 | 0 | 0 | 0 | 0 | 0 | 0 | 0 | 0 | 0 | 0 | 0 | 0 | 0 | 0 | 0 | 0 | 0 | 0 | 0 | 0 | 0 | 0 | 0 | 0 | 0 | 0 | 0 | 0 | 0 | 0 | 0 | 0 | 0 | 0 | 0 | 0 | 0 | 0 | 0 | 0 | 0 | 0 | 0 | 0 | 0 | 0 | 0 | 0 | 0 | 0 | 0 | 0 | 0 | 0 | 0 | 0 | 0 | 0 | 0 | 0 | 0 | 0 | 0 | 0 | 0 | 0 | 0 | 0 | 0 | 0 | 0 | 0 | 0
0 | 0 | 0 | 0 | 0 | 0 | 0 | 0 | 0 | 0 | 0 | 0 | 0 | 0 | 0 | 0 | 0 | 0 | 0 | 0 | 0 | 0 | 0 | 0 | 0 | 0 | 0 | 0 | 0 | 0 | 0 | 0 | 0 | 0 | 0 | 0 | 0 | 0 | 0 | 0 | 0 | 0 | 0 | 0 | 0 | 0 | 0 | 0 | 0 | 0 | 0 | 0 | 0 | 0 | 0 | 0 | 0 | 0 | 0 | 0 | 0 | 0 | 0 | 0 | 0 | 0 | 0 | 0 | 0 | 0 | 0 | 0 | 0 | 0 | 0
0 | 0 | 0 | 0 | 0 | 0 | 0 | 0 | 0 | 0 | 0 | 0 | 0 | 0 | 0 | 0 | 0 | 0 | 0 | 0 | 0 | 0 | 0 | 0 | 0 | 0 | 0 | 0 | 0 | 0 | 0 | 0 | 0 | 0 | 0 | 0 | 0 | 0 | 0 | 0 | 0 | 0 | 0 | 0 | 0 | 0 | 0 | 0 | 0 | 0 | 0 | 0 | 0 | 0 | 0 | 0 | 0 | 0 | 0 | 0 | 0 | 0 | 0 | 0 | 0 | 0 | 0 | 0 | 0 | 0 | 0 | 0 | 0 | 0 | 0
0 | 0 | 0 | 0 | 0 | 0 | 0 | 0 | 0 | 0 | 0 | 0 | 0 | 0 | 0 | 0 | 0 | 0 | 0 | 0 | 0 | 0 | 0 | 0 | 0 | 0 | 0 | 0 | 0 | 0 | 0 | 0 | 0 | 0 | 0 | 0 | 0 | 0 | 0 | 0 | 0 | 0 | 0 | 0 | 0 | 0 | 0 | 0 | 0 | 0 | 0 | 0 | 0 | 0 | 0 | 0 | 0 | 0 | 0 | 0 | 0 | 0 | 0 | 0 | 0 | 0 | 0 | 0 | 0 | 0 | 0 | 0 | 0 | 0 | 0
0 | 0 | 0 | 0 | 0 | 0 | 0 | 0 | 0 | 0 | 0 | 0 | 0 | 0 | 0 | 0 | 0 | 0 | 0 | 0 | 0 | 0 | 0 | 0 | 0 | 0 | 0 | 0 | 0 | 0 | 0 | 0 | 0 | 0 | 0 | 0 | 0 | 0 | 0 | 0 | 0 | 0 | 0 | 0 | 0 | 0 | 0 | 0 | 0 | 0 | 0 | 0 | 0 | 0 | 0 | 0 | 0 | 0 | 0 | 0 | 0 | 0 | 0 | 0 | 0 | 0 | 0 | 0 | 0 | 0 | 0 | 0 | 0 | 0 | 0
0 | 0 | 0 | 0 | 0 | 0 | 0 | 0 | 0 | 0 | 0 | 0 | 0 | 0 | 0 | 0 | 0 | 0 | 0 | 0 | 0 | 0 | 0 | 0 | 0 | 0 | 0 | 0 | 0 | 0 | 0 | 0 | 0 | 0 | 0 | 0 | 0 | 0 | 0 | 0 | 0 | 0 | 0 | 0 | 0 | 0 | 0 | 0 | 0 | 0 | 0 | 0 | 0 | 0 | 0 | 0 | 0 | 0 | 0 | 0 | 0 | 0 | 0 | 0 | 0 | 0 | 0 | 0 | 0 | 0 | 0 | 0 | 0 | 0 | 0
0 | 0 | 0 | 0 | 0 | 0 | 0 | 0 | 0 | 0 | 0 | 0 | 0 | 0 | 0 | 0 | 0 | 0 | 0 | 0 | 0 | 0 | 0 | 0 | 0 | 0 | 0 | 0 | 0 | 0 | 0 | 0 | 0 | 0 | 0 | 0 | 0 | 0 | 0 | 0 | 0 | 0 | 0 | 0 | 0 | 0 | 0 | 0 | 0 | 0 | 0 | 0 | 0 | 0 | 0 | 0 | 0 | 0 | 0 | 0 | 0 | 0 | 0 | 0 | 0 | 0 | 0 | 0 | 0 | 0 | 0 | 0 | 0 | 0 | 0
0 | 0 | 0 | 0 | 0 | 0 | 0 | 0 | 0 | 0 | 0 | 0 | 0 | 0 | 0 | 0 | 0 | 0 | 0 | 0 | 0 | 0 | 0 | 0 | 0 | 0 | 0 | 0 | 0 | 0 | 0 | 0 | 0 | 0 | 0 | 0 | 0 | 0 | 0 | 0 | 0 | 0 | 0 | 0 | 0 | 0 | 0 | 0 | 0 | 0 | 0 | 0 | 0 | 0 | 0 | 0 | 0 | 0 | 0 | 0 | 0 | 0 | 0 | 0 | 0 | 0 | 0 | 0 | 0 | 0 | 0 | 0 | 0 | 0 | 0
0 | 0 | 0 | 0 | 0 | 0 | 0 | 0 | 0 | 0 | 0 | 0 | 0 | 0 | 0 | 0 | 0 | 0 | 0 | 0 | 0 | 0 | 0 | 0 | 0 | 0 | 0 | 0 | 0 | 0 | 0 | 0 | 0 | 0 | 0 | 0 | 0 | 0 | 0 | 0 | 0 | 0 | 0 | 0 | 0 | 0 | 0 | 0 | 0 | 0 | 0 | 0 | 0 | 0 | 0 | 0 | 0 | 0 | 0 | 0 | 0 | 0 | 0 | 0 | 0 | 0 | 0 | 0 | 0 | 0 | 0 | 0 | 0 | 0 | 0
0 | 0 | 0 | 0 | 0 | 0 | 0 | 0 | 0 | 0 | 0 | 0 | 0 | 0 | 0 | 0 | 0 | 0 | 0 | 0 | 0 | 0 | 0 | 0 | 0 | 0 | 0 | 0 | 0 | 0 | 0 | 0 | 0 | 0 | 0 | 0 | 0 | 0 | 0 | 0 | 0 | 0 | 0 | 0 | 0 | 0 | 0 | 0 | 0 | 0 | 0 | 0 | 0 | 0 | 0 | 0 | 0 | 0 | 0 | 0 | 0 | 0 | 0 | 0 | 0 | 0 | 0 | 0 | 0 | 0 | 0 | 0 | 0 | 0 | 0
0 | 0 | 0 | 0 | 0 | 0 | 0 | 0 | 0 | 0 | 0 | 0 | 0 | 0 | 0 | 0 | 0 | 0 | 0 | 0 | 0 | 0 | 0 | 0 | 0 | 0 | 0 | 0 | 0 | 0 | 0 | 0 | 0 | 0 | 0 | 0 | 0 | 0 | 0 | 0 | 0 | 0 | 0 | 0 | 0 | 0 | 0 | 0 | 0 | 0 | 0 | 0 | 0 | 0 | 0 | 0 | 0 | 0 | 0 | 0 | 0 | 0 | 0 | 0 | 0 | 0 | 0 | 0 | 0 | 0 | 0 | 0 | 0 | 0 | 0
0 | 0 | 0 | 0 | 0 | 0 | 0 | 0 | 0 | 0 | 0 | 0 | 0 | 0 | 0 | 0 | 0 | 0 | 0 | 0 | 0 | 0 | 0 | 0 | 0 | 0 | 0 | 0 | 0 | 0 | 0 | 0 | 0 | 0 | 0 | 0 | 0 | 0 | 0 | 0 | 0 | 0 | 0 | 0 | 0 | 0 | 0 | 0 | 0 | 0 | 0 | 0 | 0 | 0 | 0 | 0 | 0 | 0 | 0 | 0 | 0 | 0 | 0 | 0 | 0 | 0 | 0 | 0 | 0 | 0 | 0 | 0 | 0 | 0 | 0
0 | 0 | 0 | 0 | 0 | 0 | 0 | 0 | 0 | 0 | 0 | 0 | 0 | 0 | 0 | 0 | 0 | 0 | 0 | 0 | 0 | 0 | 0 | 0 | 0 | 0 | 0 | 0 | 0 | 0 | 0 | 0 | 0 | 0 | 0 | 0 | 0 | 0 | 0 | 0 | 0 | 0 | 0 | 0 | 0 | 0 | 0 | 0 | 0 | 0 | 0 | 0 | 0 | 0 | 0 | 0 | 0 | 0 | 0 | 0 | 0 | 0 | 0 | 0 | 0 | 0 | 0 | 0 | 0 | 0 | 0 | 0 | 0 | 0 | 0
0 | 0 | 0 | 0 | 0 | 0 | 0 | 0 | 0 | 0 | 0 | 0 | 0 | 0 | 0 | 0 | 0 | 0 | 0 | 0 | 0 | 0 | 0 | 0 | 0 | 0 | 0 | 0 | 0 | 0 | 0 | 0 | 0 | 0 | 0 | 0 | 0 | 0 | 0 | 0 | 0 | 0 | 0 | 0 | 0 | 0 | 0 | 0 | 0 | 0 | 0 | 0 | 0 | 0 | 0 | 0 | 0 | 0 | 0 | 0 | 0 | 0 | 0 | 0 | 0 | 0 | 0 | 0 | 0 | 0 | 0 | 0 | 0 | 0 | 0
0 | 0 | 0 | 0 | 0 | 0 | 0 | 0 | 0 | 0 | 0 | 0 | 0 | 0 | 0 | 0 | 0 | 0 | 0 | 0 | 0 | 0 | 0 | 0 | 0 | 0 | 0 | 0 | 0 | 0 | 0 | 0 | 0 | 0 | 0 | 0 | 0 | 0 | 0 | 0 | 0 | 0 | 0 | 0 | 0 | 0 | 0 | 0 | 0 | 0 | 0 | 0 | 0 | 0 | 0 | 0 | 0 | 0 | 0 | 0 | 0 | 0 | 0 | 0 | 0 | 0 | 0 | 0 | 0 | 0 | 0 | 0 | 0 | 0 | 0
0 | 0 | 0 | 0 | 0 | 0 | 0 | 0 | 0 | 0 | 0 | 0 | 0 | 0 | 0 | 0 | 0 | 0 | 0 | 0 | 0 | 0 | 0 | 0 | 0 | 0 | 0 | 0 | 0 | 0 | 0 | 0 | 0 | 0 | 0 | 0 | 0 | 0 | 0 | 0 | 0 | 0 | 0 | 0 | 0 | 0 | 0 | 0 | 0 | 0 | 0 | 0 | 0 | 0 | 0 | 0 | 0 | 0 | 0 | 0 | 0 | 0 | 0 | 0 | 0 | 0 | 0 | 0 | 0 | 0 | 0 | 0 | 0 | 0 | 0
0 | 0 | 0 | 0 | 0 | 0 | 0 | 0 | 0 | 0 | 0 | 0 | 0 | 0 | 0 | 0 | 0 | 0 | 0 | 0 | 0 | 0 | 0 | 0 | 0 | 0 | 0 | 0 | 0 | 0 | 0 | 0 | 0 | 0 | 0 | 0 | 0 | 0 | 0 | 0 | 0 | 0 | 0 | 0 | 0 | 0 | 0 | 0 | 0 | 0 | 0 | 0 | 0 | 0 | 0 | 0 | 0 | 0 | 0 | 0 | 0 | 0 | 0 | 0 | 0 | 0 | 0 | 0 | 0 | 0 | 0 | 0 | 0 | 0 | 0
0 | 0 | 0 | 0 | 0 | 0 | 0 | 0 | 0 | 0 | 0 | 0 | 0 | 0 | 0 | 0 | 0 | 0 | 0 | 0 | 0 | 0 | 0 | 0 | 0 | 0 | 0 | 0 | 0 | 0 | 0 | 0 | 0 | 0 | 0 | 0 | 0 | 0 | 0 | 0 | 0 | 0 | 0 | 0 | 0 | 0 | 0 | 0 | 0 | 0 | 0 | 0 | 0 | 0 | 0 | 0 | 0 | 0 | 0 | 0 | 0 | 0 | 0 | 0 | 0 | 0 | 0 | 0 | 0 | 0 | 0 | 0 | 0 | 0 | 0
0 | 0 | 0 | 0 | 0 | 0 | 0 | 0 | 0 | 0 | 0 | 0 | 0 | 0 | 0 | 0 | 0 | 0 | 0 | 0 | 0 | 0 | 0 | 0 | 0 | 0 | 0 | 0 | 0 | 0 | 0 | 0 | 0 | 0 | 0 | 0 | 0 | 0 | 0 | 0 | 0 | 0 | 0 | 0 | 0 | 0 | 0 | 0 | 0 | 0 | 0 | 0 | 0 | 0 | 0 | 0 | 0 | 0 | 0 | 0 | 0 | 0 | 0 | 0 | 0 | 0 | 0 | 0 | 0 | 0 | 0 | 0 | 0 | 0 | 0
0 | 0 | 0 | 0 | 0 | 0 | 0 | 0 | 0 | 0 | 0 | 0 | 0 | 0 | 0 | 0 | 0 | 0 | 0 | 0 | 0 | 0 | 0 | 0 | 0 | 0 | 0 | 0 | 0 | 0 | 0 | 0 | 0 | 0 | 0 | 0 | 0 | 0 | 0 | 0 | 0 | 0 | 0 | 0 | 0 | 0 | 0 | 0 | 0 | 0 | 0 | 0 | 0 | 0 | 0 | 0 | 0 | 0 | 0 | 0 | 0 | 0 | 0 | 0 | 0 | 0 | 0 | 0 | 0 | 0 | 0 | 0 | 0 | 0 | 0
0 | 0 | 0 | 0 | 0 | 0 | 0 | 0 | 0 | 0 | 0 | 0 | 0 | 0 | 0 | 0 | 0 | 0 | 0 | 0 | 0 | 0 | 0 | 0 | 0 | 0 | 0 | 0 | 0 | 0 | 0 | 0 | 0 | 0 | 0 | 0 | 0 | 0 | 0 | 0 | 0 | 0 | 0 | 0 | 0 | 0 | 0 | 0 | 0 | 0 | 0 | 0 | 0 | 0 | 0 | 0 | 0 | 0 | 0 | 0 | 0 | 0 | 0 | 0 | 0 | 0 | 0 | 0 | 0 | 0 | 0 | 0 | 0 | 0 | 0
0 | 0 | 0 | 0 | 0 | 0 | 0 | 0 | 0 | 0 | 0 | 0 | 0 | 0 | 0 | 0 | 0 | 0 | 0 | 0 | 0 | 0 | 0 | 0 | 0 | 0 | 0 | 0 | 0 | 0 | 0 | 0 | 0 | 0 | 0 | 0 | 0 | 0 | 0 | 0 | 0 | 0 | 0 | 0 | 0 | 0 | 0 | 0 | 0 | 0 | 0 | 0 | 0 | 0 | 0 | 0 | 0 | 0 | 0 | 0 | 0 | 0 | 0 | 0 | 0 | 0 | 0 | 0 | 0 | 0 | 0 | 0 | 0 | 0 | 0
0 | 0 | 0 | 0 | 0 | 0 | 0 | 0 | 0 | 0 | 0 | 0 | 0 | 0 | 0 | 0 | 0 | 0 | 0 | 0 | 0 | 0 | 0 | 0 | 0 | 0 | 0 | 0 | 0 | 0 | 0 | 0 | 0 | 0 | 0 | 0 | 0 | 0 | 0 | 0 | 0 | 0 | 0 | 0 | 0 | 0 | 0 | 0 | 0 | 0 | 0 | 0 | 0 | 0 | 0 | 0 | 0 | 0 | 0 | 0 | 0 | 0 | 0 | 0 | 0 | 0 | 0 | 0 | 0 | 0 | 0 | 0 | 0 | 0 | 0
0 | 0 | 0 | 0 | 0 | 0 | 0 | 0 | 0 | 0 | 0 | 0 | 0 | 0 | 0 | 0 | 0 | 0 | 0 | 0 | 0 | 0 | 0 | 0 | 0 | 0 | 0 | 0 | 0 | 0 | 0 | 0 | 0 | 0 | 0 | 0 | 0 | 0 | 0 | 0 | 0 | 0 | 0 | 0 | 0 | 0 | 0 | 0 | 0 | 0 | 0 | 0 | 0 | 0 | 0 | 0 | 0 | 0 | 0 | 0 | 0 | 0 | 0 | 0 | 0 | 0 | 0 | 0 | 0 | 0 | 0 | 0 | 0 | 0 | 0
0 | 0 | 0 | 0 | 0 | 0 | 0 | 0 | 0 | 0 | 0 | 0 | 0 | 0 | 0 | 0 | 0 | 0 | 0 | 0 | 0 | 0 | 0 | 0 | 0 | 0 | 0 | 0 | 0 | 0 | 0 | 0 | 0 | 0 | 0 | 0 | 0 | 0 | 0 | 0 | 0 | 0 | 0 | 0 | 0 | 0 | 0 | 0 | 0 | 0 | 0 | 0 | 0 | 0 | 0 | 0 | 0 | 0 | 0 | 0 | 0 | 0 | 0 | 0 | 0 | 0 | 0 | 0 | 0 | 0 | 0 | 0 | 0 | 0 | 0
0 | 0 | 0 | 0 | 0 | 0 | 0 | 0 | 0 | 0 | 0 | 0 | 0 | 0 | 0 | 0 | 0 | 0 | 0 | 0 | 0 | 0 | 0 | 0 | 0 | 0 | 0 | 0 | 0 | 0 | 0 | 0 | 0 | 0 | 0 | 0 | 0 | 0 | 0 | 0 | 0 | 0 | 0 | 0 | 0 | 0 | 0 | 0 | 0 | 0 | 0 | 0 | 0 | 0 | 0 | 0 | 0 | 0 | 0 | 0 | 0 | 0 | 0 | 0 | 0 | 0 | 0 | 0 | 0 | 0 | 0 | 0 | 0 | 0 | 0
0 | 0 | 0 | 0 | 0 | 0 | 0 | 0 | 0 | 0 | 0 | 0 | 0 | 0 | 0 | 0 | 0 | 0 | 0 | 0 | 0 | 0 | 0 | 0 | 0 | 0 | 0 | 0 | 0 | 0 | 0 | 0 | 0 | 0 | 0 | 0 | 0 | 0 | 0 | 0 | 0 | 0 | 0 | 0 | 0 | 0 | 0 | 0 | 0 | 0 | 0 | 0 | 0 | 0 | 0 | 0 | 0 | 0 | 0 | 0 | 0 | 0 | 0 | 0 | 0 | 0 | 0 | 0 | 0 | 0 | 0 | 0 | 0 | 0 | 0
0 | 0 | 0 | 0 | 0 | 0 | 0 | 0 | 0 | 0 | 0 | 0 | 0 | 0 | 0 | 0 | 0 | 0 | 0 | 0 | 0 | 0 | 0 | 0 | 0 | 0 | 0 | 0 | 0 | 0 | 0 | 0 | 0 | 0 | 0 | 0 | 0 | 0 | 0 | 0 | 0 | 0 | 0 | 0 | 0 | 0 | 0 | 0 | 0 | 0 | 0 | 0 | 0 | 0 | 0 | 0 | 0 | 0 | 0 | 0 | 0 | 0 | 0 | 0 | 0 | 0 | 0 | 0 | 0 | 0 | 0 | 0 | 0 | 0 | 0
0 | 0 | 0 | 0 | 0 | 0 | 0 | 0 | 0 | 0 | 0 | 0 | 0 | 0 | 0 | 0 | 0 | 0 | 0 | 0 | 0 | 0 | 0 | 0 | 0 | 0 | 0 | 0 | 0 | 0 | 0 | 0 | 0 | 0 | 0 | 0 | 0 | 0 | 0 | 0 | 0 | 0 | 0 | 0 | 0 | 0 | 0 | 0 | 0 | 0 | 0 | 0 | 0 | 0 | 0 | 0 | 0 | 0 | 0 | 0 | 0 | 0 | 0 | 0 | 0 | 0 | 0 | 0 | 0 | 0 | 0 | 0 | 0 | 0 | 0
0 | 0 | 0 | 0 | 0 | 0 | 0 | 0 | 0 | 0 | 0 | 0 | 0 | 0 | 0 | 0 | 0 | 0 | 0 | 0 | 0 | 0 | 0 | 0 | 0 | 0 | 0 | 0 | 0 | 0 | 0 | 0 | 0 | 0 | 0 | 0 | 0 | 0 | 0 | 0 | 0 | 0 | 0 | 0 | 0 | 0 | 0 | 0 | 0 | 0 | 0 | 0 | 0 | 0 | 0 | 0 | 0 | 0 | 0 | 0 | 0 | 0 | 0 | 0 | 0 | 0 | 0 | 0 | 0 | 0 | 0 | 0 | 0 | 0 | 0
0 | 0 | 0 | 0 | 0 | 0 | 0 | 0 | 0 | 0 | 0 | 0 | 0 | 0 | 0 | 0 | 0 | 0 | 0 | 0 | 0 | 0 | 0 | 0 | 0 | 0 | 0 | 0 | 0 | 0 | 0 | 0 | 0 | 0 | 0 | 0 | 0 | 0 | 0 | 0 | 0 | 0 | 0 | 0 | 0 | 0 | 0 | 0 | 0 | 0 | 0 | 0 | 0 | 0 | 0 | 0 | 0 | 0 | 0 | 0 | 0 | 0 | 0 | 0 | 0 | 0 | 0 | 0 | 0 | 0 | 0 | 0 | 0 | 0 | 0
0 | 0 | 0 | 0 | 0 | 0 | 0 | 0 | 0 | 0 | 0 | 0 | 0 | 0 | 0 | 0 | 0 | 0 | 0 | 0 | 0 | 0 | 0 | 0 | 0 | 0 | 0 | 0 | 0 | 0 | 0 | 0 | 0 | 0 | 0 | 0 | 0 | 0 | 0 | 0 | 0 | 0 | 0 | 0 | 0 | 0 | 0 | 0 | 0 | 0 | 0 | 0 | 0 | 0 | 0 | 0 | 0 | 0 | 0 | 0 | 0 | 0 | 0 | 0 | 0 | 0 | 0 | 0 | 0 | 0 | 0 | 0 | 0 | 0 | 0
0 | 0 | 0 | 0 | 0 | 0 | 0 | 0 | 0 | 0 | 0 | 0 | 0 | 0 | 0 | 0 | 0 | 0 | 0 | 0 | 0 | 0 | 0 | 0 | 0 | 0 | 0 | 0 | 0 | 0 | 0 | 0 | 0 | 0 | 0 | 0 | 0 | 0 | 0 | 0 | 0 | 0 | 0 | 0 | 0 | 0 | 0 | 0 | 0 | 0 | 0 | 0 | 0 | 0 | 0 | 0 | 0 | 0 | 0 | 0 | 0 | 0 | 0 | 0 | 0 | 0 | 0 | 0 | 0 | 0 | 0 | 0 | 0 | 0 | 0
0 | 0 | 0 | 0 | 0 | 0 | 0 | 0 | 0 | 0 | 0 | 0 | 0 | 0 | 0 | 0 | 0 | 0 | 0 | 0 | 0 | 0 | 0 | 0 | 0 | 0 | 0 | 0 | 0 | 0 | 0 | 0 | 0 | 0 | 0 | 0 | 0 | 0 | 0 | 0 | 0 | 0 | 0 | 0 | 0 | 0 | 0 | 0 | 0 | 0 | 0 | 0 | 0 | 0 | 0 | 0 | 0 | 0 | 0 | 0 | 0 | 0 | 0 | 0 | 0 | 0 | 0 | 0 | 0 | 0 | 0 | 0 | 0 | 0 | 0
0 | 0 | 0 | 0 | 0 | 0 | 0 | 0 | 0 | 0 | 0 | 0 | 0 | 0 | 0 | 0 | 0 | 0 | 0 | 0 | 0 | 0 | 0 | 0 | 0 | 0 | 0 | 0 | 0 | 0 | 0 | 0 | 0 | 0 | 0 | 0 | 0 | 0 | 0 | 0 | 0 | 0 | 0 | 0 | 0 | 0 | 0 | 0 | 0 | 0 | 0 | 0 | 0 | 0 | 0 | 0 | 0 | 0 | 0 | 0 | 0 | 0 | 0 | 0 | 0 | 0 | 0 | 0 | 0 | 0 | 0 | 0 | 0 | 0 | 0
0 | 0 | 0 | 0 | 0 | 0 | 0 | 0 | 0 | 0 | 0 | 0 | 0 | 0 | 0 | 0 | 0 | 0 | 0 | 0 | 0 | 0 | 0 | 0 | 0 | 0 | 0 | 0 | 0 | 0 | 0 | 0 | 0 | 0 | 0 | 0 | 0 | 0 | 0 | 0 | 0 | 0 | 0 | 0 | 0 | 0 | 0 | 0 | 0 | 0 | 0 | 0 | 0 | 0 | 0 | 0 | 0 | 0 | 0 | 0 | 0 | 0 | 0 | 0 | 0 | 0 | 0 | 0 | 0 | 0 | 0 | 0 | 0 | 0 | 0
0 | 0 | 0 | 0 | 0 | 0 | 0 | 0 | 0 | 0 | 0 | 0 | 0 | 0 | 0 | 0 | 0 | 0 | 0 | 0 | 0 | 0 | 0 | 0 | 0 | 0 | 0 | 0 | 0 | 0 | 0 | 0 | 0 | 0 | 0 | 0 | 0 | 0 | 0 | 0 | 0 | 0 | 0 | 0 | 0 | 0 | 0 | 0 | 0 | 0 | 0 | 0 | 0 | 0 | 0 | 0 | 0 | 0 | 0 | 0 | 0 | 0 | 0 | 0 | 0 | 0 | 0 | 0 | 0 | 0 | 0 | 0 | 0 | 0 | 0
0 | 0 | 0 | 0 | 0 | 0 | 0 | 0 | 0 | 0 | 0 | 0 | 0 | 0 | 0 | 0 | 0 | 0 | 0 | 0 | 0 | 0 | 0 | 0 | 0 | 0 | 0 | 0 | 0 | 0 | 0 | 0 | 0 | 0 | 0 | 0 | 0 | 0 | 0 | 0 | 0 | 0 | 0 | 0 | 0 | 0 | 0 | 0 | 0 | 0 | 0 | 0 | 0 | 0 | 0 | 0 | 0 | 0 | 0 | 0 | 0 | 0 | 0 | 0 | 0 | 0 | 0 | 0 | 0 | 0 | 0 | 0 | 0 | 0 | 0
0 | 0 | 0 | 0 | 0 | 0 | 0 | 0 | 0 | 0 | 0 | 0 | 0 | 0 | 0 | 0 | 0 | 0 | 0 | 0 | 0 | 0 | 0 | 0 | 0 | 0 | 0 | 0 | 0 | 0 | 0 | 0 | 0 | 0 | 0 | 0 | 0 | 0 | 0 | 0 | 0 | 0 | 0 | 0 | 0 | 0 | 0 | 0 | 0 | 0 | 0 | 0 | 0 | 0 | 0 | 0 | 0 | 0 | 0 | 0 | 0 | 0 | 0 | 0 | 0 | 0 | 0 | 0 | 0 | 0 | 0 | 0 | 0 | 0 | 0
0 | 0 | 0 | 0 | 0 | 0 | 0 | 0 | 0 | 0 | 0 | 0 | 0 | 0 | 0 | 0 | 0 | 0 | 0 | 0 | 0 | 0 | 0 | 0 | 0 | 0 | 0 | 0 | 0 | 0 | 0 | 0 | 0 | 0 | 0 | 0 | 0 | 0 | 0 | 0 | 0 | 0 | 0 | 0 | 0 | 0 | 0 | 0 | 0 | 0 | 0 | 0 | 0 | 0 | 0 | 0 | 0 | 0 | 0 | 0 | 0 | 0 | 0 | 0 | 0 | 0 | 0 | 0 | 0 | 0 | 0 | 0 | 0 | 0 | 0
0 | 0 | 0 | 0 | 0 | 0 | 0 | 0 | 0 | 0 | 0 | 0 | 0 | 0 | 0 | 0 | 0 | 0 | 0 | 0 | 0 | 0 | 0 | 0 | 0 | 0 | 0 | 0 | 0 | 0 | 0 | 0 | 0 | 0 | 0 | 0 | 0 | 0 | 0 | 0 | 0 | 0 | 0 | 0 | 0 | 0 | 0 | 0 | 0 | 0 | 0 | 0 | 0 | 0 | 0 | 0 | 0 | 0 | 0 | 0 | 0 | 0 | 0 | 0 | 0 | 0 | 0 | 0 | 0 | 0 | 0 | 0 | 0 | 0 | 0
0 | 0 | 0 | 0 | 0 | 0 | 0 | 0 | 0 | 0 | 0 | 0 | 0 | 0 | 0 | 0 | 0 | 0 | 0 | 0 | 0 | 0 | 0 | 0 | 0 | 0 | 0 | 0 | 0 | 0 | 0 | 0 | 0 | 0 | 0 | 0 | 0 | 0 | 0 | 0 | 0 | 0 | 0 | 0 | 0 | 0 | 0 | 0 | 0 | 0 | 0 | 0 | 0 | 0 | 0 | 0 | 0 | 0 | 0 | 0 | 0 | 0 | 0 | 0 | 0 | 0 | 0 | 0 | 0 | 0 | 0 | 0 | 0 | 0 | 0
0 | 0 | 0 | 0 | 0 | 0 | 0 | 0 | 0 | 0 | 0 | 0 | 0 | 0 | 0 | 0 | 0 | 0 | 0 | 0 | 0 | 0 | 0 | 0 | 0 | 0 | 0 | 0 | 0 | 0 | 0 | 0 | 0 | 0 | 0 | 0 | 0 | 0 | 0 | 0 | 0 | 0 | 0 | 0 | 0 | 0 | 0 | 0 | 0 | 0 | 0 | 0 | 0 | 0 | 0 | 0 | 0 | 0 | 0 | 0 | 0 | 0 | 0 | 0 | 0 | 0 | 0 | 0 | 0 | 0 | 0 | 0 | 0 | 0 | 0
0 | 0 | 0 | 0 | 0 | 0 | 0 | 0 | 0 | 0 | 0 | 0 | 0 | 0 | 0 | 0 | 0 | 0 | 0 | 0 | 0 | 0 | 0 | 0 | 0 | 0 | 0 | 0 | 0 | 0 | 0 | 0 | 0 | 0 | 0 | 0 | 0 | 0 | 0 | 0 | 0 | 0 | 0 | 0 | 0 | 0 | 0 | 0 | 0 | 0 | 0 | 0 | 0 | 0 | 0 | 0 | 0 | 0 | 0 | 0 | 0 | 0 | 0 | 0 | 0 | 0 | 0 | 0 | 0 | 0 | 0 | 0 | 0 | 0 | 0
0 | 0 | 0 | 0 | 0 | 0 | 0 | 0 | 0 | 0 | 0 | 0 | 0 | 0 | 0 | 0 | 0 | 0 | 0 | 0 | 0 | 0 | 0 | 0 | 0 | 0 | 0 | 0 | 0 | 0 | 0 | 0 | 0 | 0 | 0 | 0 | 0 | 0 | 0 | 0 | 0 | 0 | 0 | 0 | 0 | 0 | 0 | 0 | 0 | 0 | 0 | 0 | 0 | 0 | 0 | 0 | 0 | 0 | 0 | 0 | 0 | 0 | 0 | 0 | 0 | 0 | 0 | 0 | 0 | 0 | 0 | 0 | 0 | 0 | 0
0 | 0 | 0 | 0 | 0 | 0 | 0 | 0 | 0 | 0 | 0 | 0 | 0 | 0 | 0 | 0 | 0 | 0 | 0 | 0 | 0 | 0 | 0 | 0 | 0 | 0 | 0 | 0 | 0 | 0 | 0 | 0 | 0 | 0 | 0 | 0 | 0 | 0 | 0 | 0 | 0 | 0 | 0 | 0 | 0 | 0 | 0 | 0 | 0 | 0 | 0 | 0 | 0 | 0 | 0 | 0 | 0 | 0 | 0 | 0 | 0 | 0 | 0 | 0 | 0 | 0 | 0 | 0 | 0 | 0 | 0 | 0 | 0 | 0 | 0
0 | 0 | 0 | 0 | 0 | 0 | 0 | 0 | 0 | 0 | 0 | 0 | 0 | 0 | 0 | 0 | 0 | 0 | 0 | 0 | 0 | 0 | 0 | 0 | 0 | 0 | 0 | 0 | 0 | 0 | 0 | 0 | 0 | 0 | 0 | 0 | 0 | 0 | 0 | 0 | 0 | 0 | 0 | 0 | 0 | 0 | 0 | 0 | 0 | 0 | 0 | 0 | 0 | 0 | 0 | 0 | 0 | 0 | 0 | 0 | 0 | 0 | 0 | 0 | 0 | 0 | 0 | 0 | 0 | 0 | 0 | 0 | 0 | 0 | 0
0 | 0 | 0 | 0 | 0 | 0 | 0 | 0 | 0 | 0 | 0 | 0 | 0 | 0 | 0 | 0 | 0 | 0 | 0 | 0 | 0 | 0 | 0 | 0 | 0 | 0 | 0 | 0 | 0 | 0 | 0 | 0 | 0 | 0 | 0 | 0 | 0 | 0 | 0 | 0 | 0 | 0 | 0 | 0 | 0 | 0 | 0 | 0 | 0 | 0 | 0 | 0 | 0 | 0 | 0 | 0 | 0 | 0 | 0 | 0 | 0 | 0 | 0 | 0 | 0 | 0 | 0 | 0 | 0 | 0 | 0 | 0 | 0 | 0 | 0
0 | 0 | 0 | 0 | 0 | 0 | 0 | 0 | 0 | 0 | 0 | 0 | 0 | 0 | 0 | 0 | 0 | 0 | 0 | 0 | 0 | 0 | 0 | 0 | 0 | 0 | 0 | 0 | 0 | 0 | 0 | 0 | 0 | 0 | 0 | 0 | 0 | 0 | 0 | 0 | 0 | 0 | 0 | 0 | 0 | 0 | 0 | 0 | 0 | 0 | 0 | 0 | 0 | 0 | 0 | 0 | 0 | 0 | 0 | 0 | 0 | 0 | 0 | 0 | 0 | 0 | 0 | 0 | 0 | 0 | 0 | 0 | 0 | 0 | 0
0 | 0 | 0 | 0 | 0 | 0 | 0 | 0 | 0 | 0 | 0 | 0 | 0 | 0 | 0 | 0 | 0 | 0 | 0 | 0 | 0 | 0 | 0 | 0 | 0 | 0 | 0 | 0 | 0 | 0 | 0 | 0 | 0 | 0 | 0 | 0 | 0 | 0 | 0 | 0 | 0 | 0 | 0 | 0 | 0 | 0 | 0 | 0 | 0 | 0 | 0 | 0 | 0 | 0 | 0 | 0 | 0 | 0 | 0 | 0 | 0 | 0 | 0 | 0 | 0 | 0 | 0 | 0 | 0 | 0 | 0 | 0 | 0 | 0 | 0
0 | 0 | 0 | 0 | 0 | 0 | 0 | 0 | 0 | 0 | 0 | 0 | 0 | 0 | 0 | 0 | 0 | 0 | 0 | 0 | 0 | 0 | 0 | 0 | 0 | 0 | 0 | 0 | 0 | 0 | 0 | 0 | 0 | 0 | 0 | 0 | 0 | 0 | 0 | 0 | 0 | 0 | 0 | 0 | 0 | 0 | 0 | 0 | 0 | 0 | 0 | 0 | 0 | 0 | 0 | 0 | 0 | 0 | 0 | 0 | 0 | 0 | 0 | 0 | 0 | 0 | 0 | 0 | 0 | 0 | 0 | 0 | 0 | 0 | 0
0 | 0 | 0 | 0 | 0 | 0 | 0 | 0 | 0 | 0 | 0 | 0 | 0 | 0 | 0 | 0 | 0 | 0 | 0 | 0 | 0 | 0 | 0 | 0 | 0 | 0 | 0 | 0 | 0 | 0 | 0 | 0 | 0 | 0 | 0 | 0 | 0 | 0 | 0 | 0 | 0 | 0 | 0 | 0 | 0 | 0 | 0 | 0 | 0 | 0 | 0 | 0 | 0 | 0 | 0 | 0 | 0 | 0 | 0 | 0 | 0 | 0 | 0 | 0 | 0 | 0 | 0 | 0 | 0 | 0 | 0 | 0 | 0 | 0 | 0
0 | 0 | 0 | 0 | 0 | 0 | 0 | 0 | 0 | 0 | 0 | 0 | 0 | 0 | 0 | 0 | 0 | 0 | 0 | 0 | 0 | 0 | 0 | 0 | 0 | 0 | 0 | 0 | 0 | 0 | 0 | 0 | 0 | 0 | 0 | 0 | 0 | 0 | 0 | 0 | 0 | 0 | 0 | 0 | 0 | 0 | 0 | 0 | 0 | 0 | 0 | 0 | 0 | 0 | 0 | 0 | 0 | 0 | 0 | 0 | 0 | 0 | 0 | 0 | 0 | 0 | 0 | 0 | 0 | 0 | 0 | 0 | 0 | 0 | 0
0 | 0 | 0 | 0 | 0 | 0 | 0 | 0 | 0 | 0 | 0 | 0 | 0 | 0 | 0 | 0 | 0 | 0 | 0 | 0 | 0 | 0 | 0 | 0 | 0 | 0 | 0 | 0 | 0 | 0 | 0 | 0 | 0 | 0 | 0 | 0 | 0 | 0 | 0 | 0 | 0 | 0 | 0 | 0 | 0 | 0 | 0 | 0 | 0 | 0 | 0 | 0 | 0 | 0 | 0 | 0 | 0 | 0 | 0 | 0 | 0 | 0 | 0 | 0 | 0 | 0 | 0 | 0 | 0 | 0 | 0 | 0 | 0 | 0 | 0
0 | 0 | 0 | 0 | 0 | 0 | 0 | 0 | 0 | 0 | 0 | 0 | 0 | 0 | 0 | 0 | 0 | 0 | 0 | 0 | 0 | 0 | 0 | 0 | 0 | 0 | 0 | 0 | 0 | 0 | 0 | 0 | 0 | 0 | 0 | 0 | 0 | 0 | 0 | 0 | 0 | 0 | 0 | 0 | 0 | 0 | 0 | 0 | 0 | 0 | 0 | 0 | 0 | 0 | 0 | 0 | 0 | 0 | 0 | 0 | 0 | 0 | 0 | 0 | 0 | 0 | 0 | 0 | 0 | 0 | 0 | 0 | 0 | 0 | 0
0 | 0 | 0 | 0 | 0 | 0 | 0 | 0 | 0 | 0 | 0 | 0 | 0 | 0 | 0 | 0 | 0 | 0 | 0 | 0 | 0 | 0 | 0 | 0 | 0 | 0 | 0 | 0 | 0 | 0 | 0 | 0 | 0 | 0 | 0 | 0 | 0 | 0 | 0 | 0 | 0 | 0 | 0 | 0 | 0 | 0 | 0 | 0 | 0 | 0 | 0 | 0 | 0 | 0 | 0 | 0 | 0 | 0 | 0 | 0 | 0 | 0 | 0 | 0 | 0 | 0 | 0 | 0 | 0 | 0 | 0 | 0 | 0 | 0 | 0
0 | 0 | 0 | 0 | 0 | 0 | 0 | 0 | 0 | 0 | 0 | 0 | 0 | 0 | 0 | 0 | 0 | 0 | 0 | 0 | 0 | 0 | 0 | 0 | 0 | 0 | 0 | 0 | 0 | 0 | 0 | 0 | 0 | 0 | 0 | 0 | 0 | 0 | 0 | 0 | 0 | 0 | 0 | 0 | 0 | 0 | 0 | 0 | 0 | 0 | 0 | 0 | 0 | 0 | 0 | 0 | 0 | 0 | 0 | 0 | 0 | 0 | 0 | 0 | 0 | 0 | 0 | 0 | 0 | 0 | 0 | 0 | 0 | 0 | 0
0 | 0 | 0 | 0 | 0 | 0 | 0 | 0 | 0 | 0 | 0 | 0 | 0 | 0 | 0 | 0 | 0 | 0 | 0 | 0 | 0 | 0 | 0 | 0 | 0 | 0 | 0 | 0 | 0 | 0 | 0 | 0 | 0 | 0 | 0 | 0 | 0 | 0 | 0 | 0 | 0 | 0 | 0 | 0 | 0 | 0 | 0 | 0 | 0 | 0 | 0 | 0 | 0 | 0 | 0 | 0 | 0 | 0 | 0 | 0 | 0 | 0 | 0 | 0 | 0 | 0 | 0 | 0 | 0 | 0 | 0 | 0 | 0 | 0 | 0
0 | 0 | 0 | 0 | 0 | 0 | 0 | 0 | 0 | 0 | 0 | 0 | 0 | 0 | 0 | 0 | 0 | 0 | 0 | 0 | 0 | 0 | 0 | 0 | 0 | 0 | 0 | 0 | 0 | 0 | 0 | 0 | 0 | 0 | 0 | 0 | 0 | 0 | 0 | 0 | 0 | 0 | 0 | 0 | 0 | 0 | 0 | 0 | 0 | 0 | 0 | 0 | 0 | 0 | 0 | 0 | 0 | 0 | 0 | 0 | 0 | 0 | 0 | 0 | 0 | 0 | 0 | 0 | 0 | 0 | 0 | 0 | 0 | 0 | 0
0 | 0 | 0 | 0 | 0 | 0 | 0 | 0 | 0 | 0 | 0 | 0 | 0 | 0 | 0 | 0 | 0 | 0 | 0 | 0 | 0 | 0 | 0 | 0 | 0 | 0 | 0 | 0 | 0 | 0 | 0 | 0 | 0 | 0 | 0 | 0 | 0 | 0 | 0 | 0 | 0 | 0 | 0 | 0 | 0 | 0 | 0 | 0 | 0 | 0 | 0 | 0 | 0 | 0 | 0 | 0 | 0 | 0 | 0 | 0 | 0 | 0 | 0 | 0 | 0 | 0 | 0 | 0 | 0 | 0 | 0 | 0 | 0 | 0 | 0
0 | 0 | 0 | 0 | 0 | 0 | 0 | 0 | 0 | 0 | 0 | 0 | 0 | 0 | 0 | 0 | 0 | 0 | 0 | 0 | 0 | 0 | 0 | 0 | 0 | 0 | 0 | 0 | 0 | 0 | 0 | 0 | 0 | 0 | 0 | 0 | 0 | 0 | 0 | 0 | 0 | 0 | 0 | 0 | 0 | 0 | 0 | 0 | 0 | 0 | 0 | 0 | 0 | 0 | 0 | 0 | 0 | 0 | 0 | 0 | 0 | 0 | 0 | 0 | 0 | 0 | 0 | 0 | 0 | 0 | 0 | 0 | 0 | 0 | 0
0 | 0 | 0 | 0 | 0 | 0 | 0 | 0 | 0 | 0 | 0 | 0 | 0 | 0 | 0 | 0 | 0 | 0 | 0 | 0 | 0 | 0 | 0 | 0 | 0 | 0 | 0 | 0 | 0 | 0 | 0 | 0 | 0 | 0 | 0 | 0 | 0 | 0 | 0 | 0 | 0 | 0 | 0 | 0 | 0 | 0 | 0 | 0 | 0 | 0 | 0 | 0 | 0 | 0 | 0 | 0 | 0 | 0 | 0 | 0 | 0 | 0 | 0 | 0 | 0 | 0 | 0 | 0 | 0 | 0 | 0 | 0 | 0 | 0 | 0
0 | 0 | 0 | 0 | 0 | 0 | 0 | 0 | 0 | 0 | 0 | 0 | 0 | 0 | 0 | 0 | 0 | 0 | 0 | 0 | 0 | 0 | 0 | 0 | 0 | 0 | 0 | 0 | 0 | 0 | 0 | 0 | 0 | 0 | 0 | 0 | 0 | 0 | 0 | 0 | 0 | 0 | 0 | 0 | 0 | 0 | 0 | 0 | 0 | 0 | 0 | 0 | 0 | 0 | 0 | 0 | 0 | 0 | 0 | 0 | 0 | 0 | 0 | 0 | 0 | 0 | 0 | 0 | 0 | 0 | 0 | 0 | 0 | 0 | 0
0 | 0 | 0 | 0 | 0 | 0 | 0 | 0 | 0 | 0 | 0 | 0 | 0 | 0 | 0 | 0 | 0 | 0 | 0 | 0 | 0 | 0 | 0 | 0 | 0 | 0 | 0 | 0 | 0 | 0 | 0 | 0 | 0 | 0 | 0 | 0 | 0 | 0 | 0 | 0 | 0 | 0 | 0 | 0 | 0 | 0 | 0 | 0 | 0 | 0 | 0 | 0 | 0 | 0 | 0 | 0 | 0 | 0 | 0 | 0 | 0 | 0 | 0 | 0 | 0 | 0 | 0 | 0 | 0 | 0 | 0 | 0 | 0 | 0 | 0
0 | 0 | 0 | 0 | 0 | 0 | 0 | 0 | 0 | 0 | 0 | 0 | 0 | 0 | 0 | 0 | 0 | 0 | 0 | 0 | 0 | 0 | 0 | 0 | 0 | 0 | 0 | 0 | 0 | 0 | 0 | 0 | 0 | 0 | 0 | 0 | 0 | 0 | 0 | 0 | 0 | 0 | 0 | 0 | 0 | 0 | 0 | 0 | 0 | 0 | 0 | 0 | 0 | 0 | 0 | 0 | 0 | 0 | 0 | 0 | 0 | 0 | 0 | 0 | 0 | 0 | 0 | 0 | 0 | 0 | 0 | 0 | 0 | 0 | 0
0 | 0 | 0 | 0 | 0 | 0 | 0 | 0 | 0 | 0 | 0 | 0 | 0 | 0 | 0 | 0 | 0 | 0 | 0 | 0 | 0 | 0 | 0 | 0 | 0 | 0 | 0 | 0 | 0 | 0 | 0 | 0 | 0 | 0 | 0 | 0 | 0 | 0 | 0 | 0 | 0 | 0 | 0 | 0 | 0 | 0 | 0 | 0 | 0 | 0 | 0 | 0 | 0 | 0 | 0 | 0 | 0 | 0 | 0 | 0 | 0 | 0 | 0 | 0 | 0 | 0 | 0 | 0 | 0 | 0 | 0 | 0 | 0 | 0 | 0
0 | 0 | 0 | 0 | 0 | 0 | 0 | 0 | 0 | 0 | 0 | 0 | 0 | 0 | 0 | 0 | 0 | 0 | 0 | 0 | 0 | 0 | 0 | 0 | 0 | 0 | 0 | 0 | 0 | 0 | 0 | 0 | 0 | 0 | 0 | 0 | 0 | 0 | 0 | 0 | 0 | 0 | 0 | 0 | 0 | 0 | 0 | 0 | 0 | 0 | 0 | 0 | 0 | 0 | 0 | 0 | 0 | 0 | 0 | 0 | 0 | 0 | 0 | 0 | 0 | 0 | 0 | 0 | 0 | 0 | 0 | 0 | 0 | 0 | 0
0 | 0 | 0 | 0 | 0 | 0 | 0 | 0 | 0 | 0 | 0 | 0 | 0 | 0 | 0 | 0 | 0 | 0 | 0 | 0 | 0 | 0 | 0 | 0 | 0 | 0 | 0 | 0 | 0 | 0 | 0 | 0 | 0 | 0 | 0 | 0 | 0 | 0 | 0 | 0 | 0 | 0 | 0 | 0 | 0 | 0 | 0 | 0 | 0 | 0 | 0 | 0 | 0 | 0 | 0 | 0 | 0 | 0 | 0 | 0 | 0 | 0 | 0 | 0 | 0 | 0 | 0 | 0 | 0 | 0 | 0 | 0 | 0 | 0 | 0
0 | 0 | 0 | 0 | 0 | 0 | 0 | 0 | 0 | 0 | 0 | 0 | 0 | 0 | 0 | 0 | 0 | 0 | 0 | 0 | 0 | 0 | 0 | 0 | 0 | 0 | 0 | 0 | 0 | 0 | 0 | 0 | 0 | 0 | 0 | 0 | 0 | 0 | 0 | 0 | 0 | 0 | 0 | 0 | 0 | 0 | 0 | 0 | 0 | 0 | 0 | 0 | 0 | 0 | 0 | 0 | 0 | 0 | 0 | 0 | 0 | 0 | 0 | 0 | 0 | 0 | 0 | 0 | 0 | 0 | 0 | 0 | 0 | 0 | 0
0 | 0 | 0 | 0 | 0 | 0 | 0 | 0 | 0 | 0 | 0 | 0 | 0 | 0 | 0 | 0 | 0 | 0 | 0 | 0 | 0 | 0 | 0 | 0 | 0 | 0 | 0 | 0 | 0 | 0 | 0 | 0 | 0 | 0 | 0 | 0 | 0 | 0 | 0 | 0 | 0 | 0 | 0 | 0 | 0 | 0 | 0 | 0 | 0 | 0 | 0 | 0 | 0 | 0 | 0 | 0 | 0 | 0 | 0 | 0 | 0 | 0 | 0 | 0 | 0 | 0 | 0 | 0 | 0 | 0 | 0 | 0 | 0 | 0 | 0
0 | 0 | 0 | 0 | 0 | 0 | 0 | 0 | 0 | 0 | 0 | 0 | 0 | 0 | 0 | 0 | 0 | 0 | 0 | 0 | 0 | 0 | 0 | 0 | 0 | 0 | 0 | 0 | 0 | 0 | 0 | 0 | 0 | 0 | 0 | 0 | 0 | 0 | 0 | 0 | 0 | 0 | 0 | 0 | 0 | 0 | 0 | 0 | 0 | 0 | 0 | 0 | 0 | 0 | 0 | 0 | 0 | 0 | 0 | 0 | 0 | 0 | 0 | 0 | 0 | 0 | 0 | 0 | 0 | 0 | 0 | 0 | 0 | 0 | 0
0 | 0 | 0 | 0 | 0 | 0 | 0 | 0 | 0 | 0 | 0 | 0 | 0 | 0 | 0 | 0 | 0 | 0 | 0 | 0 | 0 | 0 | 0 | 0 | 0 | 0 | 0 | 0 | 0 | 0 | 0 | 0 | 0 | 0 | 0 | 0 | 0 | 0 | 0 | 0 | 0 | 0 | 0 | 0 | 0 | 0 | 0 | 0 | 0 | 0 | 0 | 0 | 0 | 0 | 0 | 0 | 0 | 0 | 0 | 0 | 0 | 0 | 0 | 0 | 0 | 0 | 0 | 0 | 0 | 0 | 0 | 0 | 0 | 0 | 0
0 | 0 | 0 | 0 | 0 | 0 | 0 | 0 | 0 | 0 | 0 | 0 | 0 | 0 | 0 | 0 | 0 | 0 | 0 | 0 | 0 | 0 | 0 | 0 | 0 | 0 | 0 | 0 | 0 | 0 | 0 | 0 | 0 | 0 | 0 | 0 | 0 | 0 | 0 | 0 | 0 | 0 | 0 | 0 | 0 | 0 | 0 | 0 | 0 | 0 | 0 | 0 | 0 | 0 | 0 | 0 | 0 | 0 | 0 | 0 | 0 | 0 | 0 | 0 | 0 | 0 | 0 | 0 | 0 | 0 | 0 | 0 | 0 | 0 | 0
0 | 0 | 0 | 0 | 0 | 0 | 0 | 0 | 0 | 0 | 0 | 0 | 0 | 0 | 0 | 0 | 0 | 0 | 0 | 0 | 0 | 0 | 0 | 0 | 0 | 0 | 0 | 0 | 0 | 0 | 0 | 0 | 0 | 0 | 0 | 0 | 0 | 0 | 0 | 0 | 0 | 0 | 0 | 0 | 0 | 0 | 0 | 0 | 0 | 0 | 0 | 0 | 0 | 0 | 0 | 0 | 0 | 0 | 0 | 0 | 0 | 0 | 0 | 0 | 0 | 0 | 0 | 0 | 0 | 0 | 0 | 0 | 0 | 0 | 0
0 | 0 | 0 | 0 | 0 | 0 | 0 | 0 | 0 | 0 | 0 | 0 | 0 | 0 | 0 | 0 | 0 | 0 | 0 | 0 | 0 | 0 | 0 | 0 | 0 | 0 | 0 | 0 | 0 | 0 | 0 | 0 | 0 | 0 | 0 | 0 | 0 | 0 | 0 | 0 | 0 | 0 | 0 | 0 | 0 | 0 | 0 | 0 | 0 | 0 | 0 | 0 | 0 | 0 | 0 | 0 | 0 | 0 | 0 | 0 | 0 | 0 | 0 | 0 | 0 | 0 | 0 | 0 | 0 | 0 | 0 | 0 | 0 | 0 | 0
0 | 0 | 0 | 0 | 0 | 0 | 0 | 0 | 0 | 0 | 0 | 0 | 0 | 0 | 0 | 0 | 0 | 0 | 0 | 0 | 0 | 0 | 0 | 0 | 0 | 0 | 0 | 0 | 0 | 0 | 0 | 0 | 0 | 0 | 0 | 0 | 0 | 0 | 0 | 0 | 0 | 0 | 0 | 0 | 0 | 0 | 0 | 0 | 0 | 0 | 0 | 0 | 0 | 0 | 0 | 0 | 0 | 0 | 0 | 0 | 0 | 0 | 0 | 0 | 0 | 0 | 0 | 0 | 0 | 0 | 0 | 0 | 0 | 0 | 0
0 | 0 | 0 | 0 | 0 | 0 | 0 | 0 | 0 | 0 | 0 | 0 | 0 | 0 | 0 | 0 | 0 | 0 | 0 | 0 | 0 | 0 | 0 | 0 | 0 | 0 | 0 | 0 | 0 | 0 | 0 | 0 | 0 | 0 | 0 | 0 | 0 | 0 | 0 | 0 | 0 | 0 | 0 | 0 | 0 | 0 | 0 | 0 | 0 | 0 | 0 | 0 | 0 | 0 | 0 | 0 | 0 | 0 | 0 | 0 | 0 | 0 | 0 | 0 | 0 | 0 | 0 | 0 | 0 | 0 | 0 | 0 | 0 | 0 | 0
0 | 0 | 0 | 0 | 0 | 0 | 0 | 0 | 0 | 0 | 0 | 0 | 0 | 0 | 0 | 0 | 0 | 0 | 0 | 0 | 0 | 0 | 0 | 0 | 0 | 0 | 0 | 0 | 0 | 0 | 0 | 0 | 0 | 0 | 0 | 0 | 0 | 0 | 0 | 0 | 0 | 0 | 0 | 0 | 0 | 0 | 0 | 0 | 0 | 0 | 0 | 0 | 0 | 0 | 0 | 0 | 0 | 0 | 0 | 0 | 0 | 0 | 0 | 0 | 0 | 0 | 0 | 0 | 0 | 0 | 0 | 0 | 0 | 0 | 0
0 | 0 | 0 | 0 | 0 | 0 | 0 | 0 | 0 | 0 | 0 | 0 | 0 | 0 | 0 | 0 | 0 | 0 | 0 | 0 | 0 | 0 | 0 | 0 | 0 | 0 | 0 | 0 | 0 | 0 | 0 | 0 | 0 | 0 | 0 | 0 | 0 | 0 | 0 | 0 | 0 | 0 | 0 | 0 | 0 | 0 | 0 | 0 | 0 | 0 | 0 | 0 | 0 | 0 | 0 | 0 | 0 | 0 | 0 | 0 | 0 | 0 | 0 | 0 | 0 | 0 | 0 | 0 | 0 | 0 | 0 | 0 | 0 | 0 | 0
0 | 0 | 0 | 0 | 0 | 0 | 0 | 0 | 0 | 0 | 0 | 0 | 0 | 0 | 0 | 0 | 0 | 0 | 0 | 0 | 0 | 0 | 0 | 0 | 0 | 0 | 0 | 0 | 0 | 0 | 0 | 0 | 0 | 0 | 0 | 0 | 0 | 0 | 0 | 0 | 0 | 0 | 0 | 0 | 0 | 0 | 0 | 0 | 0 | 0 | 0 | 0 | 0 | 0 | 0 | 0 | 0 | 0 | 0 | 0 | 0 | 0 | 0 | 0 | 0 | 0 | 0 | 0 | 0 | 0 | 0 | 0 | 0 | 0 | 0
0 | 0 | 0 | 0 | 0 | 0 | 0 | 0 | 0 | 0 | 0 | 0 | 0 | 0 | 0 | 0 | 0 | 0 | 0 | 0 | 0 | 0 | 0 | 0 | 0 | 0 | 0 | 0 | 0 | 0 | 0 | 0 | 0 | 0 | 0 | 0 | 0 | 0 | 0 | 0 | 0 | 0 | 0 | 0 | 0 | 0 | 0 | 0 | 0 | 0 | 0 | 0 | 0 | 0 | 0 | 0 | 0 | 0 | 0 | 0 | 0 | 0 | 0 | 0 | 0 | 0 | 0 | 0 | 0 | 0 | 0 | 0 | 0 | 0 | 0
0 | 0 | 0 | 0 | 0 | 0 | 0 | 0 | 0 | 0 | 0 | 0 | 0 | 0 | 0 | 0 | 0 | 0 | 0 | 0 | 0 | 0 | 0 | 0 | 0 | 0 | 0 | 0 | 0 | 0 | 0 | 0 | 0 | 0 | 0 | 0 | 0 | 0 | 0 | 0 | 0 | 0 | 0 | 0 | 0 | 0 | 0 | 0 | 0 | 0 | 0 | 0 | 0 | 0 | 0 | 0 | 0 | 0 | 0 | 0 | 0 | 0 | 0 | 0 | 0 | 0 | 0 | 0 | 0 | 0 | 0 | 0 | 0 | 0 | 0
0 | 0 | 0 | 0 | 0 | 0 | 0 | 0 | 0 | 0 | 0 | 0 | 0 | 0 | 0 | 0 | 0 | 0 | 0 | 0 | 0 | 0 | 0 | 0 | 0 | 0 | 0 | 0 | 0 | 0 | 0 | 0 | 0 | 0 | 0 | 0 | 0 | 0 | 0 | 0 | 0 | 0 | 0 | 0 | 0 | 0 | 0 | 0 | 0 | 0 | 0 | 0 | 0 | 0 | 0 | 0 | 0 | 0 | 0 | 0 | 0 | 0 | 0 | 0 | 0 | 0 | 0 | 0 | 0 | 0 | 0 | 0 | 0 | 0 | 0
0 | 0 | 0 | 0 | 0 | 0 | 0 | 0 | 0 | 0 | 0 | 0 | 0 | 0 | 0 | 0 | 0 | 0 | 0 | 0 | 0 | 0 | 0 | 0 | 0 | 0 | 0 | 0 | 0 | 0 | 0 | 0 | 0 | 0 | 0 | 0 | 0 | 0 | 0 | 0 | 0 | 0 | 0 | 0 | 0 | 0 | 0 | 0 | 0 | 0 | 0 | 0 | 0 | 0 | 0 | 0 | 0 | 0 | 0 | 0 | 0 | 0 | 0 | 0 | 0 | 0 | 0 | 0 | 0 | 0 | 0 | 0 | 0 | 0 | 0
0 | 0 | 0 | 0 | 0 | 0 | 0 | 0 | 0 | 0 | 0 | 0 | 0 | 0 | 0 | 0 | 0 | 0 | 0 | 0 | 0 | 0 | 0 | 0 | 0 | 0 | 0 | 0 | 0 | 0 | 0 | 0 | 0 | 0 | 0 | 0 | 0 | 0 | 0 | 0 | 0 | 0 | 0 | 0 | 0 | 0 | 0 | 0 | 0 | 0 | 0 | 0 | 0 | 0 | 0 | 0 | 0 | 0 | 0 | 0 | 0 | 0 | 0 | 0 | 0 | 0 | 0 | 0 | 0 | 0 | 0 | 0 | 0 | 0 | 0
0 | 0 | 0 | 0 | 0 | 0 | 0 | 0 | 0 | 0 | 0 | 0 | 0 | 0 | 0 | 0 | 0 | 0 | 0 | 0 | 0 | 0 | 0 | 0 | 0 | 0 | 0 | 0 | 0 | 0 | 0 | 0 | 0 | 0 | 0 | 0 | 0 | 0 | 0 | 0 | 0 | 0 | 0 | 0 | 0 | 0 | 0 | 0 | 0 | 0 | 0 | 0 | 0 | 0 | 0 | 0 | 0 | 0 | 0 | 0 | 0 | 0 | 0 | 0 | 0 | 0 | 0 | 0 | 0 | 0 | 0 | 0 | 0 | 0 | 0
0 | 0 | 0 | 0 | 0 | 0 | 0 | 0 | 0 | 0 | 0 | 0 | 0 | 0 | 0 | 0 | 0 | 0 | 0 | 0 | 0 | 0 | 0 | 0 | 0 | 0 | 0 | 0 | 0 | 0 | 0 | 0 | 0 | 0 | 0 | 0 | 0 | 0 | 0 | 0 | 0 | 0 | 0 | 0 | 0 | 0 | 0 | 0 | 0 | 0 | 0 | 0 | 0 | 0 | 0 | 0 | 0 | 0 | 0 | 0 | 0 | 0 | 0 | 0 | 0 | 0 | 0 | 0 | 0 | 0 | 0 | 0 | 0 | 0 | 0
0 | 0 | 0 | 0 | 0 | 0 | 0 | 0 | 0 | 0 | 0 | 0 | 0 | 0 | 0 | 0 | 0 | 0 | 0 | 0 | 0 | 0 | 0 | 0 | 0 | 0 | 0 | 0 | 0 | 0 | 0 | 0 | 0 | 0 | 0 | 0 | 0 | 0 | 0 | 0 | 0 | 0 | 0 | 0 | 0 | 0 | 0 | 0 | 0 | 0 | 0 | 0 | 0 | 0 | 0 | 0 | 0 | 0 | 0 | 0 | 0 | 0 | 0 | 0 | 0 | 0 | 0 | 0 | 0 | 0 | 0 | 0 | 0 | 0 | 0
0 | 0 | 0 | 0 | 0 | 0 | 0 | 0 | 0 | 0 | 0 | 0 | 0 | 0 | 0 | 0 | 0 | 0 | 0 | 0 | 0 | 0 | 0 | 0 | 0 | 0 | 0 | 0 | 0 | 0 | 0 | 0 | 0 | 0 | 0 | 0 | 0 | 0 | 0 | 0 | 0 | 0 | 0 | 0 | 0 | 0 | 0 | 0 | 0 | 0 | 0 | 0 | 0 | 0 | 0 | 0 | 0 | 0 | 0 | 0 | 0 | 0 | 0 | 0 | 0 | 0 | 0 | 0 | 0 | 0 | 0 | 0 | 0 | 0 | 0
0 | 0 | 0 | 0 | 0 | 0 | 0 | 0 | 0 | 0 | 0 | 0 | 0 | 0 | 0 | 0 | 0 | 0 | 0 | 0 | 0 | 0 | 0 | 0 | 0 | 0 | 0 | 0 | 0 | 0 | 0 | 0 | 0 | 0 | 0 | 0 | 0 | 0 | 0 | 0 | 0 | 0 | 0 | 0 | 0 | 0 | 0 | 0 | 0 | 0 | 0 | 0 | 0 | 0 | 0 | 0 | 0 | 0 | 0 | 0 | 0 | 0 | 0 | 0 | 0 | 0 | 0 | 0 | 0 | 0 | 0 | 0 | 0 | 0 | 0
0 | 0 | 0 | 0 | 0 | 0 | 0 | 0 | 0 | 0 | 0 | 0 | 0 | 0 | 0 | 0 | 0 | 0 | 0 | 0 | 0 | 0 | 0 | 0 | 0 | 0 | 0 | 0 | 0 | 0 | 0 | 0 | 0 | 0 | 0 | 0 | 0 | 0 | 0 | 0 | 0 | 0 | 0 | 0 | 0 | 0 | 0 | 0 | 0 | 0 | 0 | 0 | 0 | 0 | 0 | 0 | 0 | 0 | 0 | 0 | 0 | 0 | 0 | 0 | 0 | 0 | 0 | 0 | 0 | 0 | 0 | 0 | 0 | 0 | 0
0 | 0 | 0 | 0 | 0 | 0 | 0 | 0 | 0 | 0 | 0 | 0 | 0 | 0 | 0 | 0 | 0 | 0 | 0 | 0 | 0 | 0 | 0 | 0 | 0 | 0 | 0 | 0 | 0 | 0 | 0 | 0 | 0 | 0 | 0 | 0 | 0 | 0 | 0 | 0 | 0 | 0 | 0 | 0 | 0 | 0 | 0 | 0 | 0 | 0 | 0 | 0 | 0 | 0 | 0 | 0 | 0 | 0 | 0 | 0 | 0 | 0 | 0 | 0 | 0 | 0 | 0 | 0 | 0 | 0 | 0 | 0 | 0 | 0 | 0
0 | 0 | 0 | 0 | 0 | 0 | 0 | 0 | 0 | 0 | 0 | 0 | 0 | 0 | 0 | 0 | 0 | 0 | 0 | 0 | 0 | 0 | 0 | 0 | 0 | 0 | 0 | 0 | 0 | 0 | 0 | 0 | 0 | 0 | 0 | 0 | 0 | 0 | 0 | 0 | 0 | 0 | 0 | 0 | 0 | 0 | 0 | 0 | 0 | 0 | 0 | 0 | 0 | 0 | 0 | 0 | 0 | 0 | 0 | 0 | 0 | 0 | 0 | 0 | 0 | 0 | 0 | 0 | 0 | 0 | 0 | 0 | 0 | 0 | 0
0 | 0 | 0 | 0 | 0 | 0 | 0 | 0 | 0 | 0 | 0 | 0 | 0 | 0 | 0 | 0 | 0 | 0 | 0 | 0 | 0 | 0 | 0 | 0 | 0 | 0 | 0 | 0 | 0 | 0 | 0 | 0 | 0 | 0 | 0 | 0 | 0 | 0 | 0 | 0 | 0 | 0 | 0 | 0 | 0 | 0 | 0 | 0 | 0 | 0 | 0 | 0 | 0 | 0 | 0 | 0 | 0 | 0 | 0 | 0 | 0 | 0 | 0 | 0 | 0 | 0 | 0 | 0 | 0 | 0 | 0 | 0 | 0 | 0 | 0
0 | 0 | 0 | 0 | 0 | 0 | 0 | 0 | 0 | 0 | 0 | 0 | 0 | 0 | 0 | 0 | 0 | 0 | 0 | 0 | 0 | 0 | 0 | 0 | 0 | 0 | 0 | 0 | 0 | 0 | 0 | 0 | 0 | 0 | 0 | 0 | 0 | 0 | 0 | 0 | 0 | 0 | 0 | 0 | 0 | 0 | 0 | 0 | 0 | 0 | 0 | 0 | 0 | 0 | 0 | 0 | 0 | 0 | 0 | 0 | 0 | 0 | 0 | 0 | 0 | 0 | 0 | 0 | 0 | 0 | 0 | 0 | 0 | 0 | 0
0 | 0 | 0 | 0 | 0 | 0 | 0 | 0 | 0 | 0 | 0 | 0 | 0 | 0 | 0 | 0 | 0 | 0 | 0 | 0 | 0 | 0 | 0 | 0 | 0 | 0 | 0 | 0 | 0 | 0 | 0 | 0 | 0 | 0 | 0 | 0 | 0 | 0 | 0 | 0 | 0 | 0 | 0 | 0 | 0 | 0 | 0 | 0 | 0 | 0 | 0 | 0 | 0 | 0 | 0 | 0 | 0 | 0 | 0 | 0 | 0 | 0 | 0 | 0 | 0 | 0 | 0 | 0 | 0 | 0 | 0 | 0 | 0 | 0 | 0
0 | 0 | 0 | 0 | 0 | 0 | 0 | 0 | 0 | 0 | 0 | 0 | 0 | 0 | 0 | 0 | 0 | 0 | 0 | 0 | 0 | 0 | 0 | 0 | 0 | 0 | 0 | 0 | 0 | 0 | 0 | 0 | 0 | 0 | 0 | 0 | 0 | 0 | 0 | 0 | 0 | 0 | 0 | 0 | 0 | 0 | 0 | 0 | 0 | 0 | 0 | 0 | 0 | 0 | 0 | 0 | 0 | 0 | 0 | 0 | 0 | 0 | 0 | 0 | 0 | 0 | 0 | 0 | 0 | 0 | 0 | 0 | 0 | 0 | 0
0 | 0 | 0 | 0 | 0 | 0 | 0 | 0 | 0 | 0 | 0 | 0 | 0 | 0 | 0 | 0 | 0 | 0 | 0 | 0 | 0 | 0 | 0 | 0 | 0 | 0 | 0 | 0 | 0 | 0 | 0 | 0 | 0 | 0 | 0 | 0 | 0 | 0 | 0 | 0 | 0 | 0 | 0 | 0 | 0 | 0 | 0 | 0 | 0 | 0 | 0 | 0 | 0 | 0 | 0 | 0 | 0 | 0 | 0 | 0 | 0 | 0 | 0 | 0 | 0 | 0 | 0 | 0 | 0 | 0 | 0 | 0 | 0 | 0 | 0
0 | 0 | 0 | 0 | 0 | 0 | 0 | 0 | 0 | 0 | 0 | 0 | 0 | 0 | 0 | 0 | 0 | 0 | 0 | 0 | 0 | 0 | 0 | 0 | 0 | 0 | 0 | 0 | 0 | 0 | 0 | 0 | 0 | 0 | 0 | 0 | 0 | 0 | 0 | 0 | 0 | 0 | 0 | 0 | 0 | 0 | 0 | 0 | 0 | 0 | 0 | 0 | 0 | 0 | 0 | 0 | 0 | 0 | 0 | 0 | 0 | 0 | 0 | 0 | 0 | 0 | 0 | 0 | 0 | 0 | 0 | 0 | 0 | 0 | 0
0 | 0 | 0 | 0 | 0 | 0 | 0 | 0 | 0 | 0 | 0 | 0 | 0 | 0 | 0 | 0 | 0 | 0 | 0 | 0 | 0 | 0 | 0 | 0 | 0 | 0 | 0 | 0 | 0 | 0 | 0 | 0 | 0 | 0 | 0 | 0 | 0 | 0 | 0 | 0 | 0 | 0 | 0 | 0 | 0 | 0 | 0 | 0 | 0 | 0 | 0 | 0 | 0 | 0 | 0 | 0 | 0 | 0 | 0 | 0 | 0 | 0 | 0 | 0 | 0 | 0 | 0 | 0 | 0 | 0 | 0 | 0 | 0 | 0 | 0
0 | 0 | 0 | 0 | 0 | 0 | 0 | 0 | 0 | 0 | 0 | 0 | 0 | 0 | 0 | 0 | 0 | 0 | 0 | 0 | 0 | 0 | 0 | 0 | 0 | 0 | 0 | 0 | 0 | 0 | 0 | 0 | 0 | 0 | 0 | 0 | 0 | 0 | 0 | 0 | 0 | 0 | 0 | 0 | 0 | 0 | 0 | 0 | 0 | 0 | 0 | 0 | 0 | 0 | 0 | 0 | 0 | 0 | 0 | 0 | 0 | 0 | 0 | 0 | 0 | 0 | 0 | 0 | 0 | 0 | 0 | 0 | 0 | 0 | 0
0 | 0 | 0 | 0 | 0 | 0 | 0 | 0 | 0 | 0 | 0 | 0 | 0 | 0 | 0 | 0 | 0 | 0 | 0 | 0 | 0 | 0 | 0 | 0 | 0 | 0 | 0 | 0 | 0 | 0 | 0 | 0 | 0 | 0 | 0 | 0 | 0 | 0 | 0 | 0 | 0 | 0 | 0 | 0 | 0 | 0 | 0 | 0 | 0 | 0 | 0 | 0 | 0 | 0 | 0 | 0 | 0 | 0 | 0 | 0 | 0 | 0 | 0 | 0 | 0 | 0 | 0 | 0 | 0 | 0 | 0 | 0 | 0 | 0 | 0
0 | 0 | 0 | 0 | 0 | 0 | 0 | 0 | 0 | 0 | 0 | 0 | 0 | 0 | 0 | 0 | 0 | 0 | 0 | 0 | 0 | 0 | 0 | 0 | 0 | 0 | 0 | 0 | 0 | 0 | 0 | 0 | 0 | 0 | 0 | 0 | 0 | 0 | 0 | 0 | 0 | 0 | 0 | 0 | 0 | 0 | 0 | 0 | 0 | 0 | 0 | 0 | 0 | 0 | 0 | 0 | 0 | 0 | 0 | 0 | 0 | 0 | 0 | 0 | 0 | 0 | 0 | 0 | 0 | 0 | 0 | 0 | 0 | 0 | 0
0 | 0 | 0 | 0 | 0 | 0 | 0 | 0 | 0 | 0 | 0 | 0 | 0 | 0 | 0 | 0 | 0 | 0 | 0 | 0 | 0 | 0 | 0 | 0 | 0 | 0 | 0 | 0 | 0 | 0 | 0 | 0 | 0 | 0 | 0 | 0 | 0 | 0 | 0 | 0 | 0 | 0 | 0 | 0 | 0 | 0 | 0 | 0 | 0 | 0 | 0 | 0 | 0 | 0 | 0 | 0 | 0 | 0 | 0 | 0 | 0 | 0 | 0 | 0 | 0 | 0 | 0 | 0 | 0 | 0 | 0 | 0 | 0 | 0 | 0
0 | 0 | 0 | 0 | 0 | 0 | 0 | 0 | 0 | 0 | 0 | 0 | 0 | 0 | 0 | 0 | 0 | 0 | 0 | 0 | 0 | 0 | 0 | 0 | 0 | 0 | 0 | 0 | 0 | 0 | 0 | 0 | 0 | 0 | 0 | 0 | 0 | 0 | 0 | 0 | 0 | 0 | 0 | 0 | 0 | 0 | 0 | 0 | 0 | 0 | 0 | 0 | 0 | 0 | 0 | 0 | 0 | 0 | 0 | 0 | 0 | 0 | 0 | 0 | 0 | 0 | 0 | 0 | 0 | 0 | 0 | 0 | 0 | 0 | 0
0 | 0 | 0 | 0 | 0 | 0 | 0 | 0 | 0 | 0 | 0 | 0 | 0 | 0 | 0 | 0 | 0 | 0 | 0 | 0 | 0 | 0 | 0 | 0 | 0 | 0 | 0 | 0 | 0 | 0 | 0 | 0 | 0 | 0 | 0 | 0 | 0 | 0 | 0 | 0 | 0 | 0 | 0 | 0 | 0 | 0 | 0 | 0 | 0 | 0 | 0 | 0 | 0 | 0 | 0 | 0 | 0 | 0 | 0 | 0 | 0 | 0 | 0 | 0 | 0 | 0 | 0 | 0 | 0 | 0 | 0 | 0 | 0 | 0 | 0
0 | 0 | 0 | 0 | 0 | 0 | 0 | 0 | 0 | 0 | 0 | 0 | 0 | 0 | 0 | 0 | 0 | 0 | 0 | 0 | 0 | 0 | 0 | 0 | 0 | 0 | 0 | 0 | 0 | 0 | 0 | 0 | 0 | 0 | 0 | 0 | 0 | 0 | 0 | 0 | 0 | 0 | 0 | 0 | 0 | 0 | 0 | 0 | 0 | 0 | 0 | 0 | 0 | 0 | 0 | 0 | 0 | 0 | 0 | 0 | 0 | 0 | 0 | 0 | 0 | 0 | 0 | 0 | 0 | 0 | 0 | 0 | 0 | 0 | 0
0 | 0 | 0 | 0 | 0 | 0 | 0 | 0 | 0 | 0 | 0 | 0 | 0 | 0 | 0 | 0 | 0 | 0 | 0 | 0 | 0 | 0 | 0 | 0 | 0 | 0 | 0 | 0 | 0 | 0 | 0 | 0 | 0 | 0 | 0 | 0 | 0 | 0 | 0 | 0 | 0 | 0 | 0 | 0 | 0 | 0 | 0 | 0 | 0 | 0 | 0 | 0 | 0 | 0 | 0 | 0 | 0 | 0 | 0 | 0 | 0 | 0 | 0 | 0 | 0 | 0 | 0 | 0 | 0 | 0 | 0 | 0 | 0 | 0 | 0
0 | 0 | 0 | 0 | 0 | 0 | 0 | 0 | 0 | 0 | 0 | 0 | 0 | 0 | 0 | 0 | 0 | 0 | 0 | 0 | 0 | 0 | 0 | 0 | 0 | 0 | 0 | 0 | 0 | 0 | 0 | 0 | 0 | 0 | 0 | 0 | 0 | 0 | 0 | 0 | 0 | 0 | 0 | 0 | 0 | 0 | 0 | 0 | 0 | 0 | 0 | 0 | 0 | 0 | 0 | 0 | 0 | 0 | 0 | 0 | 0 | 0 | 0 | 0 | 0 | 0 | 0 | 0 | 0 | 0 | 0 | 0 | 0 | 0 | 0
0 | 0 | 0 | 0 | 0 | 0 | 0 | 0 | 0 | 0 | 0 | 0 | 0 | 0 | 0 | 0 | 0 | 0 | 0 | 0 | 0 | 0 | 0 | 0 | 0 | 0 | 0 | 0 | 0 | 0 | 0 | 0 | 0 | 0 | 0 | 0 | 0 | 0 | 0 | 0 | 0 | 0 | 0 | 0 | 0 | 0 | 0 | 0 | 0 | 0 | 0 | 0 | 0 | 0 | 0 | 0 | 0 | 0 | 0 | 0 | 0 | 0 | 0 | 0 | 0 | 0 | 0 | 0 | 0 | 0 | 0 | 0 | 0 | 0 | 0
0 | 0 | 0 | 0 | 0 | 0 | 0 | 0 | 0 | 0 | 0 | 0 | 0 | 0 | 0 | 0 | 0 | 0 | 0 | 0 | 0 | 0 | 0 | 0 | 0 | 0 | 0 | 0 | 0 | 0 | 0 | 0 | 0 | 0 | 0 | 0 | 0 | 0 | 0 | 0 | 0 | 0 | 0 | 0 | 0 | 0 | 0 | 0 | 0 | 0 | 0 | 0 | 0 | 0 | 0 | 0 | 0 | 0 | 0 | 0 | 0 | 0 | 0 | 0 | 0 | 0 | 0 | 0 | 0 | 0 | 0 | 0 | 0 | 0 | 0
0 | 0 | 0 | 0 | 0 | 0 | 0 | 0 | 0 | 0 | 0 | 0 | 0 | 0 | 0 | 0 | 0 | 0 | 0 | 0 | 0 | 0 | 0 | 0 | 0 | 0 | 0 | 0 | 0 | 0 | 0 | 0 | 0 | 0 | 0 | 0 | 0 | 0 | 0 | 0 | 0 | 0 | 0 | 0 | 0 | 0 | 0 | 0 | 0 | 0 | 0 | 0 | 0 | 0 | 0 | 0 | 0 | 0 | 0 | 0 | 0 | 0 | 0 | 0 | 0 | 0 | 0 | 0 | 0 | 0 | 0 | 0 | 0 | 0 | 0
0 | 0 | 0 | 0 | 0 | 0 | 0 | 0 | 0 | 0 | 0 | 0 | 0 | 0 | 0 | 0 | 0 | 0 | 0 | 0 | 0 | 0 | 0 | 0 | 0 | 0 | 0 | 0 | 0 | 0 | 0 | 0 | 0 | 0 | 0 | 0 | 0 | 0 | 0 | 0 | 0 | 0 | 0 | 0 | 0 | 0 | 0 | 0 | 0 | 0 | 0 | 0 | 0 | 0 | 0 | 0 | 0 | 0 | 0 | 0 | 0 | 0 | 0 | 0 | 0 | 0 | 0 | 0 | 0 | 0 | 0 | 0 | 0 | 0 | 0
0 | 0 | 0 | 0 | 0 | 0 | 0 | 0 | 0 | 0 | 0 | 0 | 0 | 0 | 0 | 0 | 0 | 0 | 0 | 0 | 0 | 0 | 0 | 0 | 0 | 0 | 0 | 0 | 0 | 0 | 0 | 0 | 0 | 0 | 0 | 0 | 0 | 0 | 0 | 0 | 0 | 0 | 0 | 0 | 0 | 0 | 0 | 0 | 0 | 0 | 0 | 0 | 0 | 0 | 0 | 0 | 0 | 0 | 0 | 0 | 0 | 0 | 0 | 0 | 0 | 0 | 0 | 0 | 0 | 0 | 0 | 0 | 0 | 0 | 0
0 | 0 | 0 | 0 | 0 | 0 | 0 | 0 | 0 | 0 | 0 | 0 | 0 | 0 | 0 | 0 | 0 | 0 | 0 | 0 | 0 | 0 | 0 | 0 | 0 | 0 | 0 | 0 | 0 | 0 | 0 | 0 | 0 | 0 | 0 | 0 | 0 | 0 | 0 | 0 | 0 | 0 | 0 | 0 | 0 | 0 | 0 | 0 | 0 | 0 | 0 | 0 | 0 | 0 | 0 | 0 | 0 | 0 | 0 | 0 | 0 | 0 | 0 | 0 | 0 | 0 | 0 | 0 | 0 | 0 | 0 | 0 | 0 | 0 | 0
0 | 0 | 0 | 0 | 0 | 0 | 0 | 0 | 0 | 0 | 0 | 0 | 0 | 0 | 0 | 0 | 0 | 0 | 0 | 0 | 0 | 0 | 0 | 0 | 0 | 0 | 0 | 0 | 0 | 0 | 0 | 0 | 0 | 0 | 0 | 0 | 0 | 0 | 0 | 0 | 0 | 0 | 0 | 0 | 0 | 0 | 0 | 0 | 0 | 0 | 0 | 0 | 0 | 0 | 0 | 0 | 0 | 0 | 0 | 0 | 0 | 0 | 0 | 0 | 0 | 0 | 0 | 0 | 0 | 0 | 0 | 0 | 0 | 0 | 0
0 | 0 | 0 | 0 | 0 | 0 | 0 | 0 | 0 | 0 | 0 | 0 | 0 | 0 | 0 | 0 | 0 | 0 | 0 | 0 | 0 | 0 | 0 | 0 | 0 | 0 | 0 | 0 | 0 | 0 | 0 | 0 | 0 | 0 | 0 | 0 | 0 | 0 | 0 | 0 | 0 | 0 | 0 | 0 | 0 | 0 | 0 | 0 | 0 | 0 | 0 | 0 | 0 | 0 | 0 | 0 | 0 | 0 | 0 | 0 | 0 | 0 | 0 | 0 | 0 | 0 | 0 | 0 | 0 | 0 | 0 | 0 | 0 | 0 | 0
0 | 0 | 0 | 0 | 0 | 0 | 0 | 0 | 0 | 0 | 0 | 0 | 0 | 0 | 0 | 0 | 0 | 0 | 0 | 0 | 0 | 0 | 0 | 0 | 0 | 0 | 0 | 0 | 0 | 0 | 0 | 0 | 0 | 0 | 0 | 0 | 0 | 0 | 0 | 0 | 0 | 0 | 0 | 0 | 0 | 0 | 0 | 0 | 0 | 0 | 0 | 0 | 0 | 0 | 0 | 0 | 0 | 0 | 0 | 0 | 0 | 0 | 0 | 0 | 0 | 0 | 0 | 0 | 0 | 0 | 0 | 0 | 0 | 0 | 0
0 | 0 | 0 | 0 | 0 | 0 | 0 | 0 | 0 | 0 | 0 | 0 | 0 | 0 | 0 | 0 | 0 | 0 | 0 | 0 | 0 | 0 | 0 | 0 | 0 | 0 | 0 | 0 | 0 | 0 | 0 | 0 | 0 | 0 | 0 | 0 | 0 | 0 | 0 | 0 | 0 | 0 | 0 | 0 | 0 | 0 | 0 | 0 | 0 | 0 | 0 | 0 | 0 | 0 | 0 | 0 | 0 | 0 | 0 | 0 | 0 | 0 | 0 | 0 | 0 | 0 | 0 | 0 | 0 | 0 | 0 | 0 | 0 | 0 | 0
0 | 0 | 0 | 0 | 0 | 0 | 0 | 0 | 0 | 0 | 0 | 0 | 0 | 0 | 0 | 0 | 0 | 0 | 0 | 0 | 0 | 0 | 0 | 0 | 0 | 0 | 0 | 0 | 0 | 0 | 0 | 0 | 0 | 0 | 0 | 0 | 0 | 0 | 0 | 0 | 0 | 0 | 0 | 0 | 0 | 0 | 0 | 0 | 0 | 0 | 0 | 0 | 0 | 0 | 0 | 0 | 0 | 0 | 0 | 0 | 0 | 0 | 0 | 0 | 0 | 0 | 0 | 0 | 0 | 0 | 0 | 0 | 0 | 0 | 0
0 | 0 | 0 | 0 | 0 | 0 | 0 | 0 | 0 | 0 | 0 | 0 | 0 | 0 | 0 | 0 | 0 | 0 | 0 | 0 | 0 | 0 | 0 | 0 | 0 | 0 | 0 | 0 | 0 | 0 | 0 | 0 | 0 | 0 | 0 | 0 | 0 | 0 | 0 | 0 | 0 | 0 | 0 | 0 | 0 | 0 | 0 | 0 | 0 | 0 | 0 | 0 | 0 | 0 | 0 | 0 | 0 | 0 | 0 | 0 | 0 | 0 | 0 | 0 | 0 | 0 | 0 | 0 | 0 | 0 | 0 | 0 | 0 | 0 | 0
0 | 0 | 0 | 0 | 0 | 0 | 0 | 0 | 0 | 0 | 0 | 0 | 0 | 0 | 0 | 0 | 0 | 0 | 0 | 0 | 0 | 0 | 0 | 0 | 0 | 0 | 0 | 0 | 0 | 0 | 0 | 0 | 0 | 0 | 0 | 0 | 0 | 0 | 0 | 0 | 0 | 0 | 0 | 0 | 0 | 0 | 0 | 0 | 0 | 0 | 0 | 0 | 0 | 0 | 0 | 0 | 0 | 0 | 0 | 0 | 0 | 0 | 0 | 0 | 0 | 0 | 0 | 0 | 0 | 0 | 0 | 0 | 0 | 0 | 0
0 | 0 | 0 | 0 | 0 | 0 | 0 | 0 | 0 | 0 | 0 | 0 | 0 | 0 | 0 | 0 | 0 | 0 | 0 | 0 | 0 | 0 | 0 | 0 | 0 | 0 | 0 | 0 | 0 | 0 | 0 | 0 | 0 | 0 | 0 | 0 | 0 | 0 | 0 | 0 | 0 | 0 | 0 | 0 | 0 | 0 | 0 | 0 | 0 | 0 | 0 | 0 | 0 | 0 | 0 | 0 | 0 | 0 | 0 | 0 | 0 | 0 | 0 | 0 | 0 | 0 | 0 | 0 | 0 | 0 | 0 | 0 | 0 | 0 | 0
0 | 0 | 0 | 0 | 0 | 0 | 0 | 0 | 0 | 0 | 0 | 0 | 0 | 0 | 0 | 0 | 0 | 0 | 0 | 0 | 0 | 0 | 0 | 0 | 0 | 0 | 0 | 0 | 0 | 0 | 0 | 0 | 0 | 0 | 0 | 0 | 0 | 0 | 0 | 0 | 0 | 0 | 0 | 0 | 0 | 0 | 0 | 0 | 0 | 0 | 0 | 0 | 0 | 0 | 0 | 0 | 0 | 0 | 0 | 0 | 0 | 0 | 0 | 0 | 0 | 0 | 0 | 0 | 0 | 0 | 0 | 0 | 0 | 0 | 0
0 | 0 | 0 | 0 | 0 | 0 | 0 | 0 | 0 | 0 | 0 | 0 | 0 | 0 | 0 | 0 | 0 | 0 | 0 | 0 | 0 | 0 | 0 | 0 | 0 | 0 | 0 | 0 | 0 | 0 | 0 | 0 | 0 | 0 | 0 | 0 | 0 | 0 | 0 | 0 | 0 | 0 | 0 | 0 | 0 | 0 | 0 | 0 | 0 | 0 | 0 | 0 | 0 | 0 | 0 | 0 | 0 | 0 | 0 | 0 | 0 | 0 | 0 | 0 | 0 | 0 | 0 | 0 | 0 | 0 | 0 | 0 | 0 | 0 | 0
0 | 0 | 0 | 0 | 0 | 0 | 0 | 0 | 0 | 0 | 0 | 0 | 0 | 0 | 0 | 0 | 0 | 0 | 0 | 0 | 0 | 0 | 0 | 0 | 0 | 0 | 0 | 0 | 0 | 0 | 0 | 0 | 0 | 0 | 0 | 0 | 0 | 0 | 0 | 0 | 0 | 0 | 0 | 0 | 0 | 0 | 0 | 0 | 0 | 0 | 0 | 0 | 0 | 0 | 0 | 0 | 0 | 0 | 0 | 0 | 0 | 0 | 0 | 0 | 0 | 0 | 0 | 0 | 0 | 0 | 0 | 0 | 0 | 0 | 0
0 | 0 | 0 | 0 | 0 | 0 | 0 | 0 | 0 | 0 | 0 | 0 | 0 | 0 | 0 | 0 | 0 | 0 | 0 | 0 | 0 | 0 | 0 | 0 | 0 | 0 | 0 | 0 | 0 | 0 | 0 | 0 | 0 | 0 | 0 | 0 | 0 | 0 | 0 | 0 | 0 | 0 | 0 | 0 | 0 | 0 | 0 | 0 | 0 | 0 | 0 | 0 | 0 | 0 | 0 | 0 | 0 | 0 | 0 | 0 | 0 | 0 | 0 | 0 | 0 | 0 | 0 | 0 | 0 | 0 | 0 | 0 | 0 | 0 | 0
0 | 0 | 0 | 0 | 0 | 0 | 0 | 0 | 0 | 0 | 0 | 0 | 0 | 0 | 0 | 0 | 0 | 0 | 0 | 0 | 0 | 0 | 0 | 0 | 0 | 0 | 0 | 0 | 0 | 0 | 0 | 0 | 0 | 0 | 0 | 0 | 0 | 0 | 0 | 0 | 0 | 0 | 0 | 0 | 0 | 0 | 0 | 0 | 0 | 0 | 0 | 0 | 0 | 0 | 0 | 0 | 0 | 0 | 0 | 0 | 0 | 0 | 0 | 0 | 0 | 0 | 0 | 0 | 0 | 0 | 0 | 0 | 0 | 0 | 0
0 | 0 | 0 | 0 | 0 | 0 | 0 | 0 | 0 | 0 | 0 | 0 | 0 | 0 | 0 | 0 | 0 | 0 | 0 | 0 | 0 | 0 | 0 | 0 | 0 | 0 | 0 | 0 | 0 | 0 | 0 | 0 | 0 | 0 | 0 | 0 | 0 | 0 | 0 | 0 | 0 | 0 | 0 | 0 | 0 | 0 | 0 | 0 | 0 | 0 | 0 | 0 | 0 | 0 | 0 | 0 | 0 | 0 | 0 | 0 | 0 | 0 | 0 | 0 | 0 | 0 | 0 | 0 | 0 | 0 | 0 | 0 | 0 | 0 | 0
0 | 0 | 0 | 0 | 0 | 0 | 0 | 0 | 0 | 0 | 0 | 0 | 0 | 0 | 0 | 0 | 0 | 0 | 0 | 0 | 0 | 0 | 0 | 0 | 0 | 0 | 0 | 0 | 0 | 0 | 0 | 0 | 0 | 0 | 0 | 0 | 0 | 0 | 0 | 0 | 0 | 0 | 0 | 0 | 0 | 0 | 0 | 0 | 0 | 0 | 0 | 0 | 0 | 0 | 0 | 0 | 0 | 0 | 0 | 0 | 0 | 0 | 0 | 0 | 0 | 0 | 0 | 0 | 0 | 0 | 0 | 0 | 0 | 0 | 0
0 | 0 | 0 | 0 | 0 | 0 | 0 | 0 | 0 | 0 | 0 | 0 | 0 | 0 | 0 | 0 | 0 | 0 | 0 | 0 | 0 | 0 | 0 | 0 | 0 | 0 | 0 | 0 | 0 | 0 | 0 | 0 | 0 | 0 | 0 | 0 | 0 | 0 | 0 | 0 | 0 | 0 | 0 | 0 | 0 | 0 | 0 | 0 | 0 | 0 | 0 | 0 | 0 | 0 | 0 | 0 | 0 | 0 | 0 | 0 | 0 | 0 | 0 | 0 | 0 | 0 | 0 | 0 | 0 | 0 | 0 | 0 | 0 | 0 | 0
0 | 0 | 0 | 0 | 0 | 0 | 0 | 0 | 0 | 0 | 0 | 0 | 0 | 0 | 0 | 0 | 0 | 0 | 0 | 0 | 0 | 0 | 0 | 0 | 0 | 0 | 0 | 0 | 0 | 0 | 0 | 0 | 0 | 0 | 0 | 0 | 0 | 0 | 0 | 0 | 0 | 0 | 0 | 0 | 0 | 0 | 0 | 0 | 0 | 0 | 0 | 0 | 0 | 0 | 0 | 0 | 0 | 0 | 0 | 0 | 0 | 0 | 0 | 0 | 0 | 0 | 0 | 0 | 0 | 0 | 0 | 0 | 0 | 0 | 0
0 | 0 | 0 | 0 | 0 | 0 | 0 | 0 | 0 | 0 | 0 | 0 | 0 | 0 | 0 | 0 | 0 | 0 | 0 | 0 | 0 | 0 | 0 | 0 | 0 | 0 | 0 | 0 | 0 | 0 | 0 | 0 | 0 | 0 | 0 | 0 | 0 | 0 | 0 | 0 | 0 | 0 | 0 | 0 | 0 | 0 | 0 | 0 | 0 | 0 | 0 | 0 | 0 | 0 | 0 | 0 | 0 | 0 | 0 | 0 | 0 | 0 | 0 | 0 | 0 | 0 | 0 | 0 | 0 | 0 | 0 | 0 | 0 | 0 | 0
0 | 0 | 0 | 0 | 0 | 0 | 0 | 0 | 0 | 0 | 0 | 0 | 0 | 0 | 0 | 0 | 0 | 0 | 0 | 0 | 0 | 0 | 0 | 0 | 0 | 0 | 0 | 0 | 0 | 0 | 0 | 0 | 0 | 0 | 0 | 0 | 0 | 0 | 0 | 0 | 0 | 0 | 0 | 0 | 0 | 0 | 0 | 0 | 0 | 0 | 0 | 0 | 0 | 0 | 0 | 0 | 0 | 0 | 0 | 0 | 0 | 0 | 0 | 0 | 0 | 0 | 0 | 0 | 0 | 0 | 0 | 0 | 0 | 0 | 0
0 | 0 | 0 | 0 | 0 | 0 | 0 | 0 | 0 | 0 | 0 | 0 | 0 | 0 | 0 | 0 | 0 | 0 | 0 | 0 | 0 | 0 | 0 | 0 | 0 | 0 | 0 | 0 | 0 | 0 | 0 | 0 | 0 | 0 | 0 | 0 | 0 | 0 | 0 | 0 | 0 | 0 | 0 | 0 | 0 | 0 | 0 | 0 | 0 | 0 | 0 | 0 | 0 | 0 | 0 | 0 | 0 | 0 | 0 | 0 | 0 | 0 | 0 | 0 | 0 | 0 | 0 | 0 | 0 | 0 | 0 | 0 | 0 | 0 | 0
0 | 0 | 0 | 0 | 0 | 0 | 0 | 0 | 0 | 0 | 0 | 0 | 0 | 0 | 0 | 0 | 0 | 0 | 0 | 0 | 0 | 0 | 0 | 0 | 0 | 0 | 0 | 0 | 0 | 0 | 0 | 0 | 0 | 0 | 0 | 0 | 0 | 0 | 0 | 0 | 0 | 0 | 0 | 0 | 0 | 0 | 0 | 0 | 0 | 0 | 0 | 0 | 0 | 0 | 0 | 0 | 0 | 0 | 0 | 0 | 0 | 0 | 0 | 0 | 0 | 0 | 0 | 0 | 0 | 0 | 0 | 0 | 0 | 0 | 0
0 | 0 | 0 | 0 | 0 | 0 | 0 | 0 | 0 | 0 | 0 | 0 | 0 | 0 | 0 | 0 | 0 | 0 | 0 | 0 | 0 | 0 | 0 | 0 | 0 | 0 | 0 | 0 | 0 | 0 | 0 | 0 | 0 | 0 | 0 | 0 | 0 | 0 | 0 | 0 | 0 | 0 | 0 | 0 | 0 | 0 | 0 | 0 | 0 | 0 | 0 | 0 | 0 | 0 | 0 | 0 | 0 | 0 | 0 | 0 | 0 | 0 | 0 | 0 | 0 | 0 | 0 | 0 | 0 | 0 | 0 | 0 | 0 | 0 | 0
0 | 0 | 0 | 0 | 0 | 0 | 0 | 0 | 0 | 0 | 0 | 0 | 0 | 0 | 0 | 0 | 0 | 0 | 0 | 0 | 0 | 0 | 0 | 0 | 0 | 0 | 0 | 0 | 0 | 0 | 0 | 0 | 0 | 0 | 0 | 0 | 0 | 0 | 0 | 0 | 0 | 0 | 0 | 0 | 0 | 0 | 0 | 0 | 0 | 0 | 0 | 0 | 0 | 0 | 0 | 0 | 0 | 0 | 0 | 0 | 0 | 0 | 0 | 0 | 0 | 0 | 0 | 0 | 0 | 0 | 0 | 0 | 0 | 0 | 0
0 | 0 | 0 | 0 | 0 | 0 | 0 | 0 | 0 | 0 | 0 | 0 | 0 | 0 | 0 | 0 | 0 | 0 | 0 | 0 | 0 | 0 | 0 | 0 | 0 | 0 | 0 | 0 | 0 | 0 | 0 | 0 | 0 | 0 | 0 | 0 | 0 | 0 | 0 | 0 | 0 | 0 | 0 | 0 | 0 | 0 | 0 | 0 | 0 | 0 | 0 | 0 | 0 | 0 | 0 | 0 | 0 | 0 | 0 | 0 | 0 | 0 | 0 | 0 | 0 | 0 | 0 | 0 | 0 | 0 | 0 | 0 | 0 | 0 | 0
0 | 0 | 0 | 0 | 0 | 0 | 0 | 0 | 0 | 0 | 0 | 0 | 0 | 0 | 0 | 0 | 0 | 0 | 0 | 0 | 0 | 0 | 0 | 0 | 0 | 0 | 0 | 0 | 0 | 0 | 0 | 0 | 0 | 0 | 0 | 0 | 0 | 0 | 0 | 0 | 0 | 0 | 0 | 0 | 0 | 0 | 0 | 0 | 0 | 0 | 0 | 0 | 0 | 0 | 0 | 0 | 0 | 0 | 0 | 0 | 0 | 0 | 0 | 0 | 0 | 0 | 0 | 0 | 0 | 0 | 0 | 0 | 0 | 0 | 0
0 | 0 | 0 | 0 | 0 | 0 | 0 | 0 | 0 | 0 | 0 | 0 | 0 | 0 | 0 | 0 | 0 | 0 | 0 | 0 | 0 | 0 | 0 | 0 | 0 | 0 | 0 | 0 | 0 | 0 | 0 | 0 | 0 | 0 | 0 | 0 | 0 | 0 | 0 | 0 | 0 | 0 | 0 | 0 | 0 | 0 | 0 | 0 | 0 | 0 | 0 | 0 | 0 | 0 | 0 | 0 | 0 | 0 | 0 | 0 | 0 | 0 | 0 | 0 | 0 | 0 | 0 | 0 | 0 | 0 | 0 | 0 | 0 | 0 | 0
0 | 0 | 0 | 0 | 0 | 0 | 0 | 0 | 0 | 0 | 0 | 0 | 0 | 0 | 0 | 0 | 0 | 0 | 0 | 0 | 0 | 0 | 0 | 0 | 0 | 0 | 0 | 0 | 0 | 0 | 0 | 0 | 0 | 0 | 0 | 0 | 0 | 0 | 0 | 0 | 0 | 0 | 0 | 0 | 0 | 0 | 0 | 0 | 0 | 0 | 0 | 0 | 0 | 0 | 0 | 0 | 0 | 0 | 0 | 0 | 0 | 0 | 0 | 0 | 0 | 0 | 0 | 0 | 0 | 0 | 0 | 0 | 0 | 0 | 0
0 | 0 | 0 | 0 | 0 | 0 | 0 | 0 | 0 | 0 | 0 | 0 | 0 | 0 | 0 | 0 | 0 | 0 | 0 | 0 | 0 | 0 | 0 | 0 | 0 | 0 | 0 | 0 | 0 | 0 | 0 | 0 | 0 | 0 | 0 | 0 | 0 | 0 | 0 | 0 | 0 | 0 | 0 | 0 | 0 | 0 | 0 | 0 | 0 | 0 | 0 | 0 | 0 | 0 | 0 | 0 | 0 | 0 | 0 | 0 | 0 | 0 | 0 | 0 | 0 | 0 | 0 | 0 | 0 | 0 | 0 | 0 | 0 | 0 | 0
0 | 0 | 0 | 0 | 0 | 0 | 0 | 0 | 0 | 0 | 0 | 0 | 0 | 0 | 0 | 0 | 0 | 0 | 0 | 0 | 0 | 0 | 0 | 0 | 0 | 0 | 0 | 0 | 0 | 0 | 0 | 0 | 0 | 0 | 0 | 0 | 0 | 0 | 0 | 0 | 0 | 0 | 0 | 0 | 0 | 0 | 0 | 0 | 0 | 0 | 0 | 0 | 0 | 0 | 0 | 0 | 0 | 0 | 0 | 0 | 0 | 0 | 0 | 0 | 0 | 0 | 0 | 0 | 0 | 0 | 0 | 0 | 0 | 0 | 0
0 | 0 | 0 | 0 | 0 | 0 | 0 | 0 | 0 | 0 | 0 | 0 | 0 | 0 | 0 | 0 | 0 | 0 | 0 | 0 | 0 | 0 | 0 | 0 | 0 | 0 | 0 | 0 | 0 | 0 | 0 | 0 | 0 | 0 | 0 | 0 | 0 | 0 | 0 | 0 | 0 | 0 | 0 | 0 | 0 | 0 | 0 | 0 | 0 | 0 | 0 | 0 | 0 | 0 | 0 | 0 | 0 | 0 | 0 | 0 | 0 | 0 | 0 | 0 | 0 | 0 | 0 | 0 | 0 | 0 | 0 | 0 | 0 | 0 | 0
0 | 0 | 0 | 0 | 0 | 0 | 0 | 0 | 0 | 0 | 0 | 0 | 0 | 0 | 0 | 0 | 0 | 0 | 0 | 0 | 0 | 0 | 0 | 0 | 0 | 0 | 0 | 0 | 0 | 0 | 0 | 0 | 0 | 0 | 0 | 0 | 0 | 0 | 0 | 0 | 0 | 0 | 0 | 0 | 0 | 0 | 0 | 0 | 0 | 0 | 0 | 0 | 0 | 0 | 0 | 0 | 0 | 0 | 0 | 0 | 0 | 0 | 0 | 0 | 0 | 0 | 0 | 0 | 0 | 0 | 0 | 0 | 0 | 0 | 0
0 | 0 | 0 | 0 | 0 | 0 | 0 | 0 | 0 | 0 | 0 | 0 | 0 | 0 | 0 | 0 | 0 | 0 | 0 | 0 | 0 | 0 | 0 | 0 | 0 | 0 | 0 | 0 | 0 | 0 | 0 | 0 | 0 | 0 | 0 | 0 | 0 | 0 | 0 | 0 | 0 | 0 | 0 | 0 | 0 | 0 | 0 | 0 | 0 | 0 | 0 | 0 | 0 | 0 | 0 | 0 | 0 | 0 | 0 | 0 | 0 | 0 | 0 | 0 | 0 | 0 | 0 | 0 | 0 | 0 | 0 | 0 | 0 | 0 | 0
0 | 0 | 0 | 0 | 0 | 0 | 0 | 0 | 0 | 0 | 0 | 0 | 0 | 0 | 0 | 0 | 0 | 0 | 0 | 0 | 0 | 0 | 0 | 0 | 0 | 0 | 0 | 0 | 0 | 0 | 0 | 0 | 0 | 0 | 0 | 0 | 0 | 0 | 0 | 0 | 0 | 0 | 0 | 0 | 0 | 0 | 0 | 0 | 0 | 0 | 0 | 0 | 0 | 0 | 0 | 0 | 0 | 0 | 0 | 0 | 0 | 0 | 0 | 0 | 0 | 0 | 0 | 0 | 0 | 0 | 0 | 0 | 0 | 0 | 0
0 | 0 | 0 | 0 | 0 | 0 | 0 | 0 | 0 | 0 | 0 | 0 | 0 | 0 | 0 | 0 | 0 | 0 | 0 | 0 | 0 | 0 | 0 | 0 | 0 | 0 | 0 | 0 | 0 | 0 | 0 | 0 | 0 | 0 | 0 | 0 | 0 | 0 | 0 | 0 | 0 | 0 | 0 | 0 | 0 | 0 | 0 | 0 | 0 | 0 | 0 | 0 | 0 | 0 | 0 | 0 | 0 | 0 | 0 | 0 | 0 | 0 | 0 | 0 | 0 | 0 | 0 | 0 | 0 | 0 | 0 | 0 | 0 | 0 | 0
0 | 0 | 0 | 0 | 0 | 0 | 0 | 0 | 0 | 0 | 0 | 0 | 0 | 0 | 0 | 0 | 0 | 0 | 0 | 0 | 0 | 0 | 0 | 0 | 0 | 0 | 0 | 0 | 0 | 0 | 0 | 0 | 0 | 0 | 0 | 0 | 0 | 0 | 0 | 0 | 0 | 0 | 0 | 0 | 0 | 0 | 0 | 0 | 0 | 0 | 0 | 0 | 0 | 0 | 0 | 0 | 0 | 0 | 0 | 0 | 0 | 0 | 0 | 0 | 0 | 0 | 0 | 0 | 0 | 0 | 0 | 0 | 0 | 0 | 0
0 | 0 | 0 | 0 | 0 | 0 | 0 | 0 | 0 | 0 | 0 | 0 | 0 | 0 | 0 | 0 | 0 | 0 | 0 | 0 | 0 | 0 | 0 | 0 | 0 | 0 | 0 | 0 | 0 | 0 | 0 | 0 | 0 | 0 | 0 | 0 | 0 | 0 | 0 | 0 | 0 | 0 | 0 | 0 | 0 | 0 | 0 | 0 | 0 | 0 | 0 | 0 | 0 | 0 | 0 | 0 | 0 | 0 | 0 | 0 | 0 | 0 | 0 | 0 | 0 | 0 | 0 | 0 | 0 | 0 | 0 | 0 | 0 | 0 | 0
0 | 0 | 0 | 0 | 0 | 0 | 0 | 0 | 0 | 0 | 0 | 0 | 0 | 0 | 0 | 0 | 0 | 0 | 0 | 0 | 0 | 0 | 0 | 0 | 0 | 0 | 0 | 0 | 0 | 0 | 0 | 0 | 0 | 0 | 0 | 0 | 0 | 0 | 0 | 0 | 0 | 0 | 0 | 0 | 0 | 0 | 0 | 0 | 0 | 0 | 0 | 0 | 0 | 0 | 0 | 0 | 0 | 0 | 0 | 0 | 0 | 0 | 0 | 0 | 0 | 0 | 0 | 0 | 0 | 0 | 0 | 0 | 0 | 0 | 0
0 | 0 | 0 | 0 | 0 | 0 | 0 | 0 | 0 | 0 | 0 | 0 | 0 | 0 | 0 | 0 | 0 | 0 | 0 | 0 | 0 | 0 | 0 | 0 | 0 | 0 | 0 | 0 | 0 | 0 | 0 | 0 | 0 | 0 | 0 | 0 | 0 | 0 | 0 | 0 | 0 | 0 | 0 | 0 | 0 | 0 | 0 | 0 | 0 | 0 | 0 | 0 | 0 | 0 | 0 | 0 | 0 | 0 | 0 | 0 | 0 | 0 | 0 | 0 | 0 | 0 | 0 | 0 | 0 | 0 | 0 | 0 | 0 | 0 | 0
0 | 0 | 0 | 0 | 0 | 0 | 0 | 0 | 0 | 0 | 0 | 0 | 0 | 0 | 0 | 0 | 0 | 0 | 0 | 0 | 0 | 0 | 0 | 0 | 0 | 0 | 0 | 0 | 0 | 0 | 0 | 0 | 0 | 0 | 0 | 0 | 0 | 0 | 0 | 0 | 0 | 0 | 0 | 0 | 0 | 0 | 0 | 0 | 0 | 0 | 0 | 0 | 0 | 0 | 0 | 0 | 0 | 0 | 0 | 0 | 0 | 0 | 0 | 0 | 0 | 0 | 0 | 0 | 0 | 0 | 0 | 0 | 0 | 0 | 0
0 | 0 | 0 | 0 | 0 | 0 | 0 | 0 | 0 | 0 | 0 | 0 | 0 | 0 | 0 | 0 | 0 | 0 | 0 | 0 | 0 | 0 | 0 | 0 | 0 | 0 | 0 | 0 | 0 | 0 | 0 | 0 | 0 | 0 | 0 | 0 | 0 | 0 | 0 | 0 | 0 | 0 | 0 | 0 | 0 | 0 | 0 | 0 | 0 | 0 | 0 | 0 | 0 | 0 | 0 | 0 | 0 | 0 | 0 | 0 | 0 | 0 | 0 | 0 | 0 | 0 | 0 | 0 | 0 | 0 | 0 | 0 | 0 | 0 | 0
0 | 0 | 0 | 0 | 0 | 0 | 0 | 0 | 0 | 0 | 0 | 0 | 0 | 0 | 0 | 0 | 0 | 0 | 0 | 0 | 0 | 0 | 0 | 0 | 0 | 0 | 0 | 0 | 0 | 0 | 0 | 0 | 0 | 0 | 0 | 0 | 0 | 0 | 0 | 0 | 0 | 0 | 0 | 0 | 0 | 0 | 0 | 0 | 0 | 0 | 0 | 0 | 0 | 0 | 0 | 0 | 0 | 0 | 0 | 0 | 0 | 0 | 0 | 0 | 0 | 0 | 0 | 0 | 0 | 0 | 0 | 0 | 0 | 0 | 0
0 | 0 | 0 | 0 | 0 | 0 | 0 | 0 | 0 | 0 | 0 | 0 | 0 | 0 | 0 | 0 | 0 | 0 | 0 | 0 | 0 | 0 | 0 | 0 | 0 | 0 | 0 | 0 | 0 | 0 | 0 | 0 | 0 | 0 | 0 | 0 | 0 | 0 | 0 | 0 | 0 | 0 | 0 | 0 | 0 | 0 | 0 | 0 | 0 | 0 | 0 | 0 | 0 | 0 | 0 | 0 | 0 | 0 | 0 | 0 | 0 | 0 | 0 | 0 | 0 | 0 | 0 | 0 | 0 | 0 | 0 | 0 | 0 | 0 | 0
0 | 0 | 0 | 0 | 0 | 0 | 0 | 0 | 0 | 0 | 0 | 0 | 0 | 0 | 0 | 0 | 0 | 0 | 0 | 0 | 0 | 0 | 0 | 0 | 0 | 0 | 0 | 0 | 0 | 0 | 0 | 0 | 0 | 0 | 0 | 0 | 0 | 0 | 0 | 0 | 0 | 0 | 0 | 0 | 0 | 0 | 0 | 0 | 0 | 0 | 0 | 0 | 0 | 0 | 0 | 0 | 0 | 0 | 0 | 0 | 0 | 0 | 0 | 0 | 0 | 0 | 0 | 0 | 0 | 0 | 0 | 0 | 0 | 0 | 0
0 | 0 | 0 | 0 | 0 | 0 | 0 | 0 | 0 | 0 | 0 | 0 | 0 | 0 | 0 | 0 | 0 | 0 | 0 | 0 | 0 | 0 | 0 | 0 | 0 | 0 | 0 | 0 | 0 | 0 | 0 | 0 | 0 | 0 | 0 | 0 | 0 | 0 | 0 | 0 | 0 | 0 | 0 | 0 | 0 | 0 | 0 | 0 | 0 | 0 | 0 | 0 | 0 | 0 | 0 | 0 | 0 | 0 | 0 | 0 | 0 | 0 | 0 | 0 | 0 | 0 | 0 | 0 | 0 | 0 | 0 | 0 | 0 | 0 | 0
0 | 0 | 0 | 0 | 0 | 0 | 0 | 0 | 0 | 0 | 0 | 0 | 0 | 0 | 0 | 0 | 0 | 0 | 0 | 0 | 0 | 0 | 0 | 0 | 0 | 0 | 0 | 0 | 0 | 0 | 0 | 0 | 0 | 0 | 0 | 0 | 0 | 0 | 0 | 0 | 0 | 0 | 0 | 0 | 0 | 0 | 0 | 0 | 0 | 0 | 0 | 0 | 0 | 0 | 0 | 0 | 0 | 0 | 0 | 0 | 0 | 0 | 0 | 0 | 0 | 0 | 0 | 0 | 0 | 0 | 0 | 0 | 0 | 0 | 0
0 | 0 | 0 | 0 | 0 | 0 | 0 | 0 | 0 | 0 | 0 | 0 | 0 | 0 | 0 | 0 | 0 | 0 | 0 | 0 | 0 | 0 | 0 | 0 | 0 | 0 | 0 | 0 | 0 | 0 | 0 | 0 | 0 | 0 | 0 | 0 | 0 | 0 | 0 | 0 | 0 | 0 | 0 | 0 | 0 | 0 | 0 | 0 | 0 | 0 | 0 | 0 | 0 | 0 | 0 | 0 | 0 | 0 | 0 | 0 | 0 | 0 | 0 | 0 | 0 | 0 | 0 | 0 | 0 | 0 | 0 | 0 | 0 | 0 | 0
0 | 0 | 0 | 0 | 0 | 0 | 0 | 0 | 0 | 0 | 0 | 0 | 0 | 0 | 0 | 0 | 0 | 0 | 0 | 0 | 0 | 0 | 0 | 0 | 0 | 0 | 0 | 0 | 0 | 0 | 0 | 0 | 0 | 0 | 0 | 0 | 0 | 0 | 0 | 0 | 0 | 0 | 0 | 0 | 0 | 0 | 0 | 0 | 0 | 0 | 0 | 0 | 0 | 0 | 0 | 0 | 0 | 0 | 0 | 0 | 0 | 0 | 0 | 0 | 0 | 0 | 0 | 0 | 0 | 0 | 0 | 0 | 0 | 0 | 0
0 | 0 | 0 | 0 | 0 | 0 | 0 | 0 | 0 | 0 | 0 | 0 | 0 | 0 | 0 | 0 | 0 | 0 | 0 | 0 | 0 | 0 | 0 | 0 | 0 | 0 | 0 | 0 | 0 | 0 | 0 | 0 | 0 | 0 | 0 | 0 | 0 | 0 | 0 | 0 | 0 | 0 | 0 | 0 | 0 | 0 | 0 | 0 | 0 | 0 | 0 | 0 | 0 | 0 | 0 | 0 | 0 | 0 | 0 | 0 | 0 | 0 | 0 | 0 | 0 | 0 | 0 | 0 | 0 | 0 | 0 | 0 | 0 | 0 | 0
0 | 0 | 0 | 0 | 0 | 0 | 0 | 0 | 0 | 0 | 0 | 0 | 0 | 0 | 0 | 0 | 0 | 0 | 0 | 0 | 0 | 0 | 0 | 0 | 0 | 0 | 0 | 0 | 0 | 0 | 0 | 0 | 0 | 0 | 0 | 0 | 0 | 0 | 0 | 0 | 0 | 0 | 0 | 0 | 0 | 0 | 0 | 0 | 0 | 0 | 0 | 0 | 0 | 0 | 0 | 0 | 0 | 0 | 0 | 0 | 0 | 0 | 0 | 0 | 0 | 0 | 0 | 0 | 0 | 0 | 0 | 0 | 0 | 0 | 0
0 | 0 | 0 | 0 | 0 | 0 | 0 | 0 | 0 | 0 | 0 | 0 | 0 | 0 | 0 | 0 | 0 | 0 | 0 | 0 | 0 | 0 | 0 | 0 | 0 | 0 | 0 | 0 | 0 | 0 | 0 | 0 | 0 | 0 | 0 | 0 | 0 | 0 | 0 | 0 | 0 | 0 | 0 | 0 | 0 | 0 | 0 | 0 | 0 | 0 | 0 | 0 | 0 | 0 | 0 | 0 | 0 | 0 | 0 | 0 | 0 | 0 | 0 | 0 | 0 | 0 | 0 | 0 | 0 | 0 | 0 | 0 | 0 | 0 | 0
0 | 0 | 0 | 0 | 0 | 0 | 0 | 0 | 0 | 0 | 0 | 0 | 0 | 0 | 0 | 0 | 0 | 0 | 0 | 0 | 0 | 0 | 0 | 0 | 0 | 0 | 0 | 0 | 0 | 0 | 0 | 0 | 0 | 0 | 0 | 0 | 0 | 0 | 0 | 0 | 0 | 0 | 0 | 0 | 0 | 0 | 0 | 0 | 0 | 0 | 0 | 0 | 0 | 0 | 0 | 0 | 0 | 0 | 0 | 0 | 0 | 0 | 0 | 0 | 0 | 0 | 0 | 0 | 0 | 0 | 0 | 0 | 0 | 0 | 0
0 | 0 | 0 | 0 | 0 | 0 | 0 | 0 | 0 | 0 | 0 | 0 | 0 | 0 | 0 | 0 | 0 | 0 | 0 | 0 | 0 | 0 | 0 | 0 | 0 | 0 | 0 | 0 | 0 | 0 | 0 | 0 | 0 | 0 | 0 | 0 | 0 | 0 | 0 | 0 | 0 | 0 | 0 | 0 | 0 | 0 | 0 | 0 | 0 | 0 | 0 | 0 | 0 | 0 | 0 | 0 | 0 | 0 | 0 | 0 | 0 | 0 | 0 | 0 | 0 | 0 | 0 | 0 | 0 | 0 | 0 | 0 | 0 | 0 | 0
0 | 0 | 0 | 0 | 0 | 0 | 0 | 0 | 0 | 0 | 0 | 0 | 0 | 0 | 0 | 0 | 0 | 0 | 0 | 0 | 0 | 0 | 0 | 0 | 0 | 0 | 0 | 0 | 0 | 0 | 0 | 0 | 0 | 0 | 0 | 0 | 0 | 0 | 0 | 0 | 0 | 0 | 0 | 0 | 0 | 0 | 0 | 0 | 0 | 0 | 0 | 0 | 0 | 0 | 0 | 0 | 0 | 0 | 0 | 0 | 0 | 0 | 0 | 0 | 0 | 0 | 0 | 0 | 0 | 0 | 0 | 0 | 0 | 0 | 0
0 | 0 | 0 | 0 | 0 | 0 | 0 | 0 | 0 | 0 | 0 | 0 | 0 | 0 | 0 | 0 | 0 | 0 | 0 | 0 | 0 | 0 | 0 | 0 | 0 | 0 | 0 | 0 | 0 | 0 | 0 | 0 | 0 | 0 | 0 | 0 | 0 | 0 | 0 | 0 | 0 | 0 | 0 | 0 | 0 | 0 | 0 | 0 | 0 | 0 | 0 | 0 | 0 | 0 | 0 | 0 | 0 | 0 | 0 | 0 | 0 | 0 | 0 | 0 | 0 | 0 | 0 | 0 | 0 | 0 | 0 | 0 | 0 | 0 | 0
0 | 0 | 0 | 0 | 0 | 0 | 0 | 0 | 0 | 0 | 0 | 0 | 0 | 0 | 0 | 0 | 0 | 0 | 0 | 0 | 0 | 0 | 0 | 0 | 0 | 0 | 0 | 0 | 0 | 0 | 0 | 0 | 0 | 0 | 0 | 0 | 0 | 0 | 0 | 0 | 0 | 0 | 0 | 0 | 0 | 0 | 0 | 0 | 0 | 0 | 0 | 0 | 0 | 0 | 0 | 0 | 0 | 0 | 0 | 0 | 0 | 0 | 0 | 0 | 0 | 0 | 0 | 0 | 0 | 0 | 0 | 0 | 0 | 0 | 0
0 | 0 | 0 | 0 | 0 | 0 | 0 | 0 | 0 | 0 | 0 | 0 | 0 | 0 | 0 | 0 | 0 | 0 | 0 | 0 | 0 | 0 | 0 | 0 | 0 | 0 | 0 | 0 | 0 | 0 | 0 | 0 | 0 | 0 | 0 | 0 | 0 | 0 | 0 | 0 | 0 | 0 | 0 | 0 | 0 | 0 | 0 | 0 | 0 | 0 | 0 | 0 | 0 | 0 | 0 | 0 | 0 | 0 | 0 | 0 | 0 | 0 | 0 | 0 | 0 | 0 | 0 | 0 | 0 | 0 | 0 | 0 | 0 | 0 | 0
0 | 0 | 0 | 0 | 0 | 0 | 0 | 0 | 0 | 0 | 0 | 0 | 0 | 0 | 0 | 0 | 0 | 0 | 0 | 0 | 0 | 0 | 0 | 0 | 0 | 0 | 0 | 0 | 0 | 0 | 0 | 0 | 0 | 0 | 0 | 0 | 0 | 0 | 0 | 0 | 0 | 0 | 0 | 0 | 0 | 0 | 0 | 0 | 0 | 0 | 0 | 0 | 0 | 0 | 0 | 0 | 0 | 0 | 0 | 0 | 0 | 0 | 0 | 0 | 0 | 0 | 0 | 0 | 0 | 0 | 0 | 0 | 0 | 0 | 0
0 | 0 | 0 | 0 | 0 | 0 | 0 | 0 | 0 | 0 | 0 | 0 | 0 | 0 | 0 | 0 | 0 | 0 | 0 | 0 | 0 | 0 | 0 | 0 | 0 | 0 | 0 | 0 | 0 | 0 | 0 | 0 | 0 | 0 | 0 | 0 | 0 | 0 | 0 | 0 | 0 | 0 | 0 | 0 | 0 | 0 | 0 | 0 | 0 | 0 | 0 | 0 | 0 | 0 | 0 | 0 | 0 | 0 | 0 | 0 | 0 | 0 | 0 | 0 | 0 | 0 | 0 | 0 | 0 | 0 | 0 | 0 | 0 | 0 | 0
0 | 0 | 0 | 0 | 0 | 0 | 0 | 0 | 0 | 0 | 0 | 0 | 0 | 0 | 0 | 0 | 0 | 0 | 0 | 0 | 0 | 0 | 0 | 0 | 0 | 0 | 0 | 0 | 0 | 0 | 0 | 0 | 0 | 0 | 0 | 0 | 0 | 0 | 0 | 0 | 0 | 0 | 0 | 0 | 0 | 0 | 0 | 0 | 0 | 0 | 0 | 0 | 0 | 0 | 0 | 0 | 0 | 0 | 0 | 0 | 0 | 0 | 0 | 0 | 0 | 0 | 0 | 0 | 0 | 0 | 0 | 0 | 0 | 0 | 0
0 | 0 | 0 | 0 | 0 | 0 | 0 | 0 | 0 | 0 | 0 | 0 | 0 | 0 | 0 | 0 | 0 | 0 | 0 | 0 | 0 | 0 | 0 | 0 | 0 | 0 | 0 | 0 | 0 | 0 | 0 | 0 | 0 | 0 | 0 | 0 | 0 | 0 | 0 | 0 | 0 | 0 | 0 | 0 | 0 | 0 | 0 | 0 | 0 | 0 | 0 | 0 | 0 | 0 | 0 | 0 | 0 | 0 | 0 | 0 | 0 | 0 | 0 | 0 | 0 | 0 | 0 | 0 | 0 | 0 | 0 | 0 | 0 | 0 | 0
0 | 0 | 0 | 0 | 0 | 0 | 0 | 0 | 0 | 0 | 0 | 0 | 0 | 0 | 0 | 0 | 0 | 0 | 0 | 0 | 0 | 0 | 0 | 0 | 0 | 0 | 0 | 0 | 0 | 0 | 0 | 0 | 0 | 0 | 0 | 0 | 0 | 0 | 0 | 0 | 0 | 0 | 0 | 0 | 0 | 0 | 0 | 0 | 0 | 0 | 0 | 0 | 0 | 0 | 0 | 0 | 0 | 0 | 0 | 0 | 0 | 0 | 0 | 0 | 0 | 0 | 0 | 0 | 0 | 0 | 0 | 0 | 0 | 0 | 0
0 | 0 | 0 | 0 | 0 | 0 | 0 | 0 | 0 | 0 | 0 | 0 | 0 | 0 | 0 | 0 | 0 | 0 | 0 | 0 | 0 | 0 | 0 | 0 | 0 | 0 | 0 | 0 | 0 | 0 | 0 | 0 | 0 | 0 | 0 | 0 | 0 | 0 | 0 | 0 | 0 | 0 | 0 | 0 | 0 | 0 | 0 | 0 | 0 | 0 | 0 | 0 | 0 | 0 | 0 | 0 | 0 | 0 | 0 | 0 | 0 | 0 | 0 | 0 | 0 | 0 | 0 | 0 | 0 | 0 | 0 | 0 | 0 | 0 | 0
0 | 0 | 0 | 0 | 0 | 0 | 0 | 0 | 0 | 0 | 0 | 0 | 0 | 0 | 0 | 0 | 0 | 0 | 0 | 0 | 0 | 0 | 0 | 0 | 0 | 0 | 0 | 0 | 0 | 0 | 0 | 0 | 0 | 0 | 0 | 0 | 0 | 0 | 0 | 0 | 0 | 0 | 0 | 0 | 0 | 0 | 0 | 0 | 0 | 0 | 0 | 0 | 0 | 0 | 0 | 0 | 0 | 0 | 0 | 0 | 0 | 0 | 0 | 0 | 0 | 0 | 0 | 0 | 0 | 0 | 0 | 0 | 0 | 0 | 0
0 | 0 | 0 | 0 | 0 | 0 | 0 | 0 | 0 | 0 | 0 | 0 | 0 | 0 | 0 | 0 | 0 | 0 | 0 | 0 | 0 | 0 | 0 | 0 | 0 | 0 | 0 | 0 | 0 | 0 | 0 | 0 | 0 | 0 | 0 | 0 | 0 | 0 | 0 | 0 | 0 | 0 | 0 | 0 | 0 | 0 | 0 | 0 | 0 | 0 | 0 | 0 | 0 | 0 | 0 | 0 | 0 | 0 | 0 | 0 | 0 | 0 | 0 | 0 | 0 | 0 | 0 | 0 | 0 | 0 | 0 | 0 | 0 | 0 | 0
0 | 0 | 0 | 0 | 0 | 0 | 0 | 0 | 0 | 0 | 0 | 0 | 0 | 0 | 0 | 0 | 0 | 0 | 0 | 0 | 0 | 0 | 0 | 0 | 0 | 0 | 0 | 0 | 0 | 0 | 0 | 0 | 0 | 0 | 0 | 0 | 0 | 0 | 0 | 0 | 0 | 0 | 0 | 0 | 0 | 0 | 0 | 0 | 0 | 0 | 0 | 0 | 0 | 0 | 0 | 0 | 0 | 0 | 0 | 0 | 0 | 0 | 0 | 0 | 0 | 0 | 0 | 0 | 0 | 0 | 0 | 0 | 0 | 0 | 0
0 | 0 | 0 | 0 | 0 | 0 | 0 | 0 | 0 | 0 | 0 | 0 | 0 | 0 | 0 | 0 | 0 | 0 | 0 | 0 | 0 | 0 | 0 | 0 | 0 | 0 | 0 | 0 | 0 | 0 | 0 | 0 | 0 | 0 | 0 | 0 | 0 | 0 | 0 | 0 | 0 | 0 | 0 | 0 | 0 | 0 | 0 | 0 | 0 | 0 | 0 | 0 | 0 | 0 | 0 | 0 | 0 | 0 | 0 | 0 | 0 | 0 | 0 | 0 | 0 | 0 | 0 | 0 | 0 | 0 | 0 | 0 | 0 | 0 | 0
0 | 0 | 0 | 0 | 0 | 0 | 0 | 0 | 0 | 0 | 0 | 0 | 0 | 0 | 0 | 0 | 0 | 0 | 0 | 0 | 0 | 0 | 0 | 0 | 0 | 0 | 0 | 0 | 0 | 0 | 0 | 0 | 0 | 0 | 0 | 0 | 0 | 0 | 0 | 0 | 0 | 0 | 0 | 0 | 0 | 0 | 0 | 0 | 0 | 0 | 0 | 0 | 0 | 0 | 0 | 0 | 0 | 0 | 0 | 0 | 0 | 0 | 0 | 0 | 0 | 0 | 0 | 0 | 0 | 0 | 0 | 0 | 0 | 0 | 0
0 | 0 | 0 | 0 | 0 | 0 | 0 | 0 | 0 | 0 | 0 | 0 | 0 | 0 | 0 | 0 | 0 | 0 | 0 | 0 | 0 | 0 | 0 | 0 | 0 | 0 | 0 | 0 | 0 | 0 | 0 | 0 | 0 | 0 | 0 | 0 | 0 | 0 | 0 | 0 | 0 | 0 | 0 | 0 | 0 | 0 | 0 | 0 | 0 | 0 | 0 | 0 | 0 | 0 | 0 | 0 | 0 | 0 | 0 | 0 | 0 | 0 | 0 | 0 | 0 | 0 | 0 | 0 | 0 | 0 | 0 | 0 | 0 | 0 | 0
0 | 0 | 0 | 0 | 0 | 0 | 0 | 0 | 0 | 0 | 0 | 0 | 0 | 0 | 0 | 0 | 0 | 0 | 0 | 0 | 0 | 0 | 0 | 0 | 0 | 0 | 0 | 0 | 0 | 0 | 0 | 0 | 0 | 0 | 0 | 0 | 0 | 0 | 0 | 0 | 0 | 0 | 0 | 0 | 0 | 0 | 0 | 0 | 0 | 0 | 0 | 0 | 0 | 0 | 0 | 0 | 0 | 0 | 0 | 0 | 0 | 0 | 0 | 0 | 0 | 0 | 0 | 0 | 0 | 0 | 0 | 0 | 0 | 0 | 0
0 | 0 | 0 | 0 | 0 | 0 | 0 | 0 | 0 | 0 | 0 | 0 | 0 | 0 | 0 | 0 | 0 | 0 | 0 | 0 | 0 | 0 | 0 | 0 | 0 | 0 | 0 | 0 | 0 | 0 | 0 | 0 | 0 | 0 | 0 | 0 | 0 | 0 | 0 | 0 | 0 | 0 | 0 | 0 | 0 | 0 | 0 | 0 | 0 | 0 | 0 | 0 | 0 | 0 | 0 | 0 | 0 | 0 | 0 | 0 | 0 | 0 | 0 | 0 | 0 | 0 | 0 | 0 | 0 | 0 | 0 | 0 | 0 | 0 | 0
0 | 0 | 0 | 0 | 0 | 0 | 0 | 0 | 0 | 0 | 0 | 0 | 0 | 0 | 0 | 0 | 0 | 0 | 0 | 0 | 0 | 0 | 0 | 0 | 0 | 0 | 0 | 0 | 0 | 0 | 0 | 0 | 0 | 0 | 0 | 0 | 0 | 0 | 0 | 0 | 0 | 0 | 0 | 0 | 0 | 0 | 0 | 0 | 0 | 0 | 0 | 0 | 0 | 0 | 0 | 0 | 0 | 0 | 0 | 0 | 0 | 0 | 0 | 0 | 0 | 0 | 0 | 0 | 0 | 0 | 0 | 0 | 0 | 0 | 0
0 | 0 | 0 | 0 | 0 | 0 | 0 | 0 | 0 | 0 | 0 | 0 | 0 | 0 | 0 | 0 | 0 | 0 | 0 | 0 | 0 | 0 | 0 | 0 | 0 | 0 | 0 | 0 | 0 | 0 | 0 | 0 | 0 | 0 | 0 | 0 | 0 | 0 | 0 | 0 | 0 | 0 | 0 | 0 | 0 | 0 | 0 | 0 | 0 | 0 | 0 | 0 | 0 | 0 | 0 | 0 | 0 | 0 | 0 | 0 | 0 | 0 | 0 | 0 | 0 | 0 | 0 | 0 | 0 | 0 | 0 | 0 | 0 | 0 | 0
0 | 0 | 0 | 0 | 0 | 0 | 0 | 0 | 0 | 0 | 0 | 0 | 0 | 0 | 0 | 0 | 0 | 0 | 0 | 0 | 0 | 0 | 0 | 0 | 0 | 0 | 0 | 0 | 0 | 0 | 0 | 0 | 0 | 0 | 0 | 0 | 0 | 0 | 0 | 0 | 0 | 0 | 0 | 0 | 0 | 0 | 0 | 0 | 0 | 0 | 0 | 0 | 0 | 0 | 0 | 0 | 0 | 0 | 0 | 0 | 0 | 0 | 0 | 0 | 0 | 0 | 0 | 0 | 0 | 0 | 0 | 0 | 0 | 0 | 0
0 | 0 | 0 | 0 | 0 | 0 | 0 | 0 | 0 | 0 | 0 | 0 | 0 | 0 | 0 | 0 | 0 | 0 | 0 | 0 | 0 | 0 | 0 | 0 | 0 | 0 | 0 | 0 | 0 | 0 | 0 | 0 | 0 | 0 | 0 | 0 | 0 | 0 | 0 | 0 | 0 | 0 | 0 | 0 | 0 | 0 | 0 | 0 | 0 | 0 | 0 | 0 | 0 | 0 | 0 | 0 | 0 | 0 | 0 | 0 | 0 | 0 | 0 | 0 | 0 | 0 | 0 | 0 | 0 | 0 | 0 | 0 | 0 | 0 | 0
0 | 0 | 0 | 0 | 0 | 0 | 0 | 0 | 0 | 0 | 0 | 0 | 0 | 0 | 0 | 0 | 0 | 0 | 0 | 0 | 0 | 0 | 0 | 0 | 0 | 0 | 0 | 0 | 0 | 0 | 0 | 0 | 0 | 0 | 0 | 0 | 0 | 0 | 0 | 0 | 0 | 0 | 0 | 0 | 0 | 0 | 0 | 0 | 0 | 0 | 0 | 0 | 0 | 0 | 0 | 0 | 0 | 0 | 0 | 0 | 0 | 0 | 0 | 0 | 0 | 0 | 0 | 0 | 0 | 0 | 0 | 0 | 0 | 0 | 0
0 | 0 | 0 | 0 | 0 | 0 | 0 | 0 | 0 | 0 | 0 | 0 | 0 | 0 | 0 | 0 | 0 | 0 | 0 | 0 | 0 | 0 | 0 | 0 | 0 | 0 | 0 | 0 | 0 | 0 | 0 | 0 | 0 | 0 | 0 | 0 | 0 | 0 | 0 | 0 | 0 | 0 | 0 | 0 | 0 | 0 | 0 | 0 | 0 | 0 | 0 | 0 | 0 | 0 | 0 | 0 | 0 | 0 | 0 | 0 | 0 | 0 | 0 | 0 | 0 | 0 | 0 | 0 | 0 | 0 | 0 | 0 | 0 | 0 | 0
0 | 0 | 0 | 0 | 0 | 0 | 0 | 0 | 0 | 0 | 0 | 0 | 0 | 0 | 0 | 0 | 0 | 0 | 0 | 0 | 0 | 0 | 0 | 0 | 0 | 0 | 0 | 0 | 0 | 0 | 0 | 0 | 0 | 0 | 0 | 0 | 0 | 0 | 0 | 0 | 0 | 0 | 0 | 0 | 0 | 0 | 0 | 0 | 0 | 0 | 0 | 0 | 0 | 0 | 0 | 0 | 0 | 0 | 0 | 0 | 0 | 0 | 0 | 0 | 0 | 0 | 0 | 0 | 0 | 0 | 0 | 0 | 0 | 0 | 0
0 | 0 | 0 | 0 | 0 | 0 | 0 | 0 | 0 | 0 | 0 | 0 | 0 | 0 | 0 | 0 | 0 | 0 | 0 | 0 | 0 | 0 | 0 | 0 | 0 | 0 | 0 | 0 | 0 | 0 | 0 | 0 | 0 | 0 | 0 | 0 | 0 | 0 | 0 | 0 | 0 | 0 | 0 | 0 | 0 | 0 | 0 | 0 | 0 | 0 | 0 | 0 | 0 | 0 | 0 | 0 | 0 | 0 | 0 | 0 | 0 | 0 | 0 | 0 | 0 | 0 | 0 | 0 | 0 | 0 | 0 | 0 | 0 | 0 | 0
0 | 0 | 0 | 0 | 0 | 0 | 0 | 0 | 0 | 0 | 0 | 0 | 0 | 0 | 0 | 0 | 0 | 0 | 0 | 0 | 0 | 0 | 0 | 0 | 0 | 0 | 0 | 0 | 0 | 0 | 0 | 0 | 0 | 0 | 0 | 0 | 0 | 0 | 0 | 0 | 0 | 0 | 0 | 0 | 0 | 0 | 0 | 0 | 0 | 0 | 0 | 0 | 0 | 0 | 0 | 0 | 0 | 0 | 0 | 0 | 0 | 0 | 0 | 0 | 0 | 0 | 0 | 0 | 0 | 0 | 0 | 0 | 0 | 0 | 0
0 | 0 | 0 | 0 | 0 | 0 | 0 | 0 | 0 | 0 | 0 | 0 | 0 | 0 | 0 | 0 | 0 | 0 | 0 | 0 | 0 | 0 | 0 | 0 | 0 | 0 | 0 | 0 | 0 | 0 | 0 | 0 | 0 | 0 | 0 | 0 | 0 | 0 | 0 | 0 | 0 | 0 | 0 | 0 | 0 | 0 | 0 | 0 | 0 | 0 | 0 | 0 | 0 | 0 | 0 | 0 | 0 | 0 | 0 | 0 | 0 | 0 | 0 | 0 | 0 | 0 | 0 | 0 | 0 | 0 | 0 | 0 | 0 | 0 | 0
0 | 0 | 0 | 0 | 0 | 0 | 0 | 0 | 0 | 0 | 0 | 0 | 0 | 0 | 0 | 0 | 0 | 0 | 0 | 0 | 0 | 0 | 0 | 0 | 0 | 0 | 0 | 0 | 0 | 0 | 0 | 0 | 0 | 0 | 0 | 0 | 0 | 0 | 0 | 0 | 0 | 0 | 0 | 0 | 0 | 0 | 0 | 0 | 0 | 0 | 0 | 0 | 0 | 0 | 0 | 0 | 0 | 0 | 0 | 0 | 0 | 0 | 0 | 0 | 0 | 0 | 0 | 0 | 0 | 0 | 0 | 0 | 0 | 0 | 0
0 | 0 | 0 | 0 | 0 | 0 | 0 | 0 | 0 | 0 | 0 | 0 | 0 | 0 | 0 | 0 | 0 | 0 | 0 | 0 | 0 | 0 | 0 | 0 | 0 | 0 | 0 | 0 | 0 | 0 | 0 | 0 | 0 | 0 | 0 | 0 | 0 | 0 | 0 | 0 | 0 | 0 | 0 | 0 | 0 | 0 | 0 | 0 | 0 | 0 | 0 | 0 | 0 | 0 | 0 | 0 | 0 | 0 | 0 | 0 | 0 | 0 | 0 | 0 | 0 | 0 | 0 | 0 | 0 | 0 | 0 | 0 | 0 | 0 | 0
0 | 0 | 0 | 0 | 0 | 0 | 0 | 0 | 0 | 0 | 0 | 0 | 0 | 0 | 0 | 0 | 0 | 0 | 0 | 0 | 0 | 0 | 0 | 0 | 0 | 0 | 0 | 0 | 0 | 0 | 0 | 0 | 0 | 0 | 0 | 0 | 0 | 0 | 0 | 0 | 0 | 0 | 0 | 0 | 0 | 0 | 0 | 0 | 0 | 0 | 0 | 0 | 0 | 0 | 0 | 0 | 0 | 0 | 0 | 0 | 0 | 0 | 0 | 0 | 0 | 0 | 0 | 0 | 0 | 0 | 0 | 0 | 0 | 0 | 0
0 | 0 | 0 | 0 | 0 | 0 | 0 | 0 | 0 | 0 | 0 | 0 | 0 | 0 | 0 | 0 | 0 | 0 | 0 | 0 | 0 | 0 | 0 | 0 | 0 | 0 | 0 | 0 | 0 | 0 | 0 | 0 | 0 | 0 | 0 | 0 | 0 | 0 | 0 | 0 | 0 | 0 | 0 | 0 | 0 | 0 | 0 | 0 | 0 | 0 | 0 | 0 | 0 | 0 | 0 | 0 | 0 | 0 | 0 | 0 | 0 | 0 | 0 | 0 | 0 | 0 | 0 | 0 | 0 | 0 | 0 | 0 | 0 | 0 | 0
0 | 0 | 0 | 0 | 0 | 0 | 0 | 0 | 0 | 0 | 0 | 0 | 0 | 0 | 0 | 0 | 0 | 0 | 0 | 0 | 0 | 0 | 0 | 0 | 0 | 0 | 0 | 0 | 0 | 0 | 0 | 0 | 0 | 0 | 0 | 0 | 0 | 0 | 0 | 0 | 0 | 0 | 0 | 0 | 0 | 0 | 0 | 0 | 0 | 0 | 0 | 0 | 0 | 0 | 0 | 0 | 0 | 0 | 0 | 0 | 0 | 0 | 0 | 0 | 0 | 0 | 0 | 0 | 0 | 0 | 0 | 0 | 0 | 0 | 0
0 | 0 | 0 | 0 | 0 | 0 | 0 | 0 | 0 | 0 | 0 | 0 | 0 | 0 | 0 | 0 | 0 | 0 | 0 | 0 | 0 | 0 | 0 | 0 | 0 | 0 | 0 | 0 | 0 | 0 | 0 | 0 | 0 | 0 | 0 | 0 | 0 | 0 | 0 | 0 | 0 | 0 | 0 | 0 | 0 | 0 | 0 | 0 | 0 | 0 | 0 | 0 | 0 | 0 | 0 | 0 | 0 | 0 | 0 | 0 | 0 | 0 | 0 | 0 | 0 | 0 | 0 | 0 | 0 | 0 | 0 | 0 | 0 | 0 | 0
0 | 0 | 0 | 0 | 0 | 0 | 0 | 0 | 0 | 0 | 0 | 0 | 0 | 0 | 0 | 0 | 0 | 0 | 0 | 0 | 0 | 0 | 0 | 0 | 0 | 0 | 0 | 0 | 0 | 0 | 0 | 0 | 0 | 0 | 0 | 0 | 0 | 0 | 0 | 0 | 0 | 0 | 0 | 0 | 0 | 0 | 0 | 0 | 0 | 0 | 0 | 0 | 0 | 0 | 0 | 0 | 0 | 0 | 0 | 0 | 0 | 0 | 0 | 0 | 0 | 0 | 0 | 0 | 0 | 0 | 0 | 0 | 0 | 0 | 0
0 | 0 | 0 | 0 | 0 | 0 | 0 | 0 | 0 | 0 | 0 | 0 | 0 | 0 | 0 | 0 | 0 | 0 | 0 | 0 | 0 | 0 | 0 | 0 | 0 | 0 | 0 | 0 | 0 | 0 | 0 | 0 | 0 | 0 | 0 | 0 | 0 | 0 | 0 | 0 | 0 | 0 | 0 | 0 | 0 | 0 | 0 | 0 | 0 | 0 | 0 | 0 | 0 | 0 | 0 | 0 | 0 | 0 | 0 | 0 | 0 | 0 | 0 | 0 | 0 | 0 | 0 | 0 | 0 | 0 | 0 | 0 | 0 | 0 | 0
0 | 0 | 0 | 0 | 0 | 0 | 0 | 0 | 0 | 0 | 0 | 0 | 0 | 0 | 0 | 0 | 0 | 0 | 0 | 0 | 0 | 0 | 0 | 0 | 0 | 0 | 0 | 0 | 0 | 0 | 0 | 0 | 0 | 0 | 0 | 0 | 0 | 0 | 0 | 0 | 0 | 0 | 0 | 0 | 0 | 0 | 0 | 0 | 0 | 0 | 0 | 0 | 0 | 0 | 0 | 0 | 0 | 0 | 0 | 0 | 0 | 0 | 0 | 0 | 0 | 0 | 0 | 0 | 0 | 0 | 0 | 0 | 0 | 0 | 0
0 | 0 | 0 | 0 | 0 | 0 | 0 | 0 | 0 | 0 | 0 | 0 | 0 | 0 | 0 | 0 | 0 | 0 | 0 | 0 | 0 | 0 | 0 | 0 | 0 | 0 | 0 | 0 | 0 | 0 | 0 | 0 | 0 | 0 | 0 | 0 | 0 | 0 | 0 | 0 | 0 | 0 | 0 | 0 | 0 | 0 | 0 | 0 | 0 | 0 | 0 | 0 | 0 | 0 | 0 | 0 | 0 | 0 | 0 | 0 | 0 | 0 | 0 | 0 | 0 | 0 | 0 | 0 | 0 | 0 | 0 | 0 | 0 | 0 | 0
0 | 0 | 0 | 0 | 0 | 0 | 0 | 0 | 0 | 0 | 0 | 0 | 0 | 0 | 0 | 0 | 0 | 0 | 0 | 0 | 0 | 0 | 0 | 0 | 0 | 0 | 0 | 0 | 0 | 0 | 0 | 0 | 0 | 0 | 0 | 0 | 0 | 0 | 0 | 0 | 0 | 0 | 0 | 0 | 0 | 0 | 0 | 0 | 0 | 0 | 0 | 0 | 0 | 0 | 0 | 0 | 0 | 0 | 0 | 0 | 0 | 0 | 0 | 0 | 0 | 0 | 0 | 0 | 0 | 0 | 0 | 0 | 0 | 0 | 0
0 | 0 | 0 | 0 | 0 | 0 | 0 | 0 | 0 | 0 | 0 | 0 | 0 | 0 | 0 | 0 | 0 | 0 | 0 | 0 | 0 | 0 | 0 | 0 | 0 | 0 | 0 | 0 | 0 | 0 | 0 | 0 | 0 | 0 | 0 | 0 | 0 | 0 | 0 | 0 | 0 | 0 | 0 | 0 | 0 | 0 | 0 | 0 | 0 | 0 | 0 | 0 | 0 | 0 | 0 | 0 | 0 | 0 | 0 | 0 | 0 | 0 | 0 | 0 | 0 | 0 | 0 | 0 | 0 | 0 | 0 | 0 | 0 | 0 | 0
0 | 0 | 0 | 0 | 0 | 0 | 0 | 0 | 0 | 0 | 0 | 0 | 0 | 0 | 0 | 0 | 0 | 0 | 0 | 0 | 0 | 0 | 0 | 0 | 0 | 0 | 0 | 0 | 0 | 0 | 0 | 0 | 0 | 0 | 0 | 0 | 0 | 0 | 0 | 0 | 0 | 0 | 0 | 0 | 0 | 0 | 0 | 0 | 0 | 0 | 0 | 0 | 0 | 0 | 0 | 0 | 0 | 0 | 0 | 0 | 0 | 0 | 0 | 0 | 0 | 0 | 0 | 0 | 0 | 0 | 0 | 0 | 0 | 0 | 0
0 | 0 | 0 | 0 | 0 | 0 | 0 | 0 | 0 | 0 | 0 | 0 | 0 | 0 | 0 | 0 | 0 | 0 | 0 | 0 | 0 | 0 | 0 | 0 | 0 | 0 | 0 | 0 | 0 | 0 | 0 | 0 | 0 | 0 | 0 | 0 | 0 | 0 | 0 | 0 | 0 | 0 | 0 | 0 | 0 | 0 | 0 | 0 | 0 | 0 | 0 | 0 | 0 | 0 | 0 | 0 | 0 | 0 | 0 | 0 | 0 | 0 | 0 | 0 | 0 | 0 | 0 | 0 | 0 | 0 | 0 | 0 | 0 | 0 | 0
0 | 0 | 0 | 0 | 0 | 0 | 0 | 0 | 0 | 0 | 0 | 0 | 0 | 0 | 0 | 0 | 0 | 0 | 0 | 0 | 0 | 0 | 0 | 0 | 0 | 0 | 0 | 0 | 0 | 0 | 0 | 0 | 0 | 0 | 0 | 0 | 0 | 0 | 0 | 0 | 0 | 0 | 0 | 0 | 0 | 0 | 0 | 0 | 0 | 0 | 0 | 0 | 0 | 0 | 0 | 0 | 0 | 0 | 0 | 0 | 0 | 0 | 0 | 0 | 0 | 0 | 0 | 0 | 0 | 0 | 0 | 0 | 0 | 0 | 0
0 | 0 | 0 | 0 | 0 | 0 | 0 | 0 | 0 | 0 | 0 | 0 | 0 | 0 | 0 | 0 | 0 | 0 | 0 | 0 | 0 | 0 | 0 | 0 | 0 | 0 | 0 | 0 | 0 | 0 | 0 | 0 | 0 | 0 | 0 | 0 | 0 | 0 | 0 | 0 | 0 | 0 | 0 | 0 | 0 | 0 | 0 | 0 | 0 | 0 | 0 | 0 | 0 | 0 | 0 | 0 | 0 | 0 | 0 | 0 | 0 | 0 | 0 | 0 | 0 | 0 | 0 | 0 | 0 | 0 | 0 | 0 | 0 | 0 | 0
0 | 0 | 0 | 0 | 0 | 0 | 0 | 0 | 0 | 0 | 0 | 0 | 0 | 0 | 0 | 0 | 0 | 0 | 0 | 0 | 0 | 0 | 0 | 0 | 0 | 0 | 0 | 0 | 0 | 0 | 0 | 0 | 0 | 0 | 0 | 0 | 0 | 0 | 0 | 0 | 0 | 0 | 0 | 0 | 0 | 0 | 0 | 0 | 0 | 0 | 0 | 0 | 0 | 0 | 0 | 0 | 0 | 0 | 0 | 0 | 0 | 0 | 0 | 0 | 0 | 0 | 0 | 0 | 0 | 0 | 0 | 0 | 0 | 0 | 0
0 | 0 | 0 | 0 | 0 | 0 | 0 | 0 | 0 | 0 | 0 | 0 | 0 | 0 | 0 | 0 | 0 | 0 | 0 | 0 | 0 | 0 | 0 | 0 | 0 | 0 | 0 | 0 | 0 | 0 | 0 | 0 | 0 | 0 | 0 | 0 | 0 | 0 | 0 | 0 | 0 | 0 | 0 | 0 | 0 | 0 | 0 | 0 | 0 | 0 | 0 | 0 | 0 | 0 | 0 | 0 | 0 | 0 | 0 | 0 | 0 | 0 | 0 | 0 | 0 | 0 | 0 | 0 | 0 | 0 | 0 | 0 | 0 | 0 | 0
0 | 0 | 0 | 0 | 0 | 0 | 0 | 0 | 0 | 0 | 0 | 0 | 0 | 0 | 0 | 0 | 0 | 0 | 0 | 0 | 0 | 0 | 0 | 0 | 0 | 0 | 0 | 0 | 0 | 0 | 0 | 0 | 0 | 0 | 0 | 0 | 0 | 0 | 0 | 0 | 0 | 0 | 0 | 0 | 0 | 0 | 0 | 0 | 0 | 0 | 0 | 0 | 0 | 0 | 0 | 0 | 0 | 0 | 0 | 0 | 0 | 0 | 0 | 0 | 0 | 0 | 0 | 0 | 0 | 0 | 0 | 0 | 0 | 0 | 0
0 | 0 | 0 | 0 | 0 | 0 | 0 | 0 | 0 | 0 | 0 | 0 | 0 | 0 | 0 | 0 | 0 | 0 | 0 | 0 | 0 | 0 | 0 | 0 | 0 | 0 | 0 | 0 | 0 | 0 | 0 | 0 | 0 | 0 | 0 | 0 | 0 | 0 | 0 | 0 | 0 | 0 | 0 | 0 | 0 | 0 | 0 | 0 | 0 | 0 | 0 | 0 | 0 | 0 | 0 | 0 | 0 | 0 | 0 | 0 | 0 | 0 | 0 | 0 | 0 | 0 | 0 | 0 | 0 | 0 | 0 | 0 | 0 | 0 | 0
0 | 0 | 0 | 0 | 0 | 0 | 0 | 0 | 0 | 0 | 0 | 0 | 0 | 0 | 0 | 0 | 0 | 0 | 0 | 0 | 0 | 0 | 0 | 0 | 0 | 0 | 0 | 0 | 0 | 0 | 0 | 0 | 0 | 0 | 0 | 0 | 0 | 0 | 0 | 0 | 0 | 0 | 0 | 0 | 0 | 0 | 0 | 0 | 0 | 0 | 0 | 0 | 0 | 0 | 0 | 0 | 0 | 0 | 0 | 0 | 0 | 0 | 0 | 0 | 0 | 0 | 0 | 0 | 0 | 0 | 0 | 0 | 0 | 0 | 0
0 | 0 | 0 | 0 | 0 | 0 | 0 | 0 | 0 | 0 | 0 | 0 | 0 | 0 | 0 | 0 | 0 | 0 | 0 | 0 | 0 | 0 | 0 | 0 | 0 | 0 | 0 | 0 | 0 | 0 | 0 | 0 | 0 | 0 | 0 | 0 | 0 | 0 | 0 | 0 | 0 | 0 | 0 | 0 | 0 | 0 | 0 | 0 | 0 | 0 | 0 | 0 | 0 | 0 | 0 | 0 | 0 | 0 | 0 | 0 | 0 | 0 | 0 | 0 | 0 | 0 | 0 | 0 | 0 | 0 | 0 | 0 | 0 | 0 | 0
0 | 0 | 0 | 0 | 0 | 0 | 0 | 0 | 0 | 0 | 0 | 0 | 0 | 0 | 0 | 0 | 0 | 0 | 0 | 0 | 0 | 0 | 0 | 0 | 0 | 0 | 0 | 0 | 0 | 0 | 0 | 0 | 0 | 0 | 0 | 0 | 0 | 0 | 0 | 0 | 0 | 0 | 0 | 0 | 0 | 0 | 0 | 0 | 0 | 0 | 0 | 0 | 0 | 0 | 0 | 0 | 0 | 0 | 0 | 0 | 0 | 0 | 0 | 0 | 0 | 0 | 0 | 0 | 0 | 0 | 0 | 0 | 0 | 0 | 0
0 | 0 | 0 | 0 | 0 | 0 | 0 | 0 | 0 | 0 | 0 | 0 | 0 | 0 | 0 | 0 | 0 | 0 | 0 | 0 | 0 | 0 | 0 | 0 | 0 | 0 | 0 | 0 | 0 | 0 | 0 | 0 | 0 | 0 | 0 | 0 | 0 | 0 | 0 | 0 | 0 | 0 | 0 | 0 | 0 | 0 | 0 | 0 | 0 | 0 | 0 | 0 | 0 | 0 | 0 | 0 | 0 | 0 | 0 | 0 | 0 | 0 | 0 | 0 | 0 | 0 | 0 | 0 | 0 | 0 | 0 | 0 | 0 | 0 | 0
0 | 0 | 0 | 0 | 0 | 0 | 0 | 0 | 0 | 0 | 0 | 0 | 0 | 0 | 0 | 0 | 0 | 0 | 0 | 0 | 0 | 0 | 0 | 0 | 0 | 0 | 0 | 0 | 0 | 0 | 0 | 0 | 0 | 0 | 0 | 0 | 0 | 0 | 0 | 0 | 0 | 0 | 0 | 0 | 0 | 0 | 0 | 0 | 0 | 0 | 0 | 0 | 0 | 0 | 0 | 0 | 0 | 0 | 0 | 0 | 0 | 0 | 0 | 0 | 0 | 0 | 0 | 0 | 0 | 0 | 0 | 0 | 0 | 0 | 0
0 | 0 | 0 | 0 | 0 | 0 | 0 | 0 | 0 | 0 | 0 | 0 | 0 | 0 | 0 | 0 | 0 | 0 | 0 | 0 | 0 | 0 | 0 | 0 | 0 | 0 | 0 | 0 | 0 | 0 | 0 | 0 | 0 | 0 | 0 | 0 | 0 | 0 | 0 | 0 | 0 | 0 | 0 | 0 | 0 | 0 | 0 | 0 | 0 | 0 | 0 | 0 | 0 | 0 | 0 | 0 | 0 | 0 | 0 | 0 | 0 | 0 | 0 | 0 | 0 | 0 | 0 | 0 | 0 | 0 | 0 | 0 | 0 | 0 | 0
0 | 0 | 0 | 0 | 0 | 0 | 0 | 0 | 0 | 0 | 0 | 0 | 0 | 0 | 0 | 0 | 0 | 0 | 0 | 0 | 0 | 0 | 0 | 0 | 0 | 0 | 0 | 0 | 0 | 0 | 0 | 0 | 0 | 0 | 0 | 0 | 0 | 0 | 0 | 0 | 0 | 0 | 0 | 0 | 0 | 0 | 0 | 0 | 0 | 0 | 0 | 0 | 0 | 0 | 0 | 0 | 0 | 0 | 0 | 0 | 0 | 0 | 0 | 0 | 0 | 0 | 0 | 0 | 0 | 0 | 0 | 0 | 0 | 0 | 0
0 | 0 | 0 | 0 | 0 | 0 | 0 | 0 | 0 | 0 | 0 | 0 | 0 | 0 | 0 | 0 | 0 | 0 | 0 | 0 | 0 | 0 | 0 | 0 | 0 | 0 | 0 | 0 | 0 | 0 | 0 | 0 | 0 | 0 | 0 | 0 | 0 | 0 | 0 | 0 | 0 | 0 | 0 | 0 | 0 | 0 | 0 | 0 | 0 | 0 | 0 | 0 | 0 | 0 | 0 | 0 | 0 | 0 | 0 | 0 | 0 | 0 | 0 | 0 | 0 | 0 | 0 | 0 | 0 | 0 | 0 | 0 | 0 | 0 | 0
0 | 0 | 0 | 0 | 0 | 0 | 0 | 0 | 0 | 0 | 0 | 0 | 0 | 0 | 0 | 0 | 0 | 0 | 0 | 0 | 0 | 0 | 0 | 0 | 0 | 0 | 0 | 0 | 0 | 0 | 0 | 0 | 0 | 0 | 0 | 0 | 0 | 0 | 0 | 0 | 0 | 0 | 0 | 0 | 0 | 0 | 0 | 0 | 0 | 0 | 0 | 0 | 0 | 0 | 0 | 0 | 0 | 0 | 0 | 0 | 0 | 0 | 0 | 0 | 0 | 0 | 0 | 0 | 0 | 0 | 0 | 0 | 0 | 0 | 0
0 | 0 | 0 | 0 | 0 | 0 | 0 | 0 | 0 | 0 | 0 | 0 | 0 | 0 | 0 | 0 | 0 | 0 | 0 | 0 | 0 | 0 | 0 | 0 | 0 | 0 | 0 | 0 | 0 | 0 | 0 | 0 | 0 | 0 | 0 | 0 | 0 | 0 | 0 | 0 | 0 | 0 | 0 | 0 | 0 | 0 | 0 | 0 | 0 | 0 | 0 | 0 | 0 | 0 | 0 | 0 | 0 | 0 | 0 | 0 | 0 | 0 | 0 | 0 | 0 | 0 | 0 | 0 | 0 | 0 | 0 | 0 | 0 | 0 | 0
0 | 0 | 0 | 0 | 0 | 0 | 0 | 0 | 0 | 0 | 0 | 0 | 0 | 0 | 0 | 0 | 0 | 0 | 0 | 0 | 0 | 0 | 0 | 0 | 0 | 0 | 0 | 0 | 0 | 0 | 0 | 0 | 0 | 0 | 0 | 0 | 0 | 0 | 0 | 0 | 0 | 0 | 0 | 0 | 0 | 0 | 0 | 0 | 0 | 0 | 0 | 0 | 0 | 0 | 0 | 0 | 0 | 0 | 0 | 0 | 0 | 0 | 0 | 0 | 0 | 0 | 0 | 0 | 0 | 0 | 0 | 0 | 0 | 0 | 0
0 | 0 | 0 | 0 | 0 | 0 | 0 | 0 | 0 | 0 | 0 | 0 | 0 | 0 | 0 | 0 | 0 | 0 | 0 | 0 | 0 | 0 | 0 | 0 | 0 | 0 | 0 | 0 | 0 | 0 | 0 | 0 | 0 | 0 | 0 | 0 | 0 | 0 | 0 | 0 | 0 | 0 | 0 | 0 | 0 | 0 | 0 | 0 | 0 | 0 | 0 | 0 | 0 | 0 | 0 | 0 | 0 | 0 | 0 | 0 | 0 | 0 | 0 | 0 | 0 | 0 | 0 | 0 | 0 | 0 | 0 | 0 | 0 | 0 | 0
0 | 0 | 0 | 0 | 0 | 0 | 0 | 0 | 0 | 0 | 0 | 0 | 0 | 0 | 0 | 0 | 0 | 0 | 0 | 0 | 0 | 0 | 0 | 0 | 0 | 0 | 0 | 0 | 0 | 0 | 0 | 0 | 0 | 0 | 0 | 0 | 0 | 0 | 0 | 0 | 0 | 0 | 0 | 0 | 0 | 0 | 0 | 0 | 0 | 0 | 0 | 0 | 0 | 0 | 0 | 0 | 0 | 0 | 0 | 0 | 0 | 0 | 0 | 0 | 0 | 0 | 0 | 0 | 0 | 0 | 0 | 0 | 0 | 0 | 0
0 | 0 | 0 | 0 | 0 | 0 | 0 | 0 | 0 | 0 | 0 | 0 | 0 | 0 | 0 | 0 | 0 | 0 | 0 | 0 | 0 | 0 | 0 | 0 | 0 | 0 | 0 | 0 | 0 | 0 | 0 | 0 | 0 | 0 | 0 | 0 | 0 | 0 | 0 | 0 | 0 | 0 | 0 | 0 | 0 | 0 | 0 | 0 | 0 | 0 | 0 | 0 | 0 | 0 | 0 | 0 | 0 | 0 | 0 | 0 | 0 | 0 | 0 | 0 | 0 | 0 | 0 | 0 | 0 | 0 | 0 | 0 | 0 | 0 | 0
0 | 0 | 0 | 0 | 0 | 0 | 0 | 0 | 0 | 0 | 0 | 0 | 0 | 0 | 0 | 0 | 0 | 0 | 0 | 0 | 0 | 0 | 0 | 0 | 0 | 0 | 0 | 0 | 0 | 0 | 0 | 0 | 0 | 0 | 0 | 0 | 0 | 0 | 0 | 0 | 0 | 0 | 0 | 0 | 0 | 0 | 0 | 0 | 0 | 0 | 0 | 0 | 0 | 0 | 0 | 0 | 0 | 0 | 0 | 0 | 0 | 0 | 0 | 0 | 0 | 0 | 0 | 0 | 0 | 0 | 0 | 0 | 0 | 0 | 0
0 | 0 | 0 | 0 | 0 | 0 | 0 | 0 | 0 | 0 | 0 | 0 | 0 | 0 | 0 | 0 | 0 | 0 | 0 | 0 | 0 | 0 | 0 | 0 | 0 | 0 | 0 | 0 | 0 | 0 | 0 | 0 | 0 | 0 | 0 | 0 | 0 | 0 | 0 | 0 | 0 | 0 | 0 | 0 | 0 | 0 | 0 | 0 | 0 | 0 | 0 | 0 | 0 | 0 | 0 | 0 | 0 | 0 | 0 | 0 | 0 | 0 | 0 | 0 | 0 | 0 | 0 | 0 | 0 | 0 | 0 | 0 | 0 | 0 | 0
0 | 0 | 0 | 0 | 0 | 0 | 0 | 0 | 0 | 0 | 0 | 0 | 0 | 0 | 0 | 0 | 0 | 0 | 0 | 0 | 0 | 0 | 0 | 0 | 0 | 0 | 0 | 0 | 0 | 0 | 0 | 0 | 0 | 0 | 0 | 0 | 0 | 0 | 0 | 0 | 0 | 0 | 0 | 0 | 0 | 0 | 0 | 0 | 0 | 0 | 0 | 0 | 0 | 0 | 0 | 0 | 0 | 0 | 0 | 0 | 0 | 0 | 0 | 0 | 0 | 0 | 0 | 0 | 0 | 0 | 0 | 0 | 0 | 0 | 0
0 | 0 | 0 | 0 | 0 | 0 | 0 | 0 | 0 | 0 | 0 | 0 | 0 | 0 | 0 | 0 | 0 | 0 | 0 | 0 | 0 | 0 | 0 | 0 | 0 | 0 | 0 | 0 | 0 | 0 | 0 | 0 | 0 | 0 | 0 | 0 | 0 | 0 | 0 | 0 | 0 | 0 | 0 | 0 | 0 | 0 | 0 | 0 | 0 | 0 | 0 | 0 | 0 | 0 | 0 | 0 | 0 | 0 | 0 | 0 | 0 | 0 | 0 | 0 | 0 | 0 | 0 | 0 | 0 | 0 | 0 | 0 | 0 | 0 | 0
0 | 0 | 0 | 0 | 0 | 0 | 0 | 0 | 0 | 0 | 0 | 0 | 0 | 0 | 0 | 0 | 0 | 0 | 0 | 0 | 0 | 0 | 0 | 0 | 0 | 0 | 0 | 0 | 0 | 0 | 0 | 0 | 0 | 0 | 0 | 0 | 0 | 0 | 0 | 0 | 0 | 0 | 0 | 0 | 0 | 0 | 0 | 0 | 0 | 0 | 0 | 0 | 0 | 0 | 0 | 0 | 0 | 0 | 0 | 0 | 0 | 0 | 0 | 0 | 0 | 0 | 0 | 0 | 0 | 0 | 0 | 0 | 0 | 0 | 0
0 | 0 | 0 | 0 | 0 | 0 | 0 | 0 | 0 | 0 | 0 | 0 | 0 | 0 | 0 | 0 | 0 | 0 | 0 | 0 | 0 | 0 | 0 | 0 | 0 | 0 | 0 | 0 | 0 | 0 | 0 | 0 | 0 | 0 | 0 | 0 | 0 | 0 | 0 | 0 | 0 | 0 | 0 | 0 | 0 | 0 | 0 | 0 | 0 | 0 | 0 | 0 | 0 | 0 | 0 | 0 | 0 | 0 | 0 | 0 | 0 | 0 | 0 | 0 | 0 | 0 | 0 | 0 | 0 | 0 | 0 | 0 | 0 | 0 | 0
0 | 0 | 0 | 0 | 0 | 0 | 0 | 0 | 0 | 0 | 0 | 0 | 0 | 0 | 0 | 0 | 0 | 0 | 0 | 0 | 0 | 0 | 0 | 0 | 0 | 0 | 0 | 0 | 0 | 0 | 0 | 0 | 0 | 0 | 0 | 0 | 0 | 0 | 0 | 0 | 0 | 0 | 0 | 0 | 0 | 0 | 0 | 0 | 0 | 0 | 0 | 0 | 0 | 0 | 0 | 0 | 0 | 0 | 0 | 0 | 0 | 0 | 0 | 0 | 0 | 0 | 0 | 0 | 0 | 0 | 0 | 0 | 0 | 0 | 0
0 | 0 | 0 | 0 | 0 | 0 | 0 | 0 | 0 | 0 | 0 | 0 | 0 | 0 | 0 | 0 | 0 | 0 | 0 | 0 | 0 | 0 | 0 | 0 | 0 | 0 | 0 | 0 | 0 | 0 | 0 | 0 | 0 | 0 | 0 | 0 | 0 | 0 | 0 | 0 | 0 | 0 | 0 | 0 | 0 | 0 | 0 | 0 | 0 | 0 | 0 | 0 | 0 | 0 | 0 | 0 | 0 | 0 | 0 | 0 | 0 | 0 | 0 | 0 | 0 | 0 | 0 | 0 | 0 | 0 | 0 | 0 | 0 | 0 | 0
0 | 0 | 0 | 0 | 0 | 0 | 0 | 0 | 0 | 0 | 0 | 0 | 0 | 0 | 0 | 0 | 0 | 0 | 0 | 0 | 0 | 0 | 0 | 0 | 0 | 0 | 0 | 0 | 0 | 0 | 0 | 0 | 0 | 0 | 0 | 0 | 0 | 0 | 0 | 0 | 0 | 0 | 0 | 0 | 0 | 0 | 0 | 0 | 0 | 0 | 0 | 0 | 0 | 0 | 0 | 0 | 0 | 0 | 0 | 0 | 0 | 0 | 0 | 0 | 0 | 0 | 0 | 0 | 0 | 0 | 0 | 0 | 0 | 0 | 0
0 | 0 | 0 | 0 | 0 | 0 | 0 | 0 | 0 | 0 | 0 | 0 | 0 | 0 | 0 | 0 | 0 | 0 | 0 | 0 | 0 | 0 | 0 | 0 | 0 | 0 | 0 | 0 | 0 | 0 | 0 | 0 | 0 | 0 | 0 | 0 | 0 | 0 | 0 | 0 | 0 | 0 | 0 | 0 | 0 | 0 | 0 | 0 | 0 | 0 | 0 | 0 | 0 | 0 | 0 | 0 | 0 | 0 | 0 | 0 | 0 | 0 | 0 | 0 | 0 | 0 | 0 | 0 | 0 | 0 | 0 | 0 | 0 | 0 | 0
0 | 0 | 0 | 0 | 0 | 0 | 0 | 0 | 0 | 0 | 0 | 0 | 0 | 0 | 0 | 0 | 0 | 0 | 0 | 0 | 0 | 0 | 0 | 0 | 0 | 0 | 0 | 0 | 0 | 0 | 0 | 0 | 0 | 0 | 0 | 0 | 0 | 0 | 0 | 0 | 0 | 0 | 0 | 0 | 0 | 0 | 0 | 0 | 0 | 0 | 0 | 0 | 0 | 0 | 0 | 0 | 0 | 0 | 0 | 0 | 0 | 0 | 0 | 0 | 0 | 0 | 0 | 0 | 0 | 0 | 0 | 0 | 0 | 0 | 0
0 | 0 | 0 | 0 | 0 | 0 | 0 | 0 | 0 | 0 | 0 | 0 | 0 | 0 | 0 | 0 | 0 | 0 | 0 | 0 | 0 | 0 | 0 | 0 | 0 | 0 | 0 | 0 | 0 | 0 | 0 | 0 | 0 | 0 | 0 | 0 | 0 | 0 | 0 | 0 | 0 | 0 | 0 | 0 | 0 | 0 | 0 | 0 | 0 | 0 | 0 | 0 | 0 | 0 | 0 | 0 | 0 | 0 | 0 | 0 | 0 | 0 | 0 | 0 | 0 | 0 | 0 | 0 | 0 | 0 | 0 | 0 | 0 | 0 | 0
0 | 0 | 0 | 0 | 0 | 0 | 0 | 0 | 0 | 0 | 0 | 0 | 0 | 0 | 0 | 0 | 0 | 0 | 0 | 0 | 0 | 0 | 0 | 0 | 0 | 0 | 0 | 0 | 0 | 0 | 0 | 0 | 0 | 0 | 0 | 0 | 0 | 0 | 0 | 0 | 0 | 0 | 0 | 0 | 0 | 0 | 0 | 0 | 0 | 0 | 0 | 0 | 0 | 0 | 0 | 0 | 0 | 0 | 0 | 0 | 0 | 0 | 0 | 0 | 0 | 0 | 0 | 0 | 0 | 0 | 0 | 0 | 0 | 0 | 0
0 | 0 | 0 | 0 | 0 | 0 | 0 | 0 | 0 | 0 | 0 | 0 | 0 | 0 | 0 | 0 | 0 | 0 | 0 | 0 | 0 | 0 | 0 | 0 | 0 | 0 | 0 | 0 | 0 | 0 | 0 | 0 | 0 | 0 | 0 | 0 | 0 | 0 | 0 | 0 | 0 | 0 | 0 | 0 | 0 | 0 | 0 | 0 | 0 | 0 | 0 | 0 | 0 | 0 | 0 | 0 | 0 | 0 | 0 | 0 | 0 | 0 | 0 | 0 | 0 | 0 | 0 | 0 | 0 | 0 | 0 | 0 | 0 | 0 | 0
0 | 0 | 0 | 0 | 0 | 0 | 0 | 0 | 0 | 0 | 0 | 0 | 0 | 0 | 0 | 0 | 0 | 0 | 0 | 0 | 0 | 0 | 0 | 0 | 0 | 0 | 0 | 0 | 0 | 0 | 0 | 0 | 0 | 0 | 0 | 0 | 0 | 0 | 0 | 0 | 0 | 0 | 0 | 0 | 0 | 0 | 0 | 0 | 0 | 0 | 0 | 0 | 0 | 0 | 0 | 0 | 0 | 0 | 0 | 0 | 0 | 0 | 0 | 0 | 0 | 0 | 0 | 0 | 0 | 0 | 0 | 0 | 0 | 0 | 0
0 | 0 | 0 | 0 | 0 | 0 | 0 | 0 | 0 | 0 | 0 | 0 | 0 | 0 | 0 | 0 | 0 | 0 | 0 | 0 | 0 | 0 | 0 | 0 | 0 | 0 | 0 | 0 | 0 | 0 | 0 | 0 | 0 | 0 | 0 | 0 | 0 | 0 | 0 | 0 | 0 | 0 | 0 | 0 | 0 | 0 | 0 | 0 | 0 | 0 | 0 | 0 | 0 | 0 | 0 | 0 | 0 | 0 | 0 | 0 | 0 | 0 | 0 | 0 | 0 | 0 | 0 | 0 | 0 | 0 | 0 | 0 | 0 | 0 | 0
0 | 0 | 0 | 0 | 0 | 0 | 0 | 0 | 0 | 0 | 0 | 0 | 0 | 0 | 0 | 0 | 0 | 0 | 0 | 0 | 0 | 0 | 0 | 0 | 0 | 0 | 0 | 0 | 0 | 0 | 0 | 0 | 0 | 0 | 0 | 0 | 0 | 0 | 0 | 0 | 0 | 0 | 0 | 0 | 0 | 0 | 0 | 0 | 0 | 0 | 0 | 0 | 0 | 0 | 0 | 0 | 0 | 0 | 0 | 0 | 0 | 0 | 0 | 0 | 0 | 0 | 0 | 0 | 0 | 0 | 0 | 0 | 0 | 0 | 0
0 | 0 | 0 | 0 | 0 | 0 | 0 | 0 | 0 | 0 | 0 | 0 | 0 | 0 | 0 | 0 | 0 | 0 | 0 | 0 | 0 | 0 | 0 | 0 | 0 | 0 | 0 | 0 | 0 | 0 | 0 | 0 | 0 | 0 | 0 | 0 | 0 | 0 | 0 | 0 | 0 | 0 | 0 | 0 | 0 | 0 | 0 | 0 | 0 | 0 | 0 | 0 | 0 | 0 | 0 | 0 | 0 | 0 | 0 | 0 | 0 | 0 | 0 | 0 | 0 | 0 | 0 | 0 | 0 | 0 | 0 | 0 | 0 | 0 | 0
0 | 0 | 0 | 0 | 0 | 0 | 0 | 0 | 0 | 0 | 0 | 0 | 0 | 0 | 0 | 0 | 0 | 0 | 0 | 0 | 0 | 0 | 0 | 0 | 0 | 0 | 0 | 0 | 0 | 0 | 0 | 0 | 0 | 0 | 0 | 0 | 0 | 0 | 0 | 0 | 0 | 0 | 0 | 0 | 0 | 0 | 0 | 0 | 0 | 0 | 0 | 0 | 0 | 0 | 0 | 0 | 0 | 0 | 0 | 0 | 0 | 0 | 0 | 0 | 0 | 0 | 0 | 0 | 0 | 0 | 0 | 0 | 0 | 0 | 0
0 | 0 | 0 | 0 | 0 | 0 | 0 | 0 | 0 | 0 | 0 | 0 | 0 | 0 | 0 | 0 | 0 | 0 | 0 | 0 | 0 | 0 | 0 | 0 | 0 | 0 | 0 | 0 | 0 | 0 | 0 | 0 | 0 | 0 | 0 | 0 | 0 | 0 | 0 | 0 | 0 | 0 | 0 | 0 | 0 | 0 | 0 | 0 | 0 | 0 | 0 | 0 | 0 | 0 | 0 | 0 | 0 | 0 | 0 | 0 | 0 | 0 | 0 | 0 | 0 | 0 | 0 | 0 | 0 | 0 | 0 | 0 | 0 | 0 | 0
0 | 0 | 0 | 0 | 0 | 0 | 0 | 0 | 0 | 0 | 0 | 0 | 0 | 0 | 0 | 0 | 0 | 0 | 0 | 0 | 0 | 0 | 0 | 0 | 0 | 0 | 0 | 0 | 0 | 0 | 0 | 0 | 0 | 0 | 0 | 0 | 0 | 0 | 0 | 0 | 0 | 0 | 0 | 0 | 0 | 0 | 0 | 0 | 0 | 0 | 0 | 0 | 0 | 0 | 0 | 0 | 0 | 0 | 0 | 0 | 0 | 0 | 0 | 0 | 0 | 0 | 0 | 0 | 0 | 0 | 0 | 0 | 0 | 0 | 0
0 | 0 | 0 | 0 | 0 | 0 | 0 | 0 | 0 | 0 | 0 | 0 | 0 | 0 | 0 | 0 | 0 | 0 | 0 | 0 | 0 | 0 | 0 | 0 | 0 | 0 | 0 | 0 | 0 | 0 | 0 | 0 | 0 | 0 | 0 | 0 | 0 | 0 | 0 | 0 | 0 | 0 | 0 | 0 | 0 | 0 | 0 | 0 | 0 | 0 | 0 | 0 | 0 | 0 | 0 | 0 | 0 | 0 | 0 | 0 | 0 | 0 | 0 | 0 | 0 | 0 | 0 | 0 | 0 | 0 | 0 | 0 | 0 | 0 | 0
0 | 0 | 0 | 0 | 0 | 0 | 0 | 0 | 0 | 0 | 0 | 0 | 0 | 0 | 0 | 0 | 0 | 0 | 0 | 0 | 0 | 0 | 0 | 0 | 0 | 0 | 0 | 0 | 0 | 0 | 0 | 0 | 0 | 0 | 0 | 0 | 0 | 0 | 0 | 0 | 0 | 0 | 0 | 0 | 0 | 0 | 0 | 0 | 0 | 0 | 0 | 0 | 0 | 0 | 0 | 0 | 0 | 0 | 0 | 0 | 0 | 0 | 0 | 0 | 0 | 0 | 0 | 0 | 0 | 0 | 0 | 0 | 0 | 0 | 0
0 | 0 | 0 | 0 | 0 | 0 | 0 | 0 | 0 | 0 | 0 | 0 | 0 | 0 | 0 | 0 | 0 | 0 | 0 | 0 | 0 | 0 | 0 | 0 | 0 | 0 | 0 | 0 | 0 | 0 | 0 | 0 | 0 | 0 | 0 | 0 | 0 | 0 | 0 | 0 | 0 | 0 | 0 | 0 | 0 | 0 | 0 | 0 | 0 | 0 | 0 | 0 | 0 | 0 | 0 | 0 | 0 | 0 | 0 | 0 | 0 | 0 | 0 | 0 | 0 | 0 | 0 | 0 | 0 | 0 | 0 | 0 | 0 | 0 | 0
0 | 0 | 0 | 0 | 0 | 0 | 0 | 0 | 0 | 0 | 0 | 0 | 0 | 0 | 0 | 0 | 0 | 0 | 0 | 0 | 0 | 0 | 0 | 0 | 0 | 0 | 0 | 0 | 0 | 0 | 0 | 0 | 0 | 0 | 0 | 0 | 0 | 0 | 0 | 0 | 0 | 0 | 0 | 0 | 0 | 0 | 0 | 0 | 0 | 0 | 0 | 0 | 0 | 0 | 0 | 0 | 0 | 0 | 0 | 0 | 0 | 0 | 0 | 0 | 0 | 0 | 0 | 0 | 0 | 0 | 0 | 0 | 0 | 0 | 0
0 | 0 | 0 | 0 | 0 | 0 | 0 | 0 | 0 | 0 | 0 | 0 | 0 | 0 | 0 | 0 | 0 | 0 | 0 | 0 | 0 | 0 | 0 | 0 | 0 | 0 | 0 | 0 | 0 | 0 | 0 | 0 | 0 | 0 | 0 | 0 | 0 | 0 | 0 | 0 | 0 | 0 | 0 | 0 | 0 | 0 | 0 | 0 | 0 | 0 | 0 | 0 | 0 | 0 | 0 | 0 | 0 | 0 | 0 | 0 | 0 | 0 | 0 | 0 | 0 | 0 | 0 | 0 | 0 | 0 | 0 | 0 | 0 | 0 | 0
0 | 0 | 0 | 0 | 0 | 0 | 0 | 0 | 0 | 0 | 0 | 0 | 0 | 0 | 0 | 0 | 0 | 0 | 0 | 0 | 0 | 0 | 0 | 0 | 0 | 0 | 0 | 0 | 0 | 0 | 0 | 0 | 0 | 0 | 0 | 0 | 0 | 0 | 0 | 0 | 0 | 0 | 0 | 0 | 0 | 0 | 0 | 0 | 0 | 0 | 0 | 0 | 0 | 0 | 0 | 0 | 0 | 0 | 0 | 0 | 0 | 0 | 0 | 0 | 0 | 0 | 0 | 0 | 0 | 0 | 0 | 0 | 0 | 0 | 0
0 | 0 | 0 | 0 | 0 | 0 | 0 | 0 | 0 | 0 | 0 | 0 | 0 | 0 | 0 | 0 | 0 | 0 | 0 | 0 | 0 | 0 | 0 | 0 | 0 | 0 | 0 | 0 | 0 | 0 | 0 | 0 | 0 | 0 | 0 | 0 | 0 | 0 | 0 | 0 | 0 | 0 | 0 | 0 | 0 | 0 | 0 | 0 | 0 | 0 | 0 | 0 | 0 | 0 | 0 | 0 | 0 | 0 | 0 | 0 | 0 | 0 | 0 | 0 | 0 | 0 | 0 | 0 | 0 | 0 | 0 | 0 | 0 | 0 | 0
0 | 0 | 0 | 0 | 0 | 0 | 0 | 0 | 0 | 0 | 0 | 0 | 0 | 0 | 0 | 0 | 0 | 0 | 0 | 0 | 0 | 0 | 0 | 0 | 0 | 0 | 0 | 0 | 0 | 0 | 0 | 0 | 0 | 0 | 0 | 0 | 0 | 0 | 0 | 0 | 0 | 0 | 0 | 0 | 0 | 0 | 0 | 0 | 0 | 0 | 0 | 0 | 0 | 0 | 0 | 0 | 0 | 0 | 0 | 0 | 0 | 0 | 0 | 0 | 0 | 0 | 0 | 0 | 0 | 0 | 0 | 0 | 0 | 0 | 0
0 | 0 | 0 | 0 | 0 | 0 | 0 | 0 | 0 | 0 | 0 | 0 | 0 | 0 | 0 | 0 | 0 | 0 | 0 | 0 | 0 | 0 | 0 | 0 | 0 | 0 | 0 | 0 | 0 | 0 | 0 | 0 | 0 | 0 | 0 | 0 | 0 | 0 | 0 | 0 | 0 | 0 | 0 | 0 | 0 | 0 | 0 | 0 | 0 | 0 | 0 | 0 | 0 | 0 | 0 | 0 | 0 | 0 | 0 | 0 | 0 | 0 | 0 | 0 | 0 | 0 | 0 | 0 | 0 | 0 | 0 | 0 | 0 | 0 | 0
0 | 0 | 0 | 0 | 0 | 0 | 0 | 0 | 0 | 0 | 0 | 0 | 0 | 0 | 0 | 0 | 0 | 0 | 0 | 0 | 0 | 0 | 0 | 0 | 0 | 0 | 0 | 0 | 0 | 0 | 0 | 0 | 0 | 0 | 0 | 0 | 0 | 0 | 0 | 0 | 0 | 0 | 0 | 0 | 0 | 0 | 0 | 0 | 0 | 0 | 0 | 0 | 0 | 0 | 0 | 0 | 0 | 0 | 0 | 0 | 0 | 0 | 0 | 0 | 0 | 0 | 0 | 0 | 0 | 0 | 0 | 0 | 0 | 0 | 0
0 | 0 | 0 | 0 | 0 | 0 | 0 | 0 | 0 | 0 | 0 | 0 | 0 | 0 | 0 | 0 | 0 | 0 | 0 | 0 | 0 | 0 | 0 | 0 | 0 | 0 | 0 | 0 | 0 | 0 | 0 | 0 | 0 | 0 | 0 | 0 | 0 | 0 | 0 | 0 | 0 | 0 | 0 | 0 | 0 | 0 | 0 | 0 | 0 | 0 | 0 | 0 | 0 | 0 | 0 | 0 | 0 | 0 | 0 | 0 | 0 | 0 | 0 | 0 | 0 | 0 | 0 | 0 | 0 | 0 | 0 | 0 | 0 | 0 | 0
0 | 0 | 0 | 0 | 0 | 0 | 0 | 0 | 0 | 0 | 0 | 0 | 0 | 0 | 0 | 0 | 0 | 0 | 0 | 0 | 0 | 0 | 0 | 0 | 0 | 0 | 0 | 0 | 0 | 0 | 0 | 0 | 0 | 0 | 0 | 0 | 0 | 0 | 0 | 0 | 0 | 0 | 0 | 0 | 0 | 0 | 0 | 0 | 0 | 0 | 0 | 0 | 0 | 0 | 0 | 0 | 0 | 0 | 0 | 0 | 0 | 0 | 0 | 0 | 0 | 0 | 0 | 0 | 0 | 0 | 0 | 0 | 0 | 0 | 0
0 | 0 | 0 | 0 | 0 | 0 | 0 | 0 | 0 | 0 | 0 | 0 | 0 | 0 | 0 | 0 | 0 | 0 | 0 | 0 | 0 | 0 | 0 | 0 | 0 | 0 | 0 | 0 | 0 | 0 | 0 | 0 | 0 | 0 | 0 | 0 | 0 | 0 | 0 | 0 | 0 | 0 | 0 | 0 | 0 | 0 | 0 | 0 | 0 | 0 | 0 | 0 | 0 | 0 | 0 | 0 | 0 | 0 | 0 | 0 | 0 | 0 | 0 | 0 | 0 | 0 | 0 | 0 | 0 | 0 | 0 | 0 | 0 | 0 | 0
0 | 0 | 0 | 0 | 0 | 0 | 0 | 0 | 0 | 0 | 0 | 0 | 0 | 0 | 0 | 0 | 0 | 0 | 0 | 0 | 0 | 0 | 0 | 0 | 0 | 0 | 0 | 0 | 0 | 0 | 0 | 0 | 0 | 0 | 0 | 0 | 0 | 0 | 0 | 0 | 0 | 0 | 0 | 0 | 0 | 0 | 0 | 0 | 0 | 0 | 0 | 0 | 0 | 0 | 0 | 0 | 0 | 0 | 0 | 0 | 0 | 0 | 0 | 0 | 0 | 0 | 0 | 0 | 0 | 0 | 0 | 0 | 0 | 0 | 0
0 | 0 | 0 | 0 | 0 | 0 | 0 | 0 | 0 | 0 | 0 | 0 | 0 | 0 | 0 | 0 | 0 | 0 | 0 | 0 | 0 | 0 | 0 | 0 | 0 | 0 | 0 | 0 | 0 | 0 | 0 | 0 | 0 | 0 | 0 | 0 | 0 | 0 | 0 | 0 | 0 | 0 | 0 | 0 | 0 | 0 | 0 | 0 | 0 | 0 | 0 | 0 | 0 | 0 | 0 | 0 | 0 | 0 | 0 | 0 | 0 | 0 | 0 | 0 | 0 | 0 | 0 | 0 | 0 | 0 | 0 | 0 | 0 | 0 | 0
0 | 0 | 0 | 0 | 0 | 0 | 0 | 0 | 0 | 0 | 0 | 0 | 0 | 0 | 0 | 0 | 0 | 0 | 0 | 0 | 0 | 0 | 0 | 0 | 0 | 0 | 0 | 0 | 0 | 0 | 0 | 0 | 0 | 0 | 0 | 0 | 0 | 0 | 0 | 0 | 0 | 0 | 0 | 0 | 0 | 0 | 0 | 0 | 0 | 0 | 0 | 0 | 0 | 0 | 0 | 0 | 0 | 0 | 0 | 0 | 0 | 0 | 0 | 0 | 0 | 0 | 0 | 0 | 0 | 0 | 0 | 0 | 0 | 0 | 0
0 | 0 | 0 | 0 | 0 | 0 | 0 | 0 | 0 | 0 | 0 | 0 | 0 | 0 | 0 | 0 | 0 | 0 | 0 | 0 | 0 | 0 | 0 | 0 | 0 | 0 | 0 | 0 | 0 | 0 | 0 | 0 | 0 | 0 | 0 | 0 | 0 | 0 | 0 | 0 | 0 | 0 | 0 | 0 | 0 | 0 | 0 | 0 | 0 | 0 | 0 | 0 | 0 | 0 | 0 | 0 | 0 | 0 | 0 | 0 | 0 | 0 | 0 | 0 | 0 | 0 | 0 | 0 | 0 | 0 | 0 | 0 | 0 | 0 | 0
0 | 0 | 0 | 0 | 0 | 0 | 0 | 0 | 0 | 0 | 0 | 0 | 0 | 0 | 0 | 0 | 0 | 0 | 0 | 0 | 0 | 0 | 0 | 0 | 0 | 0 | 0 | 0 | 0 | 0 | 0 | 0 | 0 | 0 | 0 | 0 | 0 | 0 | 0 | 0 | 0 | 0 | 0 | 0 | 0 | 0 | 0 | 0 | 0 | 0 | 0 | 0 | 0 | 0 | 0 | 0 | 0 | 0 | 0 | 0 | 0 | 0 | 0 | 0 | 0 | 0 | 0 | 0 | 0 | 0 | 0 | 0 | 0 | 0 | 0
0 | 0 | 0 | 0 | 0 | 0 | 0 | 0 | 0 | 0 | 0 | 0 | 0 | 0 | 0 | 0 | 0 | 0 | 0 | 0 | 0 | 0 | 0 | 0 | 0 | 0 | 0 | 0 | 0 | 0 | 0 | 0 | 0 | 0 | 0 | 0 | 0 | 0 | 0 | 0 | 0 | 0 | 0 | 0 | 0 | 0 | 0 | 0 | 0 | 0 | 0 | 0 | 0 | 0 | 0 | 0 | 0 | 0 | 0 | 0 | 0 | 0 | 0 | 0 | 0 | 0 | 0 | 0 | 0 | 0 | 0 | 0 | 0 | 0 | 0
0 | 0 | 0 | 0 | 0 | 0 | 0 | 0 | 0 | 0 | 0 | 0 | 0 | 0 | 0 | 0 | 0 | 0 | 0 | 0 | 0 | 0 | 0 | 0 | 0 | 0 | 0 | 0 | 0 | 0 | 0 | 0 | 0 | 0 | 0 | 0 | 0 | 0 | 0 | 0 | 0 | 0 | 0 | 0 | 0 | 0 | 0 | 0 | 0 | 0 | 0 | 0 | 0 | 0 | 0 | 0 | 0 | 0 | 0 | 0 | 0 | 0 | 0 | 0 | 0 | 0 | 0 | 0 | 0 | 0 | 0 | 0 | 0 | 0 | 0
0 | 0 | 0 | 0 | 0 | 0 | 0 | 0 | 0 | 0 | 0 | 0 | 0 | 0 | 0 | 0 | 0 | 0 | 0 | 0 | 0 | 0 | 0 | 0 | 0 | 0 | 0 | 0 | 0 | 0 | 0 | 0 | 0 | 0 | 0 | 0 | 0 | 0 | 0 | 0 | 0 | 0 | 0 | 0 | 0 | 0 | 0 | 0 | 0 | 0 | 0 | 0 | 0 | 0 | 0 | 0 | 0 | 0 | 0 | 0 | 0 | 0 | 0 | 0 | 0 | 0 | 0 | 0 | 0 | 0 | 0 | 0 | 0 | 0 | 0
0 | 0 | 0 | 0 | 0 | 0 | 0 | 0 | 0 | 0 | 0 | 0 | 0 | 0 | 0 | 0 | 0 | 0 | 0 | 0 | 0 | 0 | 0 | 0 | 0 | 0 | 0 | 0 | 0 | 0 | 0 | 0 | 0 | 0 | 0 | 0 | 0 | 0 | 0 | 0 | 0 | 0 | 0 | 0 | 0 | 0 | 0 | 0 | 0 | 0 | 0 | 0 | 0 | 0 | 0 | 0 | 0 | 0 | 0 | 0 | 0 | 0 | 0 | 0 | 0 | 0 | 0 | 0 | 0 | 0 | 0 | 0 | 0 | 0 | 0
0 | 0 | 0 | 0 | 0 | 0 | 0 | 0 | 0 | 0 | 0 | 0 | 0 | 0 | 0 | 0 | 0 | 0 | 0 | 0 | 0 | 0 | 0 | 0 | 0 | 0 | 0 | 0 | 0 | 0 | 0 | 0 | 0 | 0 | 0 | 0 | 0 | 0 | 0 | 0 | 0 | 0 | 0 | 0 | 0 | 0 | 0 | 0 | 0 | 0 | 0 | 0 | 0 | 0 | 0 | 0 | 0 | 0 | 0 | 0 | 0 | 0 | 0 | 0 | 0 | 0 | 0 | 0 | 0 | 0 | 0 | 0 | 0 | 0 | 0
0 | 0 | 0 | 0 | 0 | 0 | 0 | 0 | 0 | 0 | 0 | 0 | 0 | 0 | 0 | 0 | 0 | 0 | 0 | 0 | 0 | 0 | 0 | 0 | 0 | 0 | 0 | 0 | 0 | 0 | 0 | 0 | 0 | 0 | 0 | 0 | 0 | 0 | 0 | 0 | 0 | 0 | 0 | 0 | 0 | 0 | 0 | 0 | 0 | 0 | 0 | 0 | 0 | 0 | 0 | 0 | 0 | 0 | 0 | 0 | 0 | 0 | 0 | 0 | 0 | 0 | 0 | 0 | 0 | 0 | 0 | 0 | 0 | 0 | 0
0 | 0 | 0 | 0 | 0 | 0 | 0 | 0 | 0 | 0 | 0 | 0 | 0 | 0 | 0 | 0 | 0 | 0 | 0 | 0 | 0 | 0 | 0 | 0 | 0 | 0 | 0 | 0 | 0 | 0 | 0 | 0 | 0 | 0 | 0 | 0 | 0 | 0 | 0 | 0 | 0 | 0 | 0 | 0 | 0 | 0 | 0 | 0 | 0 | 0 | 0 | 0 | 0 | 0 | 0 | 0 | 0 | 0 | 0 | 0 | 0 | 0 | 0 | 0 | 0 | 0 | 0 | 0 | 0 | 0 | 0 | 0 | 0 | 0 | 0
0 | 0 | 0 | 0 | 0 | 0 | 0 | 0 | 0 | 0 | 0 | 0 | 0 | 0 | 0 | 0 | 0 | 0 | 0 | 0 | 0 | 0 | 0 | 0 | 0 | 0 | 0 | 0 | 0 | 0 | 0 | 0 | 0 | 0 | 0 | 0 | 0 | 0 | 0 | 0 | 0 | 0 | 0 | 0 | 0 | 0 | 0 | 0 | 0 | 0 | 0 | 0 | 0 | 0 | 0 | 0 | 0 | 0 | 0 | 0 | 0 | 0 | 0 | 0 | 0 | 0 | 0 | 0 | 0 | 0 | 0 | 0 | 0 | 0 | 0
0 | 0 | 0 | 0 | 0 | 0 | 0 | 0 | 0 | 0 | 0 | 0 | 0 | 0 | 0 | 0 | 0 | 0 | 0 | 0 | 0 | 0 | 0 | 0 | 0 | 0 | 0 | 0 | 0 | 0 | 0 | 0 | 0 | 0 | 0 | 0 | 0 | 0 | 0 | 0 | 0 | 0 | 0 | 0 | 0 | 0 | 0 | 0 | 0 | 0 | 0 | 0 | 0 | 0 | 0 | 0 | 0 | 0 | 0 | 0 | 0 | 0 | 0 | 0 | 0 | 0 | 0 | 0 | 0 | 0 | 0 | 0 | 0 | 0 | 0
0 | 0 | 0 | 0 | 0 | 0 | 0 | 0 | 0 | 0 | 0 | 0 | 0 | 0 | 0 | 0 | 0 | 0 | 0 | 0 | 0 | 0 | 0 | 0 | 0 | 0 | 0 | 0 | 0 | 0 | 0 | 0 | 0 | 0 | 0 | 0 | 0 | 0 | 0 | 0 | 0 | 0 | 0 | 0 | 0 | 0 | 0 | 0 | 0 | 0 | 0 | 0 | 0 | 0 | 0 | 0 | 0 | 0 | 0 | 0 | 0 | 0 | 0 | 0 | 0 | 0 | 0 | 0 | 0 | 0 | 0 | 0 | 0 | 0 | 0
0 | 0 | 0 | 0 | 0 | 0 | 0 | 0 | 0 | 0 | 0 | 0 | 0 | 0 | 0 | 0 | 0 | 0 | 0 | 0 | 0 | 0 | 0 | 0 | 0 | 0 | 0 | 0 | 0 | 0 | 0 | 0 | 0 | 0 | 0 | 0 | 0 | 0 | 0 | 0 | 0 | 0 | 0 | 0 | 0 | 0 | 0 | 0 | 0 | 0 | 0 | 0 | 0 | 0 | 0 | 0 | 0 | 0 | 0 | 0 | 0 | 0 | 0 | 0 | 0 | 0 | 0 | 0 | 0 | 0 | 0 | 0 | 0 | 0 | 0
0 | 0 | 0 | 0 | 0 | 0 | 0 | 0 | 0 | 0 | 0 | 0 | 0 | 0 | 0 | 0 | 0 | 0 | 0 | 0 | 0 | 0 | 0 | 0 | 0 | 0 | 0 | 0 | 0 | 0 | 0 | 0 | 0 | 0 | 0 | 0 | 0 | 0 | 0 | 0 | 0 | 0 | 0 | 0 | 0 | 0 | 0 | 0 | 0 | 0 | 0 | 0 | 0 | 0 | 0 | 0 | 0 | 0 | 0 | 0 | 0 | 0 | 0 | 0 | 0 | 0 | 0 | 0 | 0 | 0 | 0 | 0 | 0 | 0 | 0
0 | 0 | 0 | 0 | 0 | 0 | 0 | 0 | 0 | 0 | 0 | 0 | 0 | 0 | 0 | 0 | 0 | 0 | 0 | 0 | 0 | 0 | 0 | 0 | 0 | 0 | 0 | 0 | 0 | 0 | 0 | 0 | 0 | 0 | 0 | 0 | 0 | 0 | 0 | 0 | 0 | 0 | 0 | 0 | 0 | 0 | 0 | 0 | 0 | 0 | 0 | 0 | 0 | 0 | 0 | 0 | 0 | 0 | 0 | 0 | 0 | 0 | 0 | 0 | 0 | 0 | 0 | 0 | 0 | 0 | 0 | 0 | 0 | 0 | 0
0 | 0 | 0 | 0 | 0 | 0 | 0 | 0 | 0 | 0 | 0 | 0 | 0 | 0 | 0 | 0 | 0 | 0 | 0 | 0 | 0 | 0 | 0 | 0 | 0 | 0 | 0 | 0 | 0 | 0 | 0 | 0 | 0 | 0 | 0 | 0 | 0 | 0 | 0 | 0 | 0 | 0 | 0 | 0 | 0 | 0 | 0 | 0 | 0 | 0 | 0 | 0 | 0 | 0 | 0 | 0 | 0 | 0 | 0 | 0 | 0 | 0 | 0 | 0 | 0 | 0 | 0 | 0 | 0 | 0 | 0 | 0 | 0 | 0 | 0
0 | 0 | 0 | 0 | 0 | 0 | 0 | 0 | 0 | 0 | 0 | 0 | 0 | 0 | 0 | 0 | 0 | 0 | 0 | 0 | 0 | 0 | 0 | 0 | 0 | 0 | 0 | 0 | 0 | 0 | 0 | 0 | 0 | 0 | 0 | 0 | 0 | 0 | 0 | 0 | 0 | 0 | 0 | 0 | 0 | 0 | 0 | 0 | 0 | 0 | 0 | 0 | 0 | 0 | 0 | 0 | 0 | 0 | 0 | 0 | 0 | 0 | 0 | 0 | 0 | 0 | 0 | 0 | 0 | 0 | 0 | 0 | 0 | 0 | 0
0 | 0 | 0 | 0 | 0 | 0 | 0 | 0 | 0 | 0 | 0 | 0 | 0 | 0 | 0 | 0 | 0 | 0 | 0 | 0 | 0 | 0 | 0 | 0 | 0 | 0 | 0 | 0 | 0 | 0 | 0 | 0 | 0 | 0 | 0 | 0 | 0 | 0 | 0 | 0 | 0 | 0 | 0 | 0 | 0 | 0 | 0 | 0 | 0 | 0 | 0 | 0 | 0 | 0 | 0 | 0 | 0 | 0 | 0 | 0 | 0 | 0 | 0 | 0 | 0 | 0 | 0 | 0 | 0 | 0 | 0 | 0 | 0 | 0 | 0
0 | 0 | 0 | 0 | 0 | 0 | 0 | 0 | 0 | 0 | 0 | 0 | 0 | 0 | 0 | 0 | 0 | 0 | 0 | 0 | 0 | 0 | 0 | 0 | 0 | 0 | 0 | 0 | 0 | 0 | 0 | 0 | 0 | 0 | 0 | 0 | 0 | 0 | 0 | 0 | 0 | 0 | 0 | 0 | 0 | 0 | 0 | 0 | 0 | 0 | 0 | 0 | 0 | 0 | 0 | 0 | 0 | 0 | 0 | 0 | 0 | 0 | 0 | 0 | 0 | 0 | 0 | 0 | 0 | 0 | 0 | 0 | 0 | 0 | 0
0 | 0 | 0 | 0 | 0 | 0 | 0 | 0 | 0 | 0 | 0 | 0 | 0 | 0 | 0 | 0 | 0 | 0 | 0 | 0 | 0 | 0 | 0 | 0 | 0 | 0 | 0 | 0 | 0 | 0 | 0 | 0 | 0 | 0 | 0 | 0 | 0 | 0 | 0 | 0 | 0 | 0 | 0 | 0 | 0 | 0 | 0 | 0 | 0 | 0 | 0 | 0 | 0 | 0 | 0 | 0 | 0 | 0 | 0 | 0 | 0 | 0 | 0 | 0 | 0 | 0 | 0 | 0 | 0 | 0 | 0 | 0 | 0 | 0 | 0
0 | 0 | 0 | 0 | 0 | 0 | 0 | 0 | 0 | 0 | 0 | 0 | 0 | 0 | 0 | 0 | 0 | 0 | 0 | 0 | 0 | 0 | 0 | 0 | 0 | 0 | 0 | 0 | 0 | 0 | 0 | 0 | 0 | 0 | 0 | 0 | 0 | 0 | 0 | 0 | 0 | 0 | 0 | 0 | 0 | 0 | 0 | 0 | 0 | 0 | 0 | 0 | 0 | 0 | 0 | 0 | 0 | 0 | 0 | 0 | 0 | 0 | 0 | 0 | 0 | 0 | 0 | 0 | 0 | 0 | 0 | 0 | 0 | 0 | 0
0 | 0 | 0 | 0 | 0 | 0 | 0 | 0 | 0 | 0 | 0 | 0 | 0 | 0 | 0 | 0 | 0 | 0 | 0 | 0 | 0 | 0 | 0 | 0 | 0 | 0 | 0 | 0 | 0 | 0 | 0 | 0 | 0 | 0 | 0 | 0 | 0 | 0 | 0 | 0 | 0 | 0 | 0 | 0 | 0 | 0 | 0 | 0 | 0 | 0 | 0 | 0 | 0 | 0 | 0 | 0 | 0 | 0 | 0 | 0 | 0 | 0 | 0 | 0 | 0 | 0 | 0 | 0 | 0 | 0 | 0 | 0 | 0 | 0 | 0
0 | 0 | 0 | 0 | 0 | 0 | 0 | 0 | 0 | 0 | 0 | 0 | 0 | 0 | 0 | 0 | 0 | 0 | 0 | 0 | 0 | 0 | 0 | 0 | 0 | 0 | 0 | 0 | 0 | 0 | 0 | 0 | 0 | 0 | 0 | 0 | 0 | 0 | 0 | 0 | 0 | 0 | 0 | 0 | 0 | 0 | 0 | 0 | 0 | 0 | 0 | 0 | 0 | 0 | 0 | 0 | 0 | 0 | 0 | 0 | 0 | 0 | 0 | 0 | 0 | 0 | 0 | 0 | 0 | 0 | 0 | 0 | 0 | 0 | 0
0 | 0 | 0 | 0 | 0 | 0 | 0 | 0 | 0 | 0 | 0 | 0 | 0 | 0 | 0 | 0 | 0 | 0 | 0 | 0 | 0 | 0 | 0 | 0 | 0 | 0 | 0 | 0 | 0 | 0 | 0 | 0 | 0 | 0 | 0 | 0 | 0 | 0 | 0 | 0 | 0 | 0 | 0 | 0 | 0 | 0 | 0 | 0 | 0 | 0 | 0 | 0 | 0 | 0 | 0 | 0 | 0 | 0 | 0 | 0 | 0 | 0 | 0 | 0 | 0 | 0 | 0 | 0 | 0 | 0 | 0 | 0 | 0 | 0 | 0
0 | 0 | 0 | 0 | 0 | 0 | 0 | 0 | 0 | 0 | 0 | 0 | 0 | 0 | 0 | 0 | 0 | 0 | 0 | 0 | 0 | 0 | 0 | 0 | 0 | 0 | 0 | 0 | 0 | 0 | 0 | 0 | 0 | 0 | 0 | 0 | 0 | 0 | 0 | 0 | 0 | 0 | 0 | 0 | 0 | 0 | 0 | 0 | 0 | 0 | 0 | 0 | 0 | 0 | 0 | 0 | 0 | 0 | 0 | 0 | 0 | 0 | 0 | 0 | 0 | 0 | 0 | 0 | 0 | 0 | 0 | 0 | 0 | 0 | 0
0 | 0 | 0 | 0 | 0 | 0 | 0 | 0 | 0 | 0 | 0 | 0 | 0 | 0 | 0 | 0 | 0 | 0 | 0 | 0 | 0 | 0 | 0 | 0 | 0 | 0 | 0 | 0 | 0 | 0 | 0 | 0 | 0 | 0 | 0 | 0 | 0 | 0 | 0 | 0 | 0 | 0 | 0 | 0 | 0 | 0 | 0 | 0 | 0 | 0 | 0 | 0 | 0 | 0 | 0 | 0 | 0 | 0 | 0 | 0 | 0 | 0 | 0 | 0 | 0 | 0 | 0 | 0 | 0 | 0 | 0 | 0 | 0 | 0 | 0
0 | 0 | 0 | 0 | 0 | 0 | 0 | 0 | 0 | 0 | 0 | 0 | 0 | 0 | 0 | 0 | 0 | 0 | 0 | 0 | 0 | 0 | 0 | 0 | 0 | 0 | 0 | 0 | 0 | 0 | 0 | 0 | 0 | 0 | 0 | 0 | 0 | 0 | 0 | 0 | 0 | 0 | 0 | 0 | 0 | 0 | 0 | 0 | 0 | 0 | 0 | 0 | 0 | 0 | 0 | 0 | 0 | 0 | 0 | 0 | 0 | 0 | 0 | 0 | 0 | 0 | 0 | 0 | 0 | 0 | 0 | 0 | 0 | 0 | 0
0 | 0 | 0 | 0 | 0 | 0 | 0 | 0 | 0 | 0 | 0 | 0 | 0 | 0 | 0 | 0 | 0 | 0 | 0 | 0 | 0 | 0 | 0 | 0 | 0 | 0 | 0 | 0 | 0 | 0 | 0 | 0 | 0 | 0 | 0 | 0 | 0 | 0 | 0 | 0 | 0 | 0 | 0 | 0 | 0 | 0 | 0 | 0 | 0 | 0 | 0 | 0 | 0 | 0 | 0 | 0 | 0 | 0 | 0 | 0 | 0 | 0 | 0 | 0 | 0 | 0 | 0 | 0 | 0 | 0 | 0 | 0 | 0 | 0 | 0
0 | 0 | 0 | 0 | 0 | 0 | 0 | 0 | 0 | 0 | 0 | 0 | 0 | 0 | 0 | 0 | 0 | 0 | 0 | 0 | 0 | 0 | 0 | 0 | 0 | 0 | 0 | 0 | 0 | 0 | 0 | 0 | 0 | 0 | 0 | 0 | 0 | 0 | 0 | 0 | 0 | 0 | 0 | 0 | 0 | 0 | 0 | 0 | 0 | 0 | 0 | 0 | 0 | 0 | 0 | 0 | 0 | 0 | 0 | 0 | 0 | 0 | 0 | 0 | 0 | 0 | 0 | 0 | 0 | 0 | 0 | 0 | 0 | 0 | 0
0 | 0 | 0 | 0 | 0 | 0 | 0 | 0 | 0 | 0 | 0 | 0 | 0 | 0 | 0 | 0 | 0 | 0 | 0 | 0 | 0 | 0 | 0 | 0 | 0 | 0 | 0 | 0 | 0 | 0 | 0 | 0 | 0 | 0 | 0 | 0 | 0 | 0 | 0 | 0 | 0 | 0 | 0 | 0 | 0 | 0 | 0 | 0 | 0 | 0 | 0 | 0 | 0 | 0 | 0 | 0 | 0 | 0 | 0 | 0 | 0 | 0 | 0 | 0 | 0 | 0 | 0 | 0 | 0 | 0 | 0 | 0 | 0 | 0 | 0
0 | 0 | 0 | 0 | 0 | 0 | 0 | 0 | 0 | 0 | 0 | 0 | 0 | 0 | 0 | 0 | 0 | 0 | 0 | 0 | 0 | 0 | 0 | 0 | 0 | 0 | 0 | 0 | 0 | 0 | 0 | 0 | 0 | 0 | 0 | 0 | 0 | 0 | 0 | 0 | 0 | 0 | 0 | 0 | 0 | 0 | 0 | 0 | 0 | 0 | 0 | 0 | 0 | 0 | 0 | 0 | 0 | 0 | 0 | 0 | 0 | 0 | 0 | 0 | 0 | 0 | 0 | 0 | 0 | 0 | 0 | 0 | 0 | 0 | 0
0 | 0 | 0 | 0 | 0 | 0 | 0 | 0 | 0 | 0 | 0 | 0 | 0 | 0 | 0 | 0 | 0 | 0 | 0 | 0 | 0 | 0 | 0 | 0 | 0 | 0 | 0 | 0 | 0 | 0 | 0 | 0 | 0 | 0 | 0 | 0 | 0 | 0 | 0 | 0 | 0 | 0 | 0 | 0 | 0 | 0 | 0 | 0 | 0 | 0 | 0 | 0 | 0 | 0 | 0 | 0 | 0 | 0 | 0 | 0 | 0 | 0 | 0 | 0 | 0 | 0 | 0 | 0 | 0 | 0 | 0 | 0 | 0 | 0 | 0
0 | 0 | 0 | 0 | 0 | 0 | 0 | 0 | 0 | 0 | 0 | 0 | 0 | 0 | 0 | 0 | 0 | 0 | 0 | 0 | 0 | 0 | 0 | 0 | 0 | 0 | 0 | 0 | 0 | 0 | 0 | 0 | 0 | 0 | 0 | 0 | 0 | 0 | 0 | 0 | 0 | 0 | 0 | 0 | 0 | 0 | 0 | 0 | 0 | 0 | 0 | 0 | 0 | 0 | 0 | 0 | 0 | 0 | 0 | 0 | 0 | 0 | 0 | 0 | 0 | 0 | 0 | 0 | 0 | 0 | 0 | 0 | 0 | 0 | 0
0 | 0 | 0 | 0 | 0 | 0 | 0 | 0 | 0 | 0 | 0 | 0 | 0 | 0 | 0 | 0 | 0 | 0 | 0 | 0 | 0 | 0 | 0 | 0 | 0 | 0 | 0 | 0 | 0 | 0 | 0 | 0 | 0 | 0 | 0 | 0 | 0 | 0 | 0 | 0 | 0 | 0 | 0 | 0 | 0 | 0 | 0 | 0 | 0 | 0 | 0 | 0 | 0 | 0 | 0 | 0 | 0 | 0 | 0 | 0 | 0 | 0 | 0 | 0 | 0 | 0 | 0 | 0 | 0 | 0 | 0 | 0 | 0 | 0 | 0
0 | 0 | 0 | 0 | 0 | 0 | 0 | 0 | 0 | 0 | 0 | 0 | 0 | 0 | 0 | 0 | 0 | 0 | 0 | 0 | 0 | 0 | 0 | 0 | 0 | 0 | 0 | 0 | 0 | 0 | 0 | 0 | 0 | 0 | 0 | 0 | 0 | 0 | 0 | 0 | 0 | 0 | 0 | 0 | 0 | 0 | 0 | 0 | 0 | 0 | 0 | 0 | 0 | 0 | 0 | 0 | 0 | 0 | 0 | 0 | 0 | 0 | 0 | 0 | 0 | 0 | 0 | 0 | 0 | 0 | 0 | 0 | 0 | 0 | 0
0 | 0 | 0 | 0 | 0 | 0 | 0 | 0 | 0 | 0 | 0 | 0 | 0 | 0 | 0 | 0 | 0 | 0 | 0 | 0 | 0 | 0 | 0 | 0 | 0 | 0 | 0 | 0 | 0 | 0 | 0 | 0 | 0 | 0 | 0 | 0 | 0 | 0 | 0 | 0 | 0 | 0 | 0 | 0 | 0 | 0 | 0 | 0 | 0 | 0 | 0 | 0 | 0 | 0 | 0 | 0 | 0 | 0 | 0 | 0 | 0 | 0 | 0 | 0 | 0 | 0 | 0 | 0 | 0 | 0 | 0 | 0 | 0 | 0 | 0
0 | 0 | 0 | 0 | 0 | 0 | 0 | 0 | 0 | 0 | 0 | 0 | 0 | 0 | 0 | 0 | 0 | 0 | 0 | 0 | 0 | 0 | 0 | 0 | 0 | 0 | 0 | 0 | 0 | 0 | 0 | 0 | 0 | 0 | 0 | 0 | 0 | 0 | 0 | 0 | 0 | 0 | 0 | 0 | 0 | 0 | 0 | 0 | 0 | 0 | 0 | 0 | 0 | 0 | 0 | 0 | 0 | 0 | 0 | 0 | 0 | 0 | 0 | 0 | 0 | 0 | 0 | 0 | 0 | 0 | 0 | 0 | 0 | 0 | 0
0 | 0 | 0 | 0 | 0 | 0 | 0 | 0 | 0 | 0 | 0 | 0 | 0 | 0 | 0 | 0 | 0 | 0 | 0 | 0 | 0 | 0 | 0 | 0 | 0 | 0 | 0 | 0 | 0 | 0 | 0 | 0 | 0 | 0 | 0 | 0 | 0 | 0 | 0 | 0 | 0 | 0 | 0 | 0 | 0 | 0 | 0 | 0 | 0 | 0 | 0 | 0 | 0 | 0 | 0 | 0 | 0 | 0 | 0 | 0 | 0 | 0 | 0 | 0 | 0 | 0 | 0 | 0 | 0 | 0 | 0 | 0 | 0 | 0 | 0
0 | 0 | 0 | 0 | 0 | 0 | 0 | 0 | 0 | 0 | 0 | 0 | 0 | 0 | 0 | 0 | 0 | 0 | 0 | 0 | 0 | 0 | 0 | 0 | 0 | 0 | 0 | 0 | 0 | 0 | 0 | 0 | 0 | 0 | 0 | 0 | 0 | 0 | 0 | 0 | 0 | 0 | 0 | 0 | 0 | 0 | 0 | 0 | 0 | 0 | 0 | 0 | 0 | 0 | 0 | 0 | 0 | 0 | 0 | 0 | 0 | 0 | 0 | 0 | 0 | 0 | 0 | 0 | 0 | 0 | 0 | 0 | 0 | 0 | 0
0 | 0 | 0 | 0 | 0 | 0 | 0 | 0 | 0 | 0 | 0 | 0 | 0 | 0 | 0 | 0 | 0 | 0 | 0 | 0 | 0 | 0 | 0 | 0 | 0 | 0 | 0 | 0 | 0 | 0 | 0 | 0 | 0 | 0 | 0 | 0 | 0 | 0 | 0 | 0 | 0 | 0 | 0 | 0 | 0 | 0 | 0 | 0 | 0 | 0 | 0 | 0 | 0 | 0 | 0 | 0 | 0 | 0 | 0 | 0 | 0 | 0 | 0 | 0 | 0 | 0 | 0 | 0 | 0 | 0 | 0 | 0 | 0 | 0 | 0
0 | 0 | 0 | 0 | 0 | 0 | 0 | 0 | 0 | 0 | 0 | 0 | 0 | 0 | 0 | 0 | 0 | 0 | 0 | 0 | 0 | 0 | 0 | 0 | 0 | 0 | 0 | 0 | 0 | 0 | 0 | 0 | 0 | 0 | 0 | 0 | 0 | 0 | 0 | 0 | 0 | 0 | 0 | 0 | 0 | 0 | 0 | 0 | 0 | 0 | 0 | 0 | 0 | 0 | 0 | 0 | 0 | 0 | 0 | 0 | 0 | 0 | 0 | 0 | 0 | 0 | 0 | 0 | 0 | 0 | 0 | 0 | 0 | 0 | 0
0 | 0 | 0 | 0 | 0 | 0 | 0 | 0 | 0 | 0 | 0 | 0 | 0 | 0 | 0 | 0 | 0 | 0 | 0 | 0 | 0 | 0 | 0 | 0 | 0 | 0 | 0 | 0 | 0 | 0 | 0 | 0 | 0 | 0 | 0 | 0 | 0 | 0 | 0 | 0 | 0 | 0 | 0 | 0 | 0 | 0 | 0 | 0 | 0 | 0 | 0 | 0 | 0 | 0 | 0 | 0 | 0 | 0 | 0 | 0 | 0 | 0 | 0 | 0 | 0 | 0 | 0 | 0 | 0 | 0 | 0 | 0 | 0 | 0 | 0
0 | 0 | 0 | 0 | 0 | 0 | 0 | 0 | 0 | 0 | 0 | 0 | 0 | 0 | 0 | 0 | 0 | 0 | 0 | 0 | 0 | 0 | 0 | 0 | 0 | 0 | 0 | 0 | 0 | 0 | 0 | 0 | 0 | 0 | 0 | 0 | 0 | 0 | 0 | 0 | 0 | 0 | 0 | 0 | 0 | 0 | 0 | 0 | 0 | 0 | 0 | 0 | 0 | 0 | 0 | 0 | 0 | 0 | 0 | 0 | 0 | 0 | 0 | 0 | 0 | 0 | 0 | 0 | 0 | 0 | 0 | 0 | 0 | 0 | 0
0 | 0 | 0 | 0 | 0 | 0 | 0 | 0 | 0 | 0 | 0 | 0 | 0 | 0 | 0 | 0 | 0 | 0 | 0 | 0 | 0 | 0 | 0 | 0 | 0 | 0 | 0 | 0 | 0 | 0 | 0 | 0 | 0 | 0 | 0 | 0 | 0 | 0 | 0 | 0 | 0 | 0 | 0 | 0 | 0 | 0 | 0 | 0 | 0 | 0 | 0 | 0 | 0 | 0 | 0 | 0 | 0 | 0 | 0 | 0 | 0 | 0 | 0 | 0 | 0 | 0 | 0 | 0 | 0 | 0 | 0 | 0 | 0 | 0 | 0
0 | 0 | 0 | 0 | 0 | 0 | 0 | 0 | 0 | 0 | 0 | 0 | 0 | 0 | 0 | 0 | 0 | 0 | 0 | 0 | 0 | 0 | 0 | 0 | 0 | 0 | 0 | 0 | 0 | 0 | 0 | 0 | 0 | 0 | 0 | 0 | 0 | 0 | 0 | 0 | 0 | 0 | 0 | 0 | 0 | 0 | 0 | 0 | 0 | 0 | 0 | 0 | 0 | 0 | 0 | 0 | 0 | 0 | 0 | 0 | 0 | 0 | 0 | 0 | 0 | 0 | 0 | 0 | 0 | 0 | 0 | 0 | 0 | 0 | 0
0 | 0 | 0 | 0 | 0 | 0 | 0 | 0 | 0 | 0 | 0 | 0 | 0 | 0 | 0 | 0 | 0 | 0 | 0 | 0 | 0 | 0 | 0 | 0 | 0 | 0 | 0 | 0 | 0 | 0 | 0 | 0 | 0 | 0 | 0 | 0 | 0 | 0 | 0 | 0 | 0 | 0 | 0 | 0 | 0 | 0 | 0 | 0 | 0 | 0 | 0 | 0 | 0 | 0 | 0 | 0 | 0 | 0 | 0 | 0 | 0 | 0 | 0 | 0 | 0 | 0 | 0 | 0 | 0 | 0 | 0 | 0 | 0 | 0 | 0
0 | 0 | 0 | 0 | 0 | 0 | 0 | 0 | 0 | 0 | 0 | 0 | 0 | 0 | 0 | 0 | 0 | 0 | 0 | 0 | 0 | 0 | 0 | 0 | 0 | 0 | 0 | 0 | 0 | 0 | 0 | 0 | 0 | 0 | 0 | 0 | 0 | 0 | 0 | 0 | 0 | 0 | 0 | 0 | 0 | 0 | 0 | 0 | 0 | 0 | 0 | 0 | 0 | 0 | 0 | 0 | 0 | 0 | 0 | 0 | 0 | 0 | 0 | 0 | 0 | 0 | 0 | 0 | 0 | 0 | 0 | 0 | 0 | 0 | 0
0 | 0 | 0 | 0 | 0 | 0 | 0 | 0 | 0 | 0 | 0 | 0 | 0 | 0 | 0 | 0 | 0 | 0 | 0 | 0 | 0 | 0 | 0 | 0 | 0 | 0 | 0 | 0 | 0 | 0 | 0 | 0 | 0 | 0 | 0 | 0 | 0 | 0 | 0 | 0 | 0 | 0 | 0 | 0 | 0 | 0 | 0 | 0 | 0 | 0 | 0 | 0 | 0 | 0 | 0 | 0 | 0 | 0 | 0 | 0 | 0 | 0 | 0 | 0 | 0 | 0 | 0 | 0 | 0 | 0 | 0 | 0 | 0 | 0 | 0
0 | 0 | 0 | 0 | 0 | 0 | 0 | 0 | 0 | 0 | 0 | 0 | 0 | 0 | 0 | 0 | 0 | 0 | 0 | 0 | 0 | 0 | 0 | 0 | 0 | 0 | 0 | 0 | 0 | 0 | 0 | 0 | 0 | 0 | 0 | 0 | 0 | 0 | 0 | 0 | 0 | 0 | 0 | 0 | 0 | 0 | 0 | 0 | 0 | 0 | 0 | 0 | 0 | 0 | 0 | 0 | 0 | 0 | 0 | 0 | 0 | 0 | 0 | 0 | 0 | 0 | 0 | 0 | 0 | 0 | 0 | 0 | 0 | 0 | 0
0 | 0 | 0 | 0 | 0 | 0 | 0 | 0 | 0 | 0 | 0 | 0 | 0 | 0 | 0 | 0 | 0 | 0 | 0 | 0 | 0 | 0 | 0 | 0 | 0 | 0 | 0 | 0 | 0 | 0 | 0 | 0 | 0 | 0 | 0 | 0 | 0 | 0 | 0 | 0 | 0 | 0 | 0 | 0 | 0 | 0 | 0 | 0 | 0 | 0 | 0 | 0 | 0 | 0 | 0 | 0 | 0 | 0 | 0 | 0 | 0 | 0 | 0 | 0 | 0 | 0 | 0 | 0 | 0 | 0 | 0 | 0 | 0 | 0 | 0
0 | 0 | 0 | 0 | 0 | 0 | 0 | 0 | 0 | 0 | 0 | 0 | 0 | 0 | 0 | 0 | 0 | 0 | 0 | 0 | 0 | 0 | 0 | 0 | 0 | 0 | 0 | 0 | 0 | 0 | 0 | 0 | 0 | 0 | 0 | 0 | 0 | 0 | 0 | 0 | 0 | 0 | 0 | 0 | 0 | 0 | 0 | 0 | 0 | 0 | 0 | 0 | 0 | 0 | 0 | 0 | 0 | 0 | 0 | 0 | 0 | 0 | 0 | 0 | 0 | 0 | 0 | 0 | 0 | 0 | 0 | 0 | 0 | 0 | 0
0 | 0 | 0 | 0 | 0 | 0 | 0 | 0 | 0 | 0 | 0 | 0 | 0 | 0 | 0 | 0 | 0 | 0 | 0 | 0 | 0 | 0 | 0 | 0 | 0 | 0 | 0 | 0 | 0 | 0 | 0 | 0 | 0 | 0 | 0 | 0 | 0 | 0 | 0 | 0 | 0 | 0 | 0 | 0 | 0 | 0 | 0 | 0 | 0 | 0 | 0 | 0 | 0 | 0 | 0 | 0 | 0 | 0 | 0 | 0 | 0 | 0 | 0 | 0 | 0 | 0 | 0 | 0 | 0 | 0 | 0 | 0 | 0 | 0 | 0
0 | 0 | 0 | 0 | 0 | 0 | 0 | 0 | 0 | 0 | 0 | 0 | 0 | 0 | 0 | 0 | 0 | 0 | 0 | 0 | 0 | 0 | 0 | 0 | 0 | 0 | 0 | 0 | 0 | 0 | 0 | 0 | 0 | 0 | 0 | 0 | 0 | 0 | 0 | 0 | 0 | 0 | 0 | 0 | 0 | 0 | 0 | 0 | 0 | 0 | 0 | 0 | 0 | 0 | 0 | 0 | 0 | 0 | 0 | 0 | 0 | 0 | 0 | 0 | 0 | 0 | 0 | 0 | 0 | 0 | 0 | 0 | 0 | 0 | 0
0 | 0 | 0 | 0 | 0 | 0 | 0 | 0 | 0 | 0 | 0 | 0 | 0 | 0 | 0 | 0 | 0 | 0 | 0 | 0 | 0 | 0 | 0 | 0 | 0 | 0 | 0 | 0 | 0 | 0 | 0 | 0 | 0 | 0 | 0 | 0 | 0 | 0 | 0 | 0 | 0 | 0 | 0 | 0 | 0 | 0 | 0 | 0 | 0 | 0 | 0 | 0 | 0 | 0 | 0 | 0 | 0 | 0 | 0 | 0 | 0 | 0 | 0 | 0 | 0 | 0 | 0 | 0 | 0 | 0 | 0 | 0 | 0 | 0 | 0
0 | 0 | 0 | 0 | 0 | 0 | 0 | 0 | 0 | 0 | 0 | 0 | 0 | 0 | 0 | 0 | 0 | 0 | 0 | 0 | 0 | 0 | 0 | 0 | 0 | 0 | 0 | 0 | 0 | 0 | 0 | 0 | 0 | 0 | 0 | 0 | 0 | 0 | 0 | 0 | 0 | 0 | 0 | 0 | 0 | 0 | 0 | 0 | 0 | 0 | 0 | 0 | 0 | 0 | 0 | 0 | 0 | 0 | 0 | 0 | 0 | 0 | 0 | 0 | 0 | 0 | 0 | 0 | 0 | 0 | 0 | 0 | 0 | 0 | 0
0 | 0 | 0 | 0 | 0 | 0 | 0 | 0 | 0 | 0 | 0 | 0 | 0 | 0 | 0 | 0 | 0 | 0 | 0 | 0 | 0 | 0 | 0 | 0 | 0 | 0 | 0 | 0 | 0 | 0 | 0 | 0 | 0 | 0 | 0 | 0 | 0 | 0 | 0 | 0 | 0 | 0 | 0 | 0 | 0 | 0 | 0 | 0 | 0 | 0 | 0 | 0 | 0 | 0 | 0 | 0 | 0 | 0 | 0 | 0 | 0 | 0 | 0 | 0 | 0 | 0 | 0 | 0 | 0 | 0 | 0 | 0 | 0 | 0 | 0
0 | 0 | 0 | 0 | 0 | 0 | 0 | 0 | 0 | 0 | 0 | 0 | 0 | 0 | 0 | 0 | 0 | 0 | 0 | 0 | 0 | 0 | 0 | 0 | 0 | 0 | 0 | 0 | 0 | 0 | 0 | 0 | 0 | 0 | 0 | 0 | 0 | 0 | 0 | 0 | 0 | 0 | 0 | 0 | 0 | 0 | 0 | 0 | 0 | 0 | 0 | 0 | 0 | 0 | 0 | 0 | 0 | 0 | 0 | 0 | 0 | 0 | 0 | 0 | 0 | 0 | 0 | 0 | 0 | 0 | 0 | 0 | 0 | 0 | 0
0 | 0 | 0 | 0 | 0 | 0 | 0 | 0 | 0 | 0 | 0 | 0 | 0 | 0 | 0 | 0 | 0 | 0 | 0 | 0 | 0 | 0 | 0 | 0 | 0 | 0 | 0 | 0 | 0 | 0 | 0 | 0 | 0 | 0 | 0 | 0 | 0 | 0 | 0 | 0 | 0 | 0 | 0 | 0 | 0 | 0 | 0 | 0 | 0 | 0 | 0 | 0 | 0 | 0 | 0 | 0 | 0 | 0 | 0 | 0 | 0 | 0 | 0 | 0 | 0 | 0 | 0 | 0 | 0 | 0 | 0 | 0 | 0 | 0 | 0
0 | 0 | 0 | 0 | 0 | 0 | 0 | 0 | 0 | 0 | 0 | 0 | 0 | 0 | 0 | 0 | 0 | 0 | 0 | 0 | 0 | 0 | 0 | 0 | 0 | 0 | 0 | 0 | 0 | 0 | 0 | 0 | 0 | 0 | 0 | 0 | 0 | 0 | 0 | 0 | 0 | 0 | 0 | 0 | 0 | 0 | 0 | 0 | 0 | 0 | 0 | 0 | 0 | 0 | 0 | 0 | 0 | 0 | 0 | 0 | 0 | 0 | 0 | 0 | 0 | 0 | 0 | 0 | 0 | 0 | 0 | 0 | 0 | 0 | 0
0 | 0 | 0 | 0 | 0 | 0 | 0 | 0 | 0 | 0 | 0 | 0 | 0 | 0 | 0 | 0 | 0 | 0 | 0 | 0 | 0 | 0 | 0 | 0 | 0 | 0 | 0 | 0 | 0 | 0 | 0 | 0 | 0 | 0 | 0 | 0 | 0 | 0 | 0 | 0 | 0 | 0 | 0 | 0 | 0 | 0 | 0 | 0 | 0 | 0 | 0 | 0 | 0 | 0 | 0 | 0 | 0 | 0 | 0 | 0 | 0 | 0 | 0 | 0 | 0 | 0 | 0 | 0 | 0 | 0 | 0 | 0 | 0 | 0 | 0
0 | 0 | 0 | 0 | 0 | 0 | 0 | 0 | 0 | 0 | 0 | 0 | 0 | 0 | 0 | 0 | 0 | 0 | 0 | 0 | 0 | 0 | 0 | 0 | 0 | 0 | 0 | 0 | 0 | 0 | 0 | 0 | 0 | 0 | 0 | 0 | 0 | 0 | 0 | 0 | 0 | 0 | 0 | 0 | 0 | 0 | 0 | 0 | 0 | 0 | 0 | 0 | 0 | 0 | 0 | 0 | 0 | 0 | 0 | 0 | 0 | 0 | 0 | 0 | 0 | 0 | 0 | 0 | 0 | 0 | 0 | 0 | 0 | 0 | 0
0 | 0 | 0 | 0 | 0 | 0 | 0 | 0 | 0 | 0 | 0 | 0 | 0 | 0 | 0 | 0 | 0 | 0 | 0 | 0 | 0 | 0 | 0 | 0 | 0 | 0 | 0 | 0 | 0 | 0 | 0 | 0 | 0 | 0 | 0 | 0 | 0 | 0 | 0 | 0 | 0 | 0 | 0 | 0 | 0 | 0 | 0 | 0 | 0 | 0 | 0 | 0 | 0 | 0 | 0 | 0 | 0 | 0 | 0 | 0 | 0 | 0 | 0 | 0 | 0 | 0 | 0 | 0 | 0 | 0 | 0 | 0 | 0 | 0 | 0
0 | 0 | 0 | 0 | 0 | 0 | 0 | 0 | 0 | 0 | 0 | 0 | 0 | 0 | 0 | 0 | 0 | 0 | 0 | 0 | 0 | 0 | 0 | 0 | 0 | 0 | 0 | 0 | 0 | 0 | 0 | 0 | 0 | 0 | 0 | 0 | 0 | 0 | 0 | 0 | 0 | 0 | 0 | 0 | 0 | 0 | 0 | 0 | 0 | 0 | 0 | 0 | 0 | 0 | 0 | 0 | 0 | 0 | 0 | 0 | 0 | 0 | 0 | 0 | 0 | 0 | 0 | 0 | 0 | 0 | 0 | 0 | 0 | 0 | 0
0 | 0 | 0 | 0 | 0 | 0 | 0 | 0 | 0 | 0 | 0 | 0 | 0 | 0 | 0 | 0 | 0 | 0 | 0 | 0 | 0 | 0 | 0 | 0 | 0 | 0 | 0 | 0 | 0 | 0 | 0 | 0 | 0 | 0 | 0 | 0 | 0 | 0 | 0 | 0 | 0 | 0 | 0 | 0 | 0 | 0 | 0 | 0 | 0 | 0 | 0 | 0 | 0 | 0 | 0 | 0 | 0 | 0 | 0 | 0 | 0 | 0 | 0 | 0 | 0 | 0 | 0 | 0 | 0 | 0 | 0 | 0 | 0 | 0 | 0
0 | 0 | 0 | 0 | 0 | 0 | 0 | 0 | 0 | 0 | 0 | 0 | 0 | 0 | 0 | 0 | 0 | 0 | 0 | 0 | 0 | 0 | 0 | 0 | 0 | 0 | 0 | 0 | 0 | 0 | 0 | 0 | 0 | 0 | 0 | 0 | 0 | 0 | 0 | 0 | 0 | 0 | 0 | 0 | 0 | 0 | 0 | 0 | 0 | 0 | 0 | 0 | 0 | 0 | 0 | 0 | 0 | 0 | 0 | 0 | 0 | 0 | 0 | 0 | 0 | 0 | 0 | 0 | 0 | 0 | 0 | 0 | 0 | 0 | 0
0 | 0 | 0 | 0 | 0 | 0 | 0 | 0 | 0 | 0 | 0 | 0 | 0 | 0 | 0 | 0 | 0 | 0 | 0 | 0 | 0 | 0 | 0 | 0 | 0 | 0 | 0 | 0 | 0 | 0 | 0 | 0 | 0 | 0 | 0 | 0 | 0 | 0 | 0 | 0 | 0 | 0 | 0 | 0 | 0 | 0 | 0 | 0 | 0 | 0 | 0 | 0 | 0 | 0 | 0 | 0 | 0 | 0 | 0 | 0 | 0 | 0 | 0 | 0 | 0 | 0 | 0 | 0 | 0 | 0 | 0 | 0 | 0 | 0 | 0
0 | 0 | 0 | 0 | 0 | 0 | 0 | 0 | 0 | 0 | 0 | 0 | 0 | 0 | 0 | 0 | 0 | 0 | 0 | 0 | 0 | 0 | 0 | 0 | 0 | 0 | 0 | 0 | 0 | 0 | 0 | 0 | 0 | 0 | 0 | 0 | 0 | 0 | 0 | 0 | 0 | 0 | 0 | 0 | 0 | 0 | 0 | 0 | 0 | 0 | 0 | 0 | 0 | 0 | 0 | 0 | 0 | 0 | 0 | 0 | 0 | 0 | 0 | 0 | 0 | 0 | 0 | 0 | 0 | 0 | 0 | 0 | 0 | 0 | 0
0 | 0 | 0 | 0 | 0 | 0 | 0 | 0 | 0 | 0 | 0 | 0 | 0 | 0 | 0 | 0 | 0 | 0 | 0 | 0 | 0 | 0 | 0 | 0 | 0 | 0 | 0 | 0 | 0 | 0 | 0 | 0 | 0 | 0 | 0 | 0 | 0 | 0 | 0 | 0 | 0 | 0 | 0 | 0 | 0 | 0 | 0 | 0 | 0 | 0 | 0 | 0 | 0 | 0 | 0 | 0 | 0 | 0 | 0 | 0 | 0 | 0 | 0 | 0 | 0 | 0 | 0 | 0 | 0 | 0 | 0 | 0 | 0 | 0 | 0
0 | 0 | 0 | 0 | 0 | 0 | 0 | 0 | 0 | 0 | 0 | 0 | 0 | 0 | 0 | 0 | 0 | 0 | 0 | 0 | 0 | 0 | 0 | 0 | 0 | 0 | 0 | 0 | 0 | 0 | 0 | 0 | 0 | 0 | 0 | 0 | 0 | 0 | 0 | 0 | 0 | 0 | 0 | 0 | 0 | 0 | 0 | 0 | 0 | 0 | 0 | 0 | 0 | 0 | 0 | 0 | 0 | 0 | 0 | 0 | 0 | 0 | 0 | 0 | 0 | 0 | 0 | 0 | 0 | 0 | 0 | 0 | 0 | 0 | 0
0 | 0 | 0 | 0 | 0 | 0 | 0 | 0 | 0 | 0 | 0 | 0 | 0 | 0 | 0 | 0 | 0 | 0 | 0 | 0 | 0 | 0 | 0 | 0 | 0 | 0 | 0 | 0 | 0 | 0 | 0 | 0 | 0 | 0 | 0 | 0 | 0 | 0 | 0 | 0 | 0 | 0 | 0 | 0 | 0 | 0 | 0 | 0 | 0 | 0 | 0 | 0 | 0 | 0 | 0 | 0 | 0 | 0 | 0 | 0 | 0 | 0 | 0 | 0 | 0 | 0 | 0 | 0 | 0 | 0 | 0 | 0 | 0 | 0 | 0
0 | 0 | 0 | 0 | 0 | 0 | 0 | 0 | 0 | 0 | 0 | 0 | 0 | 0 | 0 | 0 | 0 | 0 | 0 | 0 | 0 | 0 | 0 | 0 | 0 | 0 | 0 | 0 | 0 | 0 | 0 | 0 | 0 | 0 | 0 | 0 | 0 | 0 | 0 | 0 | 0 | 0 | 0 | 0 | 0 | 0 | 0 | 0 | 0 | 0 | 0 | 0 | 0 | 0 | 0 | 0 | 0 | 0 | 0 | 0 | 0 | 0 | 0 | 0 | 0 | 0 | 0 | 0 | 0 | 0 | 0 | 0 | 0 | 0 | 0
0 | 0 | 0 | 0 | 0 | 0 | 0 | 0 | 0 | 0 | 0 | 0 | 0 | 0 | 0 | 0 | 0 | 0 | 0 | 0 | 0 | 0 | 0 | 0 | 0 | 0 | 0 | 0 | 0 | 0 | 0 | 0 | 0 | 0 | 0 | 0 | 0 | 0 | 0 | 0 | 0 | 0 | 0 | 0 | 0 | 0 | 0 | 0 | 0 | 0 | 0 | 0 | 0 | 0 | 0 | 0 | 0 | 0 | 0 | 0 | 0 | 0 | 0 | 0 | 0 | 0 | 0 | 0 | 0 | 0 | 0 | 0 | 0 | 0 | 0
0 | 0 | 0 | 0 | 0 | 0 | 0 | 0 | 0 | 0 | 0 | 0 | 0 | 0 | 0 | 0 | 0 | 0 | 0 | 0 | 0 | 0 | 0 | 0 | 0 | 0 | 0 | 0 | 0 | 0 | 0 | 0 | 0 | 0 | 0 | 0 | 0 | 0 | 0 | 0 | 0 | 0 | 0 | 0 | 0 | 0 | 0 | 0 | 0 | 0 | 0 | 0 | 0 | 0 | 0 | 0 | 0 | 0 | 0 | 0 | 0 | 0 | 0 | 0 | 0 | 0 | 0 | 0 | 0 | 0 | 0 | 0 | 0 | 0 | 0
0 | 0 | 0 | 0 | 0 | 0 | 0 | 0 | 0 | 0 | 0 | 0 | 0 | 0 | 0 | 0 | 0 | 0 | 0 | 0 | 0 | 0 | 0 | 0 | 0 | 0 | 0 | 0 | 0 | 0 | 0 | 0 | 0 | 0 | 0 | 0 | 0 | 0 | 0 | 0 | 0 | 0 | 0 | 0 | 0 | 0 | 0 | 0 | 0 | 0 | 0 | 0 | 0 | 0 | 0 | 0 | 0 | 0 | 0 | 0 | 0 | 0 | 0 | 0 | 0 | 0 | 0 | 0 | 0 | 0 | 0 | 0 | 0 | 0 | 0
0 | 0 | 0 | 0 | 0 | 0 | 0 | 0 | 0 | 0 | 0 | 0 | 0 | 0 | 0 | 0 | 0 | 0 | 0 | 0 | 0 | 0 | 0 | 0 | 0 | 0 | 0 | 0 | 0 | 0 | 0 | 0 | 0 | 0 | 0 | 0 | 0 | 0 | 0 | 0 | 0 | 0 | 0 | 0 | 0 | 0 | 0 | 0 | 0 | 0 | 0 | 0 | 0 | 0 | 0 | 0 | 0 | 0 | 0 | 0 | 0 | 0 | 0 | 0 | 0 | 0 | 0 | 0 | 0 | 0 | 0 | 0 | 0 | 0 | 0
0 | 0 | 0 | 0 | 0 | 0 | 0 | 0 | 0 | 0 | 0 | 0 | 0 | 0 | 0 | 0 | 0 | 0 | 0 | 0 | 0 | 0 | 0 | 0 | 0 | 0 | 0 | 0 | 0 | 0 | 0 | 0 | 0 | 0 | 0 | 0 | 0 | 0 | 0 | 0 | 0 | 0 | 0 | 0 | 0 | 0 | 0 | 0 | 0 | 0 | 0 | 0 | 0 | 0 | 0 | 0 | 0 | 0 | 0 | 0 | 0 | 0 | 0 | 0 | 0 | 0 | 0 | 0 | 0 | 0 | 0 | 0 | 0 | 0 | 0
0 | 0 | 0 | 0 | 0 | 0 | 0 | 0 | 0 | 0 | 0 | 0 | 0 | 0 | 0 | 0 | 0 | 0 | 0 | 0 | 0 | 0 | 0 | 0 | 0 | 0 | 0 | 0 | 0 | 0 | 0 | 0 | 0 | 0 | 0 | 0 | 0 | 0 | 0 | 0 | 0 | 0 | 0 | 0 | 0 | 0 | 0 | 0 | 0 | 0 | 0 | 0 | 0 | 0 | 0 | 0 | 0 | 0 | 0 | 0 | 0 | 0 | 0 | 0 | 0 | 0 | 0 | 0 | 0 | 0 | 0 | 0 | 0 | 0 | 0
0 | 0 | 0 | 0 | 0 | 0 | 0 | 0 | 0 | 0 | 0 | 0 | 0 | 0 | 0 | 0 | 0 | 0 | 0 | 0 | 0 | 0 | 0 | 0 | 0 | 0 | 0 | 0 | 0 | 0 | 0 | 0 | 0 | 0 | 0 | 0 | 0 | 0 | 0 | 0 | 0 | 0 | 0 | 0 | 0 | 0 | 0 | 0 | 0 | 0 | 0 | 0 | 0 | 0 | 0 | 0 | 0 | 0 | 0 | 0 | 0 | 0 | 0 | 0 | 0 | 0 | 0 | 0 | 0 | 0 | 0 | 0 | 0 | 0 | 0
0 | 0 | 0 | 0 | 0 | 0 | 0 | 0 | 0 | 0 | 0 | 0 | 0 | 0 | 0 | 0 | 0 | 0 | 0 | 0 | 0 | 0 | 0 | 0 | 0 | 0 | 0 | 0 | 0 | 0 | 0 | 0 | 0 | 0 | 0 | 0 | 0 | 0 | 0 | 0 | 0 | 0 | 0 | 0 | 0 | 0 | 0 | 0 | 0 | 0 | 0 | 0 | 0 | 0 | 0 | 0 | 0 | 0 | 0 | 0 | 0 | 0 | 0 | 0 | 0 | 0 | 0 | 0 | 0 | 0 | 0 | 0 | 0 | 0 | 0
0 | 0 | 0 | 0 | 0 | 0 | 0 | 0 | 0 | 0 | 0 | 0 | 0 | 0 | 0 | 0 | 0 | 0 | 0 | 0 | 0 | 0 | 0 | 0 | 0 | 0 | 0 | 0 | 0 | 0 | 0 | 0 | 0 | 0 | 0 | 0 | 0 | 0 | 0 | 0 | 0 | 0 | 0 | 0 | 0 | 0 | 0 | 0 | 0 | 0 | 0 | 0 | 0 | 0 | 0 | 0 | 0 | 0 | 0 | 0 | 0 | 0 | 0 | 0 | 0 | 0 | 0 | 0 | 0 | 0 | 0 | 0 | 0 | 0 | 0
0 | 0 | 0 | 0 | 0 | 0 | 0 | 0 | 0 | 0 | 0 | 0 | 0 | 0 | 0 | 0 | 0 | 0 | 0 | 0 | 0 | 0 | 0 | 0 | 0 | 0 | 0 | 0 | 0 | 0 | 0 | 0 | 0 | 0 | 0 | 0 | 0 | 0 | 0 | 0 | 0 | 0 | 0 | 0 | 0 | 0 | 0 | 0 | 0 | 0 | 0 | 0 | 0 | 0 | 0 | 0 | 0 | 0 | 0 | 0 | 0 | 0 | 0 | 0 | 0 | 0 | 0 | 0 | 0 | 0 | 0 | 0 | 0 | 0 | 0
0 | 0 | 0 | 0 | 0 | 0 | 0 | 0 | 0 | 0 | 0 | 0 | 0 | 0 | 0 | 0 | 0 | 0 | 0 | 0 | 0 | 0 | 0 | 0 | 0 | 0 | 0 | 0 | 0 | 0 | 0 | 0 | 0 | 0 | 0 | 0 | 0 | 0 | 0 | 0 | 0 | 0 | 0 | 0 | 0 | 0 | 0 | 0 | 0 | 0 | 0 | 0 | 0 | 0 | 0 | 0 | 0 | 0 | 0 | 0 | 0 | 0 | 0 | 0 | 0 | 0 | 0 | 0 | 0 | 0 | 0 | 0 | 0 | 0 | 0
0 | 0 | 0 | 0 | 0 | 0 | 0 | 0 | 0 | 0 | 0 | 0 | 0 | 0 | 0 | 0 | 0 | 0 | 0 | 0 | 0 | 0 | 0 | 0 | 0 | 0 | 0 | 0 | 0 | 0 | 0 | 0 | 0 | 0 | 0 | 0 | 0 | 0 | 0 | 0 | 0 | 0 | 0 | 0 | 0 | 0 | 0 | 0 | 0 | 0 | 0 | 0 | 0 | 0 | 0 | 0 | 0 | 0 | 0 | 0 | 0 | 0 | 0 | 0 | 0 | 0 | 0 | 0 | 0 | 0 | 0 | 0 | 0 | 0 | 0
0 | 0 | 0 | 0 | 0 | 0 | 0 | 0 | 0 | 0 | 0 | 0 | 0 | 0 | 0 | 0 | 0 | 0 | 0 | 0 | 0 | 0 | 0 | 0 | 0 | 0 | 0 | 0 | 0 | 0 | 0 | 0 | 0 | 0 | 0 | 0 | 0 | 0 | 0 | 0 | 0 | 0 | 0 | 0 | 0 | 0 | 0 | 0 | 0 | 0 | 0 | 0 | 0 | 0 | 0 | 0 | 0 | 0 | 0 | 0 | 0 | 0 | 0 | 0 | 0 | 0 | 0 | 0 | 0 | 0 | 0 | 0 | 0 | 0 | 0
0 | 0 | 0 | 0 | 0 | 0 | 0 | 0 | 0 | 0 | 0 | 0 | 0 | 0 | 0 | 0 | 0 | 0 | 0 | 0 | 0 | 0 | 0 | 0 | 0 | 0 | 0 | 0 | 0 | 0 | 0 | 0 | 0 | 0 | 0 | 0 | 0 | 0 | 0 | 0 | 0 | 0 | 0 | 0 | 0 | 0 | 0 | 0 | 0 | 0 | 0 | 0 | 0 | 0 | 0 | 0 | 0 | 0 | 0 | 0 | 0 | 0 | 0 | 0 | 0 | 0 | 0 | 0 | 0 | 0 | 0 | 0 | 0 | 0 | 0
0 | 0 | 0 | 0 | 0 | 0 | 0 | 0 | 0 | 0 | 0 | 0 | 0 | 0 | 0 | 0 | 0 | 0 | 0 | 0 | 0 | 0 | 0 | 0 | 0 | 0 | 0 | 0 | 0 | 0 | 0 | 0 | 0 | 0 | 0 | 0 | 0 | 0 | 0 | 0 | 0 | 0 | 0 | 0 | 0 | 0 | 0 | 0 | 0 | 0 | 0 | 0 | 0 | 0 | 0 | 0 | 0 | 0 | 0 | 0 | 0 | 0 | 0 | 0 | 0 | 0 | 0 | 0 | 0 | 0 | 0 | 0 | 0 | 0 | 0
0 | 0 | 0 | 0 | 0 | 0 | 0 | 0 | 0 | 0 | 0 | 0 | 0 | 0 | 0 | 0 | 0 | 0 | 0 | 0 | 0 | 0 | 0 | 0 | 0 | 0 | 0 | 0 | 0 | 0 | 0 | 0 | 0 | 0 | 0 | 0 | 0 | 0 | 0 | 0 | 0 | 0 | 0 | 0 | 0 | 0 | 0 | 0 | 0 | 0 | 0 | 0 | 0 | 0 | 0 | 0 | 0 | 0 | 0 | 0 | 0 | 0 | 0 | 0 | 0 | 0 | 0 | 0 | 0 | 0 | 0 | 0 | 0 | 0 | 0
0 | 0 | 0 | 0 | 0 | 0 | 0 | 0 | 0 | 0 | 0 | 0 | 0 | 0 | 0 | 0 | 0 | 0 | 0 | 0 | 0 | 0 | 0 | 0 | 0 | 0 | 0 | 0 | 0 | 0 | 0 | 0 | 0 | 0 | 0 | 0 | 0 | 0 | 0 | 0 | 0 | 0 | 0 | 0 | 0 | 0 | 0 | 0 | 0 | 0 | 0 | 0 | 0 | 0 | 0 | 0 | 0 | 0 | 0 | 0 | 0 | 0 | 0 | 0 | 0 | 0 | 0 | 0 | 0 | 0 | 0 | 0 | 0 | 0 | 0
0 | 0 | 0 | 0 | 0 | 0 | 0 | 0 | 0 | 0 | 0 | 0 | 0 | 0 | 0 | 0 | 0 | 0 | 0 | 0 | 0 | 0 | 0 | 0 | 0 | 0 | 0 | 0 | 0 | 0 | 0 | 0 | 0 | 0 | 0 | 0 | 0 | 0 | 0 | 0 | 0 | 0 | 0 | 0 | 0 | 0 | 0 | 0 | 0 | 0 | 0 | 0 | 0 | 0 | 0 | 0 | 0 | 0 | 0 | 0 | 0 | 0 | 0 | 0 | 0 | 0 | 0 | 0 | 0 | 0 | 0 | 0 | 0 | 0 | 0
0 | 0 | 0 | 0 | 0 | 0 | 0 | 0 | 0 | 0 | 0 | 0 | 0 | 0 | 0 | 0 | 0 | 0 | 0 | 0 | 0 | 0 | 0 | 0 | 0 | 0 | 0 | 0 | 0 | 0 | 0 | 0 | 0 | 0 | 0 | 0 | 0 | 0 | 0 | 0 | 0 | 0 | 0 | 0 | 0 | 0 | 0 | 0 | 0 | 0 | 0 | 0 | 0 | 0 | 0 | 0 | 0 | 0 | 0 | 0 | 0 | 0 | 0 | 0 | 0 | 0 | 0 | 0 | 0 | 0 | 0 | 0 | 0 | 0 | 0
0 | 0 | 0 | 0 | 0 | 0 | 0 | 0 | 0 | 0 | 0 | 0 | 0 | 0 | 0 | 0 | 0 | 0 | 0 | 0 | 0 | 0 | 0 | 0 | 0 | 0 | 0 | 0 | 0 | 0 | 0 | 0 | 0 | 0 | 0 | 0 | 0 | 0 | 0 | 0 | 0 | 0 | 0 | 0 | 0 | 0 | 0 | 0 | 0 | 0 | 0 | 0 | 0 | 0 | 0 | 0 | 0 | 0 | 0 | 0 | 0 | 0 | 0 | 0 | 0 | 0 | 0 | 0 | 0 | 0 | 0 | 0 | 0 | 0 | 0
0 | 0 | 0 | 0 | 0 | 0 | 0 | 0 | 0 | 0 | 0 | 0 | 0 | 0 | 0 | 0 | 0 | 0 | 0 | 0 | 0 | 0 | 0 | 0 | 0 | 0 | 0 | 0 | 0 | 0 | 0 | 0 | 0 | 0 | 0 | 0 | 0 | 0 | 0 | 0 | 0 | 0 | 0 | 0 | 0 | 0 | 0 | 0 | 0 | 0 | 0 | 0 | 0 | 0 | 0 | 0 | 0 | 0 | 0 | 0 | 0 | 0 | 0 | 0 | 0 | 0 | 0 | 0 | 0 | 0 | 0 | 0 | 0 | 0 | 0
0 | 0 | 0 | 0 | 0 | 0 | 0 | 0 | 0 | 0 | 0 | 0 | 0 | 0 | 0 | 0 | 0 | 0 | 0 | 0 | 0 | 0 | 0 | 0 | 0 | 0 | 0 | 0 | 0 | 0 | 0 | 0 | 0 | 0 | 0 | 0 | 0 | 0 | 0 | 0 | 0 | 0 | 0 | 0 | 0 | 0 | 0 | 0 | 0 | 0 | 0 | 0 | 0 | 0 | 0 | 0 | 0 | 0 | 0 | 0 | 0 | 0 | 0 | 0 | 0 | 0 | 0 | 0 | 0 | 0 | 0 | 0 | 0 | 0 | 0
0 | 0 | 0 | 0 | 0 | 0 | 0 | 0 | 0 | 0 | 0 | 0 | 0 | 0 | 0 | 0 | 0 | 0 | 0 | 0 | 0 | 0 | 0 | 0 | 0 | 0 | 0 | 0 | 0 | 0 | 0 | 0 | 0 | 0 | 0 | 0 | 0 | 0 | 0 | 0 | 0 | 0 | 0 | 0 | 0 | 0 | 0 | 0 | 0 | 0 | 0 | 0 | 0 | 0 | 0 | 0 | 0 | 0 | 0 | 0 | 0 | 0 | 0 | 0 | 0 | 0 | 0 | 0 | 0 | 0 | 0 | 0 | 0 | 0 | 0
0 | 0 | 0 | 0 | 0 | 0 | 0 | 0 | 0 | 0 | 0 | 0 | 0 | 0 | 0 | 0 | 0 | 0 | 0 | 0 | 0 | 0 | 0 | 0 | 0 | 0 | 0 | 0 | 0 | 0 | 0 | 0 | 0 | 0 | 0 | 0 | 0 | 0 | 0 | 0 | 0 | 0 | 0 | 0 | 0 | 0 | 0 | 0 | 0 | 0 | 0 | 0 | 0 | 0 | 0 | 0 | 0 | 0 | 0 | 0 | 0 | 0 | 0 | 0 | 0 | 0 | 0 | 0 | 0 | 0 | 0 | 0 | 0 | 0 | 0
0 | 0 | 0 | 0 | 0 | 0 | 0 | 0 | 0 | 0 | 0 | 0 | 0 | 0 | 0 | 0 | 0 | 0 | 0 | 0 | 0 | 0 | 0 | 0 | 0 | 0 | 0 | 0 | 0 | 0 | 0 | 0 | 0 | 0 | 0 | 0 | 0 | 0 | 0 | 0 | 0 | 0 | 0 | 0 | 0 | 0 | 0 | 0 | 0 | 0 | 0 | 0 | 0 | 0 | 0 | 0 | 0 | 0 | 0 | 0 | 0 | 0 | 0 | 0 | 0 | 0 | 0 | 0 | 0 | 0 | 0 | 0 | 0 | 0 | 0
0 | 0 | 0 | 0 | 0 | 0 | 0 | 0 | 0 | 0 | 0 | 0 | 0 | 0 | 0 | 0 | 0 | 0 | 0 | 0 | 0 | 0 | 0 | 0 | 0 | 0 | 0 | 0 | 0 | 0 | 0 | 0 | 0 | 0 | 0 | 0 | 0 | 0 | 0 | 0 | 0 | 0 | 0 | 0 | 0 | 0 | 0 | 0 | 0 | 0 | 0 | 0 | 0 | 0 | 0 | 0 | 0 | 0 | 0 | 0 | 0 | 0 | 0 | 0 | 0 | 0 | 0 | 0 | 0 | 0 | 0 | 0 | 0 | 0 | 0
0 | 0 | 0 | 0 | 0 | 0 | 0 | 0 | 0 | 0 | 0 | 0 | 0 | 0 | 0 | 0 | 0 | 0 | 0 | 0 | 0 | 0 | 0 | 0 | 0 | 0 | 0 | 0 | 0 | 0 | 0 | 0 | 0 | 0 | 0 | 0 | 0 | 0 | 0 | 0 | 0 | 0 | 0 | 0 | 0 | 0 | 0 | 0 | 0 | 0 | 0 | 0 | 0 | 0 | 0 | 0 | 0 | 0 | 0 | 0 | 0 | 0 | 0 | 0 | 0 | 0 | 0 | 0 | 0 | 0 | 0 | 0 | 0 | 0 | 0
0 | 0 | 0 | 0 | 0 | 0 | 0 | 0 | 0 | 0 | 0 | 0 | 0 | 0 | 0 | 0 | 0 | 0 | 0 | 0 | 0 | 0 | 0 | 0 | 0 | 0 | 0 | 0 | 0 | 0 | 0 | 0 | 0 | 0 | 0 | 0 | 0 | 0 | 0 | 0 | 0 | 0 | 0 | 0 | 0 | 0 | 0 | 0 | 0 | 0 | 0 | 0 | 0 | 0 | 0 | 0 | 0 | 0 | 0 | 0 | 0 | 0 | 0 | 0 | 0 | 0 | 0 | 0 | 0 | 0 | 0 | 0 | 0 | 0 | 0
0 | 0 | 0 | 0 | 0 | 0 | 0 | 0 | 0 | 0 | 0 | 0 | 0 | 0 | 0 | 0 | 0 | 0 | 0 | 0 | 0 | 0 | 0 | 0 | 0 | 0 | 0 | 0 | 0 | 0 | 0 | 0 | 0 | 0 | 0 | 0 | 0 | 0 | 0 | 0 | 0 | 0 | 0 | 0 | 0 | 0 | 0 | 0 | 0 | 0 | 0 | 0 | 0 | 0 | 0 | 0 | 0 | 0 | 0 | 0 | 0 | 0 | 0 | 0 | 0 | 0 | 0 | 0 | 0 | 0 | 0 | 0 | 0 | 0 | 0
0 | 0 | 0 | 0 | 0 | 0 | 0 | 0 | 0 | 0 | 0 | 0 | 0 | 0 | 0 | 0 | 0 | 0 | 0 | 0 | 0 | 0 | 0 | 0 | 0 | 0 | 0 | 0 | 0 | 0 | 0 | 0 | 0 | 0 | 0 | 0 | 0 | 0 | 0 | 0 | 0 | 0 | 0 | 0 | 0 | 0 | 0 | 0 | 0 | 0 | 0 | 0 | 0 | 0 | 0 | 0 | 0 | 0 | 0 | 0 | 0 | 0 | 0 | 0 | 0 | 0 | 0 | 0 | 0 | 0 | 0 | 0 | 0 | 0 | 0
0 | 0 | 0 | 0 | 0 | 0 | 0 | 0 | 0 | 0 | 0 | 0 | 0 | 0 | 0 | 0 | 0 | 0 | 0 | 0 | 0 | 0 | 0 | 0 | 0 | 0 | 0 | 0 | 0 | 0 | 0 | 0 | 0 | 0 | 0 | 0 | 0 | 0 | 0 | 0 | 0 | 0 | 0 | 0 | 0 | 0 | 0 | 0 | 0 | 0 | 0 | 0 | 0 | 0 | 0 | 0 | 0 | 0 | 0 | 0 | 0 | 0 | 0 | 0 | 0 | 0 | 0 | 0 | 0 | 0 | 0 | 0 | 0 | 0 | 0
0 | 0 | 0 | 0 | 0 | 0 | 0 | 0 | 0 | 0 | 0 | 0 | 0 | 0 | 0 | 0 | 0 | 0 | 0 | 0 | 0 | 0 | 0 | 0 | 0 | 0 | 0 | 0 | 0 | 0 | 0 | 0 | 0 | 0 | 0 | 0 | 0 | 0 | 0 | 0 | 0 | 0 | 0 | 0 | 0 | 0 | 0 | 0 | 0 | 0 | 0 | 0 | 0 | 0 | 0 | 0 | 0 | 0 | 0 | 0 | 0 | 0 | 0 | 0 | 0 | 0 | 0 | 0 | 0 | 0 | 0 | 0 | 0 | 0 | 0
0 | 0 | 0 | 0 | 0 | 0 | 0 | 0 | 0 | 0 | 0 | 0 | 0 | 0 | 0 | 0 | 0 | 0 | 0 | 0 | 0 | 0 | 0 | 0 | 0 | 0 | 0 | 0 | 0 | 0 | 0 | 0 | 0 | 0 | 0 | 0 | 0 | 0 | 0 | 0 | 0 | 0 | 0 | 0 | 0 | 0 | 0 | 0 | 0 | 0 | 0 | 0 | 0 | 0 | 0 | 0 | 0 | 0 | 0 | 0 | 0 | 0 | 0 | 0 | 0 | 0 | 0 | 0 | 0 | 0 | 0 | 0 | 0 | 0 | 0
0 | 0 | 0 | 0 | 0 | 0 | 0 | 0 | 0 | 0 | 0 | 0 | 0 | 0 | 0 | 0 | 0 | 0 | 0 | 0 | 0 | 0 | 0 | 0 | 0 | 0 | 0 | 0 | 0 | 0 | 0 | 0 | 0 | 0 | 0 | 0 | 0 | 0 | 0 | 0 | 0 | 0 | 0 | 0 | 0 | 0 | 0 | 0 | 0 | 0 | 0 | 0 | 0 | 0 | 0 | 0 | 0 | 0 | 0 | 0 | 0 | 0 | 0 | 0 | 0 | 0 | 0 | 0 | 0 | 0 | 0 | 0 | 0 | 0 | 0
0 | 0 | 0 | 0 | 0 | 0 | 0 | 0 | 0 | 0 | 0 | 0 | 0 | 0 | 0 | 0 | 0 | 0 | 0 | 0 | 0 | 0 | 0 | 0 | 0 | 0 | 0 | 0 | 0 | 0 | 0 | 0 | 0 | 0 | 0 | 0 | 0 | 0 | 0 | 0 | 0 | 0 | 0 | 0 | 0 | 0 | 0 | 0 | 0 | 0 | 0 | 0 | 0 | 0 | 0 | 0 | 0 | 0 | 0 | 0 | 0 | 0 | 0 | 0 | 0 | 0 | 0 | 0 | 0 | 0 | 0 | 0 | 0 | 0 | 0
0 | 0 | 0 | 0 | 0 | 0 | 0 | 0 | 0 | 0 | 0 | 0 | 0 | 0 | 0 | 0 | 0 | 0 | 0 | 0 | 0 | 0 | 0 | 0 | 0 | 0 | 0 | 0 | 0 | 0 | 0 | 0 | 0 | 0 | 0 | 0 | 0 | 0 | 0 | 0 | 0 | 0 | 0 | 0 | 0 | 0 | 0 | 0 | 0 | 0 | 0 | 0 | 0 | 0 | 0 | 0 | 0 | 0 | 0 | 0 | 0 | 0 | 0 | 0 | 0 | 0 | 0 | 0 | 0 | 0 | 0 | 0 | 0 | 0 | 0
0 | 0 | 0 | 0 | 0 | 0 | 0 | 0 | 0 | 0 | 0 | 0 | 0 | 0 | 0 | 0 | 0 | 0 | 0 | 0 | 0 | 0 | 0 | 0 | 0 | 0 | 0 | 0 | 0 | 0 | 0 | 0 | 0 | 0 | 0 | 0 | 0 | 0 | 0 | 0 | 0 | 0 | 0 | 0 | 0 | 0 | 0 | 0 | 0 | 0 | 0 | 0 | 0 | 0 | 0 | 0 | 0 | 0 | 0 | 0 | 0 | 0 | 0 | 0 | 0 | 0 | 0 | 0 | 0 | 0 | 0 | 0 | 0 | 0 | 0
0 | 0 | 0 | 0 | 0 | 0 | 0 | 0 | 0 | 0 | 0 | 0 | 0 | 0 | 0 | 0 | 0 | 0 | 0 | 0 | 0 | 0 | 0 | 0 | 0 | 0 | 0 | 0 | 0 | 0 | 0 | 0 | 0 | 0 | 0 | 0 | 0 | 0 | 0 | 0 | 0 | 0 | 0 | 0 | 0 | 0 | 0 | 0 | 0 | 0 | 0 | 0 | 0 | 0 | 0 | 0 | 0 | 0 | 0 | 0 | 0 | 0 | 0 | 0 | 0 | 0 | 0 | 0 | 0 | 0 | 0 | 0 | 0 | 0 | 0
0 | 0 | 0 | 0 | 0 | 0 | 0 | 0 | 0 | 0 | 0 | 0 | 0 | 0 | 0 | 0 | 0 | 0 | 0 | 0 | 0 | 0 | 0 | 0 | 0 | 0 | 0 | 0 | 0 | 0 | 0 | 0 | 0 | 0 | 0 | 0 | 0 | 0 | 0 | 0 | 0 | 0 | 0 | 0 | 0 | 0 | 0 | 0 | 0 | 0 | 0 | 0 | 0 | 0 | 0 | 0 | 0 | 0 | 0 | 0 | 0 | 0 | 0 | 0 | 0 | 0 | 0 | 0 | 0 | 0 | 0 | 0 | 0 | 0 | 0
0 | 0 | 0 | 0 | 0 | 0 | 0 | 0 | 0 | 0 | 0 | 0 | 0 | 0 | 0 | 0 | 0 | 0 | 0 | 0 | 0 | 0 | 0 | 0 | 0 | 0 | 0 | 0 | 0 | 0 | 0 | 0 | 0 | 0 | 0 | 0 | 0 | 0 | 0 | 0 | 0 | 0 | 0 | 0 | 0 | 0 | 0 | 0 | 0 | 0 | 0 | 0 | 0 | 0 | 0 | 0 | 0 | 0 | 0 | 0 | 0 | 0 | 0 | 0 | 0 | 0 | 0 | 0 | 0 | 0 | 0 | 0 | 0 | 0 | 0
0 | 0 | 0 | 0 | 0 | 0 | 0 | 0 | 0 | 0 | 0 | 0 | 0 | 0 | 0 | 0 | 0 | 0 | 0 | 0 | 0 | 0 | 0 | 0 | 0 | 0 | 0 | 0 | 0 | 0 | 0 | 0 | 0 | 0 | 0 | 0 | 0 | 0 | 0 | 0 | 0 | 0 | 0 | 0 | 0 | 0 | 0 | 0 | 0 | 0 | 0 | 0 | 0 | 0 | 0 | 0 | 0 | 0 | 0 | 0 | 0 | 0 | 0 | 0 | 0 | 0 | 0 | 0 | 0 | 0 | 0 | 0 | 0 | 0 | 0
0 | 0 | 0 | 0 | 0 | 0 | 0 | 0 | 0 | 0 | 0 | 0 | 0 | 0 | 0 | 0 | 0 | 0 | 0 | 0 | 0 | 0 | 0 | 0 | 0 | 0 | 0 | 0 | 0 | 0 | 0 | 0 | 0 | 0 | 0 | 0 | 0 | 0 | 0 | 0 | 0 | 0 | 0 | 0 | 0 | 0 | 0 | 0 | 0 | 0 | 0 | 0 | 0 | 0 | 0 | 0 | 0 | 0 | 0 | 0 | 0 | 0 | 0 | 0 | 0 | 0 | 0 | 0 | 0 | 0 | 0 | 0 | 0 | 0 | 0
0 | 0 | 0 | 0 | 0 | 0 | 0 | 0 | 0 | 0 | 0 | 0 | 0 | 0 | 0 | 0 | 0 | 0 | 0 | 0 | 0 | 0 | 0 | 0 | 0 | 0 | 0 | 0 | 0 | 0 | 0 | 0 | 0 | 0 | 0 | 0 | 0 | 0 | 0 | 0 | 0 | 0 | 0 | 0 | 0 | 0 | 0 | 0 | 0 | 0 | 0 | 0 | 0 | 0 | 0 | 0 | 0 | 0 | 0 | 0 | 0 | 0 | 0 | 0 | 0 | 0 | 0 | 0 | 0 | 0 | 0 | 0 | 0 | 0 | 0
0 | 0 | 0 | 0 | 0 | 0 | 0 | 0 | 0 | 0 | 0 | 0 | 0 | 0 | 0 | 0 | 0 | 0 | 0 | 0 | 0 | 0 | 0 | 0 | 0 | 0 | 0 | 0 | 0 | 0 | 0 | 0 | 0 | 0 | 0 | 0 | 0 | 0 | 0 | 0 | 0 | 0 | 0 | 0 | 0 | 0 | 0 | 0 | 0 | 0 | 0 | 0 | 0 | 0 | 0 | 0 | 0 | 0 | 0 | 0 | 0 | 0 | 0 | 0 | 0 | 0 | 0 | 0 | 0 | 0 | 0 | 0 | 0 | 0 | 0
0 | 0 | 0 | 0 | 0 | 0 | 0 | 0 | 0 | 0 | 0 | 0 | 0 | 0 | 0 | 0 | 0 | 0 | 0 | 0 | 0 | 0 | 0 | 0 | 0 | 0 | 0 | 0 | 0 | 0 | 0 | 0 | 0 | 0 | 0 | 0 | 0 | 0 | 0 | 0 | 0 | 0 | 0 | 0 | 0 | 0 | 0 | 0 | 0 | 0 | 0 | 0 | 0 | 0 | 0 | 0 | 0 | 0 | 0 | 0 | 0 | 0 | 0 | 0 | 0 | 0 | 0 | 0 | 0 | 0 | 0 | 0 | 0 | 0 | 0
0 | 0 | 0 | 0 | 0 | 0 | 0 | 0 | 0 | 0 | 0 | 0 | 0 | 0 | 0 | 0 | 0 | 0 | 0 | 0 | 0 | 0 | 0 | 0 | 0 | 0 | 0 | 0 | 0 | 0 | 0 | 0 | 0 | 0 | 0 | 0 | 0 | 0 | 0 | 0 | 0 | 0 | 0 | 0 | 0 | 0 | 0 | 0 | 0 | 0 | 0 | 0 | 0 | 0 | 0 | 0 | 0 | 0 | 0 | 0 | 0 | 0 | 0 | 0 | 0 | 0 | 0 | 0 | 0 | 0 | 0 | 0 | 0 | 0 | 0
0 | 0 | 0 | 0 | 0 | 0 | 0 | 0 | 0 | 0 | 0 | 0 | 0 | 0 | 0 | 0 | 0 | 0 | 0 | 0 | 0 | 0 | 0 | 0 | 0 | 0 | 0 | 0 | 0 | 0 | 0 | 0 | 0 | 0 | 0 | 0 | 0 | 0 | 0 | 0 | 0 | 0 | 0 | 0 | 0 | 0 | 0 | 0 | 0 | 0 | 0 | 0 | 0 | 0 | 0 | 0 | 0 | 0 | 0 | 0 | 0 | 0 | 0 | 0 | 0 | 0 | 0 | 0 | 0 | 0 | 0 | 0 | 0 | 0 | 0
0 | 0 | 0 | 0 | 0 | 0 | 0 | 0 | 0 | 0 | 0 | 0 | 0 | 0 | 0 | 0 | 0 | 0 | 0 | 0 | 0 | 0 | 0 | 0 | 0 | 0 | 0 | 0 | 0 | 0 | 0 | 0 | 0 | 0 | 0 | 0 | 0 | 0 | 0 | 0 | 0 | 0 | 0 | 0 | 0 | 0 | 0 | 0 | 0 | 0 | 0 | 0 | 0 | 0 | 0 | 0 | 0 | 0 | 0 | 0 | 0 | 0 | 0 | 0 | 0 | 0 | 0 | 0 | 0 | 0 | 0 | 0 | 0 | 0 | 0
0 | 0 | 0 | 0 | 0 | 0 | 0 | 0 | 0 | 0 | 0 | 0 | 0 | 0 | 0 | 0 | 0 | 0 | 0 | 0 | 0 | 0 | 0 | 0 | 0 | 0 | 0 | 0 | 0 | 0 | 0 | 0 | 0 | 0 | 0 | 0 | 0 | 0 | 0 | 0 | 0 | 0 | 0 | 0 | 0 | 0 | 0 | 0 | 0 | 0 | 0 | 0 | 0 | 0 | 0 | 0 | 0 | 0 | 0 | 0 | 0 | 0 | 0 | 0 | 0 | 0 | 0 | 0 | 0 | 0 | 0 | 0 | 0 | 0 | 0
0 | 0 | 0 | 0 | 0 | 0 | 0 | 0 | 0 | 0 | 0 | 0 | 0 | 0 | 0 | 0 | 0 | 0 | 0 | 0 | 0 | 0 | 0 | 0 | 0 | 0 | 0 | 0 | 0 | 0 | 0 | 0 | 0 | 0 | 0 | 0 | 0 | 0 | 0 | 0 | 0 | 0 | 0 | 0 | 0 | 0 | 0 | 0 | 0 | 0 | 0 | 0 | 0 | 0 | 0 | 0 | 0 | 0 | 0 | 0 | 0 | 0 | 0 | 0 | 0 | 0 | 0 | 0 | 0 | 0 | 0 | 0 | 0 | 0 | 0
0 | 0 | 0 | 0 | 0 | 0 | 0 | 0 | 0 | 0 | 0 | 0 | 0 | 0 | 0 | 0 | 0 | 0 | 0 | 0 | 0 | 0 | 0 | 0 | 0 | 0 | 0 | 0 | 0 | 0 | 0 | 0 | 0 | 0 | 0 | 0 | 0 | 0 | 0 | 0 | 0 | 0 | 0 | 0 | 0 | 0 | 0 | 0 | 0 | 0 | 0 | 0 | 0 | 0 | 0 | 0 | 0 | 0 | 0 | 0 | 0 | 0 | 0 | 0 | 0 | 0 | 0 | 0 | 0 | 0 | 0 | 0 | 0 | 0 | 0
0 | 0 | 0 | 0 | 0 | 0 | 0 | 0 | 0 | 0 | 0 | 0 | 0 | 0 | 0 | 0 | 0 | 0 | 0 | 0 | 0 | 0 | 0 | 0 | 0 | 0 | 0 | 0 | 0 | 0 | 0 | 0 | 0 | 0 | 0 | 0 | 0 | 0 | 0 | 0 | 0 | 0 | 0 | 0 | 0 | 0 | 0 | 0 | 0 | 0 | 0 | 0 | 0 | 0 | 0 | 0 | 0 | 0 | 0 | 0 | 0 | 0 | 0 | 0 | 0 | 0 | 0 | 0 | 0 | 0 | 0 | 0 | 0 | 0 | 0
0 | 0 | 0 | 0 | 0 | 0 | 0 | 0 | 0 | 0 | 0 | 0 | 0 | 0 | 0 | 0 | 0 | 0 | 0 | 0 | 0 | 0 | 0 | 0 | 0 | 0 | 0 | 0 | 0 | 0 | 0 | 0 | 0 | 0 | 0 | 0 | 0 | 0 | 0 | 0 | 0 | 0 | 0 | 0 | 0 | 0 | 0 | 0 | 0 | 0 | 0 | 0 | 0 | 0 | 0 | 0 | 0 | 0 | 0 | 0 | 0 | 0 | 0 | 0 | 0 | 0 | 0 | 0 | 0 | 0 | 0 | 0 | 0 | 0 | 0
0 | 0 | 0 | 0 | 0 | 0 | 0 | 0 | 0 | 0 | 0 | 0 | 0 | 0 | 0 | 0 | 0 | 0 | 0 | 0 | 0 | 0 | 0 | 0 | 0 | 0 | 0 | 0 | 0 | 0 | 0 | 0 | 0 | 0 | 0 | 0 | 0 | 0 | 0 | 0 | 0 | 0 | 0 | 0 | 0 | 0 | 0 | 0 | 0 | 0 | 0 | 0 | 0 | 0 | 0 | 0 | 0 | 0 | 0 | 0 | 0 | 0 | 0 | 0 | 0 | 0 | 0 | 0 | 0 | 0 | 0 | 0 | 0 | 0 | 0
0 | 0 | 0 | 0 | 0 | 0 | 0 | 0 | 0 | 0 | 0 | 0 | 0 | 0 | 0 | 0 | 0 | 0 | 0 | 0 | 0 | 0 | 0 | 0 | 0 | 0 | 0 | 0 | 0 | 0 | 0 | 0 | 0 | 0 | 0 | 0 | 0 | 0 | 0 | 0 | 0 | 0 | 0 | 0 | 0 | 0 | 0 | 0 | 0 | 0 | 0 | 0 | 0 | 0 | 0 | 0 | 0 | 0 | 0 | 0 | 0 | 0 | 0 | 0 | 0 | 0 | 0 | 0 | 0 | 0 | 0 | 0 | 0 | 0 | 0
0 | 0 | 0 | 0 | 0 | 0 | 0 | 0 | 0 | 0 | 0 | 0 | 0 | 0 | 0 | 0 | 0 | 0 | 0 | 0 | 0 | 0 | 0 | 0 | 0 | 0 | 0 | 0 | 0 | 0 | 0 | 0 | 0 | 0 | 0 | 0 | 0 | 0 | 0 | 0 | 0 | 0 | 0 | 0 | 0 | 0 | 0 | 0 | 0 | 0 | 0 | 0 | 0 | 0 | 0 | 0 | 0 | 0 | 0 | 0 | 0 | 0 | 0 | 0 | 0 | 0 | 0 | 0 | 0 | 0 | 0 | 0 | 0 | 0 | 0
0 | 0 | 0 | 0 | 0 | 0 | 0 | 0 | 0 | 0 | 0 | 0 | 0 | 0 | 0 | 0 | 0 | 0 | 0 | 0 | 0 | 0 | 0 | 0 | 0 | 0 | 0 | 0 | 0 | 0 | 0 | 0 | 0 | 0 | 0 | 0 | 0 | 0 | 0 | 0 | 0 | 0 | 0 | 0 | 0 | 0 | 0 | 0 | 0 | 0 | 0 | 0 | 0 | 0 | 0 | 0 | 0 | 0 | 0 | 0 | 0 | 0 | 0 | 0 | 0 | 0 | 0 | 0 | 0 | 0 | 0 | 0 | 0 | 0 | 0
0 | 0 | 0 | 0 | 0 | 0 | 0 | 0 | 0 | 0 | 0 | 0 | 0 | 0 | 0 | 0 | 0 | 0 | 0 | 0 | 0 | 0 | 0 | 0 | 0 | 0 | 0 | 0 | 0 | 0 | 0 | 0 | 0 | 0 | 0 | 0 | 0 | 0 | 0 | 0 | 0 | 0 | 0 | 0 | 0 | 0 | 0 | 0 | 0 | 0 | 0 | 0 | 0 | 0 | 0 | 0 | 0 | 0 | 0 | 0 | 0 | 0 | 0 | 0 | 0 | 0 | 0 | 0 | 0 | 0 | 0 | 0 | 0 | 0 | 0
0 | 0 | 0 | 0 | 0 | 0 | 0 | 0 | 0 | 0 | 0 | 0 | 0 | 0 | 0 | 0 | 0 | 0 | 0 | 0 | 0 | 0 | 0 | 0 | 0 | 0 | 0 | 0 | 0 | 0 | 0 | 0 | 0 | 0 | 0 | 0 | 0 | 0 | 0 | 0 | 0 | 0 | 0 | 0 | 0 | 0 | 0 | 0 | 0 | 0 | 0 | 0 | 0 | 0 | 0 | 0 | 0 | 0 | 0 | 0 | 0 | 0 | 0 | 0 | 0 | 0 | 0 | 0 | 0 | 0 | 0 | 0 | 0 | 0 | 0
0 | 0 | 0 | 0 | 0 | 0 | 0 | 0 | 0 | 0 | 0 | 0 | 0 | 0 | 0 | 0 | 0 | 0 | 0 | 0 | 0 | 0 | 0 | 0 | 0 | 0 | 0 | 0 | 0 | 0 | 0 | 0 | 0 | 0 | 0 | 0 | 0 | 0 | 0 | 0 | 0 | 0 | 0 | 0 | 0 | 0 | 0 | 0 | 0 | 0 | 0 | 0 | 0 | 0 | 0 | 0 | 0 | 0 | 0 | 0 | 0 | 0 | 0 | 0 | 0 | 0 | 0 | 0 | 0 | 0 | 0 | 0 | 0 | 0 | 0
0 | 0 | 0 | 0 | 0 | 0 | 0 | 0 | 0 | 0 | 0 | 0 | 0 | 0 | 0 | 0 | 0 | 0 | 0 | 0 | 0 | 0 | 0 | 0 | 0 | 0 | 0 | 0 | 0 | 0 | 0 | 0 | 0 | 0 | 0 | 0 | 0 | 0 | 0 | 0 | 0 | 0 | 0 | 0 | 0 | 0 | 0 | 0 | 0 | 0 | 0 | 0 | 0 | 0 | 0 | 0 | 0 | 0 | 0 | 0 | 0 | 0 | 0 | 0 | 0 | 0 | 0 | 0 | 0 | 0 | 0 | 0 | 0 | 0 | 0
0 | 0 | 0 | 0 | 0 | 0 | 0 | 0 | 0 | 0 | 0 | 0 | 0 | 0 | 0 | 0 | 0 | 0 | 0 | 0 | 0 | 0 | 0 | 0 | 0 | 0 | 0 | 0 | 0 | 0 | 0 | 0 | 0 | 0 | 0 | 0 | 0 | 0 | 0 | 0 | 0 | 0 | 0 | 0 | 0 | 0 | 0 | 0 | 0 | 0 | 0 | 0 | 0 | 0 | 0 | 0 | 0 | 0 | 0 | 0 | 0 | 0 | 0 | 0 | 0 | 0 | 0 | 0 | 0 | 0 | 0 | 0 | 0 | 0 | 0
0 | 0 | 0 | 0 | 0 | 0 | 0 | 0 | 0 | 0 | 0 | 0 | 0 | 0 | 0 | 0 | 0 | 0 | 0 | 0 | 0 | 0 | 0 | 0 | 0 | 0 | 0 | 0 | 0 | 0 | 0 | 0 | 0 | 0 | 0 | 0 | 0 | 0 | 0 | 0 | 0 | 0 | 0 | 0 | 0 | 0 | 0 | 0 | 0 | 0 | 0 | 0 | 0 | 0 | 0 | 0 | 0 | 0 | 0 | 0 | 0 | 0 | 0 | 0 | 0 | 0 | 0 | 0 | 0 | 0 | 0 | 0 | 0 | 0 | 0
0 | 0 | 0 | 0 | 0 | 0 | 0 | 0 | 0 | 0 | 0 | 0 | 0 | 0 | 0 | 0 | 0 | 0 | 0 | 0 | 0 | 0 | 0 | 0 | 0 | 0 | 0 | 0 | 0 | 0 | 0 | 0 | 0 | 0 | 0 | 0 | 0 | 0 | 0 | 0 | 0 | 0 | 0 | 0 | 0 | 0 | 0 | 0 | 0 | 0 | 0 | 0 | 0 | 0 | 0 | 0 | 0 | 0 | 0 | 0 | 0 | 0 | 0 | 0 | 0 | 0 | 0 | 0 | 0 | 0 | 0 | 0 | 0 | 0 | 0
0 | 0 | 0 | 0 | 0 | 0 | 0 | 0 | 0 | 0 | 0 | 0 | 0 | 0 | 0 | 0 | 0 | 0 | 0 | 0 | 0 | 0 | 0 | 0 | 0 | 0 | 0 | 0 | 0 | 0 | 0 | 0 | 0 | 0 | 0 | 0 | 0 | 0 | 0 | 0 | 0 | 0 | 0 | 0 | 0 | 0 | 0 | 0 | 0 | 0 | 0 | 0 | 0 | 0 | 0 | 0 | 0 | 0 | 0 | 0 | 0 | 0 | 0 | 0 | 0 | 0 | 0 | 0 | 0 | 0 | 0 | 0 | 0 | 0 | 0
0 | 0 | 0 | 0 | 0 | 0 | 0 | 0 | 0 | 0 | 0 | 0 | 0 | 0 | 0 | 0 | 0 | 0 | 0 | 0 | 0 | 0 | 0 | 0 | 0 | 0 | 0 | 0 | 0 | 0 | 0 | 0 | 0 | 0 | 0 | 0 | 0 | 0 | 0 | 0 | 0 | 0 | 0 | 0 | 0 | 0 | 0 | 0 | 0 | 0 | 0 | 0 | 0 | 0 | 0 | 0 | 0 | 0 | 0 | 0 | 0 | 0 | 0 | 0 | 0 | 0 | 0 | 0 | 0 | 0 | 0 | 0 | 0 | 0 | 0
0 | 0 | 0 | 0 | 0 | 0 | 0 | 0 | 0 | 0 | 0 | 0 | 0 | 0 | 0 | 0 | 0 | 0 | 0 | 0 | 0 | 0 | 0 | 0 | 0 | 0 | 0 | 0 | 0 | 0 | 0 | 0 | 0 | 0 | 0 | 0 | 0 | 0 | 0 | 0 | 0 | 0 | 0 | 0 | 0 | 0 | 0 | 0 | 0 | 0 | 0 | 0 | 0 | 0 | 0 | 0 | 0 | 0 | 0 | 0 | 0 | 0 | 0 | 0 | 0 | 0 | 0 | 0 | 0 | 0 | 0 | 0 | 0 | 0 | 0
0 | 0 | 0 | 0 | 0 | 0 | 0 | 0 | 0 | 0 | 0 | 0 | 0 | 0 | 0 | 0 | 0 | 0 | 0 | 0 | 0 | 0 | 0 | 0 | 0 | 0 | 0 | 0 | 0 | 0 | 0 | 0 | 0 | 0 | 0 | 0 | 0 | 0 | 0 | 0 | 0 | 0 | 0 | 0 | 0 | 0 | 0 | 0 | 0 | 0 | 0 | 0 | 0 | 0 | 0 | 0 | 0 | 0 | 0 | 0 | 0 | 0 | 0 | 0 | 0 | 0 | 0 | 0 | 0 | 0 | 0 | 0 | 0 | 0 | 0
0 | 0 | 0 | 0 | 0 | 0 | 0 | 0 | 0 | 0 | 0 | 0 | 0 | 0 | 0 | 0 | 0 | 0 | 0 | 0 | 0 | 0 | 0 | 0 | 0 | 0 | 0 | 0 | 0 | 0 | 0 | 0 | 0 | 0 | 0 | 0 | 0 | 0 | 0 | 0 | 0 | 0 | 0 | 0 | 0 | 0 | 0 | 0 | 0 | 0 | 0 | 0 | 0 | 0 | 0 | 0 | 0 | 0 | 0 | 0 | 0 | 0 | 0 | 0 | 0 | 0 | 0 | 0 | 0 | 0 | 0 | 0 | 0 | 0 | 0
0 | 0 | 0 | 0 | 0 | 0 | 0 | 0 | 0 | 0 | 0 | 0 | 0 | 0 | 0 | 0 | 0 | 0 | 0 | 0 | 0 | 0 | 0 | 0 | 0 | 0 | 0 | 0 | 0 | 0 | 0 | 0 | 0 | 0 | 0 | 0 | 0 | 0 | 0 | 0 | 0 | 0 | 0 | 0 | 0 | 0 | 0 | 0 | 0 | 0 | 0 | 0 | 0 | 0 | 0 | 0 | 0 | 0 | 0 | 0 | 0 | 0 | 0 | 0 | 0 | 0 | 0 | 0 | 0 | 0 | 0 | 0 | 0 | 0 | 0
0 | 0 | 0 | 0 | 0 | 0 | 0 | 0 | 0 | 0 | 0 | 0 | 0 | 0 | 0 | 0 | 0 | 0 | 0 | 0 | 0 | 0 | 0 | 0 | 0 | 0 | 0 | 0 | 0 | 0 | 0 | 0 | 0 | 0 | 0 | 0 | 0 | 0 | 0 | 0 | 0 | 0 | 0 | 0 | 0 | 0 | 0 | 0 | 0 | 0 | 0 | 0 | 0 | 0 | 0 | 0 | 0 | 0 | 0 | 0 | 0 | 0 | 0 | 0 | 0 | 0 | 0 | 0 | 0 | 0 | 0 | 0 | 0 | 0 | 0
0 | 0 | 0 | 0 | 0 | 0 | 0 | 0 | 0 | 0 | 0 | 0 | 0 | 0 | 0 | 0 | 0 | 0 | 0 | 0 | 0 | 0 | 0 | 0 | 0 | 0 | 0 | 0 | 0 | 0 | 0 | 0 | 0 | 0 | 0 | 0 | 0 | 0 | 0 | 0 | 0 | 0 | 0 | 0 | 0 | 0 | 0 | 0 | 0 | 0 | 0 | 0 | 0 | 0 | 0 | 0 | 0 | 0 | 0 | 0 | 0 | 0 | 0 | 0 | 0 | 0 | 0 | 0 | 0 | 0 | 0 | 0 | 0 | 0 | 0
0 | 0 | 0 | 0 | 0 | 0 | 0 | 0 | 0 | 0 | 0 | 0 | 0 | 0 | 0 | 0 | 0 | 0 | 0 | 0 | 0 | 0 | 0 | 0 | 0 | 0 | 0 | 0 | 0 | 0 | 0 | 0 | 0 | 0 | 0 | 0 | 0 | 0 | 0 | 0 | 0 | 0 | 0 | 0 | 0 | 0 | 0 | 0 | 0 | 0 | 0 | 0 | 0 | 0 | 0 | 0 | 0 | 0 | 0 | 0 | 0 | 0 | 0 | 0 | 0 | 0 | 0 | 0 | 0 | 0 | 0 | 0 | 0 | 0 | 0
0 | 0 | 0 | 0 | 0 | 0 | 0 | 0 | 0 | 0 | 0 | 0 | 0 | 0 | 0 | 0 | 0 | 0 | 0 | 0 | 0 | 0 | 0 | 0 | 0 | 0 | 0 | 0 | 0 | 0 | 0 | 0 | 0 | 0 | 0 | 0 | 0 | 0 | 0 | 0 | 0 | 0 | 0 | 0 | 0 | 0 | 0 | 0 | 0 | 0 | 0 | 0 | 0 | 0 | 0 | 0 | 0 | 0 | 0 | 0 | 0 | 0 | 0 | 0 | 0 | 0 | 0 | 0 | 0 | 0 | 0 | 0 | 0 | 0 | 0
0 | 0 | 0 | 0 | 0 | 0 | 0 | 0 | 0 | 0 | 0 | 0 | 0 | 0 | 0 | 0 | 0 | 0 | 0 | 0 | 0 | 0 | 0 | 0 | 0 | 0 | 0 | 0 | 0 | 0 | 0 | 0 | 0 | 0 | 0 | 0 | 0 | 0 | 0 | 0 | 0 | 0 | 0 | 0 | 0 | 0 | 0 | 0 | 0 | 0 | 0 | 0 | 0 | 0 | 0 | 0 | 0 | 0 | 0 | 0 | 0 | 0 | 0 | 0 | 0 | 0 | 0 | 0 | 0 | 0 | 0 | 0 | 0 | 0 | 0
0 | 0 | 0 | 0 | 0 | 0 | 0 | 0 | 0 | 0 | 0 | 0 | 0 | 0 | 0 | 0 | 0 | 0 | 0 | 0 | 0 | 0 | 0 | 0 | 0 | 0 | 0 | 0 | 0 | 0 | 0 | 0 | 0 | 0 | 0 | 0 | 0 | 0 | 0 | 0 | 0 | 0 | 0 | 0 | 0 | 0 | 0 | 0 | 0 | 0 | 0 | 0 | 0 | 0 | 0 | 0 | 0 | 0 | 0 | 0 | 0 | 0 | 0 | 0 | 0 | 0 | 0 | 0 | 0 | 0 | 0 | 0 | 0 | 0 | 0
0 | 0 | 0 | 0 | 0 | 0 | 0 | 0 | 0 | 0 | 0 | 0 | 0 | 0 | 0 | 0 | 0 | 0 | 0 | 0 | 0 | 0 | 0 | 0 | 0 | 0 | 0 | 0 | 0 | 0 | 0 | 0 | 0 | 0 | 0 | 0 | 0 | 0 | 0 | 0 | 0 | 0 | 0 | 0 | 0 | 0 | 0 | 0 | 0 | 0 | 0 | 0 | 0 | 0 | 0 | 0 | 0 | 0 | 0 | 0 | 0 | 0 | 0 | 0 | 0 | 0 | 0 | 0 | 0 | 0 | 0 | 0 | 0 | 0 | 0
0 | 0 | 0 | 0 | 0 | 0 | 0 | 0 | 0 | 0 | 0 | 0 | 0 | 0 | 0 | 0 | 0 | 0 | 0 | 0 | 0 | 0 | 0 | 0 | 0 | 0 | 0 | 0 | 0 | 0 | 0 | 0 | 0 | 0 | 0 | 0 | 0 | 0 | 0 | 0 | 0 | 0 | 0 | 0 | 0 | 0 | 0 | 0 | 0 | 0 | 0 | 0 | 0 | 0 | 0 | 0 | 0 | 0 | 0 | 0 | 0 | 0 | 0 | 0 | 0 | 0 | 0 | 0 | 0 | 0 | 0 | 0 | 0 | 0 | 0
0 | 0 | 0 | 0 | 0 | 0 | 0 | 0 | 0 | 0 | 0 | 0 | 0 | 0 | 0 | 0 | 0 | 0 | 0 | 0 | 0 | 0 | 0 | 0 | 0 | 0 | 0 | 0 | 0 | 0 | 0 | 0 | 0 | 0 | 0 | 0 | 0 | 0 | 0 | 0 | 0 | 0 | 0 | 0 | 0 | 0 | 0 | 0 | 0 | 0 | 0 | 0 | 0 | 0 | 0 | 0 | 0 | 0 | 0 | 0 | 0 | 0 | 0 | 0 | 0 | 0 | 0 | 0 | 0 | 0 | 0 | 0 | 0 | 0 | 0
0 | 0 | 0 | 0 | 0 | 0 | 0 | 0 | 0 | 0 | 0 | 0 | 0 | 0 | 0 | 0 | 0 | 0 | 0 | 0 | 0 | 0 | 0 | 0 | 0 | 0 | 0 | 0 | 0 | 0 | 0 | 0 | 0 | 0 | 0 | 0 | 0 | 0 | 0 | 0 | 0 | 0 | 0 | 0 | 0 | 0 | 0 | 0 | 0 | 0 | 0 | 0 | 0 | 0 | 0 | 0 | 0 | 0 | 0 | 0 | 0 | 0 | 0 | 0 | 0 | 0 | 0 | 0 | 0 | 0 | 0 | 0 | 0 | 0 | 0
0 | 0 | 0 | 0 | 0 | 0 | 0 | 0 | 0 | 0 | 0 | 0 | 0 | 0 | 0 | 0 | 0 | 0 | 0 | 0 | 0 | 0 | 0 | 0 | 0 | 0 | 0 | 0 | 0 | 0 | 0 | 0 | 0 | 0 | 0 | 0 | 0 | 0 | 0 | 0 | 0 | 0 | 0 | 0 | 0 | 0 | 0 | 0 | 0 | 0 | 0 | 0 | 0 | 0 | 0 | 0 | 0 | 0 | 0 | 0 | 0 | 0 | 0 | 0 | 0 | 0 | 0 | 0 | 0 | 0 | 0 | 0 | 0 | 0 | 0
0 | 0 | 0 | 0 | 0 | 0 | 0 | 0 | 0 | 0 | 0 | 0 | 0 | 0 | 0 | 0 | 0 | 0 | 0 | 0 | 0 | 0 | 0 | 0 | 0 | 0 | 0 | 0 | 0 | 0 | 0 | 0 | 0 | 0 | 0 | 0 | 0 | 0 | 0 | 0 | 0 | 0 | 0 | 0 | 0 | 0 | 0 | 0 | 0 | 0 | 0 | 0 | 0 | 0 | 0 | 0 | 0 | 0 | 0 | 0 | 0 | 0 | 0 | 0 | 0 | 0 | 0 | 0 | 0 | 0 | 0 | 0 | 0 | 0 | 0
0 | 0 | 0 | 0 | 0 | 0 | 0 | 0 | 0 | 0 | 0 | 0 | 0 | 0 | 0 | 0 | 0 | 0 | 0 | 0 | 0 | 0 | 0 | 0 | 0 | 0 | 0 | 0 | 0 | 0 | 0 | 0 | 0 | 0 | 0 | 0 | 0 | 0 | 0 | 0 | 0 | 0 | 0 | 0 | 0 | 0 | 0 | 0 | 0 | 0 | 0 | 0 | 0 | 0 | 0 | 0 | 0 | 0 | 0 | 0 | 0 | 0 | 0 | 0 | 0 | 0 | 0 | 0 | 0 | 0 | 0 | 0 | 0 | 0 | 0
0 | 0 | 0 | 0 | 0 | 0 | 0 | 0 | 0 | 0 | 0 | 0 | 0 | 0 | 0 | 0 | 0 | 0 | 0 | 0 | 0 | 0 | 0 | 0 | 0 | 0 | 0 | 0 | 0 | 0 | 0 | 0 | 0 | 0 | 0 | 0 | 0 | 0 | 0 | 0 | 0 | 0 | 0 | 0 | 0 | 0 | 0 | 0 | 0 | 0 | 0 | 0 | 0 | 0 | 0 | 0 | 0 | 0 | 0 | 0 | 0 | 0 | 0 | 0 | 0 | 0 | 0 | 0 | 0 | 0 | 0 | 0 | 0 | 0 | 0
0 | 0 | 0 | 0 | 0 | 0 | 0 | 0 | 0 | 0 | 0 | 0 | 0 | 0 | 0 | 0 | 0 | 0 | 0 | 0 | 0 | 0 | 0 | 0 | 0 | 0 | 0 | 0 | 0 | 0 | 0 | 0 | 0 | 0 | 0 | 0 | 0 | 0 | 0 | 0 | 0 | 0 | 0 | 0 | 0 | 0 | 0 | 0 | 0 | 0 | 0 | 0 | 0 | 0 | 0 | 0 | 0 | 0 | 0 | 0 | 0 | 0 | 0 | 0 | 0 | 0 | 0 | 0 | 0 | 0 | 0 | 0 | 0 | 0 | 0
0 | 0 | 0 | 0 | 0 | 0 | 0 | 0 | 0 | 0 | 0 | 0 | 0 | 0 | 0 | 0 | 0 | 0 | 0 | 0 | 0 | 0 | 0 | 0 | 0 | 0 | 0 | 0 | 0 | 0 | 0 | 0 | 0 | 0 | 0 | 0 | 0 | 0 | 0 | 0 | 0 | 0 | 0 | 0 | 0 | 0 | 0 | 0 | 0 | 0 | 0 | 0 | 0 | 0 | 0 | 0 | 0 | 0 | 0 | 0 | 0 | 0 | 0 | 0 | 0 | 0 | 0 | 0 | 0 | 0 | 0 | 0 | 0 | 0 | 0
0 | 0 | 0 | 0 | 0 | 0 | 0 | 0 | 0 | 0 | 0 | 0 | 0 | 0 | 0 | 0 | 0 | 0 | 0 | 0 | 0 | 0 | 0 | 0 | 0 | 0 | 0 | 0 | 0 | 0 | 0 | 0 | 0 | 0 | 0 | 0 | 0 | 0 | 0 | 0 | 0 | 0 | 0 | 0 | 0 | 0 | 0 | 0 | 0 | 0 | 0 | 0 | 0 | 0 | 0 | 0 | 0 | 0 | 0 | 0 | 0 | 0 | 0 | 0 | 0 | 0 | 0 | 0 | 0 | 0 | 0 | 0 | 0 | 0 | 0
0 | 0 | 0 | 0 | 0 | 0 | 0 | 0 | 0 | 0 | 0 | 0 | 0 | 0 | 0 | 0 | 0 | 0 | 0 | 0 | 0 | 0 | 0 | 0 | 0 | 0 | 0 | 0 | 0 | 0 | 0 | 0 | 0 | 0 | 0 | 0 | 0 | 0 | 0 | 0 | 0 | 0 | 0 | 0 | 0 | 0 | 0 | 0 | 0 | 0 | 0 | 0 | 0 | 0 | 0 | 0 | 0 | 0 | 0 | 0 | 0 | 0 | 0 | 0 | 0 | 0 | 0 | 0 | 0 | 0 | 0 | 0 | 0 | 0 | 0
0 | 0 | 0 | 0 | 0 | 0 | 0 | 0 | 0 | 0 | 0 | 0 | 0 | 0 | 0 | 0 | 0 | 0 | 0 | 0 | 0 | 0 | 0 | 0 | 0 | 0 | 0 | 0 | 0 | 0 | 0 | 0 | 0 | 0 | 0 | 0 | 0 | 0 | 0 | 0 | 0 | 0 | 0 | 0 | 0 | 0 | 0 | 0 | 0 | 0 | 0 | 0 | 0 | 0 | 0 | 0 | 0 | 0 | 0 | 0 | 0 | 0 | 0 | 0 | 0 | 0 | 0 | 0 | 0 | 0 | 0 | 0 | 0 | 0 | 0
0 | 0 | 0 | 0 | 0 | 0 | 0 | 0 | 0 | 0 | 0 | 0 | 0 | 0 | 0 | 0 | 0 | 0 | 0 | 0 | 0 | 0 | 0 | 0 | 0 | 0 | 0 | 0 | 0 | 0 | 0 | 0 | 0 | 0 | 0 | 0 | 0 | 0 | 0 | 0 | 0 | 0 | 0 | 0 | 0 | 0 | 0 | 0 | 0 | 0 | 0 | 0 | 0 | 0 | 0 | 0 | 0 | 0 | 0 | 0 | 0 | 0 | 0 | 0 | 0 | 0 | 0 | 0 | 0 | 0 | 0 | 0 | 0 | 0 | 0
0 | 0 | 0 | 0 | 0 | 0 | 0 | 0 | 0 | 0 | 0 | 0 | 0 | 0 | 0 | 0 | 0 | 0 | 0 | 0 | 0 | 0 | 0 | 0 | 0 | 0 | 0 | 0 | 0 | 0 | 0 | 0 | 0 | 0 | 0 | 0 | 0 | 0 | 0 | 0 | 0 | 0 | 0 | 0 | 0 | 0 | 0 | 0 | 0 | 0 | 0 | 0 | 0 | 0 | 0 | 0 | 0 | 0 | 0 | 0 | 0 | 0 | 0 | 0 | 0 | 0 | 0 | 0 | 0 | 0 | 0 | 0 | 0 | 0 | 0
0 | 0 | 0 | 0 | 0 | 0 | 0 | 0 | 0 | 0 | 0 | 0 | 0 | 0 | 0 | 0 | 0 | 0 | 0 | 0 | 0 | 0 | 0 | 0 | 0 | 0 | 0 | 0 | 0 | 0 | 0 | 0 | 0 | 0 | 0 | 0 | 0 | 0 | 0 | 0 | 0 | 0 | 0 | 0 | 0 | 0 | 0 | 0 | 0 | 0 | 0 | 0 | 0 | 0 | 0 | 0 | 0 | 0 | 0 | 0 | 0 | 0 | 0 | 0 | 0 | 0 | 0 | 0 | 0 | 0 | 0 | 0 | 0 | 0 | 0
0 | 0 | 0 | 0 | 0 | 0 | 0 | 0 | 0 | 0 | 0 | 0 | 0 | 0 | 0 | 0 | 0 | 0 | 0 | 0 | 0 | 0 | 0 | 0 | 0 | 0 | 0 | 0 | 0 | 0 | 0 | 0 | 0 | 0 | 0 | 0 | 0 | 0 | 0 | 0 | 0 | 0 | 0 | 0 | 0 | 0 | 0 | 0 | 0 | 0 | 0 | 0 | 0 | 0 | 0 | 0 | 0 | 0 | 0 | 0 | 0 | 0 | 0 | 0 | 0 | 0 | 0 | 0 | 0 | 0 | 0 | 0 | 0 | 0 | 0
0 | 0 | 0 | 0 | 0 | 0 | 0 | 0 | 0 | 0 | 0 | 0 | 0 | 0 | 0 | 0 | 0 | 0 | 0 | 0 | 0 | 0 | 0 | 0 | 0 | 0 | 0 | 0 | 0 | 0 | 0 | 0 | 0 | 0 | 0 | 0 | 0 | 0 | 0 | 0 | 0 | 0 | 0 | 0 | 0 | 0 | 0 | 0 | 0 | 0 | 0 | 0 | 0 | 0 | 0 | 0 | 0 | 0 | 0 | 0 | 0 | 0 | 0 | 0 | 0 | 0 | 0 | 0 | 0 | 0 | 0 | 0 | 0 | 0 | 0
0 | 0 | 0 | 0 | 0 | 0 | 0 | 0 | 0 | 0 | 0 | 0 | 0 | 0 | 0 | 0 | 0 | 0 | 0 | 0 | 0 | 0 | 0 | 0 | 0 | 0 | 0 | 0 | 0 | 0 | 0 | 0 | 0 | 0 | 0 | 0 | 0 | 0 | 0 | 0 | 0 | 0 | 0 | 0 | 0 | 0 | 0 | 0 | 0 | 0 | 0 | 0 | 0 | 0 | 0 | 0 | 0 | 0 | 0 | 0 | 0 | 0 | 0 | 0 | 0 | 0 | 0 | 0 | 0 | 0 | 0 | 0 | 0 | 0 | 0
0 | 0 | 0 | 0 | 0 | 0 | 0 | 0 | 0 | 0 | 0 | 0 | 0 | 0 | 0 | 0 | 0 | 0 | 0 | 0 | 0 | 0 | 0 | 0 | 0 | 0 | 0 | 0 | 0 | 0 | 0 | 0 | 0 | 0 | 0 | 0 | 0 | 0 | 0 | 0 | 0 | 0 | 0 | 0 | 0 | 0 | 0 | 0 | 0 | 0 | 0 | 0 | 0 | 0 | 0 | 0 | 0 | 0 | 0 | 0 | 0 | 0 | 0 | 0 | 0 | 0 | 0 | 0 | 0 | 0 | 0 | 0 | 0 | 0 | 0
0 | 0 | 0 | 0 | 0 | 0 | 0 | 0 | 0 | 0 | 0 | 0 | 0 | 0 | 0 | 0 | 0 | 0 | 0 | 0 | 0 | 0 | 0 | 0 | 0 | 0 | 0 | 0 | 0 | 0 | 0 | 0 | 0 | 0 | 0 | 0 | 0 | 0 | 0 | 0 | 0 | 0 | 0 | 0 | 0 | 0 | 0 | 0 | 0 | 0 | 0 | 0 | 0 | 0 | 0 | 0 | 0 | 0 | 0 | 0 | 0 | 0 | 0 | 0 | 0 | 0 | 0 | 0 | 0 | 0 | 0 | 0 | 0 | 0 | 0
0 | 0 | 0 | 0 | 0 | 0 | 0 | 0 | 0 | 0 | 0 | 0 | 0 | 0 | 0 | 0 | 0 | 0 | 0 | 0 | 0 | 0 | 0 | 0 | 0 | 0 | 0 | 0 | 0 | 0 | 0 | 0 | 0 | 0 | 0 | 0 | 0 | 0 | 0 | 0 | 0 | 0 | 0 | 0 | 0 | 0 | 0 | 0 | 0 | 0 | 0 | 0 | 0 | 0 | 0 | 0 | 0 | 0 | 0 | 0 | 0 | 0 | 0 | 0 | 0 | 0 | 0 | 0 | 0 | 0 | 0 | 0 | 0 | 0 | 0
0 | 0 | 0 | 0 | 0 | 0 | 0 | 0 | 0 | 0 | 0 | 0 | 0 | 0 | 0 | 0 | 0 | 0 | 0 | 0 | 0 | 0 | 0 | 0 | 0 | 0 | 0 | 0 | 0 | 0 | 0 | 0 | 0 | 0 | 0 | 0 | 0 | 0 | 0 | 0 | 0 | 0 | 0 | 0 | 0 | 0 | 0 | 0 | 0 | 0 | 0 | 0 | 0 | 0 | 0 | 0 | 0 | 0 | 0 | 0 | 0 | 0 | 0 | 0 | 0 | 0 | 0 | 0 | 0 | 0 | 0 | 0 | 0 | 0 | 0
0 | 0 | 0 | 0 | 0 | 0 | 0 | 0 | 0 | 0 | 0 | 0 | 0 | 0 | 0 | 0 | 0 | 0 | 0 | 0 | 0 | 0 | 0 | 0 | 0 | 0 | 0 | 0 | 0 | 0 | 0 | 0 | 0 | 0 | 0 | 0 | 0 | 0 | 0 | 0 | 0 | 0 | 0 | 0 | 0 | 0 | 0 | 0 | 0 | 0 | 0 | 0 | 0 | 0 | 0 | 0 | 0 | 0 | 0 | 0 | 0 | 0 | 0 | 0 | 0 | 0 | 0 | 0 | 0 | 0 | 0 | 0 | 0 | 0 | 0
0 | 0 | 0 | 0 | 0 | 0 | 0 | 0 | 0 | 0 | 0 | 0 | 0 | 0 | 0 | 0 | 0 | 0 | 0 | 0 | 0 | 0 | 0 | 0 | 0 | 0 | 0 | 0 | 0 | 0 | 0 | 0 | 0 | 0 | 0 | 0 | 0 | 0 | 0 | 0 | 0 | 0 | 0 | 0 | 0 | 0 | 0 | 0 | 0 | 0 | 0 | 0 | 0 | 0 | 0 | 0 | 0 | 0 | 0 | 0 | 0 | 0 | 0 | 0 | 0 | 0 | 0 | 0 | 0 | 0 | 0 | 0 | 0 | 0 | 0
0 | 0 | 0 | 0 | 0 | 0 | 0 | 0 | 0 | 0 | 0 | 0 | 0 | 0 | 0 | 0 | 0 | 0 | 0 | 0 | 0 | 0 | 0 | 0 | 0 | 0 | 0 | 0 | 0 | 0 | 0 | 0 | 0 | 0 | 0 | 0 | 0 | 0 | 0 | 0 | 0 | 0 | 0 | 0 | 0 | 0 | 0 | 0 | 0 | 0 | 0 | 0 | 0 | 0 | 0 | 0 | 0 | 0 | 0 | 0 | 0 | 0 | 0 | 0 | 0 | 0 | 0 | 0 | 0 | 0 | 0 | 0 | 0 | 0 | 0
0 | 0 | 0 | 0 | 0 | 0 | 0 | 0 | 0 | 0 | 0 | 0 | 0 | 0 | 0 | 0 | 0 | 0 | 0 | 0 | 0 | 0 | 0 | 0 | 0 | 0 | 0 | 0 | 0 | 0 | 0 | 0 | 0 | 0 | 0 | 0 | 0 | 0 | 0 | 0 | 0 | 0 | 0 | 0 | 0 | 0 | 0 | 0 | 0 | 0 | 0 | 0 | 0 | 0 | 0 | 0 | 0 | 0 | 0 | 0 | 0 | 0 | 0 | 0 | 0 | 0 | 0 | 0 | 0 | 0 | 0 | 0 | 0 | 0 | 0
0 | 0 | 0 | 0 | 0 | 0 | 0 | 0 | 0 | 0 | 0 | 0 | 0 | 0 | 0 | 0 | 0 | 0 | 0 | 0 | 0 | 0 | 0 | 0 | 0 | 0 | 0 | 0 | 0 | 0 | 0 | 0 | 0 | 0 | 0 | 0 | 0 | 0 | 0 | 0 | 0 | 0 | 0 | 0 | 0 | 0 | 0 | 0 | 0 | 0 | 0 | 0 | 0 | 0 | 0 | 0 | 0 | 0 | 0 | 0 | 0 | 0 | 0 | 0 | 0 | 0 | 0 | 0 | 0 | 0 | 0 | 0 | 0 | 0 | 0
0 | 0 | 0 | 0 | 0 | 0 | 0 | 0 | 0 | 0 | 0 | 0 | 0 | 0 | 0 | 0 | 0 | 0 | 0 | 0 | 0 | 0 | 0 | 0 | 0 | 0 | 0 | 0 | 0 | 0 | 0 | 0 | 0 | 0 | 0 | 0 | 0 | 0 | 0 | 0 | 0 | 0 | 0 | 0 | 0 | 0 | 0 | 0 | 0 | 0 | 0 | 0 | 0 | 0 | 0 | 0 | 0 | 0 | 0 | 0 | 0 | 0 | 0 | 0 | 0 | 0 | 0 | 0 | 0 | 0 | 0 | 0 | 0 | 0 | 0
0 | 0 | 0 | 0 | 0 | 0 | 0 | 0 | 0 | 0 | 0 | 0 | 0 | 0 | 0 | 0 | 0 | 0 | 0 | 0 | 0 | 0 | 0 | 0 | 0 | 0 | 0 | 0 | 0 | 0 | 0 | 0 | 0 | 0 | 0 | 0 | 0 | 0 | 0 | 0 | 0 | 0 | 0 | 0 | 0 | 0 | 0 | 0 | 0 | 0 | 0 | 0 | 0 | 0 | 0 | 0 | 0 | 0 | 0 | 0 | 0 | 0 | 0 | 0 | 0 | 0 | 0 | 0 | 0 | 0 | 0 | 0 | 0 | 0 | 0
0 | 0 | 0 | 0 | 0 | 0 | 0 | 0 | 0 | 0 | 0 | 0 | 0 | 0 | 0 | 0 | 0 | 0 | 0 | 0 | 0 | 0 | 0 | 0 | 0 | 0 | 0 | 0 | 0 | 0 | 0 | 0 | 0 | 0 | 0 | 0 | 0 | 0 | 0 | 0 | 0 | 0 | 0 | 0 | 0 | 0 | 0 | 0 | 0 | 0 | 0 | 0 | 0 | 0 | 0 | 0 | 0 | 0 | 0 | 0 | 0 | 0 | 0 | 0 | 0 | 0 | 0 | 0 | 0 | 0 | 0 | 0 | 0 | 0 | 0
0 | 0 | 0 | 0 | 0 | 0 | 0 | 0 | 0 | 0 | 0 | 0 | 0 | 0 | 0 | 0 | 0 | 0 | 0 | 0 | 0 | 0 | 0 | 0 | 0 | 0 | 0 | 0 | 0 | 0 | 0 | 0 | 0 | 0 | 0 | 0 | 0 | 0 | 0 | 0 | 0 | 0 | 0 | 0 | 0 | 0 | 0 | 0 | 0 | 0 | 0 | 0 | 0 | 0 | 0 | 0 | 0 | 0 | 0 | 0 | 0 | 0 | 0 | 0 | 0 | 0 | 0 | 0 | 0 | 0 | 0 | 0 | 0 | 0 | 0
0 | 0 | 0 | 0 | 0 | 0 | 0 | 0 | 0 | 0 | 0 | 0 | 0 | 0 | 0 | 0 | 0 | 0 | 0 | 0 | 0 | 0 | 0 | 0 | 0 | 0 | 0 | 0 | 0 | 0 | 0 | 0 | 0 | 0 | 0 | 0 | 0 | 0 | 0 | 0 | 0 | 0 | 0 | 0 | 0 | 0 | 0 | 0 | 0 | 0 | 0 | 0 | 0 | 0 | 0 | 0 | 0 | 0 | 0 | 0 | 0 | 0 | 0 | 0 | 0 | 0 | 0 | 0 | 0 | 0 | 0 | 0 | 0 | 0 | 0
0 | 0 | 0 | 0 | 0 | 0 | 0 | 0 | 0 | 0 | 0 | 0 | 0 | 0 | 0 | 0 | 0 | 0 | 0 | 0 | 0 | 0 | 0 | 0 | 0 | 0 | 0 | 0 | 0 | 0 | 0 | 0 | 0 | 0 | 0 | 0 | 0 | 0 | 0 | 0 | 0 | 0 | 0 | 0 | 0 | 0 | 0 | 0 | 0 | 0 | 0 | 0 | 0 | 0 | 0 | 0 | 0 | 0 | 0 | 0 | 0 | 0 | 0 | 0 | 0 | 0 | 0 | 0 | 0 | 0 | 0 | 0 | 0 | 0 | 0
0 | 0 | 0 | 0 | 0 | 0 | 0 | 0 | 0 | 0 | 0 | 0 | 0 | 0 | 0 | 0 | 0 | 0 | 0 | 0 | 0 | 0 | 0 | 0 | 0 | 0 | 0 | 0 | 0 | 0 | 0 | 0 | 0 | 0 | 0 | 0 | 0 | 0 | 0 | 0 | 0 | 0 | 0 | 0 | 0 | 0 | 0 | 0 | 0 | 0 | 0 | 0 | 0 | 0 | 0 | 0 | 0 | 0 | 0 | 0 | 0 | 0 | 0 | 0 | 0 | 0 | 0 | 0 | 0 | 0 | 0 | 0 | 0 | 0 | 0
0 | 0 | 0 | 0 | 0 | 0 | 0 | 0 | 0 | 0 | 0 | 0 | 0 | 0 | 0 | 0 | 0 | 0 | 0 | 0 | 0 | 0 | 0 | 0 | 0 | 0 | 0 | 0 | 0 | 0 | 0 | 0 | 0 | 0 | 0 | 0 | 0 | 0 | 0 | 0 | 0 | 0 | 0 | 0 | 0 | 0 | 0 | 0 | 0 | 0 | 0 | 0 | 0 | 0 | 0 | 0 | 0 | 0 | 0 | 0 | 0 | 0 | 0 | 0 | 0 | 0 | 0 | 0 | 0 | 0 | 0 | 0 | 0 | 0 | 0
0 | 0 | 0 | 0 | 0 | 0 | 0 | 0 | 0 | 0 | 0 | 0 | 0 | 0 | 0 | 0 | 0 | 0 | 0 | 0 | 0 | 0 | 0 | 0 | 0 | 0 | 0 | 0 | 0 | 0 | 0 | 0 | 0 | 0 | 0 | 0 | 0 | 0 | 0 | 0 | 0 | 0 | 0 | 0 | 0 | 0 | 0 | 0 | 0 | 0 | 0 | 0 | 0 | 0 | 0 | 0 | 0 | 0 | 0 | 0 | 0 | 0 | 0 | 0 | 0 | 0 | 0 | 0 | 0 | 0 | 0 | 0 | 0 | 0 | 0
0 | 0 | 0 | 0 | 0 | 0 | 0 | 0 | 0 | 0 | 0 | 0 | 0 | 0 | 0 | 0 | 0 | 0 | 0 | 0 | 0 | 0 | 0 | 0 | 0 | 0 | 0 | 0 | 0 | 0 | 0 | 0 | 0 | 0 | 0 | 0 | 0 | 0 | 0 | 0 | 0 | 0 | 0 | 0 | 0 | 0 | 0 | 0 | 0 | 0 | 0 | 0 | 0 | 0 | 0 | 0 | 0 | 0 | 0 | 0 | 0 | 0 | 0 | 0 | 0 | 0 | 0 | 0 | 0 | 0 | 0 | 0 | 0 | 0 | 0
0 | 0 | 0 | 0 | 0 | 0 | 0 | 0 | 0 | 0 | 0 | 0 | 0 | 0 | 0 | 0 | 0 | 0 | 0 | 0 | 0 | 0 | 0 | 0 | 0 | 0 | 0 | 0 | 0 | 0 | 0 | 0 | 0 | 0 | 0 | 0 | 0 | 0 | 0 | 0 | 0 | 0 | 0 | 0 | 0 | 0 | 0 | 0 | 0 | 0 | 0 | 0 | 0 | 0 | 0 | 0 | 0 | 0 | 0 | 0 | 0 | 0 | 0 | 0 | 0 | 0 | 0 | 0 | 0 | 0 | 0 | 0 | 0 | 0 | 0
0 | 0 | 0 | 0 | 0 | 0 | 0 | 0 | 0 | 0 | 0 | 0 | 0 | 0 | 0 | 0 | 0 | 0 | 0 | 0 | 0 | 0 | 0 | 0 | 0 | 0 | 0 | 0 | 0 | 0 | 0 | 0 | 0 | 0 | 0 | 0 | 0 | 0 | 0 | 0 | 0 | 0 | 0 | 0 | 0 | 0 | 0 | 0 | 0 | 0 | 0 | 0 | 0 | 0 | 0 | 0 | 0 | 0 | 0 | 0 | 0 | 0 | 0 | 0 | 0 | 0 | 0 | 0 | 0 | 0 | 0 | 0 | 0 | 0 | 0
0 | 0 | 0 | 0 | 0 | 0 | 0 | 0 | 0 | 0 | 0 | 0 | 0 | 0 | 0 | 0 | 0 | 0 | 0 | 0 | 0 | 0 | 0 | 0 | 0 | 0 | 0 | 0 | 0 | 0 | 0 | 0 | 0 | 0 | 0 | 0 | 0 | 0 | 0 | 0 | 0 | 0 | 0 | 0 | 0 | 0 | 0 | 0 | 0 | 0 | 0 | 0 | 0 | 0 | 0 | 0 | 0 | 0 | 0 | 0 | 0 | 0 | 0 | 0 | 0 | 0 | 0 | 0 | 0 | 0 | 0 | 0 | 0 | 0 | 0
0 | 0 | 0 | 0 | 0 | 0 | 0 | 0 | 0 | 0 | 0 | 0 | 0 | 0 | 0 | 0 | 0 | 0 | 0 | 0 | 0 | 0 | 0 | 0 | 0 | 0 | 0 | 0 | 0 | 0 | 0 | 0 | 0 | 0 | 0 | 0 | 0 | 0 | 0 | 0 | 0 | 0 | 0 | 0 | 0 | 0 | 0 | 0 | 0 | 0 | 0 | 0 | 0 | 0 | 0 | 0 | 0 | 0 | 0 | 0 | 0 | 0 | 0 | 0 | 0 | 0 | 0 | 0 | 0 | 0 | 0 | 0 | 0 | 0 | 0
0 | 0 | 0 | 0 | 0 | 0 | 0 | 0 | 0 | 0 | 0 | 0 | 0 | 0 | 0 | 0 | 0 | 0 | 0 | 0 | 0 | 0 | 0 | 0 | 0 | 0 | 0 | 0 | 0 | 0 | 0 | 0 | 0 | 0 | 0 | 0 | 0 | 0 | 0 | 0 | 0 | 0 | 0 | 0 | 0 | 0 | 0 | 0 | 0 | 0 | 0 | 0 | 0 | 0 | 0 | 0 | 0 | 0 | 0 | 0 | 0 | 0 | 0 | 0 | 0 | 0 | 0 | 0 | 0 | 0 | 0 | 0 | 0 | 0 | 0
0 | 0 | 0 | 0 | 0 | 0 | 0 | 0 | 0 | 0 | 0 | 0 | 0 | 0 | 0 | 0 | 0 | 0 | 0 | 0 | 0 | 0 | 0 | 0 | 0 | 0 | 0 | 0 | 0 | 0 | 0 | 0 | 0 | 0 | 0 | 0 | 0 | 0 | 0 | 0 | 0 | 0 | 0 | 0 | 0 | 0 | 0 | 0 | 0 | 0 | 0 | 0 | 0 | 0 | 0 | 0 | 0 | 0 | 0 | 0 | 0 | 0 | 0 | 0 | 0 | 0 | 0 | 0 | 0 | 0 | 0 | 0 | 0 | 0 | 0
0 | 0 | 0 | 0 | 0 | 0 | 0 | 0 | 0 | 0 | 0 | 0 | 0 | 0 | 0 | 0 | 0 | 0 | 0 | 0 | 0 | 0 | 0 | 0 | 0 | 0 | 0 | 0 | 0 | 0 | 0 | 0 | 0 | 0 | 0 | 0 | 0 | 0 | 0 | 0 | 0 | 0 | 0 | 0 | 0 | 0 | 0 | 0 | 0 | 0 | 0 | 0 | 0 | 0 | 0 | 0 | 0 | 0 | 0 | 0 | 0 | 0 | 0 | 0 | 0 | 0 | 0 | 0 | 0 | 0 | 0 | 0 | 0 | 0 | 0
0 | 0 | 0 | 0 | 0 | 0 | 0 | 0 | 0 | 0 | 0 | 0 | 0 | 0 | 0 | 0 | 0 | 0 | 0 | 0 | 0 | 0 | 0 | 0 | 0 | 0 | 0 | 0 | 0 | 0 | 0 | 0 | 0 | 0 | 0 | 0 | 0 | 0 | 0 | 0 | 0 | 0 | 0 | 0 | 0 | 0 | 0 | 0 | 0 | 0 | 0 | 0 | 0 | 0 | 0 | 0 | 0 | 0 | 0 | 0 | 0 | 0 | 0 | 0 | 0 | 0 | 0 | 0 | 0 | 0 | 0 | 0 | 0 | 0 | 0
0 | 0 | 0 | 0 | 0 | 0 | 0 | 0 | 0 | 0 | 0 | 0 | 0 | 0 | 0 | 0 | 0 | 0 | 0 | 0 | 0 | 0 | 0 | 0 | 0 | 0 | 0 | 0 | 0 | 0 | 0 | 0 | 0 | 0 | 0 | 0 | 0 | 0 | 0 | 0 | 0 | 0 | 0 | 0 | 0 | 0 | 0 | 0 | 0 | 0 | 0 | 0 | 0 | 0 | 0 | 0 | 0 | 0 | 0 | 0 | 0 | 0 | 0 | 0 | 0 | 0 | 0 | 0 | 0 | 0 | 0 | 0 | 0 | 0 | 0
0 | 0 | 0 | 0 | 0 | 0 | 0 | 0 | 0 | 0 | 0 | 0 | 0 | 0 | 0 | 0 | 0 | 0 | 0 | 0 | 0 | 0 | 0 | 0 | 0 | 0 | 0 | 0 | 0 | 0 | 0 | 0 | 0 | 0 | 0 | 0 | 0 | 0 | 0 | 0 | 0 | 0 | 0 | 0 | 0 | 0 | 0 | 0 | 0 | 0 | 0 | 0 | 0 | 0 | 0 | 0 | 0 | 0 | 0 | 0 | 0 | 0 | 0 | 0 | 0 | 0 | 0 | 0 | 0 | 0 | 0 | 0 | 0 | 0 | 0
0 | 0 | 0 | 0 | 0 | 0 | 0 | 0 | 0 | 0 | 0 | 0 | 0 | 0 | 0 | 0 | 0 | 0 | 0 | 0 | 0 | 0 | 0 | 0 | 0 | 0 | 0 | 0 | 0 | 0 | 0 | 0 | 0 | 0 | 0 | 0 | 0 | 0 | 0 | 0 | 0 | 0 | 0 | 0 | 0 | 0 | 0 | 0 | 0 | 0 | 0 | 0 | 0 | 0 | 0 | 0 | 0 | 0 | 0 | 0 | 0 | 0 | 0 | 0 | 0 | 0 | 0 | 0 | 0 | 0 | 0 | 0 | 0 | 0 | 0
0 | 0 | 0 | 0 | 0 | 0 | 0 | 0 | 0 | 0 | 0 | 0 | 0 | 0 | 0 | 0 | 0 | 0 | 0 | 0 | 0 | 0 | 0 | 0 | 0 | 0 | 0 | 0 | 0 | 0 | 0 | 0 | 0 | 0 | 0 | 0 | 0 | 0 | 0 | 0 | 0 | 0 | 0 | 0 | 0 | 0 | 0 | 0 | 0 | 0 | 0 | 0 | 0 | 0 | 0 | 0 | 0 | 0 | 0 | 0 | 0 | 0 | 0 | 0 | 0 | 0 | 0 | 0 | 0 | 0 | 0 | 0 | 0 | 0 | 0
0 | 0 | 0 | 0 | 0 | 0 | 0 | 0 | 0 | 0 | 0 | 0 | 0 | 0 | 0 | 0 | 0 | 0 | 0 | 0 | 0 | 0 | 0 | 0 | 0 | 0 | 0 | 0 | 0 | 0 | 0 | 0 | 0 | 0 | 0 | 0 | 0 | 0 | 0 | 0 | 0 | 0 | 0 | 0 | 0 | 0 | 0 | 0 | 0 | 0 | 0 | 0 | 0 | 0 | 0 | 0 | 0 | 0 | 0 | 0 | 0 | 0 | 0 | 0 | 0 | 0 | 0 | 0 | 0 | 0 | 0 | 0 | 0 | 0 | 0
0 | 0 | 0 | 0 | 0 | 0 | 0 | 0 | 0 | 0 | 0 | 0 | 0 | 0 | 0 | 0 | 0 | 0 | 0 | 0 | 0 | 0 | 0 | 0 | 0 | 0 | 0 | 0 | 0 | 0 | 0 | 0 | 0 | 0 | 0 | 0 | 0 | 0 | 0 | 0 | 0 | 0 | 0 | 0 | 0 | 0 | 0 | 0 | 0 | 0 | 0 | 0 | 0 | 0 | 0 | 0 | 0 | 0 | 0 | 0 | 0 | 0 | 0 | 0 | 0 | 0 | 0 | 0 | 0 | 0 | 0 | 0 | 0 | 0 | 0
0 | 0 | 0 | 0 | 0 | 0 | 0 | 0 | 0 | 0 | 0 | 0 | 0 | 0 | 0 | 0 | 0 | 0 | 0 | 0 | 0 | 0 | 0 | 0 | 0 | 0 | 0 | 0 | 0 | 0 | 0 | 0 | 0 | 0 | 0 | 0 | 0 | 0 | 0 | 0 | 0 | 0 | 0 | 0 | 0 | 0 | 0 | 0 | 0 | 0 | 0 | 0 | 0 | 0 | 0 | 0 | 0 | 0 | 0 | 0 | 0 | 0 | 0 | 0 | 0 | 0 | 0 | 0 | 0 | 0 | 0 | 0 | 0 | 0 | 0
0 | 0 | 0 | 0 | 0 | 0 | 0 | 0 | 0 | 0 | 0 | 0 | 0 | 0 | 0 | 0 | 0 | 0 | 0 | 0 | 0 | 0 | 0 | 0 | 0 | 0 | 0 | 0 | 0 | 0 | 0 | 0 | 0 | 0 | 0 | 0 | 0 | 0 | 0 | 0 | 0 | 0 | 0 | 0 | 0 | 0 | 0 | 0 | 0 | 0 | 0 | 0 | 0 | 0 | 0 | 0 | 0 | 0 | 0 | 0 | 0 | 0 | 0 | 0 | 0 | 0 | 0 | 0 | 0 | 0 | 0 | 0 | 0 | 0 | 0
0 | 0 | 0 | 0 | 0 | 0 | 0 | 0 | 0 | 0 | 0 | 0 | 0 | 0 | 0 | 0 | 0 | 0 | 0 | 0 | 0 | 0 | 0 | 0 | 0 | 0 | 0 | 0 | 0 | 0 | 0 | 0 | 0 | 0 | 0 | 0 | 0 | 0 | 0 | 0 | 0 | 0 | 0 | 0 | 0 | 0 | 0 | 0 | 0 | 0 | 0 | 0 | 0 | 0 | 0 | 0 | 0 | 0 | 0 | 0 | 0 | 0 | 0 | 0 | 0 | 0 | 0 | 0 | 0 | 0 | 0 | 0 | 0 | 0 | 0
0 | 0 | 0 | 0 | 0 | 0 | 0 | 0 | 0 | 0 | 0 | 0 | 0 | 0 | 0 | 0 | 0 | 0 | 0 | 0 | 0 | 0 | 0 | 0 | 0 | 0 | 0 | 0 | 0 | 0 | 0 | 0 | 0 | 0 | 0 | 0 | 0 | 0 | 0 | 0 | 0 | 0 | 0 | 0 | 0 | 0 | 0 | 0 | 0 | 0 | 0 | 0 | 0 | 0 | 0 | 0 | 0 | 0 | 0 | 0 | 0 | 0 | 0 | 0 | 0 | 0 | 0 | 0 | 0 | 0 | 0 | 0 | 0 | 0 | 0
0 | 0 | 0 | 0 | 0 | 0 | 0 | 0 | 0 | 0 | 0 | 0 | 0 | 0 | 0 | 0 | 0 | 0 | 0 | 0 | 0 | 0 | 0 | 0 | 0 | 0 | 0 | 0 | 0 | 0 | 0 | 0 | 0 | 0 | 0 | 0 | 0 | 0 | 0 | 0 | 0 | 0 | 0 | 0 | 0 | 0 | 0 | 0 | 0 | 0 | 0 | 0 | 0 | 0 | 0 | 0 | 0 | 0 | 0 | 0 | 0 | 0 | 0 | 0 | 0 | 0 | 0 | 0 | 0 | 0 | 0 | 0 | 0 | 0 | 0
0 | 0 | 0 | 0 | 0 | 0 | 0 | 0 | 0 | 0 | 0 | 0 | 0 | 0 | 0 | 0 | 0 | 0 | 0 | 0 | 0 | 0 | 0 | 0 | 0 | 0 | 0 | 0 | 0 | 0 | 0 | 0 | 0 | 0 | 0 | 0 | 0 | 0 | 0 | 0 | 0 | 0 | 0 | 0 | 0 | 0 | 0 | 0 | 0 | 0 | 0 | 0 | 0 | 0 | 0 | 0 | 0 | 0 | 0 | 0 | 0 | 0 | 0 | 0 | 0 | 0 | 0 | 0 | 0 | 0 | 0 | 0 | 0 | 0 | 0
0 | 0 | 0 | 0 | 0 | 0 | 0 | 0 | 0 | 0 | 0 | 0 | 0 | 0 | 0 | 0 | 0 | 0 | 0 | 0 | 0 | 0 | 0 | 0 | 0 | 0 | 0 | 0 | 0 | 0 | 0 | 0 | 0 | 0 | 0 | 0 | 0 | 0 | 0 | 0 | 0 | 0 | 0 | 0 | 0 | 0 | 0 | 0 | 0 | 0 | 0 | 0 | 0 | 0 | 0 | 0 | 0 | 0 | 0 | 0 | 0 | 0 | 0 | 0 | 0 | 0 | 0 | 0 | 0 | 0 | 0 | 0 | 0 | 0 | 0
0 | 0 | 0 | 0 | 0 | 0 | 0 | 0 | 0 | 0 | 0 | 0 | 0 | 0 | 0 | 0 | 0 | 0 | 0 | 0 | 0 | 0 | 0 | 0 | 0 | 0 | 0 | 0 | 0 | 0 | 0 | 0 | 0 | 0 | 0 | 0 | 0 | 0 | 0 | 0 | 0 | 0 | 0 | 0 | 0 | 0 | 0 | 0 | 0 | 0 | 0 | 0 | 0 | 0 | 0 | 0 | 0 | 0 | 0 | 0 | 0 | 0 | 0 | 0 | 0 | 0 | 0 | 0 | 0 | 0 | 0 | 0 | 0 | 0 | 0
0 | 0 | 0 | 0 | 0 | 0 | 0 | 0 | 0 | 0 | 0 | 0 | 0 | 0 | 0 | 0 | 0 | 0 | 0 | 0 | 0 | 0 | 0 | 0 | 0 | 0 | 0 | 0 | 0 | 0 | 0 | 0 | 0 | 0 | 0 | 0 | 0 | 0 | 0 | 0 | 0 | 0 | 0 | 0 | 0 | 0 | 0 | 0 | 0 | 0 | 0 | 0 | 0 | 0 | 0 | 0 | 0 | 0 | 0 | 0 | 0 | 0 | 0 | 0 | 0 | 0 | 0 | 0 | 0 | 0 | 0 | 0 | 0 | 0 | 0
0 | 0 | 0 | 0 | 0 | 0 | 0 | 0 | 0 | 0 | 0 | 0 | 0 | 0 | 0 | 0 | 0 | 0 | 0 | 0 | 0 | 0 | 0 | 0 | 0 | 0 | 0 | 0 | 0 | 0 | 0 | 0 | 0 | 0 | 0 | 0 | 0 | 0 | 0 | 0 | 0 | 0 | 0 | 0 | 0 | 0 | 0 | 0 | 0 | 0 | 0 | 0 | 0 | 0 | 0 | 0 | 0 | 0 | 0 | 0 | 0 | 0 | 0 | 0 | 0 | 0 | 0 | 0 | 0 | 0 | 0 | 0 | 0 | 0 | 0
0 | 0 | 0 | 0 | 0 | 0 | 0 | 0 | 0 | 0 | 0 | 0 | 0 | 0 | 0 | 0 | 0 | 0 | 0 | 0 | 0 | 0 | 0 | 0 | 0 | 0 | 0 | 0 | 0 | 0 | 0 | 0 | 0 | 0 | 0 | 0 | 0 | 0 | 0 | 0 | 0 | 0 | 0 | 0 | 0 | 0 | 0 | 0 | 0 | 0 | 0 | 0 | 0 | 0 | 0 | 0 | 0 | 0 | 0 | 0 | 0 | 0 | 0 | 0 | 0 | 0 | 0 | 0 | 0 | 0 | 0 | 0 | 0 | 0 | 0
0 | 0 | 0 | 0 | 0 | 0 | 0 | 0 | 0 | 0 | 0 | 0 | 0 | 0 | 0 | 0 | 0 | 0 | 0 | 0 | 0 | 0 | 0 | 0 | 0 | 0 | 0 | 0 | 0 | 0 | 0 | 0 | 0 | 0 | 0 | 0 | 0 | 0 | 0 | 0 | 0 | 0 | 0 | 0 | 0 | 0 | 0 | 0 | 0 | 0 | 0 | 0 | 0 | 0 | 0 | 0 | 0 | 0 | 0 | 0 | 0 | 0 | 0 | 0 | 0 | 0 | 0 | 0 | 0 | 0 | 0 | 0 | 0 | 0 | 0
0 | 0 | 0 | 0 | 0 | 0 | 0 | 0 | 0 | 0 | 0 | 0 | 0 | 0 | 0 | 0 | 0 | 0 | 0 | 0 | 0 | 0 | 0 | 0 | 0 | 0 | 0 | 0 | 0 | 0 | 0 | 0 | 0 | 0 | 0 | 0 | 0 | 0 | 0 | 0 | 0 | 0 | 0 | 0 | 0 | 0 | 0 | 0 | 0 | 0 | 0 | 0 | 0 | 0 | 0 | 0 | 0 | 0 | 0 | 0 | 0 | 0 | 0 | 0 | 0 | 0 | 0 | 0 | 0 | 0 | 0 | 0 | 0 | 0 | 0
0 | 0 | 0 | 0 | 0 | 0 | 0 | 0 | 0 | 0 | 0 | 0 | 0 | 0 | 0 | 0 | 0 | 0 | 0 | 0 | 0 | 0 | 0 | 0 | 0 | 0 | 0 | 0 | 0 | 0 | 0 | 0 | 0 | 0 | 0 | 0 | 0 | 0 | 0 | 0 | 0 | 0 | 0 | 0 | 0 | 0 | 0 | 0 | 0 | 0 | 0 | 0 | 0 | 0 | 0 | 0 | 0 | 0 | 0 | 0 | 0 | 0 | 0 | 0 | 0 | 0 | 0 | 0 | 0 | 0 | 0 | 0 | 0 | 0 | 0
0 | 0 | 0 | 0 | 0 | 0 | 0 | 0 | 0 | 0 | 0 | 0 | 0 | 0 | 0 | 0 | 0 | 0 | 0 | 0 | 0 | 0 | 0 | 0 | 0 | 0 | 0 | 0 | 0 | 0 | 0 | 0 | 0 | 0 | 0 | 0 | 0 | 0 | 0 | 0 | 0 | 0 | 0 | 0 | 0 | 0 | 0 | 0 | 0 | 0 | 0 | 0 | 0 | 0 | 0 | 0 | 0 | 0 | 0 | 0 | 0 | 0 | 0 | 0 | 0 | 0 | 0 | 0 | 0 | 0 | 0 | 0 | 0 | 0 | 0
0 | 0 | 0 | 0 | 0 | 0 | 0 | 0 | 0 | 0 | 0 | 0 | 0 | 0 | 0 | 0 | 0 | 0 | 0 | 0 | 0 | 0 | 0 | 0 | 0 | 0 | 0 | 0 | 0 | 0 | 0 | 0 | 0 | 0 | 0 | 0 | 0 | 0 | 0 | 0 | 0 | 0 | 0 | 0 | 0 | 0 | 0 | 0 | 0 | 0 | 0 | 0 | 0 | 0 | 0 | 0 | 0 | 0 | 0 | 0 | 0 | 0 | 0 | 0 | 0 | 0 | 0 | 0 | 0 | 0 | 0 | 0 | 0 | 0 | 0
0 | 0 | 0 | 0 | 0 | 0 | 0 | 0 | 0 | 0 | 0 | 0 | 0 | 0 | 0 | 0 | 0 | 0 | 0 | 0 | 0 | 0 | 0 | 0 | 0 | 0 | 0 | 0 | 0 | 0 | 0 | 0 | 0 | 0 | 0 | 0 | 0 | 0 | 0 | 0 | 0 | 0 | 0 | 0 | 0 | 0 | 0 | 0 | 0 | 0 | 0 | 0 | 0 | 0 | 0 | 0 | 0 | 0 | 0 | 0 | 0 | 0 | 0 | 0 | 0 | 0 | 0 | 0 | 0 | 0 | 0 | 0 | 0 | 0 | 0
0 | 0 | 0 | 0 | 0 | 0 | 0 | 0 | 0 | 0 | 0 | 0 | 0 | 0 | 0 | 0 | 0 | 0 | 0 | 0 | 0 | 0 | 0 | 0 | 0 | 0 | 0 | 0 | 0 | 0 | 0 | 0 | 0 | 0 | 0 | 0 | 0 | 0 | 0 | 0 | 0 | 0 | 0 | 0 | 0 | 0 | 0 | 0 | 0 | 0 | 0 | 0 | 0 | 0 | 0 | 0 | 0 | 0 | 0 | 0 | 0 | 0 | 0 | 0 | 0 | 0 | 0 | 0 | 0 | 0 | 0 | 0 | 0 | 0 | 0
0 | 0 | 0 | 0 | 0 | 0 | 0 | 0 | 0 | 0 | 0 | 0 | 0 | 0 | 0 | 0 | 0 | 0 | 0 | 0 | 0 | 0 | 0 | 0 | 0 | 0 | 0 | 0 | 0 | 0 | 0 | 0 | 0 | 0 | 0 | 0 | 0 | 0 | 0 | 0 | 0 | 0 | 0 | 0 | 0 | 0 | 0 | 0 | 0 | 0 | 0 | 0 | 0 | 0 | 0 | 0 | 0 | 0 | 0 | 0 | 0 | 0 | 0 | 0 | 0 | 0 | 0 | 0 | 0 | 0 | 0 | 0 | 0 | 0 | 0
0 | 0 | 0 | 0 | 0 | 0 | 0 | 0 | 0 | 0 | 0 | 0 | 0 | 0 | 0 | 0 | 0 | 0 | 0 | 0 | 0 | 0 | 0 | 0 | 0 | 0 | 0 | 0 | 0 | 0 | 0 | 0 | 0 | 0 | 0 | 0 | 0 | 0 | 0 | 0 | 0 | 0 | 0 | 0 | 0 | 0 | 0 | 0 | 0 | 0 | 0 | 0 | 0 | 0 | 0 | 0 | 0 | 0 | 0 | 0 | 0 | 0 | 0 | 0 | 0 | 0 | 0 | 0 | 0 | 0 | 0 | 0 | 0 | 0 | 0
0 | 0 | 0 | 0 | 0 | 0 | 0 | 0 | 0 | 0 | 0 | 0 | 0 | 0 | 0 | 0 | 0 | 0 | 0 | 0 | 0 | 0 | 0 | 0 | 0 | 0 | 0 | 0 | 0 | 0 | 0 | 0 | 0 | 0 | 0 | 0 | 0 | 0 | 0 | 0 | 0 | 0 | 0 | 0 | 0 | 0 | 0 | 0 | 0 | 0 | 0 | 0 | 0 | 0 | 0 | 0 | 0 | 0 | 0 | 0 | 0 | 0 | 0 | 0 | 0 | 0 | 0 | 0 | 0 | 0 | 0 | 0 | 0 | 0 | 0
0 | 0 | 0 | 0 | 0 | 0 | 0 | 0 | 0 | 0 | 0 | 0 | 0 | 0 | 0 | 0 | 0 | 0 | 0 | 0 | 0 | 0 | 0 | 0 | 0 | 0 | 0 | 0 | 0 | 0 | 0 | 0 | 0 | 0 | 0 | 0 | 0 | 0 | 0 | 0 | 0 | 0 | 0 | 0 | 0 | 0 | 0 | 0 | 0 | 0 | 0 | 0 | 0 | 0 | 0 | 0 | 0 | 0 | 0 | 0 | 0 | 0 | 0 | 0 | 0 | 0 | 0 | 0 | 0 | 0 | 0 | 0 | 0 | 0 | 0
0 | 0 | 0 | 0 | 0 | 0 | 0 | 0 | 0 | 0 | 0 | 0 | 0 | 0 | 0 | 0 | 0 | 0 | 0 | 0 | 0 | 0 | 0 | 0 | 0 | 0 | 0 | 0 | 0 | 0 | 0 | 0 | 0 | 0 | 0 | 0 | 0 | 0 | 0 | 0 | 0 | 0 | 0 | 0 | 0 | 0 | 0 | 0 | 0 | 0 | 0 | 0 | 0 | 0 | 0 | 0 | 0 | 0 | 0 | 0 | 0 | 0 | 0 | 0 | 0 | 0 | 0 | 0 | 0 | 0 | 0 | 0 | 0 | 0 | 0
0 | 0 | 0 | 0 | 0 | 0 | 0 | 0 | 0 | 0 | 0 | 0 | 0 | 0 | 0 | 0 | 0 | 0 | 0 | 0 | 0 | 0 | 0 | 0 | 0 | 0 | 0 | 0 | 0 | 0 | 0 | 0 | 0 | 0 | 0 | 0 | 0 | 0 | 0 | 0 | 0 | 0 | 0 | 0 | 0 | 0 | 0 | 0 | 0 | 0 | 0 | 0 | 0 | 0 | 0 | 0 | 0 | 0 | 0 | 0 | 0 | 0 | 0 | 0 | 0 | 0 | 0 | 0 | 0 | 0 | 0 | 0 | 0 | 0 | 0
0 | 0 | 0 | 0 | 0 | 0 | 0 | 0 | 0 | 0 | 0 | 0 | 0 | 0 | 0 | 0 | 0 | 0 | 0 | 0 | 0 | 0 | 0 | 0 | 0 | 0 | 0 | 0 | 0 | 0 | 0 | 0 | 0 | 0 | 0 | 0 | 0 | 0 | 0 | 0 | 0 | 0 | 0 | 0 | 0 | 0 | 0 | 0 | 0 | 0 | 0 | 0 | 0 | 0 | 0 | 0 | 0 | 0 | 0 | 0 | 0 | 0 | 0 | 0 | 0 | 0 | 0 | 0 | 0 | 0 | 0 | 0 | 0 | 0 | 0
0 | 0 | 0 | 0 | 0 | 0 | 0 | 0 | 0 | 0 | 0 | 0 | 0 | 0 | 0 | 0 | 0 | 0 | 0 | 0 | 0 | 0 | 0 | 0 | 0 | 0 | 0 | 0 | 0 | 0 | 0 | 0 | 0 | 0 | 0 | 0 | 0 | 0 | 0 | 0 | 0 | 0 | 0 | 0 | 0 | 0 | 0 | 0 | 0 | 0 | 0 | 0 | 0 | 0 | 0 | 0 | 0 | 0 | 0 | 0 | 0 | 0 | 0 | 0 | 0 | 0 | 0 | 0 | 0 | 0 | 0 | 0 | 0 | 0 | 0
0 | 0 | 0 | 0 | 0 | 0 | 0 | 0 | 0 | 0 | 0 | 0 | 0 | 0 | 0 | 0 | 0 | 0 | 0 | 0 | 0 | 0 | 0 | 0 | 0 | 0 | 0 | 0 | 0 | 0 | 0 | 0 | 0 | 0 | 0 | 0 | 0 | 0 | 0 | 0 | 0 | 0 | 0 | 0 | 0 | 0 | 0 | 0 | 0 | 0 | 0 | 0 | 0 | 0 | 0 | 0 | 0 | 0 | 0 | 0 | 0 | 0 | 0 | 0 | 0 | 0 | 0 | 0 | 0 | 0 | 0 | 0 | 0 | 0 | 0
0 | 0 | 0 | 0 | 0 | 0 | 0 | 0 | 0 | 0 | 0 | 0 | 0 | 0 | 0 | 0 | 0 | 0 | 0 | 0 | 0 | 0 | 0 | 0 | 0 | 0 | 0 | 0 | 0 | 0 | 0 | 0 | 0 | 0 | 0 | 0 | 0 | 0 | 0 | 0 | 0 | 0 | 0 | 0 | 0 | 0 | 0 | 0 | 0 | 0 | 0 | 0 | 0 | 0 | 0 | 0 | 0 | 0 | 0 | 0 | 0 | 0 | 0 | 0 | 0 | 0 | 0 | 0 | 0 | 0 | 0 | 0 | 0 | 0 | 0
0 | 0 | 0 | 0 | 0 | 0 | 0 | 0 | 0 | 0 | 0 | 0 | 0 | 0 | 0 | 0 | 0 | 0 | 0 | 0 | 0 | 0 | 0 | 0 | 0 | 0 | 0 | 0 | 0 | 0 | 0 | 0 | 0 | 0 | 0 | 0 | 0 | 0 | 0 | 0 | 0 | 0 | 0 | 0 | 0 | 0 | 0 | 0 | 0 | 0 | 0 | 0 | 0 | 0 | 0 | 0 | 0 | 0 | 0 | 0 | 0 | 0 | 0 | 0 | 0 | 0 | 0 | 0 | 0 | 0 | 0 | 0 | 0 | 0 | 0
0 | 0 | 0 | 0 | 0 | 0 | 0 | 0 | 0 | 0 | 0 | 0 | 0 | 0 | 0 | 0 | 0 | 0 | 0 | 0 | 0 | 0 | 0 | 0 | 0 | 0 | 0 | 0 | 0 | 0 | 0 | 0 | 0 | 0 | 0 | 0 | 0 | 0 | 0 | 0 | 0 | 0 | 0 | 0 | 0 | 0 | 0 | 0 | 0 | 0 | 0 | 0 | 0 | 0 | 0 | 0 | 0 | 0 | 0 | 0 | 0 | 0 | 0 | 0 | 0 | 0 | 0 | 0 | 0 | 0 | 0 | 0 | 0 | 0 | 0
0 | 0 | 0 | 0 | 0 | 0 | 0 | 0 | 0 | 0 | 0 | 0 | 0 | 0 | 0 | 0 | 0 | 0 | 0 | 0 | 0 | 0 | 0 | 0 | 0 | 0 | 0 | 0 | 0 | 0 | 0 | 0 | 0 | 0 | 0 | 0 | 0 | 0 | 0 | 0 | 0 | 0 | 0 | 0 | 0 | 0 | 0 | 0 | 0 | 0 | 0 | 0 | 0 | 0 | 0 | 0 | 0 | 0 | 0 | 0 | 0 | 0 | 0 | 0 | 0 | 0 | 0 | 0 | 0 | 0 | 0 | 0 | 0 | 0 | 0
0 | 0 | 0 | 0 | 0 | 0 | 0 | 0 | 0 | 0 | 0 | 0 | 0 | 0 | 0 | 0 | 0 | 0 | 0 | 0 | 0 | 0 | 0 | 0 | 0 | 0 | 0 | 0 | 0 | 0 | 0 | 0 | 0 | 0 | 0 | 0 | 0 | 0 | 0 | 0 | 0 | 0 | 0 | 0 | 0 | 0 | 0 | 0 | 0 | 0 | 0 | 0 | 0 | 0 | 0 | 0 | 0 | 0 | 0 | 0 | 0 | 0 | 0 | 0 | 0 | 0 | 0 | 0 | 0 | 0 | 0 | 0 | 0 | 0 | 0
0 | 0 | 0 | 0 | 0 | 0 | 0 | 0 | 0 | 0 | 0 | 0 | 0 | 0 | 0 | 0 | 0 | 0 | 0 | 0 | 0 | 0 | 0 | 0 | 0 | 0 | 0 | 0 | 0 | 0 | 0 | 0 | 0 | 0 | 0 | 0 | 0 | 0 | 0 | 0 | 0 | 0 | 0 | 0 | 0 | 0 | 0 | 0 | 0 | 0 | 0 | 0 | 0 | 0 | 0 | 0 | 0 | 0 | 0 | 0 | 0 | 0 | 0 | 0 | 0 | 0 | 0 | 0 | 0 | 0 | 0 | 0 | 0 | 0 | 0
0 | 0 | 0 | 0 | 0 | 0 | 0 | 0 | 0 | 0 | 0 | 0 | 0 | 0 | 0 | 0 | 0 | 0 | 0 | 0 | 0 | 0 | 0 | 0 | 0 | 0 | 0 | 0 | 0 | 0 | 0 | 0 | 0 | 0 | 0 | 0 | 0 | 0 | 0 | 0 | 0 | 0 | 0 | 0 | 0 | 0 | 0 | 0 | 0 | 0 | 0 | 0 | 0 | 0 | 0 | 0 | 0 | 0 | 0 | 0 | 0 | 0 | 0 | 0 | 0 | 0 | 0 | 0 | 0 | 0 | 0 | 0 | 0 | 0 | 0
0 | 0 | 0 | 0 | 0 | 0 | 0 | 0 | 0 | 0 | 0 | 0 | 0 | 0 | 0 | 0 | 0 | 0 | 0 | 0 | 0 | 0 | 0 | 0 | 0 | 0 | 0 | 0 | 0 | 0 | 0 | 0 | 0 | 0 | 0 | 0 | 0 | 0 | 0 | 0 | 0 | 0 | 0 | 0 | 0 | 0 | 0 | 0 | 0 | 0 | 0 | 0 | 0 | 0 | 0 | 0 | 0 | 0 | 0 | 0 | 0 | 0 | 0 | 0 | 0 | 0 | 0 | 0 | 0 | 0 | 0 | 0 | 0 | 0 | 0
0 | 0 | 0 | 0 | 0 | 0 | 0 | 0 | 0 | 0 | 0 | 0 | 0 | 0 | 0 | 0 | 0 | 0 | 0 | 0 | 0 | 0 | 0 | 0 | 0 | 0 | 0 | 0 | 0 | 0 | 0 | 0 | 0 | 0 | 0 | 0 | 0 | 0 | 0 | 0 | 0 | 0 | 0 | 0 | 0 | 0 | 0 | 0 | 0 | 0 | 0 | 0 | 0 | 0 | 0 | 0 | 0 | 0 | 0 | 0 | 0 | 0 | 0 | 0 | 0 | 0 | 0 | 0 | 0 | 0 | 0 | 0 | 0 | 0 | 0
0 | 0 | 0 | 0 | 0 | 0 | 0 | 0 | 0 | 0 | 0 | 0 | 0 | 0 | 0 | 0 | 0 | 0 | 0 | 0 | 0 | 0 | 0 | 0 | 0 | 0 | 0 | 0 | 0 | 0 | 0 | 0 | 0 | 0 | 0 | 0 | 0 | 0 | 0 | 0 | 0 | 0 | 0 | 0 | 0 | 0 | 0 | 0 | 0 | 0 | 0 | 0 | 0 | 0 | 0 | 0 | 0 | 0 | 0 | 0 | 0 | 0 | 0 | 0 | 0 | 0 | 0 | 0 | 0 | 0 | 0 | 0 | 0 | 0 | 0
0 | 0 | 0 | 0 | 0 | 0 | 0 | 0 | 0 | 0 | 0 | 0 | 0 | 0 | 0 | 0 | 0 | 0 | 0 | 0 | 0 | 0 | 0 | 0 | 0 | 0 | 0 | 0 | 0 | 0 | 0 | 0 | 0 | 0 | 0 | 0 | 0 | 0 | 0 | 0 | 0 | 0 | 0 | 0 | 0 | 0 | 0 | 0 | 0 | 0 | 0 | 0 | 0 | 0 | 0 | 0 | 0 | 0 | 0 | 0 | 0 | 0 | 0 | 0 | 0 | 0 | 0 | 0 | 0 | 0 | 0 | 0 | 0 | 0 | 0
0 | 0 | 0 | 0 | 0 | 0 | 0 | 0 | 0 | 0 | 0 | 0 | 0 | 0 | 0 | 0 | 0 | 0 | 0 | 0 | 0 | 0 | 0 | 0 | 0 | 0 | 0 | 0 | 0 | 0 | 0 | 0 | 0 | 0 | 0 | 0 | 0 | 0 | 0 | 0 | 0 | 0 | 0 | 0 | 0 | 0 | 0 | 0 | 0 | 0 | 0 | 0 | 0 | 0 | 0 | 0 | 0 | 0 | 0 | 0 | 0 | 0 | 0 | 0 | 0 | 0 | 0 | 0 | 0 | 0 | 0 | 0 | 0 | 0 | 0
0 | 0 | 0 | 0 | 0 | 0 | 0 | 0 | 0 | 0 | 0 | 0 | 0 | 0 | 0 | 0 | 0 | 0 | 0 | 0 | 0 | 0 | 0 | 0 | 0 | 0 | 0 | 0 | 0 | 0 | 0 | 0 | 0 | 0 | 0 | 0 | 0 | 0 | 0 | 0 | 0 | 0 | 0 | 0 | 0 | 0 | 0 | 0 | 0 | 0 | 0 | 0 | 0 | 0 | 0 | 0 | 0 | 0 | 0 | 0 | 0 | 0 | 0 | 0 | 0 | 0 | 0 | 0 | 0 | 0 | 0 | 0 | 0 | 0 | 0
0 | 0 | 0 | 0 | 0 | 0 | 0 | 0 | 0 | 0 | 0 | 0 | 0 | 0 | 0 | 0 | 0 | 0 | 0 | 0 | 0 | 0 | 0 | 0 | 0 | 0 | 0 | 0 | 0 | 0 | 0 | 0 | 0 | 0 | 0 | 0 | 0 | 0 | 0 | 0 | 0 | 0 | 0 | 0 | 0 | 0 | 0 | 0 | 0 | 0 | 0 | 0 | 0 | 0 | 0 | 0 | 0 | 0 | 0 | 0 | 0 | 0 | 0 | 0 | 0 | 0 | 0 | 0 | 0 | 0 | 0 | 0 | 0 | 0 | 0
0 | 0 | 0 | 0 | 0 | 0 | 0 | 0 | 0 | 0 | 0 | 0 | 0 | 0 | 0 | 0 | 0 | 0 | 0 | 0 | 0 | 0 | 0 | 0 | 0 | 0 | 0 | 0 | 0 | 0 | 0 | 0 | 0 | 0 | 0 | 0 | 0 | 0 | 0 | 0 | 0 | 0 | 0 | 0 | 0 | 0 | 0 | 0 | 0 | 0 | 0 | 0 | 0 | 0 | 0 | 0 | 0 | 0 | 0 | 0 | 0 | 0 | 0 | 0 | 0 | 0 | 0 | 0 | 0 | 0 | 0 | 0 | 0 | 0 | 0
0 | 0 | 0 | 0 | 0 | 0 | 0 | 0 | 0 | 0 | 0 | 0 | 0 | 0 | 0 | 0 | 0 | 0 | 0 | 0 | 0 | 0 | 0 | 0 | 0 | 0 | 0 | 0 | 0 | 0 | 0 | 0 | 0 | 0 | 0 | 0 | 0 | 0 | 0 | 0 | 0 | 0 | 0 | 0 | 0 | 0 | 0 | 0 | 0 | 0 | 0 | 0 | 0 | 0 | 0 | 0 | 0 | 0 | 0 | 0 | 0 | 0 | 0 | 0 | 0 | 0 | 0 | 0 | 0 | 0 | 0 | 0 | 0 | 0 | 0
0 | 0 | 0 | 0 | 0 | 0 | 0 | 0 | 0 | 0 | 0 | 0 | 0 | 0 | 0 | 0 | 0 | 0 | 0 | 0 | 0 | 0 | 0 | 0 | 0 | 0 | 0 | 0 | 0 | 0 | 0 | 0 | 0 | 0 | 0 | 0 | 0 | 0 | 0 | 0 | 0 | 0 | 0 | 0 | 0 | 0 | 0 | 0 | 0 | 0 | 0 | 0 | 0 | 0 | 0 | 0 | 0 | 0 | 0 | 0 | 0 | 0 | 0 | 0 | 0 | 0 | 0 | 0 | 0 | 0 | 0 | 0 | 0 | 0 | 0
0 | 0 | 0 | 0 | 0 | 0 | 0 | 0 | 0 | 0 | 0 | 0 | 0 | 0 | 0 | 0 | 0 | 0 | 0 | 0 | 0 | 0 | 0 | 0 | 0 | 0 | 0 | 0 | 0 | 0 | 0 | 0 | 0 | 0 | 0 | 0 | 0 | 0 | 0 | 0 | 0 | 0 | 0 | 0 | 0 | 0 | 0 | 0 | 0 | 0 | 0 | 0 | 0 | 0 | 0 | 0 | 0 | 0 | 0 | 0 | 0 | 0 | 0 | 0 | 0 | 0 | 0 | 0 | 0 | 0 | 0 | 0 | 0 | 0 | 0
0 | 0 | 0 | 0 | 0 | 0 | 0 | 0 | 0 | 0 | 0 | 0 | 0 | 0 | 0 | 0 | 0 | 0 | 0 | 0 | 0 | 0 | 0 | 0 | 0 | 0 | 0 | 0 | 0 | 0 | 0 | 0 | 0 | 0 | 0 | 0 | 0 | 0 | 0 | 0 | 0 | 0 | 0 | 0 | 0 | 0 | 0 | 0 | 0 | 0 | 0 | 0 | 0 | 0 | 0 | 0 | 0 | 0 | 0 | 0 | 0 | 0 | 0 | 0 | 0 | 0 | 0 | 0 | 0 | 0 | 0 | 0 | 0 | 0 | 0
0 | 0 | 0 | 0 | 0 | 0 | 0 | 0 | 0 | 0 | 0 | 0 | 0 | 0 | 0 | 0 | 0 | 0 | 0 | 0 | 0 | 0 | 0 | 0 | 0 | 0 | 0 | 0 | 0 | 0 | 0 | 0 | 0 | 0 | 0 | 0 | 0 | 0 | 0 | 0 | 0 | 0 | 0 | 0 | 0 | 0 | 0 | 0 | 0 | 0 | 0 | 0 | 0 | 0 | 0 | 0 | 0 | 0 | 0 | 0 | 0 | 0 | 0 | 0 | 0 | 0 | 0 | 0 | 0 | 0 | 0 | 0 | 0 | 0 | 0
0 | 0 | 0 | 0 | 0 | 0 | 0 | 0 | 0 | 0 | 0 | 0 | 0 | 0 | 0 | 0 | 0 | 0 | 0 | 0 | 0 | 0 | 0 | 0 | 0 | 0 | 0 | 0 | 0 | 0 | 0 | 0 | 0 | 0 | 0 | 0 | 0 | 0 | 0 | 0 | 0 | 0 | 0 | 0 | 0 | 0 | 0 | 0 | 0 | 0 | 0 | 0 | 0 | 0 | 0 | 0 | 0 | 0 | 0 | 0 | 0 | 0 | 0 | 0 | 0 | 0 | 0 | 0 | 0 | 0 | 0 | 0 | 0 | 0 | 0
0 | 0 | 0 | 0 | 0 | 0 | 0 | 0 | 0 | 0 | 0 | 0 | 0 | 0 | 0 | 0 | 0 | 0 | 0 | 0 | 0 | 0 | 0 | 0 | 0 | 0 | 0 | 0 | 0 | 0 | 0 | 0 | 0 | 0 | 0 | 0 | 0 | 0 | 0 | 0 | 0 | 0 | 0 | 0 | 0 | 0 | 0 | 0 | 0 | 0 | 0 | 0 | 0 | 0 | 0 | 0 | 0 | 0 | 0 | 0 | 0 | 0 | 0 | 0 | 0 | 0 | 0 | 0 | 0 | 0 | 0 | 0 | 0 | 0 | 0
0 | 0 | 0 | 0 | 0 | 0 | 0 | 0 | 0 | 0 | 0 | 0 | 0 | 0 | 0 | 0 | 0 | 0 | 0 | 0 | 0 | 0 | 0 | 0 | 0 | 0 | 0 | 0 | 0 | 0 | 0 | 0 | 0 | 0 | 0 | 0 | 0 | 0 | 0 | 0 | 0 | 0 | 0 | 0 | 0 | 0 | 0 | 0 | 0 | 0 | 0 | 0 | 0 | 0 | 0 | 0 | 0 | 0 | 0 | 0 | 0 | 0 | 0 | 0 | 0 | 0 | 0 | 0 | 0 | 0 | 0 | 0 | 0 | 0 | 0
0 | 0 | 0 | 0 | 0 | 0 | 0 | 0 | 0 | 0 | 0 | 0 | 0 | 0 | 0 | 0 | 0 | 0 | 0 | 0 | 0 | 0 | 0 | 0 | 0 | 0 | 0 | 0 | 0 | 0 | 0 | 0 | 0 | 0 | 0 | 0 | 0 | 0 | 0 | 0 | 0 | 0 | 0 | 0 | 0 | 0 | 0 | 0 | 0 | 0 | 0 | 0 | 0 | 0 | 0 | 0 | 0 | 0 | 0 | 0 | 0 | 0 | 0 | 0 | 0 | 0 | 0 | 0 | 0 | 0 | 0 | 0 | 0 | 0 | 0
0 | 0 | 0 | 0 | 0 | 0 | 0 | 0 | 0 | 0 | 0 | 0 | 0 | 0 | 0 | 0 | 0 | 0 | 0 | 0 | 0 | 0 | 0 | 0 | 0 | 0 | 0 | 0 | 0 | 0 | 0 | 0 | 0 | 0 | 0 | 0 | 0 | 0 | 0 | 0 | 0 | 0 | 0 | 0 | 0 | 0 | 0 | 0 | 0 | 0 | 0 | 0 | 0 | 0 | 0 | 0 | 0 | 0 | 0 | 0 | 0 | 0 | 0 | 0 | 0 | 0 | 0 | 0 | 0 | 0 | 0 | 0 | 0 | 0 | 0
0 | 0 | 0 | 0 | 0 | 0 | 0 | 0 | 0 | 0 | 0 | 0 | 0 | 0 | 0 | 0 | 0 | 0 | 0 | 0 | 0 | 0 | 0 | 0 | 0 | 0 | 0 | 0 | 0 | 0 | 0 | 0 | 0 | 0 | 0 | 0 | 0 | 0 | 0 | 0 | 0 | 0 | 0 | 0 | 0 | 0 | 0 | 0 | 0 | 0 | 0 | 0 | 0 | 0 | 0 | 0 | 0 | 0 | 0 | 0 | 0 | 0 | 0 | 0 | 0 | 0 | 0 | 0 | 0 | 0 | 0 | 0 | 0 | 0 | 0
0 | 0 | 0 | 0 | 0 | 0 | 0 | 0 | 0 | 0 | 0 | 0 | 0 | 0 | 0 | 0 | 0 | 0 | 0 | 0 | 0 | 0 | 0 | 0 | 0 | 0 | 0 | 0 | 0 | 0 | 0 | 0 | 0 | 0 | 0 | 0 | 0 | 0 | 0 | 0 | 0 | 0 | 0 | 0 | 0 | 0 | 0 | 0 | 0 | 0 | 0 | 0 | 0 | 0 | 0 | 0 | 0 | 0 | 0 | 0 | 0 | 0 | 0 | 0 | 0 | 0 | 0 | 0 | 0 | 0 | 0 | 0 | 0 | 0 | 0
0 | 0 | 0 | 0 | 0 | 0 | 0 | 0 | 0 | 0 | 0 | 0 | 0 | 0 | 0 | 0 | 0 | 0 | 0 | 0 | 0 | 0 | 0 | 0 | 0 | 0 | 0 | 0 | 0 | 0 | 0 | 0 | 0 | 0 | 0 | 0 | 0 | 0 | 0 | 0 | 0 | 0 | 0 | 0 | 0 | 0 | 0 | 0 | 0 | 0 | 0 | 0 | 0 | 0 | 0 | 0 | 0 | 0 | 0 | 0 | 0 | 0 | 0 | 0 | 0 | 0 | 0 | 0 | 0 | 0 | 0 | 0 | 0 | 0 | 0
0 | 0 | 0 | 0 | 0 | 0 | 0 | 0 | 0 | 0 | 0 | 0 | 0 | 0 | 0 | 0 | 0 | 0 | 0 | 0 | 0 | 0 | 0 | 0 | 0 | 0 | 0 | 0 | 0 | 0 | 0 | 0 | 0 | 0 | 0 | 0 | 0 | 0 | 0 | 0 | 0 | 0 | 0 | 0 | 0 | 0 | 0 | 0 | 0 | 0 | 0 | 0 | 0 | 0 | 0 | 0 | 0 | 0 | 0 | 0 | 0 | 0 | 0 | 0 | 0 | 0 | 0 | 0 | 0 | 0 | 0 | 0 | 0 | 0 | 0
0 | 0 | 0 | 0 | 0 | 0 | 0 | 0 | 0 | 0 | 0 | 0 | 0 | 0 | 0 | 0 | 0 | 0 | 0 | 0 | 0 | 0 | 0 | 0 | 0 | 0 | 0 | 0 | 0 | 0 | 0 | 0 | 0 | 0 | 0 | 0 | 0 | 0 | 0 | 0 | 0 | 0 | 0 | 0 | 0 | 0 | 0 | 0 | 0 | 0 | 0 | 0 | 0 | 0 | 0 | 0 | 0 | 0 | 0 | 0 | 0 | 0 | 0 | 0 | 0 | 0 | 0 | 0 | 0 | 0 | 0 | 0 | 0 | 0 | 0
0 | 0 | 0 | 0 | 0 | 0 | 0 | 0 | 0 | 0 | 0 | 0 | 0 | 0 | 0 | 0 | 0 | 0 | 0 | 0 | 0 | 0 | 0 | 0 | 0 | 0 | 0 | 0 | 0 | 0 | 0 | 0 | 0 | 0 | 0 | 0 | 0 | 0 | 0 | 0 | 0 | 0 | 0 | 0 | 0 | 0 | 0 | 0 | 0 | 0 | 0 | 0 | 0 | 0 | 0 | 0 | 0 | 0 | 0 | 0 | 0 | 0 | 0 | 0 | 0 | 0 | 0 | 0 | 0 | 0 | 0 | 0 | 0 | 0 | 0
0 | 0 | 0 | 0 | 0 | 0 | 0 | 0 | 0 | 0 | 0 | 0 | 0 | 0 | 0 | 0 | 0 | 0 | 0 | 0 | 0 | 0 | 0 | 0 | 0 | 0 | 0 | 0 | 0 | 0 | 0 | 0 | 0 | 0 | 0 | 0 | 0 | 0 | 0 | 0 | 0 | 0 | 0 | 0 | 0 | 0 | 0 | 0 | 0 | 0 | 0 | 0 | 0 | 0 | 0 | 0 | 0 | 0 | 0 | 0 | 0 | 0 | 0 | 0 | 0 | 0 | 0 | 0 | 0 | 0 | 0 | 0 | 0 | 0 | 0
0 | 0 | 0 | 0 | 0 | 0 | 0 | 0 | 0 | 0 | 0 | 0 | 0 | 0 | 0 | 0 | 0 | 0 | 0 | 0 | 0 | 0 | 0 | 0 | 0 | 0 | 0 | 0 | 0 | 0 | 0 | 0 | 0 | 0 | 0 | 0 | 0 | 0 | 0 | 0 | 0 | 0 | 0 | 0 | 0 | 0 | 0 | 0 | 0 | 0 | 0 | 0 | 0 | 0 | 0 | 0 | 0 | 0 | 0 | 0 | 0 | 0 | 0 | 0 | 0 | 0 | 0 | 0 | 0 | 0 | 0 | 0 | 0 | 0 | 0
0 | 0 | 0 | 0 | 0 | 0 | 0 | 0 | 0 | 0 | 0 | 0 | 0 | 0 | 0 | 0 | 0 | 0 | 0 | 0 | 0 | 0 | 0 | 0 | 0 | 0 | 0 | 0 | 0 | 0 | 0 | 0 | 0 | 0 | 0 | 0 | 0 | 0 | 0 | 0 | 0 | 0 | 0 | 0 | 0 | 0 | 0 | 0 | 0 | 0 | 0 | 0 | 0 | 0 | 0 | 0 | 0 | 0 | 0 | 0 | 0 | 0 | 0 | 0 | 0 | 0 | 0 | 0 | 0 | 0 | 0 | 0 | 0 | 0 | 0
0 | 0 | 0 | 0 | 0 | 0 | 0 | 0 | 0 | 0 | 0 | 0 | 0 | 0 | 0 | 0 | 0 | 0 | 0 | 0 | 0 | 0 | 0 | 0 | 0 | 0 | 0 | 0 | 0 | 0 | 0 | 0 | 0 | 0 | 0 | 0 | 0 | 0 | 0 | 0 | 0 | 0 | 0 | 0 | 0 | 0 | 0 | 0 | 0 | 0 | 0 | 0 | 0 | 0 | 0 | 0 | 0 | 0 | 0 | 0 | 0 | 0 | 0 | 0 | 0 | 0 | 0 | 0 | 0 | 0 | 0 | 0 | 0 | 0 | 0
0 | 0 | 0 | 0 | 0 | 0 | 0 | 0 | 0 | 0 | 0 | 0 | 0 | 0 | 0 | 0 | 0 | 0 | 0 | 0 | 0 | 0 | 0 | 0 | 0 | 0 | 0 | 0 | 0 | 0 | 0 | 0 | 0 | 0 | 0 | 0 | 0 | 0 | 0 | 0 | 0 | 0 | 0 | 0 | 0 | 0 | 0 | 0 | 0 | 0 | 0 | 0 | 0 | 0 | 0 | 0 | 0 | 0 | 0 | 0 | 0 | 0 | 0 | 0 | 0 | 0 | 0 | 0 | 0 | 0 | 0 | 0 | 0 | 0 | 0
0 | 0 | 0 | 0 | 0 | 0 | 0 | 0 | 0 | 0 | 0 | 0 | 0 | 0 | 0 | 0 | 0 | 0 | 0 | 0 | 0 | 0 | 0 | 0 | 0 | 0 | 0 | 0 | 0 | 0 | 0 | 0 | 0 | 0 | 0 | 0 | 0 | 0 | 0 | 0 | 0 | 0 | 0 | 0 | 0 | 0 | 0 | 0 | 0 | 0 | 0 | 0 | 0 | 0 | 0 | 0 | 0 | 0 | 0 | 0 | 0 | 0 | 0 | 0 | 0 | 0 | 0 | 0 | 0 | 0 | 0 | 0 | 0 | 0 | 0
0 | 0 | 0 | 0 | 0 | 0 | 0 | 0 | 0 | 0 | 0 | 0 | 0 | 0 | 0 | 0 | 0 | 0 | 0 | 0 | 0 | 0 | 0 | 0 | 0 | 0 | 0 | 0 | 0 | 0 | 0 | 0 | 0 | 0 | 0 | 0 | 0 | 0 | 0 | 0 | 0 | 0 | 0 | 0 | 0 | 0 | 0 | 0 | 0 | 0 | 0 | 0 | 0 | 0 | 0 | 0 | 0 | 0 | 0 | 0 | 0 | 0 | 0 | 0 | 0 | 0 | 0 | 0 | 0 | 0 | 0 | 0 | 0 | 0 | 0
0 | 0 | 0 | 0 | 0 | 0 | 0 | 0 | 0 | 0 | 0 | 0 | 0 | 0 | 0 | 0 | 0 | 0 | 0 | 0 | 0 | 0 | 0 | 0 | 0 | 0 | 0 | 0 | 0 | 0 | 0 | 0 | 0 | 0 | 0 | 0 | 0 | 0 | 0 | 0 | 0 | 0 | 0 | 0 | 0 | 0 | 0 | 0 | 0 | 0 | 0 | 0 | 0 | 0 | 0 | 0 | 0 | 0 | 0 | 0 | 0 | 0 | 0 | 0 | 0 | 0 | 0 | 0 | 0 | 0 | 0 | 0 | 0 | 0 | 0
0 | 0 | 0 | 0 | 0 | 0 | 0 | 0 | 0 | 0 | 0 | 0 | 0 | 0 | 0 | 0 | 0 | 0 | 0 | 0 | 0 | 0 | 0 | 0 | 0 | 0 | 0 | 0 | 0 | 0 | 0 | 0 | 0 | 0 | 0 | 0 | 0 | 0 | 0 | 0 | 0 | 0 | 0 | 0 | 0 | 0 | 0 | 0 | 0 | 0 | 0 | 0 | 0 | 0 | 0 | 0 | 0 | 0 | 0 | 0 | 0 | 0 | 0 | 0 | 0 | 0 | 0 | 0 | 0 | 0 | 0 | 0 | 0 | 0 | 0
0 | 0 | 0 | 0 | 0 | 0 | 0 | 0 | 0 | 0 | 0 | 0 | 0 | 0 | 0 | 0 | 0 | 0 | 0 | 0 | 0 | 0 | 0 | 0 | 0 | 0 | 0 | 0 | 0 | 0 | 0 | 0 | 0 | 0 | 0 | 0 | 0 | 0 | 0 | 0 | 0 | 0 | 0 | 0 | 0 | 0 | 0 | 0 | 0 | 0 | 0 | 0 | 0 | 0 | 0 | 0 | 0 | 0 | 0 | 0 | 0 | 0 | 0 | 0 | 0 | 0 | 0 | 0 | 0 | 0 | 0 | 0 | 0 | 0 | 0
0 | 0 | 0 | 0 | 0 | 0 | 0 | 0 | 0 | 0 | 0 | 0 | 0 | 0 | 0 | 0 | 0 | 0 | 0 | 0 | 0 | 0 | 0 | 0 | 0 | 0 | 0 | 0 | 0 | 0 | 0 | 0 | 0 | 0 | 0 | 0 | 0 | 0 | 0 | 0 | 0 | 0 | 0 | 0 | 0 | 0 | 0 | 0 | 0 | 0 | 0 | 0 | 0 | 0 | 0 | 0 | 0 | 0 | 0 | 0 | 0 | 0 | 0 | 0 | 0 | 0 | 0 | 0 | 0 | 0 | 0 | 0 | 0 | 0 | 0
0 | 0 | 0 | 0 | 0 | 0 | 0 | 0 | 0 | 0 | 0 | 0 | 0 | 0 | 0 | 0 | 0 | 0 | 0 | 0 | 0 | 0 | 0 | 0 | 0 | 0 | 0 | 0 | 0 | 0 | 0 | 0 | 0 | 0 | 0 | 0 | 0 | 0 | 0 | 0 | 0 | 0 | 0 | 0 | 0 | 0 | 0 | 0 | 0 | 0 | 0 | 0 | 0 | 0 | 0 | 0 | 0 | 0 | 0 | 0 | 0 | 0 | 0 | 0 | 0 | 0 | 0 | 0 | 0 | 0 | 0 | 0 | 0 | 0 | 0
0 | 0 | 0 | 0 | 0 | 0 | 0 | 0 | 0 | 0 | 0 | 0 | 0 | 0 | 0 | 0 | 0 | 0 | 0 | 0 | 0 | 0 | 0 | 0 | 0 | 0 | 0 | 0 | 0 | 0 | 0 | 0 | 0 | 0 | 0 | 0 | 0 | 0 | 0 | 0 | 0 | 0 | 0 | 0 | 0 | 0 | 0 | 0 | 0 | 0 | 0 | 0 | 0 | 0 | 0 | 0 | 0 | 0 | 0 | 0 | 0 | 0 | 0 | 0 | 0 | 0 | 0 | 0 | 0 | 0 | 0 | 0 | 0 | 0 | 0
0 | 0 | 0 | 0 | 0 | 0 | 0 | 0 | 0 | 0 | 0 | 0 | 0 | 0 | 0 | 0 | 0 | 0 | 0 | 0 | 0 | 0 | 0 | 0 | 0 | 0 | 0 | 0 | 0 | 0 | 0 | 0 | 0 | 0 | 0 | 0 | 0 | 0 | 0 | 0 | 0 | 0 | 0 | 0 | 0 | 0 | 0 | 0 | 0 | 0 | 0 | 0 | 0 | 0 | 0 | 0 | 0 | 0 | 0 | 0 | 0 | 0 | 0 | 0 | 0 | 0 | 0 | 0 | 0 | 0 | 0 | 0 | 0 | 0 | 0
0 | 0 | 0 | 0 | 0 | 0 | 0 | 0 | 0 | 0 | 0 | 0 | 0 | 0 | 0 | 0 | 0 | 0 | 0 | 0 | 0 | 0 | 0 | 0 | 0 | 0 | 0 | 0 | 0 | 0 | 0 | 0 | 0 | 0 | 0 | 0 | 0 | 0 | 0 | 0 | 0 | 0 | 0 | 0 | 0 | 0 | 0 | 0 | 0 | 0 | 0 | 0 | 0 | 0 | 0 | 0 | 0 | 0 | 0 | 0 | 0 | 0 | 0 | 0 | 0 | 0 | 0 | 0 | 0 | 0 | 0 | 0 | 0 | 0 | 0
0 | 0 | 0 | 0 | 0 | 0 | 0 | 0 | 0 | 0 | 0 | 0 | 0 | 0 | 0 | 0 | 0 | 0 | 0 | 0 | 0 | 0 | 0 | 0 | 0 | 0 | 0 | 0 | 0 | 0 | 0 | 0 | 0 | 0 | 0 | 0 | 0 | 0 | 0 | 0 | 0 | 0 | 0 | 0 | 0 | 0 | 0 | 0 | 0 | 0 | 0 | 0 | 0 | 0 | 0 | 0 | 0 | 0 | 0 | 0 | 0 | 0 | 0 | 0 | 0 | 0 | 0 | 0 | 0 | 0 | 0 | 0 | 0 | 0 | 0
0 | 0 | 0 | 0 | 0 | 0 | 0 | 0 | 0 | 0 | 0 | 0 | 0 | 0 | 0 | 0 | 0 | 0 | 0 | 0 | 0 | 0 | 0 | 0 | 0 | 0 | 0 | 0 | 0 | 0 | 0 | 0 | 0 | 0 | 0 | 0 | 0 | 0 | 0 | 0 | 0 | 0 | 0 | 0 | 0 | 0 | 0 | 0 | 0 | 0 | 0 | 0 | 0 | 0 | 0 | 0 | 0 | 0 | 0 | 0 | 0 | 0 | 0 | 0 | 0 | 0 | 0 | 0 | 0 | 0 | 0 | 0 | 0 | 0 | 0
0 | 0 | 0 | 0 | 0 | 0 | 0 | 0 | 0 | 0 | 0 | 0 | 0 | 0 | 0 | 0 | 0 | 0 | 0 | 0 | 0 | 0 | 0 | 0 | 0 | 0 | 0 | 0 | 0 | 0 | 0 | 0 | 0 | 0 | 0 | 0 | 0 | 0 | 0 | 0 | 0 | 0 | 0 | 0 | 0 | 0 | 0 | 0 | 0 | 0 | 0 | 0 | 0 | 0 | 0 | 0 | 0 | 0 | 0 | 0 | 0 | 0 | 0 | 0 | 0 | 0 | 0 | 0 | 0 | 0 | 0 | 0 | 0 | 0 | 0
0 | 0 | 0 | 0 | 0 | 0 | 0 | 0 | 0 | 0 | 0 | 0 | 0 | 0 | 0 | 0 | 0 | 0 | 0 | 0 | 0 | 0 | 0 | 0 | 0 | 0 | 0 | 0 | 0 | 0 | 0 | 0 | 0 | 0 | 0 | 0 | 0 | 0 | 0 | 0 | 0 | 0 | 0 | 0 | 0 | 0 | 0 | 0 | 0 | 0 | 0 | 0 | 0 | 0 | 0 | 0 | 0 | 0 | 0 | 0 | 0 | 0 | 0 | 0 | 0 | 0 | 0 | 0 | 0 | 0 | 0 | 0 | 0 | 0 | 0
0 | 0 | 0 | 0 | 0 | 0 | 0 | 0 | 0 | 0 | 0 | 0 | 0 | 0 | 0 | 0 | 0 | 0 | 0 | 0 | 0 | 0 | 0 | 0 | 0 | 0 | 0 | 0 | 0 | 0 | 0 | 0 | 0 | 0 | 0 | 0 | 0 | 0 | 0 | 0 | 0 | 0 | 0 | 0 | 0 | 0 | 0 | 0 | 0 | 0 | 0 | 0 | 0 | 0 | 0 | 0 | 0 | 0 | 0 | 0 | 0 | 0 | 0 | 0 | 0 | 0 | 0 | 0 | 0 | 0 | 0 | 0 | 0 | 0 | 0
0 | 0 | 0 | 0 | 0 | 0 | 0 | 0 | 0 | 0 | 0 | 0 | 0 | 0 | 0 | 0 | 0 | 0 | 0 | 0 | 0 | 0 | 0 | 0 | 0 | 0 | 0 | 0 | 0 | 0 | 0 | 0 | 0 | 0 | 0 | 0 | 0 | 0 | 0 | 0 | 0 | 0 | 0 | 0 | 0 | 0 | 0 | 0 | 0 | 0 | 0 | 0 | 0 | 0 | 0 | 0 | 0 | 0 | 0 | 0 | 0 | 0 | 0 | 0 | 0 | 0 | 0 | 0 | 0 | 0 | 0 | 0 | 0 | 0 | 0
0 | 0 | 0 | 0 | 0 | 0 | 0 | 0 | 0 | 0 | 0 | 0 | 0 | 0 | 0 | 0 | 0 | 0 | 0 | 0 | 0 | 0 | 0 | 0 | 0 | 0 | 0 | 0 | 0 | 0 | 0 | 0 | 0 | 0 | 0 | 0 | 0 | 0 | 0 | 0 | 0 | 0 | 0 | 0 | 0 | 0 | 0 | 0 | 0 | 0 | 0 | 0 | 0 | 0 | 0 | 0 | 0 | 0 | 0 | 0 | 0 | 0 | 0 | 0 | 0 | 0 | 0 | 0 | 0 | 0 | 0 | 0 | 0 | 0 | 0
0 | 0 | 0 | 0 | 0 | 0 | 0 | 0 | 0 | 0 | 0 | 0 | 0 | 0 | 0 | 0 | 0 | 0 | 0 | 0 | 0 | 0 | 0 | 0 | 0 | 0 | 0 | 0 | 0 | 0 | 0 | 0 | 0 | 0 | 0 | 0 | 0 | 0 | 0 | 0 | 0 | 0 | 0 | 0 | 0 | 0 | 0 | 0 | 0 | 0 | 0 | 0 | 0 | 0 | 0 | 0 | 0 | 0 | 0 | 0 | 0 | 0 | 0 | 0 | 0 | 0 | 0 | 0 | 0 | 0 | 0 | 0 | 0 | 0 | 0
0 | 0 | 0 | 0 | 0 | 0 | 0 | 0 | 0 | 0 | 0 | 0 | 0 | 0 | 0 | 0 | 0 | 0 | 0 | 0 | 0 | 0 | 0 | 0 | 0 | 0 | 0 | 0 | 0 | 0 | 0 | 0 | 0 | 0 | 0 | 0 | 0 | 0 | 0 | 0 | 0 | 0 | 0 | 0 | 0 | 0 | 0 | 0 | 0 | 0 | 0 | 0 | 0 | 0 | 0 | 0 | 0 | 0 | 0 | 0 | 0 | 0 | 0 | 0 | 0 | 0 | 0 | 0 | 0 | 0 | 0 | 0 | 0 | 0 | 0
0 | 0 | 0 | 0 | 0 | 0 | 0 | 0 | 0 | 0 | 0 | 0 | 0 | 0 | 0 | 0 | 0 | 0 | 0 | 0 | 0 | 0 | 0 | 0 | 0 | 0 | 0 | 0 | 0 | 0 | 0 | 0 | 0 | 0 | 0 | 0 | 0 | 0 | 0 | 0 | 0 | 0 | 0 | 0 | 0 | 0 | 0 | 0 | 0 | 0 | 0 | 0 | 0 | 0 | 0 | 0 | 0 | 0 | 0 | 0 | 0 | 0 | 0 | 0 | 0 | 0 | 0 | 0 | 0 | 0 | 0 | 0 | 0 | 0 | 0
0 | 0 | 0 | 0 | 0 | 0 | 0 | 0 | 0 | 0 | 0 | 0 | 0 | 0 | 0 | 0 | 0 | 0 | 0 | 0 | 0 | 0 | 0 | 0 | 0 | 0 | 0 | 0 | 0 | 0 | 0 | 0 | 0 | 0 | 0 | 0 | 0 | 0 | 0 | 0 | 0 | 0 | 0 | 0 | 0 | 0 | 0 | 0 | 0 | 0 | 0 | 0 | 0 | 0 | 0 | 0 | 0 | 0 | 0 | 0 | 0 | 0 | 0 | 0 | 0 | 0 | 0 | 0 | 0 | 0 | 0 | 0 | 0 | 0 | 0
0 | 0 | 0 | 0 | 0 | 0 | 0 | 0 | 0 | 0 | 0 | 0 | 0 | 0 | 0 | 0 | 0 | 0 | 0 | 0 | 0 | 0 | 0 | 0 | 0 | 0 | 0 | 0 | 0 | 0 | 0 | 0 | 0 | 0 | 0 | 0 | 0 | 0 | 0 | 0 | 0 | 0 | 0 | 0 | 0 | 0 | 0 | 0 | 0 | 0 | 0 | 0 | 0 | 0 | 0 | 0 | 0 | 0 | 0 | 0 | 0 | 0 | 0 | 0 | 0 | 0 | 0 | 0 | 0 | 0 | 0 | 0 | 0 | 0 | 0
0 | 0 | 0 | 0 | 0 | 0 | 0 | 0 | 0 | 0 | 0 | 0 | 0 | 0 | 0 | 0 | 0 | 0 | 0 | 0 | 0 | 0 | 0 | 0 | 0 | 0 | 0 | 0 | 0 | 0 | 0 | 0 | 0 | 0 | 0 | 0 | 0 | 0 | 0 | 0 | 0 | 0 | 0 | 0 | 0 | 0 | 0 | 0 | 0 | 0 | 0 | 0 | 0 | 0 | 0 | 0 | 0 | 0 | 0 | 0 | 0 | 0 | 0 | 0 | 0 | 0 | 0 | 0 | 0 | 0 | 0 | 0 | 0 | 0 | 0
0 | 0 | 0 | 0 | 0 | 0 | 0 | 0 | 0 | 0 | 0 | 0 | 0 | 0 | 0 | 0 | 0 | 0 | 0 | 0 | 0 | 0 | 0 | 0 | 0 | 0 | 0 | 0 | 0 | 0 | 0 | 0 | 0 | 0 | 0 | 0 | 0 | 0 | 0 | 0 | 0 | 0 | 0 | 0 | 0 | 0 | 0 | 0 | 0 | 0 | 0 | 0 | 0 | 0 | 0 | 0 | 0 | 0 | 0 | 0 | 0 | 0 | 0 | 0 | 0 | 0 | 0 | 0 | 0 | 0 | 0 | 0 | 0 | 0 | 0
0 | 0 | 0 | 0 | 0 | 0 | 0 | 0 | 0 | 0 | 0 | 0 | 0 | 0 | 0 | 0 | 0 | 0 | 0 | 0 | 0 | 0 | 0 | 0 | 0 | 0 | 0 | 0 | 0 | 0 | 0 | 0 | 0 | 0 | 0 | 0 | 0 | 0 | 0 | 0 | 0 | 0 | 0 | 0 | 0 | 0 | 0 | 0 | 0 | 0 | 0 | 0 | 0 | 0 | 0 | 0 | 0 | 0 | 0 | 0 | 0 | 0 | 0 | 0 | 0 | 0 | 0 | 0 | 0 | 0 | 0 | 0 | 0 | 0 | 0
0 | 0 | 0 | 0 | 0 | 0 | 0 | 0 | 0 | 0 | 0 | 0 | 0 | 0 | 0 | 0 | 0 | 0 | 0 | 0 | 0 | 0 | 0 | 0 | 0 | 0 | 0 | 0 | 0 | 0 | 0 | 0 | 0 | 0 | 0 | 0 | 0 | 0 | 0 | 0 | 0 | 0 | 0 | 0 | 0 | 0 | 0 | 0 | 0 | 0 | 0 | 0 | 0 | 0 | 0 | 0 | 0 | 0 | 0 | 0 | 0 | 0 | 0 | 0 | 0 | 0 | 0 | 0 | 0 | 0 | 0 | 0 | 0 | 0 | 0
0 | 0 | 0 | 0 | 0 | 0 | 0 | 0 | 0 | 0 | 0 | 0 | 0 | 0 | 0 | 0 | 0 | 0 | 0 | 0 | 0 | 0 | 0 | 0 | 0 | 0 | 0 | 0 | 0 | 0 | 0 | 0 | 0 | 0 | 0 | 0 | 0 | 0 | 0 | 0 | 0 | 0 | 0 | 0 | 0 | 0 | 0 | 0 | 0 | 0 | 0 | 0 | 0 | 0 | 0 | 0 | 0 | 0 | 0 | 0 | 0 | 0 | 0 | 0 | 0 | 0 | 0 | 0 | 0 | 0 | 0 | 0 | 0 | 0 | 0
0 | 0 | 0 | 0 | 0 | 0 | 0 | 0 | 0 | 0 | 0 | 0 | 0 | 0 | 0 | 0 | 0 | 0 | 0 | 0 | 0 | 0 | 0 | 0 | 0 | 0 | 0 | 0 | 0 | 0 | 0 | 0 | 0 | 0 | 0 | 0 | 0 | 0 | 0 | 0 | 0 | 0 | 0 | 0 | 0 | 0 | 0 | 0 | 0 | 0 | 0 | 0 | 0 | 0 | 0 | 0 | 0 | 0 | 0 | 0 | 0 | 0 | 0 | 0 | 0 | 0 | 0 | 0 | 0 | 0 | 0 | 0 | 0 | 0 | 0
0 | 0 | 0 | 0 | 0 | 0 | 0 | 0 | 0 | 0 | 0 | 0 | 0 | 0 | 0 | 0 | 0 | 0 | 0 | 0 | 0 | 0 | 0 | 0 | 0 | 0 | 0 | 0 | 0 | 0 | 0 | 0 | 0 | 0 | 0 | 0 | 0 | 0 | 0 | 0 | 0 | 0 | 0 | 0 | 0 | 0 | 0 | 0 | 0 | 0 | 0 | 0 | 0 | 0 | 0 | 0 | 0 | 0 | 0 | 0 | 0 | 0 | 0 | 0 | 0 | 0 | 0 | 0 | 0 | 0 | 0 | 0 | 0 | 0 | 0
0 | 0 | 0 | 0 | 0 | 0 | 0 | 0 | 0 | 0 | 0 | 0 | 0 | 0 | 0 | 0 | 0 | 0 | 0 | 0 | 0 | 0 | 0 | 0 | 0 | 0 | 0 | 0 | 0 | 0 | 0 | 0 | 0 | 0 | 0 | 0 | 0 | 0 | 0 | 0 | 0 | 0 | 0 | 0 | 0 | 0 | 0 | 0 | 0 | 0 | 0 | 0 | 0 | 0 | 0 | 0 | 0 | 0 | 0 | 0 | 0 | 0 | 0 | 0 | 0 | 0 | 0 | 0 | 0 | 0 | 0 | 0 | 0 | 0 | 0
0 | 0 | 0 | 0 | 0 | 0 | 0 | 0 | 0 | 0 | 0 | 0 | 0 | 0 | 0 | 0 | 0 | 0 | 0 | 0 | 0 | 0 | 0 | 0 | 0 | 0 | 0 | 0 | 0 | 0 | 0 | 0 | 0 | 0 | 0 | 0 | 0 | 0 | 0 | 0 | 0 | 0 | 0 | 0 | 0 | 0 | 0 | 0 | 0 | 0 | 0 | 0 | 0 | 0 | 0 | 0 | 0 | 0 | 0 | 0 | 0 | 0 | 0 | 0 | 0 | 0 | 0 | 0 | 0 | 0 | 0 | 0 | 0 | 0 | 0
0 | 0 | 0 | 0 | 0 | 0 | 0 | 0 | 0 | 0 | 0 | 0 | 0 | 0 | 0 | 0 | 0 | 0 | 0 | 0 | 0 | 0 | 0 | 0 | 0 | 0 | 0 | 0 | 0 | 0 | 0 | 0 | 0 | 0 | 0 | 0 | 0 | 0 | 0 | 0 | 0 | 0 | 0 | 0 | 0 | 0 | 0 | 0 | 0 | 0 | 0 | 0 | 0 | 0 | 0 | 0 | 0 | 0 | 0 | 0 | 0 | 0 | 0 | 0 | 0 | 0 | 0 | 0 | 0 | 0 | 0 | 0 | 0 | 0 | 0
0 | 0 | 0 | 0 | 0 | 0 | 0 | 0 | 0 | 0 | 0 | 0 | 0 | 0 | 0 | 0 | 0 | 0 | 0 | 0 | 0 | 0 | 0 | 0 | 0 | 0 | 0 | 0 | 0 | 0 | 0 | 0 | 0 | 0 | 0 | 0 | 0 | 0 | 0 | 0 | 0 | 0 | 0 | 0 | 0 | 0 | 0 | 0 | 0 | 0 | 0 | 0 | 0 | 0 | 0 | 0 | 0 | 0 | 0 | 0 | 0 | 0 | 0 | 0 | 0 | 0 | 0 | 0 | 0 | 0 | 0 | 0 | 0 | 0 | 0
0 | 0 | 0 | 0 | 0 | 0 | 0 | 0 | 0 | 0 | 0 | 0 | 0 | 0 | 0 | 0 | 0 | 0 | 0 | 0 | 0 | 0 | 0 | 0 | 0 | 0 | 0 | 0 | 0 | 0 | 0 | 0 | 0 | 0 | 0 | 0 | 0 | 0 | 0 | 0 | 0 | 0 | 0 | 0 | 0 | 0 | 0 | 0 | 0 | 0 | 0 | 0 | 0 | 0 | 0 | 0 | 0 | 0 | 0 | 0 | 0 | 0 | 0 | 0 | 0 | 0 | 0 | 0 | 0 | 0 | 0 | 0 | 0 | 0 | 0
0 | 0 | 0 | 0 | 0 | 0 | 0 | 0 | 0 | 0 | 0 | 0 | 0 | 0 | 0 | 0 | 0 | 0 | 0 | 0 | 0 | 0 | 0 | 0 | 0 | 0 | 0 | 0 | 0 | 0 | 0 | 0 | 0 | 0 | 0 | 0 | 0 | 0 | 0 | 0 | 0 | 0 | 0 | 0 | 0 | 0 | 0 | 0 | 0 | 0 | 0 | 0 | 0 | 0 | 0 | 0 | 0 | 0 | 0 | 0 | 0 | 0 | 0 | 0 | 0 | 0 | 0 | 0 | 0 | 0 | 0 | 0 | 0 | 0 | 0
0 | 0 | 0 | 0 | 0 | 0 | 0 | 0 | 0 | 0 | 0 | 0 | 0 | 0 | 0 | 0 | 0 | 0 | 0 | 0 | 0 | 0 | 0 | 0 | 0 | 0 | 0 | 0 | 0 | 0 | 0 | 0 | 0 | 0 | 0 | 0 | 0 | 0 | 0 | 0 | 0 | 0 | 0 | 0 | 0 | 0 | 0 | 0 | 0 | 0 | 0 | 0 | 0 | 0 | 0 | 0 | 0 | 0 | 0 | 0 | 0 | 0 | 0 | 0 | 0 | 0 | 0 | 0 | 0 | 0 | 0 | 0 | 0 | 0 | 0
0 | 0 | 0 | 0 | 0 | 0 | 0 | 0 | 0 | 0 | 0 | 0 | 0 | 0 | 0 | 0 | 0 | 0 | 0 | 0 | 0 | 0 | 0 | 0 | 0 | 0 | 0 | 0 | 0 | 0 | 0 | 0 | 0 | 0 | 0 | 0 | 0 | 0 | 0 | 0 | 0 | 0 | 0 | 0 | 0 | 0 | 0 | 0 | 0 | 0 | 0 | 0 | 0 | 0 | 0 | 0 | 0 | 0 | 0 | 0 | 0 | 0 | 0 | 0 | 0 | 0 | 0 | 0 | 0 | 0 | 0 | 0 | 0 | 0 | 0
0 | 0 | 0 | 0 | 0 | 0 | 0 | 0 | 0 | 0 | 0 | 0 | 0 | 0 | 0 | 0 | 0 | 0 | 0 | 0 | 0 | 0 | 0 | 0 | 0 | 0 | 0 | 0 | 0 | 0 | 0 | 0 | 0 | 0 | 0 | 0 | 0 | 0 | 0 | 0 | 0 | 0 | 0 | 0 | 0 | 0 | 0 | 0 | 0 | 0 | 0 | 0 | 0 | 0 | 0 | 0 | 0 | 0 | 0 | 0 | 0 | 0 | 0 | 0 | 0 | 0 | 0 | 0 | 0 | 0 | 0 | 0 | 0 | 0 | 0
0 | 0 | 0 | 0 | 0 | 0 | 0 | 0 | 0 | 0 | 0 | 0 | 0 | 0 | 0 | 0 | 0 | 0 | 0 | 0 | 0 | 0 | 0 | 0 | 0 | 0 | 0 | 0 | 0 | 0 | 0 | 0 | 0 | 0 | 0 | 0 | 0 | 0 | 0 | 0 | 0 | 0 | 0 | 0 | 0 | 0 | 0 | 0 | 0 | 0 | 0 | 0 | 0 | 0 | 0 | 0 | 0 | 0 | 0 | 0 | 0 | 0 | 0 | 0 | 0 | 0 | 0 | 0 | 0 | 0 | 0 | 0 | 0 | 0 | 0
0 | 0 | 0 | 0 | 0 | 0 | 0 | 0 | 0 | 0 | 0 | 0 | 0 | 0 | 0 | 0 | 0 | 0 | 0 | 0 | 0 | 0 | 0 | 0 | 0 | 0 | 0 | 0 | 0 | 0 | 0 | 0 | 0 | 0 | 0 | 0 | 0 | 0 | 0 | 0 | 0 | 0 | 0 | 0 | 0 | 0 | 0 | 0 | 0 | 0 | 0 | 0 | 0 | 0 | 0 | 0 | 0 | 0 | 0 | 0 | 0 | 0 | 0 | 0 | 0 | 0 | 0 | 0 | 0 | 0 | 0 | 0 | 0 | 0 | 0
0 | 0 | 0 | 0 | 0 | 0 | 0 | 0 | 0 | 0 | 0 | 0 | 0 | 0 | 0 | 0 | 0 | 0 | 0 | 0 | 0 | 0 | 0 | 0 | 0 | 0 | 0 | 0 | 0 | 0 | 0 | 0 | 0 | 0 | 0 | 0 | 0 | 0 | 0 | 0 | 0 | 0 | 0 | 0 | 0 | 0 | 0 | 0 | 0 | 0 | 0 | 0 | 0 | 0 | 0 | 0 | 0 | 0 | 0 | 0 | 0 | 0 | 0 | 0 | 0 | 0 | 0 | 0 | 0 | 0 | 0 | 0 | 0 | 0 | 0
0 | 0 | 0 | 0 | 0 | 0 | 0 | 0 | 0 | 0 | 0 | 0 | 0 | 0 | 0 | 0 | 0 | 0 | 0 | 0 | 0 | 0 | 0 | 0 | 0 | 0 | 0 | 0 | 0 | 0 | 0 | 0 | 0 | 0 | 0 | 0 | 0 | 0 | 0 | 0 | 0 | 0 | 0 | 0 | 0 | 0 | 0 | 0 | 0 | 0 | 0 | 0 | 0 | 0 | 0 | 0 | 0 | 0 | 0 | 0 | 0 | 0 | 0 | 0 | 0 | 0 | 0 | 0 | 0 | 0 | 0 | 0 | 0 | 0 | 0
0 | 0 | 0 | 0 | 0 | 0 | 0 | 0 | 0 | 0 | 0 | 0 | 0 | 0 | 0 | 0 | 0 | 0 | 0 | 0 | 0 | 0 | 0 | 0 | 0 | 0 | 0 | 0 | 0 | 0 | 0 | 0 | 0 | 0 | 0 | 0 | 0 | 0 | 0 | 0 | 0 | 0 | 0 | 0 | 0 | 0 | 0 | 0 | 0 | 0 | 0 | 0 | 0 | 0 | 0 | 0 | 0 | 0 | 0 | 0 | 0 | 0 | 0 | 0 | 0 | 0 | 0 | 0 | 0 | 0 | 0 | 0 | 0 | 0 | 0
0 | 0 | 0 | 0 | 0 | 0 | 0 | 0 | 0 | 0 | 0 | 0 | 0 | 0 | 0 | 0 | 0 | 0 | 0 | 0 | 0 | 0 | 0 | 0 | 0 | 0 | 0 | 0 | 0 | 0 | 0 | 0 | 0 | 0 | 0 | 0 | 0 | 0 | 0 | 0 | 0 | 0 | 0 | 0 | 0 | 0 | 0 | 0 | 0 | 0 | 0 | 0 | 0 | 0 | 0 | 0 | 0 | 0 | 0 | 0 | 0 | 0 | 0 | 0 | 0 | 0 | 0 | 0 | 0 | 0 | 0 | 0 | 0 | 0 | 0
0 | 0 | 0 | 0 | 0 | 0 | 0 | 0 | 0 | 0 | 0 | 0 | 0 | 0 | 0 | 0 | 0 | 0 | 0 | 0 | 0 | 0 | 0 | 0 | 0 | 0 | 0 | 0 | 0 | 0 | 0 | 0 | 0 | 0 | 0 | 0 | 0 | 0 | 0 | 0 | 0 | 0 | 0 | 0 | 0 | 0 | 0 | 0 | 0 | 0 | 0 | 0 | 0 | 0 | 0 | 0 | 0 | 0 | 0 | 0 | 0 | 0 | 0 | 0 | 0 | 0 | 0 | 0 | 0 | 0 | 0 | 0 | 0 | 0 | 0
0 | 0 | 0 | 0 | 0 | 0 | 0 | 0 | 0 | 0 | 0 | 0 | 0 | 0 | 0 | 0 | 0 | 0 | 0 | 0 | 0 | 0 | 0 | 0 | 0 | 0 | 0 | 0 | 0 | 0 | 0 | 0 | 0 | 0 | 0 | 0 | 0 | 0 | 0 | 0 | 0 | 0 | 0 | 0 | 0 | 0 | 0 | 0 | 0 | 0 | 0 | 0 | 0 | 0 | 0 | 0 | 0 | 0 | 0 | 0 | 0 | 0 | 0 | 0 | 0 | 0 | 0 | 0 | 0 | 0 | 0 | 0 | 0 | 0 | 0
0 | 0 | 0 | 0 | 0 | 0 | 0 | 0 | 0 | 0 | 0 | 0 | 0 | 0 | 0 | 0 | 0 | 0 | 0 | 0 | 0 | 0 | 0 | 0 | 0 | 0 | 0 | 0 | 0 | 0 | 0 | 0 | 0 | 0 | 0 | 0 | 0 | 0 | 0 | 0 | 0 | 0 | 0 | 0 | 0 | 0 | 0 | 0 | 0 | 0 | 0 | 0 | 0 | 0 | 0 | 0 | 0 | 0 | 0 | 0 | 0 | 0 | 0 | 0 | 0 | 0 | 0 | 0 | 0 | 0 | 0 | 0 | 0 | 0 | 0
0 | 0 | 0 | 0 | 0 | 0 | 0 | 0 | 0 | 0 | 0 | 0 | 0 | 0 | 0 | 0 | 0 | 0 | 0 | 0 | 0 | 0 | 0 | 0 | 0 | 0 | 0 | 0 | 0 | 0 | 0 | 0 | 0 | 0 | 0 | 0 | 0 | 0 | 0 | 0 | 0 | 0 | 0 | 0 | 0 | 0 | 0 | 0 | 0 | 0 | 0 | 0 | 0 | 0 | 0 | 0 | 0 | 0 | 0 | 0 | 0 | 0 | 0 | 0 | 0 | 0 | 0 | 0 | 0 | 0 | 0 | 0 | 0 | 0 | 0
0 | 0 | 0 | 0 | 0 | 0 | 0 | 0 | 0 | 0 | 0 | 0 | 0 | 0 | 0 | 0 | 0 | 0 | 0 | 0 | 0 | 0 | 0 | 0 | 0 | 0 | 0 | 0 | 0 | 0 | 0 | 0 | 0 | 0 | 0 | 0 | 0 | 0 | 0 | 0 | 0 | 0 | 0 | 0 | 0 | 0 | 0 | 0 | 0 | 0 | 0 | 0 | 0 | 0 | 0 | 0 | 0 | 0 | 0 | 0 | 0 | 0 | 0 | 0 | 0 | 0 | 0 | 0 | 0 | 0 | 0 | 0 | 0 | 0 | 0
0 | 0 | 0 | 0 | 0 | 0 | 0 | 0 | 0 | 0 | 0 | 0 | 0 | 0 | 0 | 0 | 0 | 0 | 0 | 0 | 0 | 0 | 0 | 0 | 0 | 0 | 0 | 0 | 0 | 0 | 0 | 0 | 0 | 0 | 0 | 0 | 0 | 0 | 0 | 0 | 0 | 0 | 0 | 0 | 0 | 0 | 0 | 0 | 0 | 0 | 0 | 0 | 0 | 0 | 0 | 0 | 0 | 0 | 0 | 0 | 0 | 0 | 0 | 0 | 0 | 0 | 0 | 0 | 0 | 0 | 0 | 0 | 0 | 0 | 0
0 | 0 | 0 | 0 | 0 | 0 | 0 | 0 | 0 | 0 | 0 | 0 | 0 | 0 | 0 | 0 | 0 | 0 | 0 | 0 | 0 | 0 | 0 | 0 | 0 | 0 | 0 | 0 | 0 | 0 | 0 | 0 | 0 | 0 | 0 | 0 | 0 | 0 | 0 | 0 | 0 | 0 | 0 | 0 | 0 | 0 | 0 | 0 | 0 | 0 | 0 | 0 | 0 | 0 | 0 | 0 | 0 | 0 | 0 | 0 | 0 | 0 | 0 | 0 | 0 | 0 | 0 | 0 | 0 | 0 | 0 | 0 | 0 | 0 | 0
0 | 0 | 0 | 0 | 0 | 0 | 0 | 0 | 0 | 0 | 0 | 0 | 0 | 0 | 0 | 0 | 0 | 0 | 0 | 0 | 0 | 0 | 0 | 0 | 0 | 0 | 0 | 0 | 0 | 0 | 0 | 0 | 0 | 0 | 0 | 0 | 0 | 0 | 0 | 0 | 0 | 0 | 0 | 0 | 0 | 0 | 0 | 0 | 0 | 0 | 0 | 0 | 0 | 0 | 0 | 0 | 0 | 0 | 0 | 0 | 0 | 0 | 0 | 0 | 0 | 0 | 0 | 0 | 0 | 0 | 0 | 0 | 0 | 0 | 0
0 | 0 | 0 | 0 | 0 | 0 | 0 | 0 | 0 | 0 | 0 | 0 | 0 | 0 | 0 | 0 | 0 | 0 | 0 | 0 | 0 | 0 | 0 | 0 | 0 | 0 | 0 | 0 | 0 | 0 | 0 | 0 | 0 | 0 | 0 | 0 | 0 | 0 | 0 | 0 | 0 | 0 | 0 | 0 | 0 | 0 | 0 | 0 | 0 | 0 | 0 | 0 | 0 | 0 | 0 | 0 | 0 | 0 | 0 | 0 | 0 | 0 | 0 | 0 | 0 | 0 | 0 | 0 | 0 | 0 | 0 | 0 | 0 | 0 | 0
0 | 0 | 0 | 0 | 0 | 0 | 0 | 0 | 0 | 0 | 0 | 0 | 0 | 0 | 0 | 0 | 0 | 0 | 0 | 0 | 0 | 0 | 0 | 0 | 0 | 0 | 0 | 0 | 0 | 0 | 0 | 0 | 0 | 0 | 0 | 0 | 0 | 0 | 0 | 0 | 0 | 0 | 0 | 0 | 0 | 0 | 0 | 0 | 0 | 0 | 0 | 0 | 0 | 0 | 0 | 0 | 0 | 0 | 0 | 0 | 0 | 0 | 0 | 0 | 0 | 0 | 0 | 0 | 0 | 0 | 0 | 0 | 0 | 0 | 0
0 | 0 | 0 | 0 | 0 | 0 | 0 | 0 | 0 | 0 | 0 | 0 | 0 | 0 | 0 | 0 | 0 | 0 | 0 | 0 | 0 | 0 | 0 | 0 | 0 | 0 | 0 | 0 | 0 | 0 | 0 | 0 | 0 | 0 | 0 | 0 | 0 | 0 | 0 | 0 | 0 | 0 | 0 | 0 | 0 | 0 | 0 | 0 | 0 | 0 | 0 | 0 | 0 | 0 | 0 | 0 | 0 | 0 | 0 | 0 | 0 | 0 | 0 | 0 | 0 | 0 | 0 | 0 | 0 | 0 | 0 | 0 | 0 | 0 | 0
0 | 0 | 0 | 0 | 0 | 0 | 0 | 0 | 0 | 0 | 0 | 0 | 0 | 0 | 0 | 0 | 0 | 0 | 0 | 0 | 0 | 0 | 0 | 0 | 0 | 0 | 0 | 0 | 0 | 0 | 0 | 0 | 0 | 0 | 0 | 0 | 0 | 0 | 0 | 0 | 0 | 0 | 0 | 0 | 0 | 0 | 0 | 0 | 0 | 0 | 0 | 0 | 0 | 0 | 0 | 0 | 0 | 0 | 0 | 0 | 0 | 0 | 0 | 0 | 0 | 0 | 0 | 0 | 0 | 0 | 0 | 0 | 0 | 0 | 0
0 | 0 | 0 | 0 | 0 | 0 | 0 | 0 | 0 | 0 | 0 | 0 | 0 | 0 | 0 | 0 | 0 | 0 | 0 | 0 | 0 | 0 | 0 | 0 | 0 | 0 | 0 | 0 | 0 | 0 | 0 | 0 | 0 | 0 | 0 | 0 | 0 | 0 | 0 | 0 | 0 | 0 | 0 | 0 | 0 | 0 | 0 | 0 | 0 | 0 | 0 | 0 | 0 | 0 | 0 | 0 | 0 | 0 | 0 | 0 | 0 | 0 | 0 | 0 | 0 | 0 | 0 | 0 | 0 | 0 | 0 | 0 | 0 | 0 | 0
0 | 0 | 0 | 0 | 0 | 0 | 0 | 0 | 0 | 0 | 0 | 0 | 0 | 0 | 0 | 0 | 0 | 0 | 0 | 0 | 0 | 0 | 0 | 0 | 0 | 0 | 0 | 0 | 0 | 0 | 0 | 0 | 0 | 0 | 0 | 0 | 0 | 0 | 0 | 0 | 0 | 0 | 0 | 0 | 0 | 0 | 0 | 0 | 0 | 0 | 0 | 0 | 0 | 0 | 0 | 0 | 0 | 0 | 0 | 0 | 0 | 0 | 0 | 0 | 0 | 0 | 0 | 0 | 0 | 0 | 0 | 0 | 0 | 0 | 0
0 | 0 | 0 | 0 | 0 | 0 | 0 | 0 | 0 | 0 | 0 | 0 | 0 | 0 | 0 | 0 | 0 | 0 | 0 | 0 | 0 | 0 | 0 | 0 | 0 | 0 | 0 | 0 | 0 | 0 | 0 | 0 | 0 | 0 | 0 | 0 | 0 | 0 | 0 | 0 | 0 | 0 | 0 | 0 | 0 | 0 | 0 | 0 | 0 | 0 | 0 | 0 | 0 | 0 | 0 | 0 | 0 | 0 | 0 | 0 | 0 | 0 | 0 | 0 | 0 | 0 | 0 | 0 | 0 | 0 | 0 | 0 | 0 | 0 | 0
0 | 0 | 0 | 0 | 0 | 0 | 0 | 0 | 0 | 0 | 0 | 0 | 0 | 0 | 0 | 0 | 0 | 0 | 0 | 0 | 0 | 0 | 0 | 0 | 0 | 0 | 0 | 0 | 0 | 0 | 0 | 0 | 0 | 0 | 0 | 0 | 0 | 0 | 0 | 0 | 0 | 0 | 0 | 0 | 0 | 0 | 0 | 0 | 0 | 0 | 0 | 0 | 0 | 0 | 0 | 0 | 0 | 0 | 0 | 0 | 0 | 0 | 0 | 0 | 0 | 0 | 0 | 0 | 0 | 0 | 0 | 0 | 0 | 0 | 0
0 | 0 | 0 | 0 | 0 | 0 | 0 | 0 | 0 | 0 | 0 | 0 | 0 | 0 | 0 | 0 | 0 | 0 | 0 | 0 | 0 | 0 | 0 | 0 | 0 | 0 | 0 | 0 | 0 | 0 | 0 | 0 | 0 | 0 | 0 | 0 | 0 | 0 | 0 | 0 | 0 | 0 | 0 | 0 | 0 | 0 | 0 | 0 | 0 | 0 | 0 | 0 | 0 | 0 | 0 | 0 | 0 | 0 | 0 | 0 | 0 | 0 | 0 | 0 | 0 | 0 | 0 | 0 | 0 | 0 | 0 | 0 | 0 | 0 | 0
0 | 0 | 0 | 0 | 0 | 0 | 0 | 0 | 0 | 0 | 0 | 0 | 0 | 0 | 0 | 0 | 0 | 0 | 0 | 0 | 0 | 0 | 0 | 0 | 0 | 0 | 0 | 0 | 0 | 0 | 0 | 0 | 0 | 0 | 0 | 0 | 0 | 0 | 0 | 0 | 0 | 0 | 0 | 0 | 0 | 0 | 0 | 0 | 0 | 0 | 0 | 0 | 0 | 0 | 0 | 0 | 0 | 0 | 0 | 0 | 0 | 0 | 0 | 0 | 0 | 0 | 0 | 0 | 0 | 0 | 0 | 0 | 0 | 0 | 0
0 | 0 | 0 | 0 | 0 | 0 | 0 | 0 | 0 | 0 | 0 | 0 | 0 | 0 | 0 | 0 | 0 | 0 | 0 | 0 | 0 | 0 | 0 | 0 | 0 | 0 | 0 | 0 | 0 | 0 | 0 | 0 | 0 | 0 | 0 | 0 | 0 | 0 | 0 | 0 | 0 | 0 | 0 | 0 | 0 | 0 | 0 | 0 | 0 | 0 | 0 | 0 | 0 | 0 | 0 | 0 | 0 | 0 | 0 | 0 | 0 | 0 | 0 | 0 | 0 | 0 | 0 | 0 | 0 | 0 | 0 | 0 | 0 | 0 | 0
0 | 0 | 0 | 0 | 0 | 0 | 0 | 0 | 0 | 0 | 0 | 0 | 0 | 0 | 0 | 0 | 0 | 0 | 0 | 0 | 0 | 0 | 0 | 0 | 0 | 0 | 0 | 0 | 0 | 0 | 0 | 0 | 0 | 0 | 0 | 0 | 0 | 0 | 0 | 0 | 0 | 0 | 0 | 0 | 0 | 0 | 0 | 0 | 0 | 0 | 0 | 0 | 0 | 0 | 0 | 0 | 0 | 0 | 0 | 0 | 0 | 0 | 0 | 0 | 0 | 0 | 0 | 0 | 0 | 0 | 0 | 0 | 0 | 0 | 0
0 | 0 | 0 | 0 | 0 | 0 | 0 | 0 | 0 | 0 | 0 | 0 | 0 | 0 | 0 | 0 | 0 | 0 | 0 | 0 | 0 | 0 | 0 | 0 | 0 | 0 | 0 | 0 | 0 | 0 | 0 | 0 | 0 | 0 | 0 | 0 | 0 | 0 | 0 | 0 | 0 | 0 | 0 | 0 | 0 | 0 | 0 | 0 | 0 | 0 | 0 | 0 | 0 | 0 | 0 | 0 | 0 | 0 | 0 | 0 | 0 | 0 | 0 | 0 | 0 | 0 | 0 | 0 | 0 | 0 | 0 | 0 | 0 | 0 | 0
0 | 0 | 0 | 0 | 0 | 0 | 0 | 0 | 0 | 0 | 0 | 0 | 0 | 0 | 0 | 0 | 0 | 0 | 0 | 0 | 0 | 0 | 0 | 0 | 0 | 0 | 0 | 0 | 0 | 0 | 0 | 0 | 0 | 0 | 0 | 0 | 0 | 0 | 0 | 0 | 0 | 0 | 0 | 0 | 0 | 0 | 0 | 0 | 0 | 0 | 0 | 0 | 0 | 0 | 0 | 0 | 0 | 0 | 0 | 0 | 0 | 0 | 0 | 0 | 0 | 0 | 0 | 0 | 0 | 0 | 0 | 0 | 0 | 0 | 0
0 | 0 | 0 | 0 | 0 | 0 | 0 | 0 | 0 | 0 | 0 | 0 | 0 | 0 | 0 | 0 | 0 | 0 | 0 | 0 | 0 | 0 | 0 | 0 | 0 | 0 | 0 | 0 | 0 | 0 | 0 | 0 | 0 | 0 | 0 | 0 | 0 | 0 | 0 | 0 | 0 | 0 | 0 | 0 | 0 | 0 | 0 | 0 | 0 | 0 | 0 | 0 | 0 | 0 | 0 | 0 | 0 | 0 | 0 | 0 | 0 | 0 | 0 | 0 | 0 | 0 | 0 | 0 | 0 | 0 | 0 | 0 | 0 | 0 | 0
0 | 0 | 0 | 0 | 0 | 0 | 0 | 0 | 0 | 0 | 0 | 0 | 0 | 0 | 0 | 0 | 0 | 0 | 0 | 0 | 0 | 0 | 0 | 0 | 0 | 0 | 0 | 0 | 0 | 0 | 0 | 0 | 0 | 0 | 0 | 0 | 0 | 0 | 0 | 0 | 0 | 0 | 0 | 0 | 0 | 0 | 0 | 0 | 0 | 0 | 0 | 0 | 0 | 0 | 0 | 0 | 0 | 0 | 0 | 0 | 0 | 0 | 0 | 0 | 0 | 0 | 0 | 0 | 0 | 0 | 0 | 0 | 0 | 0 | 0
0 | 0 | 0 | 0 | 0 | 0 | 0 | 0 | 0 | 0 | 0 | 0 | 0 | 0 | 0 | 0 | 0 | 0 | 0 | 0 | 0 | 0 | 0 | 0 | 0 | 0 | 0 | 0 | 0 | 0 | 0 | 0 | 0 | 0 | 0 | 0 | 0 | 0 | 0 | 0 | 0 | 0 | 0 | 0 | 0 | 0 | 0 | 0 | 0 | 0 | 0 | 0 | 0 | 0 | 0 | 0 | 0 | 0 | 0 | 0 | 0 | 0 | 0 | 0 | 0 | 0 | 0 | 0 | 0 | 0 | 0 | 0 | 0 | 0 | 0
0 | 0 | 0 | 0 | 0 | 0 | 0 | 0 | 0 | 0 | 0 | 0 | 0 | 0 | 0 | 0 | 0 | 0 | 0 | 0 | 0 | 0 | 0 | 0 | 0 | 0 | 0 | 0 | 0 | 0 | 0 | 0 | 0 | 0 | 0 | 0 | 0 | 0 | 0 | 0 | 0 | 0 | 0 | 0 | 0 | 0 | 0 | 0 | 0 | 0 | 0 | 0 | 0 | 0 | 0 | 0 | 0 | 0 | 0 | 0 | 0 | 0 | 0 | 0 | 0 | 0 | 0 | 0 | 0 | 0 | 0 | 0 | 0 | 0 | 0
0 | 0 | 0 | 0 | 0 | 0 | 0 | 0 | 0 | 0 | 0 | 0 | 0 | 0 | 0 | 0 | 0 | 0 | 0 | 0 | 0 | 0 | 0 | 0 | 0 | 0 | 0 | 0 | 0 | 0 | 0 | 0 | 0 | 0 | 0 | 0 | 0 | 0 | 0 | 0 | 0 | 0 | 0 | 0 | 0 | 0 | 0 | 0 | 0 | 0 | 0 | 0 | 0 | 0 | 0 | 0 | 0 | 0 | 0 | 0 | 0 | 0 | 0 | 0 | 0 | 0 | 0 | 0 | 0 | 0 | 0 | 0 | 0 | 0 | 0
0 | 0 | 0 | 0 | 0 | 0 | 0 | 0 | 0 | 0 | 0 | 0 | 0 | 0 | 0 | 0 | 0 | 0 | 0 | 0 | 0 | 0 | 0 | 0 | 0 | 0 | 0 | 0 | 0 | 0 | 0 | 0 | 0 | 0 | 0 | 0 | 0 | 0 | 0 | 0 | 0 | 0 | 0 | 0 | 0 | 0 | 0 | 0 | 0 | 0 | 0 | 0 | 0 | 0 | 0 | 0 | 0 | 0 | 0 | 0 | 0 | 0 | 0 | 0 | 0 | 0 | 0 | 0 | 0 | 0 | 0 | 0 | 0 | 0 | 0
0 | 0 | 0 | 0 | 0 | 0 | 0 | 0 | 0 | 0 | 0 | 0 | 0 | 0 | 0 | 0 | 0 | 0 | 0 | 0 | 0 | 0 | 0 | 0 | 0 | 0 | 0 | 0 | 0 | 0 | 0 | 0 | 0 | 0 | 0 | 0 | 0 | 0 | 0 | 0 | 0 | 0 | 0 | 0 | 0 | 0 | 0 | 0 | 0 | 0 | 0 | 0 | 0 | 0 | 0 | 0 | 0 | 0 | 0 | 0 | 0 | 0 | 0 | 0 | 0 | 0 | 0 | 0 | 0 | 0 | 0 | 0 | 0 | 0 | 0
0 | 0 | 0 | 0 | 0 | 0 | 0 | 0 | 0 | 0 | 0 | 0 | 0 | 0 | 0 | 0 | 0 | 0 | 0 | 0 | 0 | 0 | 0 | 0 | 0 | 0 | 0 | 0 | 0 | 0 | 0 | 0 | 0 | 0 | 0 | 0 | 0 | 0 | 0 | 0 | 0 | 0 | 0 | 0 | 0 | 0 | 0 | 0 | 0 | 0 | 0 | 0 | 0 | 0 | 0 | 0 | 0 | 0 | 0 | 0 | 0 | 0 | 0 | 0 | 0 | 0 | 0 | 0 | 0 | 0 | 0 | 0 | 0 | 0 | 0
0 | 0 | 0 | 0 | 0 | 0 | 0 | 0 | 0 | 0 | 0 | 0 | 0 | 0 | 0 | 0 | 0 | 0 | 0 | 0 | 0 | 0 | 0 | 0 | 0 | 0 | 0 | 0 | 0 | 0 | 0 | 0 | 0 | 0 | 0 | 0 | 0 | 0 | 0 | 0 | 0 | 0 | 0 | 0 | 0 | 0 | 0 | 0 | 0 | 0 | 0 | 0 | 0 | 0 | 0 | 0 | 0 | 0 | 0 | 0 | 0 | 0 | 0 | 0 | 0 | 0 | 0 | 0 | 0 | 0 | 0 | 0 | 0 | 0 | 0
0 | 0 | 0 | 0 | 0 | 0 | 0 | 0 | 0 | 0 | 0 | 0 | 0 | 0 | 0 | 0 | 0 | 0 | 0 | 0 | 0 | 0 | 0 | 0 | 0 | 0 | 0 | 0 | 0 | 0 | 0 | 0 | 0 | 0 | 0 | 0 | 0 | 0 | 0 | 0 | 0 | 0 | 0 | 0 | 0 | 0 | 0 | 0 | 0 | 0 | 0 | 0 | 0 | 0 | 0 | 0 | 0 | 0 | 0 | 0 | 0 | 0 | 0 | 0 | 0 | 0 | 0 | 0 | 0 | 0 | 0 | 0 | 0 | 0 | 0
0 | 0 | 0 | 0 | 0 | 0 | 0 | 0 | 0 | 0 | 0 | 0 | 0 | 0 | 0 | 0 | 0 | 0 | 0 | 0 | 0 | 0 | 0 | 0 | 0 | 0 | 0 | 0 | 0 | 0 | 0 | 0 | 0 | 0 | 0 | 0 | 0 | 0 | 0 | 0 | 0 | 0 | 0 | 0 | 0 | 0 | 0 | 0 | 0 | 0 | 0 | 0 | 0 | 0 | 0 | 0 | 0 | 0 | 0 | 0 | 0 | 0 | 0 | 0 | 0 | 0 | 0 | 0 | 0 | 0 | 0 | 0 | 0 | 0 | 0
0 | 0 | 0 | 0 | 0 | 0 | 0 | 0 | 0 | 0 | 0 | 0 | 0 | 0 | 0 | 0 | 0 | 0 | 0 | 0 | 0 | 0 | 0 | 0 | 0 | 0 | 0 | 0 | 0 | 0 | 0 | 0 | 0 | 0 | 0 | 0 | 0 | 0 | 0 | 0 | 0 | 0 | 0 | 0 | 0 | 0 | 0 | 0 | 0 | 0 | 0 | 0 | 0 | 0 | 0 | 0 | 0 | 0 | 0 | 0 | 0 | 0 | 0 | 0 | 0 | 0 | 0 | 0 | 0 | 0 | 0 | 0 | 0 | 0 | 0
0 | 0 | 0 | 0 | 0 | 0 | 0 | 0 | 0 | 0 | 0 | 0 | 0 | 0 | 0 | 0 | 0 | 0 | 0 | 0 | 0 | 0 | 0 | 0 | 0 | 0 | 0 | 0 | 0 | 0 | 0 | 0 | 0 | 0 | 0 | 0 | 0 | 0 | 0 | 0 | 0 | 0 | 0 | 0 | 0 | 0 | 0 | 0 | 0 | 0 | 0 | 0 | 0 | 0 | 0 | 0 | 0 | 0 | 0 | 0 | 0 | 0 | 0 | 0 | 0 | 0 | 0 | 0 | 0 | 0 | 0 | 0 | 0 | 0 | 0
0 | 0 | 0 | 0 | 0 | 0 | 0 | 0 | 0 | 0 | 0 | 0 | 0 | 0 | 0 | 0 | 0 | 0 | 0 | 0 | 0 | 0 | 0 | 0 | 0 | 0 | 0 | 0 | 0 | 0 | 0 | 0 | 0 | 0 | 0 | 0 | 0 | 0 | 0 | 0 | 0 | 0 | 0 | 0 | 0 | 0 | 0 | 0 | 0 | 0 | 0 | 0 | 0 | 0 | 0 | 0 | 0 | 0 | 0 | 0 | 0 | 0 | 0 | 0 | 0 | 0 | 0 | 0 | 0 | 0 | 0 | 0 | 0 | 0 | 0
0 | 0 | 0 | 0 | 0 | 0 | 0 | 0 | 0 | 0 | 0 | 0 | 0 | 0 | 0 | 0 | 0 | 0 | 0 | 0 | 0 | 0 | 0 | 0 | 0 | 0 | 0 | 0 | 0 | 0 | 0 | 0 | 0 | 0 | 0 | 0 | 0 | 0 | 0 | 0 | 0 | 0 | 0 | 0 | 0 | 0 | 0 | 0 | 0 | 0 | 0 | 0 | 0 | 0 | 0 | 0 | 0 | 0 | 0 | 0 | 0 | 0 | 0 | 0 | 0 | 0 | 0 | 0 | 0 | 0 | 0 | 0 | 0 | 0 | 0
0 | 0 | 0 | 0 | 0 | 0 | 0 | 0 | 0 | 0 | 0 | 0 | 0 | 0 | 0 | 0 | 0 | 0 | 0 | 0 | 0 | 0 | 0 | 0 | 0 | 0 | 0 | 0 | 0 | 0 | 0 | 0 | 0 | 0 | 0 | 0 | 0 | 0 | 0 | 0 | 0 | 0 | 0 | 0 | 0 | 0 | 0 | 0 | 0 | 0 | 0 | 0 | 0 | 0 | 0 | 0 | 0 | 0 | 0 | 0 | 0 | 0 | 0 | 0 | 0 | 0 | 0 | 0 | 0 | 0 | 0 | 0 | 0 | 0 | 0
0 | 0 | 0 | 0 | 0 | 0 | 0 | 0 | 0 | 0 | 0 | 0 | 0 | 0 | 0 | 0 | 0 | 0 | 0 | 0 | 0 | 0 | 0 | 0 | 0 | 0 | 0 | 0 | 0 | 0 | 0 | 0 | 0 | 0 | 0 | 0 | 0 | 0 | 0 | 0 | 0 | 0 | 0 | 0 | 0 | 0 | 0 | 0 | 0 | 0 | 0 | 0 | 0 | 0 | 0 | 0 | 0 | 0 | 0 | 0 | 0 | 0 | 0 | 0 | 0 | 0 | 0 | 0 | 0 | 0 | 0 | 0 | 0 | 0 | 0
0 | 0 | 0 | 0 | 0 | 0 | 0 | 0 | 0 | 0 | 0 | 0 | 0 | 0 | 0 | 0 | 0 | 0 | 0 | 0 | 0 | 0 | 0 | 0 | 0 | 0 | 0 | 0 | 0 | 0 | 0 | 0 | 0 | 0 | 0 | 0 | 0 | 0 | 0 | 0 | 0 | 0 | 0 | 0 | 0 | 0 | 0 | 0 | 0 | 0 | 0 | 0 | 0 | 0 | 0 | 0 | 0 | 0 | 0 | 0 | 0 | 0 | 0 | 0 | 0 | 0 | 0 | 0 | 0 | 0 | 0 | 0 | 0 | 0 | 0
0 | 0 | 0 | 0 | 0 | 0 | 0 | 0 | 0 | 0 | 0 | 0 | 0 | 0 | 0 | 0 | 0 | 0 | 0 | 0 | 0 | 0 | 0 | 0 | 0 | 0 | 0 | 0 | 0 | 0 | 0 | 0 | 0 | 0 | 0 | 0 | 0 | 0 | 0 | 0 | 0 | 0 | 0 | 0 | 0 | 0 | 0 | 0 | 0 | 0 | 0 | 0 | 0 | 0 | 0 | 0 | 0 | 0 | 0 | 0 | 0 | 0 | 0 | 0 | 0 | 0 | 0 | 0 | 0 | 0 | 0 | 0 | 0 | 0 | 0
0 | 0 | 0 | 0 | 0 | 0 | 0 | 0 | 0 | 0 | 0 | 0 | 0 | 0 | 0 | 0 | 0 | 0 | 0 | 0 | 0 | 0 | 0 | 0 | 0 | 0 | 0 | 0 | 0 | 0 | 0 | 0 | 0 | 0 | 0 | 0 | 0 | 0 | 0 | 0 | 0 | 0 | 0 | 0 | 0 | 0 | 0 | 0 | 0 | 0 | 0 | 0 | 0 | 0 | 0 | 0 | 0 | 0 | 0 | 0 | 0 | 0 | 0 | 0 | 0 | 0 | 0 | 0 | 0 | 0 | 0 | 0 | 0 | 0 | 0
0 | 0 | 0 | 0 | 0 | 0 | 0 | 0 | 0 | 0 | 0 | 0 | 0 | 0 | 0 | 0 | 0 | 0 | 0 | 0 | 0 | 0 | 0 | 0 | 0 | 0 | 0 | 0 | 0 | 0 | 0 | 0 | 0 | 0 | 0 | 0 | 0 | 0 | 0 | 0 | 0 | 0 | 0 | 0 | 0 | 0 | 0 | 0 | 0 | 0 | 0 | 0 | 0 | 0 | 0 | 0 | 0 | 0 | 0 | 0 | 0 | 0 | 0 | 0 | 0 | 0 | 0 | 0 | 0 | 0 | 0 | 0 | 0 | 0 | 0
0 | 0 | 0 | 0 | 0 | 0 | 0 | 0 | 0 | 0 | 0 | 0 | 0 | 0 | 0 | 0 | 0 | 0 | 0 | 0 | 0 | 0 | 0 | 0 | 0 | 0 | 0 | 0 | 0 | 0 | 0 | 0 | 0 | 0 | 0 | 0 | 0 | 0 | 0 | 0 | 0 | 0 | 0 | 0 | 0 | 0 | 0 | 0 | 0 | 0 | 0 | 0 | 0 | 0 | 0 | 0 | 0 | 0 | 0 | 0 | 0 | 0 | 0 | 0 | 0 | 0 | 0 | 0 | 0 | 0 | 0 | 0 | 0 | 0 | 0
0 | 0 | 0 | 0 | 0 | 0 | 0 | 0 | 0 | 0 | 0 | 0 | 0 | 0 | 0 | 0 | 0 | 0 | 0 | 0 | 0 | 0 | 0 | 0 | 0 | 0 | 0 | 0 | 0 | 0 | 0 | 0 | 0 | 0 | 0 | 0 | 0 | 0 | 0 | 0 | 0 | 0 | 0 | 0 | 0 | 0 | 0 | 0 | 0 | 0 | 0 | 0 | 0 | 0 | 0 | 0 | 0 | 0 | 0 | 0 | 0 | 0 | 0 | 0 | 0 | 0 | 0 | 0 | 0 | 0 | 0 | 0 | 0 | 0 | 0
0 | 0 | 0 | 0 | 0 | 0 | 0 | 0 | 0 | 0 | 0 | 0 | 0 | 0 | 0 | 0 | 0 | 0 | 0 | 0 | 0 | 0 | 0 | 0 | 0 | 0 | 0 | 0 | 0 | 0 | 0 | 0 | 0 | 0 | 0 | 0 | 0 | 0 | 0 | 0 | 0 | 0 | 0 | 0 | 0 | 0 | 0 | 0 | 0 | 0 | 0 | 0 | 0 | 0 | 0 | 0 | 0 | 0 | 0 | 0 | 0 | 0 | 0 | 0 | 0 | 0 | 0 | 0 | 0 | 0 | 0 | 0 | 0 | 0 | 0
0 | 0 | 0 | 0 | 0 | 0 | 0 | 0 | 0 | 0 | 0 | 0 | 0 | 0 | 0 | 0 | 0 | 0 | 0 | 0 | 0 | 0 | 0 | 0 | 0 | 0 | 0 | 0 | 0 | 0 | 0 | 0 | 0 | 0 | 0 | 0 | 0 | 0 | 0 | 0 | 0 | 0 | 0 | 0 | 0 | 0 | 0 | 0 | 0 | 0 | 0 | 0 | 0 | 0 | 0 | 0 | 0 | 0 | 0 | 0 | 0 | 0 | 0 | 0 | 0 | 0 | 0 | 0 | 0 | 0 | 0 | 0 | 0 | 0 | 0
0 | 0 | 0 | 0 | 0 | 0 | 0 | 0 | 0 | 0 | 0 | 0 | 0 | 0 | 0 | 0 | 0 | 0 | 0 | 0 | 0 | 0 | 0 | 0 | 0 | 0 | 0 | 0 | 0 | 0 | 0 | 0 | 0 | 0 | 0 | 0 | 0 | 0 | 0 | 0 | 0 | 0 | 0 | 0 | 0 | 0 | 0 | 0 | 0 | 0 | 0 | 0 | 0 | 0 | 0 | 0 | 0 | 0 | 0 | 0 | 0 | 0 | 0 | 0 | 0 | 0 | 0 | 0 | 0 | 0 | 0 | 0 | 0 | 0 | 0
0 | 0 | 0 | 0 | 0 | 0 | 0 | 0 | 0 | 0 | 0 | 0 | 0 | 0 | 0 | 0 | 0 | 0 | 0 | 0 | 0 | 0 | 0 | 0 | 0 | 0 | 0 | 0 | 0 | 0 | 0 | 0 | 0 | 0 | 0 | 0 | 0 | 0 | 0 | 0 | 0 | 0 | 0 | 0 | 0 | 0 | 0 | 0 | 0 | 0 | 0 | 0 | 0 | 0 | 0 | 0 | 0 | 0 | 0 | 0 | 0 | 0 | 0 | 0 | 0 | 0 | 0 | 0 | 0 | 0 | 0 | 0 | 0 | 0 | 0
0 | 0 | 0 | 0 | 0 | 0 | 0 | 0 | 0 | 0 | 0 | 0 | 0 | 0 | 0 | 0 | 0 | 0 | 0 | 0 | 0 | 0 | 0 | 0 | 0 | 0 | 0 | 0 | 0 | 0 | 0 | 0 | 0 | 0 | 0 | 0 | 0 | 0 | 0 | 0 | 0 | 0 | 0 | 0 | 0 | 0 | 0 | 0 | 0 | 0 | 0 | 0 | 0 | 0 | 0 | 0 | 0 | 0 | 0 | 0 | 0 | 0 | 0 | 0 | 0 | 0 | 0 | 0 | 0 | 0 | 0 | 0 | 0 | 0 | 0
0 | 0 | 0 | 0 | 0 | 0 | 0 | 0 | 0 | 0 | 0 | 0 | 0 | 0 | 0 | 0 | 0 | 0 | 0 | 0 | 0 | 0 | 0 | 0 | 0 | 0 | 0 | 0 | 0 | 0 | 0 | 0 | 0 | 0 | 0 | 0 | 0 | 0 | 0 | 0 | 0 | 0 | 0 | 0 | 0 | 0 | 0 | 0 | 0 | 0 | 0 | 0 | 0 | 0 | 0 | 0 | 0 | 0 | 0 | 0 | 0 | 0 | 0 | 0 | 0 | 0 | 0 | 0 | 0 | 0 | 0 | 0 | 0 | 0 | 0
0 | 0 | 0 | 0 | 0 | 0 | 0 | 0 | 0 | 0 | 0 | 0 | 0 | 0 | 0 | 0 | 0 | 0 | 0 | 0 | 0 | 0 | 0 | 0 | 0 | 0 | 0 | 0 | 0 | 0 | 0 | 0 | 0 | 0 | 0 | 0 | 0 | 0 | 0 | 0 | 0 | 0 | 0 | 0 | 0 | 0 | 0 | 0 | 0 | 0 | 0 | 0 | 0 | 0 | 0 | 0 | 0 | 0 | 0 | 0 | 0 | 0 | 0 | 0 | 0 | 0 | 0 | 0 | 0 | 0 | 0 | 0 | 0 | 0 | 0
0 | 0 | 0 | 0 | 0 | 0 | 0 | 0 | 0 | 0 | 0 | 0 | 0 | 0 | 0 | 0 | 0 | 0 | 0 | 0 | 0 | 0 | 0 | 0 | 0 | 0 | 0 | 0 | 0 | 0 | 0 | 0 | 0 | 0 | 0 | 0 | 0 | 0 | 0 | 0 | 0 | 0 | 0 | 0 | 0 | 0 | 0 | 0 | 0 | 0 | 0 | 0 | 0 | 0 | 0 | 0 | 0 | 0 | 0 | 0 | 0 | 0 | 0 | 0 | 0 | 0 | 0 | 0 | 0 | 0 | 0 | 0 | 0 | 0 | 0
0 | 0 | 0 | 0 | 0 | 0 | 0 | 0 | 0 | 0 | 0 | 0 | 0 | 0 | 0 | 0 | 0 | 0 | 0 | 0 | 0 | 0 | 0 | 0 | 0 | 0 | 0 | 0 | 0 | 0 | 0 | 0 | 0 | 0 | 0 | 0 | 0 | 0 | 0 | 0 | 0 | 0 | 0 | 0 | 0 | 0 | 0 | 0 | 0 | 0 | 0 | 0 | 0 | 0 | 0 | 0 | 0 | 0 | 0 | 0 | 0 | 0 | 0 | 0 | 0 | 0 | 0 | 0 | 0 | 0 | 0 | 0 | 0 | 0 | 0
0 | 0 | 0 | 0 | 0 | 0 | 0 | 0 | 0 | 0 | 0 | 0 | 0 | 0 | 0 | 0 | 0 | 0 | 0 | 0 | 0 | 0 | 0 | 0 | 0 | 0 | 0 | 0 | 0 | 0 | 0 | 0 | 0 | 0 | 0 | 0 | 0 | 0 | 0 | 0 | 0 | 0 | 0 | 0 | 0 | 0 | 0 | 0 | 0 | 0 | 0 | 0 | 0 | 0 | 0 | 0 | 0 | 0 | 0 | 0 | 0 | 0 | 0 | 0 | 0 | 0 | 0 | 0 | 0 | 0 | 0 | 0 | 0 | 0 | 0
0 | 0 | 0 | 0 | 0 | 0 | 0 | 0 | 0 | 0 | 0 | 0 | 0 | 0 | 0 | 0 | 0 | 0 | 0 | 0 | 0 | 0 | 0 | 0 | 0 | 0 | 0 | 0 | 0 | 0 | 0 | 0 | 0 | 0 | 0 | 0 | 0 | 0 | 0 | 0 | 0 | 0 | 0 | 0 | 0 | 0 | 0 | 0 | 0 | 0 | 0 | 0 | 0 | 0 | 0 | 0 | 0 | 0 | 0 | 0 | 0 | 0 | 0 | 0 | 0 | 0 | 0 | 0 | 0 | 0 | 0 | 0 | 0 | 0 | 0
0 | 0 | 0 | 0 | 0 | 0 | 0 | 0 | 0 | 0 | 0 | 0 | 0 | 0 | 0 | 0 | 0 | 0 | 0 | 0 | 0 | 0 | 0 | 0 | 0 | 0 | 0 | 0 | 0 | 0 | 0 | 0 | 0 | 0 | 0 | 0 | 0 | 0 | 0 | 0 | 0 | 0 | 0 | 0 | 0 | 0 | 0 | 0 | 0 | 0 | 0 | 0 | 0 | 0 | 0 | 0 | 0 | 0 | 0 | 0 | 0 | 0 | 0 | 0 | 0 | 0 | 0 | 0 | 0 | 0 | 0 | 0 | 0 | 0 | 0
0 | 0 | 0 | 0 | 0 | 0 | 0 | 0 | 0 | 0 | 0 | 0 | 0 | 0 | 0 | 0 | 0 | 0 | 0 | 0 | 0 | 0 | 0 | 0 | 0 | 0 | 0 | 0 | 0 | 0 | 0 | 0 | 0 | 0 | 0 | 0 | 0 | 0 | 0 | 0 | 0 | 0 | 0 | 0 | 0 | 0 | 0 | 0 | 0 | 0 | 0 | 0 | 0 | 0 | 0 | 0 | 0 | 0 | 0 | 0 | 0 | 0 | 0 | 0 | 0 | 0 | 0 | 0 | 0 | 0 | 0 | 0 | 0 | 0 | 0
0 | 0 | 0 | 0 | 0 | 0 | 0 | 0 | 0 | 0 | 0 | 0 | 0 | 0 | 0 | 0 | 0 | 0 | 0 | 0 | 0 | 0 | 0 | 0 | 0 | 0 | 0 | 0 | 0 | 0 | 0 | 0 | 0 | 0 | 0 | 0 | 0 | 0 | 0 | 0 | 0 | 0 | 0 | 0 | 0 | 0 | 0 | 0 | 0 | 0 | 0 | 0 | 0 | 0 | 0 | 0 | 0 | 0 | 0 | 0 | 0 | 0 | 0 | 0 | 0 | 0 | 0 | 0 | 0 | 0 | 0 | 0 | 0 | 0 | 0
0 | 0 | 0 | 0 | 0 | 0 | 0 | 0 | 0 | 0 | 0 | 0 | 0 | 0 | 0 | 0 | 0 | 0 | 0 | 0 | 0 | 0 | 0 | 0 | 0 | 0 | 0 | 0 | 0 | 0 | 0 | 0 | 0 | 0 | 0 | 0 | 0 | 0 | 0 | 0 | 0 | 0 | 0 | 0 | 0 | 0 | 0 | 0 | 0 | 0 | 0 | 0 | 0 | 0 | 0 | 0 | 0 | 0 | 0 | 0 | 0 | 0 | 0 | 0 | 0 | 0 | 0 | 0 | 0 | 0 | 0 | 0 | 0 | 0 | 0
0 | 0 | 0 | 0 | 0 | 0 | 0 | 0 | 0 | 0 | 0 | 0 | 0 | 0 | 0 | 0 | 0 | 0 | 0 | 0 | 0 | 0 | 0 | 0 | 0 | 0 | 0 | 0 | 0 | 0 | 0 | 0 | 0 | 0 | 0 | 0 | 0 | 0 | 0 | 0 | 0 | 0 | 0 | 0 | 0 | 0 | 0 | 0 | 0 | 0 | 0 | 0 | 0 | 0 | 0 | 0 | 0 | 0 | 0 | 0 | 0 | 0 | 0 | 0 | 0 | 0 | 0 | 0 | 0 | 0 | 0 | 0 | 0 | 0 | 0
0 | 0 | 0 | 0 | 0 | 0 | 0 | 0 | 0 | 0 | 0 | 0 | 0 | 0 | 0 | 0 | 0 | 0 | 0 | 0 | 0 | 0 | 0 | 0 | 0 | 0 | 0 | 0 | 0 | 0 | 0 | 0 | 0 | 0 | 0 | 0 | 0 | 0 | 0 | 0 | 0 | 0 | 0 | 0 | 0 | 0 | 0 | 0 | 0 | 0 | 0 | 0 | 0 | 0 | 0 | 0 | 0 | 0 | 0 | 0 | 0 | 0 | 0 | 0 | 0 | 0 | 0 | 0 | 0 | 0 | 0 | 0 | 0 | 0 | 0
0 | 0 | 0 | 0 | 0 | 0 | 0 | 0 | 0 | 0 | 0 | 0 | 0 | 0 | 0 | 0 | 0 | 0 | 0 | 0 | 0 | 0 | 0 | 0 | 0 | 0 | 0 | 0 | 0 | 0 | 0 | 0 | 0 | 0 | 0 | 0 | 0 | 0 | 0 | 0 | 0 | 0 | 0 | 0 | 0 | 0 | 0 | 0 | 0 | 0 | 0 | 0 | 0 | 0 | 0 | 0 | 0 | 0 | 0 | 0 | 0 | 0 | 0 | 0 | 0 | 0 | 0 | 0 | 0 | 0 | 0 | 0 | 0 | 0 | 0
0 | 0 | 0 | 0 | 0 | 0 | 0 | 0 | 0 | 0 | 0 | 0 | 0 | 0 | 0 | 0 | 0 | 0 | 0 | 0 | 0 | 0 | 0 | 0 | 0 | 0 | 0 | 0 | 0 | 0 | 0 | 0 | 0 | 0 | 0 | 0 | 0 | 0 | 0 | 0 | 0 | 0 | 0 | 0 | 0 | 0 | 0 | 0 | 0 | 0 | 0 | 0 | 0 | 0 | 0 | 0 | 0 | 0 | 0 | 0 | 0 | 0 | 0 | 0 | 0 | 0 | 0 | 0 | 0 | 0 | 0 | 0 | 0 | 0 | 0
0 | 0 | 0 | 0 | 0 | 0 | 0 | 0 | 0 | 0 | 0 | 0 | 0 | 0 | 0 | 0 | 0 | 0 | 0 | 0 | 0 | 0 | 0 | 0 | 0 | 0 | 0 | 0 | 0 | 0 | 0 | 0 | 0 | 0 | 0 | 0 | 0 | 0 | 0 | 0 | 0 | 0 | 0 | 0 | 0 | 0 | 0 | 0 | 0 | 0 | 0 | 0 | 0 | 0 | 0 | 0 | 0 | 0 | 0 | 0 | 0 | 0 | 0 | 0 | 0 | 0 | 0 | 0 | 0 | 0 | 0 | 0 | 0 | 0 | 0
0 | 0 | 0 | 0 | 0 | 0 | 0 | 0 | 0 | 0 | 0 | 0 | 0 | 0 | 0 | 0 | 0 | 0 | 0 | 0 | 0 | 0 | 0 | 0 | 0 | 0 | 0 | 0 | 0 | 0 | 0 | 0 | 0 | 0 | 0 | 0 | 0 | 0 | 0 | 0 | 0 | 0 | 0 | 0 | 0 | 0 | 0 | 0 | 0 | 0 | 0 | 0 | 0 | 0 | 0 | 0 | 0 | 0 | 0 | 0 | 0 | 0 | 0 | 0 | 0 | 0 | 0 | 0 | 0 | 0 | 0 | 0 | 0 | 0 | 0
0 | 0 | 0 | 0 | 0 | 0 | 0 | 0 | 0 | 0 | 0 | 0 | 0 | 0 | 0 | 0 | 0 | 0 | 0 | 0 | 0 | 0 | 0 | 0 | 0 | 0 | 0 | 0 | 0 | 0 | 0 | 0 | 0 | 0 | 0 | 0 | 0 | 0 | 0 | 0 | 0 | 0 | 0 | 0 | 0 | 0 | 0 | 0 | 0 | 0 | 0 | 0 | 0 | 0 | 0 | 0 | 0 | 0 | 0 | 0 | 0 | 0 | 0 | 0 | 0 | 0 | 0 | 0 | 0 | 0 | 0 | 0 | 0 | 0 | 0
0 | 0 | 0 | 0 | 0 | 0 | 0 | 0 | 0 | 0 | 0 | 0 | 0 | 0 | 0 | 0 | 0 | 0 | 0 | 0 | 0 | 0 | 0 | 0 | 0 | 0 | 0 | 0 | 0 | 0 | 0 | 0 | 0 | 0 | 0 | 0 | 0 | 0 | 0 | 0 | 0 | 0 | 0 | 0 | 0 | 0 | 0 | 0 | 0 | 0 | 0 | 0 | 0 | 0 | 0 | 0 | 0 | 0 | 0 | 0 | 0 | 0 | 0 | 0 | 0 | 0 | 0 | 0 | 0 | 0 | 0 | 0 | 0 | 0 | 0
0 | 0 | 0 | 0 | 0 | 0 | 0 | 0 | 0 | 0 | 0 | 0 | 0 | 0 | 0 | 0 | 0 | 0 | 0 | 0 | 0 | 0 | 0 | 0 | 0 | 0 | 0 | 0 | 0 | 0 | 0 | 0 | 0 | 0 | 0 | 0 | 0 | 0 | 0 | 0 | 0 | 0 | 0 | 0 | 0 | 0 | 0 | 0 | 0 | 0 | 0 | 0 | 0 | 0 | 0 | 0 | 0 | 0 | 0 | 0 | 0 | 0 | 0 | 0 | 0 | 0 | 0 | 0 | 0 | 0 | 0 | 0 | 0 | 0 | 0
0 | 0 | 0 | 0 | 0 | 0 | 0 | 0 | 0 | 0 | 0 | 0 | 0 | 0 | 0 | 0 | 0 | 0 | 0 | 0 | 0 | 0 | 0 | 0 | 0 | 0 | 0 | 0 | 0 | 0 | 0 | 0 | 0 | 0 | 0 | 0 | 0 | 0 | 0 | 0 | 0 | 0 | 0 | 0 | 0 | 0 | 0 | 0 | 0 | 0 | 0 | 0 | 0 | 0 | 0 | 0 | 0 | 0 | 0 | 0 | 0 | 0 | 0 | 0 | 0 | 0 | 0 | 0 | 0 | 0 | 0 | 0 | 0 | 0 | 0
0 | 0 | 0 | 0 | 0 | 0 | 0 | 0 | 0 | 0 | 0 | 0 | 0 | 0 | 0 | 0 | 0 | 0 | 0 | 0 | 0 | 0 | 0 | 0 | 0 | 0 | 0 | 0 | 0 | 0 | 0 | 0 | 0 | 0 | 0 | 0 | 0 | 0 | 0 | 0 | 0 | 0 | 0 | 0 | 0 | 0 | 0 | 0 | 0 | 0 | 0 | 0 | 0 | 0 | 0 | 0 | 0 | 0 | 0 | 0 | 0 | 0 | 0 | 0 | 0 | 0 | 0 | 0 | 0 | 0 | 0 | 0 | 0 | 0 | 0
0 | 0 | 0 | 0 | 0 | 0 | 0 | 0 | 0 | 0 | 0 | 0 | 0 | 0 | 0 | 0 | 0 | 0 | 0 | 0 | 0 | 0 | 0 | 0 | 0 | 0 | 0 | 0 | 0 | 0 | 0 | 0 | 0 | 0 | 0 | 0 | 0 | 0 | 0 | 0 | 0 | 0 | 0 | 0 | 0 | 0 | 0 | 0 | 0 | 0 | 0 | 0 | 0 | 0 | 0 | 0 | 0 | 0 | 0 | 0 | 0 | 0 | 0 | 0 | 0 | 0 | 0 | 0 | 0 | 0 | 0 | 0 | 0 | 0 | 0
0 | 0 | 0 | 0 | 0 | 0 | 0 | 0 | 0 | 0 | 0 | 0 | 0 | 0 | 0 | 0 | 0 | 0 | 0 | 0 | 0 | 0 | 0 | 0 | 0 | 0 | 0 | 0 | 0 | 0 | 0 | 0 | 0 | 0 | 0 | 0 | 0 | 0 | 0 | 0 | 0 | 0 | 0 | 0 | 0 | 0 | 0 | 0 | 0 | 0 | 0 | 0 | 0 | 0 | 0 | 0 | 0 | 0 | 0 | 0 | 0 | 0 | 0 | 0 | 0 | 0 | 0 | 0 | 0 | 0 | 0 | 0 | 0 | 0 | 0
0 | 0 | 0 | 0 | 0 | 0 | 0 | 0 | 0 | 0 | 0 | 0 | 0 | 0 | 0 | 0 | 0 | 0 | 0 | 0 | 0 | 0 | 0 | 0 | 0 | 0 | 0 | 0 | 0 | 0 | 0 | 0 | 0 | 0 | 0 | 0 | 0 | 0 | 0 | 0 | 0 | 0 | 0 | 0 | 0 | 0 | 0 | 0 | 0 | 0 | 0 | 0 | 0 | 0 | 0 | 0 | 0 | 0 | 0 | 0 | 0 | 0 | 0 | 0 | 0 | 0 | 0 | 0 | 0 | 0 | 0 | 0 | 0 | 0 | 0
0 | 0 | 0 | 0 | 0 | 0 | 0 | 0 | 0 | 0 | 0 | 0 | 0 | 0 | 0 | 0 | 0 | 0 | 0 | 0 | 0 | 0 | 0 | 0 | 0 | 0 | 0 | 0 | 0 | 0 | 0 | 0 | 0 | 0 | 0 | 0 | 0 | 0 | 0 | 0 | 0 | 0 | 0 | 0 | 0 | 0 | 0 | 0 | 0 | 0 | 0 | 0 | 0 | 0 | 0 | 0 | 0 | 0 | 0 | 0 | 0 | 0 | 0 | 0 | 0 | 0 | 0 | 0 | 0 | 0 | 0 | 0 | 0 | 0 | 0
0 | 0 | 0 | 0 | 0 | 0 | 0 | 0 | 0 | 0 | 0 | 0 | 0 | 0 | 0 | 0 | 0 | 0 | 0 | 0 | 0 | 0 | 0 | 0 | 0 | 0 | 0 | 0 | 0 | 0 | 0 | 0 | 0 | 0 | 0 | 0 | 0 | 0 | 0 | 0 | 0 | 0 | 0 | 0 | 0 | 0 | 0 | 0 | 0 | 0 | 0 | 0 | 0 | 0 | 0 | 0 | 0 | 0 | 0 | 0 | 0 | 0 | 0 | 0 | 0 | 0 | 0 | 0 | 0 | 0 | 0 | 0 | 0 | 0 | 0
0 | 0 | 0 | 0 | 0 | 0 | 0 | 0 | 0 | 0 | 0 | 0 | 0 | 0 | 0 | 0 | 0 | 0 | 0 | 0 | 0 | 0 | 0 | 0 | 0 | 0 | 0 | 0 | 0 | 0 | 0 | 0 | 0 | 0 | 0 | 0 | 0 | 0 | 0 | 0 | 0 | 0 | 0 | 0 | 0 | 0 | 0 | 0 | 0 | 0 | 0 | 0 | 0 | 0 | 0 | 0 | 0 | 0 | 0 | 0 | 0 | 0 | 0 | 0 | 0 | 0 | 0 | 0 | 0 | 0 | 0 | 0 | 0 | 0 | 0
0 | 0 | 0 | 0 | 0 | 0 | 0 | 0 | 0 | 0 | 0 | 0 | 0 | 0 | 0 | 0 | 0 | 0 | 0 | 0 | 0 | 0 | 0 | 0 | 0 | 0 | 0 | 0 | 0 | 0 | 0 | 0 | 0 | 0 | 0 | 0 | 0 | 0 | 0 | 0 | 0 | 0 | 0 | 0 | 0 | 0 | 0 | 0 | 0 | 0 | 0 | 0 | 0 | 0 | 0 | 0 | 0 | 0 | 0 | 0 | 0 | 0 | 0 | 0 | 0 | 0 | 0 | 0 | 0 | 0 | 0 | 0 | 0 | 0 | 0
0 | 0 | 0 | 0 | 0 | 0 | 0 | 0 | 0 | 0 | 0 | 0 | 0 | 0 | 0 | 0 | 0 | 0 | 0 | 0 | 0 | 0 | 0 | 0 | 0 | 0 | 0 | 0 | 0 | 0 | 0 | 0 | 0 | 0 | 0 | 0 | 0 | 0 | 0 | 0 | 0 | 0 | 0 | 0 | 0 | 0 | 0 | 0 | 0 | 0 | 0 | 0 | 0 | 0 | 0 | 0 | 0 | 0 | 0 | 0 | 0 | 0 | 0 | 0 | 0 | 0 | 0 | 0 | 0 | 0 | 0 | 0 | 0 | 0 | 0
0 | 0 | 0 | 0 | 0 | 0 | 0 | 0 | 0 | 0 | 0 | 0 | 0 | 0 | 0 | 0 | 0 | 0 | 0 | 0 | 0 | 0 | 0 | 0 | 0 | 0 | 0 | 0 | 0 | 0 | 0 | 0 | 0 | 0 | 0 | 0 | 0 | 0 | 0 | 0 | 0 | 0 | 0 | 0 | 0 | 0 | 0 | 0 | 0 | 0 | 0 | 0 | 0 | 0 | 0 | 0 | 0 | 0 | 0 | 0 | 0 | 0 | 0 | 0 | 0 | 0 | 0 | 0 | 0 | 0 | 0 | 0 | 0 | 0 | 0
0 | 0 | 0 | 0 | 0 | 0 | 0 | 0 | 0 | 0 | 0 | 0 | 0 | 0 | 0 | 0 | 0 | 0 | 0 | 0 | 0 | 0 | 0 | 0 | 0 | 0 | 0 | 0 | 0 | 0 | 0 | 0 | 0 | 0 | 0 | 0 | 0 | 0 | 0 | 0 | 0 | 0 | 0 | 0 | 0 | 0 | 0 | 0 | 0 | 0 | 0 | 0 | 0 | 0 | 0 | 0 | 0 | 0 | 0 | 0 | 0 | 0 | 0 | 0 | 0 | 0 | 0 | 0 | 0 | 0 | 0 | 0 | 0 | 0 | 0
0 | 0 | 0 | 0 | 0 | 0 | 0 | 0 | 0 | 0 | 0 | 0 | 0 | 0 | 0 | 0 | 0 | 0 | 0 | 0 | 0 | 0 | 0 | 0 | 0 | 0 | 0 | 0 | 0 | 0 | 0 | 0 | 0 | 0 | 0 | 0 | 0 | 0 | 0 | 0 | 0 | 0 | 0 | 0 | 0 | 0 | 0 | 0 | 0 | 0 | 0 | 0 | 0 | 0 | 0 | 0 | 0 | 0 | 0 | 0 | 0 | 0 | 0 | 0 | 0 | 0 | 0 | 0 | 0 | 0 | 0 | 0 | 0 | 0 | 0
0 | 0 | 0 | 0 | 0 | 0 | 0 | 0 | 0 | 0 | 0 | 0 | 0 | 0 | 0 | 0 | 0 | 0 | 0 | 0 | 0 | 0 | 0 | 0 | 0 | 0 | 0 | 0 | 0 | 0 | 0 | 0 | 0 | 0 | 0 | 0 | 0 | 0 | 0 | 0 | 0 | 0 | 0 | 0 | 0 | 0 | 0 | 0 | 0 | 0 | 0 | 0 | 0 | 0 | 0 | 0 | 0 | 0 | 0 | 0 | 0 | 0 | 0 | 0 | 0 | 0 | 0 | 0 | 0 | 0 | 0 | 0 | 0 | 0 | 0
0 | 0 | 0 | 0 | 0 | 0 | 0 | 0 | 0 | 0 | 0 | 0 | 0 | 0 | 0 | 0 | 0 | 0 | 0 | 0 | 0 | 0 | 0 | 0 | 0 | 0 | 0 | 0 | 0 | 0 | 0 | 0 | 0 | 0 | 0 | 0 | 0 | 0 | 0 | 0 | 0 | 0 | 0 | 0 | 0 | 0 | 0 | 0 | 0 | 0 | 0 | 0 | 0 | 0 | 0 | 0 | 0 | 0 | 0 | 0 | 0 | 0 | 0 | 0 | 0 | 0 | 0 | 0 | 0 | 0 | 0 | 0 | 0 | 0 | 0
0 | 0 | 0 | 0 | 0 | 0 | 0 | 0 | 0 | 0 | 0 | 0 | 0 | 0 | 0 | 0 | 0 | 0 | 0 | 0 | 0 | 0 | 0 | 0 | 0 | 0 | 0 | 0 | 0 | 0 | 0 | 0 | 0 | 0 | 0 | 0 | 0 | 0 | 0 | 0 | 0 | 0 | 0 | 0 | 0 | 0 | 0 | 0 | 0 | 0 | 0 | 0 | 0 | 0 | 0 | 0 | 0 | 0 | 0 | 0 | 0 | 0 | 0 | 0 | 0 | 0 | 0 | 0 | 0 | 0 | 0 | 0 | 0 | 0 | 0
0 | 0 | 0 | 0 | 0 | 0 | 0 | 0 | 0 | 0 | 0 | 0 | 0 | 0 | 0 | 0 | 0 | 0 | 0 | 0 | 0 | 0 | 0 | 0 | 0 | 0 | 0 | 0 | 0 | 0 | 0 | 0 | 0 | 0 | 0 | 0 | 0 | 0 | 0 | 0 | 0 | 0 | 0 | 0 | 0 | 0 | 0 | 0 | 0 | 0 | 0 | 0 | 0 | 0 | 0 | 0 | 0 | 0 | 0 | 0 | 0 | 0 | 0 | 0 | 0 | 0 | 0 | 0 | 0 | 0 | 0 | 0 | 0 | 0 | 0
0 | 0 | 0 | 0 | 0 | 0 | 0 | 0 | 0 | 0 | 0 | 0 | 0 | 0 | 0 | 0 | 0 | 0 | 0 | 0 | 0 | 0 | 0 | 0 | 0 | 0 | 0 | 0 | 0 | 0 | 0 | 0 | 0 | 0 | 0 | 0 | 0 | 0 | 0 | 0 | 0 | 0 | 0 | 0 | 0 | 0 | 0 | 0 | 0 | 0 | 0 | 0 | 0 | 0 | 0 | 0 | 0 | 0 | 0 | 0 | 0 | 0 | 0 | 0 | 0 | 0 | 0 | 0 | 0 | 0 | 0 | 0 | 0 | 0 | 0
0 | 0 | 0 | 0 | 0 | 0 | 0 | 0 | 0 | 0 | 0 | 0 | 0 | 0 | 0 | 0 | 0 | 0 | 0 | 0 | 0 | 0 | 0 | 0 | 0 | 0 | 0 | 0 | 0 | 0 | 0 | 0 | 0 | 0 | 0 | 0 | 0 | 0 | 0 | 0 | 0 | 0 | 0 | 0 | 0 | 0 | 0 | 0 | 0 | 0 | 0 | 0 | 0 | 0 | 0 | 0 | 0 | 0 | 0 | 0 | 0 | 0 | 0 | 0 | 0 | 0 | 0 | 0 | 0 | 0 | 0 | 0 | 0 | 0 | 0
0 | 0 | 0 | 0 | 0 | 0 | 0 | 0 | 0 | 0 | 0 | 0 | 0 | 0 | 0 | 0 | 0 | 0 | 0 | 0 | 0 | 0 | 0 | 0 | 0 | 0 | 0 | 0 | 0 | 0 | 0 | 0 | 0 | 0 | 0 | 0 | 0 | 0 | 0 | 0 | 0 | 0 | 0 | 0 | 0 | 0 | 0 | 0 | 0 | 0 | 0 | 0 | 0 | 0 | 0 | 0 | 0 | 0 | 0 | 0 | 0 | 0 | 0 | 0 | 0 | 0 | 0 | 0 | 0 | 0 | 0 | 0 | 0 | 0 | 0
0 | 0 | 0 | 0 | 0 | 0 | 0 | 0 | 0 | 0 | 0 | 0 | 0 | 0 | 0 | 0 | 0 | 0 | 0 | 0 | 0 | 0 | 0 | 0 | 0 | 0 | 0 | 0 | 0 | 0 | 0 | 0 | 0 | 0 | 0 | 0 | 0 | 0 | 0 | 0 | 0 | 0 | 0 | 0 | 0 | 0 | 0 | 0 | 0 | 0 | 0 | 0 | 0 | 0 | 0 | 0 | 0 | 0 | 0 | 0 | 0 | 0 | 0 | 0 | 0 | 0 | 0 | 0 | 0 | 0 | 0 | 0 | 0 | 0 | 0
0 | 0 | 0 | 0 | 0 | 0 | 0 | 0 | 0 | 0 | 0 | 0 | 0 | 0 | 0 | 0 | 0 | 0 | 0 | 0 | 0 | 0 | 0 | 0 | 0 | 0 | 0 | 0 | 0 | 0 | 0 | 0 | 0 | 0 | 0 | 0 | 0 | 0 | 0 | 0 | 0 | 0 | 0 | 0 | 0 | 0 | 0 | 0 | 0 | 0 | 0 | 0 | 0 | 0 | 0 | 0 | 0 | 0 | 0 | 0 | 0 | 0 | 0 | 0 | 0 | 0 | 0 | 0 | 0 | 0 | 0 | 0 | 0 | 0 | 0
0 | 0 | 0 | 0 | 0 | 0 | 0 | 0 | 0 | 0 | 0 | 0 | 0 | 0 | 0 | 0 | 0 | 0 | 0 | 0 | 0 | 0 | 0 | 0 | 0 | 0 | 0 | 0 | 0 | 0 | 0 | 0 | 0 | 0 | 0 | 0 | 0 | 0 | 0 | 0 | 0 | 0 | 0 | 0 | 0 | 0 | 0 | 0 | 0 | 0 | 0 | 0 | 0 | 0 | 0 | 0 | 0 | 0 | 0 | 0 | 0 | 0 | 0 | 0 | 0 | 0 | 0 | 0 | 0 | 0 | 0 | 0 | 0 | 0 | 0
0 | 0 | 0 | 0 | 0 | 0 | 0 | 0 | 0 | 0 | 0 | 0 | 0 | 0 | 0 | 0 | 0 | 0 | 0 | 0 | 0 | 0 | 0 | 0 | 0 | 0 | 0 | 0 | 0 | 0 | 0 | 0 | 0 | 0 | 0 | 0 | 0 | 0 | 0 | 0 | 0 | 0 | 0 | 0 | 0 | 0 | 0 | 0 | 0 | 0 | 0 | 0 | 0 | 0 | 0 | 0 | 0 | 0 | 0 | 0 | 0 | 0 | 0 | 0 | 0 | 0 | 0 | 0 | 0 | 0 | 0 | 0 | 0 | 0 | 0
0 | 0 | 0 | 0 | 0 | 0 | 0 | 0 | 0 | 0 | 0 | 0 | 0 | 0 | 0 | 0 | 0 | 0 | 0 | 0 | 0 | 0 | 0 | 0 | 0 | 0 | 0 | 0 | 0 | 0 | 0 | 0 | 0 | 0 | 0 | 0 | 0 | 0 | 0 | 0 | 0 | 0 | 0 | 0 | 0 | 0 | 0 | 0 | 0 | 0 | 0 | 0 | 0 | 0 | 0 | 0 | 0 | 0 | 0 | 0 | 0 | 0 | 0 | 0 | 0 | 0 | 0 | 0 | 0 | 0 | 0 | 0 | 0 | 0 | 0
0 | 0 | 0 | 0 | 0 | 0 | 0 | 0 | 0 | 0 | 0 | 0 | 0 | 0 | 0 | 0 | 0 | 0 | 0 | 0 | 0 | 0 | 0 | 0 | 0 | 0 | 0 | 0 | 0 | 0 | 0 | 0 | 0 | 0 | 0 | 0 | 0 | 0 | 0 | 0 | 0 | 0 | 0 | 0 | 0 | 0 | 0 | 0 | 0 | 0 | 0 | 0 | 0 | 0 | 0 | 0 | 0 | 0 | 0 | 0 | 0 | 0 | 0 | 0 | 0 | 0 | 0 | 0 | 0 | 0 | 0 | 0 | 0 | 0 | 0
0 | 0 | 0 | 0 | 0 | 0 | 0 | 0 | 0 | 0 | 0 | 0 | 0 | 0 | 0 | 0 | 0 | 0 | 0 | 0 | 0 | 0 | 0 | 0 | 0 | 0 | 0 | 0 | 0 | 0 | 0 | 0 | 0 | 0 | 0 | 0 | 0 | 0 | 0 | 0 | 0 | 0 | 0 | 0 | 0 | 0 | 0 | 0 | 0 | 0 | 0 | 0 | 0 | 0 | 0 | 0 | 0 | 0 | 0 | 0 | 0 | 0 | 0 | 0 | 0 | 0 | 0 | 0 | 0 | 0 | 0 | 0 | 0 | 0 | 0
0 | 0 | 0 | 0 | 0 | 0 | 0 | 0 | 0 | 0 | 0 | 0 | 0 | 0 | 0 | 0 | 0 | 0 | 0 | 0 | 0 | 0 | 0 | 0 | 0 | 0 | 0 | 0 | 0 | 0 | 0 | 0 | 0 | 0 | 0 | 0 | 0 | 0 | 0 | 0 | 0 | 0 | 0 | 0 | 0 | 0 | 0 | 0 | 0 | 0 | 0 | 0 | 0 | 0 | 0 | 0 | 0 | 0 | 0 | 0 | 0 | 0 | 0 | 0 | 0 | 0 | 0 | 0 | 0 | 0 | 0 | 0 | 0 | 0 | 0

## Product Comparison Cost (hidden)
|  |  | 1 | [16 empty] | 2
|  | Columns D:U contain the levelized cost calculations for one product. Please link the first product listed in column B of "Product Comparison" to cell E6. Then, all formulas will automatically summarize input cost information from "Product Comparison Inputs" and achievable potential results from "Product Comparison Data at Gen," run the levelized cost calculations in columns O:U, and produce the levelized cost in cell I8. For the second product listed in column B of "Product Comparison" please copy the entire columns D:U, paste them to the right (leaving one column blank for organization), and link the second product to cell X6. Repeat the same step for all other products listed in column B of "Product Comparison." | [16 empty] | Columns D:U contain the levelized cost calculations for one product. Please link the first product listed in column B of "Product Comparison" to cell E6. Then, all formulas will automatically summarize input cost information from "Product Comparison Inputs" and achievable potential results from "Product Comparison Data at Gen," run the levelized cost calculations in columns O:U, and produce the levelized cost in cell I8. For the second product listed in column B of "Product Comparison" please copy the entire columns D:U, paste them to the right (leaving one column blank for organization), and link the second product to cell X6. Repeat the same step for all other products listed in column B of "Product Comparison."
Economc Inputs |  | Product Assumptions |  |  | Product Levelized Cost | [13 empty] | Product Assumptions |  |  | Product Levelized Cost
Start Year | 2020 | Product-Scenario FileName | C&I CPP-No Enablement_PSE_Winter_9.19.2018_9.19.32 PM.xlsx |  | NPV | 1297323.8138 |  |  |  |  | Cost Unit | $ | $ per year | $ per kW pledged per year | $ per new kW pledged | $ per participant per year | $ per new participant | Total | Product-Scenario FileName | C&I CPP-No Enablement_PSE_Winter_9.26.2018_12.53.47 PM.xlsx |  | NPV | 1228011.3163 |  |  |  |  | Cost Unit | $ | $ per year | $ per kW pledged per year | $ per new kW pledged | $ per participant per year | $ per new participant | Total
End Year | 2039 | Attrition | 0% |  | NPV MW | 16.9445 |  |  |  |  | Input | 150000 | 75000 | 0 | 0 | 0 | 50 | n/a | Attrition | 0% |  | NPV MW | 11.0239 |  |  |  |  | Input | 150000 | 75000 | 0 | 0 | 0 | 50 | n/a
Planning Horizon | 20 |  |  |  | $/kW Levelized | 76.5633 |  |  |  |  | Results | 150000 | 1822302.7349 | 0 | 0 | 0 | 300433.6569 | 2272736.3918 |  |  |  | $/kW Levelized | 111.395 |  |  |  |  | Results | 150000 | 1822302.7349 | 0 | 0 | 0 | 196867.7344 | 2169170.4693
Discount Rate | 7.6%
Inflation Rate | 2% | Cost Description | Cost Unit (nominal dollars) | Cost Value | Year | Ramp Weight | Ramped MW | Ramped Incremental MW | Ramped Participants | Ramped Incremental Participants |  | $ | $ per year | $ per kW per year | $ per new kW per year | $ per participant per year | $ per new participant per year | Total | Cost Description | Cost Unit (nominal dollars) | Cost Value | Year | Ramp Weight | Ramped MW | Ramped Incremental MW | Ramped Participants | Ramped Incremental Participants |  | $ | $ per year | $ per kW per year | $ per new kW per year | $ per participant per year | $ per new participant per year | Total
Line Loss Rate | 6.9% | Setup Cost | $ | 150000 | 2020 | 0 | 0 | 0 | 0 | 0 |  | 150000 | 75000 | 0 | 0 | 0 | 0 | 225000 | Setup Cost | $ | 150000 | 2020 | 0 | 0 | 0 | 0 | 0 |  | 150000 | 75000 | 0 | 0 | 0 | 0 | 225000
Cost per FTE | 150000 | O&M Cost | $ per year | 75000 | 2021 | 0.1 | 0.19352 | 0.19352 | 396.4368 | 396.4368 |  |  | 76500 | 0 | 0 | 0 | 20218.278 | 96718.278 | O&M Cost | $ per year | 75000 | 2021 | 0.1 | 0.1259 | 0.1259 | 259.7766 | 259.7766 |  |  | 76500 | 0 | 0 | 0 | 13248.6041 | 89748.6041
Participants per FTE | 20000 | Equipment Cost | $ per new participant | 0 | 2022 | 0.2 | 0.38926 | 0.19574 | 805.6037 | 409.1668 |  |  | 78030 | 0 | 0 | 0 | 21284.8584 | 99314.8584 | Equipment Cost | $ per new participant | 0 | 2022 | 0.2 | 0.25325 | 0.12734 | 527.8948 | 268.1183 |  |  | 78030 | 0 | 0 | 0 | 13947.5114 | 91977.5114
|  | Marketing Cost | $ per new participant | 50 | 2023 | 0.4 | 0.80012 | 0.41086 | 1639.2324 | 833.6287 |  |  | 79590.6 | 0 | 0 | 0 | 44232.6725 | 123823.2725 | Marketing Cost | $ per new participant | 50 | 2023 | 0.4 | 0.52055 | 0.2673 | 1074.1538 | 546.259 |  |  | 79590.6 | 0 | 0 | 0 | 28984.722 | 108575.322
|  | Incentives (annual) | n/a | 0 | 2024 | 0.6 | 1.2522 | 0.45213 | 2503.2282 | 863.9958 |  |  | 81182.412 | 0 | 0 | 0 | 46760.8429 | 127943.2549 | Incentives (annual) | n/a | 0 | 2024 | 0.6 | 0.8147 | 0.29415 | 1640.3118 | 566.1579 |  |  | 81182.412 | 0 | 0 | 0 | 30641.3778 | 111823.7898
|  | Incentives (one time) | n/a | 0 | 2025 | 0.8 | 1.694 | 0.44171 | 3397.3351 | 894.1069 |  |  | 82806.0602 | 0 | 0 | 0 | 49358.3138 | 132164.374 | Incentives (one time) | n/a | 0 | 2025 | 0.8 | 1.1021 | 0.28738 | 2226.2008 | 585.8891 |  |  | 82806.0602 | 0 | 0 | 0 | 32343.4448 | 115149.5051
[5 empty] | 2026 | 1 | 2.1356 | 0.44164 | 4319.7872 | 922.4521 |  |  | 84462.1814 | 0 | 0 | 0 | 51941.5448 | 136403.7262 |  |  |  | 2026 | 1 | 1.3894 | 0.28733 | 2830.6639 | 604.4631 |  |  | 84462.1814 | 0 | 0 | 0 | 34036.1807 | 118498.3622
[5 empty] | 2027 | 1 | 2.1499 | 0.014282 | 4392.5582 | 72.771 |  |  | 86151.4251 | 0 | 0 | 0 | 4179.5495 | 90330.9745 |  |  |  | 2027 | 1 | 1.3987 | 0.0092917 | 2878.3492 | 47.6853 |  |  | 86151.4251 | 0 | 0 | 0 | 2738.7692 | 88890.1942
[5 empty] | 2028 | 1 | 2.1588 | 0.0088736 | 4466.5971 | 74.0389 |  |  | 87874.4536 | 0 | 0 | 0 | 4337.4206 | 92211.8742 |  |  |  | 2028 | 1 | 1.4045 | 0.0057731 | 2926.8653 | 48.5161 |  |  | 87874.4536 | 0 | 0 | 0 | 2842.2187 | 90716.6723
[5 empty] | 2029 | 1 | 2.1982 | 0.03946 | 4541.4595 | 74.8624 |  |  | 89631.9426 | 0 | 0 | 0 | 4473.3732 | 94105.3159 |  |  |  | 2029 | 1 | 1.4301 | 0.025673 | 2975.921 | 49.0557 |  |  | 89631.9426 | 0 | 0 | 0 | 2931.3056 | 92563.2482
[5 empty] | 2030 | 1 | 2.2539 | 0.055676 | 4617.4149 | 75.9554 |  |  | 91424.5815 | 0 | 0 | 0 | 4629.4623 | 96054.0438 |  |  |  | 2030 | 1 | 1.4664 | 0.036222 | 3025.693 | 49.772 |  |  | 91424.5815 | 0 | 0 | 0 | 3033.5874 | 94458.1689
[5 empty] | 2031 | 1 | 2.2968 | 0.042913 | 4694.3784 | 76.9635 |  |  | 93253.0731 | 0 | 0 | 0 | 4784.7203 | 98037.7934 |  |  |  | 2031 | 1 | 1.4943 | 0.027919 | 3076.1255 | 50.4325 |  |  | 93253.0731 | 0 | 0 | 0 | 3135.3246 | 96388.3978
[5 empty] | 2032 | 1 | 2.3381 | 0.041284 | 4771.5362 | 77.1578 |  |  | 95118.1346 | 0 | 0 | 0 | 4892.737 | 100010.8716 |  |  |  | 2032 | 1 | 1.5211 | 0.026859 | 3126.6854 | 50.5598 |  |  | 95118.1346 | 0 | 0 | 0 | 3206.1057 | 98324.2403
[5 empty] | 2033 | 1 | 2.387 | 0.048932 | 4849.1118 | 77.5756 |  |  | 97020.4973 | 0 | 0 | 0 | 5017.6146 | 102038.1119 |  |  |  | 2033 | 1 | 1.553 | 0.031835 | 3177.519 | 50.8336 |  |  | 97020.4973 | 0 | 0 | 0 | 3287.9353 | 100308.4326
[5 empty] | 2034 | 1 | 2.4503 | 0.063291 | 4927.9869 | 78.8751 |  |  | 98960.9072 | 0 | 0 | 0 | 5203.7017 | 104164.609 |  |  |  | 2034 | 1 | 1.5942 | 0.041177 | 3229.2042 | 51.6852 |  |  | 98960.9072 | 0 | 0 | 0 | 3409.8742 | 102370.7814
[5 empty] | 2035 | 1 | 2.5114 | 0.061126 | 5008.5429 | 80.556 |  |  | 100940.1254 | 0 | 0 | 0 | 5420.888 | 106361.0134 |  |  |  | 2035 | 1 | 1.6339 | 0.039768 | 3281.9908 | 52.7866 |  |  | 100940.1254 | 0 | 0 | 0 | 3552.1917 | 104492.3171
[5 empty] | 2036 | 1 | 2.5794 | 0.068012 | 5090.3207 | 81.7778 |  |  | 102958.9279 | 0 | 0 | 0 | 5613.169 | 108572.0969 |  |  |  | 2036 | 1 | 1.6782 | 0.044248 | 3335.578 | 53.5872 |  |  | 102958.9279 | 0 | 0 | 0 | 3678.1893 | 106637.1172
[5 empty] | 2037 | 1 | 2.63 | 0.050558 | 5173.6214 | 83.3008 |  |  | 105018.1064 | 0 | 0 | 0 | 5832.0604 | 110850.1669 |  |  |  | 2037 | 1 | 1.7111 | 0.032893 | 3390.1632 | 54.5852 |  |  | 105018.1064 | 0 | 0 | 0 | 3821.6242 | 108839.7306
[5 empty] | 2038 | 1 | 2.6859 | 0.055865 | 5258.3626 | 84.7412 |  |  | 107118.4686 | 0 | 0 | 0 | 6051.5645 | 113170.0331 |  |  |  | 2038 | 1 | 1.7474 | 0.036345 | 3445.6923 | 55.5291 |  |  | 107118.4686 | 0 | 0 | 0 | 3965.4605 | 111083.9291
[5 empty] | 2039 | 1 | 2.75 | 0.06411 | 5343.4922 | 85.1296 |  |  | 109260.8379 | 0 | 0 | 0 | 6200.8853 | 115461.7232 |  |  |  | 2039 | 1 | 1.7891 | 0.041709 | 3501.4759 | 55.7836 |  |  | 109260.8379 | 0 | 0 | 0 | 4063.3072 | 113324.1451

## Product Comparison (hidden)
FileName | C&I CPP-No Enablement_PSE_Winter_9.19.2018_9.19.32 PM.xlsx |  |  | FileName | C&I CPP-No Enablement_PSE_Winter_9.26.2018_12.53.47 PM.xlsx
Product-Scenario |  |  |  | Product-Scenario
Achievable Potential (MW) 2039 | 2.75 |  |  | Achievable Potential (MW) 2039 | 1.7891
Levelized Cost ($/kW-year) | 76.5633 |  |  | Levelized Cost ($/kW-year) | 111.395
Parameters | Units | Values | Notes | Parameters | Units | Values | Notes
Eligible Sectors | Commercial |  |  | Eligible Sectors | Commercial
Eligible Segments | Small office, medium office, small retail, and medium retail. |  |  | Eligible Segments | Small office, medium office, small retail, and medium retail.
Eligible End Uses | All end uses |  |  | Eligible End Uses | All end uses
Other Eligibility Requirements | Customers must have AMI |  |  | Other Eligibility Requirements | Customers must have AMI and cannot already participate in the C&I CPP-With Enablement program.
Setup Cost | $ | 150000 | 1 FTE | Setup Cost | $ | 150000 | 1 FTE
O&M Cost | $ per year | 75000 | SDG&E (2017): $280,000; Applied (2017): $75,000. Cadmus is assuming 0.5 FTE. | O&M Cost | $ per year | 75000 | SDG&E (2017): $280,000; Applied (2017): $75,000. Cadmus is assuming 0.5 FTE.
Equipment Cost | $ per new participant | 0 | According to PSE (2018), AMI will be fully deployed in PSE's electic territory by 2023. | Equipment Cost | $ per new participant | 0 | According to PSE (2018), AMI will be fully deployed in PSE's electic territory by 2023.
Marketing Cost | $ per new participant | 50 | Applied (2017): $50/new participant for small and medium C&I. | Marketing Cost | $ per new participant | 50 | Applied (2017): $50/new participant for small and medium C&I.
Incentives (annual) | n/a | 0 | Program definition | Incentives (annual) | n/a | 0 | Program definition
Incentives (one time) | n/a | 0 | Program definition | Incentives (one time) | n/a | 0 | Program definition
Attrition | % of existing participants per year | 0 |  | Attrition | % of existing participants per year | 0
Population | Segment load | Estimated by model |  | Population | Segment load | Estimated by model
Eligibility | % of segment load | 1 | According to PSE (2018), AMI will be fully deployed in PSE's electic territory by 2023. | Eligibility | % of segment load | Varies by segment | According to PSE (2018), AMI will be fully deployed in PSE's electic territory by 2023.
Peak Load Impact | % of eligible segment load | 0.05 | For small C&I, Nexant (2017b) reported 2.5% for PG&E and 12.2% for SCE. For medium C&I, Nexant (2017b) reported 2.5% for PG&E and 1.9% for SCE. | Peak Load Impact | % of eligible segment load | 0.05 | For small C&I, Nexant (2017b) reported 2.5% for PG&E and 12.2% for SCE. For medium C&I, Nexant (2017b) reported 2.5% for PG&E and 1.9% for SCE.
Program Participation | % of eligible segment load | 0.1 | Assuming an opt-in program: Cadmus (2015): 2%; Applied (2017): 18%. | Program Participation | % of eligible segment load | 0.1 | Assuming an opt-in program: Cadmus (2015): 2%; Applied (2017): 18%.
Event Participation | n/a | 1 | Technical Potential already takes into account of event participation. | Event Participation | n/a | 1 | Technical Potential already takes into account of event participation.
Ramp Period | Number of years to reach maximum achievable potential | 7 |  | Ramp Period | Number of years to reach maximum achievable potential | 7
2020 | Ramp rate as % of maximum achievable potential | 0 |  | 2020 | Ramp rate as % of maximum achievable potential | 0
2021 | Ramp rate as % of maximum achievable potential | 0.1 |  | 2021 | Ramp rate as % of maximum achievable potential | 0.1
2022 | Ramp rate as % of maximum achievable potential | 0.2 |  | 2022 | Ramp rate as % of maximum achievable potential | 0.2
2023 | Ramp rate as % of maximum achievable potential | 0.4 |  | 2023 | Ramp rate as % of maximum achievable potential | 0.4
2024 | Ramp rate as % of maximum achievable potential | 0.6 |  | 2024 | Ramp rate as % of maximum achievable potential | 0.6
2025 | Ramp rate as % of maximum achievable potential | 0.8 |  | 2025 | Ramp rate as % of maximum achievable potential | 0.8
2026 | Ramp rate as % of maximum achievable potential | 1 |  | 2026 | Ramp rate as % of maximum achievable potential | 1
2027 | Ramp rate as % of maximum achievable potential | 1 |  | 2027 | Ramp rate as % of maximum achievable potential | 1
2028 | Ramp rate as % of maximum achievable potential | 1 |  | 2028 | Ramp rate as % of maximum achievable potential | 1
2029 | Ramp rate as % of maximum achievable potential | 1 |  | 2029 | Ramp rate as % of maximum achievable potential | 1
2030 | Ramp rate as % of maximum achievable potential | 1 |  | 2030 | Ramp rate as % of maximum achievable potential | 1
2031 | Ramp rate as % of maximum achievable potential | 1 |  | 2031 | Ramp rate as % of maximum achievable potential | 1
2032 | Ramp rate as % of maximum achievable potential | 1 |  | 2032 | Ramp rate as % of maximum achievable potential | 1
2033 | Ramp rate as % of maximum achievable potential | 1 |  | 2033 | Ramp rate as % of maximum achievable potential | 1
2034 | Ramp rate as % of maximum achievable potential | 1 |  | 2034 | Ramp rate as % of maximum achievable potential | 1
2035 | Ramp rate as % of maximum achievable potential | 1 |  | 2035 | Ramp rate as % of maximum achievable potential | 1
2036 | Ramp rate as % of maximum achievable potential | 1 |  | 2036 | Ramp rate as % of maximum achievable potential | 1
2037 | Ramp rate as % of maximum achievable potential | 1 |  | 2037 | Ramp rate as % of maximum achievable potential | 1
2038 | Ramp rate as % of maximum achievable potential | 1 |  | 2038 | Ramp rate as % of maximum achievable potential | 1
2039 | Ramp rate as % of maximum achievable potential | 1 |  | 2039 | Ramp rate as % of maximum achievable potential | 1
2040 | Ramp rate as % of maximum achievable potential |  |  | 2040 | Ramp rate as % of maximum achievable potential
2041 | Ramp rate as % of maximum achievable potential |  |  | 2041 | Ramp rate as % of maximum achievable potential
2042 | Ramp rate as % of maximum achievable potential |  |  | 2042 | Ramp rate as % of maximum achievable potential
2043 | Ramp rate as % of maximum achievable potential |  |  | 2043 | Ramp rate as % of maximum achievable potential
2044 | Ramp rate as % of maximum achievable potential |  |  | 2044 | Ramp rate as % of maximum achievable potential
2045 | Ramp rate as % of maximum achievable potential |  |  | 2045 | Ramp rate as % of maximum achievable potential
2046 | Ramp rate as % of maximum achievable potential |  |  | 2046 | Ramp rate as % of maximum achievable potential
2047 | Ramp rate as % of maximum achievable potential |  |  | 2047 | Ramp rate as % of maximum achievable potential
2048 | Ramp rate as % of maximum achievable potential |  |  | 2048 | Ramp rate as % of maximum achievable potential
2049 | Ramp rate as % of maximum achievable potential |  |  | 2049 | Ramp rate as % of maximum achievable potential

## Portfolio Summary Inputs
FileName | Inputs_endUseLoadShapes File Name | Inputs_Global File Name | Inputs_Product File Name | Region | Maximum # of Hours per Season | Season | Daily Period | Event Length | Product-Scenario | Parameters | Units | Values | Notes | Start Year | End Year | Discount Rate | Inflation Rate | Line Loss Rate | Cost per FTE | Participants per FTE
C&I Curtailment-AutoDR Com_KU_Winter_3.10.2021_8.01.54 PM.xlsx | Inputs_endUseLoadShapes.xlsx | Inputs_Global_KU_Winter.xlsx | Inputs_Product_C&I Curtailment-AutoDR-Com.xlsx | KU | 20 | Winter | Peak | 3 | C&I Curtailment-AutoDR Com | Eligible Sectors | C&I Curtailment |  |  | 2023 | 2042 | 0.0675 | 0 | 0.062 | 150000 | 20000
C&I Curtailment-AutoDR Com_KU_Winter_3.10.2021_8.01.54 PM.xlsx | Inputs_endUseLoadShapes.xlsx | Inputs_Global_KU_Winter.xlsx | Inputs_Product_C&I Curtailment-AutoDR-Com.xlsx | KU | 20 | Winter | Peak | 3 | C&I Curtailment-AutoDR Com | Eligible Segments | All segments |  |  | 2023 | 2042 | 0.0675 | 0 | 0.062 | 150000 | 20000
C&I Curtailment-AutoDR Com_KU_Winter_3.10.2021_8.01.54 PM.xlsx | Inputs_endUseLoadShapes.xlsx | Inputs_Global_KU_Winter.xlsx | Inputs_Product_C&I Curtailment-AutoDR-Com.xlsx | KU | 20 | Winter | Peak | 3 | C&I Curtailment-AutoDR Com | Eligible End Uses | Commercial |  |  | 2023 | 2042 | 0.0675 | 0 | 0.062 | 150000 | 20000
C&I Curtailment-AutoDR Com_KU_Winter_3.10.2021_8.01.54 PM.xlsx | Inputs_endUseLoadShapes.xlsx | Inputs_Global_KU_Winter.xlsx | Inputs_Product_C&I Curtailment-AutoDR-Com.xlsx | KU | 20 | Winter | Peak | 3 | C&I Curtailment-AutoDR Com | Other Eligibility Requirements | None |  |  | 2023 | 2042 | 0.0675 | 0 | 0.062 | 150000 | 20000
C&I Curtailment-AutoDR Com_KU_Winter_3.10.2021_8.01.54 PM.xlsx | Inputs_endUseLoadShapes.xlsx | Inputs_Global_KU_Winter.xlsx | Inputs_Product_C&I Curtailment-AutoDR-Com.xlsx | KU | 20 | Winter | Peak | 3 | C&I Curtailment-AutoDR Com | Setup Cost | $ | 0 |  | 2023 | 2042 | 0.0675 | 0 | 0.062 | 150000 | 20000
C&I Curtailment-AutoDR Com_KU_Winter_3.10.2021_8.01.54 PM.xlsx | Inputs_endUseLoadShapes.xlsx | Inputs_Global_KU_Winter.xlsx | Inputs_Product_C&I Curtailment-AutoDR-Com.xlsx | KU | 20 | Winter | Peak | 3 | C&I Curtailment-AutoDR Com | O&M Cost | $ per year | 139000 |  | 2023 | 2042 | 0.0675 | 0 | 0.062 | 150000 | 20000
C&I Curtailment-AutoDR Com_KU_Winter_3.10.2021_8.01.54 PM.xlsx | Inputs_endUseLoadShapes.xlsx | Inputs_Global_KU_Winter.xlsx | Inputs_Product_C&I Curtailment-AutoDR-Com.xlsx | KU | 20 | Winter | Peak | 3 | C&I Curtailment-AutoDR Com | Equipment Cost | $ per new participant | 3250 |  | 2023 | 2042 | 0.0675 | 0 | 0.062 | 150000 | 20000
C&I Curtailment-AutoDR Com_KU_Winter_3.10.2021_8.01.54 PM.xlsx | Inputs_endUseLoadShapes.xlsx | Inputs_Global_KU_Winter.xlsx | Inputs_Product_C&I Curtailment-AutoDR-Com.xlsx | KU | 20 | Winter | Peak | 3 | C&I Curtailment-AutoDR Com | Marketing Cost | $ per participant per year | 940 |  | 2023 | 2042 | 0.0675 | 0 | 0.062 | 150000 | 20000
C&I Curtailment-AutoDR Com_KU_Winter_3.10.2021_8.01.54 PM.xlsx | Inputs_endUseLoadShapes.xlsx | Inputs_Global_KU_Winter.xlsx | Inputs_Product_C&I Curtailment-AutoDR-Com.xlsx | KU | 20 | Winter | Peak | 3 | C&I Curtailment-AutoDR Com | Incentives (annual) | $ per kW pledged per year | 15 |  | 2023 | 2042 | 0.0675 | 0 | 0.062 | 150000 | 20000
C&I Curtailment-AutoDR Com_KU_Winter_3.10.2021_8.01.54 PM.xlsx | Inputs_endUseLoadShapes.xlsx | Inputs_Global_KU_Winter.xlsx | Inputs_Product_C&I Curtailment-AutoDR-Com.xlsx | KU | 20 | Winter | Peak | 3 | C&I Curtailment-AutoDR Com | Incentives (one time) | $ per new participant | 0 |  | 2023 | 2042 | 0.0675 | 0 | 0.062 | 150000 | 20000
C&I Curtailment-AutoDR Com_KU_Winter_3.10.2021_8.01.54 PM.xlsx | Inputs_endUseLoadShapes.xlsx | Inputs_Global_KU_Winter.xlsx | Inputs_Product_C&I Curtailment-AutoDR-Com.xlsx | KU | 20 | Winter | Peak | 3 | C&I Curtailment-AutoDR Com | Attrition | % of existing participants per year | 0.05 |  | 2023 | 2042 | 0.0675 | 0 | 0.062 | 150000 | 20000
C&I Curtailment-AutoDR Com_KU_Winter_3.10.2021_8.01.54 PM.xlsx | Inputs_endUseLoadShapes.xlsx | Inputs_Global_KU_Winter.xlsx | Inputs_Product_C&I Curtailment-AutoDR-Com.xlsx | KU | 20 | Winter | Peak | 3 | C&I Curtailment-AutoDR Com | Population | End-use load | Estimated by model |  | 2023 | 2042 | 0.0675 | 0 | 0.062 | 150000 | 20000
C&I Curtailment-AutoDR Com_KU_Winter_3.10.2021_8.01.54 PM.xlsx | Inputs_endUseLoadShapes.xlsx | Inputs_Global_KU_Winter.xlsx | Inputs_Product_C&I Curtailment-AutoDR-Com.xlsx | KU | 20 | Winter | Peak | 3 | C&I Curtailment-AutoDR Com | Eligibility | % of end-use load | 0.51668 |  | 2023 | 2042 | 0.0675 | 0 | 0.062 | 150000 | 20000
C&I Curtailment-AutoDR Com_KU_Winter_3.10.2021_8.01.54 PM.xlsx | Inputs_endUseLoadShapes.xlsx | Inputs_Global_KU_Winter.xlsx | Inputs_Product_C&I Curtailment-AutoDR-Com.xlsx | KU | 20 | Winter | Peak | 3 | C&I Curtailment-AutoDR Com | Peak Load Impact | % of eligible end-use load | 0.3 |  | 2023 | 2042 | 0.0675 | 0 | 0.062 | 150000 | 20000
C&I Curtailment-AutoDR Com_KU_Winter_3.10.2021_8.01.54 PM.xlsx | Inputs_endUseLoadShapes.xlsx | Inputs_Global_KU_Winter.xlsx | Inputs_Product_C&I Curtailment-AutoDR-Com.xlsx | KU | 20 | Winter | Peak | 3 | C&I Curtailment-AutoDR Com | Program Participation | % of eligible end-use load | 0.11343 |  | 2023 | 2042 | 0.0675 | 0 | 0.062 | 150000 | 20000
C&I Curtailment-AutoDR Com_KU_Winter_3.10.2021_8.01.54 PM.xlsx | Inputs_endUseLoadShapes.xlsx | Inputs_Global_KU_Winter.xlsx | Inputs_Product_C&I Curtailment-AutoDR-Com.xlsx | KU | 20 | Winter | Peak | 3 | C&I Curtailment-AutoDR Com | Event Participation | % (switch success rate) | 0.95 |  | 2023 | 2042 | 0.0675 | 0 | 0.062 | 150000 | 20000
C&I Curtailment-AutoDR Com_KU_Winter_3.10.2021_8.01.54 PM.xlsx | Inputs_endUseLoadShapes.xlsx | Inputs_Global_KU_Winter.xlsx | Inputs_Product_C&I Curtailment-AutoDR-Com.xlsx | KU | 20 | Winter | Peak | 3 | C&I Curtailment-AutoDR Com | Ramp Period | Number of years to reach maximum achievable potential | 7 |  | 2023 | 2042 | 0.0675 | 0 | 0.062 | 150000 | 20000
C&I Curtailment-AutoDR Com_KU_Winter_3.10.2021_8.01.54 PM.xlsx | Inputs_endUseLoadShapes.xlsx | Inputs_Global_KU_Winter.xlsx | Inputs_Product_C&I Curtailment-AutoDR-Com.xlsx | KU | 20 | Winter | Peak | 3 | C&I Curtailment-AutoDR Com | 2023 | Ramp rate as % of maximum achievable potential | 0.66 |  | 2023 | 2042 | 0.0675 | 0 | 0.062 | 150000 | 20000
C&I Curtailment-AutoDR Com_KU_Winter_3.10.2021_8.01.54 PM.xlsx | Inputs_endUseLoadShapes.xlsx | Inputs_Global_KU_Winter.xlsx | Inputs_Product_C&I Curtailment-AutoDR-Com.xlsx | KU | 20 | Winter | Peak | 3 | C&I Curtailment-AutoDR Com | 2024 | Ramp rate as % of maximum achievable potential | 0.72 |  | 2023 | 2042 | 0.0675 | 0 | 0.062 | 150000 | 20000
C&I Curtailment-AutoDR Com_KU_Winter_3.10.2021_8.01.54 PM.xlsx | Inputs_endUseLoadShapes.xlsx | Inputs_Global_KU_Winter.xlsx | Inputs_Product_C&I Curtailment-AutoDR-Com.xlsx | KU | 20 | Winter | Peak | 3 | C&I Curtailment-AutoDR Com | 2025 | Ramp rate as % of maximum achievable potential | 0.78 |  | 2023 | 2042 | 0.0675 | 0 | 0.062 | 150000 | 20000
C&I Curtailment-AutoDR Com_KU_Winter_3.10.2021_8.01.54 PM.xlsx | Inputs_endUseLoadShapes.xlsx | Inputs_Global_KU_Winter.xlsx | Inputs_Product_C&I Curtailment-AutoDR-Com.xlsx | KU | 20 | Winter | Peak | 3 | C&I Curtailment-AutoDR Com | 2026 | Ramp rate as % of maximum achievable potential | 0.84 |  | 2023 | 2042 | 0.0675 | 0 | 0.062 | 150000 | 20000
C&I Curtailment-AutoDR Com_KU_Winter_3.10.2021_8.01.54 PM.xlsx | Inputs_endUseLoadShapes.xlsx | Inputs_Global_KU_Winter.xlsx | Inputs_Product_C&I Curtailment-AutoDR-Com.xlsx | KU | 20 | Winter | Peak | 3 | C&I Curtailment-AutoDR Com | 2027 | Ramp rate as % of maximum achievable potential | 0.9 |  | 2023 | 2042 | 0.0675 | 0 | 0.062 | 150000 | 20000
C&I Curtailment-AutoDR Com_KU_Winter_3.10.2021_8.01.54 PM.xlsx | Inputs_endUseLoadShapes.xlsx | Inputs_Global_KU_Winter.xlsx | Inputs_Product_C&I Curtailment-AutoDR-Com.xlsx | KU | 20 | Winter | Peak | 3 | C&I Curtailment-AutoDR Com | 2028 | Ramp rate as % of maximum achievable potential | 0.96 |  | 2023 | 2042 | 0.0675 | 0 | 0.062 | 150000 | 20000
C&I Curtailment-AutoDR Com_KU_Winter_3.10.2021_8.01.54 PM.xlsx | Inputs_endUseLoadShapes.xlsx | Inputs_Global_KU_Winter.xlsx | Inputs_Product_C&I Curtailment-AutoDR-Com.xlsx | KU | 20 | Winter | Peak | 3 | C&I Curtailment-AutoDR Com | 2029 | Ramp rate as % of maximum achievable potential | 1 |  | 2023 | 2042 | 0.0675 | 0 | 0.062 | 150000 | 20000
C&I Curtailment-AutoDR Com_KU_Winter_3.10.2021_8.01.54 PM.xlsx | Inputs_endUseLoadShapes.xlsx | Inputs_Global_KU_Winter.xlsx | Inputs_Product_C&I Curtailment-AutoDR-Com.xlsx | KU | 20 | Winter | Peak | 3 | C&I Curtailment-AutoDR Com | 2030 | Ramp rate as % of maximum achievable potential | 1 |  | 2023 | 2042 | 0.0675 | 0 | 0.062 | 150000 | 20000
C&I Curtailment-AutoDR Com_KU_Winter_3.10.2021_8.01.54 PM.xlsx | Inputs_endUseLoadShapes.xlsx | Inputs_Global_KU_Winter.xlsx | Inputs_Product_C&I Curtailment-AutoDR-Com.xlsx | KU | 20 | Winter | Peak | 3 | C&I Curtailment-AutoDR Com | 2031 | Ramp rate as % of maximum achievable potential | 1 |  | 2023 | 2042 | 0.0675 | 0 | 0.062 | 150000 | 20000
C&I Curtailment-AutoDR Com_KU_Winter_3.10.2021_8.01.54 PM.xlsx | Inputs_endUseLoadShapes.xlsx | Inputs_Global_KU_Winter.xlsx | Inputs_Product_C&I Curtailment-AutoDR-Com.xlsx | KU | 20 | Winter | Peak | 3 | C&I Curtailment-AutoDR Com | 2032 | Ramp rate as % of maximum achievable potential | 1 |  | 2023 | 2042 | 0.0675 | 0 | 0.062 | 150000 | 20000
C&I Curtailment-AutoDR Com_KU_Winter_3.10.2021_8.01.54 PM.xlsx | Inputs_endUseLoadShapes.xlsx | Inputs_Global_KU_Winter.xlsx | Inputs_Product_C&I Curtailment-AutoDR-Com.xlsx | KU | 20 | Winter | Peak | 3 | C&I Curtailment-AutoDR Com | 2033 | Ramp rate as % of maximum achievable potential | 1 |  | 2023 | 2042 | 0.0675 | 0 | 0.062 | 150000 | 20000
C&I Curtailment-AutoDR Com_KU_Winter_3.10.2021_8.01.54 PM.xlsx | Inputs_endUseLoadShapes.xlsx | Inputs_Global_KU_Winter.xlsx | Inputs_Product_C&I Curtailment-AutoDR-Com.xlsx | KU | 20 | Winter | Peak | 3 | C&I Curtailment-AutoDR Com | 2034 | Ramp rate as % of maximum achievable potential | 1 |  | 2023 | 2042 | 0.0675 | 0 | 0.062 | 150000 | 20000
C&I Curtailment-AutoDR Com_KU_Winter_3.10.2021_8.01.54 PM.xlsx | Inputs_endUseLoadShapes.xlsx | Inputs_Global_KU_Winter.xlsx | Inputs_Product_C&I Curtailment-AutoDR-Com.xlsx | KU | 20 | Winter | Peak | 3 | C&I Curtailment-AutoDR Com | 2035 | Ramp rate as % of maximum achievable potential | 1 |  | 2023 | 2042 | 0.0675 | 0 | 0.062 | 150000 | 20000
C&I Curtailment-AutoDR Com_KU_Winter_3.10.2021_8.01.54 PM.xlsx | Inputs_endUseLoadShapes.xlsx | Inputs_Global_KU_Winter.xlsx | Inputs_Product_C&I Curtailment-AutoDR-Com.xlsx | KU | 20 | Winter | Peak | 3 | C&I Curtailment-AutoDR Com | 2036 | Ramp rate as % of maximum achievable potential | 1 |  | 2023 | 2042 | 0.0675 | 0 | 0.062 | 150000 | 20000
C&I Curtailment-AutoDR Com_KU_Winter_3.10.2021_8.01.54 PM.xlsx | Inputs_endUseLoadShapes.xlsx | Inputs_Global_KU_Winter.xlsx | Inputs_Product_C&I Curtailment-AutoDR-Com.xlsx | KU | 20 | Winter | Peak | 3 | C&I Curtailment-AutoDR Com | 2037 | Ramp rate as % of maximum achievable potential | 1 |  | 2023 | 2042 | 0.0675 | 0 | 0.062 | 150000 | 20000
C&I Curtailment-AutoDR Com_KU_Winter_3.10.2021_8.01.54 PM.xlsx | Inputs_endUseLoadShapes.xlsx | Inputs_Global_KU_Winter.xlsx | Inputs_Product_C&I Curtailment-AutoDR-Com.xlsx | KU | 20 | Winter | Peak | 3 | C&I Curtailment-AutoDR Com | 2038 | Ramp rate as % of maximum achievable potential | 1 |  | 2023 | 2042 | 0.0675 | 0 | 0.062 | 150000 | 20000
C&I Curtailment-AutoDR Com_KU_Winter_3.10.2021_8.01.54 PM.xlsx | Inputs_endUseLoadShapes.xlsx | Inputs_Global_KU_Winter.xlsx | Inputs_Product_C&I Curtailment-AutoDR-Com.xlsx | KU | 20 | Winter | Peak | 3 | C&I Curtailment-AutoDR Com | 2039 | Ramp rate as % of maximum achievable potential | 1 |  | 2023 | 2042 | 0.0675 | 0 | 0.062 | 150000 | 20000
C&I Curtailment-AutoDR Com_KU_Winter_3.10.2021_8.01.54 PM.xlsx | Inputs_endUseLoadShapes.xlsx | Inputs_Global_KU_Winter.xlsx | Inputs_Product_C&I Curtailment-AutoDR-Com.xlsx | KU | 20 | Winter | Peak | 3 | C&I Curtailment-AutoDR Com | 2040 | Ramp rate as % of maximum achievable potential | 1 |  | 2023 | 2042 | 0.0675 | 0 | 0.062 | 150000 | 20000
C&I Curtailment-AutoDR Com_KU_Winter_3.10.2021_8.01.54 PM.xlsx | Inputs_endUseLoadShapes.xlsx | Inputs_Global_KU_Winter.xlsx | Inputs_Product_C&I Curtailment-AutoDR-Com.xlsx | KU | 20 | Winter | Peak | 3 | C&I Curtailment-AutoDR Com | 2041 | Ramp rate as % of maximum achievable potential | 1 |  | 2023 | 2042 | 0.0675 | 0 | 0.062 | 150000 | 20000
C&I Curtailment-AutoDR Com_KU_Winter_3.10.2021_8.01.54 PM.xlsx | Inputs_endUseLoadShapes.xlsx | Inputs_Global_KU_Winter.xlsx | Inputs_Product_C&I Curtailment-AutoDR-Com.xlsx | KU | 20 | Winter | Peak | 3 | C&I Curtailment-AutoDR Com | 2042 | Ramp rate as % of maximum achievable potential | 1 |  | 2023 | 2042 | 0.0675 | 0 | 0.062 | 150000 | 20000
C&I Curtailment-AutoDR Com_KU_Winter_3.10.2021_8.01.54 PM.xlsx | Inputs_endUseLoadShapes.xlsx | Inputs_Global_KU_Winter.xlsx | Inputs_Product_C&I Curtailment-AutoDR-Com.xlsx | KU | 20 | Winter | Peak | 3 | C&I Curtailment-AutoDR Com | 2043 | Ramp rate as % of maximum achievable potential | 1 |  | 2023 | 2042 | 0.0675 | 0 | 0.062 | 150000 | 20000
C&I Curtailment-AutoDR Com_KU_Winter_3.10.2021_8.01.54 PM.xlsx | Inputs_endUseLoadShapes.xlsx | Inputs_Global_KU_Winter.xlsx | Inputs_Product_C&I Curtailment-AutoDR-Com.xlsx | KU | 20 | Winter | Peak | 3 | C&I Curtailment-AutoDR Com | 2044 | Ramp rate as % of maximum achievable potential | 1 |  | 2023 | 2042 | 0.0675 | 0 | 0.062 | 150000 | 20000
C&I Curtailment-AutoDR Com_KU_Winter_3.10.2021_8.01.54 PM.xlsx | Inputs_endUseLoadShapes.xlsx | Inputs_Global_KU_Winter.xlsx | Inputs_Product_C&I Curtailment-AutoDR-Com.xlsx | KU | 20 | Winter | Peak | 3 | C&I Curtailment-AutoDR Com | 2045 | Ramp rate as % of maximum achievable potential | 1 |  | 2023 | 2042 | 0.0675 | 0 | 0.062 | 150000 | 20000
C&I Curtailment-AutoDR Com_KU_Winter_3.10.2021_8.01.54 PM.xlsx | Inputs_endUseLoadShapes.xlsx | Inputs_Global_KU_Winter.xlsx | Inputs_Product_C&I Curtailment-AutoDR-Com.xlsx | KU | 20 | Winter | Peak | 3 | C&I Curtailment-AutoDR Com | 2046 | Ramp rate as % of maximum achievable potential | 1 |  | 2023 | 2042 | 0.0675 | 0 | 0.062 | 150000 | 20000
C&I Curtailment-AutoDR Com_KU_Winter_3.10.2021_8.01.54 PM.xlsx | Inputs_endUseLoadShapes.xlsx | Inputs_Global_KU_Winter.xlsx | Inputs_Product_C&I Curtailment-AutoDR-Com.xlsx | KU | 20 | Winter | Peak | 3 | C&I Curtailment-AutoDR Com | 2047 | Ramp rate as % of maximum achievable potential | 1 |  | 2023 | 2042 | 0.0675 | 0 | 0.062 | 150000 | 20000
C&I Curtailment-AutoDR Com_KU_Winter_3.10.2021_8.01.54 PM.xlsx | Inputs_endUseLoadShapes.xlsx | Inputs_Global_KU_Winter.xlsx | Inputs_Product_C&I Curtailment-AutoDR-Com.xlsx | KU | 20 | Winter | Peak | 3 | C&I Curtailment-AutoDR Com | 2048 | Ramp rate as % of maximum achievable potential | 1 |  | 2023 | 2042 | 0.0675 | 0 | 0.062 | 150000 | 20000
C&I Curtailment-AutoDR Com_KU_Winter_3.10.2021_8.01.54 PM.xlsx | Inputs_endUseLoadShapes.xlsx | Inputs_Global_KU_Winter.xlsx | Inputs_Product_C&I Curtailment-AutoDR-Com.xlsx | KU | 20 | Winter | Peak | 3 | C&I Curtailment-AutoDR Com | 2049 | Ramp rate as % of maximum achievable potential | 1 |  | 2023 | 2042 | 0.0675 | 0 | 0.062 | 150000 | 20000
C&I Curtailment-AutoDR Com_KU_Winter_3.10.2021_8.01.54 PM.xlsx | Inputs_endUseLoadShapes.xlsx | Inputs_Global_KU_Winter.xlsx | Inputs_Product_C&I Curtailment-AutoDR-Com.xlsx | KU | 20 | Winter | Peak | 3 | C&I Curtailment-AutoDR Com | 2050 | Ramp rate as % of maximum achievable potential | 1 |  | 2023 | 2042 | 0.0675 | 0 | 0.062 | 150000 | 20000
C&I Curtailment-AutoDR Com_KU_Winter_3.10.2021_8.01.54 PM.xlsx | Inputs_endUseLoadShapes.xlsx | Inputs_Global_KU_Winter.xlsx | Inputs_Product_C&I Curtailment-AutoDR-Com.xlsx | KU | 20 | Winter | Peak | 3 | C&I Curtailment-AutoDR Com | 2051 | Ramp rate as % of maximum achievable potential | 1 |  | 2023 | 2042 | 0.0675 | 0 | 0.062 | 150000 | 20000
C&I Curtailment-AutoDR Com_KU_Winter_3.10.2021_8.01.54 PM.xlsx | Inputs_endUseLoadShapes.xlsx | Inputs_Global_KU_Winter.xlsx | Inputs_Product_C&I Curtailment-AutoDR-Com.xlsx | KU | 20 | Winter | Peak | 3 | C&I Curtailment-AutoDR Com | 2052 | Ramp rate as % of maximum achievable potential | 1 |  | 2023 | 2042 | 0.0675 | 0 | 0.062 | 150000 | 20000
C&I Curtailment-AutoDR Ind_KU_Winter_3.10.2021_8.04.41 PM.xlsx | Inputs_endUseLoadShapes.xlsx | Inputs_Global_KU_Winter.xlsx | Inputs_Product_C&I Curtailment-AutoDR-Ind.xlsx | KU | 20 | Winter | Peak | 3 | C&I Curtailment-AutoDR Ind | Eligible Sectors | C&I Curtailment |  |  | 2023 | 2042 | 0.0675 | 0 | 0.062 | 150000 | 20000
C&I Curtailment-AutoDR Ind_KU_Winter_3.10.2021_8.04.41 PM.xlsx | Inputs_endUseLoadShapes.xlsx | Inputs_Global_KU_Winter.xlsx | Inputs_Product_C&I Curtailment-AutoDR-Ind.xlsx | KU | 20 | Winter | Peak | 3 | C&I Curtailment-AutoDR Ind | Eligible Segments | Industrial |  |  | 2023 | 2042 | 0.0675 | 0 | 0.062 | 150000 | 20000
C&I Curtailment-AutoDR Ind_KU_Winter_3.10.2021_8.04.41 PM.xlsx | Inputs_endUseLoadShapes.xlsx | Inputs_Global_KU_Winter.xlsx | Inputs_Product_C&I Curtailment-AutoDR-Ind.xlsx | KU | 20 | Winter | Peak | 3 | C&I Curtailment-AutoDR Ind | Eligible End Uses | All end uses |  |  | 2023 | 2042 | 0.0675 | 0 | 0.062 | 150000 | 20000
C&I Curtailment-AutoDR Ind_KU_Winter_3.10.2021_8.04.41 PM.xlsx | Inputs_endUseLoadShapes.xlsx | Inputs_Global_KU_Winter.xlsx | Inputs_Product_C&I Curtailment-AutoDR-Ind.xlsx | KU | 20 | Winter | Peak | 3 | C&I Curtailment-AutoDR Ind | Other Eligibility Requirements | None |  |  | 2023 | 2042 | 0.0675 | 0 | 0.062 | 150000 | 20000
C&I Curtailment-AutoDR Ind_KU_Winter_3.10.2021_8.04.41 PM.xlsx | Inputs_endUseLoadShapes.xlsx | Inputs_Global_KU_Winter.xlsx | Inputs_Product_C&I Curtailment-AutoDR-Ind.xlsx | KU | 20 | Winter | Peak | 3 | C&I Curtailment-AutoDR Ind | Setup Cost | $ | 75000 |  | 2023 | 2042 | 0.0675 | 0 | 0.062 | 150000 | 20000
C&I Curtailment-AutoDR Ind_KU_Winter_3.10.2021_8.04.41 PM.xlsx | Inputs_endUseLoadShapes.xlsx | Inputs_Global_KU_Winter.xlsx | Inputs_Product_C&I Curtailment-AutoDR-Ind.xlsx | KU | 20 | Winter | Peak | 3 | C&I Curtailment-AutoDR Ind | O&M Cost | $ per year | 98000 |  | 2023 | 2042 | 0.0675 | 0 | 0.062 | 150000 | 20000
C&I Curtailment-AutoDR Ind_KU_Winter_3.10.2021_8.04.41 PM.xlsx | Inputs_endUseLoadShapes.xlsx | Inputs_Global_KU_Winter.xlsx | Inputs_Product_C&I Curtailment-AutoDR-Ind.xlsx | KU | 20 | Winter | Peak | 3 | C&I Curtailment-AutoDR Ind | Equipment Cost | $ per new participant | 3250 |  | 2023 | 2042 | 0.0675 | 0 | 0.062 | 150000 | 20000
C&I Curtailment-AutoDR Ind_KU_Winter_3.10.2021_8.04.41 PM.xlsx | Inputs_endUseLoadShapes.xlsx | Inputs_Global_KU_Winter.xlsx | Inputs_Product_C&I Curtailment-AutoDR-Ind.xlsx | KU | 20 | Winter | Peak | 3 | C&I Curtailment-AutoDR Ind | Marketing Cost | $ per participant per year | 940 |  | 2023 | 2042 | 0.0675 | 0 | 0.062 | 150000 | 20000
C&I Curtailment-AutoDR Ind_KU_Winter_3.10.2021_8.04.41 PM.xlsx | Inputs_endUseLoadShapes.xlsx | Inputs_Global_KU_Winter.xlsx | Inputs_Product_C&I Curtailment-AutoDR-Ind.xlsx | KU | 20 | Winter | Peak | 3 | C&I Curtailment-AutoDR Ind | Incentives (annual) | $ per kW pledged per year | 15 |  | 2023 | 2042 | 0.0675 | 0 | 0.062 | 150000 | 20000
C&I Curtailment-AutoDR Ind_KU_Winter_3.10.2021_8.04.41 PM.xlsx | Inputs_endUseLoadShapes.xlsx | Inputs_Global_KU_Winter.xlsx | Inputs_Product_C&I Curtailment-AutoDR-Ind.xlsx | KU | 20 | Winter | Peak | 3 | C&I Curtailment-AutoDR Ind | Incentives (one time) | $ per new participant | 0 |  | 2023 | 2042 | 0.0675 | 0 | 0.062 | 150000 | 20000
C&I Curtailment-AutoDR Ind_KU_Winter_3.10.2021_8.04.41 PM.xlsx | Inputs_endUseLoadShapes.xlsx | Inputs_Global_KU_Winter.xlsx | Inputs_Product_C&I Curtailment-AutoDR-Ind.xlsx | KU | 20 | Winter | Peak | 3 | C&I Curtailment-AutoDR Ind | Attrition | % of existing participants per year | 0.05 |  | 2023 | 2042 | 0.0675 | 0 | 0.062 | 150000 | 20000
C&I Curtailment-AutoDR Ind_KU_Winter_3.10.2021_8.04.41 PM.xlsx | Inputs_endUseLoadShapes.xlsx | Inputs_Global_KU_Winter.xlsx | Inputs_Product_C&I Curtailment-AutoDR-Ind.xlsx | KU | 20 | Winter | Peak | 3 | C&I Curtailment-AutoDR Ind | Population | End-use load | Estimated by model |  | 2023 | 2042 | 0.0675 | 0 | 0.062 | 150000 | 20000
C&I Curtailment-AutoDR Ind_KU_Winter_3.10.2021_8.04.41 PM.xlsx | Inputs_endUseLoadShapes.xlsx | Inputs_Global_KU_Winter.xlsx | Inputs_Product_C&I Curtailment-AutoDR-Ind.xlsx | KU | 20 | Winter | Peak | 3 | C&I Curtailment-AutoDR Ind | Eligibility | % of end-use load | 0.92629 |  | 2023 | 2042 | 0.0675 | 0 | 0.062 | 150000 | 20000
C&I Curtailment-AutoDR Ind_KU_Winter_3.10.2021_8.04.41 PM.xlsx | Inputs_endUseLoadShapes.xlsx | Inputs_Global_KU_Winter.xlsx | Inputs_Product_C&I Curtailment-AutoDR-Ind.xlsx | KU | 20 | Winter | Peak | 3 | C&I Curtailment-AutoDR Ind | Peak Load Impact | % of eligible end-use load | 0.3 |  | 2023 | 2042 | 0.0675 | 0 | 0.062 | 150000 | 20000
C&I Curtailment-AutoDR Ind_KU_Winter_3.10.2021_8.04.41 PM.xlsx | Inputs_endUseLoadShapes.xlsx | Inputs_Global_KU_Winter.xlsx | Inputs_Product_C&I Curtailment-AutoDR-Ind.xlsx | KU | 20 | Winter | Peak | 3 | C&I Curtailment-AutoDR Ind | Program Participation | % of eligible end-use load | 0.083178 |  | 2023 | 2042 | 0.0675 | 0 | 0.062 | 150000 | 20000
C&I Curtailment-AutoDR Ind_KU_Winter_3.10.2021_8.04.41 PM.xlsx | Inputs_endUseLoadShapes.xlsx | Inputs_Global_KU_Winter.xlsx | Inputs_Product_C&I Curtailment-AutoDR-Ind.xlsx | KU | 20 | Winter | Peak | 3 | C&I Curtailment-AutoDR Ind | Event Participation | % (switch success rate) | 0.95 |  | 2023 | 2042 | 0.0675 | 0 | 0.062 | 150000 | 20000
C&I Curtailment-AutoDR Ind_KU_Winter_3.10.2021_8.04.41 PM.xlsx | Inputs_endUseLoadShapes.xlsx | Inputs_Global_KU_Winter.xlsx | Inputs_Product_C&I Curtailment-AutoDR-Ind.xlsx | KU | 20 | Winter | Peak | 3 | C&I Curtailment-AutoDR Ind | Ramp Period | Number of years to reach maximum achievable potential | 8 |  | 2023 | 2042 | 0.0675 | 0 | 0.062 | 150000 | 20000
C&I Curtailment-AutoDR Ind_KU_Winter_3.10.2021_8.04.41 PM.xlsx | Inputs_endUseLoadShapes.xlsx | Inputs_Global_KU_Winter.xlsx | Inputs_Product_C&I Curtailment-AutoDR-Ind.xlsx | KU | 20 | Winter | Peak | 3 | C&I Curtailment-AutoDR Ind | 2023 | Ramp rate as % of maximum achievable potential | 0 |  | 2023 | 2042 | 0.0675 | 0 | 0.062 | 150000 | 20000
C&I Curtailment-AutoDR Ind_KU_Winter_3.10.2021_8.04.41 PM.xlsx | Inputs_endUseLoadShapes.xlsx | Inputs_Global_KU_Winter.xlsx | Inputs_Product_C&I Curtailment-AutoDR-Ind.xlsx | KU | 20 | Winter | Peak | 3 | C&I Curtailment-AutoDR Ind | 2024 | Ramp rate as % of maximum achievable potential | 0.025 |  | 2023 | 2042 | 0.0675 | 0 | 0.062 | 150000 | 20000
C&I Curtailment-AutoDR Ind_KU_Winter_3.10.2021_8.04.41 PM.xlsx | Inputs_endUseLoadShapes.xlsx | Inputs_Global_KU_Winter.xlsx | Inputs_Product_C&I Curtailment-AutoDR-Ind.xlsx | KU | 20 | Winter | Peak | 3 | C&I Curtailment-AutoDR Ind | 2025 | Ramp rate as % of maximum achievable potential | 0.1 |  | 2023 | 2042 | 0.0675 | 0 | 0.062 | 150000 | 20000
C&I Curtailment-AutoDR Ind_KU_Winter_3.10.2021_8.04.41 PM.xlsx | Inputs_endUseLoadShapes.xlsx | Inputs_Global_KU_Winter.xlsx | Inputs_Product_C&I Curtailment-AutoDR-Ind.xlsx | KU | 20 | Winter | Peak | 3 | C&I Curtailment-AutoDR Ind | 2026 | Ramp rate as % of maximum achievable potential | 0.2 |  | 2023 | 2042 | 0.0675 | 0 | 0.062 | 150000 | 20000
C&I Curtailment-AutoDR Ind_KU_Winter_3.10.2021_8.04.41 PM.xlsx | Inputs_endUseLoadShapes.xlsx | Inputs_Global_KU_Winter.xlsx | Inputs_Product_C&I Curtailment-AutoDR-Ind.xlsx | KU | 20 | Winter | Peak | 3 | C&I Curtailment-AutoDR Ind | 2027 | Ramp rate as % of maximum achievable potential | 0.4 |  | 2023 | 2042 | 0.0675 | 0 | 0.062 | 150000 | 20000
C&I Curtailment-AutoDR Ind_KU_Winter_3.10.2021_8.04.41 PM.xlsx | Inputs_endUseLoadShapes.xlsx | Inputs_Global_KU_Winter.xlsx | Inputs_Product_C&I Curtailment-AutoDR-Ind.xlsx | KU | 20 | Winter | Peak | 3 | C&I Curtailment-AutoDR Ind | 2028 | Ramp rate as % of maximum achievable potential | 0.6 |  | 2023 | 2042 | 0.0675 | 0 | 0.062 | 150000 | 20000
C&I Curtailment-AutoDR Ind_KU_Winter_3.10.2021_8.04.41 PM.xlsx | Inputs_endUseLoadShapes.xlsx | Inputs_Global_KU_Winter.xlsx | Inputs_Product_C&I Curtailment-AutoDR-Ind.xlsx | KU | 20 | Winter | Peak | 3 | C&I Curtailment-AutoDR Ind | 2029 | Ramp rate as % of maximum achievable potential | 0.8 |  | 2023 | 2042 | 0.0675 | 0 | 0.062 | 150000 | 20000
C&I Curtailment-AutoDR Ind_KU_Winter_3.10.2021_8.04.41 PM.xlsx | Inputs_endUseLoadShapes.xlsx | Inputs_Global_KU_Winter.xlsx | Inputs_Product_C&I Curtailment-AutoDR-Ind.xlsx | KU | 20 | Winter | Peak | 3 | C&I Curtailment-AutoDR Ind | 2030 | Ramp rate as % of maximum achievable potential | 1 |  | 2023 | 2042 | 0.0675 | 0 | 0.062 | 150000 | 20000
C&I Curtailment-AutoDR Ind_KU_Winter_3.10.2021_8.04.41 PM.xlsx | Inputs_endUseLoadShapes.xlsx | Inputs_Global_KU_Winter.xlsx | Inputs_Product_C&I Curtailment-AutoDR-Ind.xlsx | KU | 20 | Winter | Peak | 3 | C&I Curtailment-AutoDR Ind | 2031 | Ramp rate as % of maximum achievable potential | 1 |  | 2023 | 2042 | 0.0675 | 0 | 0.062 | 150000 | 20000
C&I Curtailment-AutoDR Ind_KU_Winter_3.10.2021_8.04.41 PM.xlsx | Inputs_endUseLoadShapes.xlsx | Inputs_Global_KU_Winter.xlsx | Inputs_Product_C&I Curtailment-AutoDR-Ind.xlsx | KU | 20 | Winter | Peak | 3 | C&I Curtailment-AutoDR Ind | 2032 | Ramp rate as % of maximum achievable potential | 1 |  | 2023 | 2042 | 0.0675 | 0 | 0.062 | 150000 | 20000
C&I Curtailment-AutoDR Ind_KU_Winter_3.10.2021_8.04.41 PM.xlsx | Inputs_endUseLoadShapes.xlsx | Inputs_Global_KU_Winter.xlsx | Inputs_Product_C&I Curtailment-AutoDR-Ind.xlsx | KU | 20 | Winter | Peak | 3 | C&I Curtailment-AutoDR Ind | 2033 | Ramp rate as % of maximum achievable potential | 1 |  | 2023 | 2042 | 0.0675 | 0 | 0.062 | 150000 | 20000
C&I Curtailment-AutoDR Ind_KU_Winter_3.10.2021_8.04.41 PM.xlsx | Inputs_endUseLoadShapes.xlsx | Inputs_Global_KU_Winter.xlsx | Inputs_Product_C&I Curtailment-AutoDR-Ind.xlsx | KU | 20 | Winter | Peak | 3 | C&I Curtailment-AutoDR Ind | 2034 | Ramp rate as % of maximum achievable potential | 1 |  | 2023 | 2042 | 0.0675 | 0 | 0.062 | 150000 | 20000
C&I Curtailment-AutoDR Ind_KU_Winter_3.10.2021_8.04.41 PM.xlsx | Inputs_endUseLoadShapes.xlsx | Inputs_Global_KU_Winter.xlsx | Inputs_Product_C&I Curtailment-AutoDR-Ind.xlsx | KU | 20 | Winter | Peak | 3 | C&I Curtailment-AutoDR Ind | 2035 | Ramp rate as % of maximum achievable potential | 1 |  | 2023 | 2042 | 0.0675 | 0 | 0.062 | 150000 | 20000
C&I Curtailment-AutoDR Ind_KU_Winter_3.10.2021_8.04.41 PM.xlsx | Inputs_endUseLoadShapes.xlsx | Inputs_Global_KU_Winter.xlsx | Inputs_Product_C&I Curtailment-AutoDR-Ind.xlsx | KU | 20 | Winter | Peak | 3 | C&I Curtailment-AutoDR Ind | 2036 | Ramp rate as % of maximum achievable potential | 1 |  | 2023 | 2042 | 0.0675 | 0 | 0.062 | 150000 | 20000
C&I Curtailment-AutoDR Ind_KU_Winter_3.10.2021_8.04.41 PM.xlsx | Inputs_endUseLoadShapes.xlsx | Inputs_Global_KU_Winter.xlsx | Inputs_Product_C&I Curtailment-AutoDR-Ind.xlsx | KU | 20 | Winter | Peak | 3 | C&I Curtailment-AutoDR Ind | 2037 | Ramp rate as % of maximum achievable potential | 1 |  | 2023 | 2042 | 0.0675 | 0 | 0.062 | 150000 | 20000
C&I Curtailment-AutoDR Ind_KU_Winter_3.10.2021_8.04.41 PM.xlsx | Inputs_endUseLoadShapes.xlsx | Inputs_Global_KU_Winter.xlsx | Inputs_Product_C&I Curtailment-AutoDR-Ind.xlsx | KU | 20 | Winter | Peak | 3 | C&I Curtailment-AutoDR Ind | 2038 | Ramp rate as % of maximum achievable potential | 1 |  | 2023 | 2042 | 0.0675 | 0 | 0.062 | 150000 | 20000
C&I Curtailment-AutoDR Ind_KU_Winter_3.10.2021_8.04.41 PM.xlsx | Inputs_endUseLoadShapes.xlsx | Inputs_Global_KU_Winter.xlsx | Inputs_Product_C&I Curtailment-AutoDR-Ind.xlsx | KU | 20 | Winter | Peak | 3 | C&I Curtailment-AutoDR Ind | 2039 | Ramp rate as % of maximum achievable potential | 1 |  | 2023 | 2042 | 0.0675 | 0 | 0.062 | 150000 | 20000
C&I Curtailment-AutoDR Ind_KU_Winter_3.10.2021_8.04.41 PM.xlsx | Inputs_endUseLoadShapes.xlsx | Inputs_Global_KU_Winter.xlsx | Inputs_Product_C&I Curtailment-AutoDR-Ind.xlsx | KU | 20 | Winter | Peak | 3 | C&I Curtailment-AutoDR Ind | 2040 | Ramp rate as % of maximum achievable potential | 1 |  | 2023 | 2042 | 0.0675 | 0 | 0.062 | 150000 | 20000
C&I Curtailment-AutoDR Ind_KU_Winter_3.10.2021_8.04.41 PM.xlsx | Inputs_endUseLoadShapes.xlsx | Inputs_Global_KU_Winter.xlsx | Inputs_Product_C&I Curtailment-AutoDR-Ind.xlsx | KU | 20 | Winter | Peak | 3 | C&I Curtailment-AutoDR Ind | 2041 | Ramp rate as % of maximum achievable potential | 1 |  | 2023 | 2042 | 0.0675 | 0 | 0.062 | 150000 | 20000
C&I Curtailment-AutoDR Ind_KU_Winter_3.10.2021_8.04.41 PM.xlsx | Inputs_endUseLoadShapes.xlsx | Inputs_Global_KU_Winter.xlsx | Inputs_Product_C&I Curtailment-AutoDR-Ind.xlsx | KU | 20 | Winter | Peak | 3 | C&I Curtailment-AutoDR Ind | 2042 | Ramp rate as % of maximum achievable potential | 1 |  | 2023 | 2042 | 0.0675 | 0 | 0.062 | 150000 | 20000
C&I Curtailment-AutoDR Ind_KU_Winter_3.10.2021_8.04.41 PM.xlsx | Inputs_endUseLoadShapes.xlsx | Inputs_Global_KU_Winter.xlsx | Inputs_Product_C&I Curtailment-AutoDR-Ind.xlsx | KU | 20 | Winter | Peak | 3 | C&I Curtailment-AutoDR Ind | 2043 | Ramp rate as % of maximum achievable potential | 1 |  | 2023 | 2042 | 0.0675 | 0 | 0.062 | 150000 | 20000
C&I Curtailment-AutoDR Ind_KU_Winter_3.10.2021_8.04.41 PM.xlsx | Inputs_endUseLoadShapes.xlsx | Inputs_Global_KU_Winter.xlsx | Inputs_Product_C&I Curtailment-AutoDR-Ind.xlsx | KU | 20 | Winter | Peak | 3 | C&I Curtailment-AutoDR Ind | 2044 | Ramp rate as % of maximum achievable potential | 1 |  | 2023 | 2042 | 0.0675 | 0 | 0.062 | 150000 | 20000
C&I Curtailment-AutoDR Ind_KU_Winter_3.10.2021_8.04.41 PM.xlsx | Inputs_endUseLoadShapes.xlsx | Inputs_Global_KU_Winter.xlsx | Inputs_Product_C&I Curtailment-AutoDR-Ind.xlsx | KU | 20 | Winter | Peak | 3 | C&I Curtailment-AutoDR Ind | 2045 | Ramp rate as % of maximum achievable potential | 1 |  | 2023 | 2042 | 0.0675 | 0 | 0.062 | 150000 | 20000
C&I Curtailment-AutoDR Ind_KU_Winter_3.10.2021_8.04.41 PM.xlsx | Inputs_endUseLoadShapes.xlsx | Inputs_Global_KU_Winter.xlsx | Inputs_Product_C&I Curtailment-AutoDR-Ind.xlsx | KU | 20 | Winter | Peak | 3 | C&I Curtailment-AutoDR Ind | 2046 | Ramp rate as % of maximum achievable potential | 1 |  | 2023 | 2042 | 0.0675 | 0 | 0.062 | 150000 | 20000
C&I Curtailment-AutoDR Ind_KU_Winter_3.10.2021_8.04.41 PM.xlsx | Inputs_endUseLoadShapes.xlsx | Inputs_Global_KU_Winter.xlsx | Inputs_Product_C&I Curtailment-AutoDR-Ind.xlsx | KU | 20 | Winter | Peak | 3 | C&I Curtailment-AutoDR Ind | 2047 | Ramp rate as % of maximum achievable potential | 1 |  | 2023 | 2042 | 0.0675 | 0 | 0.062 | 150000 | 20000
C&I Curtailment-AutoDR Ind_KU_Winter_3.10.2021_8.04.41 PM.xlsx | Inputs_endUseLoadShapes.xlsx | Inputs_Global_KU_Winter.xlsx | Inputs_Product_C&I Curtailment-AutoDR-Ind.xlsx | KU | 20 | Winter | Peak | 3 | C&I Curtailment-AutoDR Ind | 2048 | Ramp rate as % of maximum achievable potential | 1 |  | 2023 | 2042 | 0.0675 | 0 | 0.062 | 150000 | 20000
C&I Curtailment-AutoDR Ind_KU_Winter_3.10.2021_8.04.41 PM.xlsx | Inputs_endUseLoadShapes.xlsx | Inputs_Global_KU_Winter.xlsx | Inputs_Product_C&I Curtailment-AutoDR-Ind.xlsx | KU | 20 | Winter | Peak | 3 | C&I Curtailment-AutoDR Ind | 2049 | Ramp rate as % of maximum achievable potential | 1 |  | 2023 | 2042 | 0.0675 | 0 | 0.062 | 150000 | 20000
C&I Curtailment-AutoDR Ind_KU_Winter_3.10.2021_8.04.41 PM.xlsx | Inputs_endUseLoadShapes.xlsx | Inputs_Global_KU_Winter.xlsx | Inputs_Product_C&I Curtailment-AutoDR-Ind.xlsx | KU | 20 | Winter | Peak | 3 | C&I Curtailment-AutoDR Ind | 2050 | Ramp rate as % of maximum achievable potential | 1 |  | 2023 | 2042 | 0.0675 | 0 | 0.062 | 150000 | 20000
C&I Curtailment-AutoDR Ind_KU_Winter_3.10.2021_8.04.41 PM.xlsx | Inputs_endUseLoadShapes.xlsx | Inputs_Global_KU_Winter.xlsx | Inputs_Product_C&I Curtailment-AutoDR-Ind.xlsx | KU | 20 | Winter | Peak | 3 | C&I Curtailment-AutoDR Ind | 2051 | Ramp rate as % of maximum achievable potential | 1 |  | 2023 | 2042 | 0.0675 | 0 | 0.062 | 150000 | 20000
C&I Curtailment-AutoDR Ind_KU_Winter_3.10.2021_8.04.41 PM.xlsx | Inputs_endUseLoadShapes.xlsx | Inputs_Global_KU_Winter.xlsx | Inputs_Product_C&I Curtailment-AutoDR-Ind.xlsx | KU | 20 | Winter | Peak | 3 | C&I Curtailment-AutoDR Ind | 2052 | Ramp rate as % of maximum achievable potential | 1 |  | 2023 | 2042 | 0.0675 | 0 | 0.062 | 150000 | 20000
C&I Curtailment-Backup Gen_KU_Winter_3.10.2021_8.07.52 PM.xlsx | Inputs_endUseLoadShapes.xlsx | Inputs_Global_KU_Winter.xlsx | Inputs_Product_C&I Curtailment-Backup Gen.xlsx | KU | 20 | Winter | Peak | 3 | C&I Curtailment-Backup Gen | Eligible Sectors | C&I Curtailment |  |  | 2023 | 2042 | 0.0675 | 0 | 0.062 | 150000 | 20000
C&I Curtailment-Backup Gen_KU_Winter_3.10.2021_8.07.52 PM.xlsx | Inputs_endUseLoadShapes.xlsx | Inputs_Global_KU_Winter.xlsx | Inputs_Product_C&I Curtailment-Backup Gen.xlsx | KU | 20 | Winter | Peak | 3 | C&I Curtailment-Backup Gen | Eligible Segments | All segments |  |  | 2023 | 2042 | 0.0675 | 0 | 0.062 | 150000 | 20000
C&I Curtailment-Backup Gen_KU_Winter_3.10.2021_8.07.52 PM.xlsx | Inputs_endUseLoadShapes.xlsx | Inputs_Global_KU_Winter.xlsx | Inputs_Product_C&I Curtailment-Backup Gen.xlsx | KU | 20 | Winter | Peak | 3 | C&I Curtailment-Backup Gen | Eligible End Uses | All end uses |  |  | 2023 | 2042 | 0.0675 | 0 | 0.062 | 150000 | 20000
C&I Curtailment-Backup Gen_KU_Winter_3.10.2021_8.07.52 PM.xlsx | Inputs_endUseLoadShapes.xlsx | Inputs_Global_KU_Winter.xlsx | Inputs_Product_C&I Curtailment-Backup Gen.xlsx | KU | 20 | Winter | Peak | 3 | C&I Curtailment-Backup Gen | Other Eligibility Requirements | None |  |  | 2023 | 2042 | 0.0675 | 0 | 0.062 | 150000 | 20000
C&I Curtailment-Backup Gen_KU_Winter_3.10.2021_8.07.52 PM.xlsx | Inputs_endUseLoadShapes.xlsx | Inputs_Global_KU_Winter.xlsx | Inputs_Product_C&I Curtailment-Backup Gen.xlsx | KU | 20 | Winter | Peak | 3 | C&I Curtailment-Backup Gen | Setup Cost | $ | 75000 |  | 2023 | 2042 | 0.0675 | 0 | 0.062 | 150000 | 20000
C&I Curtailment-Backup Gen_KU_Winter_3.10.2021_8.07.52 PM.xlsx | Inputs_endUseLoadShapes.xlsx | Inputs_Global_KU_Winter.xlsx | Inputs_Product_C&I Curtailment-Backup Gen.xlsx | KU | 20 | Winter | Peak | 3 | C&I Curtailment-Backup Gen | O&M Cost | $ per year | 98000 |  | 2023 | 2042 | 0.0675 | 0 | 0.062 | 150000 | 20000
C&I Curtailment-Backup Gen_KU_Winter_3.10.2021_8.07.52 PM.xlsx | Inputs_endUseLoadShapes.xlsx | Inputs_Global_KU_Winter.xlsx | Inputs_Product_C&I Curtailment-Backup Gen.xlsx | KU | 20 | Winter | Peak | 3 | C&I Curtailment-Backup Gen | Equipment Cost | $ per new participant | 3250 |  | 2023 | 2042 | 0.0675 | 0 | 0.062 | 150000 | 20000
C&I Curtailment-Backup Gen_KU_Winter_3.10.2021_8.07.52 PM.xlsx | Inputs_endUseLoadShapes.xlsx | Inputs_Global_KU_Winter.xlsx | Inputs_Product_C&I Curtailment-Backup Gen.xlsx | KU | 20 | Winter | Peak | 3 | C&I Curtailment-Backup Gen | Marketing Cost | $ per new participant | 940 |  | 2023 | 2042 | 0.0675 | 0 | 0.062 | 150000 | 20000
C&I Curtailment-Backup Gen_KU_Winter_3.10.2021_8.07.52 PM.xlsx | Inputs_endUseLoadShapes.xlsx | Inputs_Global_KU_Winter.xlsx | Inputs_Product_C&I Curtailment-Backup Gen.xlsx | KU | 20 | Winter | Peak | 3 | C&I Curtailment-Backup Gen | Incentives (annual) | $ per participant per year | 5 |  | 2023 | 2042 | 0.0675 | 0 | 0.062 | 150000 | 20000
C&I Curtailment-Backup Gen_KU_Winter_3.10.2021_8.07.52 PM.xlsx | Inputs_endUseLoadShapes.xlsx | Inputs_Global_KU_Winter.xlsx | Inputs_Product_C&I Curtailment-Backup Gen.xlsx | KU | 20 | Winter | Peak | 3 | C&I Curtailment-Backup Gen | Incentives (one time) | $ per year | 800 |  | 2023 | 2042 | 0.0675 | 0 | 0.062 | 150000 | 20000
C&I Curtailment-Backup Gen_KU_Winter_3.10.2021_8.07.52 PM.xlsx | Inputs_endUseLoadShapes.xlsx | Inputs_Global_KU_Winter.xlsx | Inputs_Product_C&I Curtailment-Backup Gen.xlsx | KU | 20 | Winter | Peak | 3 | C&I Curtailment-Backup Gen | Attrition | % of existing participants per year | 0.05 |  | 2023 | 2042 | 0.0675 | 0 | 0.062 | 150000 | 20000
C&I Curtailment-Backup Gen_KU_Winter_3.10.2021_8.07.52 PM.xlsx | Inputs_endUseLoadShapes.xlsx | Inputs_Global_KU_Winter.xlsx | Inputs_Product_C&I Curtailment-Backup Gen.xlsx | KU | 20 | Winter | Peak | 3 | C&I Curtailment-Backup Gen | Population | End-use load | Estimated by model |  | 2023 | 2042 | 0.0675 | 0 | 0.062 | 150000 | 20000
C&I Curtailment-Backup Gen_KU_Winter_3.10.2021_8.07.52 PM.xlsx | Inputs_endUseLoadShapes.xlsx | Inputs_Global_KU_Winter.xlsx | Inputs_Product_C&I Curtailment-Backup Gen.xlsx | KU | 20 | Winter | Peak | 3 | C&I Curtailment-Backup Gen | Eligibility | % of end-use load | Varies by Segment |  | 2023 | 2042 | 0.0675 | 0 | 0.062 | 150000 | 20000
C&I Curtailment-Backup Gen_KU_Winter_3.10.2021_8.07.52 PM.xlsx | Inputs_endUseLoadShapes.xlsx | Inputs_Global_KU_Winter.xlsx | Inputs_Product_C&I Curtailment-Backup Gen.xlsx | KU | 20 | Winter | Peak | 3 | C&I Curtailment-Backup Gen | Peak Load Impact | % of eligible end-use load | 0.17123 |  | 2023 | 2042 | 0.0675 | 0 | 0.062 | 150000 | 20000
C&I Curtailment-Backup Gen_KU_Winter_3.10.2021_8.07.52 PM.xlsx | Inputs_endUseLoadShapes.xlsx | Inputs_Global_KU_Winter.xlsx | Inputs_Product_C&I Curtailment-Backup Gen.xlsx | KU | 20 | Winter | Peak | 3 | C&I Curtailment-Backup Gen | Program Participation | % of eligible end-use load | 0.032548 |  | 2023 | 2042 | 0.0675 | 0 | 0.062 | 150000 | 20000
C&I Curtailment-Backup Gen_KU_Winter_3.10.2021_8.07.52 PM.xlsx | Inputs_endUseLoadShapes.xlsx | Inputs_Global_KU_Winter.xlsx | Inputs_Product_C&I Curtailment-Backup Gen.xlsx | KU | 20 | Winter | Peak | 3 | C&I Curtailment-Backup Gen | Event Participation | % (switch success rate) | 0.99 |  | 2023 | 2042 | 0.0675 | 0 | 0.062 | 150000 | 20000
C&I Curtailment-Backup Gen_KU_Winter_3.10.2021_8.07.52 PM.xlsx | Inputs_endUseLoadShapes.xlsx | Inputs_Global_KU_Winter.xlsx | Inputs_Product_C&I Curtailment-Backup Gen.xlsx | KU | 20 | Winter | Peak | 3 | C&I Curtailment-Backup Gen | Ramp Period | Number of years to reach maximum achievable potential | 12 |  | 2023 | 2042 | 0.0675 | 0 | 0.062 | 150000 | 20000
C&I Curtailment-Backup Gen_KU_Winter_3.10.2021_8.07.52 PM.xlsx | Inputs_endUseLoadShapes.xlsx | Inputs_Global_KU_Winter.xlsx | Inputs_Product_C&I Curtailment-Backup Gen.xlsx | KU | 20 | Winter | Peak | 3 | C&I Curtailment-Backup Gen | 2023 | Ramp rate as % of maximum achievable potential | 0 |  | 2023 | 2042 | 0.0675 | 0 | 0.062 | 150000 | 20000
C&I Curtailment-Backup Gen_KU_Winter_3.10.2021_8.07.52 PM.xlsx | Inputs_endUseLoadShapes.xlsx | Inputs_Global_KU_Winter.xlsx | Inputs_Product_C&I Curtailment-Backup Gen.xlsx | KU | 20 | Winter | Peak | 3 | C&I Curtailment-Backup Gen | 2024 | Ramp rate as % of maximum achievable potential | 0.025 |  | 2023 | 2042 | 0.0675 | 0 | 0.062 | 150000 | 20000
C&I Curtailment-Backup Gen_KU_Winter_3.10.2021_8.07.52 PM.xlsx | Inputs_endUseLoadShapes.xlsx | Inputs_Global_KU_Winter.xlsx | Inputs_Product_C&I Curtailment-Backup Gen.xlsx | KU | 20 | Winter | Peak | 3 | C&I Curtailment-Backup Gen | 2025 | Ramp rate as % of maximum achievable potential | 0.1 |  | 2023 | 2042 | 0.0675 | 0 | 0.062 | 150000 | 20000
C&I Curtailment-Backup Gen_KU_Winter_3.10.2021_8.07.52 PM.xlsx | Inputs_endUseLoadShapes.xlsx | Inputs_Global_KU_Winter.xlsx | Inputs_Product_C&I Curtailment-Backup Gen.xlsx | KU | 20 | Winter | Peak | 3 | C&I Curtailment-Backup Gen | 2026 | Ramp rate as % of maximum achievable potential | 0.2 |  | 2023 | 2042 | 0.0675 | 0 | 0.062 | 150000 | 20000
C&I Curtailment-Backup Gen_KU_Winter_3.10.2021_8.07.52 PM.xlsx | Inputs_endUseLoadShapes.xlsx | Inputs_Global_KU_Winter.xlsx | Inputs_Product_C&I Curtailment-Backup Gen.xlsx | KU | 20 | Winter | Peak | 3 | C&I Curtailment-Backup Gen | 2027 | Ramp rate as % of maximum achievable potential | 0.3 |  | 2023 | 2042 | 0.0675 | 0 | 0.062 | 150000 | 20000
C&I Curtailment-Backup Gen_KU_Winter_3.10.2021_8.07.52 PM.xlsx | Inputs_endUseLoadShapes.xlsx | Inputs_Global_KU_Winter.xlsx | Inputs_Product_C&I Curtailment-Backup Gen.xlsx | KU | 20 | Winter | Peak | 3 | C&I Curtailment-Backup Gen | 2028 | Ramp rate as % of maximum achievable potential | 0.4 |  | 2023 | 2042 | 0.0675 | 0 | 0.062 | 150000 | 20000
C&I Curtailment-Backup Gen_KU_Winter_3.10.2021_8.07.52 PM.xlsx | Inputs_endUseLoadShapes.xlsx | Inputs_Global_KU_Winter.xlsx | Inputs_Product_C&I Curtailment-Backup Gen.xlsx | KU | 20 | Winter | Peak | 3 | C&I Curtailment-Backup Gen | 2029 | Ramp rate as % of maximum achievable potential | 0.5 |  | 2023 | 2042 | 0.0675 | 0 | 0.062 | 150000 | 20000
C&I Curtailment-Backup Gen_KU_Winter_3.10.2021_8.07.52 PM.xlsx | Inputs_endUseLoadShapes.xlsx | Inputs_Global_KU_Winter.xlsx | Inputs_Product_C&I Curtailment-Backup Gen.xlsx | KU | 20 | Winter | Peak | 3 | C&I Curtailment-Backup Gen | 2030 | Ramp rate as % of maximum achievable potential | 0.6 |  | 2023 | 2042 | 0.0675 | 0 | 0.062 | 150000 | 20000
C&I Curtailment-Backup Gen_KU_Winter_3.10.2021_8.07.52 PM.xlsx | Inputs_endUseLoadShapes.xlsx | Inputs_Global_KU_Winter.xlsx | Inputs_Product_C&I Curtailment-Backup Gen.xlsx | KU | 20 | Winter | Peak | 3 | C&I Curtailment-Backup Gen | 2031 | Ramp rate as % of maximum achievable potential | 0.7 |  | 2023 | 2042 | 0.0675 | 0 | 0.062 | 150000 | 20000
C&I Curtailment-Backup Gen_KU_Winter_3.10.2021_8.07.52 PM.xlsx | Inputs_endUseLoadShapes.xlsx | Inputs_Global_KU_Winter.xlsx | Inputs_Product_C&I Curtailment-Backup Gen.xlsx | KU | 20 | Winter | Peak | 3 | C&I Curtailment-Backup Gen | 2032 | Ramp rate as % of maximum achievable potential | 0.8 |  | 2023 | 2042 | 0.0675 | 0 | 0.062 | 150000 | 20000
C&I Curtailment-Backup Gen_KU_Winter_3.10.2021_8.07.52 PM.xlsx | Inputs_endUseLoadShapes.xlsx | Inputs_Global_KU_Winter.xlsx | Inputs_Product_C&I Curtailment-Backup Gen.xlsx | KU | 20 | Winter | Peak | 3 | C&I Curtailment-Backup Gen | 2033 | Ramp rate as % of maximum achievable potential | 0.9 |  | 2023 | 2042 | 0.0675 | 0 | 0.062 | 150000 | 20000
C&I Curtailment-Backup Gen_KU_Winter_3.10.2021_8.07.52 PM.xlsx | Inputs_endUseLoadShapes.xlsx | Inputs_Global_KU_Winter.xlsx | Inputs_Product_C&I Curtailment-Backup Gen.xlsx | KU | 20 | Winter | Peak | 3 | C&I Curtailment-Backup Gen | 2034 | Ramp rate as % of maximum achievable potential | 1 |  | 2023 | 2042 | 0.0675 | 0 | 0.062 | 150000 | 20000
C&I Curtailment-Backup Gen_KU_Winter_3.10.2021_8.07.52 PM.xlsx | Inputs_endUseLoadShapes.xlsx | Inputs_Global_KU_Winter.xlsx | Inputs_Product_C&I Curtailment-Backup Gen.xlsx | KU | 20 | Winter | Peak | 3 | C&I Curtailment-Backup Gen | 2035 | Ramp rate as % of maximum achievable potential | 1 |  | 2023 | 2042 | 0.0675 | 0 | 0.062 | 150000 | 20000
C&I Curtailment-Backup Gen_KU_Winter_3.10.2021_8.07.52 PM.xlsx | Inputs_endUseLoadShapes.xlsx | Inputs_Global_KU_Winter.xlsx | Inputs_Product_C&I Curtailment-Backup Gen.xlsx | KU | 20 | Winter | Peak | 3 | C&I Curtailment-Backup Gen | 2036 | Ramp rate as % of maximum achievable potential | 1 |  | 2023 | 2042 | 0.0675 | 0 | 0.062 | 150000 | 20000
C&I Curtailment-Backup Gen_KU_Winter_3.10.2021_8.07.52 PM.xlsx | Inputs_endUseLoadShapes.xlsx | Inputs_Global_KU_Winter.xlsx | Inputs_Product_C&I Curtailment-Backup Gen.xlsx | KU | 20 | Winter | Peak | 3 | C&I Curtailment-Backup Gen | 2037 | Ramp rate as % of maximum achievable potential | 1 |  | 2023 | 2042 | 0.0675 | 0 | 0.062 | 150000 | 20000
C&I Curtailment-Backup Gen_KU_Winter_3.10.2021_8.07.52 PM.xlsx | Inputs_endUseLoadShapes.xlsx | Inputs_Global_KU_Winter.xlsx | Inputs_Product_C&I Curtailment-Backup Gen.xlsx | KU | 20 | Winter | Peak | 3 | C&I Curtailment-Backup Gen | 2038 | Ramp rate as % of maximum achievable potential | 1 |  | 2023 | 2042 | 0.0675 | 0 | 0.062 | 150000 | 20000
C&I Curtailment-Backup Gen_KU_Winter_3.10.2021_8.07.52 PM.xlsx | Inputs_endUseLoadShapes.xlsx | Inputs_Global_KU_Winter.xlsx | Inputs_Product_C&I Curtailment-Backup Gen.xlsx | KU | 20 | Winter | Peak | 3 | C&I Curtailment-Backup Gen | 2039 | Ramp rate as % of maximum achievable potential | 1 |  | 2023 | 2042 | 0.0675 | 0 | 0.062 | 150000 | 20000
C&I Curtailment-Backup Gen_KU_Winter_3.10.2021_8.07.52 PM.xlsx | Inputs_endUseLoadShapes.xlsx | Inputs_Global_KU_Winter.xlsx | Inputs_Product_C&I Curtailment-Backup Gen.xlsx | KU | 20 | Winter | Peak | 3 | C&I Curtailment-Backup Gen | 2040 | Ramp rate as % of maximum achievable potential | 1 |  | 2023 | 2042 | 0.0675 | 0 | 0.062 | 150000 | 20000
C&I Curtailment-Backup Gen_KU_Winter_3.10.2021_8.07.52 PM.xlsx | Inputs_endUseLoadShapes.xlsx | Inputs_Global_KU_Winter.xlsx | Inputs_Product_C&I Curtailment-Backup Gen.xlsx | KU | 20 | Winter | Peak | 3 | C&I Curtailment-Backup Gen | 2041 | Ramp rate as % of maximum achievable potential | 1 |  | 2023 | 2042 | 0.0675 | 0 | 0.062 | 150000 | 20000
C&I Curtailment-Backup Gen_KU_Winter_3.10.2021_8.07.52 PM.xlsx | Inputs_endUseLoadShapes.xlsx | Inputs_Global_KU_Winter.xlsx | Inputs_Product_C&I Curtailment-Backup Gen.xlsx | KU | 20 | Winter | Peak | 3 | C&I Curtailment-Backup Gen | 2042 | Ramp rate as % of maximum achievable potential | 1 |  | 2023 | 2042 | 0.0675 | 0 | 0.062 | 150000 | 20000
C&I Curtailment-Backup Gen_KU_Winter_3.10.2021_8.07.52 PM.xlsx | Inputs_endUseLoadShapes.xlsx | Inputs_Global_KU_Winter.xlsx | Inputs_Product_C&I Curtailment-Backup Gen.xlsx | KU | 20 | Winter | Peak | 3 | C&I Curtailment-Backup Gen | 2043 | Ramp rate as % of maximum achievable potential | 1 |  | 2023 | 2042 | 0.0675 | 0 | 0.062 | 150000 | 20000
C&I Curtailment-Backup Gen_KU_Winter_3.10.2021_8.07.52 PM.xlsx | Inputs_endUseLoadShapes.xlsx | Inputs_Global_KU_Winter.xlsx | Inputs_Product_C&I Curtailment-Backup Gen.xlsx | KU | 20 | Winter | Peak | 3 | C&I Curtailment-Backup Gen | 2044 | Ramp rate as % of maximum achievable potential | 1 |  | 2023 | 2042 | 0.0675 | 0 | 0.062 | 150000 | 20000
C&I Curtailment-Backup Gen_KU_Winter_3.10.2021_8.07.52 PM.xlsx | Inputs_endUseLoadShapes.xlsx | Inputs_Global_KU_Winter.xlsx | Inputs_Product_C&I Curtailment-Backup Gen.xlsx | KU | 20 | Winter | Peak | 3 | C&I Curtailment-Backup Gen | 2045 | Ramp rate as % of maximum achievable potential | 1 |  | 2023 | 2042 | 0.0675 | 0 | 0.062 | 150000 | 20000
C&I Curtailment-Backup Gen_KU_Winter_3.10.2021_8.07.52 PM.xlsx | Inputs_endUseLoadShapes.xlsx | Inputs_Global_KU_Winter.xlsx | Inputs_Product_C&I Curtailment-Backup Gen.xlsx | KU | 20 | Winter | Peak | 3 | C&I Curtailment-Backup Gen | 2046 | Ramp rate as % of maximum achievable potential | 1 |  | 2023 | 2042 | 0.0675 | 0 | 0.062 | 150000 | 20000
C&I Curtailment-Backup Gen_KU_Winter_3.10.2021_8.07.52 PM.xlsx | Inputs_endUseLoadShapes.xlsx | Inputs_Global_KU_Winter.xlsx | Inputs_Product_C&I Curtailment-Backup Gen.xlsx | KU | 20 | Winter | Peak | 3 | C&I Curtailment-Backup Gen | 2047 | Ramp rate as % of maximum achievable potential | 1 |  | 2023 | 2042 | 0.0675 | 0 | 0.062 | 150000 | 20000
C&I Curtailment-Backup Gen_KU_Winter_3.10.2021_8.07.52 PM.xlsx | Inputs_endUseLoadShapes.xlsx | Inputs_Global_KU_Winter.xlsx | Inputs_Product_C&I Curtailment-Backup Gen.xlsx | KU | 20 | Winter | Peak | 3 | C&I Curtailment-Backup Gen | 2048 | Ramp rate as % of maximum achievable potential | 1 |  | 2023 | 2042 | 0.0675 | 0 | 0.062 | 150000 | 20000
C&I Curtailment-Backup Gen_KU_Winter_3.10.2021_8.07.52 PM.xlsx | Inputs_endUseLoadShapes.xlsx | Inputs_Global_KU_Winter.xlsx | Inputs_Product_C&I Curtailment-Backup Gen.xlsx | KU | 20 | Winter | Peak | 3 | C&I Curtailment-Backup Gen | 2049 | Ramp rate as % of maximum achievable potential | 1 |  | 2023 | 2042 | 0.0675 | 0 | 0.062 | 150000 | 20000
C&I Curtailment-Backup Gen_KU_Winter_3.10.2021_8.07.52 PM.xlsx | Inputs_endUseLoadShapes.xlsx | Inputs_Global_KU_Winter.xlsx | Inputs_Product_C&I Curtailment-Backup Gen.xlsx | KU | 20 | Winter | Peak | 3 | C&I Curtailment-Backup Gen | 2050 | Ramp rate as % of maximum achievable potential | 1 |  | 2023 | 2042 | 0.0675 | 0 | 0.062 | 150000 | 20000
C&I Curtailment-Backup Gen_KU_Winter_3.10.2021_8.07.52 PM.xlsx | Inputs_endUseLoadShapes.xlsx | Inputs_Global_KU_Winter.xlsx | Inputs_Product_C&I Curtailment-Backup Gen.xlsx | KU | 20 | Winter | Peak | 3 | C&I Curtailment-Backup Gen | 2051 | Ramp rate as % of maximum achievable potential | 1 |  | 2023 | 2042 | 0.0675 | 0 | 0.062 | 150000 | 20000
C&I Curtailment-Backup Gen_KU_Winter_3.10.2021_8.07.52 PM.xlsx | Inputs_endUseLoadShapes.xlsx | Inputs_Global_KU_Winter.xlsx | Inputs_Product_C&I Curtailment-Backup Gen.xlsx | KU | 20 | Winter | Peak | 3 | C&I Curtailment-Backup Gen | 2052 | Ramp rate as % of maximum achievable potential | 1 |  | 2023 | 2042 | 0.0675 | 0 | 0.062 | 150000 | 20000
C&I Int. Rates-_KU_Winter_3.10.2021_8.11.44 PM.xlsx | Inputs_endUseLoadShapes.xlsx | Inputs_Global_KU_Winter.xlsx | Inputs_Product_C&I Int. Rates.xlsx | KU | 20 | Winter | Peak | 3 | C&I Int. Rates- | Eligible Sectors | C&I |  |  | 2023 | 2042 | 0.0675 | 0 | 0.062 | 150000 | 20000
C&I Int. Rates-_KU_Winter_3.10.2021_8.11.44 PM.xlsx | Inputs_endUseLoadShapes.xlsx | Inputs_Global_KU_Winter.xlsx | Inputs_Product_C&I Int. Rates.xlsx | KU | 20 | Winter | Peak | 3 | C&I Int. Rates- | Eligible Segments | Commercial and Industrial |  |  | 2023 | 2042 | 0.0675 | 0 | 0.062 | 150000 | 20000
C&I Int. Rates-_KU_Winter_3.10.2021_8.11.44 PM.xlsx | Inputs_endUseLoadShapes.xlsx | Inputs_Global_KU_Winter.xlsx | Inputs_Product_C&I Int. Rates.xlsx | KU | 20 | Winter | Peak | 3 | C&I Int. Rates- | Eligible End Uses | All end uses |  |  | 2023 | 2042 | 0.0675 | 0 | 0.062 | 150000 | 20000
C&I Int. Rates-_KU_Winter_3.10.2021_8.11.44 PM.xlsx | Inputs_endUseLoadShapes.xlsx | Inputs_Global_KU_Winter.xlsx | Inputs_Product_C&I Int. Rates.xlsx | KU | 20 | Winter | Peak | 3 | C&I Int. Rates- | Other Eligibility Requirements | 200 kw |  |  | 2023 | 2042 | 0.0675 | 0 | 0.062 | 150000 | 20000
C&I Int. Rates-_KU_Winter_3.10.2021_8.11.44 PM.xlsx | Inputs_endUseLoadShapes.xlsx | Inputs_Global_KU_Winter.xlsx | Inputs_Product_C&I Int. Rates.xlsx | KU | 20 | Winter | Peak | 3 | C&I Int. Rates- | Setup Cost | $ | 75000 |  | 2023 | 2042 | 0.0675 | 0 | 0.062 | 150000 | 20000
C&I Int. Rates-_KU_Winter_3.10.2021_8.11.44 PM.xlsx | Inputs_endUseLoadShapes.xlsx | Inputs_Global_KU_Winter.xlsx | Inputs_Product_C&I Int. Rates.xlsx | KU | 20 | Winter | Peak | 3 | C&I Int. Rates- | O&M Cost | $ per year | 125000 |  | 2023 | 2042 | 0.0675 | 0 | 0.062 | 150000 | 20000
C&I Int. Rates-_KU_Winter_3.10.2021_8.11.44 PM.xlsx | Inputs_endUseLoadShapes.xlsx | Inputs_Global_KU_Winter.xlsx | Inputs_Product_C&I Int. Rates.xlsx | KU | 20 | Winter | Peak | 3 | C&I Int. Rates- | Equipment Cost | $ per new participant | 0 |  | 2023 | 2042 | 0.0675 | 0 | 0.062 | 150000 | 20000
C&I Int. Rates-_KU_Winter_3.10.2021_8.11.44 PM.xlsx | Inputs_endUseLoadShapes.xlsx | Inputs_Global_KU_Winter.xlsx | Inputs_Product_C&I Int. Rates.xlsx | KU | 20 | Winter | Peak | 3 | C&I Int. Rates- | Marketing Cost | $ per new participant | 25 |  | 2023 | 2042 | 0.0675 | 0 | 0.062 | 150000 | 20000
C&I Int. Rates-_KU_Winter_3.10.2021_8.11.44 PM.xlsx | Inputs_endUseLoadShapes.xlsx | Inputs_Global_KU_Winter.xlsx | Inputs_Product_C&I Int. Rates.xlsx | KU | 20 | Winter | Peak | 3 | C&I Int. Rates- | Incentives (annual) | $ per kW pledged per year | 5.37 |  | 2023 | 2042 | 0.0675 | 0 | 0.062 | 150000 | 20000
C&I Int. Rates-_KU_Winter_3.10.2021_8.11.44 PM.xlsx | Inputs_endUseLoadShapes.xlsx | Inputs_Global_KU_Winter.xlsx | Inputs_Product_C&I Int. Rates.xlsx | KU | 20 | Winter | Peak | 3 | C&I Int. Rates- | Incentives (one time) | n/a | 0 |  | 2023 | 2042 | 0.0675 | 0 | 0.062 | 150000 | 20000
C&I Int. Rates-_KU_Winter_3.10.2021_8.11.44 PM.xlsx | Inputs_endUseLoadShapes.xlsx | Inputs_Global_KU_Winter.xlsx | Inputs_Product_C&I Int. Rates.xlsx | KU | 20 | Winter | Peak | 3 | C&I Int. Rates- | Attrition | % of existing participants per year | 0.05 |  | 2023 | 2042 | 0.0675 | 0 | 0.062 | 150000 | 20000
C&I Int. Rates-_KU_Winter_3.10.2021_8.11.44 PM.xlsx | Inputs_endUseLoadShapes.xlsx | Inputs_Global_KU_Winter.xlsx | Inputs_Product_C&I Int. Rates.xlsx | KU | 20 | Winter | Peak | 3 | C&I Int. Rates- | Population | Segment load | Estimated by model |  | 2023 | 2042 | 0.0675 | 0 | 0.062 | 150000 | 20000
C&I Int. Rates-_KU_Winter_3.10.2021_8.11.44 PM.xlsx | Inputs_endUseLoadShapes.xlsx | Inputs_Global_KU_Winter.xlsx | Inputs_Product_C&I Int. Rates.xlsx | KU | 20 | Winter | Peak | 3 | C&I Int. Rates- | Eligibility | % of segment load | 0.81338 |  | 2023 | 2042 | 0.0675 | 0 | 0.062 | 150000 | 20000
C&I Int. Rates-_KU_Winter_3.10.2021_8.11.44 PM.xlsx | Inputs_endUseLoadShapes.xlsx | Inputs_Global_KU_Winter.xlsx | Inputs_Product_C&I Int. Rates.xlsx | KU | 20 | Winter | Peak | 3 | C&I Int. Rates- | Peak Load Impact | % of eligible segment load | 0.3 |  | 2023 | 2042 | 0.0675 | 0 | 0.062 | 150000 | 20000
C&I Int. Rates-_KU_Winter_3.10.2021_8.11.44 PM.xlsx | Inputs_endUseLoadShapes.xlsx | Inputs_Global_KU_Winter.xlsx | Inputs_Product_C&I Int. Rates.xlsx | KU | 20 | Winter | Peak | 3 | C&I Int. Rates- | Program Participation | % of eligible segment load | 0.083178 |  | 2023 | 2042 | 0.0675 | 0 | 0.062 | 150000 | 20000
C&I Int. Rates-_KU_Winter_3.10.2021_8.11.44 PM.xlsx | Inputs_endUseLoadShapes.xlsx | Inputs_Global_KU_Winter.xlsx | Inputs_Product_C&I Int. Rates.xlsx | KU | 20 | Winter | Peak | 3 | C&I Int. Rates- | Event Participation | n/a | 0.99 |  | 2023 | 2042 | 0.0675 | 0 | 0.062 | 150000 | 20000
C&I Int. Rates-_KU_Winter_3.10.2021_8.11.44 PM.xlsx | Inputs_endUseLoadShapes.xlsx | Inputs_Global_KU_Winter.xlsx | Inputs_Product_C&I Int. Rates.xlsx | KU | 20 | Winter | Peak | 3 | C&I Int. Rates- | Ramp Period | Number of years to reach maximum achievable potential | 8 |  | 2023 | 2042 | 0.0675 | 0 | 0.062 | 150000 | 20000
C&I Int. Rates-_KU_Winter_3.10.2021_8.11.44 PM.xlsx | Inputs_endUseLoadShapes.xlsx | Inputs_Global_KU_Winter.xlsx | Inputs_Product_C&I Int. Rates.xlsx | KU | 20 | Winter | Peak | 3 | C&I Int. Rates- | 2023 | Ramp rate as % of maximum achievable potential | 0 |  | 2023 | 2042 | 0.0675 | 0 | 0.062 | 150000 | 20000
C&I Int. Rates-_KU_Winter_3.10.2021_8.11.44 PM.xlsx | Inputs_endUseLoadShapes.xlsx | Inputs_Global_KU_Winter.xlsx | Inputs_Product_C&I Int. Rates.xlsx | KU | 20 | Winter | Peak | 3 | C&I Int. Rates- | 2024 | Ramp rate as % of maximum achievable potential | 0.025 |  | 2023 | 2042 | 0.0675 | 0 | 0.062 | 150000 | 20000
C&I Int. Rates-_KU_Winter_3.10.2021_8.11.44 PM.xlsx | Inputs_endUseLoadShapes.xlsx | Inputs_Global_KU_Winter.xlsx | Inputs_Product_C&I Int. Rates.xlsx | KU | 20 | Winter | Peak | 3 | C&I Int. Rates- | 2025 | Ramp rate as % of maximum achievable potential | 0.1 |  | 2023 | 2042 | 0.0675 | 0 | 0.062 | 150000 | 20000
C&I Int. Rates-_KU_Winter_3.10.2021_8.11.44 PM.xlsx | Inputs_endUseLoadShapes.xlsx | Inputs_Global_KU_Winter.xlsx | Inputs_Product_C&I Int. Rates.xlsx | KU | 20 | Winter | Peak | 3 | C&I Int. Rates- | 2026 | Ramp rate as % of maximum achievable potential | 0.2 |  | 2023 | 2042 | 0.0675 | 0 | 0.062 | 150000 | 20000
C&I Int. Rates-_KU_Winter_3.10.2021_8.11.44 PM.xlsx | Inputs_endUseLoadShapes.xlsx | Inputs_Global_KU_Winter.xlsx | Inputs_Product_C&I Int. Rates.xlsx | KU | 20 | Winter | Peak | 3 | C&I Int. Rates- | 2027 | Ramp rate as % of maximum achievable potential | 0.4 |  | 2023 | 2042 | 0.0675 | 0 | 0.062 | 150000 | 20000
C&I Int. Rates-_KU_Winter_3.10.2021_8.11.44 PM.xlsx | Inputs_endUseLoadShapes.xlsx | Inputs_Global_KU_Winter.xlsx | Inputs_Product_C&I Int. Rates.xlsx | KU | 20 | Winter | Peak | 3 | C&I Int. Rates- | 2028 | Ramp rate as % of maximum achievable potential | 0.6 |  | 2023 | 2042 | 0.0675 | 0 | 0.062 | 150000 | 20000
C&I Int. Rates-_KU_Winter_3.10.2021_8.11.44 PM.xlsx | Inputs_endUseLoadShapes.xlsx | Inputs_Global_KU_Winter.xlsx | Inputs_Product_C&I Int. Rates.xlsx | KU | 20 | Winter | Peak | 3 | C&I Int. Rates- | 2029 | Ramp rate as % of maximum achievable potential | 0.8 |  | 2023 | 2042 | 0.0675 | 0 | 0.062 | 150000 | 20000
C&I Int. Rates-_KU_Winter_3.10.2021_8.11.44 PM.xlsx | Inputs_endUseLoadShapes.xlsx | Inputs_Global_KU_Winter.xlsx | Inputs_Product_C&I Int. Rates.xlsx | KU | 20 | Winter | Peak | 3 | C&I Int. Rates- | 2030 | Ramp rate as % of maximum achievable potential | 1 |  | 2023 | 2042 | 0.0675 | 0 | 0.062 | 150000 | 20000
C&I Int. Rates-_KU_Winter_3.10.2021_8.11.44 PM.xlsx | Inputs_endUseLoadShapes.xlsx | Inputs_Global_KU_Winter.xlsx | Inputs_Product_C&I Int. Rates.xlsx | KU | 20 | Winter | Peak | 3 | C&I Int. Rates- | 2031 | Ramp rate as % of maximum achievable potential | 1 |  | 2023 | 2042 | 0.0675 | 0 | 0.062 | 150000 | 20000
C&I Int. Rates-_KU_Winter_3.10.2021_8.11.44 PM.xlsx | Inputs_endUseLoadShapes.xlsx | Inputs_Global_KU_Winter.xlsx | Inputs_Product_C&I Int. Rates.xlsx | KU | 20 | Winter | Peak | 3 | C&I Int. Rates- | 2032 | Ramp rate as % of maximum achievable potential | 1 |  | 2023 | 2042 | 0.0675 | 0 | 0.062 | 150000 | 20000
C&I Int. Rates-_KU_Winter_3.10.2021_8.11.44 PM.xlsx | Inputs_endUseLoadShapes.xlsx | Inputs_Global_KU_Winter.xlsx | Inputs_Product_C&I Int. Rates.xlsx | KU | 20 | Winter | Peak | 3 | C&I Int. Rates- | 2033 | Ramp rate as % of maximum achievable potential | 1 |  | 2023 | 2042 | 0.0675 | 0 | 0.062 | 150000 | 20000
C&I Int. Rates-_KU_Winter_3.10.2021_8.11.44 PM.xlsx | Inputs_endUseLoadShapes.xlsx | Inputs_Global_KU_Winter.xlsx | Inputs_Product_C&I Int. Rates.xlsx | KU | 20 | Winter | Peak | 3 | C&I Int. Rates- | 2034 | Ramp rate as % of maximum achievable potential | 1 |  | 2023 | 2042 | 0.0675 | 0 | 0.062 | 150000 | 20000
C&I Int. Rates-_KU_Winter_3.10.2021_8.11.44 PM.xlsx | Inputs_endUseLoadShapes.xlsx | Inputs_Global_KU_Winter.xlsx | Inputs_Product_C&I Int. Rates.xlsx | KU | 20 | Winter | Peak | 3 | C&I Int. Rates- | 2035 | Ramp rate as % of maximum achievable potential | 1 |  | 2023 | 2042 | 0.0675 | 0 | 0.062 | 150000 | 20000
C&I Int. Rates-_KU_Winter_3.10.2021_8.11.44 PM.xlsx | Inputs_endUseLoadShapes.xlsx | Inputs_Global_KU_Winter.xlsx | Inputs_Product_C&I Int. Rates.xlsx | KU | 20 | Winter | Peak | 3 | C&I Int. Rates- | 2036 | Ramp rate as % of maximum achievable potential | 1 |  | 2023 | 2042 | 0.0675 | 0 | 0.062 | 150000 | 20000
C&I Int. Rates-_KU_Winter_3.10.2021_8.11.44 PM.xlsx | Inputs_endUseLoadShapes.xlsx | Inputs_Global_KU_Winter.xlsx | Inputs_Product_C&I Int. Rates.xlsx | KU | 20 | Winter | Peak | 3 | C&I Int. Rates- | 2037 | Ramp rate as % of maximum achievable potential | 1 |  | 2023 | 2042 | 0.0675 | 0 | 0.062 | 150000 | 20000
C&I Int. Rates-_KU_Winter_3.10.2021_8.11.44 PM.xlsx | Inputs_endUseLoadShapes.xlsx | Inputs_Global_KU_Winter.xlsx | Inputs_Product_C&I Int. Rates.xlsx | KU | 20 | Winter | Peak | 3 | C&I Int. Rates- | 2038 | Ramp rate as % of maximum achievable potential | 1 |  | 2023 | 2042 | 0.0675 | 0 | 0.062 | 150000 | 20000
C&I Int. Rates-_KU_Winter_3.10.2021_8.11.44 PM.xlsx | Inputs_endUseLoadShapes.xlsx | Inputs_Global_KU_Winter.xlsx | Inputs_Product_C&I Int. Rates.xlsx | KU | 20 | Winter | Peak | 3 | C&I Int. Rates- | 2039 | Ramp rate as % of maximum achievable potential | 1 |  | 2023 | 2042 | 0.0675 | 0 | 0.062 | 150000 | 20000
C&I Int. Rates-_KU_Winter_3.10.2021_8.11.44 PM.xlsx | Inputs_endUseLoadShapes.xlsx | Inputs_Global_KU_Winter.xlsx | Inputs_Product_C&I Int. Rates.xlsx | KU | 20 | Winter | Peak | 3 | C&I Int. Rates- | 2040 | Ramp rate as % of maximum achievable potential | 1 |  | 2023 | 2042 | 0.0675 | 0 | 0.062 | 150000 | 20000
C&I Int. Rates-_KU_Winter_3.10.2021_8.11.44 PM.xlsx | Inputs_endUseLoadShapes.xlsx | Inputs_Global_KU_Winter.xlsx | Inputs_Product_C&I Int. Rates.xlsx | KU | 20 | Winter | Peak | 3 | C&I Int. Rates- | 2041 | Ramp rate as % of maximum achievable potential | 1 |  | 2023 | 2042 | 0.0675 | 0 | 0.062 | 150000 | 20000
C&I Int. Rates-_KU_Winter_3.10.2021_8.11.44 PM.xlsx | Inputs_endUseLoadShapes.xlsx | Inputs_Global_KU_Winter.xlsx | Inputs_Product_C&I Int. Rates.xlsx | KU | 20 | Winter | Peak | 3 | C&I Int. Rates- | 2042 | Ramp rate as % of maximum achievable potential | 1 |  | 2023 | 2042 | 0.0675 | 0 | 0.062 | 150000 | 20000
C&I Int. Rates-_KU_Winter_3.10.2021_8.11.44 PM.xlsx | Inputs_endUseLoadShapes.xlsx | Inputs_Global_KU_Winter.xlsx | Inputs_Product_C&I Int. Rates.xlsx | KU | 20 | Winter | Peak | 3 | C&I Int. Rates- | 2043 | Ramp rate as % of maximum achievable potential | 1 |  | 2023 | 2042 | 0.0675 | 0 | 0.062 | 150000 | 20000
C&I Int. Rates-_KU_Winter_3.10.2021_8.11.44 PM.xlsx | Inputs_endUseLoadShapes.xlsx | Inputs_Global_KU_Winter.xlsx | Inputs_Product_C&I Int. Rates.xlsx | KU | 20 | Winter | Peak | 3 | C&I Int. Rates- | 2044 | Ramp rate as % of maximum achievable potential | 1 |  | 2023 | 2042 | 0.0675 | 0 | 0.062 | 150000 | 20000
C&I Int. Rates-_KU_Winter_3.10.2021_8.11.44 PM.xlsx | Inputs_endUseLoadShapes.xlsx | Inputs_Global_KU_Winter.xlsx | Inputs_Product_C&I Int. Rates.xlsx | KU | 20 | Winter | Peak | 3 | C&I Int. Rates- | 2045 | Ramp rate as % of maximum achievable potential | 1 |  | 2023 | 2042 | 0.0675 | 0 | 0.062 | 150000 | 20000
C&I Int. Rates-_KU_Winter_3.10.2021_8.11.44 PM.xlsx | Inputs_endUseLoadShapes.xlsx | Inputs_Global_KU_Winter.xlsx | Inputs_Product_C&I Int. Rates.xlsx | KU | 20 | Winter | Peak | 3 | C&I Int. Rates- | 2046 | Ramp rate as % of maximum achievable potential | 1 |  | 2023 | 2042 | 0.0675 | 0 | 0.062 | 150000 | 20000
C&I Int. Rates-_KU_Winter_3.10.2021_8.11.44 PM.xlsx | Inputs_endUseLoadShapes.xlsx | Inputs_Global_KU_Winter.xlsx | Inputs_Product_C&I Int. Rates.xlsx | KU | 20 | Winter | Peak | 3 | C&I Int. Rates- | 2047 | Ramp rate as % of maximum achievable potential | 1 |  | 2023 | 2042 | 0.0675 | 0 | 0.062 | 150000 | 20000
C&I Int. Rates-_KU_Winter_3.10.2021_8.11.44 PM.xlsx | Inputs_endUseLoadShapes.xlsx | Inputs_Global_KU_Winter.xlsx | Inputs_Product_C&I Int. Rates.xlsx | KU | 20 | Winter | Peak | 3 | C&I Int. Rates- | 2048 | Ramp rate as % of maximum achievable potential | 1 |  | 2023 | 2042 | 0.0675 | 0 | 0.062 | 150000 | 20000
C&I Int. Rates-_KU_Winter_3.10.2021_8.11.44 PM.xlsx | Inputs_endUseLoadShapes.xlsx | Inputs_Global_KU_Winter.xlsx | Inputs_Product_C&I Int. Rates.xlsx | KU | 20 | Winter | Peak | 3 | C&I Int. Rates- | 2049 | Ramp rate as % of maximum achievable potential | 1 |  | 2023 | 2042 | 0.0675 | 0 | 0.062 | 150000 | 20000
C&I Int. Rates-_KU_Winter_3.10.2021_8.11.44 PM.xlsx | Inputs_endUseLoadShapes.xlsx | Inputs_Global_KU_Winter.xlsx | Inputs_Product_C&I Int. Rates.xlsx | KU | 20 | Winter | Peak | 3 | C&I Int. Rates- | 2050 | Ramp rate as % of maximum achievable potential | 1 |  | 2023 | 2042 | 0.0675 | 0 | 0.062 | 150000 | 20000
C&I Int. Rates-_KU_Winter_3.10.2021_8.11.44 PM.xlsx | Inputs_endUseLoadShapes.xlsx | Inputs_Global_KU_Winter.xlsx | Inputs_Product_C&I Int. Rates.xlsx | KU | 20 | Winter | Peak | 3 | C&I Int. Rates- | 2051 | Ramp rate as % of maximum achievable potential | 1 |  | 2023 | 2042 | 0.0675 | 0 | 0.062 | 150000 | 20000
C&I Int. Rates-_KU_Winter_3.10.2021_8.11.44 PM.xlsx | Inputs_endUseLoadShapes.xlsx | Inputs_Global_KU_Winter.xlsx | Inputs_Product_C&I Int. Rates.xlsx | KU | 20 | Winter | Peak | 3 | C&I Int. Rates- | 2052 | Ramp rate as % of maximum achievable potential | 1 |  | 2023 | 2042 | 0.0675 | 0 | 0.062 | 150000 | 20000
DVR-_KU_Winter_3.5.2021_8.27.06 PM.xlsx | Inputs_endUseLoadShapes.xlsx | Inputs_Global_KU_Winter.xlsx | Inputs_Product_DVR.xlsx | KU | 20 | Winter | Peak | 3 | DVR- | Eligible Sectors |  | All |  | 2023 | 2042 | 0.0675 | 0 | 0.062 | 150000 | 20000
DVR-_KU_Winter_3.5.2021_8.27.06 PM.xlsx | Inputs_endUseLoadShapes.xlsx | Inputs_Global_KU_Winter.xlsx | Inputs_Product_DVR.xlsx | KU | 20 | Winter | Peak | 3 | DVR- | Eligible Segments |  | All |  | 2023 | 2042 | 0.0675 | 0 | 0.062 | 150000 | 20000
DVR-_KU_Winter_3.5.2021_8.27.06 PM.xlsx | Inputs_endUseLoadShapes.xlsx | Inputs_Global_KU_Winter.xlsx | Inputs_Product_DVR.xlsx | KU | 20 | Winter | Peak | 3 | DVR- | Eligible End Uses |  | All |  | 2023 | 2042 | 0.0675 | 0 | 0.062 | 150000 | 20000
DVR-_KU_Winter_3.5.2021_8.27.06 PM.xlsx | Inputs_endUseLoadShapes.xlsx | Inputs_Global_KU_Winter.xlsx | Inputs_Product_DVR.xlsx | KU | 20 | Winter | Peak | 3 | DVR- | Other Eligibility Requirements |  |  |  | 2023 | 2042 | 0.0675 | 0 | 0.062 | 150000 | 20000
DVR-_KU_Winter_3.5.2021_8.27.06 PM.xlsx | Inputs_endUseLoadShapes.xlsx | Inputs_Global_KU_Winter.xlsx | Inputs_Product_DVR.xlsx | KU | 20 | Winter | Peak | 3 | DVR- | Setup Cost | $ | 75000 |  | 2023 | 2042 | 0.0675 | 0 | 0.062 | 150000 | 20000
DVR-_KU_Winter_3.5.2021_8.27.06 PM.xlsx | Inputs_endUseLoadShapes.xlsx | Inputs_Global_KU_Winter.xlsx | Inputs_Product_DVR.xlsx | KU | 20 | Winter | Peak | 3 | DVR- | O&M Cost | $ per kW pledged per year | 5 |  | 2023 | 2042 | 0.0675 | 0 | 0.062 | 150000 | 20000
DVR-_KU_Winter_3.5.2021_8.27.06 PM.xlsx | Inputs_endUseLoadShapes.xlsx | Inputs_Global_KU_Winter.xlsx | Inputs_Product_DVR.xlsx | KU | 20 | Winter | Peak | 3 | DVR- | Equipment Cost | $ per new kW pledged | 35 |  | 2023 | 2042 | 0.0675 | 0 | 0.062 | 150000 | 20000
DVR-_KU_Winter_3.5.2021_8.27.06 PM.xlsx | Inputs_endUseLoadShapes.xlsx | Inputs_Global_KU_Winter.xlsx | Inputs_Product_DVR.xlsx | KU | 20 | Winter | Peak | 3 | DVR- | Marketing Cost | $ per new kW pledged | 0 |  | 2023 | 2042 | 0.0675 | 0 | 0.062 | 150000 | 20000
DVR-_KU_Winter_3.5.2021_8.27.06 PM.xlsx | Inputs_endUseLoadShapes.xlsx | Inputs_Global_KU_Winter.xlsx | Inputs_Product_DVR.xlsx | KU | 20 | Winter | Peak | 3 | DVR- | Incentives (annual) | $ per kW pledged per year | 0 |  | 2023 | 2042 | 0.0675 | 0 | 0.062 | 150000 | 20000
DVR-_KU_Winter_3.5.2021_8.27.06 PM.xlsx | Inputs_endUseLoadShapes.xlsx | Inputs_Global_KU_Winter.xlsx | Inputs_Product_DVR.xlsx | KU | 20 | Winter | Peak | 3 | DVR- | Incentives (one time) | $ per new kW pledged | 0 |  | 2023 | 2042 | 0.0675 | 0 | 0.062 | 150000 | 20000
DVR-_KU_Winter_3.5.2021_8.27.06 PM.xlsx | Inputs_endUseLoadShapes.xlsx | Inputs_Global_KU_Winter.xlsx | Inputs_Product_DVR.xlsx | KU | 20 | Winter | Peak | 3 | DVR- | Attrition | % of existing participants per year | 0 |  | 2023 | 2042 | 0.0675 | 0 | 0.062 | 150000 | 20000
DVR-_KU_Winter_3.5.2021_8.27.06 PM.xlsx | Inputs_endUseLoadShapes.xlsx | Inputs_Global_KU_Winter.xlsx | Inputs_Product_DVR.xlsx | KU | 20 | Winter | Peak | 3 | DVR- | Population | Segment/end-use load | Estimated by model |  | 2023 | 2042 | 0.0675 | 0 | 0.062 | 150000 | 20000
DVR-_KU_Winter_3.5.2021_8.27.06 PM.xlsx | Inputs_endUseLoadShapes.xlsx | Inputs_Global_KU_Winter.xlsx | Inputs_Product_DVR.xlsx | KU | 20 | Winter | Peak | 3 | DVR- | Eligibility | % of segment/end-use load | varies by segment |  | 2023 | 2042 | 0.0675 | 0 | 0.062 | 150000 | 20000
DVR-_KU_Winter_3.5.2021_8.27.06 PM.xlsx | Inputs_endUseLoadShapes.xlsx | Inputs_Global_KU_Winter.xlsx | Inputs_Product_DVR.xlsx | KU | 20 | Winter | Peak | 3 | DVR- | Peak Load Impact | % of eligible segment/end-use load | 0.0047 |  | 2023 | 2042 | 0.0675 | 0 | 0.062 | 150000 | 20000
DVR-_KU_Winter_3.5.2021_8.27.06 PM.xlsx | Inputs_endUseLoadShapes.xlsx | Inputs_Global_KU_Winter.xlsx | Inputs_Product_DVR.xlsx | KU | 20 | Winter | Peak | 3 | DVR- | Program Participation | % of eligible segment/end-use load | 1 |  | 2023 | 2042 | 0.0675 | 0 | 0.062 | 150000 | 20000
DVR-_KU_Winter_3.5.2021_8.27.06 PM.xlsx | Inputs_endUseLoadShapes.xlsx | Inputs_Global_KU_Winter.xlsx | Inputs_Product_DVR.xlsx | KU | 20 | Winter | Peak | 3 | DVR- | Event Participation | % | 0.97 |  | 2023 | 2042 | 0.0675 | 0 | 0.062 | 150000 | 20000
DVR-_KU_Winter_3.5.2021_8.27.06 PM.xlsx | Inputs_endUseLoadShapes.xlsx | Inputs_Global_KU_Winter.xlsx | Inputs_Product_DVR.xlsx | KU | 20 | Winter | Peak | 3 | DVR- | Ramp Period | Number of years to reach maximum achievable potential | 5 |  | 2023 | 2042 | 0.0675 | 0 | 0.062 | 150000 | 20000
DVR-_KU_Winter_3.5.2021_8.27.06 PM.xlsx | Inputs_endUseLoadShapes.xlsx | Inputs_Global_KU_Winter.xlsx | Inputs_Product_DVR.xlsx | KU | 20 | Winter | Peak | 3 | DVR- | 2023 | Ramp rate as % of maximum achievable potential | 0.4201 |  | 2023 | 2042 | 0.0675 | 0 | 0.062 | 150000 | 20000
DVR-_KU_Winter_3.5.2021_8.27.06 PM.xlsx | Inputs_endUseLoadShapes.xlsx | Inputs_Global_KU_Winter.xlsx | Inputs_Product_DVR.xlsx | KU | 20 | Winter | Peak | 3 | DVR- | 2024 | Ramp rate as % of maximum achievable potential | 0.56507 |  | 2023 | 2042 | 0.0675 | 0 | 0.062 | 150000 | 20000
DVR-_KU_Winter_3.5.2021_8.27.06 PM.xlsx | Inputs_endUseLoadShapes.xlsx | Inputs_Global_KU_Winter.xlsx | Inputs_Product_DVR.xlsx | KU | 20 | Winter | Peak | 3 | DVR- | 2025 | Ramp rate as % of maximum achievable potential | 0.71005 |  | 2023 | 2042 | 0.0675 | 0 | 0.062 | 150000 | 20000
DVR-_KU_Winter_3.5.2021_8.27.06 PM.xlsx | Inputs_endUseLoadShapes.xlsx | Inputs_Global_KU_Winter.xlsx | Inputs_Product_DVR.xlsx | KU | 20 | Winter | Peak | 3 | DVR- | 2026 | Ramp rate as % of maximum achievable potential | 0.85502 |  | 2023 | 2042 | 0.0675 | 0 | 0.062 | 150000 | 20000
DVR-_KU_Winter_3.5.2021_8.27.06 PM.xlsx | Inputs_endUseLoadShapes.xlsx | Inputs_Global_KU_Winter.xlsx | Inputs_Product_DVR.xlsx | KU | 20 | Winter | Peak | 3 | DVR- | 2027 | Ramp rate as % of maximum achievable potential | 1 |  | 2023 | 2042 | 0.0675 | 0 | 0.062 | 150000 | 20000
DVR-_KU_Winter_3.5.2021_8.27.06 PM.xlsx | Inputs_endUseLoadShapes.xlsx | Inputs_Global_KU_Winter.xlsx | Inputs_Product_DVR.xlsx | KU | 20 | Winter | Peak | 3 | DVR- | 2028 | Ramp rate as % of maximum achievable potential | 1 |  | 2023 | 2042 | 0.0675 | 0 | 0.062 | 150000 | 20000
DVR-_KU_Winter_3.5.2021_8.27.06 PM.xlsx | Inputs_endUseLoadShapes.xlsx | Inputs_Global_KU_Winter.xlsx | Inputs_Product_DVR.xlsx | KU | 20 | Winter | Peak | 3 | DVR- | 2029 | Ramp rate as % of maximum achievable potential | 1 |  | 2023 | 2042 | 0.0675 | 0 | 0.062 | 150000 | 20000
DVR-_KU_Winter_3.5.2021_8.27.06 PM.xlsx | Inputs_endUseLoadShapes.xlsx | Inputs_Global_KU_Winter.xlsx | Inputs_Product_DVR.xlsx | KU | 20 | Winter | Peak | 3 | DVR- | 2030 | Ramp rate as % of maximum achievable potential | 1 |  | 2023 | 2042 | 0.0675 | 0 | 0.062 | 150000 | 20000
DVR-_KU_Winter_3.5.2021_8.27.06 PM.xlsx | Inputs_endUseLoadShapes.xlsx | Inputs_Global_KU_Winter.xlsx | Inputs_Product_DVR.xlsx | KU | 20 | Winter | Peak | 3 | DVR- | 2031 | Ramp rate as % of maximum achievable potential | 1 |  | 2023 | 2042 | 0.0675 | 0 | 0.062 | 150000 | 20000
DVR-_KU_Winter_3.5.2021_8.27.06 PM.xlsx | Inputs_endUseLoadShapes.xlsx | Inputs_Global_KU_Winter.xlsx | Inputs_Product_DVR.xlsx | KU | 20 | Winter | Peak | 3 | DVR- | 2032 | Ramp rate as % of maximum achievable potential | 1 |  | 2023 | 2042 | 0.0675 | 0 | 0.062 | 150000 | 20000
DVR-_KU_Winter_3.5.2021_8.27.06 PM.xlsx | Inputs_endUseLoadShapes.xlsx | Inputs_Global_KU_Winter.xlsx | Inputs_Product_DVR.xlsx | KU | 20 | Winter | Peak | 3 | DVR- | 2033 | Ramp rate as % of maximum achievable potential | 1 |  | 2023 | 2042 | 0.0675 | 0 | 0.062 | 150000 | 20000
DVR-_KU_Winter_3.5.2021_8.27.06 PM.xlsx | Inputs_endUseLoadShapes.xlsx | Inputs_Global_KU_Winter.xlsx | Inputs_Product_DVR.xlsx | KU | 20 | Winter | Peak | 3 | DVR- | 2034 | Ramp rate as % of maximum achievable potential | 1 |  | 2023 | 2042 | 0.0675 | 0 | 0.062 | 150000 | 20000
DVR-_KU_Winter_3.5.2021_8.27.06 PM.xlsx | Inputs_endUseLoadShapes.xlsx | Inputs_Global_KU_Winter.xlsx | Inputs_Product_DVR.xlsx | KU | 20 | Winter | Peak | 3 | DVR- | 2035 | Ramp rate as % of maximum achievable potential | 1 |  | 2023 | 2042 | 0.0675 | 0 | 0.062 | 150000 | 20000
DVR-_KU_Winter_3.5.2021_8.27.06 PM.xlsx | Inputs_endUseLoadShapes.xlsx | Inputs_Global_KU_Winter.xlsx | Inputs_Product_DVR.xlsx | KU | 20 | Winter | Peak | 3 | DVR- | 2036 | Ramp rate as % of maximum achievable potential | 1 |  | 2023 | 2042 | 0.0675 | 0 | 0.062 | 150000 | 20000
DVR-_KU_Winter_3.5.2021_8.27.06 PM.xlsx | Inputs_endUseLoadShapes.xlsx | Inputs_Global_KU_Winter.xlsx | Inputs_Product_DVR.xlsx | KU | 20 | Winter | Peak | 3 | DVR- | 2037 | Ramp rate as % of maximum achievable potential | 1 |  | 2023 | 2042 | 0.0675 | 0 | 0.062 | 150000 | 20000
DVR-_KU_Winter_3.5.2021_8.27.06 PM.xlsx | Inputs_endUseLoadShapes.xlsx | Inputs_Global_KU_Winter.xlsx | Inputs_Product_DVR.xlsx | KU | 20 | Winter | Peak | 3 | DVR- | 2038 | Ramp rate as % of maximum achievable potential | 1 |  | 2023 | 2042 | 0.0675 | 0 | 0.062 | 150000 | 20000
DVR-_KU_Winter_3.5.2021_8.27.06 PM.xlsx | Inputs_endUseLoadShapes.xlsx | Inputs_Global_KU_Winter.xlsx | Inputs_Product_DVR.xlsx | KU | 20 | Winter | Peak | 3 | DVR- | 2039 | Ramp rate as % of maximum achievable potential | 1 |  | 2023 | 2042 | 0.0675 | 0 | 0.062 | 150000 | 20000
DVR-_KU_Winter_3.5.2021_8.27.06 PM.xlsx | Inputs_endUseLoadShapes.xlsx | Inputs_Global_KU_Winter.xlsx | Inputs_Product_DVR.xlsx | KU | 20 | Winter | Peak | 3 | DVR- | 2040 | Ramp rate as % of maximum achievable potential | 1 |  | 2023 | 2042 | 0.0675 | 0 | 0.062 | 150000 | 20000
DVR-_KU_Winter_3.5.2021_8.27.06 PM.xlsx | Inputs_endUseLoadShapes.xlsx | Inputs_Global_KU_Winter.xlsx | Inputs_Product_DVR.xlsx | KU | 20 | Winter | Peak | 3 | DVR- | 2041 | Ramp rate as % of maximum achievable potential | 1 |  | 2023 | 2042 | 0.0675 | 0 | 0.062 | 150000 | 20000
DVR-_KU_Winter_3.5.2021_8.27.06 PM.xlsx | Inputs_endUseLoadShapes.xlsx | Inputs_Global_KU_Winter.xlsx | Inputs_Product_DVR.xlsx | KU | 20 | Winter | Peak | 3 | DVR- | 2042 | Ramp rate as % of maximum achievable potential | 1 |  | 2023 | 2042 | 0.0675 | 0 | 0.062 | 150000 | 20000
DVR-_KU_Winter_3.5.2021_8.27.06 PM.xlsx | Inputs_endUseLoadShapes.xlsx | Inputs_Global_KU_Winter.xlsx | Inputs_Product_DVR.xlsx | KU | 20 | Winter | Peak | 3 | DVR- | 2043 | Ramp rate as % of maximum achievable potential | 1 |  | 2023 | 2042 | 0.0675 | 0 | 0.062 | 150000 | 20000
DVR-_KU_Winter_3.5.2021_8.27.06 PM.xlsx | Inputs_endUseLoadShapes.xlsx | Inputs_Global_KU_Winter.xlsx | Inputs_Product_DVR.xlsx | KU | 20 | Winter | Peak | 3 | DVR- | 2044 | Ramp rate as % of maximum achievable potential | 1 |  | 2023 | 2042 | 0.0675 | 0 | 0.062 | 150000 | 20000
DVR-_KU_Winter_3.5.2021_8.27.06 PM.xlsx | Inputs_endUseLoadShapes.xlsx | Inputs_Global_KU_Winter.xlsx | Inputs_Product_DVR.xlsx | KU | 20 | Winter | Peak | 3 | DVR- | 2045 | Ramp rate as % of maximum achievable potential | 1 |  | 2023 | 2042 | 0.0675 | 0 | 0.062 | 150000 | 20000
DVR-_KU_Winter_3.5.2021_8.27.06 PM.xlsx | Inputs_endUseLoadShapes.xlsx | Inputs_Global_KU_Winter.xlsx | Inputs_Product_DVR.xlsx | KU | 20 | Winter | Peak | 3 | DVR- | 2046 | Ramp rate as % of maximum achievable potential | 1 |  | 2023 | 2042 | 0.0675 | 0 | 0.062 | 150000 | 20000
DVR-_KU_Winter_3.5.2021_8.27.06 PM.xlsx | Inputs_endUseLoadShapes.xlsx | Inputs_Global_KU_Winter.xlsx | Inputs_Product_DVR.xlsx | KU | 20 | Winter | Peak | 3 | DVR- | 2047 | Ramp rate as % of maximum achievable potential | 1 |  | 2023 | 2042 | 0.0675 | 0 | 0.062 | 150000 | 20000
DVR-_KU_Winter_3.5.2021_8.27.06 PM.xlsx | Inputs_endUseLoadShapes.xlsx | Inputs_Global_KU_Winter.xlsx | Inputs_Product_DVR.xlsx | KU | 20 | Winter | Peak | 3 | DVR- | 2048 | Ramp rate as % of maximum achievable potential | 1 |  | 2023 | 2042 | 0.0675 | 0 | 0.062 | 150000 | 20000
DVR-_KU_Winter_3.5.2021_8.27.06 PM.xlsx | Inputs_endUseLoadShapes.xlsx | Inputs_Global_KU_Winter.xlsx | Inputs_Product_DVR.xlsx | KU | 20 | Winter | Peak | 3 | DVR- | 2049 | Ramp rate as % of maximum achievable potential | 1 |  | 2023 | 2042 | 0.0675 | 0 | 0.062 | 150000 | 20000
DVR-_KU_Winter_3.5.2021_8.27.06 PM.xlsx | Inputs_endUseLoadShapes.xlsx | Inputs_Global_KU_Winter.xlsx | Inputs_Product_DVR.xlsx | KU | 20 | Winter | Peak | 3 | DVR- | 2050 | Ramp rate as % of maximum achievable potential | 1 |  | 2023 | 2042 | 0.0675 | 0 | 0.062 | 150000 | 20000
DVR-_KU_Winter_3.5.2021_8.27.06 PM.xlsx | Inputs_endUseLoadShapes.xlsx | Inputs_Global_KU_Winter.xlsx | Inputs_Product_DVR.xlsx | KU | 20 | Winter | Peak | 3 | DVR- | 2051 | Ramp rate as % of maximum achievable potential | 1 |  | 2023 | 2042 | 0.0675 | 0 | 0.062 | 150000 | 20000
DVR-_KU_Winter_3.5.2021_8.27.06 PM.xlsx | Inputs_endUseLoadShapes.xlsx | Inputs_Global_KU_Winter.xlsx | Inputs_Product_DVR.xlsx | KU | 20 | Winter | Peak | 3 | DVR- | 2052 | Ramp rate as % of maximum achievable potential | 1 |  | 2023 | 2042 | 0.0675 | 0 | 0.062 | 150000 | 20000
Ind RTP-_KU_Winter_3.10.2021_1.29.46 PM.xlsx | Inputs_endUseLoadShapes.xlsx | Inputs_Global_KU_Winter.xlsx | Inputs_Product_Ind RTP.xlsx | KU | 20 | Winter | Peak | 3 | Ind RTP- | Eligible Sectors |  | Industrial |  | 2023 | 2042 | 0.0675 | 0 | 0.062 | 150000 | 20000
Ind RTP-_KU_Winter_3.10.2021_1.29.46 PM.xlsx | Inputs_endUseLoadShapes.xlsx | Inputs_Global_KU_Winter.xlsx | Inputs_Product_Ind RTP.xlsx | KU | 20 | Winter | Peak | 3 | Ind RTP- | Eligible Segments |  | All |  | 2023 | 2042 | 0.0675 | 0 | 0.062 | 150000 | 20000
Ind RTP-_KU_Winter_3.10.2021_1.29.46 PM.xlsx | Inputs_endUseLoadShapes.xlsx | Inputs_Global_KU_Winter.xlsx | Inputs_Product_Ind RTP.xlsx | KU | 20 | Winter | Peak | 3 | Ind RTP- | Eligible End Uses |  | All |  | 2023 | 2042 | 0.0675 | 0 | 0.062 | 150000 | 20000
Ind RTP-_KU_Winter_3.10.2021_1.29.46 PM.xlsx | Inputs_endUseLoadShapes.xlsx | Inputs_Global_KU_Winter.xlsx | Inputs_Product_Ind RTP.xlsx | KU | 20 | Winter | Peak | 3 | Ind RTP- | Other Eligibility Requirements |  |  |  | 2023 | 2042 | 0.0675 | 0 | 0.062 | 150000 | 20000
Ind RTP-_KU_Winter_3.10.2021_1.29.46 PM.xlsx | Inputs_endUseLoadShapes.xlsx | Inputs_Global_KU_Winter.xlsx | Inputs_Product_Ind RTP.xlsx | KU | 20 | Winter | Peak | 3 | Ind RTP- | Setup Cost | $ | 75000 |  | 2023 | 2042 | 0.0675 | 0 | 0.062 | 150000 | 20000
Ind RTP-_KU_Winter_3.10.2021_1.29.46 PM.xlsx | Inputs_endUseLoadShapes.xlsx | Inputs_Global_KU_Winter.xlsx | Inputs_Product_Ind RTP.xlsx | KU | 20 | Winter | Peak | 3 | Ind RTP- | O&M Cost | $ per year | 75000 |  | 2023 | 2042 | 0.0675 | 0 | 0.062 | 150000 | 20000
Ind RTP-_KU_Winter_3.10.2021_1.29.46 PM.xlsx | Inputs_endUseLoadShapes.xlsx | Inputs_Global_KU_Winter.xlsx | Inputs_Product_Ind RTP.xlsx | KU | 20 | Winter | Peak | 3 | Ind RTP- | Equipment Cost | $ per new participant | 0 |  | 2023 | 2042 | 0.0675 | 0 | 0.062 | 150000 | 20000
Ind RTP-_KU_Winter_3.10.2021_1.29.46 PM.xlsx | Inputs_endUseLoadShapes.xlsx | Inputs_Global_KU_Winter.xlsx | Inputs_Product_Ind RTP.xlsx | KU | 20 | Winter | Peak | 3 | Ind RTP- | Marketing Cost | $ per new participant | 200 |  | 2023 | 2042 | 0.0675 | 0 | 0.062 | 150000 | 20000
Ind RTP-_KU_Winter_3.10.2021_1.29.46 PM.xlsx | Inputs_endUseLoadShapes.xlsx | Inputs_Global_KU_Winter.xlsx | Inputs_Product_Ind RTP.xlsx | KU | 20 | Winter | Peak | 3 | Ind RTP- | Incentives (annual) | n/a | 0 |  | 2023 | 2042 | 0.0675 | 0 | 0.062 | 150000 | 20000
Ind RTP-_KU_Winter_3.10.2021_1.29.46 PM.xlsx | Inputs_endUseLoadShapes.xlsx | Inputs_Global_KU_Winter.xlsx | Inputs_Product_Ind RTP.xlsx | KU | 20 | Winter | Peak | 3 | Ind RTP- | Incentives (one time) | n/a | 0 |  | 2023 | 2042 | 0.0675 | 0 | 0.062 | 150000 | 20000
Ind RTP-_KU_Winter_3.10.2021_1.29.46 PM.xlsx | Inputs_endUseLoadShapes.xlsx | Inputs_Global_KU_Winter.xlsx | Inputs_Product_Ind RTP.xlsx | KU | 20 | Winter | Peak | 3 | Ind RTP- | Attrition | % of existing participants per year | 0 |  | 2023 | 2042 | 0.0675 | 0 | 0.062 | 150000 | 20000
Ind RTP-_KU_Winter_3.10.2021_1.29.46 PM.xlsx | Inputs_endUseLoadShapes.xlsx | Inputs_Global_KU_Winter.xlsx | Inputs_Product_Ind RTP.xlsx | KU | 20 | Winter | Peak | 3 | Ind RTP- | Population | Segment load | Estimated by model |  | 2023 | 2042 | 0.0675 | 0 | 0.062 | 150000 | 20000
Ind RTP-_KU_Winter_3.10.2021_1.29.46 PM.xlsx | Inputs_endUseLoadShapes.xlsx | Inputs_Global_KU_Winter.xlsx | Inputs_Product_Ind RTP.xlsx | KU | 20 | Winter | Peak | 3 | Ind RTP- | Eligibility | % of segment load | 1 |  | 2023 | 2042 | 0.0675 | 0 | 0.062 | 150000 | 20000
Ind RTP-_KU_Winter_3.10.2021_1.29.46 PM.xlsx | Inputs_endUseLoadShapes.xlsx | Inputs_Global_KU_Winter.xlsx | Inputs_Product_Ind RTP.xlsx | KU | 20 | Winter | Peak | 3 | Ind RTP- | Peak Load Impact | % of eligible segment load | 0.042 |  | 2023 | 2042 | 0.0675 | 0 | 0.062 | 150000 | 20000
Ind RTP-_KU_Winter_3.10.2021_1.29.46 PM.xlsx | Inputs_endUseLoadShapes.xlsx | Inputs_Global_KU_Winter.xlsx | Inputs_Product_Ind RTP.xlsx | KU | 20 | Winter | Peak | 3 | Ind RTP- | Program Participation | % of eligible segment load | 0.04 |  | 2023 | 2042 | 0.0675 | 0 | 0.062 | 150000 | 20000
Ind RTP-_KU_Winter_3.10.2021_1.29.46 PM.xlsx | Inputs_endUseLoadShapes.xlsx | Inputs_Global_KU_Winter.xlsx | Inputs_Product_Ind RTP.xlsx | KU | 20 | Winter | Peak | 3 | Ind RTP- | Event Participation | n/a | 1 |  | 2023 | 2042 | 0.0675 | 0 | 0.062 | 150000 | 20000
Ind RTP-_KU_Winter_3.10.2021_1.29.46 PM.xlsx | Inputs_endUseLoadShapes.xlsx | Inputs_Global_KU_Winter.xlsx | Inputs_Product_Ind RTP.xlsx | KU | 20 | Winter | Peak | 3 | Ind RTP- | Ramp Period | Number of years to reach maximum achievable potential | 8 |  | 2023 | 2042 | 0.0675 | 0 | 0.062 | 150000 | 20000
Ind RTP-_KU_Winter_3.10.2021_1.29.46 PM.xlsx | Inputs_endUseLoadShapes.xlsx | Inputs_Global_KU_Winter.xlsx | Inputs_Product_Ind RTP.xlsx | KU | 20 | Winter | Peak | 3 | Ind RTP- | 2023 | Ramp rate as % of maximum achievable potential | 0 |  | 2023 | 2042 | 0.0675 | 0 | 0.062 | 150000 | 20000
Ind RTP-_KU_Winter_3.10.2021_1.29.46 PM.xlsx | Inputs_endUseLoadShapes.xlsx | Inputs_Global_KU_Winter.xlsx | Inputs_Product_Ind RTP.xlsx | KU | 20 | Winter | Peak | 3 | Ind RTP- | 2024 | Ramp rate as % of maximum achievable potential | 0.014127 |  | 2023 | 2042 | 0.0675 | 0 | 0.062 | 150000 | 20000
Ind RTP-_KU_Winter_3.10.2021_1.29.46 PM.xlsx | Inputs_endUseLoadShapes.xlsx | Inputs_Global_KU_Winter.xlsx | Inputs_Product_Ind RTP.xlsx | KU | 20 | Winter | Peak | 3 | Ind RTP- | 2025 | Ramp rate as % of maximum achievable potential | 0.071005 |  | 2023 | 2042 | 0.0675 | 0 | 0.062 | 150000 | 20000
Ind RTP-_KU_Winter_3.10.2021_1.29.46 PM.xlsx | Inputs_endUseLoadShapes.xlsx | Inputs_Global_KU_Winter.xlsx | Inputs_Product_Ind RTP.xlsx | KU | 20 | Winter | Peak | 3 | Ind RTP- | 2026 | Ramp rate as % of maximum achievable potential | 0.171 |  | 2023 | 2042 | 0.0675 | 0 | 0.062 | 150000 | 20000
Ind RTP-_KU_Winter_3.10.2021_1.29.46 PM.xlsx | Inputs_endUseLoadShapes.xlsx | Inputs_Global_KU_Winter.xlsx | Inputs_Product_Ind RTP.xlsx | KU | 20 | Winter | Peak | 3 | Ind RTP- | 2027 | Ramp rate as % of maximum achievable potential | 0.4 |  | 2023 | 2042 | 0.0675 | 0 | 0.062 | 150000 | 20000
Ind RTP-_KU_Winter_3.10.2021_1.29.46 PM.xlsx | Inputs_endUseLoadShapes.xlsx | Inputs_Global_KU_Winter.xlsx | Inputs_Product_Ind RTP.xlsx | KU | 20 | Winter | Peak | 3 | Ind RTP- | 2028 | Ramp rate as % of maximum achievable potential | 0.6 |  | 2023 | 2042 | 0.0675 | 0 | 0.062 | 150000 | 20000
Ind RTP-_KU_Winter_3.10.2021_1.29.46 PM.xlsx | Inputs_endUseLoadShapes.xlsx | Inputs_Global_KU_Winter.xlsx | Inputs_Product_Ind RTP.xlsx | KU | 20 | Winter | Peak | 3 | Ind RTP- | 2029 | Ramp rate as % of maximum achievable potential | 0.8 |  | 2023 | 2042 | 0.0675 | 0 | 0.062 | 150000 | 20000
Ind RTP-_KU_Winter_3.10.2021_1.29.46 PM.xlsx | Inputs_endUseLoadShapes.xlsx | Inputs_Global_KU_Winter.xlsx | Inputs_Product_Ind RTP.xlsx | KU | 20 | Winter | Peak | 3 | Ind RTP- | 2030 | Ramp rate as % of maximum achievable potential | 1 |  | 2023 | 2042 | 0.0675 | 0 | 0.062 | 150000 | 20000
Ind RTP-_KU_Winter_3.10.2021_1.29.46 PM.xlsx | Inputs_endUseLoadShapes.xlsx | Inputs_Global_KU_Winter.xlsx | Inputs_Product_Ind RTP.xlsx | KU | 20 | Winter | Peak | 3 | Ind RTP- | 2031 | Ramp rate as % of maximum achievable potential | 1 |  | 2023 | 2042 | 0.0675 | 0 | 0.062 | 150000 | 20000
Ind RTP-_KU_Winter_3.10.2021_1.29.46 PM.xlsx | Inputs_endUseLoadShapes.xlsx | Inputs_Global_KU_Winter.xlsx | Inputs_Product_Ind RTP.xlsx | KU | 20 | Winter | Peak | 3 | Ind RTP- | 2032 | Ramp rate as % of maximum achievable potential | 1 |  | 2023 | 2042 | 0.0675 | 0 | 0.062 | 150000 | 20000
Ind RTP-_KU_Winter_3.10.2021_1.29.46 PM.xlsx | Inputs_endUseLoadShapes.xlsx | Inputs_Global_KU_Winter.xlsx | Inputs_Product_Ind RTP.xlsx | KU | 20 | Winter | Peak | 3 | Ind RTP- | 2033 | Ramp rate as % of maximum achievable potential | 1 |  | 2023 | 2042 | 0.0675 | 0 | 0.062 | 150000 | 20000
Ind RTP-_KU_Winter_3.10.2021_1.29.46 PM.xlsx | Inputs_endUseLoadShapes.xlsx | Inputs_Global_KU_Winter.xlsx | Inputs_Product_Ind RTP.xlsx | KU | 20 | Winter | Peak | 3 | Ind RTP- | 2034 | Ramp rate as % of maximum achievable potential | 1 |  | 2023 | 2042 | 0.0675 | 0 | 0.062 | 150000 | 20000
Ind RTP-_KU_Winter_3.10.2021_1.29.46 PM.xlsx | Inputs_endUseLoadShapes.xlsx | Inputs_Global_KU_Winter.xlsx | Inputs_Product_Ind RTP.xlsx | KU | 20 | Winter | Peak | 3 | Ind RTP- | 2035 | Ramp rate as % of maximum achievable potential | 1 |  | 2023 | 2042 | 0.0675 | 0 | 0.062 | 150000 | 20000
Ind RTP-_KU_Winter_3.10.2021_1.29.46 PM.xlsx | Inputs_endUseLoadShapes.xlsx | Inputs_Global_KU_Winter.xlsx | Inputs_Product_Ind RTP.xlsx | KU | 20 | Winter | Peak | 3 | Ind RTP- | 2036 | Ramp rate as % of maximum achievable potential | 1 |  | 2023 | 2042 | 0.0675 | 0 | 0.062 | 150000 | 20000
Ind RTP-_KU_Winter_3.10.2021_1.29.46 PM.xlsx | Inputs_endUseLoadShapes.xlsx | Inputs_Global_KU_Winter.xlsx | Inputs_Product_Ind RTP.xlsx | KU | 20 | Winter | Peak | 3 | Ind RTP- | 2037 | Ramp rate as % of maximum achievable potential | 1 |  | 2023 | 2042 | 0.0675 | 0 | 0.062 | 150000 | 20000
Ind RTP-_KU_Winter_3.10.2021_1.29.46 PM.xlsx | Inputs_endUseLoadShapes.xlsx | Inputs_Global_KU_Winter.xlsx | Inputs_Product_Ind RTP.xlsx | KU | 20 | Winter | Peak | 3 | Ind RTP- | 2038 | Ramp rate as % of maximum achievable potential | 1 |  | 2023 | 2042 | 0.0675 | 0 | 0.062 | 150000 | 20000
Ind RTP-_KU_Winter_3.10.2021_1.29.46 PM.xlsx | Inputs_endUseLoadShapes.xlsx | Inputs_Global_KU_Winter.xlsx | Inputs_Product_Ind RTP.xlsx | KU | 20 | Winter | Peak | 3 | Ind RTP- | 2039 | Ramp rate as % of maximum achievable potential | 1 |  | 2023 | 2042 | 0.0675 | 0 | 0.062 | 150000 | 20000
Ind RTP-_KU_Winter_3.10.2021_1.29.46 PM.xlsx | Inputs_endUseLoadShapes.xlsx | Inputs_Global_KU_Winter.xlsx | Inputs_Product_Ind RTP.xlsx | KU | 20 | Winter | Peak | 3 | Ind RTP- | 2040 | Ramp rate as % of maximum achievable potential | 1 |  | 2023 | 2042 | 0.0675 | 0 | 0.062 | 150000 | 20000
Ind RTP-_KU_Winter_3.10.2021_1.29.46 PM.xlsx | Inputs_endUseLoadShapes.xlsx | Inputs_Global_KU_Winter.xlsx | Inputs_Product_Ind RTP.xlsx | KU | 20 | Winter | Peak | 3 | Ind RTP- | 2041 | Ramp rate as % of maximum achievable potential | 1 |  | 2023 | 2042 | 0.0675 | 0 | 0.062 | 150000 | 20000
Ind RTP-_KU_Winter_3.10.2021_1.29.46 PM.xlsx | Inputs_endUseLoadShapes.xlsx | Inputs_Global_KU_Winter.xlsx | Inputs_Product_Ind RTP.xlsx | KU | 20 | Winter | Peak | 3 | Ind RTP- | 2042 | Ramp rate as % of maximum achievable potential | 1 |  | 2023 | 2042 | 0.0675 | 0 | 0.062 | 150000 | 20000
Ind RTP-_KU_Winter_3.10.2021_1.29.46 PM.xlsx | Inputs_endUseLoadShapes.xlsx | Inputs_Global_KU_Winter.xlsx | Inputs_Product_Ind RTP.xlsx | KU | 20 | Winter | Peak | 3 | Ind RTP- | 2043 | Ramp rate as % of maximum achievable potential | 1 |  | 2023 | 2042 | 0.0675 | 0 | 0.062 | 150000 | 20000
Ind RTP-_KU_Winter_3.10.2021_1.29.46 PM.xlsx | Inputs_endUseLoadShapes.xlsx | Inputs_Global_KU_Winter.xlsx | Inputs_Product_Ind RTP.xlsx | KU | 20 | Winter | Peak | 3 | Ind RTP- | 2044 | Ramp rate as % of maximum achievable potential | 1 |  | 2023 | 2042 | 0.0675 | 0 | 0.062 | 150000 | 20000
Ind RTP-_KU_Winter_3.10.2021_1.29.46 PM.xlsx | Inputs_endUseLoadShapes.xlsx | Inputs_Global_KU_Winter.xlsx | Inputs_Product_Ind RTP.xlsx | KU | 20 | Winter | Peak | 3 | Ind RTP- | 2045 | Ramp rate as % of maximum achievable potential | 1 |  | 2023 | 2042 | 0.0675 | 0 | 0.062 | 150000 | 20000
Ind RTP-_KU_Winter_3.10.2021_1.29.46 PM.xlsx | Inputs_endUseLoadShapes.xlsx | Inputs_Global_KU_Winter.xlsx | Inputs_Product_Ind RTP.xlsx | KU | 20 | Winter | Peak | 3 | Ind RTP- | 2046 | Ramp rate as % of maximum achievable potential | 1 |  | 2023 | 2042 | 0.0675 | 0 | 0.062 | 150000 | 20000
Ind RTP-_KU_Winter_3.10.2021_1.29.46 PM.xlsx | Inputs_endUseLoadShapes.xlsx | Inputs_Global_KU_Winter.xlsx | Inputs_Product_Ind RTP.xlsx | KU | 20 | Winter | Peak | 3 | Ind RTP- | 2047 | Ramp rate as % of maximum achievable potential | 1 |  | 2023 | 2042 | 0.0675 | 0 | 0.062 | 150000 | 20000
Ind RTP-_KU_Winter_3.10.2021_1.29.46 PM.xlsx | Inputs_endUseLoadShapes.xlsx | Inputs_Global_KU_Winter.xlsx | Inputs_Product_Ind RTP.xlsx | KU | 20 | Winter | Peak | 3 | Ind RTP- | 2048 | Ramp rate as % of maximum achievable potential | 1 |  | 2023 | 2042 | 0.0675 | 0 | 0.062 | 150000 | 20000
Ind RTP-_KU_Winter_3.10.2021_1.29.46 PM.xlsx | Inputs_endUseLoadShapes.xlsx | Inputs_Global_KU_Winter.xlsx | Inputs_Product_Ind RTP.xlsx | KU | 20 | Winter | Peak | 3 | Ind RTP- | 2049 | Ramp rate as % of maximum achievable potential | 1 |  | 2023 | 2042 | 0.0675 | 0 | 0.062 | 150000 | 20000
Ind RTP-_KU_Winter_3.10.2021_1.29.46 PM.xlsx | Inputs_endUseLoadShapes.xlsx | Inputs_Global_KU_Winter.xlsx | Inputs_Product_Ind RTP.xlsx | KU | 20 | Winter | Peak | 3 | Ind RTP- | 2050 | Ramp rate as % of maximum achievable potential | 1 |  | 2023 | 2042 | 0.0675 | 0 | 0.062 | 150000 | 20000
Ind RTP-_KU_Winter_3.10.2021_1.29.46 PM.xlsx | Inputs_endUseLoadShapes.xlsx | Inputs_Global_KU_Winter.xlsx | Inputs_Product_Ind RTP.xlsx | KU | 20 | Winter | Peak | 3 | Ind RTP- | 2051 | Ramp rate as % of maximum achievable potential | 1 |  | 2023 | 2042 | 0.0675 | 0 | 0.062 | 150000 | 20000
Ind RTP-_KU_Winter_3.10.2021_1.29.46 PM.xlsx | Inputs_endUseLoadShapes.xlsx | Inputs_Global_KU_Winter.xlsx | Inputs_Product_Ind RTP.xlsx | KU | 20 | Winter | Peak | 3 | Ind RTP- | 2052 | Ramp rate as % of maximum achievable potential | 1 |  | 2023 | 2042 | 0.0675 | 0 | 0.062 | 150000 | 20000
Inputs_Product_Res DLC ERWH-Switch.xlsx | Inputs_endUseLoadShapes.xlsx | Inputs_Global_KU_Winter.xlsx | Inputs_Product_Res DLC ERWH-Switch.xlsx | KU | 20 | Winter | Peak | 3 | Res DLC ERWH-Switch | Eligible Sectors | 0 | Residential |  | 2023 | 2042 | 0.0675 | 0 | 0.062 | 150000 | 20000
Inputs_Product_Res DLC ERWH-Switch.xlsx | Inputs_endUseLoadShapes.xlsx | Inputs_Global_KU_Winter.xlsx | Inputs_Product_Res DLC ERWH-Switch.xlsx | KU | 20 | Winter | Peak | 3 | Res DLC ERWH-Switch | Eligible Segments | 0 | All |  | 2023 | 2042 | 0.0675 | 0 | 0.062 | 150000 | 20000
Inputs_Product_Res DLC ERWH-Switch.xlsx | Inputs_endUseLoadShapes.xlsx | Inputs_Global_KU_Winter.xlsx | Inputs_Product_Res DLC ERWH-Switch.xlsx | KU | 20 | Winter | Peak | 3 | Res DLC ERWH-Switch | Eligible End Uses | 0 | Water Heat |  | 2023 | 2042 | 0.0675 | 0 | 0.062 | 150000 | 20000
Inputs_Product_Res DLC ERWH-Switch.xlsx | Inputs_endUseLoadShapes.xlsx | Inputs_Global_KU_Winter.xlsx | Inputs_Product_Res DLC ERWH-Switch.xlsx | KU | 20 | Winter | Peak | 3 | Res DLC ERWH-Switch | Other Eligibility Requirements | 0 | Electric storage water heaters |  | 2023 | 2042 | 0.0675 | 0 | 0.062 | 150000 | 20000
Inputs_Product_Res DLC ERWH-Switch.xlsx | Inputs_endUseLoadShapes.xlsx | Inputs_Global_KU_Winter.xlsx | Inputs_Product_Res DLC ERWH-Switch.xlsx | KU | 20 | Winter | Peak | 3 | Res DLC ERWH-Switch | Setup Cost | $ | 0 |  | 2023 | 2042 | 0.0675 | 0 | 0.062 | 150000 | 20000
Inputs_Product_Res DLC ERWH-Switch.xlsx | Inputs_endUseLoadShapes.xlsx | Inputs_Global_KU_Winter.xlsx | Inputs_Product_Res DLC ERWH-Switch.xlsx | KU | 20 | Winter | Peak | 3 | Res DLC ERWH-Switch | O&M Cost | $ per participant per year | 30 |  | 2023 | 2042 | 0.0675 | 0 | 0.062 | 150000 | 20000
Inputs_Product_Res DLC ERWH-Switch.xlsx | Inputs_endUseLoadShapes.xlsx | Inputs_Global_KU_Winter.xlsx | Inputs_Product_Res DLC ERWH-Switch.xlsx | KU | 20 | Winter | Peak | 3 | Res DLC ERWH-Switch | Equipment Cost | $ per new participant | 0 |  | 2023 | 2042 | 0.0675 | 0 | 0.062 | 150000 | 20000
Inputs_Product_Res DLC ERWH-Switch.xlsx | Inputs_endUseLoadShapes.xlsx | Inputs_Global_KU_Winter.xlsx | Inputs_Product_Res DLC ERWH-Switch.xlsx | KU | 20 | Winter | Peak | 3 | Res DLC ERWH-Switch | Marketing Cost | $ per new participant | 0 |  | 2023 | 2042 | 0.0675 | 0 | 0.062 | 150000 | 20000
Inputs_Product_Res DLC ERWH-Switch.xlsx | Inputs_endUseLoadShapes.xlsx | Inputs_Global_KU_Winter.xlsx | Inputs_Product_Res DLC ERWH-Switch.xlsx | KU | 20 | Winter | Peak | 3 | Res DLC ERWH-Switch | Incentives (annual) | $ per participant per year | 5 |  | 2023 | 2042 | 0.0675 | 0 | 0.062 | 150000 | 20000
Inputs_Product_Res DLC ERWH-Switch.xlsx | Inputs_endUseLoadShapes.xlsx | Inputs_Global_KU_Winter.xlsx | Inputs_Product_Res DLC ERWH-Switch.xlsx | KU | 20 | Winter | Peak | 3 | Res DLC ERWH-Switch | Incentives (one time) | $ per new participant | 0 |  | 2023 | 2042 | 0.0675 | 0 | 0.062 | 150000 | 20000
Inputs_Product_Res DLC ERWH-Switch.xlsx | Inputs_endUseLoadShapes.xlsx | Inputs_Global_KU_Winter.xlsx | Inputs_Product_Res DLC ERWH-Switch.xlsx | KU | 20 | Winter | Peak | 3 | Res DLC ERWH-Switch | Attrition | % of existing participants per year | 0 |  | 2023 | 2042 | 0.0675 | 0 | 0.062 | 150000 | 20000
Inputs_Product_Res DLC ERWH-Switch.xlsx | Inputs_endUseLoadShapes.xlsx | Inputs_Global_KU_Winter.xlsx | Inputs_Product_Res DLC ERWH-Switch.xlsx | KU | 20 | Winter | Peak | 3 | Res DLC ERWH-Switch | Population | Customer count | Varies by segment |  | 2023 | 2042 | 0.0675 | 0 | 0.062 | 150000 | 20000
Inputs_Product_Res DLC ERWH-Switch.xlsx | Inputs_endUseLoadShapes.xlsx | Inputs_Global_KU_Winter.xlsx | Inputs_Product_Res DLC ERWH-Switch.xlsx | KU | 20 | Winter | Peak | 3 | Res DLC ERWH-Switch | Eligibility | % of customer count (e.g. equipment saturation) | 1 |  | 2023 | 2042 | 0.0675 | 0 | 0.062 | 150000 | 20000
Inputs_Product_Res DLC ERWH-Switch.xlsx | Inputs_endUseLoadShapes.xlsx | Inputs_Global_KU_Winter.xlsx | Inputs_Product_Res DLC ERWH-Switch.xlsx | KU | 20 | Winter | Peak | 3 | Res DLC ERWH-Switch | Peak Load Impact | kW per participant (at meter) | 0.35 |  | 2023 | 2042 | 0.0675 | 0 | 0.062 | 150000 | 20000
Inputs_Product_Res DLC ERWH-Switch.xlsx | Inputs_endUseLoadShapes.xlsx | Inputs_Global_KU_Winter.xlsx | Inputs_Product_Res DLC ERWH-Switch.xlsx | KU | 20 | Winter | Peak | 3 | Res DLC ERWH-Switch | Program Participation | % of eligible customers | 1 |  | 2023 | 2042 | 0.0675 | 0 | 0.062 | 150000 | 20000
Inputs_Product_Res DLC ERWH-Switch.xlsx | Inputs_endUseLoadShapes.xlsx | Inputs_Global_KU_Winter.xlsx | Inputs_Product_Res DLC ERWH-Switch.xlsx | KU | 20 | Winter | Peak | 3 | Res DLC ERWH-Switch | Event Participation | % (switch success rate) | 0.5 |  | 2023 | 2042 | 0.0675 | 0 | 0.062 | 150000 | 20000
Inputs_Product_Res DLC ERWH-Switch.xlsx | Inputs_endUseLoadShapes.xlsx | Inputs_Global_KU_Winter.xlsx | Inputs_Product_Res DLC ERWH-Switch.xlsx | KU | 20 | Winter | Peak | 3 | Res DLC ERWH-Switch | Ramp Period | Number of years to reach maximum achievable potential | 1 |  | 2023 | 2042 | 0.0675 | 0 | 0.062 | 150000 | 20000
Inputs_Product_Res DLC ERWH-Switch.xlsx | Inputs_endUseLoadShapes.xlsx | Inputs_Global_KU_Winter.xlsx | Inputs_Product_Res DLC ERWH-Switch.xlsx | KU | 20 | Winter | Peak | 3 | Res DLC ERWH-Switch | 2023 | Ramp rate as % of maximum achievable potential | 1 |  | 2023 | 2042 | 0.0675 | 0 | 0.062 | 150000 | 20000
Inputs_Product_Res DLC ERWH-Switch.xlsx | Inputs_endUseLoadShapes.xlsx | Inputs_Global_KU_Winter.xlsx | Inputs_Product_Res DLC ERWH-Switch.xlsx | KU | 20 | Winter | Peak | 3 | Res DLC ERWH-Switch | 2024 | Ramp rate as % of maximum achievable potential | 1 |  | 2023 | 2042 | 0.0675 | 0 | 0.062 | 150000 | 20000
Inputs_Product_Res DLC ERWH-Switch.xlsx | Inputs_endUseLoadShapes.xlsx | Inputs_Global_KU_Winter.xlsx | Inputs_Product_Res DLC ERWH-Switch.xlsx | KU | 20 | Winter | Peak | 3 | Res DLC ERWH-Switch | 2025 | Ramp rate as % of maximum achievable potential | 1 |  | 2023 | 2042 | 0.0675 | 0 | 0.062 | 150000 | 20000
Inputs_Product_Res DLC ERWH-Switch.xlsx | Inputs_endUseLoadShapes.xlsx | Inputs_Global_KU_Winter.xlsx | Inputs_Product_Res DLC ERWH-Switch.xlsx | KU | 20 | Winter | Peak | 3 | Res DLC ERWH-Switch | 2026 | Ramp rate as % of maximum achievable potential | 1 |  | 2023 | 2042 | 0.0675 | 0 | 0.062 | 150000 | 20000
Inputs_Product_Res DLC ERWH-Switch.xlsx | Inputs_endUseLoadShapes.xlsx | Inputs_Global_KU_Winter.xlsx | Inputs_Product_Res DLC ERWH-Switch.xlsx | KU | 20 | Winter | Peak | 3 | Res DLC ERWH-Switch | 2027 | Ramp rate as % of maximum achievable potential | 1 |  | 2023 | 2042 | 0.0675 | 0 | 0.062 | 150000 | 20000
Inputs_Product_Res DLC ERWH-Switch.xlsx | Inputs_endUseLoadShapes.xlsx | Inputs_Global_KU_Winter.xlsx | Inputs_Product_Res DLC ERWH-Switch.xlsx | KU | 20 | Winter | Peak | 3 | Res DLC ERWH-Switch | 2028 | Ramp rate as % of maximum achievable potential | 1 |  | 2023 | 2042 | 0.0675 | 0 | 0.062 | 150000 | 20000
Inputs_Product_Res DLC ERWH-Switch.xlsx | Inputs_endUseLoadShapes.xlsx | Inputs_Global_KU_Winter.xlsx | Inputs_Product_Res DLC ERWH-Switch.xlsx | KU | 20 | Winter | Peak | 3 | Res DLC ERWH-Switch | 2029 | Ramp rate as % of maximum achievable potential | 1 |  | 2023 | 2042 | 0.0675 | 0 | 0.062 | 150000 | 20000
Inputs_Product_Res DLC ERWH-Switch.xlsx | Inputs_endUseLoadShapes.xlsx | Inputs_Global_KU_Winter.xlsx | Inputs_Product_Res DLC ERWH-Switch.xlsx | KU | 20 | Winter | Peak | 3 | Res DLC ERWH-Switch | 2030 | Ramp rate as % of maximum achievable potential | 1 |  | 2023 | 2042 | 0.0675 | 0 | 0.062 | 150000 | 20000
Inputs_Product_Res DLC ERWH-Switch.xlsx | Inputs_endUseLoadShapes.xlsx | Inputs_Global_KU_Winter.xlsx | Inputs_Product_Res DLC ERWH-Switch.xlsx | KU | 20 | Winter | Peak | 3 | Res DLC ERWH-Switch | 2031 | Ramp rate as % of maximum achievable potential | 1 |  | 2023 | 2042 | 0.0675 | 0 | 0.062 | 150000 | 20000
Inputs_Product_Res DLC ERWH-Switch.xlsx | Inputs_endUseLoadShapes.xlsx | Inputs_Global_KU_Winter.xlsx | Inputs_Product_Res DLC ERWH-Switch.xlsx | KU | 20 | Winter | Peak | 3 | Res DLC ERWH-Switch | 2032 | Ramp rate as % of maximum achievable potential | 1 |  | 2023 | 2042 | 0.0675 | 0 | 0.062 | 150000 | 20000
Inputs_Product_Res DLC ERWH-Switch.xlsx | Inputs_endUseLoadShapes.xlsx | Inputs_Global_KU_Winter.xlsx | Inputs_Product_Res DLC ERWH-Switch.xlsx | KU | 20 | Winter | Peak | 3 | Res DLC ERWH-Switch | 2033 | Ramp rate as % of maximum achievable potential | 1 |  | 2023 | 2042 | 0.0675 | 0 | 0.062 | 150000 | 20000
Inputs_Product_Res DLC ERWH-Switch.xlsx | Inputs_endUseLoadShapes.xlsx | Inputs_Global_KU_Winter.xlsx | Inputs_Product_Res DLC ERWH-Switch.xlsx | KU | 20 | Winter | Peak | 3 | Res DLC ERWH-Switch | 2034 | Ramp rate as % of maximum achievable potential | 1 |  | 2023 | 2042 | 0.0675 | 0 | 0.062 | 150000 | 20000
Inputs_Product_Res DLC ERWH-Switch.xlsx | Inputs_endUseLoadShapes.xlsx | Inputs_Global_KU_Winter.xlsx | Inputs_Product_Res DLC ERWH-Switch.xlsx | KU | 20 | Winter | Peak | 3 | Res DLC ERWH-Switch | 2035 | Ramp rate as % of maximum achievable potential | 1 |  | 2023 | 2042 | 0.0675 | 0 | 0.062 | 150000 | 20000
Inputs_Product_Res DLC ERWH-Switch.xlsx | Inputs_endUseLoadShapes.xlsx | Inputs_Global_KU_Winter.xlsx | Inputs_Product_Res DLC ERWH-Switch.xlsx | KU | 20 | Winter | Peak | 3 | Res DLC ERWH-Switch | 2036 | Ramp rate as % of maximum achievable potential | 1 |  | 2023 | 2042 | 0.0675 | 0 | 0.062 | 150000 | 20000
Inputs_Product_Res DLC ERWH-Switch.xlsx | Inputs_endUseLoadShapes.xlsx | Inputs_Global_KU_Winter.xlsx | Inputs_Product_Res DLC ERWH-Switch.xlsx | KU | 20 | Winter | Peak | 3 | Res DLC ERWH-Switch | 2037 | Ramp rate as % of maximum achievable potential | 1 |  | 2023 | 2042 | 0.0675 | 0 | 0.062 | 150000 | 20000
Inputs_Product_Res DLC ERWH-Switch.xlsx | Inputs_endUseLoadShapes.xlsx | Inputs_Global_KU_Winter.xlsx | Inputs_Product_Res DLC ERWH-Switch.xlsx | KU | 20 | Winter | Peak | 3 | Res DLC ERWH-Switch | 2038 | Ramp rate as % of maximum achievable potential | 1 |  | 2023 | 2042 | 0.0675 | 0 | 0.062 | 150000 | 20000
Inputs_Product_Res DLC ERWH-Switch.xlsx | Inputs_endUseLoadShapes.xlsx | Inputs_Global_KU_Winter.xlsx | Inputs_Product_Res DLC ERWH-Switch.xlsx | KU | 20 | Winter | Peak | 3 | Res DLC ERWH-Switch | 2039 | Ramp rate as % of maximum achievable potential | 1 |  | 2023 | 2042 | 0.0675 | 0 | 0.062 | 150000 | 20000
Inputs_Product_Res DLC ERWH-Switch.xlsx | Inputs_endUseLoadShapes.xlsx | Inputs_Global_KU_Winter.xlsx | Inputs_Product_Res DLC ERWH-Switch.xlsx | KU | 20 | Winter | Peak | 3 | Res DLC ERWH-Switch | 2040 | Ramp rate as % of maximum achievable potential | 1 |  | 2023 | 2042 | 0.0675 | 0 | 0.062 | 150000 | 20000
Inputs_Product_Res DLC ERWH-Switch.xlsx | Inputs_endUseLoadShapes.xlsx | Inputs_Global_KU_Winter.xlsx | Inputs_Product_Res DLC ERWH-Switch.xlsx | KU | 20 | Winter | Peak | 3 | Res DLC ERWH-Switch | 2041 | Ramp rate as % of maximum achievable potential | 1 |  | 2023 | 2042 | 0.0675 | 0 | 0.062 | 150000 | 20000
Inputs_Product_Res DLC ERWH-Switch.xlsx | Inputs_endUseLoadShapes.xlsx | Inputs_Global_KU_Winter.xlsx | Inputs_Product_Res DLC ERWH-Switch.xlsx | KU | 20 | Winter | Peak | 3 | Res DLC ERWH-Switch | 2042 | Ramp rate as % of maximum achievable potential | 1 |  | 2023 | 2042 | 0.0675 | 0 | 0.062 | 150000 | 20000
Inputs_Product_Res DLC ERWH-Switch.xlsx | Inputs_endUseLoadShapes.xlsx | Inputs_Global_KU_Winter.xlsx | Inputs_Product_Res DLC ERWH-Switch.xlsx | KU | 20 | Winter | Peak | 3 | Res DLC ERWH-Switch | 2043 | Ramp rate as % of maximum achievable potential | 1 |  | 2023 | 2042 | 0.0675 | 0 | 0.062 | 150000 | 20000
Inputs_Product_Res DLC ERWH-Switch.xlsx | Inputs_endUseLoadShapes.xlsx | Inputs_Global_KU_Winter.xlsx | Inputs_Product_Res DLC ERWH-Switch.xlsx | KU | 20 | Winter | Peak | 3 | Res DLC ERWH-Switch | 2044 | Ramp rate as % of maximum achievable potential | 1 |  | 2023 | 2042 | 0.0675 | 0 | 0.062 | 150000 | 20000
Inputs_Product_Res DLC ERWH-Switch.xlsx | Inputs_endUseLoadShapes.xlsx | Inputs_Global_KU_Winter.xlsx | Inputs_Product_Res DLC ERWH-Switch.xlsx | KU | 20 | Winter | Peak | 3 | Res DLC ERWH-Switch | 2045 | Ramp rate as % of maximum achievable potential | 1 |  | 2023 | 2042 | 0.0675 | 0 | 0.062 | 150000 | 20000
Inputs_Product_Res DLC ERWH-Switch.xlsx | Inputs_endUseLoadShapes.xlsx | Inputs_Global_KU_Winter.xlsx | Inputs_Product_Res DLC ERWH-Switch.xlsx | KU | 20 | Winter | Peak | 3 | Res DLC ERWH-Switch | 2046 | Ramp rate as % of maximum achievable potential | 1 |  | 2023 | 2042 | 0.0675 | 0 | 0.062 | 150000 | 20000
Inputs_Product_Res DLC ERWH-Switch.xlsx | Inputs_endUseLoadShapes.xlsx | Inputs_Global_KU_Winter.xlsx | Inputs_Product_Res DLC ERWH-Switch.xlsx | KU | 20 | Winter | Peak | 3 | Res DLC ERWH-Switch | 2047 | Ramp rate as % of maximum achievable potential | 1 |  | 2023 | 2042 | 0.0675 | 0 | 0.062 | 150000 | 20000
Inputs_Product_Res DLC ERWH-Switch.xlsx | Inputs_endUseLoadShapes.xlsx | Inputs_Global_KU_Winter.xlsx | Inputs_Product_Res DLC ERWH-Switch.xlsx | KU | 20 | Winter | Peak | 3 | Res DLC ERWH-Switch | 2048 | Ramp rate as % of maximum achievable potential | 1 |  | 2023 | 2042 | 0.0675 | 0 | 0.062 | 150000 | 20000
Inputs_Product_Res DLC ERWH-Switch.xlsx | Inputs_endUseLoadShapes.xlsx | Inputs_Global_KU_Winter.xlsx | Inputs_Product_Res DLC ERWH-Switch.xlsx | KU | 20 | Winter | Peak | 3 | Res DLC ERWH-Switch | 2049 | Ramp rate as % of maximum achievable potential | 1 |  | 2023 | 2042 | 0.0675 | 0 | 0.062 | 150000 | 20000
Inputs_Product_Res DLC ERWH-Switch.xlsx | Inputs_endUseLoadShapes.xlsx | Inputs_Global_KU_Winter.xlsx | Inputs_Product_Res DLC ERWH-Switch.xlsx | KU | 20 | Winter | Peak | 3 | Res DLC ERWH-Switch | 2050 | Ramp rate as % of maximum achievable potential | 1 |  | 2023 | 2042 | 0.0675 | 0 | 0.062 | 150000 | 20000
Inputs_Product_Res DLC ERWH-Switch.xlsx | Inputs_endUseLoadShapes.xlsx | Inputs_Global_KU_Winter.xlsx | Inputs_Product_Res DLC ERWH-Switch.xlsx | KU | 20 | Winter | Peak | 3 | Res DLC ERWH-Switch | 2051 | Ramp rate as % of maximum achievable potential | 1 |  | 2023 | 2042 | 0.0675 | 0 | 0.062 | 150000 | 20000
Inputs_Product_Res DLC ERWH-Switch.xlsx | Inputs_endUseLoadShapes.xlsx | Inputs_Global_KU_Winter.xlsx | Inputs_Product_Res DLC ERWH-Switch.xlsx | KU | 20 | Winter | Peak | 3 | Res DLC ERWH-Switch | 2052 | Ramp rate as % of maximum achievable potential | 1 |  | 2023 | 2042 | 0.0675 | 0 | 0.062 | 150000 | 20000
Inputs_Product_Res DLC Heat-BYOT.xlsx | Inputs_endUseLoadShapes.xlsx | Inputs_Global_KU_Winter.xlsx | Inputs_Product_Res DLC Heat-BYOT.xlsx | KU | 20 | Winter | Peak | 3 | Res DLC Heat-BYOT | Eligible Sectors | 0 | Residential |  | 2023 | 2042 | 0.0675 | 0 | 0.062 | 150000 | 20000
Inputs_Product_Res DLC Heat-BYOT.xlsx | Inputs_endUseLoadShapes.xlsx | Inputs_Global_KU_Winter.xlsx | Inputs_Product_Res DLC Heat-BYOT.xlsx | KU | 20 | Winter | Peak | 3 | Res DLC Heat-BYOT | Eligible Segments | 0 | All |  | 2023 | 2042 | 0.0675 | 0 | 0.062 | 150000 | 20000
Inputs_Product_Res DLC Heat-BYOT.xlsx | Inputs_endUseLoadShapes.xlsx | Inputs_Global_KU_Winter.xlsx | Inputs_Product_Res DLC Heat-BYOT.xlsx | KU | 20 | Winter | Peak | 3 | Res DLC Heat-BYOT | Eligible End Uses | 0 | Heat Central, Heat Pump |  | 2023 | 2042 | 0.0675 | 0 | 0.062 | 150000 | 20000
Inputs_Product_Res DLC Heat-BYOT.xlsx | Inputs_endUseLoadShapes.xlsx | Inputs_Global_KU_Winter.xlsx | Inputs_Product_Res DLC Heat-BYOT.xlsx | KU | 20 | Winter | Peak | 3 | Res DLC Heat-BYOT | Other Eligibility Requirements | 0 | Customers must have a smart thermostat |  | 2023 | 2042 | 0.0675 | 0 | 0.062 | 150000 | 20000
Inputs_Product_Res DLC Heat-BYOT.xlsx | Inputs_endUseLoadShapes.xlsx | Inputs_Global_KU_Winter.xlsx | Inputs_Product_Res DLC Heat-BYOT.xlsx | KU | 20 | Winter | Peak | 3 | Res DLC Heat-BYOT | Setup Cost | $ | 75000 |  | 2023 | 2042 | 0.0675 | 0 | 0.062 | 150000 | 20000
Inputs_Product_Res DLC Heat-BYOT.xlsx | Inputs_endUseLoadShapes.xlsx | Inputs_Global_KU_Winter.xlsx | Inputs_Product_Res DLC Heat-BYOT.xlsx | KU | 20 | Winter | Peak | 3 | Res DLC Heat-BYOT | O&M Cost | $ per participant per year | 34 |  | 2023 | 2042 | 0.0675 | 0 | 0.062 | 150000 | 20000
Inputs_Product_Res DLC Heat-BYOT.xlsx | Inputs_endUseLoadShapes.xlsx | Inputs_Global_KU_Winter.xlsx | Inputs_Product_Res DLC Heat-BYOT.xlsx | KU | 20 | Winter | Peak | 3 | Res DLC Heat-BYOT | Equipment Cost | $ per new participant | 0 |  | 2023 | 2042 | 0.0675 | 0 | 0.062 | 150000 | 20000
Inputs_Product_Res DLC Heat-BYOT.xlsx | Inputs_endUseLoadShapes.xlsx | Inputs_Global_KU_Winter.xlsx | Inputs_Product_Res DLC Heat-BYOT.xlsx | KU | 20 | Winter | Peak | 3 | Res DLC Heat-BYOT | Marketing Cost | $ per new participant | 0 |  | 2023 | 2042 | 0.0675 | 0 | 0.062 | 150000 | 20000
Inputs_Product_Res DLC Heat-BYOT.xlsx | Inputs_endUseLoadShapes.xlsx | Inputs_Global_KU_Winter.xlsx | Inputs_Product_Res DLC Heat-BYOT.xlsx | KU | 20 | Winter | Peak | 3 | Res DLC Heat-BYOT | Incentives (annual) | $ per participant per year | 20 |  | 2023 | 2042 | 0.0675 | 0 | 0.062 | 150000 | 20000
Inputs_Product_Res DLC Heat-BYOT.xlsx | Inputs_endUseLoadShapes.xlsx | Inputs_Global_KU_Winter.xlsx | Inputs_Product_Res DLC Heat-BYOT.xlsx | KU | 20 | Winter | Peak | 3 | Res DLC Heat-BYOT | Incentives (one time) | $ per new participant | 0 |  | 2023 | 2042 | 0.0675 | 0 | 0.062 | 150000 | 20000
Inputs_Product_Res DLC Heat-BYOT.xlsx | Inputs_endUseLoadShapes.xlsx | Inputs_Global_KU_Winter.xlsx | Inputs_Product_Res DLC Heat-BYOT.xlsx | KU | 20 | Winter | Peak | 3 | Res DLC Heat-BYOT | Attrition | % of existing participants per year | 0.05 |  | 2023 | 2042 | 0.0675 | 0 | 0.062 | 150000 | 20000
Inputs_Product_Res DLC Heat-BYOT.xlsx | Inputs_endUseLoadShapes.xlsx | Inputs_Global_KU_Winter.xlsx | Inputs_Product_Res DLC Heat-BYOT.xlsx | KU | 20 | Winter | Peak | 3 | Res DLC Heat-BYOT | Population | Customer count | Varies by segment |  | 2023 | 2042 | 0.0675 | 0 | 0.062 | 150000 | 20000
Inputs_Product_Res DLC Heat-BYOT.xlsx | Inputs_endUseLoadShapes.xlsx | Inputs_Global_KU_Winter.xlsx | Inputs_Product_Res DLC Heat-BYOT.xlsx | KU | 20 | Winter | Peak | 3 | Res DLC Heat-BYOT | Eligibility | % of customer count (e.g. equipment saturation) | 0.234 |  | 2023 | 2042 | 0.0675 | 0 | 0.062 | 150000 | 20000
Inputs_Product_Res DLC Heat-BYOT.xlsx | Inputs_endUseLoadShapes.xlsx | Inputs_Global_KU_Winter.xlsx | Inputs_Product_Res DLC Heat-BYOT.xlsx | KU | 20 | Winter | Peak | 3 | Res DLC Heat-BYOT | Peak Load Impact | kW per participant (at meter) | 0.75 |  | 2023 | 2042 | 0.0675 | 0 | 0.062 | 150000 | 20000
Inputs_Product_Res DLC Heat-BYOT.xlsx | Inputs_endUseLoadShapes.xlsx | Inputs_Global_KU_Winter.xlsx | Inputs_Product_Res DLC Heat-BYOT.xlsx | KU | 20 | Winter | Peak | 3 | Res DLC Heat-BYOT | Program Participation | % of eligible customers | 0.2 |  | 2023 | 2042 | 0.0675 | 0 | 0.062 | 150000 | 20000
Inputs_Product_Res DLC Heat-BYOT.xlsx | Inputs_endUseLoadShapes.xlsx | Inputs_Global_KU_Winter.xlsx | Inputs_Product_Res DLC Heat-BYOT.xlsx | KU | 20 | Winter | Peak | 3 | Res DLC Heat-BYOT | Event Participation | % (switch success rate) | 0.75 |  | 2023 | 2042 | 0.0675 | 0 | 0.062 | 150000 | 20000
Inputs_Product_Res DLC Heat-BYOT.xlsx | Inputs_endUseLoadShapes.xlsx | Inputs_Global_KU_Winter.xlsx | Inputs_Product_Res DLC Heat-BYOT.xlsx | KU | 20 | Winter | Peak | 3 | Res DLC Heat-BYOT | Ramp Period | Number of years to reach maximum achievable potential | 30.5523 |  | 2023 | 2042 | 0.0675 | 0 | 0.062 | 150000 | 20000
Inputs_Product_Res DLC Heat-BYOT.xlsx | Inputs_endUseLoadShapes.xlsx | Inputs_Global_KU_Winter.xlsx | Inputs_Product_Res DLC Heat-BYOT.xlsx | KU | 20 | Winter | Peak | 3 | Res DLC Heat-BYOT | 2023 | Ramp rate as % of maximum achievable potential | 0.0025 |  | 2023 | 2042 | 0.0675 | 0 | 0.062 | 150000 | 20000
Inputs_Product_Res DLC Heat-BYOT.xlsx | Inputs_endUseLoadShapes.xlsx | Inputs_Global_KU_Winter.xlsx | Inputs_Product_Res DLC Heat-BYOT.xlsx | KU | 20 | Winter | Peak | 3 | Res DLC Heat-BYOT | 2024 | Ramp rate as % of maximum achievable potential | 0.0035231 |  | 2023 | 2042 | 0.0675 | 0 | 0.062 | 150000 | 20000
Inputs_Product_Res DLC Heat-BYOT.xlsx | Inputs_endUseLoadShapes.xlsx | Inputs_Global_KU_Winter.xlsx | Inputs_Product_Res DLC Heat-BYOT.xlsx | KU | 20 | Winter | Peak | 3 | Res DLC Heat-BYOT | 2025 | Ramp rate as % of maximum achievable potential | 0.013592 |  | 2023 | 2042 | 0.0675 | 0 | 0.062 | 150000 | 20000
Inputs_Product_Res DLC Heat-BYOT.xlsx | Inputs_endUseLoadShapes.xlsx | Inputs_Global_KU_Winter.xlsx | Inputs_Product_Res DLC Heat-BYOT.xlsx | KU | 20 | Winter | Peak | 3 | Res DLC Heat-BYOT | 2026 | Ramp rate as % of maximum achievable potential | 0.040277 |  | 2023 | 2042 | 0.0675 | 0 | 0.062 | 150000 | 20000
Inputs_Product_Res DLC Heat-BYOT.xlsx | Inputs_endUseLoadShapes.xlsx | Inputs_Global_KU_Winter.xlsx | Inputs_Product_Res DLC Heat-BYOT.xlsx | KU | 20 | Winter | Peak | 3 | Res DLC Heat-BYOT | 2027 | Ramp rate as % of maximum achievable potential | 0.080054 |  | 2023 | 2042 | 0.0675 | 0 | 0.062 | 150000 | 20000
Inputs_Product_Res DLC Heat-BYOT.xlsx | Inputs_endUseLoadShapes.xlsx | Inputs_Global_KU_Winter.xlsx | Inputs_Product_Res DLC Heat-BYOT.xlsx | KU | 20 | Winter | Peak | 3 | Res DLC Heat-BYOT | 2028 | Ramp rate as % of maximum achievable potential | 0.13292 |  | 2023 | 2042 | 0.0675 | 0 | 0.062 | 150000 | 20000
Inputs_Product_Res DLC Heat-BYOT.xlsx | Inputs_endUseLoadShapes.xlsx | Inputs_Global_KU_Winter.xlsx | Inputs_Product_Res DLC Heat-BYOT.xlsx | KU | 20 | Winter | Peak | 3 | Res DLC Heat-BYOT | 2029 | Ramp rate as % of maximum achievable potential | 0.19888 |  | 2023 | 2042 | 0.0675 | 0 | 0.062 | 150000 | 20000
Inputs_Product_Res DLC Heat-BYOT.xlsx | Inputs_endUseLoadShapes.xlsx | Inputs_Global_KU_Winter.xlsx | Inputs_Product_Res DLC Heat-BYOT.xlsx | KU | 20 | Winter | Peak | 3 | Res DLC Heat-BYOT | 2030 | Ramp rate as % of maximum achievable potential | 0.23162 |  | 2023 | 2042 | 0.0675 | 0 | 0.062 | 150000 | 20000
Inputs_Product_Res DLC Heat-BYOT.xlsx | Inputs_endUseLoadShapes.xlsx | Inputs_Global_KU_Winter.xlsx | Inputs_Product_Res DLC Heat-BYOT.xlsx | KU | 20 | Winter | Peak | 3 | Res DLC Heat-BYOT | 2031 | Ramp rate as % of maximum achievable potential | 0.26435 |  | 2023 | 2042 | 0.0675 | 0 | 0.062 | 150000 | 20000
Inputs_Product_Res DLC Heat-BYOT.xlsx | Inputs_endUseLoadShapes.xlsx | Inputs_Global_KU_Winter.xlsx | Inputs_Product_Res DLC Heat-BYOT.xlsx | KU | 20 | Winter | Peak | 3 | Res DLC Heat-BYOT | 2032 | Ramp rate as % of maximum achievable potential | 0.29708 |  | 2023 | 2042 | 0.0675 | 0 | 0.062 | 150000 | 20000
Inputs_Product_Res DLC Heat-BYOT.xlsx | Inputs_endUseLoadShapes.xlsx | Inputs_Global_KU_Winter.xlsx | Inputs_Product_Res DLC Heat-BYOT.xlsx | KU | 20 | Winter | Peak | 3 | Res DLC Heat-BYOT | 2033 | Ramp rate as % of maximum achievable potential | 0.32981 |  | 2023 | 2042 | 0.0675 | 0 | 0.062 | 150000 | 20000
Inputs_Product_Res DLC Heat-BYOT.xlsx | Inputs_endUseLoadShapes.xlsx | Inputs_Global_KU_Winter.xlsx | Inputs_Product_Res DLC Heat-BYOT.xlsx | KU | 20 | Winter | Peak | 3 | Res DLC Heat-BYOT | 2034 | Ramp rate as % of maximum achievable potential | 0.36254 |  | 2023 | 2042 | 0.0675 | 0 | 0.062 | 150000 | 20000
Inputs_Product_Res DLC Heat-BYOT.xlsx | Inputs_endUseLoadShapes.xlsx | Inputs_Global_KU_Winter.xlsx | Inputs_Product_Res DLC Heat-BYOT.xlsx | KU | 20 | Winter | Peak | 3 | Res DLC Heat-BYOT | 2035 | Ramp rate as % of maximum achievable potential | 0.39527 |  | 2023 | 2042 | 0.0675 | 0 | 0.062 | 150000 | 20000
Inputs_Product_Res DLC Heat-BYOT.xlsx | Inputs_endUseLoadShapes.xlsx | Inputs_Global_KU_Winter.xlsx | Inputs_Product_Res DLC Heat-BYOT.xlsx | KU | 20 | Winter | Peak | 3 | Res DLC Heat-BYOT | 2036 | Ramp rate as % of maximum achievable potential | 0.428 |  | 2023 | 2042 | 0.0675 | 0 | 0.062 | 150000 | 20000
Inputs_Product_Res DLC Heat-BYOT.xlsx | Inputs_endUseLoadShapes.xlsx | Inputs_Global_KU_Winter.xlsx | Inputs_Product_Res DLC Heat-BYOT.xlsx | KU | 20 | Winter | Peak | 3 | Res DLC Heat-BYOT | 2037 | Ramp rate as % of maximum achievable potential | 0.46073 |  | 2023 | 2042 | 0.0675 | 0 | 0.062 | 150000 | 20000
Inputs_Product_Res DLC Heat-BYOT.xlsx | Inputs_endUseLoadShapes.xlsx | Inputs_Global_KU_Winter.xlsx | Inputs_Product_Res DLC Heat-BYOT.xlsx | KU | 20 | Winter | Peak | 3 | Res DLC Heat-BYOT | 2038 | Ramp rate as % of maximum achievable potential | 0.49346 |  | 2023 | 2042 | 0.0675 | 0 | 0.062 | 150000 | 20000
Inputs_Product_Res DLC Heat-BYOT.xlsx | Inputs_endUseLoadShapes.xlsx | Inputs_Global_KU_Winter.xlsx | Inputs_Product_Res DLC Heat-BYOT.xlsx | KU | 20 | Winter | Peak | 3 | Res DLC Heat-BYOT | 2039 | Ramp rate as % of maximum achievable potential | 0.52619 |  | 2023 | 2042 | 0.0675 | 0 | 0.062 | 150000 | 20000
Inputs_Product_Res DLC Heat-BYOT.xlsx | Inputs_endUseLoadShapes.xlsx | Inputs_Global_KU_Winter.xlsx | Inputs_Product_Res DLC Heat-BYOT.xlsx | KU | 20 | Winter | Peak | 3 | Res DLC Heat-BYOT | 2040 | Ramp rate as % of maximum achievable potential | 0.55892 |  | 2023 | 2042 | 0.0675 | 0 | 0.062 | 150000 | 20000
Inputs_Product_Res DLC Heat-BYOT.xlsx | Inputs_endUseLoadShapes.xlsx | Inputs_Global_KU_Winter.xlsx | Inputs_Product_Res DLC Heat-BYOT.xlsx | KU | 20 | Winter | Peak | 3 | Res DLC Heat-BYOT | 2041 | Ramp rate as % of maximum achievable potential | 0.59165 |  | 2023 | 2042 | 0.0675 | 0 | 0.062 | 150000 | 20000
Inputs_Product_Res DLC Heat-BYOT.xlsx | Inputs_endUseLoadShapes.xlsx | Inputs_Global_KU_Winter.xlsx | Inputs_Product_Res DLC Heat-BYOT.xlsx | KU | 20 | Winter | Peak | 3 | Res DLC Heat-BYOT | 2042 | Ramp rate as % of maximum achievable potential | 0.62438 |  | 2023 | 2042 | 0.0675 | 0 | 0.062 | 150000 | 20000
Inputs_Product_Res DLC Heat-BYOT.xlsx | Inputs_endUseLoadShapes.xlsx | Inputs_Global_KU_Winter.xlsx | Inputs_Product_Res DLC Heat-BYOT.xlsx | KU | 20 | Winter | Peak | 3 | Res DLC Heat-BYOT | 2043 | Ramp rate as % of maximum achievable potential | 0.65711 |  | 2023 | 2042 | 0.0675 | 0 | 0.062 | 150000 | 20000
Inputs_Product_Res DLC Heat-BYOT.xlsx | Inputs_endUseLoadShapes.xlsx | Inputs_Global_KU_Winter.xlsx | Inputs_Product_Res DLC Heat-BYOT.xlsx | KU | 20 | Winter | Peak | 3 | Res DLC Heat-BYOT | 2044 | Ramp rate as % of maximum achievable potential | 0.68985 |  | 2023 | 2042 | 0.0675 | 0 | 0.062 | 150000 | 20000
Inputs_Product_Res DLC Heat-BYOT.xlsx | Inputs_endUseLoadShapes.xlsx | Inputs_Global_KU_Winter.xlsx | Inputs_Product_Res DLC Heat-BYOT.xlsx | KU | 20 | Winter | Peak | 3 | Res DLC Heat-BYOT | 2045 | Ramp rate as % of maximum achievable potential | 0.72258 |  | 2023 | 2042 | 0.0675 | 0 | 0.062 | 150000 | 20000
Inputs_Product_Res DLC Heat-BYOT.xlsx | Inputs_endUseLoadShapes.xlsx | Inputs_Global_KU_Winter.xlsx | Inputs_Product_Res DLC Heat-BYOT.xlsx | KU | 20 | Winter | Peak | 3 | Res DLC Heat-BYOT | 2046 | Ramp rate as % of maximum achievable potential | 0.75531 |  | 2023 | 2042 | 0.0675 | 0 | 0.062 | 150000 | 20000
Inputs_Product_Res DLC Heat-BYOT.xlsx | Inputs_endUseLoadShapes.xlsx | Inputs_Global_KU_Winter.xlsx | Inputs_Product_Res DLC Heat-BYOT.xlsx | KU | 20 | Winter | Peak | 3 | Res DLC Heat-BYOT | 2047 | Ramp rate as % of maximum achievable potential | 0.78804 |  | 2023 | 2042 | 0.0675 | 0 | 0.062 | 150000 | 20000
Inputs_Product_Res DLC Heat-BYOT.xlsx | Inputs_endUseLoadShapes.xlsx | Inputs_Global_KU_Winter.xlsx | Inputs_Product_Res DLC Heat-BYOT.xlsx | KU | 20 | Winter | Peak | 3 | Res DLC Heat-BYOT | 2048 | Ramp rate as % of maximum achievable potential | 0.82077 |  | 2023 | 2042 | 0.0675 | 0 | 0.062 | 150000 | 20000
Inputs_Product_Res DLC Heat-BYOT.xlsx | Inputs_endUseLoadShapes.xlsx | Inputs_Global_KU_Winter.xlsx | Inputs_Product_Res DLC Heat-BYOT.xlsx | KU | 20 | Winter | Peak | 3 | Res DLC Heat-BYOT | 2049 | Ramp rate as % of maximum achievable potential | 0.8535 |  | 2023 | 2042 | 0.0675 | 0 | 0.062 | 150000 | 20000
Inputs_Product_Res DLC Heat-BYOT.xlsx | Inputs_endUseLoadShapes.xlsx | Inputs_Global_KU_Winter.xlsx | Inputs_Product_Res DLC Heat-BYOT.xlsx | KU | 20 | Winter | Peak | 3 | Res DLC Heat-BYOT | 2050 | Ramp rate as % of maximum achievable potential | 0.88623 |  | 2023 | 2042 | 0.0675 | 0 | 0.062 | 150000 | 20000
Inputs_Product_Res DLC Heat-BYOT.xlsx | Inputs_endUseLoadShapes.xlsx | Inputs_Global_KU_Winter.xlsx | Inputs_Product_Res DLC Heat-BYOT.xlsx | KU | 20 | Winter | Peak | 3 | Res DLC Heat-BYOT | 2051 | Ramp rate as % of maximum achievable potential | 0.91896 |  | 2023 | 2042 | 0.0675 | 0 | 0.062 | 150000 | 20000
Inputs_Product_Res DLC Heat-BYOT.xlsx | Inputs_endUseLoadShapes.xlsx | Inputs_Global_KU_Winter.xlsx | Inputs_Product_Res DLC Heat-BYOT.xlsx | KU | 20 | Winter | Peak | 3 | Res DLC Heat-BYOT | 2052 | Ramp rate as % of maximum achievable potential | 0.95169 |  | 2023 | 2042 | 0.0675 | 0 | 0.062 | 150000 | 20000
Inputs_Product_Res DLC Heat-One Way Switch.xlsx | Inputs_endUseLoadShapes.xlsx | Inputs_Global_KU_Winter.xlsx | Inputs_Product_Res DLC Heat-One Way Switch.xlsx | KU | 20 | Winter | Peak | 3 | Res DLC Heat-One Way Switch | Eligible Sectors | 0 | Residential |  | 2023 | 2042 | 0.0675 | 0 | 0.062 | 150000 | 20000
Inputs_Product_Res DLC Heat-One Way Switch.xlsx | Inputs_endUseLoadShapes.xlsx | Inputs_Global_KU_Winter.xlsx | Inputs_Product_Res DLC Heat-One Way Switch.xlsx | KU | 20 | Winter | Peak | 3 | Res DLC Heat-One Way Switch | Eligible Segments | 0 | All |  | 2023 | 2042 | 0.0675 | 0 | 0.062 | 150000 | 20000
Inputs_Product_Res DLC Heat-One Way Switch.xlsx | Inputs_endUseLoadShapes.xlsx | Inputs_Global_KU_Winter.xlsx | Inputs_Product_Res DLC Heat-One Way Switch.xlsx | KU | 20 | Winter | Peak | 3 | Res DLC Heat-One Way Switch | Eligible End Uses | 0 | Heat Central, Heat Pump |  | 2023 | 2042 | 0.0675 | 0 | 0.062 | 150000 | 20000
Inputs_Product_Res DLC Heat-One Way Switch.xlsx | Inputs_endUseLoadShapes.xlsx | Inputs_Global_KU_Winter.xlsx | Inputs_Product_Res DLC Heat-One Way Switch.xlsx | KU | 20 | Winter | Peak | 3 | Res DLC Heat-One Way Switch | Other Eligibility Requirements | 0 | 0 |  | 2023 | 2042 | 0.0675 | 0 | 0.062 | 150000 | 20000
Inputs_Product_Res DLC Heat-One Way Switch.xlsx | Inputs_endUseLoadShapes.xlsx | Inputs_Global_KU_Winter.xlsx | Inputs_Product_Res DLC Heat-One Way Switch.xlsx | KU | 20 | Winter | Peak | 3 | Res DLC Heat-One Way Switch | Setup Cost | $ | 0 |  | 2023 | 2042 | 0.0675 | 0 | 0.062 | 150000 | 20000
Inputs_Product_Res DLC Heat-One Way Switch.xlsx | Inputs_endUseLoadShapes.xlsx | Inputs_Global_KU_Winter.xlsx | Inputs_Product_Res DLC Heat-One Way Switch.xlsx | KU | 20 | Winter | Peak | 3 | Res DLC Heat-One Way Switch | O&M Cost | $ per participant per year | 30 |  | 2023 | 2042 | 0.0675 | 0 | 0.062 | 150000 | 20000
Inputs_Product_Res DLC Heat-One Way Switch.xlsx | Inputs_endUseLoadShapes.xlsx | Inputs_Global_KU_Winter.xlsx | Inputs_Product_Res DLC Heat-One Way Switch.xlsx | KU | 20 | Winter | Peak | 3 | Res DLC Heat-One Way Switch | Equipment Cost | $ per new participant | 0 |  | 2023 | 2042 | 0.0675 | 0 | 0.062 | 150000 | 20000
Inputs_Product_Res DLC Heat-One Way Switch.xlsx | Inputs_endUseLoadShapes.xlsx | Inputs_Global_KU_Winter.xlsx | Inputs_Product_Res DLC Heat-One Way Switch.xlsx | KU | 20 | Winter | Peak | 3 | Res DLC Heat-One Way Switch | Marketing Cost | $ per new participant | 0 |  | 2023 | 2042 | 0.0675 | 0 | 0.062 | 150000 | 20000
Inputs_Product_Res DLC Heat-One Way Switch.xlsx | Inputs_endUseLoadShapes.xlsx | Inputs_Global_KU_Winter.xlsx | Inputs_Product_Res DLC Heat-One Way Switch.xlsx | KU | 20 | Winter | Peak | 3 | Res DLC Heat-One Way Switch | Incentives (annual) | $ per participant per year | 5 |  | 2023 | 2042 | 0.0675 | 0 | 0.062 | 150000 | 20000
Inputs_Product_Res DLC Heat-One Way Switch.xlsx | Inputs_endUseLoadShapes.xlsx | Inputs_Global_KU_Winter.xlsx | Inputs_Product_Res DLC Heat-One Way Switch.xlsx | KU | 20 | Winter | Peak | 3 | Res DLC Heat-One Way Switch | Incentives (one time) | $ per new participant | 0 |  | 2023 | 2042 | 0.0675 | 0 | 0.062 | 150000 | 20000
Inputs_Product_Res DLC Heat-One Way Switch.xlsx | Inputs_endUseLoadShapes.xlsx | Inputs_Global_KU_Winter.xlsx | Inputs_Product_Res DLC Heat-One Way Switch.xlsx | KU | 20 | Winter | Peak | 3 | Res DLC Heat-One Way Switch | Attrition | % of existing participants per year | 0 |  | 2023 | 2042 | 0.0675 | 0 | 0.062 | 150000 | 20000
Inputs_Product_Res DLC Heat-One Way Switch.xlsx | Inputs_endUseLoadShapes.xlsx | Inputs_Global_KU_Winter.xlsx | Inputs_Product_Res DLC Heat-One Way Switch.xlsx | KU | 20 | Winter | Peak | 3 | Res DLC Heat-One Way Switch | Population | Customer count | Varies by segment |  | 2023 | 2042 | 0.0675 | 0 | 0.062 | 150000 | 20000
Inputs_Product_Res DLC Heat-One Way Switch.xlsx | Inputs_endUseLoadShapes.xlsx | Inputs_Global_KU_Winter.xlsx | Inputs_Product_Res DLC Heat-One Way Switch.xlsx | KU | 20 | Winter | Peak | 3 | Res DLC Heat-One Way Switch | Eligibility | % of customer count (e.g. equipment saturation) | 0.234 |  | 2023 | 2042 | 0.0675 | 0 | 0.062 | 150000 | 20000
Inputs_Product_Res DLC Heat-One Way Switch.xlsx | Inputs_endUseLoadShapes.xlsx | Inputs_Global_KU_Winter.xlsx | Inputs_Product_Res DLC Heat-One Way Switch.xlsx | KU | 20 | Winter | Peak | 3 | Res DLC Heat-One Way Switch | Peak Load Impact | kW per participant (at meter) | 0.75 |  | 2023 | 2042 | 0.0675 | 0 | 0.062 | 150000 | 20000
Inputs_Product_Res DLC Heat-One Way Switch.xlsx | Inputs_endUseLoadShapes.xlsx | Inputs_Global_KU_Winter.xlsx | Inputs_Product_Res DLC Heat-One Way Switch.xlsx | KU | 20 | Winter | Peak | 3 | Res DLC Heat-One Way Switch | Program Participation | % of eligible customers | 1 |  | 2023 | 2042 | 0.0675 | 0 | 0.062 | 150000 | 20000
Inputs_Product_Res DLC Heat-One Way Switch.xlsx | Inputs_endUseLoadShapes.xlsx | Inputs_Global_KU_Winter.xlsx | Inputs_Product_Res DLC Heat-One Way Switch.xlsx | KU | 20 | Winter | Peak | 3 | Res DLC Heat-One Way Switch | Event Participation | % (switch success rate) | 0.5 |  | 2023 | 2042 | 0.0675 | 0 | 0.062 | 150000 | 20000
Inputs_Product_Res DLC Heat-One Way Switch.xlsx | Inputs_endUseLoadShapes.xlsx | Inputs_Global_KU_Winter.xlsx | Inputs_Product_Res DLC Heat-One Way Switch.xlsx | KU | 20 | Winter | Peak | 3 | Res DLC Heat-One Way Switch | Ramp Period | Number of years to reach maximum achievable potential | 1 |  | 2023 | 2042 | 0.0675 | 0 | 0.062 | 150000 | 20000
Inputs_Product_Res DLC Heat-One Way Switch.xlsx | Inputs_endUseLoadShapes.xlsx | Inputs_Global_KU_Winter.xlsx | Inputs_Product_Res DLC Heat-One Way Switch.xlsx | KU | 20 | Winter | Peak | 3 | Res DLC Heat-One Way Switch | 2023 | Ramp rate as % of maximum achievable potential | 1 |  | 2023 | 2042 | 0.0675 | 0 | 0.062 | 150000 | 20000
Inputs_Product_Res DLC Heat-One Way Switch.xlsx | Inputs_endUseLoadShapes.xlsx | Inputs_Global_KU_Winter.xlsx | Inputs_Product_Res DLC Heat-One Way Switch.xlsx | KU | 20 | Winter | Peak | 3 | Res DLC Heat-One Way Switch | 2024 | Ramp rate as % of maximum achievable potential | 1 |  | 2023 | 2042 | 0.0675 | 0 | 0.062 | 150000 | 20000
Inputs_Product_Res DLC Heat-One Way Switch.xlsx | Inputs_endUseLoadShapes.xlsx | Inputs_Global_KU_Winter.xlsx | Inputs_Product_Res DLC Heat-One Way Switch.xlsx | KU | 20 | Winter | Peak | 3 | Res DLC Heat-One Way Switch | 2025 | Ramp rate as % of maximum achievable potential | 1 |  | 2023 | 2042 | 0.0675 | 0 | 0.062 | 150000 | 20000
Inputs_Product_Res DLC Heat-One Way Switch.xlsx | Inputs_endUseLoadShapes.xlsx | Inputs_Global_KU_Winter.xlsx | Inputs_Product_Res DLC Heat-One Way Switch.xlsx | KU | 20 | Winter | Peak | 3 | Res DLC Heat-One Way Switch | 2026 | Ramp rate as % of maximum achievable potential | 1 |  | 2023 | 2042 | 0.0675 | 0 | 0.062 | 150000 | 20000
Inputs_Product_Res DLC Heat-One Way Switch.xlsx | Inputs_endUseLoadShapes.xlsx | Inputs_Global_KU_Winter.xlsx | Inputs_Product_Res DLC Heat-One Way Switch.xlsx | KU | 20 | Winter | Peak | 3 | Res DLC Heat-One Way Switch | 2027 | Ramp rate as % of maximum achievable potential | 1 |  | 2023 | 2042 | 0.0675 | 0 | 0.062 | 150000 | 20000
Inputs_Product_Res DLC Heat-One Way Switch.xlsx | Inputs_endUseLoadShapes.xlsx | Inputs_Global_KU_Winter.xlsx | Inputs_Product_Res DLC Heat-One Way Switch.xlsx | KU | 20 | Winter | Peak | 3 | Res DLC Heat-One Way Switch | 2028 | Ramp rate as % of maximum achievable potential | 1 |  | 2023 | 2042 | 0.0675 | 0 | 0.062 | 150000 | 20000
Inputs_Product_Res DLC Heat-One Way Switch.xlsx | Inputs_endUseLoadShapes.xlsx | Inputs_Global_KU_Winter.xlsx | Inputs_Product_Res DLC Heat-One Way Switch.xlsx | KU | 20 | Winter | Peak | 3 | Res DLC Heat-One Way Switch | 2029 | Ramp rate as % of maximum achievable potential | 1 |  | 2023 | 2042 | 0.0675 | 0 | 0.062 | 150000 | 20000
Inputs_Product_Res DLC Heat-One Way Switch.xlsx | Inputs_endUseLoadShapes.xlsx | Inputs_Global_KU_Winter.xlsx | Inputs_Product_Res DLC Heat-One Way Switch.xlsx | KU | 20 | Winter | Peak | 3 | Res DLC Heat-One Way Switch | 2030 | Ramp rate as % of maximum achievable potential | 1 |  | 2023 | 2042 | 0.0675 | 0 | 0.062 | 150000 | 20000
Inputs_Product_Res DLC Heat-One Way Switch.xlsx | Inputs_endUseLoadShapes.xlsx | Inputs_Global_KU_Winter.xlsx | Inputs_Product_Res DLC Heat-One Way Switch.xlsx | KU | 20 | Winter | Peak | 3 | Res DLC Heat-One Way Switch | 2031 | Ramp rate as % of maximum achievable potential | 1 |  | 2023 | 2042 | 0.0675 | 0 | 0.062 | 150000 | 20000
Inputs_Product_Res DLC Heat-One Way Switch.xlsx | Inputs_endUseLoadShapes.xlsx | Inputs_Global_KU_Winter.xlsx | Inputs_Product_Res DLC Heat-One Way Switch.xlsx | KU | 20 | Winter | Peak | 3 | Res DLC Heat-One Way Switch | 2032 | Ramp rate as % of maximum achievable potential | 1 |  | 2023 | 2042 | 0.0675 | 0 | 0.062 | 150000 | 20000
Inputs_Product_Res DLC Heat-One Way Switch.xlsx | Inputs_endUseLoadShapes.xlsx | Inputs_Global_KU_Winter.xlsx | Inputs_Product_Res DLC Heat-One Way Switch.xlsx | KU | 20 | Winter | Peak | 3 | Res DLC Heat-One Way Switch | 2033 | Ramp rate as % of maximum achievable potential | 1 |  | 2023 | 2042 | 0.0675 | 0 | 0.062 | 150000 | 20000
Inputs_Product_Res DLC Heat-One Way Switch.xlsx | Inputs_endUseLoadShapes.xlsx | Inputs_Global_KU_Winter.xlsx | Inputs_Product_Res DLC Heat-One Way Switch.xlsx | KU | 20 | Winter | Peak | 3 | Res DLC Heat-One Way Switch | 2034 | Ramp rate as % of maximum achievable potential | 1 |  | 2023 | 2042 | 0.0675 | 0 | 0.062 | 150000 | 20000
Inputs_Product_Res DLC Heat-One Way Switch.xlsx | Inputs_endUseLoadShapes.xlsx | Inputs_Global_KU_Winter.xlsx | Inputs_Product_Res DLC Heat-One Way Switch.xlsx | KU | 20 | Winter | Peak | 3 | Res DLC Heat-One Way Switch | 2035 | Ramp rate as % of maximum achievable potential | 1 |  | 2023 | 2042 | 0.0675 | 0 | 0.062 | 150000 | 20000
Inputs_Product_Res DLC Heat-One Way Switch.xlsx | Inputs_endUseLoadShapes.xlsx | Inputs_Global_KU_Winter.xlsx | Inputs_Product_Res DLC Heat-One Way Switch.xlsx | KU | 20 | Winter | Peak | 3 | Res DLC Heat-One Way Switch | 2036 | Ramp rate as % of maximum achievable potential | 1 |  | 2023 | 2042 | 0.0675 | 0 | 0.062 | 150000 | 20000
Inputs_Product_Res DLC Heat-One Way Switch.xlsx | Inputs_endUseLoadShapes.xlsx | Inputs_Global_KU_Winter.xlsx | Inputs_Product_Res DLC Heat-One Way Switch.xlsx | KU | 20 | Winter | Peak | 3 | Res DLC Heat-One Way Switch | 2037 | Ramp rate as % of maximum achievable potential | 1 |  | 2023 | 2042 | 0.0675 | 0 | 0.062 | 150000 | 20000
Inputs_Product_Res DLC Heat-One Way Switch.xlsx | Inputs_endUseLoadShapes.xlsx | Inputs_Global_KU_Winter.xlsx | Inputs_Product_Res DLC Heat-One Way Switch.xlsx | KU | 20 | Winter | Peak | 3 | Res DLC Heat-One Way Switch | 2038 | Ramp rate as % of maximum achievable potential | 1 |  | 2023 | 2042 | 0.0675 | 0 | 0.062 | 150000 | 20000
Inputs_Product_Res DLC Heat-One Way Switch.xlsx | Inputs_endUseLoadShapes.xlsx | Inputs_Global_KU_Winter.xlsx | Inputs_Product_Res DLC Heat-One Way Switch.xlsx | KU | 20 | Winter | Peak | 3 | Res DLC Heat-One Way Switch | 2039 | Ramp rate as % of maximum achievable potential | 1 |  | 2023 | 2042 | 0.0675 | 0 | 0.062 | 150000 | 20000
Inputs_Product_Res DLC Heat-One Way Switch.xlsx | Inputs_endUseLoadShapes.xlsx | Inputs_Global_KU_Winter.xlsx | Inputs_Product_Res DLC Heat-One Way Switch.xlsx | KU | 20 | Winter | Peak | 3 | Res DLC Heat-One Way Switch | 2040 | Ramp rate as % of maximum achievable potential | 1 |  | 2023 | 2042 | 0.0675 | 0 | 0.062 | 150000 | 20000
Inputs_Product_Res DLC Heat-One Way Switch.xlsx | Inputs_endUseLoadShapes.xlsx | Inputs_Global_KU_Winter.xlsx | Inputs_Product_Res DLC Heat-One Way Switch.xlsx | KU | 20 | Winter | Peak | 3 | Res DLC Heat-One Way Switch | 2041 | Ramp rate as % of maximum achievable potential | 1 |  | 2023 | 2042 | 0.0675 | 0 | 0.062 | 150000 | 20000
Inputs_Product_Res DLC Heat-One Way Switch.xlsx | Inputs_endUseLoadShapes.xlsx | Inputs_Global_KU_Winter.xlsx | Inputs_Product_Res DLC Heat-One Way Switch.xlsx | KU | 20 | Winter | Peak | 3 | Res DLC Heat-One Way Switch | 2042 | Ramp rate as % of maximum achievable potential | 1 |  | 2023 | 2042 | 0.0675 | 0 | 0.062 | 150000 | 20000
Inputs_Product_Res DLC Heat-One Way Switch.xlsx | Inputs_endUseLoadShapes.xlsx | Inputs_Global_KU_Winter.xlsx | Inputs_Product_Res DLC Heat-One Way Switch.xlsx | KU | 20 | Winter | Peak | 3 | Res DLC Heat-One Way Switch | 2043 | Ramp rate as % of maximum achievable potential | 1 |  | 2023 | 2042 | 0.0675 | 0 | 0.062 | 150000 | 20000
Inputs_Product_Res DLC Heat-One Way Switch.xlsx | Inputs_endUseLoadShapes.xlsx | Inputs_Global_KU_Winter.xlsx | Inputs_Product_Res DLC Heat-One Way Switch.xlsx | KU | 20 | Winter | Peak | 3 | Res DLC Heat-One Way Switch | 2044 | Ramp rate as % of maximum achievable potential | 1 |  | 2023 | 2042 | 0.0675 | 0 | 0.062 | 150000 | 20000
Inputs_Product_Res DLC Heat-One Way Switch.xlsx | Inputs_endUseLoadShapes.xlsx | Inputs_Global_KU_Winter.xlsx | Inputs_Product_Res DLC Heat-One Way Switch.xlsx | KU | 20 | Winter | Peak | 3 | Res DLC Heat-One Way Switch | 2045 | Ramp rate as % of maximum achievable potential | 1 |  | 2023 | 2042 | 0.0675 | 0 | 0.062 | 150000 | 20000
Inputs_Product_Res DLC Heat-One Way Switch.xlsx | Inputs_endUseLoadShapes.xlsx | Inputs_Global_KU_Winter.xlsx | Inputs_Product_Res DLC Heat-One Way Switch.xlsx | KU | 20 | Winter | Peak | 3 | Res DLC Heat-One Way Switch | 2046 | Ramp rate as % of maximum achievable potential | 1 |  | 2023 | 2042 | 0.0675 | 0 | 0.062 | 150000 | 20000
Inputs_Product_Res DLC Heat-One Way Switch.xlsx | Inputs_endUseLoadShapes.xlsx | Inputs_Global_KU_Winter.xlsx | Inputs_Product_Res DLC Heat-One Way Switch.xlsx | KU | 20 | Winter | Peak | 3 | Res DLC Heat-One Way Switch | 2047 | Ramp rate as % of maximum achievable potential | 1 |  | 2023 | 2042 | 0.0675 | 0 | 0.062 | 150000 | 20000
Inputs_Product_Res DLC Heat-One Way Switch.xlsx | Inputs_endUseLoadShapes.xlsx | Inputs_Global_KU_Winter.xlsx | Inputs_Product_Res DLC Heat-One Way Switch.xlsx | KU | 20 | Winter | Peak | 3 | Res DLC Heat-One Way Switch | 2048 | Ramp rate as % of maximum achievable potential | 1 |  | 2023 | 2042 | 0.0675 | 0 | 0.062 | 150000 | 20000
Inputs_Product_Res DLC Heat-One Way Switch.xlsx | Inputs_endUseLoadShapes.xlsx | Inputs_Global_KU_Winter.xlsx | Inputs_Product_Res DLC Heat-One Way Switch.xlsx | KU | 20 | Winter | Peak | 3 | Res DLC Heat-One Way Switch | 2049 | Ramp rate as % of maximum achievable potential | 1 |  | 2023 | 2042 | 0.0675 | 0 | 0.062 | 150000 | 20000
Inputs_Product_Res DLC Heat-One Way Switch.xlsx | Inputs_endUseLoadShapes.xlsx | Inputs_Global_KU_Winter.xlsx | Inputs_Product_Res DLC Heat-One Way Switch.xlsx | KU | 20 | Winter | Peak | 3 | Res DLC Heat-One Way Switch | 2050 | Ramp rate as % of maximum achievable potential | 1 |  | 2023 | 2042 | 0.0675 | 0 | 0.062 | 150000 | 20000
Inputs_Product_Res DLC Heat-One Way Switch.xlsx | Inputs_endUseLoadShapes.xlsx | Inputs_Global_KU_Winter.xlsx | Inputs_Product_Res DLC Heat-One Way Switch.xlsx | KU | 20 | Winter | Peak | 3 | Res DLC Heat-One Way Switch | 2051 | Ramp rate as % of maximum achievable potential | 1 |  | 2023 | 2042 | 0.0675 | 0 | 0.062 | 150000 | 20000
Inputs_Product_Res DLC Heat-One Way Switch.xlsx | Inputs_endUseLoadShapes.xlsx | Inputs_Global_KU_Winter.xlsx | Inputs_Product_Res DLC Heat-One Way Switch.xlsx | KU | 20 | Winter | Peak | 3 | Res DLC Heat-One Way Switch | 2052 | Ramp rate as % of maximum achievable potential | 1 |  | 2023 | 2042 | 0.0675 | 0 | 0.062 | 150000 | 20000
Inputs_Product_Res DLC Heat-Two Way Switch Existing.xlsx | Inputs_endUseLoadShapes.xlsx | Inputs_Global_KU_Winter.xlsx | Inputs_Product_Res DLC Heat-Two Way Switch Existing.xlsx | KU | 20 | Winter | Peak | 3 | Res DLC Heat-Two Way Switch Existing | Eligible Sectors | 0 | Residential |  | 2023 | 2042 | 0.0675 | 0 | 0.062 | 150000 | 20000
Inputs_Product_Res DLC Heat-Two Way Switch Existing.xlsx | Inputs_endUseLoadShapes.xlsx | Inputs_Global_KU_Winter.xlsx | Inputs_Product_Res DLC Heat-Two Way Switch Existing.xlsx | KU | 20 | Winter | Peak | 3 | Res DLC Heat-Two Way Switch Existing | Eligible Segments | 0 | All |  | 2023 | 2042 | 0.0675 | 0 | 0.062 | 150000 | 20000
Inputs_Product_Res DLC Heat-Two Way Switch Existing.xlsx | Inputs_endUseLoadShapes.xlsx | Inputs_Global_KU_Winter.xlsx | Inputs_Product_Res DLC Heat-Two Way Switch Existing.xlsx | KU | 20 | Winter | Peak | 3 | Res DLC Heat-Two Way Switch Existing | Eligible End Uses | 0 | Heat Central, Heat Pump |  | 2023 | 2042 | 0.0675 | 0 | 0.062 | 150000 | 20000
Inputs_Product_Res DLC Heat-Two Way Switch Existing.xlsx | Inputs_endUseLoadShapes.xlsx | Inputs_Global_KU_Winter.xlsx | Inputs_Product_Res DLC Heat-Two Way Switch Existing.xlsx | KU | 20 | Winter | Peak | 3 | Res DLC Heat-Two Way Switch Existing | Other Eligibility Requirements | 0 | 0 |  | 2023 | 2042 | 0.0675 | 0 | 0.062 | 150000 | 20000
Inputs_Product_Res DLC Heat-Two Way Switch Existing.xlsx | Inputs_endUseLoadShapes.xlsx | Inputs_Global_KU_Winter.xlsx | Inputs_Product_Res DLC Heat-Two Way Switch Existing.xlsx | KU | 20 | Winter | Peak | 3 | Res DLC Heat-Two Way Switch Existing | Setup Cost | $ | 0 |  | 2023 | 2042 | 0.0675 | 0 | 0.062 | 150000 | 20000
Inputs_Product_Res DLC Heat-Two Way Switch Existing.xlsx | Inputs_endUseLoadShapes.xlsx | Inputs_Global_KU_Winter.xlsx | Inputs_Product_Res DLC Heat-Two Way Switch Existing.xlsx | KU | 20 | Winter | Peak | 3 | Res DLC Heat-Two Way Switch Existing | O&M Cost | $ per participant per year | 30 |  | 2023 | 2042 | 0.0675 | 0 | 0.062 | 150000 | 20000
Inputs_Product_Res DLC Heat-Two Way Switch Existing.xlsx | Inputs_endUseLoadShapes.xlsx | Inputs_Global_KU_Winter.xlsx | Inputs_Product_Res DLC Heat-Two Way Switch Existing.xlsx | KU | 20 | Winter | Peak | 3 | Res DLC Heat-Two Way Switch Existing | Equipment Cost | $ per new participant | 0 |  | 2023 | 2042 | 0.0675 | 0 | 0.062 | 150000 | 20000
Inputs_Product_Res DLC Heat-Two Way Switch Existing.xlsx | Inputs_endUseLoadShapes.xlsx | Inputs_Global_KU_Winter.xlsx | Inputs_Product_Res DLC Heat-Two Way Switch Existing.xlsx | KU | 20 | Winter | Peak | 3 | Res DLC Heat-Two Way Switch Existing | Marketing Cost | $ per new participant | 0 |  | 2023 | 2042 | 0.0675 | 0 | 0.062 | 150000 | 20000
Inputs_Product_Res DLC Heat-Two Way Switch Existing.xlsx | Inputs_endUseLoadShapes.xlsx | Inputs_Global_KU_Winter.xlsx | Inputs_Product_Res DLC Heat-Two Way Switch Existing.xlsx | KU | 20 | Winter | Peak | 3 | Res DLC Heat-Two Way Switch Existing | Incentives (annual) | $ per participant per year | 5 |  | 2023 | 2042 | 0.0675 | 0 | 0.062 | 150000 | 20000
Inputs_Product_Res DLC Heat-Two Way Switch Existing.xlsx | Inputs_endUseLoadShapes.xlsx | Inputs_Global_KU_Winter.xlsx | Inputs_Product_Res DLC Heat-Two Way Switch Existing.xlsx | KU | 20 | Winter | Peak | 3 | Res DLC Heat-Two Way Switch Existing | Incentives (one time) | $ per new participant | 0 |  | 2023 | 2042 | 0.0675 | 0 | 0.062 | 150000 | 20000
Inputs_Product_Res DLC Heat-Two Way Switch Existing.xlsx | Inputs_endUseLoadShapes.xlsx | Inputs_Global_KU_Winter.xlsx | Inputs_Product_Res DLC Heat-Two Way Switch Existing.xlsx | KU | 20 | Winter | Peak | 3 | Res DLC Heat-Two Way Switch Existing | Attrition | % of existing participants per year | 0 |  | 2023 | 2042 | 0.0675 | 0 | 0.062 | 150000 | 20000
Inputs_Product_Res DLC Heat-Two Way Switch Existing.xlsx | Inputs_endUseLoadShapes.xlsx | Inputs_Global_KU_Winter.xlsx | Inputs_Product_Res DLC Heat-Two Way Switch Existing.xlsx | KU | 20 | Winter | Peak | 3 | Res DLC Heat-Two Way Switch Existing | Population | Customer count | Varies by segment |  | 2023 | 2042 | 0.0675 | 0 | 0.062 | 150000 | 20000
Inputs_Product_Res DLC Heat-Two Way Switch Existing.xlsx | Inputs_endUseLoadShapes.xlsx | Inputs_Global_KU_Winter.xlsx | Inputs_Product_Res DLC Heat-Two Way Switch Existing.xlsx | KU | 20 | Winter | Peak | 3 | Res DLC Heat-Two Way Switch Existing | Eligibility | % of customer count (e.g. equipment saturation) | 0.234 |  | 2023 | 2042 | 0.0675 | 0 | 0.062 | 150000 | 20000
Inputs_Product_Res DLC Heat-Two Way Switch Existing.xlsx | Inputs_endUseLoadShapes.xlsx | Inputs_Global_KU_Winter.xlsx | Inputs_Product_Res DLC Heat-Two Way Switch Existing.xlsx | KU | 20 | Winter | Peak | 3 | Res DLC Heat-Two Way Switch Existing | Peak Load Impact | kW per participant (at meter) | 0.75 |  | 2023 | 2042 | 0.0675 | 0 | 0.062 | 150000 | 20000
Inputs_Product_Res DLC Heat-Two Way Switch Existing.xlsx | Inputs_endUseLoadShapes.xlsx | Inputs_Global_KU_Winter.xlsx | Inputs_Product_Res DLC Heat-Two Way Switch Existing.xlsx | KU | 20 | Winter | Peak | 3 | Res DLC Heat-Two Way Switch Existing | Program Participation | % of eligible customers | 1 |  | 2023 | 2042 | 0.0675 | 0 | 0.062 | 150000 | 20000
Inputs_Product_Res DLC Heat-Two Way Switch Existing.xlsx | Inputs_endUseLoadShapes.xlsx | Inputs_Global_KU_Winter.xlsx | Inputs_Product_Res DLC Heat-Two Way Switch Existing.xlsx | KU | 20 | Winter | Peak | 3 | Res DLC Heat-Two Way Switch Existing | Event Participation | % (switch success rate) | 0.94 |  | 2023 | 2042 | 0.0675 | 0 | 0.062 | 150000 | 20000
Inputs_Product_Res DLC Heat-Two Way Switch Existing.xlsx | Inputs_endUseLoadShapes.xlsx | Inputs_Global_KU_Winter.xlsx | Inputs_Product_Res DLC Heat-Two Way Switch Existing.xlsx | KU | 20 | Winter | Peak | 3 | Res DLC Heat-Two Way Switch Existing | Ramp Period | Number of years to reach maximum achievable potential | 1 |  | 2023 | 2042 | 0.0675 | 0 | 0.062 | 150000 | 20000
Inputs_Product_Res DLC Heat-Two Way Switch Existing.xlsx | Inputs_endUseLoadShapes.xlsx | Inputs_Global_KU_Winter.xlsx | Inputs_Product_Res DLC Heat-Two Way Switch Existing.xlsx | KU | 20 | Winter | Peak | 3 | Res DLC Heat-Two Way Switch Existing | 2023 | Ramp rate as % of maximum achievable potential | 1 |  | 2023 | 2042 | 0.0675 | 0 | 0.062 | 150000 | 20000
Inputs_Product_Res DLC Heat-Two Way Switch Existing.xlsx | Inputs_endUseLoadShapes.xlsx | Inputs_Global_KU_Winter.xlsx | Inputs_Product_Res DLC Heat-Two Way Switch Existing.xlsx | KU | 20 | Winter | Peak | 3 | Res DLC Heat-Two Way Switch Existing | 2024 | Ramp rate as % of maximum achievable potential | 1 |  | 2023 | 2042 | 0.0675 | 0 | 0.062 | 150000 | 20000
Inputs_Product_Res DLC Heat-Two Way Switch Existing.xlsx | Inputs_endUseLoadShapes.xlsx | Inputs_Global_KU_Winter.xlsx | Inputs_Product_Res DLC Heat-Two Way Switch Existing.xlsx | KU | 20 | Winter | Peak | 3 | Res DLC Heat-Two Way Switch Existing | 2025 | Ramp rate as % of maximum achievable potential | 1 |  | 2023 | 2042 | 0.0675 | 0 | 0.062 | 150000 | 20000
Inputs_Product_Res DLC Heat-Two Way Switch Existing.xlsx | Inputs_endUseLoadShapes.xlsx | Inputs_Global_KU_Winter.xlsx | Inputs_Product_Res DLC Heat-Two Way Switch Existing.xlsx | KU | 20 | Winter | Peak | 3 | Res DLC Heat-Two Way Switch Existing | 2026 | Ramp rate as % of maximum achievable potential | 1 |  | 2023 | 2042 | 0.0675 | 0 | 0.062 | 150000 | 20000
Inputs_Product_Res DLC Heat-Two Way Switch Existing.xlsx | Inputs_endUseLoadShapes.xlsx | Inputs_Global_KU_Winter.xlsx | Inputs_Product_Res DLC Heat-Two Way Switch Existing.xlsx | KU | 20 | Winter | Peak | 3 | Res DLC Heat-Two Way Switch Existing | 2027 | Ramp rate as % of maximum achievable potential | 1 |  | 2023 | 2042 | 0.0675 | 0 | 0.062 | 150000 | 20000
Inputs_Product_Res DLC Heat-Two Way Switch Existing.xlsx | Inputs_endUseLoadShapes.xlsx | Inputs_Global_KU_Winter.xlsx | Inputs_Product_Res DLC Heat-Two Way Switch Existing.xlsx | KU | 20 | Winter | Peak | 3 | Res DLC Heat-Two Way Switch Existing | 2028 | Ramp rate as % of maximum achievable potential | 1 |  | 2023 | 2042 | 0.0675 | 0 | 0.062 | 150000 | 20000
Inputs_Product_Res DLC Heat-Two Way Switch Existing.xlsx | Inputs_endUseLoadShapes.xlsx | Inputs_Global_KU_Winter.xlsx | Inputs_Product_Res DLC Heat-Two Way Switch Existing.xlsx | KU | 20 | Winter | Peak | 3 | Res DLC Heat-Two Way Switch Existing | 2029 | Ramp rate as % of maximum achievable potential | 1 |  | 2023 | 2042 | 0.0675 | 0 | 0.062 | 150000 | 20000
Inputs_Product_Res DLC Heat-Two Way Switch Existing.xlsx | Inputs_endUseLoadShapes.xlsx | Inputs_Global_KU_Winter.xlsx | Inputs_Product_Res DLC Heat-Two Way Switch Existing.xlsx | KU | 20 | Winter | Peak | 3 | Res DLC Heat-Two Way Switch Existing | 2030 | Ramp rate as % of maximum achievable potential | 1 |  | 2023 | 2042 | 0.0675 | 0 | 0.062 | 150000 | 20000
Inputs_Product_Res DLC Heat-Two Way Switch Existing.xlsx | Inputs_endUseLoadShapes.xlsx | Inputs_Global_KU_Winter.xlsx | Inputs_Product_Res DLC Heat-Two Way Switch Existing.xlsx | KU | 20 | Winter | Peak | 3 | Res DLC Heat-Two Way Switch Existing | 2031 | Ramp rate as % of maximum achievable potential | 1 |  | 2023 | 2042 | 0.0675 | 0 | 0.062 | 150000 | 20000
Inputs_Product_Res DLC Heat-Two Way Switch Existing.xlsx | Inputs_endUseLoadShapes.xlsx | Inputs_Global_KU_Winter.xlsx | Inputs_Product_Res DLC Heat-Two Way Switch Existing.xlsx | KU | 20 | Winter | Peak | 3 | Res DLC Heat-Two Way Switch Existing | 2032 | Ramp rate as % of maximum achievable potential | 1 |  | 2023 | 2042 | 0.0675 | 0 | 0.062 | 150000 | 20000
Inputs_Product_Res DLC Heat-Two Way Switch Existing.xlsx | Inputs_endUseLoadShapes.xlsx | Inputs_Global_KU_Winter.xlsx | Inputs_Product_Res DLC Heat-Two Way Switch Existing.xlsx | KU | 20 | Winter | Peak | 3 | Res DLC Heat-Two Way Switch Existing | 2033 | Ramp rate as % of maximum achievable potential | 1 |  | 2023 | 2042 | 0.0675 | 0 | 0.062 | 150000 | 20000
Inputs_Product_Res DLC Heat-Two Way Switch Existing.xlsx | Inputs_endUseLoadShapes.xlsx | Inputs_Global_KU_Winter.xlsx | Inputs_Product_Res DLC Heat-Two Way Switch Existing.xlsx | KU | 20 | Winter | Peak | 3 | Res DLC Heat-Two Way Switch Existing | 2034 | Ramp rate as % of maximum achievable potential | 1 |  | 2023 | 2042 | 0.0675 | 0 | 0.062 | 150000 | 20000
Inputs_Product_Res DLC Heat-Two Way Switch Existing.xlsx | Inputs_endUseLoadShapes.xlsx | Inputs_Global_KU_Winter.xlsx | Inputs_Product_Res DLC Heat-Two Way Switch Existing.xlsx | KU | 20 | Winter | Peak | 3 | Res DLC Heat-Two Way Switch Existing | 2035 | Ramp rate as % of maximum achievable potential | 1 |  | 2023 | 2042 | 0.0675 | 0 | 0.062 | 150000 | 20000
Inputs_Product_Res DLC Heat-Two Way Switch Existing.xlsx | Inputs_endUseLoadShapes.xlsx | Inputs_Global_KU_Winter.xlsx | Inputs_Product_Res DLC Heat-Two Way Switch Existing.xlsx | KU | 20 | Winter | Peak | 3 | Res DLC Heat-Two Way Switch Existing | 2036 | Ramp rate as % of maximum achievable potential | 1 |  | 2023 | 2042 | 0.0675 | 0 | 0.062 | 150000 | 20000
Inputs_Product_Res DLC Heat-Two Way Switch Existing.xlsx | Inputs_endUseLoadShapes.xlsx | Inputs_Global_KU_Winter.xlsx | Inputs_Product_Res DLC Heat-Two Way Switch Existing.xlsx | KU | 20 | Winter | Peak | 3 | Res DLC Heat-Two Way Switch Existing | 2037 | Ramp rate as % of maximum achievable potential | 1 |  | 2023 | 2042 | 0.0675 | 0 | 0.062 | 150000 | 20000
Inputs_Product_Res DLC Heat-Two Way Switch Existing.xlsx | Inputs_endUseLoadShapes.xlsx | Inputs_Global_KU_Winter.xlsx | Inputs_Product_Res DLC Heat-Two Way Switch Existing.xlsx | KU | 20 | Winter | Peak | 3 | Res DLC Heat-Two Way Switch Existing | 2038 | Ramp rate as % of maximum achievable potential | 1 |  | 2023 | 2042 | 0.0675 | 0 | 0.062 | 150000 | 20000
Inputs_Product_Res DLC Heat-Two Way Switch Existing.xlsx | Inputs_endUseLoadShapes.xlsx | Inputs_Global_KU_Winter.xlsx | Inputs_Product_Res DLC Heat-Two Way Switch Existing.xlsx | KU | 20 | Winter | Peak | 3 | Res DLC Heat-Two Way Switch Existing | 2039 | Ramp rate as % of maximum achievable potential | 1 |  | 2023 | 2042 | 0.0675 | 0 | 0.062 | 150000 | 20000
Inputs_Product_Res DLC Heat-Two Way Switch Existing.xlsx | Inputs_endUseLoadShapes.xlsx | Inputs_Global_KU_Winter.xlsx | Inputs_Product_Res DLC Heat-Two Way Switch Existing.xlsx | KU | 20 | Winter | Peak | 3 | Res DLC Heat-Two Way Switch Existing | 2040 | Ramp rate as % of maximum achievable potential | 1 |  | 2023 | 2042 | 0.0675 | 0 | 0.062 | 150000 | 20000
Inputs_Product_Res DLC Heat-Two Way Switch Existing.xlsx | Inputs_endUseLoadShapes.xlsx | Inputs_Global_KU_Winter.xlsx | Inputs_Product_Res DLC Heat-Two Way Switch Existing.xlsx | KU | 20 | Winter | Peak | 3 | Res DLC Heat-Two Way Switch Existing | 2041 | Ramp rate as % of maximum achievable potential | 1 |  | 2023 | 2042 | 0.0675 | 0 | 0.062 | 150000 | 20000
Inputs_Product_Res DLC Heat-Two Way Switch Existing.xlsx | Inputs_endUseLoadShapes.xlsx | Inputs_Global_KU_Winter.xlsx | Inputs_Product_Res DLC Heat-Two Way Switch Existing.xlsx | KU | 20 | Winter | Peak | 3 | Res DLC Heat-Two Way Switch Existing | 2042 | Ramp rate as % of maximum achievable potential | 1 |  | 2023 | 2042 | 0.0675 | 0 | 0.062 | 150000 | 20000
Inputs_Product_Res DLC Heat-Two Way Switch Existing.xlsx | Inputs_endUseLoadShapes.xlsx | Inputs_Global_KU_Winter.xlsx | Inputs_Product_Res DLC Heat-Two Way Switch Existing.xlsx | KU | 20 | Winter | Peak | 3 | Res DLC Heat-Two Way Switch Existing | 2043 | Ramp rate as % of maximum achievable potential | 1 |  | 2023 | 2042 | 0.0675 | 0 | 0.062 | 150000 | 20000
Inputs_Product_Res DLC Heat-Two Way Switch Existing.xlsx | Inputs_endUseLoadShapes.xlsx | Inputs_Global_KU_Winter.xlsx | Inputs_Product_Res DLC Heat-Two Way Switch Existing.xlsx | KU | 20 | Winter | Peak | 3 | Res DLC Heat-Two Way Switch Existing | 2044 | Ramp rate as % of maximum achievable potential | 1 |  | 2023 | 2042 | 0.0675 | 0 | 0.062 | 150000 | 20000
Inputs_Product_Res DLC Heat-Two Way Switch Existing.xlsx | Inputs_endUseLoadShapes.xlsx | Inputs_Global_KU_Winter.xlsx | Inputs_Product_Res DLC Heat-Two Way Switch Existing.xlsx | KU | 20 | Winter | Peak | 3 | Res DLC Heat-Two Way Switch Existing | 2045 | Ramp rate as % of maximum achievable potential | 1 |  | 2023 | 2042 | 0.0675 | 0 | 0.062 | 150000 | 20000
Inputs_Product_Res DLC Heat-Two Way Switch Existing.xlsx | Inputs_endUseLoadShapes.xlsx | Inputs_Global_KU_Winter.xlsx | Inputs_Product_Res DLC Heat-Two Way Switch Existing.xlsx | KU | 20 | Winter | Peak | 3 | Res DLC Heat-Two Way Switch Existing | 2046 | Ramp rate as % of maximum achievable potential | 1 |  | 2023 | 2042 | 0.0675 | 0 | 0.062 | 150000 | 20000
Inputs_Product_Res DLC Heat-Two Way Switch Existing.xlsx | Inputs_endUseLoadShapes.xlsx | Inputs_Global_KU_Winter.xlsx | Inputs_Product_Res DLC Heat-Two Way Switch Existing.xlsx | KU | 20 | Winter | Peak | 3 | Res DLC Heat-Two Way Switch Existing | 2047 | Ramp rate as % of maximum achievable potential | 1 |  | 2023 | 2042 | 0.0675 | 0 | 0.062 | 150000 | 20000
Inputs_Product_Res DLC Heat-Two Way Switch Existing.xlsx | Inputs_endUseLoadShapes.xlsx | Inputs_Global_KU_Winter.xlsx | Inputs_Product_Res DLC Heat-Two Way Switch Existing.xlsx | KU | 20 | Winter | Peak | 3 | Res DLC Heat-Two Way Switch Existing | 2048 | Ramp rate as % of maximum achievable potential | 1 |  | 2023 | 2042 | 0.0675 | 0 | 0.062 | 150000 | 20000
Inputs_Product_Res DLC Heat-Two Way Switch Existing.xlsx | Inputs_endUseLoadShapes.xlsx | Inputs_Global_KU_Winter.xlsx | Inputs_Product_Res DLC Heat-Two Way Switch Existing.xlsx | KU | 20 | Winter | Peak | 3 | Res DLC Heat-Two Way Switch Existing | 2049 | Ramp rate as % of maximum achievable potential | 1 |  | 2023 | 2042 | 0.0675 | 0 | 0.062 | 150000 | 20000
Inputs_Product_Res DLC Heat-Two Way Switch Existing.xlsx | Inputs_endUseLoadShapes.xlsx | Inputs_Global_KU_Winter.xlsx | Inputs_Product_Res DLC Heat-Two Way Switch Existing.xlsx | KU | 20 | Winter | Peak | 3 | Res DLC Heat-Two Way Switch Existing | 2050 | Ramp rate as % of maximum achievable potential | 1 |  | 2023 | 2042 | 0.0675 | 0 | 0.062 | 150000 | 20000
Inputs_Product_Res DLC Heat-Two Way Switch Existing.xlsx | Inputs_endUseLoadShapes.xlsx | Inputs_Global_KU_Winter.xlsx | Inputs_Product_Res DLC Heat-Two Way Switch Existing.xlsx | KU | 20 | Winter | Peak | 3 | Res DLC Heat-Two Way Switch Existing | 2051 | Ramp rate as % of maximum achievable potential | 1 |  | 2023 | 2042 | 0.0675 | 0 | 0.062 | 150000 | 20000
Inputs_Product_Res DLC Heat-Two Way Switch Existing.xlsx | Inputs_endUseLoadShapes.xlsx | Inputs_Global_KU_Winter.xlsx | Inputs_Product_Res DLC Heat-Two Way Switch Existing.xlsx | KU | 20 | Winter | Peak | 3 | Res DLC Heat-Two Way Switch Existing | 2052 | Ramp rate as % of maximum achievable potential | 1 |  | 2023 | 2042 | 0.0675 | 0 | 0.062 | 150000 | 20000
Inputs_Product_Res DLC Heat-Two Way Switch New.xlsx | Inputs_endUseLoadShapes.xlsx | Inputs_Global_KU_Winter.xlsx | Inputs_Product_Res DLC Heat-Two Way Switch New.xlsx | KU | 20 | Winter | Peak | 3 | Res DLC Heat-Two Way Switch New | Eligible Sectors | 0 | Residential |  | 2023 | 2042 | 0.0675 | 0 | 0.062 | 150000 | 20000
Inputs_Product_Res DLC Heat-Two Way Switch New.xlsx | Inputs_endUseLoadShapes.xlsx | Inputs_Global_KU_Winter.xlsx | Inputs_Product_Res DLC Heat-Two Way Switch New.xlsx | KU | 20 | Winter | Peak | 3 | Res DLC Heat-Two Way Switch New | Eligible Segments | 0 | All |  | 2023 | 2042 | 0.0675 | 0 | 0.062 | 150000 | 20000
Inputs_Product_Res DLC Heat-Two Way Switch New.xlsx | Inputs_endUseLoadShapes.xlsx | Inputs_Global_KU_Winter.xlsx | Inputs_Product_Res DLC Heat-Two Way Switch New.xlsx | KU | 20 | Winter | Peak | 3 | Res DLC Heat-Two Way Switch New | Eligible End Uses | 0 | Heat Central, Heat Pump |  | 2023 | 2042 | 0.0675 | 0 | 0.062 | 150000 | 20000
Inputs_Product_Res DLC Heat-Two Way Switch New.xlsx | Inputs_endUseLoadShapes.xlsx | Inputs_Global_KU_Winter.xlsx | Inputs_Product_Res DLC Heat-Two Way Switch New.xlsx | KU | 20 | Winter | Peak | 3 | Res DLC Heat-Two Way Switch New | Other Eligibility Requirements | 0 | 0 |  | 2023 | 2042 | 0.0675 | 0 | 0.062 | 150000 | 20000
Inputs_Product_Res DLC Heat-Two Way Switch New.xlsx | Inputs_endUseLoadShapes.xlsx | Inputs_Global_KU_Winter.xlsx | Inputs_Product_Res DLC Heat-Two Way Switch New.xlsx | KU | 20 | Winter | Peak | 3 | Res DLC Heat-Two Way Switch New | Setup Cost | $ | 0 |  | 2023 | 2042 | 0.0675 | 0 | 0.062 | 150000 | 20000
Inputs_Product_Res DLC Heat-Two Way Switch New.xlsx | Inputs_endUseLoadShapes.xlsx | Inputs_Global_KU_Winter.xlsx | Inputs_Product_Res DLC Heat-Two Way Switch New.xlsx | KU | 20 | Winter | Peak | 3 | Res DLC Heat-Two Way Switch New | O&M Cost | $ per participant per year | 30 |  | 2023 | 2042 | 0.0675 | 0 | 0.062 | 150000 | 20000
Inputs_Product_Res DLC Heat-Two Way Switch New.xlsx | Inputs_endUseLoadShapes.xlsx | Inputs_Global_KU_Winter.xlsx | Inputs_Product_Res DLC Heat-Two Way Switch New.xlsx | KU | 20 | Winter | Peak | 3 | Res DLC Heat-Two Way Switch New | Equipment Cost | $ per new participant | 174 |  | 2023 | 2042 | 0.0675 | 0 | 0.062 | 150000 | 20000
Inputs_Product_Res DLC Heat-Two Way Switch New.xlsx | Inputs_endUseLoadShapes.xlsx | Inputs_Global_KU_Winter.xlsx | Inputs_Product_Res DLC Heat-Two Way Switch New.xlsx | KU | 20 | Winter | Peak | 3 | Res DLC Heat-Two Way Switch New | Marketing Cost | $ per new participant | 0 |  | 2023 | 2042 | 0.0675 | 0 | 0.062 | 150000 | 20000
Inputs_Product_Res DLC Heat-Two Way Switch New.xlsx | Inputs_endUseLoadShapes.xlsx | Inputs_Global_KU_Winter.xlsx | Inputs_Product_Res DLC Heat-Two Way Switch New.xlsx | KU | 20 | Winter | Peak | 3 | Res DLC Heat-Two Way Switch New | Incentives (annual) | $ per participant per year | 5 |  | 2023 | 2042 | 0.0675 | 0 | 0.062 | 150000 | 20000
Inputs_Product_Res DLC Heat-Two Way Switch New.xlsx | Inputs_endUseLoadShapes.xlsx | Inputs_Global_KU_Winter.xlsx | Inputs_Product_Res DLC Heat-Two Way Switch New.xlsx | KU | 20 | Winter | Peak | 3 | Res DLC Heat-Two Way Switch New | Incentives (one time) | $ per new participant | 25 |  | 2023 | 2042 | 0.0675 | 0 | 0.062 | 150000 | 20000
Inputs_Product_Res DLC Heat-Two Way Switch New.xlsx | Inputs_endUseLoadShapes.xlsx | Inputs_Global_KU_Winter.xlsx | Inputs_Product_Res DLC Heat-Two Way Switch New.xlsx | KU | 20 | Winter | Peak | 3 | Res DLC Heat-Two Way Switch New | Attrition | % of existing participants per year | 0.05 |  | 2023 | 2042 | 0.0675 | 0 | 0.062 | 150000 | 20000
Inputs_Product_Res DLC Heat-Two Way Switch New.xlsx | Inputs_endUseLoadShapes.xlsx | Inputs_Global_KU_Winter.xlsx | Inputs_Product_Res DLC Heat-Two Way Switch New.xlsx | KU | 20 | Winter | Peak | 3 | Res DLC Heat-Two Way Switch New | Population | Customer count | Varies by segment |  | 2023 | 2042 | 0.0675 | 0 | 0.062 | 150000 | 20000
Inputs_Product_Res DLC Heat-Two Way Switch New.xlsx | Inputs_endUseLoadShapes.xlsx | Inputs_Global_KU_Winter.xlsx | Inputs_Product_Res DLC Heat-Two Way Switch New.xlsx | KU | 20 | Winter | Peak | 3 | Res DLC Heat-Two Way Switch New | Eligibility | % of customer count (e.g. equipment saturation) | 0.234 |  | 2023 | 2042 | 0.0675 | 0 | 0.062 | 150000 | 20000
Inputs_Product_Res DLC Heat-Two Way Switch New.xlsx | Inputs_endUseLoadShapes.xlsx | Inputs_Global_KU_Winter.xlsx | Inputs_Product_Res DLC Heat-Two Way Switch New.xlsx | KU | 20 | Winter | Peak | 3 | Res DLC Heat-Two Way Switch New | Peak Load Impact | kW per participant (at meter) | 0.75 |  | 2023 | 2042 | 0.0675 | 0 | 0.062 | 150000 | 20000
Inputs_Product_Res DLC Heat-Two Way Switch New.xlsx | Inputs_endUseLoadShapes.xlsx | Inputs_Global_KU_Winter.xlsx | Inputs_Product_Res DLC Heat-Two Way Switch New.xlsx | KU | 20 | Winter | Peak | 3 | Res DLC Heat-Two Way Switch New | Program Participation | % of eligible customers | 0.2 |  | 2023 | 2042 | 0.0675 | 0 | 0.062 | 150000 | 20000
Inputs_Product_Res DLC Heat-Two Way Switch New.xlsx | Inputs_endUseLoadShapes.xlsx | Inputs_Global_KU_Winter.xlsx | Inputs_Product_Res DLC Heat-Two Way Switch New.xlsx | KU | 20 | Winter | Peak | 3 | Res DLC Heat-Two Way Switch New | Event Participation | % (switch success rate) | 0.94 |  | 2023 | 2042 | 0.0675 | 0 | 0.062 | 150000 | 20000
Inputs_Product_Res DLC Heat-Two Way Switch New.xlsx | Inputs_endUseLoadShapes.xlsx | Inputs_Global_KU_Winter.xlsx | Inputs_Product_Res DLC Heat-Two Way Switch New.xlsx | KU | 20 | Winter | Peak | 3 | Res DLC Heat-Two Way Switch New | Ramp Period | Number of years to reach maximum achievable potential | 20 |  | 2023 | 2042 | 0.0675 | 0 | 0.062 | 150000 | 20000
Inputs_Product_Res DLC Heat-Two Way Switch New.xlsx | Inputs_endUseLoadShapes.xlsx | Inputs_Global_KU_Winter.xlsx | Inputs_Product_Res DLC Heat-Two Way Switch New.xlsx | KU | 20 | Winter | Peak | 3 | Res DLC Heat-Two Way Switch New | 2023 | Ramp rate as % of maximum achievable potential | 0.0025 |  | 2023 | 2042 | 0.0675 | 0 | 0.062 | 150000 | 20000
Inputs_Product_Res DLC Heat-Two Way Switch New.xlsx | Inputs_endUseLoadShapes.xlsx | Inputs_Global_KU_Winter.xlsx | Inputs_Product_Res DLC Heat-Two Way Switch New.xlsx | KU | 20 | Winter | Peak | 3 | Res DLC Heat-Two Way Switch New | 2024 | Ramp rate as % of maximum achievable potential | 0.01 |  | 2023 | 2042 | 0.0675 | 0 | 0.062 | 150000 | 20000
Inputs_Product_Res DLC Heat-Two Way Switch New.xlsx | Inputs_endUseLoadShapes.xlsx | Inputs_Global_KU_Winter.xlsx | Inputs_Product_Res DLC Heat-Two Way Switch New.xlsx | KU | 20 | Winter | Peak | 3 | Res DLC Heat-Two Way Switch New | 2025 | Ramp rate as % of maximum achievable potential | 0.03 |  | 2023 | 2042 | 0.0675 | 0 | 0.062 | 150000 | 20000
Inputs_Product_Res DLC Heat-Two Way Switch New.xlsx | Inputs_endUseLoadShapes.xlsx | Inputs_Global_KU_Winter.xlsx | Inputs_Product_Res DLC Heat-Two Way Switch New.xlsx | KU | 20 | Winter | Peak | 3 | Res DLC Heat-Two Way Switch New | 2026 | Ramp rate as % of maximum achievable potential | 0.08 |  | 2023 | 2042 | 0.0675 | 0 | 0.062 | 150000 | 20000
Inputs_Product_Res DLC Heat-Two Way Switch New.xlsx | Inputs_endUseLoadShapes.xlsx | Inputs_Global_KU_Winter.xlsx | Inputs_Product_Res DLC Heat-Two Way Switch New.xlsx | KU | 20 | Winter | Peak | 3 | Res DLC Heat-Two Way Switch New | 2027 | Ramp rate as % of maximum achievable potential | 0.15 |  | 2023 | 2042 | 0.0675 | 0 | 0.062 | 150000 | 20000
Inputs_Product_Res DLC Heat-Two Way Switch New.xlsx | Inputs_endUseLoadShapes.xlsx | Inputs_Global_KU_Winter.xlsx | Inputs_Product_Res DLC Heat-Two Way Switch New.xlsx | KU | 20 | Winter | Peak | 3 | Res DLC Heat-Two Way Switch New | 2028 | Ramp rate as % of maximum achievable potential | 0.24 |  | 2023 | 2042 | 0.0675 | 0 | 0.062 | 150000 | 20000
Inputs_Product_Res DLC Heat-Two Way Switch New.xlsx | Inputs_endUseLoadShapes.xlsx | Inputs_Global_KU_Winter.xlsx | Inputs_Product_Res DLC Heat-Two Way Switch New.xlsx | KU | 20 | Winter | Peak | 3 | Res DLC Heat-Two Way Switch New | 2029 | Ramp rate as % of maximum achievable potential | 0.35 |  | 2023 | 2042 | 0.0675 | 0 | 0.062 | 150000 | 20000
Inputs_Product_Res DLC Heat-Two Way Switch New.xlsx | Inputs_endUseLoadShapes.xlsx | Inputs_Global_KU_Winter.xlsx | Inputs_Product_Res DLC Heat-Two Way Switch New.xlsx | KU | 20 | Winter | Peak | 3 | Res DLC Heat-Two Way Switch New | 2030 | Ramp rate as % of maximum achievable potential | 0.4 |  | 2023 | 2042 | 0.0675 | 0 | 0.062 | 150000 | 20000
Inputs_Product_Res DLC Heat-Two Way Switch New.xlsx | Inputs_endUseLoadShapes.xlsx | Inputs_Global_KU_Winter.xlsx | Inputs_Product_Res DLC Heat-Two Way Switch New.xlsx | KU | 20 | Winter | Peak | 3 | Res DLC Heat-Two Way Switch New | 2031 | Ramp rate as % of maximum achievable potential | 0.45 |  | 2023 | 2042 | 0.0675 | 0 | 0.062 | 150000 | 20000
Inputs_Product_Res DLC Heat-Two Way Switch New.xlsx | Inputs_endUseLoadShapes.xlsx | Inputs_Global_KU_Winter.xlsx | Inputs_Product_Res DLC Heat-Two Way Switch New.xlsx | KU | 20 | Winter | Peak | 3 | Res DLC Heat-Two Way Switch New | 2032 | Ramp rate as % of maximum achievable potential | 0.5 |  | 2023 | 2042 | 0.0675 | 0 | 0.062 | 150000 | 20000
Inputs_Product_Res DLC Heat-Two Way Switch New.xlsx | Inputs_endUseLoadShapes.xlsx | Inputs_Global_KU_Winter.xlsx | Inputs_Product_Res DLC Heat-Two Way Switch New.xlsx | KU | 20 | Winter | Peak | 3 | Res DLC Heat-Two Way Switch New | 2033 | Ramp rate as % of maximum achievable potential | 0.55 |  | 2023 | 2042 | 0.0675 | 0 | 0.062 | 150000 | 20000
Inputs_Product_Res DLC Heat-Two Way Switch New.xlsx | Inputs_endUseLoadShapes.xlsx | Inputs_Global_KU_Winter.xlsx | Inputs_Product_Res DLC Heat-Two Way Switch New.xlsx | KU | 20 | Winter | Peak | 3 | Res DLC Heat-Two Way Switch New | 2034 | Ramp rate as % of maximum achievable potential | 0.6 |  | 2023 | 2042 | 0.0675 | 0 | 0.062 | 150000 | 20000
Inputs_Product_Res DLC Heat-Two Way Switch New.xlsx | Inputs_endUseLoadShapes.xlsx | Inputs_Global_KU_Winter.xlsx | Inputs_Product_Res DLC Heat-Two Way Switch New.xlsx | KU | 20 | Winter | Peak | 3 | Res DLC Heat-Two Way Switch New | 2035 | Ramp rate as % of maximum achievable potential | 0.65 |  | 2023 | 2042 | 0.0675 | 0 | 0.062 | 150000 | 20000
Inputs_Product_Res DLC Heat-Two Way Switch New.xlsx | Inputs_endUseLoadShapes.xlsx | Inputs_Global_KU_Winter.xlsx | Inputs_Product_Res DLC Heat-Two Way Switch New.xlsx | KU | 20 | Winter | Peak | 3 | Res DLC Heat-Two Way Switch New | 2036 | Ramp rate as % of maximum achievable potential | 0.7 |  | 2023 | 2042 | 0.0675 | 0 | 0.062 | 150000 | 20000
Inputs_Product_Res DLC Heat-Two Way Switch New.xlsx | Inputs_endUseLoadShapes.xlsx | Inputs_Global_KU_Winter.xlsx | Inputs_Product_Res DLC Heat-Two Way Switch New.xlsx | KU | 20 | Winter | Peak | 3 | Res DLC Heat-Two Way Switch New | 2037 | Ramp rate as % of maximum achievable potential | 0.75 |  | 2023 | 2042 | 0.0675 | 0 | 0.062 | 150000 | 20000
Inputs_Product_Res DLC Heat-Two Way Switch New.xlsx | Inputs_endUseLoadShapes.xlsx | Inputs_Global_KU_Winter.xlsx | Inputs_Product_Res DLC Heat-Two Way Switch New.xlsx | KU | 20 | Winter | Peak | 3 | Res DLC Heat-Two Way Switch New | 2038 | Ramp rate as % of maximum achievable potential | 0.8 |  | 2023 | 2042 | 0.0675 | 0 | 0.062 | 150000 | 20000
Inputs_Product_Res DLC Heat-Two Way Switch New.xlsx | Inputs_endUseLoadShapes.xlsx | Inputs_Global_KU_Winter.xlsx | Inputs_Product_Res DLC Heat-Two Way Switch New.xlsx | KU | 20 | Winter | Peak | 3 | Res DLC Heat-Two Way Switch New | 2039 | Ramp rate as % of maximum achievable potential | 0.85 |  | 2023 | 2042 | 0.0675 | 0 | 0.062 | 150000 | 20000
Inputs_Product_Res DLC Heat-Two Way Switch New.xlsx | Inputs_endUseLoadShapes.xlsx | Inputs_Global_KU_Winter.xlsx | Inputs_Product_Res DLC Heat-Two Way Switch New.xlsx | KU | 20 | Winter | Peak | 3 | Res DLC Heat-Two Way Switch New | 2040 | Ramp rate as % of maximum achievable potential | 0.9 |  | 2023 | 2042 | 0.0675 | 0 | 0.062 | 150000 | 20000
Inputs_Product_Res DLC Heat-Two Way Switch New.xlsx | Inputs_endUseLoadShapes.xlsx | Inputs_Global_KU_Winter.xlsx | Inputs_Product_Res DLC Heat-Two Way Switch New.xlsx | KU | 20 | Winter | Peak | 3 | Res DLC Heat-Two Way Switch New | 2041 | Ramp rate as % of maximum achievable potential | 0.95 |  | 2023 | 2042 | 0.0675 | 0 | 0.062 | 150000 | 20000
Inputs_Product_Res DLC Heat-Two Way Switch New.xlsx | Inputs_endUseLoadShapes.xlsx | Inputs_Global_KU_Winter.xlsx | Inputs_Product_Res DLC Heat-Two Way Switch New.xlsx | KU | 20 | Winter | Peak | 3 | Res DLC Heat-Two Way Switch New | 2042 | Ramp rate as % of maximum achievable potential | 1 |  | 2023 | 2042 | 0.0675 | 0 | 0.062 | 150000 | 20000
Inputs_Product_Res DLC Heat-Two Way Switch New.xlsx | Inputs_endUseLoadShapes.xlsx | Inputs_Global_KU_Winter.xlsx | Inputs_Product_Res DLC Heat-Two Way Switch New.xlsx | KU | 20 | Winter | Peak | 3 | Res DLC Heat-Two Way Switch New | 2043 | Ramp rate as % of maximum achievable potential | 1 |  | 2023 | 2042 | 0.0675 | 0 | 0.062 | 150000 | 20000
Inputs_Product_Res DLC Heat-Two Way Switch New.xlsx | Inputs_endUseLoadShapes.xlsx | Inputs_Global_KU_Winter.xlsx | Inputs_Product_Res DLC Heat-Two Way Switch New.xlsx | KU | 20 | Winter | Peak | 3 | Res DLC Heat-Two Way Switch New | 2044 | Ramp rate as % of maximum achievable potential | 1 |  | 2023 | 2042 | 0.0675 | 0 | 0.062 | 150000 | 20000
Inputs_Product_Res DLC Heat-Two Way Switch New.xlsx | Inputs_endUseLoadShapes.xlsx | Inputs_Global_KU_Winter.xlsx | Inputs_Product_Res DLC Heat-Two Way Switch New.xlsx | KU | 20 | Winter | Peak | 3 | Res DLC Heat-Two Way Switch New | 2045 | Ramp rate as % of maximum achievable potential | 1 |  | 2023 | 2042 | 0.0675 | 0 | 0.062 | 150000 | 20000
Inputs_Product_Res DLC Heat-Two Way Switch New.xlsx | Inputs_endUseLoadShapes.xlsx | Inputs_Global_KU_Winter.xlsx | Inputs_Product_Res DLC Heat-Two Way Switch New.xlsx | KU | 20 | Winter | Peak | 3 | Res DLC Heat-Two Way Switch New | 2046 | Ramp rate as % of maximum achievable potential | 1 |  | 2023 | 2042 | 0.0675 | 0 | 0.062 | 150000 | 20000
Inputs_Product_Res DLC Heat-Two Way Switch New.xlsx | Inputs_endUseLoadShapes.xlsx | Inputs_Global_KU_Winter.xlsx | Inputs_Product_Res DLC Heat-Two Way Switch New.xlsx | KU | 20 | Winter | Peak | 3 | Res DLC Heat-Two Way Switch New | 2047 | Ramp rate as % of maximum achievable potential | 1 |  | 2023 | 2042 | 0.0675 | 0 | 0.062 | 150000 | 20000
Inputs_Product_Res DLC Heat-Two Way Switch New.xlsx | Inputs_endUseLoadShapes.xlsx | Inputs_Global_KU_Winter.xlsx | Inputs_Product_Res DLC Heat-Two Way Switch New.xlsx | KU | 20 | Winter | Peak | 3 | Res DLC Heat-Two Way Switch New | 2048 | Ramp rate as % of maximum achievable potential | 1 |  | 2023 | 2042 | 0.0675 | 0 | 0.062 | 150000 | 20000
Inputs_Product_Res DLC Heat-Two Way Switch New.xlsx | Inputs_endUseLoadShapes.xlsx | Inputs_Global_KU_Winter.xlsx | Inputs_Product_Res DLC Heat-Two Way Switch New.xlsx | KU | 20 | Winter | Peak | 3 | Res DLC Heat-Two Way Switch New | 2049 | Ramp rate as % of maximum achievable potential | 1 |  | 2023 | 2042 | 0.0675 | 0 | 0.062 | 150000 | 20000
Inputs_Product_Res DLC Heat-Two Way Switch New.xlsx | Inputs_endUseLoadShapes.xlsx | Inputs_Global_KU_Winter.xlsx | Inputs_Product_Res DLC Heat-Two Way Switch New.xlsx | KU | 20 | Winter | Peak | 3 | Res DLC Heat-Two Way Switch New | 2050 | Ramp rate as % of maximum achievable potential | 1 |  | 2023 | 2042 | 0.0675 | 0 | 0.062 | 150000 | 20000
Inputs_Product_Res DLC Heat-Two Way Switch New.xlsx | Inputs_endUseLoadShapes.xlsx | Inputs_Global_KU_Winter.xlsx | Inputs_Product_Res DLC Heat-Two Way Switch New.xlsx | KU | 20 | Winter | Peak | 3 | Res DLC Heat-Two Way Switch New | 2051 | Ramp rate as % of maximum achievable potential | 1 |  | 2023 | 2042 | 0.0675 | 0 | 0.062 | 150000 | 20000
Inputs_Product_Res DLC Heat-Two Way Switch New.xlsx | Inputs_endUseLoadShapes.xlsx | Inputs_Global_KU_Winter.xlsx | Inputs_Product_Res DLC Heat-Two Way Switch New.xlsx | KU | 20 | Winter | Peak | 3 | Res DLC Heat-Two Way Switch New | 2052 | Ramp rate as % of maximum achievable potential | 1 |  | 2023 | 2042 | 0.0675 | 0 | 0.062 | 150000 | 20000
Inputs_Product_Small Com DLC ERWH-Switch.xlsx | Inputs_endUseLoadShapes.xlsx | Inputs_Global_KU_Winter.xlsx | Inputs_Product_Small Com DLC ERWH-Switch.xlsx | KU | 20 | Winter | Peak | 3 | Small Com DLC ERWH-Switch | Eligible Sectors | 0 | Commercial |  | 2023 | 2042 | 0.0675 | 0 | 0.062 | 150000 | 20000
Inputs_Product_Small Com DLC ERWH-Switch.xlsx | Inputs_endUseLoadShapes.xlsx | Inputs_Global_KU_Winter.xlsx | Inputs_Product_Small Com DLC ERWH-Switch.xlsx | KU | 20 | Winter | Peak | 3 | Small Com DLC ERWH-Switch | Eligible Segments | 0 | Small Office, Small Retail |  | 2023 | 2042 | 0.0675 | 0 | 0.062 | 150000 | 20000
Inputs_Product_Small Com DLC ERWH-Switch.xlsx | Inputs_endUseLoadShapes.xlsx | Inputs_Global_KU_Winter.xlsx | Inputs_Product_Small Com DLC ERWH-Switch.xlsx | KU | 20 | Winter | Peak | 3 | Small Com DLC ERWH-Switch | Eligible End Uses | 0 | Water Heat |  | 2023 | 2042 | 0.0675 | 0 | 0.062 | 150000 | 20000
Inputs_Product_Small Com DLC ERWH-Switch.xlsx | Inputs_endUseLoadShapes.xlsx | Inputs_Global_KU_Winter.xlsx | Inputs_Product_Small Com DLC ERWH-Switch.xlsx | KU | 20 | Winter | Peak | 3 | Small Com DLC ERWH-Switch | Other Eligibility Requirements | 0 | Electric storage water heaters |  | 2023 | 2042 | 0.0675 | 0 | 0.062 | 150000 | 20000
Inputs_Product_Small Com DLC ERWH-Switch.xlsx | Inputs_endUseLoadShapes.xlsx | Inputs_Global_KU_Winter.xlsx | Inputs_Product_Small Com DLC ERWH-Switch.xlsx | KU | 20 | Winter | Peak | 3 | Small Com DLC ERWH-Switch | Setup Cost | $ | 0 |  | 2023 | 2042 | 0.0675 | 0 | 0.062 | 150000 | 20000
Inputs_Product_Small Com DLC ERWH-Switch.xlsx | Inputs_endUseLoadShapes.xlsx | Inputs_Global_KU_Winter.xlsx | Inputs_Product_Small Com DLC ERWH-Switch.xlsx | KU | 20 | Winter | Peak | 3 | Small Com DLC ERWH-Switch | O&M Cost | $ per participant per year | 50 |  | 2023 | 2042 | 0.0675 | 0 | 0.062 | 150000 | 20000
Inputs_Product_Small Com DLC ERWH-Switch.xlsx | Inputs_endUseLoadShapes.xlsx | Inputs_Global_KU_Winter.xlsx | Inputs_Product_Small Com DLC ERWH-Switch.xlsx | KU | 20 | Winter | Peak | 3 | Small Com DLC ERWH-Switch | Equipment Cost | $ per new participant | 0 |  | 2023 | 2042 | 0.0675 | 0 | 0.062 | 150000 | 20000
Inputs_Product_Small Com DLC ERWH-Switch.xlsx | Inputs_endUseLoadShapes.xlsx | Inputs_Global_KU_Winter.xlsx | Inputs_Product_Small Com DLC ERWH-Switch.xlsx | KU | 20 | Winter | Peak | 3 | Small Com DLC ERWH-Switch | Marketing Cost | $ per new participant | 0 |  | 2023 | 2042 | 0.0675 | 0 | 0.062 | 150000 | 20000
Inputs_Product_Small Com DLC ERWH-Switch.xlsx | Inputs_endUseLoadShapes.xlsx | Inputs_Global_KU_Winter.xlsx | Inputs_Product_Small Com DLC ERWH-Switch.xlsx | KU | 20 | Winter | Peak | 3 | Small Com DLC ERWH-Switch | Incentives (annual) | $ per participant per year | 5 |  | 2023 | 2042 | 0.0675 | 0 | 0.062 | 150000 | 20000
Inputs_Product_Small Com DLC ERWH-Switch.xlsx | Inputs_endUseLoadShapes.xlsx | Inputs_Global_KU_Winter.xlsx | Inputs_Product_Small Com DLC ERWH-Switch.xlsx | KU | 20 | Winter | Peak | 3 | Small Com DLC ERWH-Switch | Incentives (one time) | $ per new participant | 0 |  | 2023 | 2042 | 0.0675 | 0 | 0.062 | 150000 | 20000
Inputs_Product_Small Com DLC ERWH-Switch.xlsx | Inputs_endUseLoadShapes.xlsx | Inputs_Global_KU_Winter.xlsx | Inputs_Product_Small Com DLC ERWH-Switch.xlsx | KU | 20 | Winter | Peak | 3 | Small Com DLC ERWH-Switch | Attrition | % of existing participants per year | 0 |  | 2023 | 2042 | 0.0675 | 0 | 0.062 | 150000 | 20000
Inputs_Product_Small Com DLC ERWH-Switch.xlsx | Inputs_endUseLoadShapes.xlsx | Inputs_Global_KU_Winter.xlsx | Inputs_Product_Small Com DLC ERWH-Switch.xlsx | KU | 20 | Winter | Peak | 3 | Small Com DLC ERWH-Switch | Population | Customer count | Varies by segment |  | 2023 | 2042 | 0.0675 | 0 | 0.062 | 150000 | 20000
Inputs_Product_Small Com DLC ERWH-Switch.xlsx | Inputs_endUseLoadShapes.xlsx | Inputs_Global_KU_Winter.xlsx | Inputs_Product_Small Com DLC ERWH-Switch.xlsx | KU | 20 | Winter | Peak | 3 | Small Com DLC ERWH-Switch | Eligibility | % of customer count (e.g. equipment saturation) | 1 |  | 2023 | 2042 | 0.0675 | 0 | 0.062 | 150000 | 20000
Inputs_Product_Small Com DLC ERWH-Switch.xlsx | Inputs_endUseLoadShapes.xlsx | Inputs_Global_KU_Winter.xlsx | Inputs_Product_Small Com DLC ERWH-Switch.xlsx | KU | 20 | Winter | Peak | 3 | Small Com DLC ERWH-Switch | Peak Load Impact | kW per participant (at meter) | 0.35 |  | 2023 | 2042 | 0.0675 | 0 | 0.062 | 150000 | 20000
Inputs_Product_Small Com DLC ERWH-Switch.xlsx | Inputs_endUseLoadShapes.xlsx | Inputs_Global_KU_Winter.xlsx | Inputs_Product_Small Com DLC ERWH-Switch.xlsx | KU | 20 | Winter | Peak | 3 | Small Com DLC ERWH-Switch | Program Participation | % of eligible customers | 1 |  | 2023 | 2042 | 0.0675 | 0 | 0.062 | 150000 | 20000
Inputs_Product_Small Com DLC ERWH-Switch.xlsx | Inputs_endUseLoadShapes.xlsx | Inputs_Global_KU_Winter.xlsx | Inputs_Product_Small Com DLC ERWH-Switch.xlsx | KU | 20 | Winter | Peak | 3 | Small Com DLC ERWH-Switch | Event Participation | % (switch success rate) | 0.5 |  | 2023 | 2042 | 0.0675 | 0 | 0.062 | 150000 | 20000
Inputs_Product_Small Com DLC ERWH-Switch.xlsx | Inputs_endUseLoadShapes.xlsx | Inputs_Global_KU_Winter.xlsx | Inputs_Product_Small Com DLC ERWH-Switch.xlsx | KU | 20 | Winter | Peak | 3 | Small Com DLC ERWH-Switch | Ramp Period | Number of years to reach maximum achievable potential | 1 |  | 2023 | 2042 | 0.0675 | 0 | 0.062 | 150000 | 20000
Inputs_Product_Small Com DLC ERWH-Switch.xlsx | Inputs_endUseLoadShapes.xlsx | Inputs_Global_KU_Winter.xlsx | Inputs_Product_Small Com DLC ERWH-Switch.xlsx | KU | 20 | Winter | Peak | 3 | Small Com DLC ERWH-Switch | 2023 | Ramp rate as % of maximum achievable potential | 1 |  | 2023 | 2042 | 0.0675 | 0 | 0.062 | 150000 | 20000
Inputs_Product_Small Com DLC ERWH-Switch.xlsx | Inputs_endUseLoadShapes.xlsx | Inputs_Global_KU_Winter.xlsx | Inputs_Product_Small Com DLC ERWH-Switch.xlsx | KU | 20 | Winter | Peak | 3 | Small Com DLC ERWH-Switch | 2024 | Ramp rate as % of maximum achievable potential | 1 |  | 2023 | 2042 | 0.0675 | 0 | 0.062 | 150000 | 20000
Inputs_Product_Small Com DLC ERWH-Switch.xlsx | Inputs_endUseLoadShapes.xlsx | Inputs_Global_KU_Winter.xlsx | Inputs_Product_Small Com DLC ERWH-Switch.xlsx | KU | 20 | Winter | Peak | 3 | Small Com DLC ERWH-Switch | 2025 | Ramp rate as % of maximum achievable potential | 1 |  | 2023 | 2042 | 0.0675 | 0 | 0.062 | 150000 | 20000
Inputs_Product_Small Com DLC ERWH-Switch.xlsx | Inputs_endUseLoadShapes.xlsx | Inputs_Global_KU_Winter.xlsx | Inputs_Product_Small Com DLC ERWH-Switch.xlsx | KU | 20 | Winter | Peak | 3 | Small Com DLC ERWH-Switch | 2026 | Ramp rate as % of maximum achievable potential | 1 |  | 2023 | 2042 | 0.0675 | 0 | 0.062 | 150000 | 20000
Inputs_Product_Small Com DLC ERWH-Switch.xlsx | Inputs_endUseLoadShapes.xlsx | Inputs_Global_KU_Winter.xlsx | Inputs_Product_Small Com DLC ERWH-Switch.xlsx | KU | 20 | Winter | Peak | 3 | Small Com DLC ERWH-Switch | 2027 | Ramp rate as % of maximum achievable potential | 1 |  | 2023 | 2042 | 0.0675 | 0 | 0.062 | 150000 | 20000
Inputs_Product_Small Com DLC ERWH-Switch.xlsx | Inputs_endUseLoadShapes.xlsx | Inputs_Global_KU_Winter.xlsx | Inputs_Product_Small Com DLC ERWH-Switch.xlsx | KU | 20 | Winter | Peak | 3 | Small Com DLC ERWH-Switch | 2028 | Ramp rate as % of maximum achievable potential | 1 |  | 2023 | 2042 | 0.0675 | 0 | 0.062 | 150000 | 20000
Inputs_Product_Small Com DLC ERWH-Switch.xlsx | Inputs_endUseLoadShapes.xlsx | Inputs_Global_KU_Winter.xlsx | Inputs_Product_Small Com DLC ERWH-Switch.xlsx | KU | 20 | Winter | Peak | 3 | Small Com DLC ERWH-Switch | 2029 | Ramp rate as % of maximum achievable potential | 1 |  | 2023 | 2042 | 0.0675 | 0 | 0.062 | 150000 | 20000
Inputs_Product_Small Com DLC ERWH-Switch.xlsx | Inputs_endUseLoadShapes.xlsx | Inputs_Global_KU_Winter.xlsx | Inputs_Product_Small Com DLC ERWH-Switch.xlsx | KU | 20 | Winter | Peak | 3 | Small Com DLC ERWH-Switch | 2030 | Ramp rate as % of maximum achievable potential | 1 |  | 2023 | 2042 | 0.0675 | 0 | 0.062 | 150000 | 20000
Inputs_Product_Small Com DLC ERWH-Switch.xlsx | Inputs_endUseLoadShapes.xlsx | Inputs_Global_KU_Winter.xlsx | Inputs_Product_Small Com DLC ERWH-Switch.xlsx | KU | 20 | Winter | Peak | 3 | Small Com DLC ERWH-Switch | 2031 | Ramp rate as % of maximum achievable potential | 1 |  | 2023 | 2042 | 0.0675 | 0 | 0.062 | 150000 | 20000
Inputs_Product_Small Com DLC ERWH-Switch.xlsx | Inputs_endUseLoadShapes.xlsx | Inputs_Global_KU_Winter.xlsx | Inputs_Product_Small Com DLC ERWH-Switch.xlsx | KU | 20 | Winter | Peak | 3 | Small Com DLC ERWH-Switch | 2032 | Ramp rate as % of maximum achievable potential | 1 |  | 2023 | 2042 | 0.0675 | 0 | 0.062 | 150000 | 20000
Inputs_Product_Small Com DLC ERWH-Switch.xlsx | Inputs_endUseLoadShapes.xlsx | Inputs_Global_KU_Winter.xlsx | Inputs_Product_Small Com DLC ERWH-Switch.xlsx | KU | 20 | Winter | Peak | 3 | Small Com DLC ERWH-Switch | 2033 | Ramp rate as % of maximum achievable potential | 1 |  | 2023 | 2042 | 0.0675 | 0 | 0.062 | 150000 | 20000
Inputs_Product_Small Com DLC ERWH-Switch.xlsx | Inputs_endUseLoadShapes.xlsx | Inputs_Global_KU_Winter.xlsx | Inputs_Product_Small Com DLC ERWH-Switch.xlsx | KU | 20 | Winter | Peak | 3 | Small Com DLC ERWH-Switch | 2034 | Ramp rate as % of maximum achievable potential | 1 |  | 2023 | 2042 | 0.0675 | 0 | 0.062 | 150000 | 20000
Inputs_Product_Small Com DLC ERWH-Switch.xlsx | Inputs_endUseLoadShapes.xlsx | Inputs_Global_KU_Winter.xlsx | Inputs_Product_Small Com DLC ERWH-Switch.xlsx | KU | 20 | Winter | Peak | 3 | Small Com DLC ERWH-Switch | 2035 | Ramp rate as % of maximum achievable potential | 1 |  | 2023 | 2042 | 0.0675 | 0 | 0.062 | 150000 | 20000
Inputs_Product_Small Com DLC ERWH-Switch.xlsx | Inputs_endUseLoadShapes.xlsx | Inputs_Global_KU_Winter.xlsx | Inputs_Product_Small Com DLC ERWH-Switch.xlsx | KU | 20 | Winter | Peak | 3 | Small Com DLC ERWH-Switch | 2036 | Ramp rate as % of maximum achievable potential | 1 |  | 2023 | 2042 | 0.0675 | 0 | 0.062 | 150000 | 20000
Inputs_Product_Small Com DLC ERWH-Switch.xlsx | Inputs_endUseLoadShapes.xlsx | Inputs_Global_KU_Winter.xlsx | Inputs_Product_Small Com DLC ERWH-Switch.xlsx | KU | 20 | Winter | Peak | 3 | Small Com DLC ERWH-Switch | 2037 | Ramp rate as % of maximum achievable potential | 1 |  | 2023 | 2042 | 0.0675 | 0 | 0.062 | 150000 | 20000
Inputs_Product_Small Com DLC ERWH-Switch.xlsx | Inputs_endUseLoadShapes.xlsx | Inputs_Global_KU_Winter.xlsx | Inputs_Product_Small Com DLC ERWH-Switch.xlsx | KU | 20 | Winter | Peak | 3 | Small Com DLC ERWH-Switch | 2038 | Ramp rate as % of maximum achievable potential | 1 |  | 2023 | 2042 | 0.0675 | 0 | 0.062 | 150000 | 20000
Inputs_Product_Small Com DLC ERWH-Switch.xlsx | Inputs_endUseLoadShapes.xlsx | Inputs_Global_KU_Winter.xlsx | Inputs_Product_Small Com DLC ERWH-Switch.xlsx | KU | 20 | Winter | Peak | 3 | Small Com DLC ERWH-Switch | 2039 | Ramp rate as % of maximum achievable potential | 1 |  | 2023 | 2042 | 0.0675 | 0 | 0.062 | 150000 | 20000
Inputs_Product_Small Com DLC ERWH-Switch.xlsx | Inputs_endUseLoadShapes.xlsx | Inputs_Global_KU_Winter.xlsx | Inputs_Product_Small Com DLC ERWH-Switch.xlsx | KU | 20 | Winter | Peak | 3 | Small Com DLC ERWH-Switch | 2040 | Ramp rate as % of maximum achievable potential | 1 |  | 2023 | 2042 | 0.0675 | 0 | 0.062 | 150000 | 20000
Inputs_Product_Small Com DLC ERWH-Switch.xlsx | Inputs_endUseLoadShapes.xlsx | Inputs_Global_KU_Winter.xlsx | Inputs_Product_Small Com DLC ERWH-Switch.xlsx | KU | 20 | Winter | Peak | 3 | Small Com DLC ERWH-Switch | 2041 | Ramp rate as % of maximum achievable potential | 1 |  | 2023 | 2042 | 0.0675 | 0 | 0.062 | 150000 | 20000
Inputs_Product_Small Com DLC ERWH-Switch.xlsx | Inputs_endUseLoadShapes.xlsx | Inputs_Global_KU_Winter.xlsx | Inputs_Product_Small Com DLC ERWH-Switch.xlsx | KU | 20 | Winter | Peak | 3 | Small Com DLC ERWH-Switch | 2042 | Ramp rate as % of maximum achievable potential | 1 |  | 2023 | 2042 | 0.0675 | 0 | 0.062 | 150000 | 20000
Inputs_Product_Small Com DLC ERWH-Switch.xlsx | Inputs_endUseLoadShapes.xlsx | Inputs_Global_KU_Winter.xlsx | Inputs_Product_Small Com DLC ERWH-Switch.xlsx | KU | 20 | Winter | Peak | 3 | Small Com DLC ERWH-Switch | 2043 | Ramp rate as % of maximum achievable potential | 1 |  | 2023 | 2042 | 0.0675 | 0 | 0.062 | 150000 | 20000
Inputs_Product_Small Com DLC ERWH-Switch.xlsx | Inputs_endUseLoadShapes.xlsx | Inputs_Global_KU_Winter.xlsx | Inputs_Product_Small Com DLC ERWH-Switch.xlsx | KU | 20 | Winter | Peak | 3 | Small Com DLC ERWH-Switch | 2044 | Ramp rate as % of maximum achievable potential | 1 |  | 2023 | 2042 | 0.0675 | 0 | 0.062 | 150000 | 20000
Inputs_Product_Small Com DLC ERWH-Switch.xlsx | Inputs_endUseLoadShapes.xlsx | Inputs_Global_KU_Winter.xlsx | Inputs_Product_Small Com DLC ERWH-Switch.xlsx | KU | 20 | Winter | Peak | 3 | Small Com DLC ERWH-Switch | 2045 | Ramp rate as % of maximum achievable potential | 1 |  | 2023 | 2042 | 0.0675 | 0 | 0.062 | 150000 | 20000
Inputs_Product_Small Com DLC ERWH-Switch.xlsx | Inputs_endUseLoadShapes.xlsx | Inputs_Global_KU_Winter.xlsx | Inputs_Product_Small Com DLC ERWH-Switch.xlsx | KU | 20 | Winter | Peak | 3 | Small Com DLC ERWH-Switch | 2046 | Ramp rate as % of maximum achievable potential | 1 |  | 2023 | 2042 | 0.0675 | 0 | 0.062 | 150000 | 20000
Inputs_Product_Small Com DLC ERWH-Switch.xlsx | Inputs_endUseLoadShapes.xlsx | Inputs_Global_KU_Winter.xlsx | Inputs_Product_Small Com DLC ERWH-Switch.xlsx | KU | 20 | Winter | Peak | 3 | Small Com DLC ERWH-Switch | 2047 | Ramp rate as % of maximum achievable potential | 1 |  | 2023 | 2042 | 0.0675 | 0 | 0.062 | 150000 | 20000
Inputs_Product_Small Com DLC ERWH-Switch.xlsx | Inputs_endUseLoadShapes.xlsx | Inputs_Global_KU_Winter.xlsx | Inputs_Product_Small Com DLC ERWH-Switch.xlsx | KU | 20 | Winter | Peak | 3 | Small Com DLC ERWH-Switch | 2048 | Ramp rate as % of maximum achievable potential | 1 |  | 2023 | 2042 | 0.0675 | 0 | 0.062 | 150000 | 20000
Inputs_Product_Small Com DLC ERWH-Switch.xlsx | Inputs_endUseLoadShapes.xlsx | Inputs_Global_KU_Winter.xlsx | Inputs_Product_Small Com DLC ERWH-Switch.xlsx | KU | 20 | Winter | Peak | 3 | Small Com DLC ERWH-Switch | 2049 | Ramp rate as % of maximum achievable potential | 1 |  | 2023 | 2042 | 0.0675 | 0 | 0.062 | 150000 | 20000
Inputs_Product_Small Com DLC ERWH-Switch.xlsx | Inputs_endUseLoadShapes.xlsx | Inputs_Global_KU_Winter.xlsx | Inputs_Product_Small Com DLC ERWH-Switch.xlsx | KU | 20 | Winter | Peak | 3 | Small Com DLC ERWH-Switch | 2050 | Ramp rate as % of maximum achievable potential | 1 |  | 2023 | 2042 | 0.0675 | 0 | 0.062 | 150000 | 20000
Inputs_Product_Small Com DLC ERWH-Switch.xlsx | Inputs_endUseLoadShapes.xlsx | Inputs_Global_KU_Winter.xlsx | Inputs_Product_Small Com DLC ERWH-Switch.xlsx | KU | 20 | Winter | Peak | 3 | Small Com DLC ERWH-Switch | 2051 | Ramp rate as % of maximum achievable potential | 1 |  | 2023 | 2042 | 0.0675 | 0 | 0.062 | 150000 | 20000
Inputs_Product_Small Com DLC ERWH-Switch.xlsx | Inputs_endUseLoadShapes.xlsx | Inputs_Global_KU_Winter.xlsx | Inputs_Product_Small Com DLC ERWH-Switch.xlsx | KU | 20 | Winter | Peak | 3 | Small Com DLC ERWH-Switch | 2052 | Ramp rate as % of maximum achievable potential | 1 |  | 2023 | 2042 | 0.0675 | 0 | 0.062 | 150000 | 20000
Inputs_Product_Small Com DLC Heat-One Way Switch.xlsx | Inputs_endUseLoadShapes.xlsx | Inputs_Global_KU_Winter.xlsx | Inputs_Product_Small Com DLC Heat-One Way Switch.xlsx | KU | 20 | Winter | Peak | 3 | Small Com DLC Heat-One Way Switch | Eligible Sectors | 0 | Commercial |  | 2023 | 2042 | 0.0675 | 0 | 0.062 | 150000 | 20000
Inputs_Product_Small Com DLC Heat-One Way Switch.xlsx | Inputs_endUseLoadShapes.xlsx | Inputs_Global_KU_Winter.xlsx | Inputs_Product_Small Com DLC Heat-One Way Switch.xlsx | KU | 20 | Winter | Peak | 3 | Small Com DLC Heat-One Way Switch | Eligible Segments | 0 | Small Office, Small Retail |  | 2023 | 2042 | 0.0675 | 0 | 0.062 | 150000 | 20000
Inputs_Product_Small Com DLC Heat-One Way Switch.xlsx | Inputs_endUseLoadShapes.xlsx | Inputs_Global_KU_Winter.xlsx | Inputs_Product_Small Com DLC Heat-One Way Switch.xlsx | KU | 20 | Winter | Peak | 3 | Small Com DLC Heat-One Way Switch | Eligible End Uses | 0 | Heat Central, Heat Pump |  | 2023 | 2042 | 0.0675 | 0 | 0.062 | 150000 | 20000
Inputs_Product_Small Com DLC Heat-One Way Switch.xlsx | Inputs_endUseLoadShapes.xlsx | Inputs_Global_KU_Winter.xlsx | Inputs_Product_Small Com DLC Heat-One Way Switch.xlsx | KU | 20 | Winter | Peak | 3 | Small Com DLC Heat-One Way Switch | Other Eligibility Requirements | 0 | 0 |  | 2023 | 2042 | 0.0675 | 0 | 0.062 | 150000 | 20000
Inputs_Product_Small Com DLC Heat-One Way Switch.xlsx | Inputs_endUseLoadShapes.xlsx | Inputs_Global_KU_Winter.xlsx | Inputs_Product_Small Com DLC Heat-One Way Switch.xlsx | KU | 20 | Winter | Peak | 3 | Small Com DLC Heat-One Way Switch | Setup Cost | $ | 0 |  | 2023 | 2042 | 0.0675 | 0 | 0.062 | 150000 | 20000
Inputs_Product_Small Com DLC Heat-One Way Switch.xlsx | Inputs_endUseLoadShapes.xlsx | Inputs_Global_KU_Winter.xlsx | Inputs_Product_Small Com DLC Heat-One Way Switch.xlsx | KU | 20 | Winter | Peak | 3 | Small Com DLC Heat-One Way Switch | O&M Cost | $ per participant per year | 50 |  | 2023 | 2042 | 0.0675 | 0 | 0.062 | 150000 | 20000
Inputs_Product_Small Com DLC Heat-One Way Switch.xlsx | Inputs_endUseLoadShapes.xlsx | Inputs_Global_KU_Winter.xlsx | Inputs_Product_Small Com DLC Heat-One Way Switch.xlsx | KU | 20 | Winter | Peak | 3 | Small Com DLC Heat-One Way Switch | Equipment Cost | $ per new participant | 0 |  | 2023 | 2042 | 0.0675 | 0 | 0.062 | 150000 | 20000
Inputs_Product_Small Com DLC Heat-One Way Switch.xlsx | Inputs_endUseLoadShapes.xlsx | Inputs_Global_KU_Winter.xlsx | Inputs_Product_Small Com DLC Heat-One Way Switch.xlsx | KU | 20 | Winter | Peak | 3 | Small Com DLC Heat-One Way Switch | Marketing Cost | $ per new participant | 0 |  | 2023 | 2042 | 0.0675 | 0 | 0.062 | 150000 | 20000
Inputs_Product_Small Com DLC Heat-One Way Switch.xlsx | Inputs_endUseLoadShapes.xlsx | Inputs_Global_KU_Winter.xlsx | Inputs_Product_Small Com DLC Heat-One Way Switch.xlsx | KU | 20 | Winter | Peak | 3 | Small Com DLC Heat-One Way Switch | Incentives (annual) | $ per participant per year | 5 |  | 2023 | 2042 | 0.0675 | 0 | 0.062 | 150000 | 20000
Inputs_Product_Small Com DLC Heat-One Way Switch.xlsx | Inputs_endUseLoadShapes.xlsx | Inputs_Global_KU_Winter.xlsx | Inputs_Product_Small Com DLC Heat-One Way Switch.xlsx | KU | 20 | Winter | Peak | 3 | Small Com DLC Heat-One Way Switch | Incentives (one time) | $ per new participant | 0 |  | 2023 | 2042 | 0.0675 | 0 | 0.062 | 150000 | 20000
Inputs_Product_Small Com DLC Heat-One Way Switch.xlsx | Inputs_endUseLoadShapes.xlsx | Inputs_Global_KU_Winter.xlsx | Inputs_Product_Small Com DLC Heat-One Way Switch.xlsx | KU | 20 | Winter | Peak | 3 | Small Com DLC Heat-One Way Switch | Attrition | % of existing participants per year | 0 |  | 2023 | 2042 | 0.0675 | 0 | 0.062 | 150000 | 20000
Inputs_Product_Small Com DLC Heat-One Way Switch.xlsx | Inputs_endUseLoadShapes.xlsx | Inputs_Global_KU_Winter.xlsx | Inputs_Product_Small Com DLC Heat-One Way Switch.xlsx | KU | 20 | Winter | Peak | 3 | Small Com DLC Heat-One Way Switch | Population | Customer count | Varies by segment |  | 2023 | 2042 | 0.0675 | 0 | 0.062 | 150000 | 20000
Inputs_Product_Small Com DLC Heat-One Way Switch.xlsx | Inputs_endUseLoadShapes.xlsx | Inputs_Global_KU_Winter.xlsx | Inputs_Product_Small Com DLC Heat-One Way Switch.xlsx | KU | 20 | Winter | Peak | 3 | Small Com DLC Heat-One Way Switch | Eligibility | % of customer count (e.g. equipment saturation) | 0.234 |  | 2023 | 2042 | 0.0675 | 0 | 0.062 | 150000 | 20000
Inputs_Product_Small Com DLC Heat-One Way Switch.xlsx | Inputs_endUseLoadShapes.xlsx | Inputs_Global_KU_Winter.xlsx | Inputs_Product_Small Com DLC Heat-One Way Switch.xlsx | KU | 20 | Winter | Peak | 3 | Small Com DLC Heat-One Way Switch | Peak Load Impact | kW per participant (at meter) | 1.8727 |  | 2023 | 2042 | 0.0675 | 0 | 0.062 | 150000 | 20000
Inputs_Product_Small Com DLC Heat-One Way Switch.xlsx | Inputs_endUseLoadShapes.xlsx | Inputs_Global_KU_Winter.xlsx | Inputs_Product_Small Com DLC Heat-One Way Switch.xlsx | KU | 20 | Winter | Peak | 3 | Small Com DLC Heat-One Way Switch | Program Participation | % of eligible customers | 1 |  | 2023 | 2042 | 0.0675 | 0 | 0.062 | 150000 | 20000
Inputs_Product_Small Com DLC Heat-One Way Switch.xlsx | Inputs_endUseLoadShapes.xlsx | Inputs_Global_KU_Winter.xlsx | Inputs_Product_Small Com DLC Heat-One Way Switch.xlsx | KU | 20 | Winter | Peak | 3 | Small Com DLC Heat-One Way Switch | Event Participation | % (switch success rate) | 0.5 |  | 2023 | 2042 | 0.0675 | 0 | 0.062 | 150000 | 20000
Inputs_Product_Small Com DLC Heat-One Way Switch.xlsx | Inputs_endUseLoadShapes.xlsx | Inputs_Global_KU_Winter.xlsx | Inputs_Product_Small Com DLC Heat-One Way Switch.xlsx | KU | 20 | Winter | Peak | 3 | Small Com DLC Heat-One Way Switch | Ramp Period | Number of years to reach maximum achievable potential | 1 |  | 2023 | 2042 | 0.0675 | 0 | 0.062 | 150000 | 20000
Inputs_Product_Small Com DLC Heat-One Way Switch.xlsx | Inputs_endUseLoadShapes.xlsx | Inputs_Global_KU_Winter.xlsx | Inputs_Product_Small Com DLC Heat-One Way Switch.xlsx | KU | 20 | Winter | Peak | 3 | Small Com DLC Heat-One Way Switch | 2023 | Ramp rate as % of maximum achievable potential | 1 |  | 2023 | 2042 | 0.0675 | 0 | 0.062 | 150000 | 20000
Inputs_Product_Small Com DLC Heat-One Way Switch.xlsx | Inputs_endUseLoadShapes.xlsx | Inputs_Global_KU_Winter.xlsx | Inputs_Product_Small Com DLC Heat-One Way Switch.xlsx | KU | 20 | Winter | Peak | 3 | Small Com DLC Heat-One Way Switch | 2024 | Ramp rate as % of maximum achievable potential | 1 |  | 2023 | 2042 | 0.0675 | 0 | 0.062 | 150000 | 20000
Inputs_Product_Small Com DLC Heat-One Way Switch.xlsx | Inputs_endUseLoadShapes.xlsx | Inputs_Global_KU_Winter.xlsx | Inputs_Product_Small Com DLC Heat-One Way Switch.xlsx | KU | 20 | Winter | Peak | 3 | Small Com DLC Heat-One Way Switch | 2025 | Ramp rate as % of maximum achievable potential | 1 |  | 2023 | 2042 | 0.0675 | 0 | 0.062 | 150000 | 20000
Inputs_Product_Small Com DLC Heat-One Way Switch.xlsx | Inputs_endUseLoadShapes.xlsx | Inputs_Global_KU_Winter.xlsx | Inputs_Product_Small Com DLC Heat-One Way Switch.xlsx | KU | 20 | Winter | Peak | 3 | Small Com DLC Heat-One Way Switch | 2026 | Ramp rate as % of maximum achievable potential | 1 |  | 2023 | 2042 | 0.0675 | 0 | 0.062 | 150000 | 20000
Inputs_Product_Small Com DLC Heat-One Way Switch.xlsx | Inputs_endUseLoadShapes.xlsx | Inputs_Global_KU_Winter.xlsx | Inputs_Product_Small Com DLC Heat-One Way Switch.xlsx | KU | 20 | Winter | Peak | 3 | Small Com DLC Heat-One Way Switch | 2027 | Ramp rate as % of maximum achievable potential | 1 |  | 2023 | 2042 | 0.0675 | 0 | 0.062 | 150000 | 20000
Inputs_Product_Small Com DLC Heat-One Way Switch.xlsx | Inputs_endUseLoadShapes.xlsx | Inputs_Global_KU_Winter.xlsx | Inputs_Product_Small Com DLC Heat-One Way Switch.xlsx | KU | 20 | Winter | Peak | 3 | Small Com DLC Heat-One Way Switch | 2028 | Ramp rate as % of maximum achievable potential | 1 |  | 2023 | 2042 | 0.0675 | 0 | 0.062 | 150000 | 20000
Inputs_Product_Small Com DLC Heat-One Way Switch.xlsx | Inputs_endUseLoadShapes.xlsx | Inputs_Global_KU_Winter.xlsx | Inputs_Product_Small Com DLC Heat-One Way Switch.xlsx | KU | 20 | Winter | Peak | 3 | Small Com DLC Heat-One Way Switch | 2029 | Ramp rate as % of maximum achievable potential | 1 |  | 2023 | 2042 | 0.0675 | 0 | 0.062 | 150000 | 20000
Inputs_Product_Small Com DLC Heat-One Way Switch.xlsx | Inputs_endUseLoadShapes.xlsx | Inputs_Global_KU_Winter.xlsx | Inputs_Product_Small Com DLC Heat-One Way Switch.xlsx | KU | 20 | Winter | Peak | 3 | Small Com DLC Heat-One Way Switch | 2030 | Ramp rate as % of maximum achievable potential | 1 |  | 2023 | 2042 | 0.0675 | 0 | 0.062 | 150000 | 20000
Inputs_Product_Small Com DLC Heat-One Way Switch.xlsx | Inputs_endUseLoadShapes.xlsx | Inputs_Global_KU_Winter.xlsx | Inputs_Product_Small Com DLC Heat-One Way Switch.xlsx | KU | 20 | Winter | Peak | 3 | Small Com DLC Heat-One Way Switch | 2031 | Ramp rate as % of maximum achievable potential | 1 |  | 2023 | 2042 | 0.0675 | 0 | 0.062 | 150000 | 20000
Inputs_Product_Small Com DLC Heat-One Way Switch.xlsx | Inputs_endUseLoadShapes.xlsx | Inputs_Global_KU_Winter.xlsx | Inputs_Product_Small Com DLC Heat-One Way Switch.xlsx | KU | 20 | Winter | Peak | 3 | Small Com DLC Heat-One Way Switch | 2032 | Ramp rate as % of maximum achievable potential | 1 |  | 2023 | 2042 | 0.0675 | 0 | 0.062 | 150000 | 20000
Inputs_Product_Small Com DLC Heat-One Way Switch.xlsx | Inputs_endUseLoadShapes.xlsx | Inputs_Global_KU_Winter.xlsx | Inputs_Product_Small Com DLC Heat-One Way Switch.xlsx | KU | 20 | Winter | Peak | 3 | Small Com DLC Heat-One Way Switch | 2033 | Ramp rate as % of maximum achievable potential | 1 |  | 2023 | 2042 | 0.0675 | 0 | 0.062 | 150000 | 20000
Inputs_Product_Small Com DLC Heat-One Way Switch.xlsx | Inputs_endUseLoadShapes.xlsx | Inputs_Global_KU_Winter.xlsx | Inputs_Product_Small Com DLC Heat-One Way Switch.xlsx | KU | 20 | Winter | Peak | 3 | Small Com DLC Heat-One Way Switch | 2034 | Ramp rate as % of maximum achievable potential | 1 |  | 2023 | 2042 | 0.0675 | 0 | 0.062 | 150000 | 20000
Inputs_Product_Small Com DLC Heat-One Way Switch.xlsx | Inputs_endUseLoadShapes.xlsx | Inputs_Global_KU_Winter.xlsx | Inputs_Product_Small Com DLC Heat-One Way Switch.xlsx | KU | 20 | Winter | Peak | 3 | Small Com DLC Heat-One Way Switch | 2035 | Ramp rate as % of maximum achievable potential | 1 |  | 2023 | 2042 | 0.0675 | 0 | 0.062 | 150000 | 20000
Inputs_Product_Small Com DLC Heat-One Way Switch.xlsx | Inputs_endUseLoadShapes.xlsx | Inputs_Global_KU_Winter.xlsx | Inputs_Product_Small Com DLC Heat-One Way Switch.xlsx | KU | 20 | Winter | Peak | 3 | Small Com DLC Heat-One Way Switch | 2036 | Ramp rate as % of maximum achievable potential | 1 |  | 2023 | 2042 | 0.0675 | 0 | 0.062 | 150000 | 20000
Inputs_Product_Small Com DLC Heat-One Way Switch.xlsx | Inputs_endUseLoadShapes.xlsx | Inputs_Global_KU_Winter.xlsx | Inputs_Product_Small Com DLC Heat-One Way Switch.xlsx | KU | 20 | Winter | Peak | 3 | Small Com DLC Heat-One Way Switch | 2037 | Ramp rate as % of maximum achievable potential | 1 |  | 2023 | 2042 | 0.0675 | 0 | 0.062 | 150000 | 20000
Inputs_Product_Small Com DLC Heat-One Way Switch.xlsx | Inputs_endUseLoadShapes.xlsx | Inputs_Global_KU_Winter.xlsx | Inputs_Product_Small Com DLC Heat-One Way Switch.xlsx | KU | 20 | Winter | Peak | 3 | Small Com DLC Heat-One Way Switch | 2038 | Ramp rate as % of maximum achievable potential | 1 |  | 2023 | 2042 | 0.0675 | 0 | 0.062 | 150000 | 20000
Inputs_Product_Small Com DLC Heat-One Way Switch.xlsx | Inputs_endUseLoadShapes.xlsx | Inputs_Global_KU_Winter.xlsx | Inputs_Product_Small Com DLC Heat-One Way Switch.xlsx | KU | 20 | Winter | Peak | 3 | Small Com DLC Heat-One Way Switch | 2039 | Ramp rate as % of maximum achievable potential | 1 |  | 2023 | 2042 | 0.0675 | 0 | 0.062 | 150000 | 20000
Inputs_Product_Small Com DLC Heat-One Way Switch.xlsx | Inputs_endUseLoadShapes.xlsx | Inputs_Global_KU_Winter.xlsx | Inputs_Product_Small Com DLC Heat-One Way Switch.xlsx | KU | 20 | Winter | Peak | 3 | Small Com DLC Heat-One Way Switch | 2040 | Ramp rate as % of maximum achievable potential | 1 |  | 2023 | 2042 | 0.0675 | 0 | 0.062 | 150000 | 20000
Inputs_Product_Small Com DLC Heat-One Way Switch.xlsx | Inputs_endUseLoadShapes.xlsx | Inputs_Global_KU_Winter.xlsx | Inputs_Product_Small Com DLC Heat-One Way Switch.xlsx | KU | 20 | Winter | Peak | 3 | Small Com DLC Heat-One Way Switch | 2041 | Ramp rate as % of maximum achievable potential | 1 |  | 2023 | 2042 | 0.0675 | 0 | 0.062 | 150000 | 20000
Inputs_Product_Small Com DLC Heat-One Way Switch.xlsx | Inputs_endUseLoadShapes.xlsx | Inputs_Global_KU_Winter.xlsx | Inputs_Product_Small Com DLC Heat-One Way Switch.xlsx | KU | 20 | Winter | Peak | 3 | Small Com DLC Heat-One Way Switch | 2042 | Ramp rate as % of maximum achievable potential | 1 |  | 2023 | 2042 | 0.0675 | 0 | 0.062 | 150000 | 20000
Inputs_Product_Small Com DLC Heat-One Way Switch.xlsx | Inputs_endUseLoadShapes.xlsx | Inputs_Global_KU_Winter.xlsx | Inputs_Product_Small Com DLC Heat-One Way Switch.xlsx | KU | 20 | Winter | Peak | 3 | Small Com DLC Heat-One Way Switch | 2043 | Ramp rate as % of maximum achievable potential | 1 |  | 2023 | 2042 | 0.0675 | 0 | 0.062 | 150000 | 20000
Inputs_Product_Small Com DLC Heat-One Way Switch.xlsx | Inputs_endUseLoadShapes.xlsx | Inputs_Global_KU_Winter.xlsx | Inputs_Product_Small Com DLC Heat-One Way Switch.xlsx | KU | 20 | Winter | Peak | 3 | Small Com DLC Heat-One Way Switch | 2044 | Ramp rate as % of maximum achievable potential | 1 |  | 2023 | 2042 | 0.0675 | 0 | 0.062 | 150000 | 20000
Inputs_Product_Small Com DLC Heat-One Way Switch.xlsx | Inputs_endUseLoadShapes.xlsx | Inputs_Global_KU_Winter.xlsx | Inputs_Product_Small Com DLC Heat-One Way Switch.xlsx | KU | 20 | Winter | Peak | 3 | Small Com DLC Heat-One Way Switch | 2045 | Ramp rate as % of maximum achievable potential | 1 |  | 2023 | 2042 | 0.0675 | 0 | 0.062 | 150000 | 20000
Inputs_Product_Small Com DLC Heat-One Way Switch.xlsx | Inputs_endUseLoadShapes.xlsx | Inputs_Global_KU_Winter.xlsx | Inputs_Product_Small Com DLC Heat-One Way Switch.xlsx | KU | 20 | Winter | Peak | 3 | Small Com DLC Heat-One Way Switch | 2046 | Ramp rate as % of maximum achievable potential | 1 |  | 2023 | 2042 | 0.0675 | 0 | 0.062 | 150000 | 20000
Inputs_Product_Small Com DLC Heat-One Way Switch.xlsx | Inputs_endUseLoadShapes.xlsx | Inputs_Global_KU_Winter.xlsx | Inputs_Product_Small Com DLC Heat-One Way Switch.xlsx | KU | 20 | Winter | Peak | 3 | Small Com DLC Heat-One Way Switch | 2047 | Ramp rate as % of maximum achievable potential | 1 |  | 2023 | 2042 | 0.0675 | 0 | 0.062 | 150000 | 20000
Inputs_Product_Small Com DLC Heat-One Way Switch.xlsx | Inputs_endUseLoadShapes.xlsx | Inputs_Global_KU_Winter.xlsx | Inputs_Product_Small Com DLC Heat-One Way Switch.xlsx | KU | 20 | Winter | Peak | 3 | Small Com DLC Heat-One Way Switch | 2048 | Ramp rate as % of maximum achievable potential | 1 |  | 2023 | 2042 | 0.0675 | 0 | 0.062 | 150000 | 20000
Inputs_Product_Small Com DLC Heat-One Way Switch.xlsx | Inputs_endUseLoadShapes.xlsx | Inputs_Global_KU_Winter.xlsx | Inputs_Product_Small Com DLC Heat-One Way Switch.xlsx | KU | 20 | Winter | Peak | 3 | Small Com DLC Heat-One Way Switch | 2049 | Ramp rate as % of maximum achievable potential | 1 |  | 2023 | 2042 | 0.0675 | 0 | 0.062 | 150000 | 20000
Inputs_Product_Small Com DLC Heat-One Way Switch.xlsx | Inputs_endUseLoadShapes.xlsx | Inputs_Global_KU_Winter.xlsx | Inputs_Product_Small Com DLC Heat-One Way Switch.xlsx | KU | 20 | Winter | Peak | 3 | Small Com DLC Heat-One Way Switch | 2050 | Ramp rate as % of maximum achievable potential | 1 |  | 2023 | 2042 | 0.0675 | 0 | 0.062 | 150000 | 20000
Inputs_Product_Small Com DLC Heat-One Way Switch.xlsx | Inputs_endUseLoadShapes.xlsx | Inputs_Global_KU_Winter.xlsx | Inputs_Product_Small Com DLC Heat-One Way Switch.xlsx | KU | 20 | Winter | Peak | 3 | Small Com DLC Heat-One Way Switch | 2051 | Ramp rate as % of maximum achievable potential | 1 |  | 2023 | 2042 | 0.0675 | 0 | 0.062 | 150000 | 20000
Inputs_Product_Small Com DLC Heat-One Way Switch.xlsx | Inputs_endUseLoadShapes.xlsx | Inputs_Global_KU_Winter.xlsx | Inputs_Product_Small Com DLC Heat-One Way Switch.xlsx | KU | 20 | Winter | Peak | 3 | Small Com DLC Heat-One Way Switch | 2052 | Ramp rate as % of maximum achievable potential | 1 |  | 2023 | 2042 | 0.0675 | 0 | 0.062 | 150000 | 20000
Inputs_Product_Small Com DLC Heat-Two Way Switch Existing.xlsx | Inputs_endUseLoadShapes.xlsx | Inputs_Global_KU_Winter.xlsx | Inputs_Product_Small Com DLC Heat-Two Way Switch Existing.xlsx | KU | 20 | Winter | Peak | 3 | Small Com DLC Heat-Two Way Switch Existing | Eligible Sectors | 0 | Commercial |  | 2023 | 2042 | 0.0675 | 0 | 0.062 | 150000 | 20000
Inputs_Product_Small Com DLC Heat-Two Way Switch Existing.xlsx | Inputs_endUseLoadShapes.xlsx | Inputs_Global_KU_Winter.xlsx | Inputs_Product_Small Com DLC Heat-Two Way Switch Existing.xlsx | KU | 20 | Winter | Peak | 3 | Small Com DLC Heat-Two Way Switch Existing | Eligible Segments | 0 | Small Office, Small Retail |  | 2023 | 2042 | 0.0675 | 0 | 0.062 | 150000 | 20000
Inputs_Product_Small Com DLC Heat-Two Way Switch Existing.xlsx | Inputs_endUseLoadShapes.xlsx | Inputs_Global_KU_Winter.xlsx | Inputs_Product_Small Com DLC Heat-Two Way Switch Existing.xlsx | KU | 20 | Winter | Peak | 3 | Small Com DLC Heat-Two Way Switch Existing | Eligible End Uses | 0 | Heat Central, Heat Pump |  | 2023 | 2042 | 0.0675 | 0 | 0.062 | 150000 | 20000
Inputs_Product_Small Com DLC Heat-Two Way Switch Existing.xlsx | Inputs_endUseLoadShapes.xlsx | Inputs_Global_KU_Winter.xlsx | Inputs_Product_Small Com DLC Heat-Two Way Switch Existing.xlsx | KU | 20 | Winter | Peak | 3 | Small Com DLC Heat-Two Way Switch Existing | Other Eligibility Requirements | 0 | 0 |  | 2023 | 2042 | 0.0675 | 0 | 0.062 | 150000 | 20000
Inputs_Product_Small Com DLC Heat-Two Way Switch Existing.xlsx | Inputs_endUseLoadShapes.xlsx | Inputs_Global_KU_Winter.xlsx | Inputs_Product_Small Com DLC Heat-Two Way Switch Existing.xlsx | KU | 20 | Winter | Peak | 3 | Small Com DLC Heat-Two Way Switch Existing | Setup Cost | $ | 0 |  | 2023 | 2042 | 0.0675 | 0 | 0.062 | 150000 | 20000
Inputs_Product_Small Com DLC Heat-Two Way Switch Existing.xlsx | Inputs_endUseLoadShapes.xlsx | Inputs_Global_KU_Winter.xlsx | Inputs_Product_Small Com DLC Heat-Two Way Switch Existing.xlsx | KU | 20 | Winter | Peak | 3 | Small Com DLC Heat-Two Way Switch Existing | O&M Cost | $ per participant per year | 50 |  | 2023 | 2042 | 0.0675 | 0 | 0.062 | 150000 | 20000
Inputs_Product_Small Com DLC Heat-Two Way Switch Existing.xlsx | Inputs_endUseLoadShapes.xlsx | Inputs_Global_KU_Winter.xlsx | Inputs_Product_Small Com DLC Heat-Two Way Switch Existing.xlsx | KU | 20 | Winter | Peak | 3 | Small Com DLC Heat-Two Way Switch Existing | Equipment Cost | $ per new participant | 0 |  | 2023 | 2042 | 0.0675 | 0 | 0.062 | 150000 | 20000
Inputs_Product_Small Com DLC Heat-Two Way Switch Existing.xlsx | Inputs_endUseLoadShapes.xlsx | Inputs_Global_KU_Winter.xlsx | Inputs_Product_Small Com DLC Heat-Two Way Switch Existing.xlsx | KU | 20 | Winter | Peak | 3 | Small Com DLC Heat-Two Way Switch Existing | Marketing Cost | $ per new participant | 0 |  | 2023 | 2042 | 0.0675 | 0 | 0.062 | 150000 | 20000
Inputs_Product_Small Com DLC Heat-Two Way Switch Existing.xlsx | Inputs_endUseLoadShapes.xlsx | Inputs_Global_KU_Winter.xlsx | Inputs_Product_Small Com DLC Heat-Two Way Switch Existing.xlsx | KU | 20 | Winter | Peak | 3 | Small Com DLC Heat-Two Way Switch Existing | Incentives (annual) | $ per participant per year | 5 |  | 2023 | 2042 | 0.0675 | 0 | 0.062 | 150000 | 20000
Inputs_Product_Small Com DLC Heat-Two Way Switch Existing.xlsx | Inputs_endUseLoadShapes.xlsx | Inputs_Global_KU_Winter.xlsx | Inputs_Product_Small Com DLC Heat-Two Way Switch Existing.xlsx | KU | 20 | Winter | Peak | 3 | Small Com DLC Heat-Two Way Switch Existing | Incentives (one time) | $ per new participant | 0 |  | 2023 | 2042 | 0.0675 | 0 | 0.062 | 150000 | 20000
Inputs_Product_Small Com DLC Heat-Two Way Switch Existing.xlsx | Inputs_endUseLoadShapes.xlsx | Inputs_Global_KU_Winter.xlsx | Inputs_Product_Small Com DLC Heat-Two Way Switch Existing.xlsx | KU | 20 | Winter | Peak | 3 | Small Com DLC Heat-Two Way Switch Existing | Attrition | % of existing participants per year | 0 |  | 2023 | 2042 | 0.0675 | 0 | 0.062 | 150000 | 20000
Inputs_Product_Small Com DLC Heat-Two Way Switch Existing.xlsx | Inputs_endUseLoadShapes.xlsx | Inputs_Global_KU_Winter.xlsx | Inputs_Product_Small Com DLC Heat-Two Way Switch Existing.xlsx | KU | 20 | Winter | Peak | 3 | Small Com DLC Heat-Two Way Switch Existing | Population | Customer count | Varies by segment |  | 2023 | 2042 | 0.0675 | 0 | 0.062 | 150000 | 20000
Inputs_Product_Small Com DLC Heat-Two Way Switch Existing.xlsx | Inputs_endUseLoadShapes.xlsx | Inputs_Global_KU_Winter.xlsx | Inputs_Product_Small Com DLC Heat-Two Way Switch Existing.xlsx | KU | 20 | Winter | Peak | 3 | Small Com DLC Heat-Two Way Switch Existing | Eligibility | % of customer count (e.g. equipment saturation) | 0.234 |  | 2023 | 2042 | 0.0675 | 0 | 0.062 | 150000 | 20000
Inputs_Product_Small Com DLC Heat-Two Way Switch Existing.xlsx | Inputs_endUseLoadShapes.xlsx | Inputs_Global_KU_Winter.xlsx | Inputs_Product_Small Com DLC Heat-Two Way Switch Existing.xlsx | KU | 20 | Winter | Peak | 3 | Small Com DLC Heat-Two Way Switch Existing | Peak Load Impact | kW per participant (at meter) | 1.8727 |  | 2023 | 2042 | 0.0675 | 0 | 0.062 | 150000 | 20000
Inputs_Product_Small Com DLC Heat-Two Way Switch Existing.xlsx | Inputs_endUseLoadShapes.xlsx | Inputs_Global_KU_Winter.xlsx | Inputs_Product_Small Com DLC Heat-Two Way Switch Existing.xlsx | KU | 20 | Winter | Peak | 3 | Small Com DLC Heat-Two Way Switch Existing | Program Participation | % of eligible customers | 1 |  | 2023 | 2042 | 0.0675 | 0 | 0.062 | 150000 | 20000
Inputs_Product_Small Com DLC Heat-Two Way Switch Existing.xlsx | Inputs_endUseLoadShapes.xlsx | Inputs_Global_KU_Winter.xlsx | Inputs_Product_Small Com DLC Heat-Two Way Switch Existing.xlsx | KU | 20 | Winter | Peak | 3 | Small Com DLC Heat-Two Way Switch Existing | Event Participation | % (switch success rate) | 0.95 |  | 2023 | 2042 | 0.0675 | 0 | 0.062 | 150000 | 20000
Inputs_Product_Small Com DLC Heat-Two Way Switch Existing.xlsx | Inputs_endUseLoadShapes.xlsx | Inputs_Global_KU_Winter.xlsx | Inputs_Product_Small Com DLC Heat-Two Way Switch Existing.xlsx | KU | 20 | Winter | Peak | 3 | Small Com DLC Heat-Two Way Switch Existing | Ramp Period | Number of years to reach maximum achievable potential | 1 |  | 2023 | 2042 | 0.0675 | 0 | 0.062 | 150000 | 20000
Inputs_Product_Small Com DLC Heat-Two Way Switch Existing.xlsx | Inputs_endUseLoadShapes.xlsx | Inputs_Global_KU_Winter.xlsx | Inputs_Product_Small Com DLC Heat-Two Way Switch Existing.xlsx | KU | 20 | Winter | Peak | 3 | Small Com DLC Heat-Two Way Switch Existing | 2023 | Ramp rate as % of maximum achievable potential | 1 |  | 2023 | 2042 | 0.0675 | 0 | 0.062 | 150000 | 20000
Inputs_Product_Small Com DLC Heat-Two Way Switch Existing.xlsx | Inputs_endUseLoadShapes.xlsx | Inputs_Global_KU_Winter.xlsx | Inputs_Product_Small Com DLC Heat-Two Way Switch Existing.xlsx | KU | 20 | Winter | Peak | 3 | Small Com DLC Heat-Two Way Switch Existing | 2024 | Ramp rate as % of maximum achievable potential | 1 |  | 2023 | 2042 | 0.0675 | 0 | 0.062 | 150000 | 20000
Inputs_Product_Small Com DLC Heat-Two Way Switch Existing.xlsx | Inputs_endUseLoadShapes.xlsx | Inputs_Global_KU_Winter.xlsx | Inputs_Product_Small Com DLC Heat-Two Way Switch Existing.xlsx | KU | 20 | Winter | Peak | 3 | Small Com DLC Heat-Two Way Switch Existing | 2025 | Ramp rate as % of maximum achievable potential | 1 |  | 2023 | 2042 | 0.0675 | 0 | 0.062 | 150000 | 20000
Inputs_Product_Small Com DLC Heat-Two Way Switch Existing.xlsx | Inputs_endUseLoadShapes.xlsx | Inputs_Global_KU_Winter.xlsx | Inputs_Product_Small Com DLC Heat-Two Way Switch Existing.xlsx | KU | 20 | Winter | Peak | 3 | Small Com DLC Heat-Two Way Switch Existing | 2026 | Ramp rate as % of maximum achievable potential | 1 |  | 2023 | 2042 | 0.0675 | 0 | 0.062 | 150000 | 20000
Inputs_Product_Small Com DLC Heat-Two Way Switch Existing.xlsx | Inputs_endUseLoadShapes.xlsx | Inputs_Global_KU_Winter.xlsx | Inputs_Product_Small Com DLC Heat-Two Way Switch Existing.xlsx | KU | 20 | Winter | Peak | 3 | Small Com DLC Heat-Two Way Switch Existing | 2027 | Ramp rate as % of maximum achievable potential | 1 |  | 2023 | 2042 | 0.0675 | 0 | 0.062 | 150000 | 20000
Inputs_Product_Small Com DLC Heat-Two Way Switch Existing.xlsx | Inputs_endUseLoadShapes.xlsx | Inputs_Global_KU_Winter.xlsx | Inputs_Product_Small Com DLC Heat-Two Way Switch Existing.xlsx | KU | 20 | Winter | Peak | 3 | Small Com DLC Heat-Two Way Switch Existing | 2028 | Ramp rate as % of maximum achievable potential | 1 |  | 2023 | 2042 | 0.0675 | 0 | 0.062 | 150000 | 20000
Inputs_Product_Small Com DLC Heat-Two Way Switch Existing.xlsx | Inputs_endUseLoadShapes.xlsx | Inputs_Global_KU_Winter.xlsx | Inputs_Product_Small Com DLC Heat-Two Way Switch Existing.xlsx | KU | 20 | Winter | Peak | 3 | Small Com DLC Heat-Two Way Switch Existing | 2029 | Ramp rate as % of maximum achievable potential | 1 |  | 2023 | 2042 | 0.0675 | 0 | 0.062 | 150000 | 20000
Inputs_Product_Small Com DLC Heat-Two Way Switch Existing.xlsx | Inputs_endUseLoadShapes.xlsx | Inputs_Global_KU_Winter.xlsx | Inputs_Product_Small Com DLC Heat-Two Way Switch Existing.xlsx | KU | 20 | Winter | Peak | 3 | Small Com DLC Heat-Two Way Switch Existing | 2030 | Ramp rate as % of maximum achievable potential | 1 |  | 2023 | 2042 | 0.0675 | 0 | 0.062 | 150000 | 20000
Inputs_Product_Small Com DLC Heat-Two Way Switch Existing.xlsx | Inputs_endUseLoadShapes.xlsx | Inputs_Global_KU_Winter.xlsx | Inputs_Product_Small Com DLC Heat-Two Way Switch Existing.xlsx | KU | 20 | Winter | Peak | 3 | Small Com DLC Heat-Two Way Switch Existing | 2031 | Ramp rate as % of maximum achievable potential | 1 |  | 2023 | 2042 | 0.0675 | 0 | 0.062 | 150000 | 20000
Inputs_Product_Small Com DLC Heat-Two Way Switch Existing.xlsx | Inputs_endUseLoadShapes.xlsx | Inputs_Global_KU_Winter.xlsx | Inputs_Product_Small Com DLC Heat-Two Way Switch Existing.xlsx | KU | 20 | Winter | Peak | 3 | Small Com DLC Heat-Two Way Switch Existing | 2032 | Ramp rate as % of maximum achievable potential | 1 |  | 2023 | 2042 | 0.0675 | 0 | 0.062 | 150000 | 20000
Inputs_Product_Small Com DLC Heat-Two Way Switch Existing.xlsx | Inputs_endUseLoadShapes.xlsx | Inputs_Global_KU_Winter.xlsx | Inputs_Product_Small Com DLC Heat-Two Way Switch Existing.xlsx | KU | 20 | Winter | Peak | 3 | Small Com DLC Heat-Two Way Switch Existing | 2033 | Ramp rate as % of maximum achievable potential | 1 |  | 2023 | 2042 | 0.0675 | 0 | 0.062 | 150000 | 20000
Inputs_Product_Small Com DLC Heat-Two Way Switch Existing.xlsx | Inputs_endUseLoadShapes.xlsx | Inputs_Global_KU_Winter.xlsx | Inputs_Product_Small Com DLC Heat-Two Way Switch Existing.xlsx | KU | 20 | Winter | Peak | 3 | Small Com DLC Heat-Two Way Switch Existing | 2034 | Ramp rate as % of maximum achievable potential | 1 |  | 2023 | 2042 | 0.0675 | 0 | 0.062 | 150000 | 20000
Inputs_Product_Small Com DLC Heat-Two Way Switch Existing.xlsx | Inputs_endUseLoadShapes.xlsx | Inputs_Global_KU_Winter.xlsx | Inputs_Product_Small Com DLC Heat-Two Way Switch Existing.xlsx | KU | 20 | Winter | Peak | 3 | Small Com DLC Heat-Two Way Switch Existing | 2035 | Ramp rate as % of maximum achievable potential | 1 |  | 2023 | 2042 | 0.0675 | 0 | 0.062 | 150000 | 20000
Inputs_Product_Small Com DLC Heat-Two Way Switch Existing.xlsx | Inputs_endUseLoadShapes.xlsx | Inputs_Global_KU_Winter.xlsx | Inputs_Product_Small Com DLC Heat-Two Way Switch Existing.xlsx | KU | 20 | Winter | Peak | 3 | Small Com DLC Heat-Two Way Switch Existing | 2036 | Ramp rate as % of maximum achievable potential | 1 |  | 2023 | 2042 | 0.0675 | 0 | 0.062 | 150000 | 20000
Inputs_Product_Small Com DLC Heat-Two Way Switch Existing.xlsx | Inputs_endUseLoadShapes.xlsx | Inputs_Global_KU_Winter.xlsx | Inputs_Product_Small Com DLC Heat-Two Way Switch Existing.xlsx | KU | 20 | Winter | Peak | 3 | Small Com DLC Heat-Two Way Switch Existing | 2037 | Ramp rate as % of maximum achievable potential | 1 |  | 2023 | 2042 | 0.0675 | 0 | 0.062 | 150000 | 20000
Inputs_Product_Small Com DLC Heat-Two Way Switch Existing.xlsx | Inputs_endUseLoadShapes.xlsx | Inputs_Global_KU_Winter.xlsx | Inputs_Product_Small Com DLC Heat-Two Way Switch Existing.xlsx | KU | 20 | Winter | Peak | 3 | Small Com DLC Heat-Two Way Switch Existing | 2038 | Ramp rate as % of maximum achievable potential | 1 |  | 2023 | 2042 | 0.0675 | 0 | 0.062 | 150000 | 20000
Inputs_Product_Small Com DLC Heat-Two Way Switch Existing.xlsx | Inputs_endUseLoadShapes.xlsx | Inputs_Global_KU_Winter.xlsx | Inputs_Product_Small Com DLC Heat-Two Way Switch Existing.xlsx | KU | 20 | Winter | Peak | 3 | Small Com DLC Heat-Two Way Switch Existing | 2039 | Ramp rate as % of maximum achievable potential | 1 |  | 2023 | 2042 | 0.0675 | 0 | 0.062 | 150000 | 20000
Inputs_Product_Small Com DLC Heat-Two Way Switch Existing.xlsx | Inputs_endUseLoadShapes.xlsx | Inputs_Global_KU_Winter.xlsx | Inputs_Product_Small Com DLC Heat-Two Way Switch Existing.xlsx | KU | 20 | Winter | Peak | 3 | Small Com DLC Heat-Two Way Switch Existing | 2040 | Ramp rate as % of maximum achievable potential | 1 |  | 2023 | 2042 | 0.0675 | 0 | 0.062 | 150000 | 20000
Inputs_Product_Small Com DLC Heat-Two Way Switch Existing.xlsx | Inputs_endUseLoadShapes.xlsx | Inputs_Global_KU_Winter.xlsx | Inputs_Product_Small Com DLC Heat-Two Way Switch Existing.xlsx | KU | 20 | Winter | Peak | 3 | Small Com DLC Heat-Two Way Switch Existing | 2041 | Ramp rate as % of maximum achievable potential | 1 |  | 2023 | 2042 | 0.0675 | 0 | 0.062 | 150000 | 20000
Inputs_Product_Small Com DLC Heat-Two Way Switch Existing.xlsx | Inputs_endUseLoadShapes.xlsx | Inputs_Global_KU_Winter.xlsx | Inputs_Product_Small Com DLC Heat-Two Way Switch Existing.xlsx | KU | 20 | Winter | Peak | 3 | Small Com DLC Heat-Two Way Switch Existing | 2042 | Ramp rate as % of maximum achievable potential | 1 |  | 2023 | 2042 | 0.0675 | 0 | 0.062 | 150000 | 20000
Inputs_Product_Small Com DLC Heat-Two Way Switch Existing.xlsx | Inputs_endUseLoadShapes.xlsx | Inputs_Global_KU_Winter.xlsx | Inputs_Product_Small Com DLC Heat-Two Way Switch Existing.xlsx | KU | 20 | Winter | Peak | 3 | Small Com DLC Heat-Two Way Switch Existing | 2043 | Ramp rate as % of maximum achievable potential | 1 |  | 2023 | 2042 | 0.0675 | 0 | 0.062 | 150000 | 20000
Inputs_Product_Small Com DLC Heat-Two Way Switch Existing.xlsx | Inputs_endUseLoadShapes.xlsx | Inputs_Global_KU_Winter.xlsx | Inputs_Product_Small Com DLC Heat-Two Way Switch Existing.xlsx | KU | 20 | Winter | Peak | 3 | Small Com DLC Heat-Two Way Switch Existing | 2044 | Ramp rate as % of maximum achievable potential | 1 |  | 2023 | 2042 | 0.0675 | 0 | 0.062 | 150000 | 20000
Inputs_Product_Small Com DLC Heat-Two Way Switch Existing.xlsx | Inputs_endUseLoadShapes.xlsx | Inputs_Global_KU_Winter.xlsx | Inputs_Product_Small Com DLC Heat-Two Way Switch Existing.xlsx | KU | 20 | Winter | Peak | 3 | Small Com DLC Heat-Two Way Switch Existing | 2045 | Ramp rate as % of maximum achievable potential | 1 |  | 2023 | 2042 | 0.0675 | 0 | 0.062 | 150000 | 20000
Inputs_Product_Small Com DLC Heat-Two Way Switch Existing.xlsx | Inputs_endUseLoadShapes.xlsx | Inputs_Global_KU_Winter.xlsx | Inputs_Product_Small Com DLC Heat-Two Way Switch Existing.xlsx | KU | 20 | Winter | Peak | 3 | Small Com DLC Heat-Two Way Switch Existing | 2046 | Ramp rate as % of maximum achievable potential | 1 |  | 2023 | 2042 | 0.0675 | 0 | 0.062 | 150000 | 20000
Inputs_Product_Small Com DLC Heat-Two Way Switch Existing.xlsx | Inputs_endUseLoadShapes.xlsx | Inputs_Global_KU_Winter.xlsx | Inputs_Product_Small Com DLC Heat-Two Way Switch Existing.xlsx | KU | 20 | Winter | Peak | 3 | Small Com DLC Heat-Two Way Switch Existing | 2047 | Ramp rate as % of maximum achievable potential | 1 |  | 2023 | 2042 | 0.0675 | 0 | 0.062 | 150000 | 20000
Inputs_Product_Small Com DLC Heat-Two Way Switch Existing.xlsx | Inputs_endUseLoadShapes.xlsx | Inputs_Global_KU_Winter.xlsx | Inputs_Product_Small Com DLC Heat-Two Way Switch Existing.xlsx | KU | 20 | Winter | Peak | 3 | Small Com DLC Heat-Two Way Switch Existing | 2048 | Ramp rate as % of maximum achievable potential | 1 |  | 2023 | 2042 | 0.0675 | 0 | 0.062 | 150000 | 20000
Inputs_Product_Small Com DLC Heat-Two Way Switch Existing.xlsx | Inputs_endUseLoadShapes.xlsx | Inputs_Global_KU_Winter.xlsx | Inputs_Product_Small Com DLC Heat-Two Way Switch Existing.xlsx | KU | 20 | Winter | Peak | 3 | Small Com DLC Heat-Two Way Switch Existing | 2049 | Ramp rate as % of maximum achievable potential | 1 |  | 2023 | 2042 | 0.0675 | 0 | 0.062 | 150000 | 20000
Inputs_Product_Small Com DLC Heat-Two Way Switch Existing.xlsx | Inputs_endUseLoadShapes.xlsx | Inputs_Global_KU_Winter.xlsx | Inputs_Product_Small Com DLC Heat-Two Way Switch Existing.xlsx | KU | 20 | Winter | Peak | 3 | Small Com DLC Heat-Two Way Switch Existing | 2050 | Ramp rate as % of maximum achievable potential | 1 |  | 2023 | 2042 | 0.0675 | 0 | 0.062 | 150000 | 20000
Inputs_Product_Small Com DLC Heat-Two Way Switch Existing.xlsx | Inputs_endUseLoadShapes.xlsx | Inputs_Global_KU_Winter.xlsx | Inputs_Product_Small Com DLC Heat-Two Way Switch Existing.xlsx | KU | 20 | Winter | Peak | 3 | Small Com DLC Heat-Two Way Switch Existing | 2051 | Ramp rate as % of maximum achievable potential | 1 |  | 2023 | 2042 | 0.0675 | 0 | 0.062 | 150000 | 20000
Inputs_Product_Small Com DLC Heat-Two Way Switch Existing.xlsx | Inputs_endUseLoadShapes.xlsx | Inputs_Global_KU_Winter.xlsx | Inputs_Product_Small Com DLC Heat-Two Way Switch Existing.xlsx | KU | 20 | Winter | Peak | 3 | Small Com DLC Heat-Two Way Switch Existing | 2052 | Ramp rate as % of maximum achievable potential | 1 |  | 2023 | 2042 | 0.0675 | 0 | 0.062 | 150000 | 20000
Inputs_Product_Small Com DLC Heat-Two Way Switch New.xlsx | Inputs_endUseLoadShapes.xlsx | Inputs_Global_KU_Winter.xlsx | Inputs_Product_Small Com DLC Heat-Two Way Switch New.xlsx | KU | 20 | Winter | Peak | 3 | Small Com DLC Heat-Two Way Switch New | Eligible Sectors | 0 | Commercial |  | 2023 | 2042 | 0.0675 | 0 | 0.062 | 150000 | 20000
Inputs_Product_Small Com DLC Heat-Two Way Switch New.xlsx | Inputs_endUseLoadShapes.xlsx | Inputs_Global_KU_Winter.xlsx | Inputs_Product_Small Com DLC Heat-Two Way Switch New.xlsx | KU | 20 | Winter | Peak | 3 | Small Com DLC Heat-Two Way Switch New | Eligible Segments | 0 | Small Office, Small Retail |  | 2023 | 2042 | 0.0675 | 0 | 0.062 | 150000 | 20000
Inputs_Product_Small Com DLC Heat-Two Way Switch New.xlsx | Inputs_endUseLoadShapes.xlsx | Inputs_Global_KU_Winter.xlsx | Inputs_Product_Small Com DLC Heat-Two Way Switch New.xlsx | KU | 20 | Winter | Peak | 3 | Small Com DLC Heat-Two Way Switch New | Eligible End Uses | 0 | Heat Central, Heat Pump |  | 2023 | 2042 | 0.0675 | 0 | 0.062 | 150000 | 20000
Inputs_Product_Small Com DLC Heat-Two Way Switch New.xlsx | Inputs_endUseLoadShapes.xlsx | Inputs_Global_KU_Winter.xlsx | Inputs_Product_Small Com DLC Heat-Two Way Switch New.xlsx | KU | 20 | Winter | Peak | 3 | Small Com DLC Heat-Two Way Switch New | Other Eligibility Requirements | 0 | 0 |  | 2023 | 2042 | 0.0675 | 0 | 0.062 | 150000 | 20000
Inputs_Product_Small Com DLC Heat-Two Way Switch New.xlsx | Inputs_endUseLoadShapes.xlsx | Inputs_Global_KU_Winter.xlsx | Inputs_Product_Small Com DLC Heat-Two Way Switch New.xlsx | KU | 20 | Winter | Peak | 3 | Small Com DLC Heat-Two Way Switch New | Setup Cost | $ | 0 |  | 2023 | 2042 | 0.0675 | 0 | 0.062 | 150000 | 20000
Inputs_Product_Small Com DLC Heat-Two Way Switch New.xlsx | Inputs_endUseLoadShapes.xlsx | Inputs_Global_KU_Winter.xlsx | Inputs_Product_Small Com DLC Heat-Two Way Switch New.xlsx | KU | 20 | Winter | Peak | 3 | Small Com DLC Heat-Two Way Switch New | O&M Cost | $ per participant per year | 50 |  | 2023 | 2042 | 0.0675 | 0 | 0.062 | 150000 | 20000
Inputs_Product_Small Com DLC Heat-Two Way Switch New.xlsx | Inputs_endUseLoadShapes.xlsx | Inputs_Global_KU_Winter.xlsx | Inputs_Product_Small Com DLC Heat-Two Way Switch New.xlsx | KU | 20 | Winter | Peak | 3 | Small Com DLC Heat-Two Way Switch New | Equipment Cost | $ per new participant | 174 |  | 2023 | 2042 | 0.0675 | 0 | 0.062 | 150000 | 20000
Inputs_Product_Small Com DLC Heat-Two Way Switch New.xlsx | Inputs_endUseLoadShapes.xlsx | Inputs_Global_KU_Winter.xlsx | Inputs_Product_Small Com DLC Heat-Two Way Switch New.xlsx | KU | 20 | Winter | Peak | 3 | Small Com DLC Heat-Two Way Switch New | Marketing Cost | $ per new participant | 0 |  | 2023 | 2042 | 0.0675 | 0 | 0.062 | 150000 | 20000
Inputs_Product_Small Com DLC Heat-Two Way Switch New.xlsx | Inputs_endUseLoadShapes.xlsx | Inputs_Global_KU_Winter.xlsx | Inputs_Product_Small Com DLC Heat-Two Way Switch New.xlsx | KU | 20 | Winter | Peak | 3 | Small Com DLC Heat-Two Way Switch New | Incentives (annual) | $ per participant per year | 5 |  | 2023 | 2042 | 0.0675 | 0 | 0.062 | 150000 | 20000
Inputs_Product_Small Com DLC Heat-Two Way Switch New.xlsx | Inputs_endUseLoadShapes.xlsx | Inputs_Global_KU_Winter.xlsx | Inputs_Product_Small Com DLC Heat-Two Way Switch New.xlsx | KU | 20 | Winter | Peak | 3 | Small Com DLC Heat-Two Way Switch New | Incentives (one time) | $ per new participant | 25 |  | 2023 | 2042 | 0.0675 | 0 | 0.062 | 150000 | 20000
Inputs_Product_Small Com DLC Heat-Two Way Switch New.xlsx | Inputs_endUseLoadShapes.xlsx | Inputs_Global_KU_Winter.xlsx | Inputs_Product_Small Com DLC Heat-Two Way Switch New.xlsx | KU | 20 | Winter | Peak | 3 | Small Com DLC Heat-Two Way Switch New | Attrition | % of existing participants per year | 0.05 |  | 2023 | 2042 | 0.0675 | 0 | 0.062 | 150000 | 20000
Inputs_Product_Small Com DLC Heat-Two Way Switch New.xlsx | Inputs_endUseLoadShapes.xlsx | Inputs_Global_KU_Winter.xlsx | Inputs_Product_Small Com DLC Heat-Two Way Switch New.xlsx | KU | 20 | Winter | Peak | 3 | Small Com DLC Heat-Two Way Switch New | Population | Customer count | Varies by segment |  | 2023 | 2042 | 0.0675 | 0 | 0.062 | 150000 | 20000
Inputs_Product_Small Com DLC Heat-Two Way Switch New.xlsx | Inputs_endUseLoadShapes.xlsx | Inputs_Global_KU_Winter.xlsx | Inputs_Product_Small Com DLC Heat-Two Way Switch New.xlsx | KU | 20 | Winter | Peak | 3 | Small Com DLC Heat-Two Way Switch New | Eligibility | % of customer count (e.g. equipment saturation) | 0.30309 |  | 2023 | 2042 | 0.0675 | 0 | 0.062 | 150000 | 20000
Inputs_Product_Small Com DLC Heat-Two Way Switch New.xlsx | Inputs_endUseLoadShapes.xlsx | Inputs_Global_KU_Winter.xlsx | Inputs_Product_Small Com DLC Heat-Two Way Switch New.xlsx | KU | 20 | Winter | Peak | 3 | Small Com DLC Heat-Two Way Switch New | Peak Load Impact | kW per participant (at meter) | 1.8727 |  | 2023 | 2042 | 0.0675 | 0 | 0.062 | 150000 | 20000
Inputs_Product_Small Com DLC Heat-Two Way Switch New.xlsx | Inputs_endUseLoadShapes.xlsx | Inputs_Global_KU_Winter.xlsx | Inputs_Product_Small Com DLC Heat-Two Way Switch New.xlsx | KU | 20 | Winter | Peak | 3 | Small Com DLC Heat-Two Way Switch New | Program Participation | % of eligible customers | 0.1 |  | 2023 | 2042 | 0.0675 | 0 | 0.062 | 150000 | 20000
Inputs_Product_Small Com DLC Heat-Two Way Switch New.xlsx | Inputs_endUseLoadShapes.xlsx | Inputs_Global_KU_Winter.xlsx | Inputs_Product_Small Com DLC Heat-Two Way Switch New.xlsx | KU | 20 | Winter | Peak | 3 | Small Com DLC Heat-Two Way Switch New | Event Participation | % (switch success rate) | 0.95 |  | 2023 | 2042 | 0.0675 | 0 | 0.062 | 150000 | 20000
Inputs_Product_Small Com DLC Heat-Two Way Switch New.xlsx | Inputs_endUseLoadShapes.xlsx | Inputs_Global_KU_Winter.xlsx | Inputs_Product_Small Com DLC Heat-Two Way Switch New.xlsx | KU | 20 | Winter | Peak | 3 | Small Com DLC Heat-Two Way Switch New | Ramp Period | Number of years to reach maximum achievable potential | 20 |  | 2023 | 2042 | 0.0675 | 0 | 0.062 | 150000 | 20000
Inputs_Product_Small Com DLC Heat-Two Way Switch New.xlsx | Inputs_endUseLoadShapes.xlsx | Inputs_Global_KU_Winter.xlsx | Inputs_Product_Small Com DLC Heat-Two Way Switch New.xlsx | KU | 20 | Winter | Peak | 3 | Small Com DLC Heat-Two Way Switch New | 2023 | Ramp rate as % of maximum achievable potential | 0.0025 |  | 2023 | 2042 | 0.0675 | 0 | 0.062 | 150000 | 20000
Inputs_Product_Small Com DLC Heat-Two Way Switch New.xlsx | Inputs_endUseLoadShapes.xlsx | Inputs_Global_KU_Winter.xlsx | Inputs_Product_Small Com DLC Heat-Two Way Switch New.xlsx | KU | 20 | Winter | Peak | 3 | Small Com DLC Heat-Two Way Switch New | 2024 | Ramp rate as % of maximum achievable potential | 0.01 |  | 2023 | 2042 | 0.0675 | 0 | 0.062 | 150000 | 20000
Inputs_Product_Small Com DLC Heat-Two Way Switch New.xlsx | Inputs_endUseLoadShapes.xlsx | Inputs_Global_KU_Winter.xlsx | Inputs_Product_Small Com DLC Heat-Two Way Switch New.xlsx | KU | 20 | Winter | Peak | 3 | Small Com DLC Heat-Two Way Switch New | 2025 | Ramp rate as % of maximum achievable potential | 0.03 |  | 2023 | 2042 | 0.0675 | 0 | 0.062 | 150000 | 20000
Inputs_Product_Small Com DLC Heat-Two Way Switch New.xlsx | Inputs_endUseLoadShapes.xlsx | Inputs_Global_KU_Winter.xlsx | Inputs_Product_Small Com DLC Heat-Two Way Switch New.xlsx | KU | 20 | Winter | Peak | 3 | Small Com DLC Heat-Two Way Switch New | 2026 | Ramp rate as % of maximum achievable potential | 0.08 |  | 2023 | 2042 | 0.0675 | 0 | 0.062 | 150000 | 20000
Inputs_Product_Small Com DLC Heat-Two Way Switch New.xlsx | Inputs_endUseLoadShapes.xlsx | Inputs_Global_KU_Winter.xlsx | Inputs_Product_Small Com DLC Heat-Two Way Switch New.xlsx | KU | 20 | Winter | Peak | 3 | Small Com DLC Heat-Two Way Switch New | 2027 | Ramp rate as % of maximum achievable potential | 0.15 |  | 2023 | 2042 | 0.0675 | 0 | 0.062 | 150000 | 20000
Inputs_Product_Small Com DLC Heat-Two Way Switch New.xlsx | Inputs_endUseLoadShapes.xlsx | Inputs_Global_KU_Winter.xlsx | Inputs_Product_Small Com DLC Heat-Two Way Switch New.xlsx | KU | 20 | Winter | Peak | 3 | Small Com DLC Heat-Two Way Switch New | 2028 | Ramp rate as % of maximum achievable potential | 0.24 |  | 2023 | 2042 | 0.0675 | 0 | 0.062 | 150000 | 20000
Inputs_Product_Small Com DLC Heat-Two Way Switch New.xlsx | Inputs_endUseLoadShapes.xlsx | Inputs_Global_KU_Winter.xlsx | Inputs_Product_Small Com DLC Heat-Two Way Switch New.xlsx | KU | 20 | Winter | Peak | 3 | Small Com DLC Heat-Two Way Switch New | 2029 | Ramp rate as % of maximum achievable potential | 0.35 |  | 2023 | 2042 | 0.0675 | 0 | 0.062 | 150000 | 20000
Inputs_Product_Small Com DLC Heat-Two Way Switch New.xlsx | Inputs_endUseLoadShapes.xlsx | Inputs_Global_KU_Winter.xlsx | Inputs_Product_Small Com DLC Heat-Two Way Switch New.xlsx | KU | 20 | Winter | Peak | 3 | Small Com DLC Heat-Two Way Switch New | 2030 | Ramp rate as % of maximum achievable potential | 0.4 |  | 2023 | 2042 | 0.0675 | 0 | 0.062 | 150000 | 20000
Inputs_Product_Small Com DLC Heat-Two Way Switch New.xlsx | Inputs_endUseLoadShapes.xlsx | Inputs_Global_KU_Winter.xlsx | Inputs_Product_Small Com DLC Heat-Two Way Switch New.xlsx | KU | 20 | Winter | Peak | 3 | Small Com DLC Heat-Two Way Switch New | 2031 | Ramp rate as % of maximum achievable potential | 0.45 |  | 2023 | 2042 | 0.0675 | 0 | 0.062 | 150000 | 20000
Inputs_Product_Small Com DLC Heat-Two Way Switch New.xlsx | Inputs_endUseLoadShapes.xlsx | Inputs_Global_KU_Winter.xlsx | Inputs_Product_Small Com DLC Heat-Two Way Switch New.xlsx | KU | 20 | Winter | Peak | 3 | Small Com DLC Heat-Two Way Switch New | 2032 | Ramp rate as % of maximum achievable potential | 0.5 |  | 2023 | 2042 | 0.0675 | 0 | 0.062 | 150000 | 20000
Inputs_Product_Small Com DLC Heat-Two Way Switch New.xlsx | Inputs_endUseLoadShapes.xlsx | Inputs_Global_KU_Winter.xlsx | Inputs_Product_Small Com DLC Heat-Two Way Switch New.xlsx | KU | 20 | Winter | Peak | 3 | Small Com DLC Heat-Two Way Switch New | 2033 | Ramp rate as % of maximum achievable potential | 0.55 |  | 2023 | 2042 | 0.0675 | 0 | 0.062 | 150000 | 20000
Inputs_Product_Small Com DLC Heat-Two Way Switch New.xlsx | Inputs_endUseLoadShapes.xlsx | Inputs_Global_KU_Winter.xlsx | Inputs_Product_Small Com DLC Heat-Two Way Switch New.xlsx | KU | 20 | Winter | Peak | 3 | Small Com DLC Heat-Two Way Switch New | 2034 | Ramp rate as % of maximum achievable potential | 0.6 |  | 2023 | 2042 | 0.0675 | 0 | 0.062 | 150000 | 20000
Inputs_Product_Small Com DLC Heat-Two Way Switch New.xlsx | Inputs_endUseLoadShapes.xlsx | Inputs_Global_KU_Winter.xlsx | Inputs_Product_Small Com DLC Heat-Two Way Switch New.xlsx | KU | 20 | Winter | Peak | 3 | Small Com DLC Heat-Two Way Switch New | 2035 | Ramp rate as % of maximum achievable potential | 0.65 |  | 2023 | 2042 | 0.0675 | 0 | 0.062 | 150000 | 20000
Inputs_Product_Small Com DLC Heat-Two Way Switch New.xlsx | Inputs_endUseLoadShapes.xlsx | Inputs_Global_KU_Winter.xlsx | Inputs_Product_Small Com DLC Heat-Two Way Switch New.xlsx | KU | 20 | Winter | Peak | 3 | Small Com DLC Heat-Two Way Switch New | 2036 | Ramp rate as % of maximum achievable potential | 0.7 |  | 2023 | 2042 | 0.0675 | 0 | 0.062 | 150000 | 20000
Inputs_Product_Small Com DLC Heat-Two Way Switch New.xlsx | Inputs_endUseLoadShapes.xlsx | Inputs_Global_KU_Winter.xlsx | Inputs_Product_Small Com DLC Heat-Two Way Switch New.xlsx | KU | 20 | Winter | Peak | 3 | Small Com DLC Heat-Two Way Switch New | 2037 | Ramp rate as % of maximum achievable potential | 0.75 |  | 2023 | 2042 | 0.0675 | 0 | 0.062 | 150000 | 20000
Inputs_Product_Small Com DLC Heat-Two Way Switch New.xlsx | Inputs_endUseLoadShapes.xlsx | Inputs_Global_KU_Winter.xlsx | Inputs_Product_Small Com DLC Heat-Two Way Switch New.xlsx | KU | 20 | Winter | Peak | 3 | Small Com DLC Heat-Two Way Switch New | 2038 | Ramp rate as % of maximum achievable potential | 0.8 |  | 2023 | 2042 | 0.0675 | 0 | 0.062 | 150000 | 20000
Inputs_Product_Small Com DLC Heat-Two Way Switch New.xlsx | Inputs_endUseLoadShapes.xlsx | Inputs_Global_KU_Winter.xlsx | Inputs_Product_Small Com DLC Heat-Two Way Switch New.xlsx | KU | 20 | Winter | Peak | 3 | Small Com DLC Heat-Two Way Switch New | 2039 | Ramp rate as % of maximum achievable potential | 0.85 |  | 2023 | 2042 | 0.0675 | 0 | 0.062 | 150000 | 20000
Inputs_Product_Small Com DLC Heat-Two Way Switch New.xlsx | Inputs_endUseLoadShapes.xlsx | Inputs_Global_KU_Winter.xlsx | Inputs_Product_Small Com DLC Heat-Two Way Switch New.xlsx | KU | 20 | Winter | Peak | 3 | Small Com DLC Heat-Two Way Switch New | 2040 | Ramp rate as % of maximum achievable potential | 0.9 |  | 2023 | 2042 | 0.0675 | 0 | 0.062 | 150000 | 20000
Inputs_Product_Small Com DLC Heat-Two Way Switch New.xlsx | Inputs_endUseLoadShapes.xlsx | Inputs_Global_KU_Winter.xlsx | Inputs_Product_Small Com DLC Heat-Two Way Switch New.xlsx | KU | 20 | Winter | Peak | 3 | Small Com DLC Heat-Two Way Switch New | 2041 | Ramp rate as % of maximum achievable potential | 0.95 |  | 2023 | 2042 | 0.0675 | 0 | 0.062 | 150000 | 20000
Inputs_Product_Small Com DLC Heat-Two Way Switch New.xlsx | Inputs_endUseLoadShapes.xlsx | Inputs_Global_KU_Winter.xlsx | Inputs_Product_Small Com DLC Heat-Two Way Switch New.xlsx | KU | 20 | Winter | Peak | 3 | Small Com DLC Heat-Two Way Switch New | 2042 | Ramp rate as % of maximum achievable potential | 1 |  | 2023 | 2042 | 0.0675 | 0 | 0.062 | 150000 | 20000
Inputs_Product_Small Com DLC Heat-Two Way Switch New.xlsx | Inputs_endUseLoadShapes.xlsx | Inputs_Global_KU_Winter.xlsx | Inputs_Product_Small Com DLC Heat-Two Way Switch New.xlsx | KU | 20 | Winter | Peak | 3 | Small Com DLC Heat-Two Way Switch New | 2043 | Ramp rate as % of maximum achievable potential | 1 |  | 2023 | 2042 | 0.0675 | 0 | 0.062 | 150000 | 20000
Inputs_Product_Small Com DLC Heat-Two Way Switch New.xlsx | Inputs_endUseLoadShapes.xlsx | Inputs_Global_KU_Winter.xlsx | Inputs_Product_Small Com DLC Heat-Two Way Switch New.xlsx | KU | 20 | Winter | Peak | 3 | Small Com DLC Heat-Two Way Switch New | 2044 | Ramp rate as % of maximum achievable potential | 1 |  | 2023 | 2042 | 0.0675 | 0 | 0.062 | 150000 | 20000
Inputs_Product_Small Com DLC Heat-Two Way Switch New.xlsx | Inputs_endUseLoadShapes.xlsx | Inputs_Global_KU_Winter.xlsx | Inputs_Product_Small Com DLC Heat-Two Way Switch New.xlsx | KU | 20 | Winter | Peak | 3 | Small Com DLC Heat-Two Way Switch New | 2045 | Ramp rate as % of maximum achievable potential | 1 |  | 2023 | 2042 | 0.0675 | 0 | 0.062 | 150000 | 20000
Inputs_Product_Small Com DLC Heat-Two Way Switch New.xlsx | Inputs_endUseLoadShapes.xlsx | Inputs_Global_KU_Winter.xlsx | Inputs_Product_Small Com DLC Heat-Two Way Switch New.xlsx | KU | 20 | Winter | Peak | 3 | Small Com DLC Heat-Two Way Switch New | 2046 | Ramp rate as % of maximum achievable potential | 1 |  | 2023 | 2042 | 0.0675 | 0 | 0.062 | 150000 | 20000
Inputs_Product_Small Com DLC Heat-Two Way Switch New.xlsx | Inputs_endUseLoadShapes.xlsx | Inputs_Global_KU_Winter.xlsx | Inputs_Product_Small Com DLC Heat-Two Way Switch New.xlsx | KU | 20 | Winter | Peak | 3 | Small Com DLC Heat-Two Way Switch New | 2047 | Ramp rate as % of maximum achievable potential | 1 |  | 2023 | 2042 | 0.0675 | 0 | 0.062 | 150000 | 20000
Inputs_Product_Small Com DLC Heat-Two Way Switch New.xlsx | Inputs_endUseLoadShapes.xlsx | Inputs_Global_KU_Winter.xlsx | Inputs_Product_Small Com DLC Heat-Two Way Switch New.xlsx | KU | 20 | Winter | Peak | 3 | Small Com DLC Heat-Two Way Switch New | 2048 | Ramp rate as % of maximum achievable potential | 1 |  | 2023 | 2042 | 0.0675 | 0 | 0.062 | 150000 | 20000
Inputs_Product_Small Com DLC Heat-Two Way Switch New.xlsx | Inputs_endUseLoadShapes.xlsx | Inputs_Global_KU_Winter.xlsx | Inputs_Product_Small Com DLC Heat-Two Way Switch New.xlsx | KU | 20 | Winter | Peak | 3 | Small Com DLC Heat-Two Way Switch New | 2049 | Ramp rate as % of maximum achievable potential | 1 |  | 2023 | 2042 | 0.0675 | 0 | 0.062 | 150000 | 20000
Inputs_Product_Small Com DLC Heat-Two Way Switch New.xlsx | Inputs_endUseLoadShapes.xlsx | Inputs_Global_KU_Winter.xlsx | Inputs_Product_Small Com DLC Heat-Two Way Switch New.xlsx | KU | 20 | Winter | Peak | 3 | Small Com DLC Heat-Two Way Switch New | 2050 | Ramp rate as % of maximum achievable potential | 1 |  | 2023 | 2042 | 0.0675 | 0 | 0.062 | 150000 | 20000
Inputs_Product_Small Com DLC Heat-Two Way Switch New.xlsx | Inputs_endUseLoadShapes.xlsx | Inputs_Global_KU_Winter.xlsx | Inputs_Product_Small Com DLC Heat-Two Way Switch New.xlsx | KU | 20 | Winter | Peak | 3 | Small Com DLC Heat-Two Way Switch New | 2051 | Ramp rate as % of maximum achievable potential | 1 |  | 2023 | 2042 | 0.0675 | 0 | 0.062 | 150000 | 20000
Inputs_Product_Small Com DLC Heat-Two Way Switch New.xlsx | Inputs_endUseLoadShapes.xlsx | Inputs_Global_KU_Winter.xlsx | Inputs_Product_Small Com DLC Heat-Two Way Switch New.xlsx | KU | 20 | Winter | Peak | 3 | Small Com DLC Heat-Two Way Switch New | 2052 | Ramp rate as % of maximum achievable potential | 1 |  | 2023 | 2042 | 0.0675 | 0 | 0.062 | 150000 | 20000
Res Behavioral-_KU_Winter_3.10.2021_1.31.25 PM.xlsx | Inputs_endUseLoadShapes.xlsx | Inputs_Global_KU_Winter.xlsx | Inputs_Product_Res Behavioral.xlsx | KU | 20 | Winter | Peak | 3 | Res Behavioral- | Eligible Sectors |  | Residential |  | 2023 | 2042 | 0.0675 | 0 | 0.062 | 150000 | 20000
Res Behavioral-_KU_Winter_3.10.2021_1.31.25 PM.xlsx | Inputs_endUseLoadShapes.xlsx | Inputs_Global_KU_Winter.xlsx | Inputs_Product_Res Behavioral.xlsx | KU | 20 | Winter | Peak | 3 | Res Behavioral- | Eligible Segments |  | All |  | 2023 | 2042 | 0.0675 | 0 | 0.062 | 150000 | 20000
Res Behavioral-_KU_Winter_3.10.2021_1.31.25 PM.xlsx | Inputs_endUseLoadShapes.xlsx | Inputs_Global_KU_Winter.xlsx | Inputs_Product_Res Behavioral.xlsx | KU | 20 | Winter | Peak | 3 | Res Behavioral- | Eligible End Uses |  | All |  | 2023 | 2042 | 0.0675 | 0 | 0.062 | 150000 | 20000
Res Behavioral-_KU_Winter_3.10.2021_1.31.25 PM.xlsx | Inputs_endUseLoadShapes.xlsx | Inputs_Global_KU_Winter.xlsx | Inputs_Product_Res Behavioral.xlsx | KU | 20 | Winter | Peak | 3 | Res Behavioral- | Other Eligibility Requirements |  | Participants must have advanced meter. DLC participants can also participate (assuming behavior DR has fewer events). |  | 2023 | 2042 | 0.0675 | 0 | 0.062 | 150000 | 20000
Res Behavioral-_KU_Winter_3.10.2021_1.31.25 PM.xlsx | Inputs_endUseLoadShapes.xlsx | Inputs_Global_KU_Winter.xlsx | Inputs_Product_Res Behavioral.xlsx | KU | 20 | Winter | Peak | 3 | Res Behavioral- | Setup Cost | $ | 75000 |  | 2023 | 2042 | 0.0675 | 0 | 0.062 | 150000 | 20000
Res Behavioral-_KU_Winter_3.10.2021_1.31.25 PM.xlsx | Inputs_endUseLoadShapes.xlsx | Inputs_Global_KU_Winter.xlsx | Inputs_Product_Res Behavioral.xlsx | KU | 20 | Winter | Peak | 3 | Res Behavioral- | O&M Cost | $ per kW pledged per year | 66.75 |  | 2023 | 2042 | 0.0675 | 0 | 0.062 | 150000 | 20000
Res Behavioral-_KU_Winter_3.10.2021_1.31.25 PM.xlsx | Inputs_endUseLoadShapes.xlsx | Inputs_Global_KU_Winter.xlsx | Inputs_Product_Res Behavioral.xlsx | KU | 20 | Winter | Peak | 3 | Res Behavioral- | Equipment Cost | $ per new kW pledged | 0 |  | 2023 | 2042 | 0.0675 | 0 | 0.062 | 150000 | 20000
Res Behavioral-_KU_Winter_3.10.2021_1.31.25 PM.xlsx | Inputs_endUseLoadShapes.xlsx | Inputs_Global_KU_Winter.xlsx | Inputs_Product_Res Behavioral.xlsx | KU | 20 | Winter | Peak | 3 | Res Behavioral- | Marketing Cost | $ per new kW pledged | 0 |  | 2023 | 2042 | 0.0675 | 0 | 0.062 | 150000 | 20000
Res Behavioral-_KU_Winter_3.10.2021_1.31.25 PM.xlsx | Inputs_endUseLoadShapes.xlsx | Inputs_Global_KU_Winter.xlsx | Inputs_Product_Res Behavioral.xlsx | KU | 20 | Winter | Peak | 3 | Res Behavioral- | Incentives (annual) | $ per kW pledged per year | 0 |  | 2023 | 2042 | 0.0675 | 0 | 0.062 | 150000 | 20000
Res Behavioral-_KU_Winter_3.10.2021_1.31.25 PM.xlsx | Inputs_endUseLoadShapes.xlsx | Inputs_Global_KU_Winter.xlsx | Inputs_Product_Res Behavioral.xlsx | KU | 20 | Winter | Peak | 3 | Res Behavioral- | Incentives (one time) | $ per new kW pledged | 0 |  | 2023 | 2042 | 0.0675 | 0 | 0.062 | 150000 | 20000
Res Behavioral-_KU_Winter_3.10.2021_1.31.25 PM.xlsx | Inputs_endUseLoadShapes.xlsx | Inputs_Global_KU_Winter.xlsx | Inputs_Product_Res Behavioral.xlsx | KU | 20 | Winter | Peak | 3 | Res Behavioral- | Attrition | % of existing participants per year | 0.032 |  | 2023 | 2042 | 0.0675 | 0 | 0.062 | 150000 | 20000
Res Behavioral-_KU_Winter_3.10.2021_1.31.25 PM.xlsx | Inputs_endUseLoadShapes.xlsx | Inputs_Global_KU_Winter.xlsx | Inputs_Product_Res Behavioral.xlsx | KU | 20 | Winter | Peak | 3 | Res Behavioral- | Population | Segment/end-use load | Estimated by model |  | 2023 | 2042 | 0.0675 | 0 | 0.062 | 150000 | 20000
Res Behavioral-_KU_Winter_3.10.2021_1.31.25 PM.xlsx | Inputs_endUseLoadShapes.xlsx | Inputs_Global_KU_Winter.xlsx | Inputs_Product_Res Behavioral.xlsx | KU | 20 | Winter | Peak | 3 | Res Behavioral- | Eligibility | % of segment/end-use load | 1 |  | 2023 | 2042 | 0.0675 | 0 | 0.062 | 150000 | 20000
Res Behavioral-_KU_Winter_3.10.2021_1.31.25 PM.xlsx | Inputs_endUseLoadShapes.xlsx | Inputs_Global_KU_Winter.xlsx | Inputs_Product_Res Behavioral.xlsx | KU | 20 | Winter | Peak | 3 | Res Behavioral- | Peak Load Impact | % of eligible segment/end-use load | 0.012 |  | 2023 | 2042 | 0.0675 | 0 | 0.062 | 150000 | 20000
Res Behavioral-_KU_Winter_3.10.2021_1.31.25 PM.xlsx | Inputs_endUseLoadShapes.xlsx | Inputs_Global_KU_Winter.xlsx | Inputs_Product_Res Behavioral.xlsx | KU | 20 | Winter | Peak | 3 | Res Behavioral- | Program Participation | % of eligible segment/end-use load | 0.2 |  | 2023 | 2042 | 0.0675 | 0 | 0.062 | 150000 | 20000
Res Behavioral-_KU_Winter_3.10.2021_1.31.25 PM.xlsx | Inputs_endUseLoadShapes.xlsx | Inputs_Global_KU_Winter.xlsx | Inputs_Product_Res Behavioral.xlsx | KU | 20 | Winter | Peak | 3 | Res Behavioral- | Event Participation | % | 1 |  | 2023 | 2042 | 0.0675 | 0 | 0.062 | 150000 | 20000
Res Behavioral-_KU_Winter_3.10.2021_1.31.25 PM.xlsx | Inputs_endUseLoadShapes.xlsx | Inputs_Global_KU_Winter.xlsx | Inputs_Product_Res Behavioral.xlsx | KU | 20 | Winter | Peak | 3 | Res Behavioral- | Ramp Period | Number of years to reach maximum achievable potential | 7 |  | 2023 | 2042 | 0.0675 | 0 | 0.062 | 150000 | 20000
Res Behavioral-_KU_Winter_3.10.2021_1.31.25 PM.xlsx | Inputs_endUseLoadShapes.xlsx | Inputs_Global_KU_Winter.xlsx | Inputs_Product_Res Behavioral.xlsx | KU | 20 | Winter | Peak | 3 | Res Behavioral- | 2023 | Ramp rate as % of maximum achievable potential | 0.010502 |  | 2023 | 2042 | 0.0675 | 0 | 0.062 | 150000 | 20000
Res Behavioral-_KU_Winter_3.10.2021_1.31.25 PM.xlsx | Inputs_endUseLoadShapes.xlsx | Inputs_Global_KU_Winter.xlsx | Inputs_Product_Res Behavioral.xlsx | KU | 20 | Winter | Peak | 3 | Res Behavioral- | 2024 | Ramp rate as % of maximum achievable potential | 0.056507 |  | 2023 | 2042 | 0.0675 | 0 | 0.062 | 150000 | 20000
Res Behavioral-_KU_Winter_3.10.2021_1.31.25 PM.xlsx | Inputs_endUseLoadShapes.xlsx | Inputs_Global_KU_Winter.xlsx | Inputs_Product_Res Behavioral.xlsx | KU | 20 | Winter | Peak | 3 | Res Behavioral- | 2025 | Ramp rate as % of maximum achievable potential | 0.14201 |  | 2023 | 2042 | 0.0675 | 0 | 0.062 | 150000 | 20000
Res Behavioral-_KU_Winter_3.10.2021_1.31.25 PM.xlsx | Inputs_endUseLoadShapes.xlsx | Inputs_Global_KU_Winter.xlsx | Inputs_Product_Res Behavioral.xlsx | KU | 20 | Winter | Peak | 3 | Res Behavioral- | 2026 | Ramp rate as % of maximum achievable potential | 0.34201 |  | 2023 | 2042 | 0.0675 | 0 | 0.062 | 150000 | 20000
Res Behavioral-_KU_Winter_3.10.2021_1.31.25 PM.xlsx | Inputs_endUseLoadShapes.xlsx | Inputs_Global_KU_Winter.xlsx | Inputs_Product_Res Behavioral.xlsx | KU | 20 | Winter | Peak | 3 | Res Behavioral- | 2027 | Ramp rate as % of maximum achievable potential | 0.6 |  | 2023 | 2042 | 0.0675 | 0 | 0.062 | 150000 | 20000
Res Behavioral-_KU_Winter_3.10.2021_1.31.25 PM.xlsx | Inputs_endUseLoadShapes.xlsx | Inputs_Global_KU_Winter.xlsx | Inputs_Product_Res Behavioral.xlsx | KU | 20 | Winter | Peak | 3 | Res Behavioral- | 2028 | Ramp rate as % of maximum achievable potential | 0.8 |  | 2023 | 2042 | 0.0675 | 0 | 0.062 | 150000 | 20000
Res Behavioral-_KU_Winter_3.10.2021_1.31.25 PM.xlsx | Inputs_endUseLoadShapes.xlsx | Inputs_Global_KU_Winter.xlsx | Inputs_Product_Res Behavioral.xlsx | KU | 20 | Winter | Peak | 3 | Res Behavioral- | 2029 | Ramp rate as % of maximum achievable potential | 1 |  | 2023 | 2042 | 0.0675 | 0 | 0.062 | 150000 | 20000
Res Behavioral-_KU_Winter_3.10.2021_1.31.25 PM.xlsx | Inputs_endUseLoadShapes.xlsx | Inputs_Global_KU_Winter.xlsx | Inputs_Product_Res Behavioral.xlsx | KU | 20 | Winter | Peak | 3 | Res Behavioral- | 2030 | Ramp rate as % of maximum achievable potential | 1 |  | 2023 | 2042 | 0.0675 | 0 | 0.062 | 150000 | 20000
Res Behavioral-_KU_Winter_3.10.2021_1.31.25 PM.xlsx | Inputs_endUseLoadShapes.xlsx | Inputs_Global_KU_Winter.xlsx | Inputs_Product_Res Behavioral.xlsx | KU | 20 | Winter | Peak | 3 | Res Behavioral- | 2031 | Ramp rate as % of maximum achievable potential | 1 |  | 2023 | 2042 | 0.0675 | 0 | 0.062 | 150000 | 20000
Res Behavioral-_KU_Winter_3.10.2021_1.31.25 PM.xlsx | Inputs_endUseLoadShapes.xlsx | Inputs_Global_KU_Winter.xlsx | Inputs_Product_Res Behavioral.xlsx | KU | 20 | Winter | Peak | 3 | Res Behavioral- | 2032 | Ramp rate as % of maximum achievable potential | 1 |  | 2023 | 2042 | 0.0675 | 0 | 0.062 | 150000 | 20000
Res Behavioral-_KU_Winter_3.10.2021_1.31.25 PM.xlsx | Inputs_endUseLoadShapes.xlsx | Inputs_Global_KU_Winter.xlsx | Inputs_Product_Res Behavioral.xlsx | KU | 20 | Winter | Peak | 3 | Res Behavioral- | 2033 | Ramp rate as % of maximum achievable potential | 1 |  | 2023 | 2042 | 0.0675 | 0 | 0.062 | 150000 | 20000
Res Behavioral-_KU_Winter_3.10.2021_1.31.25 PM.xlsx | Inputs_endUseLoadShapes.xlsx | Inputs_Global_KU_Winter.xlsx | Inputs_Product_Res Behavioral.xlsx | KU | 20 | Winter | Peak | 3 | Res Behavioral- | 2034 | Ramp rate as % of maximum achievable potential | 1 |  | 2023 | 2042 | 0.0675 | 0 | 0.062 | 150000 | 20000
Res Behavioral-_KU_Winter_3.10.2021_1.31.25 PM.xlsx | Inputs_endUseLoadShapes.xlsx | Inputs_Global_KU_Winter.xlsx | Inputs_Product_Res Behavioral.xlsx | KU | 20 | Winter | Peak | 3 | Res Behavioral- | 2035 | Ramp rate as % of maximum achievable potential | 1 |  | 2023 | 2042 | 0.0675 | 0 | 0.062 | 150000 | 20000
Res Behavioral-_KU_Winter_3.10.2021_1.31.25 PM.xlsx | Inputs_endUseLoadShapes.xlsx | Inputs_Global_KU_Winter.xlsx | Inputs_Product_Res Behavioral.xlsx | KU | 20 | Winter | Peak | 3 | Res Behavioral- | 2036 | Ramp rate as % of maximum achievable potential | 1 |  | 2023 | 2042 | 0.0675 | 0 | 0.062 | 150000 | 20000
Res Behavioral-_KU_Winter_3.10.2021_1.31.25 PM.xlsx | Inputs_endUseLoadShapes.xlsx | Inputs_Global_KU_Winter.xlsx | Inputs_Product_Res Behavioral.xlsx | KU | 20 | Winter | Peak | 3 | Res Behavioral- | 2037 | Ramp rate as % of maximum achievable potential | 1 |  | 2023 | 2042 | 0.0675 | 0 | 0.062 | 150000 | 20000
Res Behavioral-_KU_Winter_3.10.2021_1.31.25 PM.xlsx | Inputs_endUseLoadShapes.xlsx | Inputs_Global_KU_Winter.xlsx | Inputs_Product_Res Behavioral.xlsx | KU | 20 | Winter | Peak | 3 | Res Behavioral- | 2038 | Ramp rate as % of maximum achievable potential | 1 |  | 2023 | 2042 | 0.0675 | 0 | 0.062 | 150000 | 20000
Res Behavioral-_KU_Winter_3.10.2021_1.31.25 PM.xlsx | Inputs_endUseLoadShapes.xlsx | Inputs_Global_KU_Winter.xlsx | Inputs_Product_Res Behavioral.xlsx | KU | 20 | Winter | Peak | 3 | Res Behavioral- | 2039 | Ramp rate as % of maximum achievable potential | 1 |  | 2023 | 2042 | 0.0675 | 0 | 0.062 | 150000 | 20000
Res Behavioral-_KU_Winter_3.10.2021_1.31.25 PM.xlsx | Inputs_endUseLoadShapes.xlsx | Inputs_Global_KU_Winter.xlsx | Inputs_Product_Res Behavioral.xlsx | KU | 20 | Winter | Peak | 3 | Res Behavioral- | 2040 | Ramp rate as % of maximum achievable potential | 1 |  | 2023 | 2042 | 0.0675 | 0 | 0.062 | 150000 | 20000
Res Behavioral-_KU_Winter_3.10.2021_1.31.25 PM.xlsx | Inputs_endUseLoadShapes.xlsx | Inputs_Global_KU_Winter.xlsx | Inputs_Product_Res Behavioral.xlsx | KU | 20 | Winter | Peak | 3 | Res Behavioral- | 2041 | Ramp rate as % of maximum achievable potential | 1 |  | 2023 | 2042 | 0.0675 | 0 | 0.062 | 150000 | 20000
Res Behavioral-_KU_Winter_3.10.2021_1.31.25 PM.xlsx | Inputs_endUseLoadShapes.xlsx | Inputs_Global_KU_Winter.xlsx | Inputs_Product_Res Behavioral.xlsx | KU | 20 | Winter | Peak | 3 | Res Behavioral- | 2042 | Ramp rate as % of maximum achievable potential | 1 |  | 2023 | 2042 | 0.0675 | 0 | 0.062 | 150000 | 20000
Res Behavioral-_KU_Winter_3.10.2021_1.31.25 PM.xlsx | Inputs_endUseLoadShapes.xlsx | Inputs_Global_KU_Winter.xlsx | Inputs_Product_Res Behavioral.xlsx | KU | 20 | Winter | Peak | 3 | Res Behavioral- | 2043 | Ramp rate as % of maximum achievable potential | 1 |  | 2023 | 2042 | 0.0675 | 0 | 0.062 | 150000 | 20000
Res Behavioral-_KU_Winter_3.10.2021_1.31.25 PM.xlsx | Inputs_endUseLoadShapes.xlsx | Inputs_Global_KU_Winter.xlsx | Inputs_Product_Res Behavioral.xlsx | KU | 20 | Winter | Peak | 3 | Res Behavioral- | 2044 | Ramp rate as % of maximum achievable potential | 1 |  | 2023 | 2042 | 0.0675 | 0 | 0.062 | 150000 | 20000
Res Behavioral-_KU_Winter_3.10.2021_1.31.25 PM.xlsx | Inputs_endUseLoadShapes.xlsx | Inputs_Global_KU_Winter.xlsx | Inputs_Product_Res Behavioral.xlsx | KU | 20 | Winter | Peak | 3 | Res Behavioral- | 2045 | Ramp rate as % of maximum achievable potential | 1 |  | 2023 | 2042 | 0.0675 | 0 | 0.062 | 150000 | 20000
Res Behavioral-_KU_Winter_3.10.2021_1.31.25 PM.xlsx | Inputs_endUseLoadShapes.xlsx | Inputs_Global_KU_Winter.xlsx | Inputs_Product_Res Behavioral.xlsx | KU | 20 | Winter | Peak | 3 | Res Behavioral- | 2046 | Ramp rate as % of maximum achievable potential | 1 |  | 2023 | 2042 | 0.0675 | 0 | 0.062 | 150000 | 20000
Res Behavioral-_KU_Winter_3.10.2021_1.31.25 PM.xlsx | Inputs_endUseLoadShapes.xlsx | Inputs_Global_KU_Winter.xlsx | Inputs_Product_Res Behavioral.xlsx | KU | 20 | Winter | Peak | 3 | Res Behavioral- | 2047 | Ramp rate as % of maximum achievable potential | 1 |  | 2023 | 2042 | 0.0675 | 0 | 0.062 | 150000 | 20000
Res Behavioral-_KU_Winter_3.10.2021_1.31.25 PM.xlsx | Inputs_endUseLoadShapes.xlsx | Inputs_Global_KU_Winter.xlsx | Inputs_Product_Res Behavioral.xlsx | KU | 20 | Winter | Peak | 3 | Res Behavioral- | 2048 | Ramp rate as % of maximum achievable potential | 1 |  | 2023 | 2042 | 0.0675 | 0 | 0.062 | 150000 | 20000
Res Behavioral-_KU_Winter_3.10.2021_1.31.25 PM.xlsx | Inputs_endUseLoadShapes.xlsx | Inputs_Global_KU_Winter.xlsx | Inputs_Product_Res Behavioral.xlsx | KU | 20 | Winter | Peak | 3 | Res Behavioral- | 2049 | Ramp rate as % of maximum achievable potential | 1 |  | 2023 | 2042 | 0.0675 | 0 | 0.062 | 150000 | 20000
Res Behavioral-_KU_Winter_3.10.2021_1.31.25 PM.xlsx | Inputs_endUseLoadShapes.xlsx | Inputs_Global_KU_Winter.xlsx | Inputs_Product_Res Behavioral.xlsx | KU | 20 | Winter | Peak | 3 | Res Behavioral- | 2050 | Ramp rate as % of maximum achievable potential | 1 |  | 2023 | 2042 | 0.0675 | 0 | 0.062 | 150000 | 20000
Res Behavioral-_KU_Winter_3.10.2021_1.31.25 PM.xlsx | Inputs_endUseLoadShapes.xlsx | Inputs_Global_KU_Winter.xlsx | Inputs_Product_Res Behavioral.xlsx | KU | 20 | Winter | Peak | 3 | Res Behavioral- | 2051 | Ramp rate as % of maximum achievable potential | 1 |  | 2023 | 2042 | 0.0675 | 0 | 0.062 | 150000 | 20000
Res Behavioral-_KU_Winter_3.10.2021_1.31.25 PM.xlsx | Inputs_endUseLoadShapes.xlsx | Inputs_Global_KU_Winter.xlsx | Inputs_Product_Res Behavioral.xlsx | KU | 20 | Winter | Peak | 3 | Res Behavioral- | 2052 | Ramp rate as % of maximum achievable potential | 1 |  | 2023 | 2042 | 0.0675 | 0 | 0.062 | 150000 | 20000
Res CPP-No Enablement_KU_Winter_3.10.2021_1.32.55 PM.xlsx | Inputs_endUseLoadShapes.xlsx | Inputs_Global_KU_Winter.xlsx | Inputs_Product_Res CPP-No Enablement.xlsx | KU | 20 | Winter | Peak | 3 | Res CPP-No Enablement | Eligible Sectors | Residential |  |  | 2023 | 2042 | 0.0675 | 0 | 0.062 | 150000 | 20000
Res CPP-No Enablement_KU_Winter_3.10.2021_1.32.55 PM.xlsx | Inputs_endUseLoadShapes.xlsx | Inputs_Global_KU_Winter.xlsx | Inputs_Product_Res CPP-No Enablement.xlsx | KU | 20 | Winter | Peak | 3 | Res CPP-No Enablement | Eligible Segments | All segments |  |  | 2023 | 2042 | 0.0675 | 0 | 0.062 | 150000 | 20000
Res CPP-No Enablement_KU_Winter_3.10.2021_1.32.55 PM.xlsx | Inputs_endUseLoadShapes.xlsx | Inputs_Global_KU_Winter.xlsx | Inputs_Product_Res CPP-No Enablement.xlsx | KU | 20 | Winter | Peak | 3 | Res CPP-No Enablement | Eligible End Uses | All end uses |  |  | 2023 | 2042 | 0.0675 | 0 | 0.062 | 150000 | 20000
Res CPP-No Enablement_KU_Winter_3.10.2021_1.32.55 PM.xlsx | Inputs_endUseLoadShapes.xlsx | Inputs_Global_KU_Winter.xlsx | Inputs_Product_Res CPP-No Enablement.xlsx | KU | 20 | Winter | Peak | 3 | Res CPP-No Enablement | Other Eligibility Requirements | None |  |  | 2023 | 2042 | 0.0675 | 0 | 0.062 | 150000 | 20000
Res CPP-No Enablement_KU_Winter_3.10.2021_1.32.55 PM.xlsx | Inputs_endUseLoadShapes.xlsx | Inputs_Global_KU_Winter.xlsx | Inputs_Product_Res CPP-No Enablement.xlsx | KU | 20 | Winter | Peak | 3 | Res CPP-No Enablement | Setup Cost | $ | 75000 |  | 2023 | 2042 | 0.0675 | 0 | 0.062 | 150000 | 20000
Res CPP-No Enablement_KU_Winter_3.10.2021_1.32.55 PM.xlsx | Inputs_endUseLoadShapes.xlsx | Inputs_Global_KU_Winter.xlsx | Inputs_Product_Res CPP-No Enablement.xlsx | KU | 20 | Winter | Peak | 3 | Res CPP-No Enablement | O&M Cost | $ per year | 75000 |  | 2023 | 2042 | 0.0675 | 0 | 0.062 | 150000 | 20000
Res CPP-No Enablement_KU_Winter_3.10.2021_1.32.55 PM.xlsx | Inputs_endUseLoadShapes.xlsx | Inputs_Global_KU_Winter.xlsx | Inputs_Product_Res CPP-No Enablement.xlsx | KU | 20 | Winter | Peak | 3 | Res CPP-No Enablement | Equipment Cost | $ per new participant | 0 |  | 2023 | 2042 | 0.0675 | 0 | 0.062 | 150000 | 20000
Res CPP-No Enablement_KU_Winter_3.10.2021_1.32.55 PM.xlsx | Inputs_endUseLoadShapes.xlsx | Inputs_Global_KU_Winter.xlsx | Inputs_Product_Res CPP-No Enablement.xlsx | KU | 20 | Winter | Peak | 3 | Res CPP-No Enablement | Marketing Cost | $ per new participant | 25 |  | 2023 | 2042 | 0.0675 | 0 | 0.062 | 150000 | 20000
Res CPP-No Enablement_KU_Winter_3.10.2021_1.32.55 PM.xlsx | Inputs_endUseLoadShapes.xlsx | Inputs_Global_KU_Winter.xlsx | Inputs_Product_Res CPP-No Enablement.xlsx | KU | 20 | Winter | Peak | 3 | Res CPP-No Enablement | Incentives (annual) | n/a | 0 |  | 2023 | 2042 | 0.0675 | 0 | 0.062 | 150000 | 20000
Res CPP-No Enablement_KU_Winter_3.10.2021_1.32.55 PM.xlsx | Inputs_endUseLoadShapes.xlsx | Inputs_Global_KU_Winter.xlsx | Inputs_Product_Res CPP-No Enablement.xlsx | KU | 20 | Winter | Peak | 3 | Res CPP-No Enablement | Incentives (one time) | n/a | 0 |  | 2023 | 2042 | 0.0675 | 0 | 0.062 | 150000 | 20000
Res CPP-No Enablement_KU_Winter_3.10.2021_1.32.55 PM.xlsx | Inputs_endUseLoadShapes.xlsx | Inputs_Global_KU_Winter.xlsx | Inputs_Product_Res CPP-No Enablement.xlsx | KU | 20 | Winter | Peak | 3 | Res CPP-No Enablement | Attrition | % of existing participants per year | 0.05 |  | 2023 | 2042 | 0.0675 | 0 | 0.062 | 150000 | 20000
Res CPP-No Enablement_KU_Winter_3.10.2021_1.32.55 PM.xlsx | Inputs_endUseLoadShapes.xlsx | Inputs_Global_KU_Winter.xlsx | Inputs_Product_Res CPP-No Enablement.xlsx | KU | 20 | Winter | Peak | 3 | Res CPP-No Enablement | Population | Segment load | Estimated by model |  | 2023 | 2042 | 0.0675 | 0 | 0.062 | 150000 | 20000
Res CPP-No Enablement_KU_Winter_3.10.2021_1.32.55 PM.xlsx | Inputs_endUseLoadShapes.xlsx | Inputs_Global_KU_Winter.xlsx | Inputs_Product_Res CPP-No Enablement.xlsx | KU | 20 | Winter | Peak | 3 | Res CPP-No Enablement | Eligibility | % of segment load | 1 |  | 2023 | 2042 | 0.0675 | 0 | 0.062 | 150000 | 20000
Res CPP-No Enablement_KU_Winter_3.10.2021_1.32.55 PM.xlsx | Inputs_endUseLoadShapes.xlsx | Inputs_Global_KU_Winter.xlsx | Inputs_Product_Res CPP-No Enablement.xlsx | KU | 20 | Winter | Peak | 3 | Res CPP-No Enablement | Peak Load Impact | % of eligible segment load | Varies by end use |  | 2023 | 2042 | 0.0675 | 0 | 0.062 | 150000 | 20000
Res CPP-No Enablement_KU_Winter_3.10.2021_1.32.55 PM.xlsx | Inputs_endUseLoadShapes.xlsx | Inputs_Global_KU_Winter.xlsx | Inputs_Product_Res CPP-No Enablement.xlsx | KU | 20 | Winter | Peak | 3 | Res CPP-No Enablement | Program Participation | % of eligible segment load | 0.1 |  | 2023 | 2042 | 0.0675 | 0 | 0.062 | 150000 | 20000
Res CPP-No Enablement_KU_Winter_3.10.2021_1.32.55 PM.xlsx | Inputs_endUseLoadShapes.xlsx | Inputs_Global_KU_Winter.xlsx | Inputs_Product_Res CPP-No Enablement.xlsx | KU | 20 | Winter | Peak | 3 | Res CPP-No Enablement | Event Participation | n/a | 1 |  | 2023 | 2042 | 0.0675 | 0 | 0.062 | 150000 | 20000
Res CPP-No Enablement_KU_Winter_3.10.2021_1.32.55 PM.xlsx | Inputs_endUseLoadShapes.xlsx | Inputs_Global_KU_Winter.xlsx | Inputs_Product_Res CPP-No Enablement.xlsx | KU | 20 | Winter | Peak | 3 | Res CPP-No Enablement | Ramp Period | Number of years to reach maximum achievable potential | 8 |  | 2023 | 2042 | 0.0675 | 0 | 0.062 | 150000 | 20000
Res CPP-No Enablement_KU_Winter_3.10.2021_1.32.55 PM.xlsx | Inputs_endUseLoadShapes.xlsx | Inputs_Global_KU_Winter.xlsx | Inputs_Product_Res CPP-No Enablement.xlsx | KU | 20 | Winter | Peak | 3 | Res CPP-No Enablement | 2023 | Ramp rate as % of maximum achievable potential | 0 |  | 2023 | 2042 | 0.0675 | 0 | 0.062 | 150000 | 20000
Res CPP-No Enablement_KU_Winter_3.10.2021_1.32.55 PM.xlsx | Inputs_endUseLoadShapes.xlsx | Inputs_Global_KU_Winter.xlsx | Inputs_Product_Res CPP-No Enablement.xlsx | KU | 20 | Winter | Peak | 3 | Res CPP-No Enablement | 2024 | Ramp rate as % of maximum achievable potential | 0.014127 |  | 2023 | 2042 | 0.0675 | 0 | 0.062 | 150000 | 20000
Res CPP-No Enablement_KU_Winter_3.10.2021_1.32.55 PM.xlsx | Inputs_endUseLoadShapes.xlsx | Inputs_Global_KU_Winter.xlsx | Inputs_Product_Res CPP-No Enablement.xlsx | KU | 20 | Winter | Peak | 3 | Res CPP-No Enablement | 2025 | Ramp rate as % of maximum achievable potential | 0.071005 |  | 2023 | 2042 | 0.0675 | 0 | 0.062 | 150000 | 20000
Res CPP-No Enablement_KU_Winter_3.10.2021_1.32.55 PM.xlsx | Inputs_endUseLoadShapes.xlsx | Inputs_Global_KU_Winter.xlsx | Inputs_Product_Res CPP-No Enablement.xlsx | KU | 20 | Winter | Peak | 3 | Res CPP-No Enablement | 2026 | Ramp rate as % of maximum achievable potential | 0.171 |  | 2023 | 2042 | 0.0675 | 0 | 0.062 | 150000 | 20000
Res CPP-No Enablement_KU_Winter_3.10.2021_1.32.55 PM.xlsx | Inputs_endUseLoadShapes.xlsx | Inputs_Global_KU_Winter.xlsx | Inputs_Product_Res CPP-No Enablement.xlsx | KU | 20 | Winter | Peak | 3 | Res CPP-No Enablement | 2027 | Ramp rate as % of maximum achievable potential | 0.4 |  | 2023 | 2042 | 0.0675 | 0 | 0.062 | 150000 | 20000
Res CPP-No Enablement_KU_Winter_3.10.2021_1.32.55 PM.xlsx | Inputs_endUseLoadShapes.xlsx | Inputs_Global_KU_Winter.xlsx | Inputs_Product_Res CPP-No Enablement.xlsx | KU | 20 | Winter | Peak | 3 | Res CPP-No Enablement | 2028 | Ramp rate as % of maximum achievable potential | 0.6 |  | 2023 | 2042 | 0.0675 | 0 | 0.062 | 150000 | 20000
Res CPP-No Enablement_KU_Winter_3.10.2021_1.32.55 PM.xlsx | Inputs_endUseLoadShapes.xlsx | Inputs_Global_KU_Winter.xlsx | Inputs_Product_Res CPP-No Enablement.xlsx | KU | 20 | Winter | Peak | 3 | Res CPP-No Enablement | 2029 | Ramp rate as % of maximum achievable potential | 0.8 |  | 2023 | 2042 | 0.0675 | 0 | 0.062 | 150000 | 20000
Res CPP-No Enablement_KU_Winter_3.10.2021_1.32.55 PM.xlsx | Inputs_endUseLoadShapes.xlsx | Inputs_Global_KU_Winter.xlsx | Inputs_Product_Res CPP-No Enablement.xlsx | KU | 20 | Winter | Peak | 3 | Res CPP-No Enablement | 2030 | Ramp rate as % of maximum achievable potential | 1 |  | 2023 | 2042 | 0.0675 | 0 | 0.062 | 150000 | 20000
Res CPP-No Enablement_KU_Winter_3.10.2021_1.32.55 PM.xlsx | Inputs_endUseLoadShapes.xlsx | Inputs_Global_KU_Winter.xlsx | Inputs_Product_Res CPP-No Enablement.xlsx | KU | 20 | Winter | Peak | 3 | Res CPP-No Enablement | 2031 | Ramp rate as % of maximum achievable potential | 1 |  | 2023 | 2042 | 0.0675 | 0 | 0.062 | 150000 | 20000
Res CPP-No Enablement_KU_Winter_3.10.2021_1.32.55 PM.xlsx | Inputs_endUseLoadShapes.xlsx | Inputs_Global_KU_Winter.xlsx | Inputs_Product_Res CPP-No Enablement.xlsx | KU | 20 | Winter | Peak | 3 | Res CPP-No Enablement | 2032 | Ramp rate as % of maximum achievable potential | 1 |  | 2023 | 2042 | 0.0675 | 0 | 0.062 | 150000 | 20000
Res CPP-No Enablement_KU_Winter_3.10.2021_1.32.55 PM.xlsx | Inputs_endUseLoadShapes.xlsx | Inputs_Global_KU_Winter.xlsx | Inputs_Product_Res CPP-No Enablement.xlsx | KU | 20 | Winter | Peak | 3 | Res CPP-No Enablement | 2033 | Ramp rate as % of maximum achievable potential | 1 |  | 2023 | 2042 | 0.0675 | 0 | 0.062 | 150000 | 20000
Res CPP-No Enablement_KU_Winter_3.10.2021_1.32.55 PM.xlsx | Inputs_endUseLoadShapes.xlsx | Inputs_Global_KU_Winter.xlsx | Inputs_Product_Res CPP-No Enablement.xlsx | KU | 20 | Winter | Peak | 3 | Res CPP-No Enablement | 2034 | Ramp rate as % of maximum achievable potential | 1 |  | 2023 | 2042 | 0.0675 | 0 | 0.062 | 150000 | 20000
Res CPP-No Enablement_KU_Winter_3.10.2021_1.32.55 PM.xlsx | Inputs_endUseLoadShapes.xlsx | Inputs_Global_KU_Winter.xlsx | Inputs_Product_Res CPP-No Enablement.xlsx | KU | 20 | Winter | Peak | 3 | Res CPP-No Enablement | 2035 | Ramp rate as % of maximum achievable potential | 1 |  | 2023 | 2042 | 0.0675 | 0 | 0.062 | 150000 | 20000
Res CPP-No Enablement_KU_Winter_3.10.2021_1.32.55 PM.xlsx | Inputs_endUseLoadShapes.xlsx | Inputs_Global_KU_Winter.xlsx | Inputs_Product_Res CPP-No Enablement.xlsx | KU | 20 | Winter | Peak | 3 | Res CPP-No Enablement | 2036 | Ramp rate as % of maximum achievable potential | 1 |  | 2023 | 2042 | 0.0675 | 0 | 0.062 | 150000 | 20000
Res CPP-No Enablement_KU_Winter_3.10.2021_1.32.55 PM.xlsx | Inputs_endUseLoadShapes.xlsx | Inputs_Global_KU_Winter.xlsx | Inputs_Product_Res CPP-No Enablement.xlsx | KU | 20 | Winter | Peak | 3 | Res CPP-No Enablement | 2037 | Ramp rate as % of maximum achievable potential | 1 |  | 2023 | 2042 | 0.0675 | 0 | 0.062 | 150000 | 20000
Res CPP-No Enablement_KU_Winter_3.10.2021_1.32.55 PM.xlsx | Inputs_endUseLoadShapes.xlsx | Inputs_Global_KU_Winter.xlsx | Inputs_Product_Res CPP-No Enablement.xlsx | KU | 20 | Winter | Peak | 3 | Res CPP-No Enablement | 2038 | Ramp rate as % of maximum achievable potential | 1 |  | 2023 | 2042 | 0.0675 | 0 | 0.062 | 150000 | 20000
Res CPP-No Enablement_KU_Winter_3.10.2021_1.32.55 PM.xlsx | Inputs_endUseLoadShapes.xlsx | Inputs_Global_KU_Winter.xlsx | Inputs_Product_Res CPP-No Enablement.xlsx | KU | 20 | Winter | Peak | 3 | Res CPP-No Enablement | 2039 | Ramp rate as % of maximum achievable potential | 1 |  | 2023 | 2042 | 0.0675 | 0 | 0.062 | 150000 | 20000
Res CPP-No Enablement_KU_Winter_3.10.2021_1.32.55 PM.xlsx | Inputs_endUseLoadShapes.xlsx | Inputs_Global_KU_Winter.xlsx | Inputs_Product_Res CPP-No Enablement.xlsx | KU | 20 | Winter | Peak | 3 | Res CPP-No Enablement | 2040 | Ramp rate as % of maximum achievable potential | 1 |  | 2023 | 2042 | 0.0675 | 0 | 0.062 | 150000 | 20000
Res CPP-No Enablement_KU_Winter_3.10.2021_1.32.55 PM.xlsx | Inputs_endUseLoadShapes.xlsx | Inputs_Global_KU_Winter.xlsx | Inputs_Product_Res CPP-No Enablement.xlsx | KU | 20 | Winter | Peak | 3 | Res CPP-No Enablement | 2041 | Ramp rate as % of maximum achievable potential | 1 |  | 2023 | 2042 | 0.0675 | 0 | 0.062 | 150000 | 20000
Res CPP-No Enablement_KU_Winter_3.10.2021_1.32.55 PM.xlsx | Inputs_endUseLoadShapes.xlsx | Inputs_Global_KU_Winter.xlsx | Inputs_Product_Res CPP-No Enablement.xlsx | KU | 20 | Winter | Peak | 3 | Res CPP-No Enablement | 2042 | Ramp rate as % of maximum achievable potential | 1 |  | 2023 | 2042 | 0.0675 | 0 | 0.062 | 150000 | 20000
Res CPP-No Enablement_KU_Winter_3.10.2021_1.32.55 PM.xlsx | Inputs_endUseLoadShapes.xlsx | Inputs_Global_KU_Winter.xlsx | Inputs_Product_Res CPP-No Enablement.xlsx | KU | 20 | Winter | Peak | 3 | Res CPP-No Enablement | 2043 | Ramp rate as % of maximum achievable potential | 1 |  | 2023 | 2042 | 0.0675 | 0 | 0.062 | 150000 | 20000
Res CPP-No Enablement_KU_Winter_3.10.2021_1.32.55 PM.xlsx | Inputs_endUseLoadShapes.xlsx | Inputs_Global_KU_Winter.xlsx | Inputs_Product_Res CPP-No Enablement.xlsx | KU | 20 | Winter | Peak | 3 | Res CPP-No Enablement | 2044 | Ramp rate as % of maximum achievable potential | 1 |  | 2023 | 2042 | 0.0675 | 0 | 0.062 | 150000 | 20000
Res CPP-No Enablement_KU_Winter_3.10.2021_1.32.55 PM.xlsx | Inputs_endUseLoadShapes.xlsx | Inputs_Global_KU_Winter.xlsx | Inputs_Product_Res CPP-No Enablement.xlsx | KU | 20 | Winter | Peak | 3 | Res CPP-No Enablement | 2045 | Ramp rate as % of maximum achievable potential | 1 |  | 2023 | 2042 | 0.0675 | 0 | 0.062 | 150000 | 20000
Res CPP-No Enablement_KU_Winter_3.10.2021_1.32.55 PM.xlsx | Inputs_endUseLoadShapes.xlsx | Inputs_Global_KU_Winter.xlsx | Inputs_Product_Res CPP-No Enablement.xlsx | KU | 20 | Winter | Peak | 3 | Res CPP-No Enablement | 2046 | Ramp rate as % of maximum achievable potential | 1 |  | 2023 | 2042 | 0.0675 | 0 | 0.062 | 150000 | 20000
Res CPP-No Enablement_KU_Winter_3.10.2021_1.32.55 PM.xlsx | Inputs_endUseLoadShapes.xlsx | Inputs_Global_KU_Winter.xlsx | Inputs_Product_Res CPP-No Enablement.xlsx | KU | 20 | Winter | Peak | 3 | Res CPP-No Enablement | 2047 | Ramp rate as % of maximum achievable potential | 1 |  | 2023 | 2042 | 0.0675 | 0 | 0.062 | 150000 | 20000
Res CPP-No Enablement_KU_Winter_3.10.2021_1.32.55 PM.xlsx | Inputs_endUseLoadShapes.xlsx | Inputs_Global_KU_Winter.xlsx | Inputs_Product_Res CPP-No Enablement.xlsx | KU | 20 | Winter | Peak | 3 | Res CPP-No Enablement | 2048 | Ramp rate as % of maximum achievable potential | 1 |  | 2023 | 2042 | 0.0675 | 0 | 0.062 | 150000 | 20000
Res CPP-No Enablement_KU_Winter_3.10.2021_1.32.55 PM.xlsx | Inputs_endUseLoadShapes.xlsx | Inputs_Global_KU_Winter.xlsx | Inputs_Product_Res CPP-No Enablement.xlsx | KU | 20 | Winter | Peak | 3 | Res CPP-No Enablement | 2049 | Ramp rate as % of maximum achievable potential | 1 |  | 2023 | 2042 | 0.0675 | 0 | 0.062 | 150000 | 20000
Res CPP-No Enablement_KU_Winter_3.10.2021_1.32.55 PM.xlsx | Inputs_endUseLoadShapes.xlsx | Inputs_Global_KU_Winter.xlsx | Inputs_Product_Res CPP-No Enablement.xlsx | KU | 20 | Winter | Peak | 3 | Res CPP-No Enablement | 2050 | Ramp rate as % of maximum achievable potential | 1 |  | 2023 | 2042 | 0.0675 | 0 | 0.062 | 150000 | 20000
Res CPP-No Enablement_KU_Winter_3.10.2021_1.32.55 PM.xlsx | Inputs_endUseLoadShapes.xlsx | Inputs_Global_KU_Winter.xlsx | Inputs_Product_Res CPP-No Enablement.xlsx | KU | 20 | Winter | Peak | 3 | Res CPP-No Enablement | 2051 | Ramp rate as % of maximum achievable potential | 1 |  | 2023 | 2042 | 0.0675 | 0 | 0.062 | 150000 | 20000
Res CPP-No Enablement_KU_Winter_3.10.2021_1.32.55 PM.xlsx | Inputs_endUseLoadShapes.xlsx | Inputs_Global_KU_Winter.xlsx | Inputs_Product_Res CPP-No Enablement.xlsx | KU | 20 | Winter | Peak | 3 | Res CPP-No Enablement | 2052 | Ramp rate as % of maximum achievable potential | 1 |  | 2023 | 2042 | 0.0675 | 0 | 0.062 | 150000 | 20000
Res CPP-With Enablement_KU_Winter_3.10.2021_1.34.36 PM.xlsx | Inputs_endUseLoadShapes.xlsx | Inputs_Global_KU_Winter.xlsx | Inputs_Product_Res CPP-With Enablement.xlsx | KU | 20 | Winter | Peak | 3 | Res CPP-With Enablement | Eligible Sectors | Residential |  |  | 2023 | 2042 | 0.0675 | 0 | 0.062 | 150000 | 20000
Res CPP-With Enablement_KU_Winter_3.10.2021_1.34.36 PM.xlsx | Inputs_endUseLoadShapes.xlsx | Inputs_Global_KU_Winter.xlsx | Inputs_Product_Res CPP-With Enablement.xlsx | KU | 20 | Winter | Peak | 3 | Res CPP-With Enablement | Eligible Segments | All segments |  |  | 2023 | 2042 | 0.0675 | 0 | 0.062 | 150000 | 20000
Res CPP-With Enablement_KU_Winter_3.10.2021_1.34.36 PM.xlsx | Inputs_endUseLoadShapes.xlsx | Inputs_Global_KU_Winter.xlsx | Inputs_Product_Res CPP-With Enablement.xlsx | KU | 20 | Winter | Peak | 3 | Res CPP-With Enablement | Eligible End Uses | All end uses |  |  | 2023 | 2042 | 0.0675 | 0 | 0.062 | 150000 | 20000
Res CPP-With Enablement_KU_Winter_3.10.2021_1.34.36 PM.xlsx | Inputs_endUseLoadShapes.xlsx | Inputs_Global_KU_Winter.xlsx | Inputs_Product_Res CPP-With Enablement.xlsx | KU | 20 | Winter | Peak | 3 | Res CPP-With Enablement | Other Eligibility Requirements | None |  |  | 2023 | 2042 | 0.0675 | 0 | 0.062 | 150000 | 20000
Res CPP-With Enablement_KU_Winter_3.10.2021_1.34.36 PM.xlsx | Inputs_endUseLoadShapes.xlsx | Inputs_Global_KU_Winter.xlsx | Inputs_Product_Res CPP-With Enablement.xlsx | KU | 20 | Winter | Peak | 3 | Res CPP-With Enablement | Setup Cost | $ | 75000 |  | 2023 | 2042 | 0.0675 | 0 | 0.062 | 150000 | 20000
Res CPP-With Enablement_KU_Winter_3.10.2021_1.34.36 PM.xlsx | Inputs_endUseLoadShapes.xlsx | Inputs_Global_KU_Winter.xlsx | Inputs_Product_Res CPP-With Enablement.xlsx | KU | 20 | Winter | Peak | 3 | Res CPP-With Enablement | O&M Cost | $ per year | 75000 |  | 2023 | 2042 | 0.0675 | 0 | 0.062 | 150000 | 20000
Res CPP-With Enablement_KU_Winter_3.10.2021_1.34.36 PM.xlsx | Inputs_endUseLoadShapes.xlsx | Inputs_Global_KU_Winter.xlsx | Inputs_Product_Res CPP-With Enablement.xlsx | KU | 20 | Winter | Peak | 3 | Res CPP-With Enablement | Equipment Cost | $ per new participant | 0 |  | 2023 | 2042 | 0.0675 | 0 | 0.062 | 150000 | 20000
Res CPP-With Enablement_KU_Winter_3.10.2021_1.34.36 PM.xlsx | Inputs_endUseLoadShapes.xlsx | Inputs_Global_KU_Winter.xlsx | Inputs_Product_Res CPP-With Enablement.xlsx | KU | 20 | Winter | Peak | 3 | Res CPP-With Enablement | Marketing Cost | $ per new participant | 25 |  | 2023 | 2042 | 0.0675 | 0 | 0.062 | 150000 | 20000
Res CPP-With Enablement_KU_Winter_3.10.2021_1.34.36 PM.xlsx | Inputs_endUseLoadShapes.xlsx | Inputs_Global_KU_Winter.xlsx | Inputs_Product_Res CPP-With Enablement.xlsx | KU | 20 | Winter | Peak | 3 | Res CPP-With Enablement | Incentives (annual) | n/a | 0 |  | 2023 | 2042 | 0.0675 | 0 | 0.062 | 150000 | 20000
Res CPP-With Enablement_KU_Winter_3.10.2021_1.34.36 PM.xlsx | Inputs_endUseLoadShapes.xlsx | Inputs_Global_KU_Winter.xlsx | Inputs_Product_Res CPP-With Enablement.xlsx | KU | 20 | Winter | Peak | 3 | Res CPP-With Enablement | Incentives (one time) | n/a | 0 |  | 2023 | 2042 | 0.0675 | 0 | 0.062 | 150000 | 20000
Res CPP-With Enablement_KU_Winter_3.10.2021_1.34.36 PM.xlsx | Inputs_endUseLoadShapes.xlsx | Inputs_Global_KU_Winter.xlsx | Inputs_Product_Res CPP-With Enablement.xlsx | KU | 20 | Winter | Peak | 3 | Res CPP-With Enablement | Attrition | % of existing participants per year | 0.05 |  | 2023 | 2042 | 0.0675 | 0 | 0.062 | 150000 | 20000
Res CPP-With Enablement_KU_Winter_3.10.2021_1.34.36 PM.xlsx | Inputs_endUseLoadShapes.xlsx | Inputs_Global_KU_Winter.xlsx | Inputs_Product_Res CPP-With Enablement.xlsx | KU | 20 | Winter | Peak | 3 | Res CPP-With Enablement | Population | Segment load | Estimated by model |  | 2023 | 2042 | 0.0675 | 0 | 0.062 | 150000 | 20000
Res CPP-With Enablement_KU_Winter_3.10.2021_1.34.36 PM.xlsx | Inputs_endUseLoadShapes.xlsx | Inputs_Global_KU_Winter.xlsx | Inputs_Product_Res CPP-With Enablement.xlsx | KU | 20 | Winter | Peak | 3 | Res CPP-With Enablement | Eligibility | % of segment load | 1 |  | 2023 | 2042 | 0.0675 | 0 | 0.062 | 150000 | 20000
Res CPP-With Enablement_KU_Winter_3.10.2021_1.34.36 PM.xlsx | Inputs_endUseLoadShapes.xlsx | Inputs_Global_KU_Winter.xlsx | Inputs_Product_Res CPP-With Enablement.xlsx | KU | 20 | Winter | Peak | 3 | Res CPP-With Enablement | Peak Load Impact | % of eligible segment load | Varies by end use |  | 2023 | 2042 | 0.0675 | 0 | 0.062 | 150000 | 20000
Res CPP-With Enablement_KU_Winter_3.10.2021_1.34.36 PM.xlsx | Inputs_endUseLoadShapes.xlsx | Inputs_Global_KU_Winter.xlsx | Inputs_Product_Res CPP-With Enablement.xlsx | KU | 20 | Winter | Peak | 3 | Res CPP-With Enablement | Program Participation | % of eligible segment load | 0.1 |  | 2023 | 2042 | 0.0675 | 0 | 0.062 | 150000 | 20000
Res CPP-With Enablement_KU_Winter_3.10.2021_1.34.36 PM.xlsx | Inputs_endUseLoadShapes.xlsx | Inputs_Global_KU_Winter.xlsx | Inputs_Product_Res CPP-With Enablement.xlsx | KU | 20 | Winter | Peak | 3 | Res CPP-With Enablement | Event Participation | n/a | 0.85 |  | 2023 | 2042 | 0.0675 | 0 | 0.062 | 150000 | 20000
Res CPP-With Enablement_KU_Winter_3.10.2021_1.34.36 PM.xlsx | Inputs_endUseLoadShapes.xlsx | Inputs_Global_KU_Winter.xlsx | Inputs_Product_Res CPP-With Enablement.xlsx | KU | 20 | Winter | Peak | 3 | Res CPP-With Enablement | Ramp Period | Number of years to reach maximum achievable potential | 30.5523 |  | 2023 | 2042 | 0.0675 | 0 | 0.062 | 150000 | 20000
Res CPP-With Enablement_KU_Winter_3.10.2021_1.34.36 PM.xlsx | Inputs_endUseLoadShapes.xlsx | Inputs_Global_KU_Winter.xlsx | Inputs_Product_Res CPP-With Enablement.xlsx | KU | 20 | Winter | Peak | 3 | Res CPP-With Enablement | 2023 | Ramp rate as % of maximum achievable potential | 0 |  | 2023 | 2042 | 0.0675 | 0 | 0.062 | 150000 | 20000
Res CPP-With Enablement_KU_Winter_3.10.2021_1.34.36 PM.xlsx | Inputs_endUseLoadShapes.xlsx | Inputs_Global_KU_Winter.xlsx | Inputs_Product_Res CPP-With Enablement.xlsx | KU | 20 | Winter | Peak | 3 | Res CPP-With Enablement | 2024 | Ramp rate as % of maximum achievable potential | 0.0018751 |  | 2023 | 2042 | 0.0675 | 0 | 0.062 | 150000 | 20000
Res CPP-With Enablement_KU_Winter_3.10.2021_1.34.36 PM.xlsx | Inputs_endUseLoadShapes.xlsx | Inputs_Global_KU_Winter.xlsx | Inputs_Product_Res CPP-With Enablement.xlsx | KU | 20 | Winter | Peak | 3 | Res CPP-With Enablement | 2025 | Ramp rate as % of maximum achievable potential | 0.011749 |  | 2023 | 2042 | 0.0675 | 0 | 0.062 | 150000 | 20000
Res CPP-With Enablement_KU_Winter_3.10.2021_1.34.36 PM.xlsx | Inputs_endUseLoadShapes.xlsx | Inputs_Global_KU_Winter.xlsx | Inputs_Product_Res CPP-With Enablement.xlsx | KU | 20 | Winter | Peak | 3 | Res CPP-With Enablement | 2026 | Ramp rate as % of maximum achievable potential | 0.033892 |  | 2023 | 2042 | 0.0675 | 0 | 0.062 | 150000 | 20000
Res CPP-With Enablement_KU_Winter_3.10.2021_1.34.36 PM.xlsx | Inputs_endUseLoadShapes.xlsx | Inputs_Global_KU_Winter.xlsx | Inputs_Product_Res CPP-With Enablement.xlsx | KU | 20 | Winter | Peak | 3 | Res CPP-With Enablement | 2027 | Ramp rate as % of maximum achievable potential | 0.092369 |  | 2023 | 2042 | 0.0675 | 0 | 0.062 | 150000 | 20000
Res CPP-With Enablement_KU_Winter_3.10.2021_1.34.36 PM.xlsx | Inputs_endUseLoadShapes.xlsx | Inputs_Global_KU_Winter.xlsx | Inputs_Product_Res CPP-With Enablement.xlsx | KU | 20 | Winter | Peak | 3 | Res CPP-With Enablement | 2028 | Ramp rate as % of maximum achievable potential | 0.15819 |  | 2023 | 2042 | 0.0675 | 0 | 0.062 | 150000 | 20000
Res CPP-With Enablement_KU_Winter_3.10.2021_1.34.36 PM.xlsx | Inputs_endUseLoadShapes.xlsx | Inputs_Global_KU_Winter.xlsx | Inputs_Product_Res CPP-With Enablement.xlsx | KU | 20 | Winter | Peak | 3 | Res CPP-With Enablement | 2029 | Ramp rate as % of maximum achievable potential | 0.23711 |  | 2023 | 2042 | 0.0675 | 0 | 0.062 | 150000 | 20000
Res CPP-With Enablement_KU_Winter_3.10.2021_1.34.36 PM.xlsx | Inputs_endUseLoadShapes.xlsx | Inputs_Global_KU_Winter.xlsx | Inputs_Product_Res CPP-With Enablement.xlsx | KU | 20 | Winter | Peak | 3 | Res CPP-With Enablement | 2030 | Ramp rate as % of maximum achievable potential | 0.32912 |  | 2023 | 2042 | 0.0675 | 0 | 0.062 | 150000 | 20000
Res CPP-With Enablement_KU_Winter_3.10.2021_1.34.36 PM.xlsx | Inputs_endUseLoadShapes.xlsx | Inputs_Global_KU_Winter.xlsx | Inputs_Product_Res CPP-With Enablement.xlsx | KU | 20 | Winter | Peak | 3 | Res CPP-With Enablement | 2031 | Ramp rate as % of maximum achievable potential | 0.36185 |  | 2023 | 2042 | 0.0675 | 0 | 0.062 | 150000 | 20000
Res CPP-With Enablement_KU_Winter_3.10.2021_1.34.36 PM.xlsx | Inputs_endUseLoadShapes.xlsx | Inputs_Global_KU_Winter.xlsx | Inputs_Product_Res CPP-With Enablement.xlsx | KU | 20 | Winter | Peak | 3 | Res CPP-With Enablement | 2032 | Ramp rate as % of maximum achievable potential | 0.39458 |  | 2023 | 2042 | 0.0675 | 0 | 0.062 | 150000 | 20000
Res CPP-With Enablement_KU_Winter_3.10.2021_1.34.36 PM.xlsx | Inputs_endUseLoadShapes.xlsx | Inputs_Global_KU_Winter.xlsx | Inputs_Product_Res CPP-With Enablement.xlsx | KU | 20 | Winter | Peak | 3 | Res CPP-With Enablement | 2033 | Ramp rate as % of maximum achievable potential | 0.42731 |  | 2023 | 2042 | 0.0675 | 0 | 0.062 | 150000 | 20000
Res CPP-With Enablement_KU_Winter_3.10.2021_1.34.36 PM.xlsx | Inputs_endUseLoadShapes.xlsx | Inputs_Global_KU_Winter.xlsx | Inputs_Product_Res CPP-With Enablement.xlsx | KU | 20 | Winter | Peak | 3 | Res CPP-With Enablement | 2034 | Ramp rate as % of maximum achievable potential | 0.46004 |  | 2023 | 2042 | 0.0675 | 0 | 0.062 | 150000 | 20000
Res CPP-With Enablement_KU_Winter_3.10.2021_1.34.36 PM.xlsx | Inputs_endUseLoadShapes.xlsx | Inputs_Global_KU_Winter.xlsx | Inputs_Product_Res CPP-With Enablement.xlsx | KU | 20 | Winter | Peak | 3 | Res CPP-With Enablement | 2035 | Ramp rate as % of maximum achievable potential | 0.49277 |  | 2023 | 2042 | 0.0675 | 0 | 0.062 | 150000 | 20000
Res CPP-With Enablement_KU_Winter_3.10.2021_1.34.36 PM.xlsx | Inputs_endUseLoadShapes.xlsx | Inputs_Global_KU_Winter.xlsx | Inputs_Product_Res CPP-With Enablement.xlsx | KU | 20 | Winter | Peak | 3 | Res CPP-With Enablement | 2036 | Ramp rate as % of maximum achievable potential | 0.5255 |  | 2023 | 2042 | 0.0675 | 0 | 0.062 | 150000 | 20000
Res CPP-With Enablement_KU_Winter_3.10.2021_1.34.36 PM.xlsx | Inputs_endUseLoadShapes.xlsx | Inputs_Global_KU_Winter.xlsx | Inputs_Product_Res CPP-With Enablement.xlsx | KU | 20 | Winter | Peak | 3 | Res CPP-With Enablement | 2037 | Ramp rate as % of maximum achievable potential | 0.55823 |  | 2023 | 2042 | 0.0675 | 0 | 0.062 | 150000 | 20000
Res CPP-With Enablement_KU_Winter_3.10.2021_1.34.36 PM.xlsx | Inputs_endUseLoadShapes.xlsx | Inputs_Global_KU_Winter.xlsx | Inputs_Product_Res CPP-With Enablement.xlsx | KU | 20 | Winter | Peak | 3 | Res CPP-With Enablement | 2038 | Ramp rate as % of maximum achievable potential | 0.59096 |  | 2023 | 2042 | 0.0675 | 0 | 0.062 | 150000 | 20000
Res CPP-With Enablement_KU_Winter_3.10.2021_1.34.36 PM.xlsx | Inputs_endUseLoadShapes.xlsx | Inputs_Global_KU_Winter.xlsx | Inputs_Product_Res CPP-With Enablement.xlsx | KU | 20 | Winter | Peak | 3 | Res CPP-With Enablement | 2039 | Ramp rate as % of maximum achievable potential | 0.62369 |  | 2023 | 2042 | 0.0675 | 0 | 0.062 | 150000 | 20000
Res CPP-With Enablement_KU_Winter_3.10.2021_1.34.36 PM.xlsx | Inputs_endUseLoadShapes.xlsx | Inputs_Global_KU_Winter.xlsx | Inputs_Product_Res CPP-With Enablement.xlsx | KU | 20 | Winter | Peak | 3 | Res CPP-With Enablement | 2040 | Ramp rate as % of maximum achievable potential | 0.65642 |  | 2023 | 2042 | 0.0675 | 0 | 0.062 | 150000 | 20000
Res CPP-With Enablement_KU_Winter_3.10.2021_1.34.36 PM.xlsx | Inputs_endUseLoadShapes.xlsx | Inputs_Global_KU_Winter.xlsx | Inputs_Product_Res CPP-With Enablement.xlsx | KU | 20 | Winter | Peak | 3 | Res CPP-With Enablement | 2041 | Ramp rate as % of maximum achievable potential | 0.68915 |  | 2023 | 2042 | 0.0675 | 0 | 0.062 | 150000 | 20000
Res CPP-With Enablement_KU_Winter_3.10.2021_1.34.36 PM.xlsx | Inputs_endUseLoadShapes.xlsx | Inputs_Global_KU_Winter.xlsx | Inputs_Product_Res CPP-With Enablement.xlsx | KU | 20 | Winter | Peak | 3 | Res CPP-With Enablement | 2042 | Ramp rate as % of maximum achievable potential | 0.72188 |  | 2023 | 2042 | 0.0675 | 0 | 0.062 | 150000 | 20000
Res CPP-With Enablement_KU_Winter_3.10.2021_1.34.36 PM.xlsx | Inputs_endUseLoadShapes.xlsx | Inputs_Global_KU_Winter.xlsx | Inputs_Product_Res CPP-With Enablement.xlsx | KU | 20 | Winter | Peak | 3 | Res CPP-With Enablement | 2043 | Ramp rate as % of maximum achievable potential | 0.75461 |  | 2023 | 2042 | 0.0675 | 0 | 0.062 | 150000 | 20000
Res CPP-With Enablement_KU_Winter_3.10.2021_1.34.36 PM.xlsx | Inputs_endUseLoadShapes.xlsx | Inputs_Global_KU_Winter.xlsx | Inputs_Product_Res CPP-With Enablement.xlsx | KU | 20 | Winter | Peak | 3 | Res CPP-With Enablement | 2044 | Ramp rate as % of maximum achievable potential | 0.78735 |  | 2023 | 2042 | 0.0675 | 0 | 0.062 | 150000 | 20000
Res CPP-With Enablement_KU_Winter_3.10.2021_1.34.36 PM.xlsx | Inputs_endUseLoadShapes.xlsx | Inputs_Global_KU_Winter.xlsx | Inputs_Product_Res CPP-With Enablement.xlsx | KU | 20 | Winter | Peak | 3 | Res CPP-With Enablement | 2045 | Ramp rate as % of maximum achievable potential | 0.82008 |  | 2023 | 2042 | 0.0675 | 0 | 0.062 | 150000 | 20000
Res CPP-With Enablement_KU_Winter_3.10.2021_1.34.36 PM.xlsx | Inputs_endUseLoadShapes.xlsx | Inputs_Global_KU_Winter.xlsx | Inputs_Product_Res CPP-With Enablement.xlsx | KU | 20 | Winter | Peak | 3 | Res CPP-With Enablement | 2046 | Ramp rate as % of maximum achievable potential | 0.85281 |  | 2023 | 2042 | 0.0675 | 0 | 0.062 | 150000 | 20000
Res CPP-With Enablement_KU_Winter_3.10.2021_1.34.36 PM.xlsx | Inputs_endUseLoadShapes.xlsx | Inputs_Global_KU_Winter.xlsx | Inputs_Product_Res CPP-With Enablement.xlsx | KU | 20 | Winter | Peak | 3 | Res CPP-With Enablement | 2047 | Ramp rate as % of maximum achievable potential | 0.88554 |  | 2023 | 2042 | 0.0675 | 0 | 0.062 | 150000 | 20000
Res CPP-With Enablement_KU_Winter_3.10.2021_1.34.36 PM.xlsx | Inputs_endUseLoadShapes.xlsx | Inputs_Global_KU_Winter.xlsx | Inputs_Product_Res CPP-With Enablement.xlsx | KU | 20 | Winter | Peak | 3 | Res CPP-With Enablement | 2048 | Ramp rate as % of maximum achievable potential | 0.91827 |  | 2023 | 2042 | 0.0675 | 0 | 0.062 | 150000 | 20000
Res CPP-With Enablement_KU_Winter_3.10.2021_1.34.36 PM.xlsx | Inputs_endUseLoadShapes.xlsx | Inputs_Global_KU_Winter.xlsx | Inputs_Product_Res CPP-With Enablement.xlsx | KU | 20 | Winter | Peak | 3 | Res CPP-With Enablement | 2049 | Ramp rate as % of maximum achievable potential | 0.951 |  | 2023 | 2042 | 0.0675 | 0 | 0.062 | 150000 | 20000
Res CPP-With Enablement_KU_Winter_3.10.2021_1.34.36 PM.xlsx | Inputs_endUseLoadShapes.xlsx | Inputs_Global_KU_Winter.xlsx | Inputs_Product_Res CPP-With Enablement.xlsx | KU | 20 | Winter | Peak | 3 | Res CPP-With Enablement | 2050 | Ramp rate as % of maximum achievable potential | 0.98373 |  | 2023 | 2042 | 0.0675 | 0 | 0.062 | 150000 | 20000
Res CPP-With Enablement_KU_Winter_3.10.2021_1.34.36 PM.xlsx | Inputs_endUseLoadShapes.xlsx | Inputs_Global_KU_Winter.xlsx | Inputs_Product_Res CPP-With Enablement.xlsx | KU | 20 | Winter | Peak | 3 | Res CPP-With Enablement | 2051 | Ramp rate as % of maximum achievable potential | 1 |  | 2023 | 2042 | 0.0675 | 0 | 0.062 | 150000 | 20000
Res CPP-With Enablement_KU_Winter_3.10.2021_1.34.36 PM.xlsx | Inputs_endUseLoadShapes.xlsx | Inputs_Global_KU_Winter.xlsx | Inputs_Product_Res CPP-With Enablement.xlsx | KU | 20 | Winter | Peak | 3 | Res CPP-With Enablement | 2052 | Ramp rate as % of maximum achievable potential | 1 |  | 2023 | 2042 | 0.0675 | 0 | 0.062 | 150000 | 20000
Res CPR-No Enablement_KU_Winter_3.10.2021_1.36.15 PM.xlsx | Inputs_endUseLoadShapes.xlsx | Inputs_Global_KU_Winter.xlsx | Inputs_Product_Res CPR-No Enablement.xlsx | KU | 20 | Winter | Peak | 3 | Res CPR-No Enablement | Eligible Sectors | Residential |  |  | 2023 | 2042 | 0.0675 | 0 | 0.062 | 150000 | 20000
Res CPR-No Enablement_KU_Winter_3.10.2021_1.36.15 PM.xlsx | Inputs_endUseLoadShapes.xlsx | Inputs_Global_KU_Winter.xlsx | Inputs_Product_Res CPR-No Enablement.xlsx | KU | 20 | Winter | Peak | 3 | Res CPR-No Enablement | Eligible Segments | All segments |  |  | 2023 | 2042 | 0.0675 | 0 | 0.062 | 150000 | 20000
Res CPR-No Enablement_KU_Winter_3.10.2021_1.36.15 PM.xlsx | Inputs_endUseLoadShapes.xlsx | Inputs_Global_KU_Winter.xlsx | Inputs_Product_Res CPR-No Enablement.xlsx | KU | 20 | Winter | Peak | 3 | Res CPR-No Enablement | Eligible End Uses | All end uses |  |  | 2023 | 2042 | 0.0675 | 0 | 0.062 | 150000 | 20000
Res CPR-No Enablement_KU_Winter_3.10.2021_1.36.15 PM.xlsx | Inputs_endUseLoadShapes.xlsx | Inputs_Global_KU_Winter.xlsx | Inputs_Product_Res CPR-No Enablement.xlsx | KU | 20 | Winter | Peak | 3 | Res CPR-No Enablement | Other Eligibility Requirements | None |  |  | 2023 | 2042 | 0.0675 | 0 | 0.062 | 150000 | 20000
Res CPR-No Enablement_KU_Winter_3.10.2021_1.36.15 PM.xlsx | Inputs_endUseLoadShapes.xlsx | Inputs_Global_KU_Winter.xlsx | Inputs_Product_Res CPR-No Enablement.xlsx | KU | 20 | Winter | Peak | 3 | Res CPR-No Enablement | Setup Cost | $ | 75000 |  | 2023 | 2042 | 0.0675 | 0 | 0.062 | 150000 | 20000
Res CPR-No Enablement_KU_Winter_3.10.2021_1.36.15 PM.xlsx | Inputs_endUseLoadShapes.xlsx | Inputs_Global_KU_Winter.xlsx | Inputs_Product_Res CPR-No Enablement.xlsx | KU | 20 | Winter | Peak | 3 | Res CPR-No Enablement | O&M Cost | $ per year | 75000 |  | 2023 | 2042 | 0.0675 | 0 | 0.062 | 150000 | 20000
Res CPR-No Enablement_KU_Winter_3.10.2021_1.36.15 PM.xlsx | Inputs_endUseLoadShapes.xlsx | Inputs_Global_KU_Winter.xlsx | Inputs_Product_Res CPR-No Enablement.xlsx | KU | 20 | Winter | Peak | 3 | Res CPR-No Enablement | Equipment Cost | $ per new participant | 0 |  | 2023 | 2042 | 0.0675 | 0 | 0.062 | 150000 | 20000
Res CPR-No Enablement_KU_Winter_3.10.2021_1.36.15 PM.xlsx | Inputs_endUseLoadShapes.xlsx | Inputs_Global_KU_Winter.xlsx | Inputs_Product_Res CPR-No Enablement.xlsx | KU | 20 | Winter | Peak | 3 | Res CPR-No Enablement | Marketing Cost | $ per new participant | 25 |  | 2023 | 2042 | 0.0675 | 0 | 0.062 | 150000 | 20000
Res CPR-No Enablement_KU_Winter_3.10.2021_1.36.15 PM.xlsx | Inputs_endUseLoadShapes.xlsx | Inputs_Global_KU_Winter.xlsx | Inputs_Product_Res CPR-No Enablement.xlsx | KU | 20 | Winter | Peak | 3 | Res CPR-No Enablement | Incentives (annual) | n/a | 0 |  | 2023 | 2042 | 0.0675 | 0 | 0.062 | 150000 | 20000
Res CPR-No Enablement_KU_Winter_3.10.2021_1.36.15 PM.xlsx | Inputs_endUseLoadShapes.xlsx | Inputs_Global_KU_Winter.xlsx | Inputs_Product_Res CPR-No Enablement.xlsx | KU | 20 | Winter | Peak | 3 | Res CPR-No Enablement | Incentives (one time) | n/a | 0 |  | 2023 | 2042 | 0.0675 | 0 | 0.062 | 150000 | 20000
Res CPR-No Enablement_KU_Winter_3.10.2021_1.36.15 PM.xlsx | Inputs_endUseLoadShapes.xlsx | Inputs_Global_KU_Winter.xlsx | Inputs_Product_Res CPR-No Enablement.xlsx | KU | 20 | Winter | Peak | 3 | Res CPR-No Enablement | Attrition | % of existing participants per year | 0.05 |  | 2023 | 2042 | 0.0675 | 0 | 0.062 | 150000 | 20000
Res CPR-No Enablement_KU_Winter_3.10.2021_1.36.15 PM.xlsx | Inputs_endUseLoadShapes.xlsx | Inputs_Global_KU_Winter.xlsx | Inputs_Product_Res CPR-No Enablement.xlsx | KU | 20 | Winter | Peak | 3 | Res CPR-No Enablement | Population | Segment load | Estimated by model |  | 2023 | 2042 | 0.0675 | 0 | 0.062 | 150000 | 20000
Res CPR-No Enablement_KU_Winter_3.10.2021_1.36.15 PM.xlsx | Inputs_endUseLoadShapes.xlsx | Inputs_Global_KU_Winter.xlsx | Inputs_Product_Res CPR-No Enablement.xlsx | KU | 20 | Winter | Peak | 3 | Res CPR-No Enablement | Eligibility | % of segment load | 1 |  | 2023 | 2042 | 0.0675 | 0 | 0.062 | 150000 | 20000
Res CPR-No Enablement_KU_Winter_3.10.2021_1.36.15 PM.xlsx | Inputs_endUseLoadShapes.xlsx | Inputs_Global_KU_Winter.xlsx | Inputs_Product_Res CPR-No Enablement.xlsx | KU | 20 | Winter | Peak | 3 | Res CPR-No Enablement | Peak Load Impact | % of eligible segment load | Varies by end use |  | 2023 | 2042 | 0.0675 | 0 | 0.062 | 150000 | 20000
Res CPR-No Enablement_KU_Winter_3.10.2021_1.36.15 PM.xlsx | Inputs_endUseLoadShapes.xlsx | Inputs_Global_KU_Winter.xlsx | Inputs_Product_Res CPR-No Enablement.xlsx | KU | 20 | Winter | Peak | 3 | Res CPR-No Enablement | Program Participation | % of eligible segment load | 0.1 |  | 2023 | 2042 | 0.0675 | 0 | 0.062 | 150000 | 20000
Res CPR-No Enablement_KU_Winter_3.10.2021_1.36.15 PM.xlsx | Inputs_endUseLoadShapes.xlsx | Inputs_Global_KU_Winter.xlsx | Inputs_Product_Res CPR-No Enablement.xlsx | KU | 20 | Winter | Peak | 3 | Res CPR-No Enablement | Event Participation | n/a | 1 |  | 2023 | 2042 | 0.0675 | 0 | 0.062 | 150000 | 20000
Res CPR-No Enablement_KU_Winter_3.10.2021_1.36.15 PM.xlsx | Inputs_endUseLoadShapes.xlsx | Inputs_Global_KU_Winter.xlsx | Inputs_Product_Res CPR-No Enablement.xlsx | KU | 20 | Winter | Peak | 3 | Res CPR-No Enablement | Ramp Period | Number of years to reach maximum achievable potential | 7 |  | 2023 | 2042 | 0.0675 | 0 | 0.062 | 150000 | 20000
Res CPR-No Enablement_KU_Winter_3.10.2021_1.36.15 PM.xlsx | Inputs_endUseLoadShapes.xlsx | Inputs_Global_KU_Winter.xlsx | Inputs_Product_Res CPR-No Enablement.xlsx | KU | 20 | Winter | Peak | 3 | Res CPR-No Enablement | 2023 | Ramp rate as % of maximum achievable potential | 0.010502 |  | 2023 | 2042 | 0.0675 | 0 | 0.062 | 150000 | 20000
Res CPR-No Enablement_KU_Winter_3.10.2021_1.36.15 PM.xlsx | Inputs_endUseLoadShapes.xlsx | Inputs_Global_KU_Winter.xlsx | Inputs_Product_Res CPR-No Enablement.xlsx | KU | 20 | Winter | Peak | 3 | Res CPR-No Enablement | 2024 | Ramp rate as % of maximum achievable potential | 0.056507 |  | 2023 | 2042 | 0.0675 | 0 | 0.062 | 150000 | 20000
Res CPR-No Enablement_KU_Winter_3.10.2021_1.36.15 PM.xlsx | Inputs_endUseLoadShapes.xlsx | Inputs_Global_KU_Winter.xlsx | Inputs_Product_Res CPR-No Enablement.xlsx | KU | 20 | Winter | Peak | 3 | Res CPR-No Enablement | 2025 | Ramp rate as % of maximum achievable potential | 0.14201 |  | 2023 | 2042 | 0.0675 | 0 | 0.062 | 150000 | 20000
Res CPR-No Enablement_KU_Winter_3.10.2021_1.36.15 PM.xlsx | Inputs_endUseLoadShapes.xlsx | Inputs_Global_KU_Winter.xlsx | Inputs_Product_Res CPR-No Enablement.xlsx | KU | 20 | Winter | Peak | 3 | Res CPR-No Enablement | 2026 | Ramp rate as % of maximum achievable potential | 0.34201 |  | 2023 | 2042 | 0.0675 | 0 | 0.062 | 150000 | 20000
Res CPR-No Enablement_KU_Winter_3.10.2021_1.36.15 PM.xlsx | Inputs_endUseLoadShapes.xlsx | Inputs_Global_KU_Winter.xlsx | Inputs_Product_Res CPR-No Enablement.xlsx | KU | 20 | Winter | Peak | 3 | Res CPR-No Enablement | 2027 | Ramp rate as % of maximum achievable potential | 0.6 |  | 2023 | 2042 | 0.0675 | 0 | 0.062 | 150000 | 20000
Res CPR-No Enablement_KU_Winter_3.10.2021_1.36.15 PM.xlsx | Inputs_endUseLoadShapes.xlsx | Inputs_Global_KU_Winter.xlsx | Inputs_Product_Res CPR-No Enablement.xlsx | KU | 20 | Winter | Peak | 3 | Res CPR-No Enablement | 2028 | Ramp rate as % of maximum achievable potential | 0.8 |  | 2023 | 2042 | 0.0675 | 0 | 0.062 | 150000 | 20000
Res CPR-No Enablement_KU_Winter_3.10.2021_1.36.15 PM.xlsx | Inputs_endUseLoadShapes.xlsx | Inputs_Global_KU_Winter.xlsx | Inputs_Product_Res CPR-No Enablement.xlsx | KU | 20 | Winter | Peak | 3 | Res CPR-No Enablement | 2029 | Ramp rate as % of maximum achievable potential | 1 |  | 2023 | 2042 | 0.0675 | 0 | 0.062 | 150000 | 20000
Res CPR-No Enablement_KU_Winter_3.10.2021_1.36.15 PM.xlsx | Inputs_endUseLoadShapes.xlsx | Inputs_Global_KU_Winter.xlsx | Inputs_Product_Res CPR-No Enablement.xlsx | KU | 20 | Winter | Peak | 3 | Res CPR-No Enablement | 2030 | Ramp rate as % of maximum achievable potential | 1 |  | 2023 | 2042 | 0.0675 | 0 | 0.062 | 150000 | 20000
Res CPR-No Enablement_KU_Winter_3.10.2021_1.36.15 PM.xlsx | Inputs_endUseLoadShapes.xlsx | Inputs_Global_KU_Winter.xlsx | Inputs_Product_Res CPR-No Enablement.xlsx | KU | 20 | Winter | Peak | 3 | Res CPR-No Enablement | 2031 | Ramp rate as % of maximum achievable potential | 1 |  | 2023 | 2042 | 0.0675 | 0 | 0.062 | 150000 | 20000
Res CPR-No Enablement_KU_Winter_3.10.2021_1.36.15 PM.xlsx | Inputs_endUseLoadShapes.xlsx | Inputs_Global_KU_Winter.xlsx | Inputs_Product_Res CPR-No Enablement.xlsx | KU | 20 | Winter | Peak | 3 | Res CPR-No Enablement | 2032 | Ramp rate as % of maximum achievable potential | 1 |  | 2023 | 2042 | 0.0675 | 0 | 0.062 | 150000 | 20000
Res CPR-No Enablement_KU_Winter_3.10.2021_1.36.15 PM.xlsx | Inputs_endUseLoadShapes.xlsx | Inputs_Global_KU_Winter.xlsx | Inputs_Product_Res CPR-No Enablement.xlsx | KU | 20 | Winter | Peak | 3 | Res CPR-No Enablement | 2033 | Ramp rate as % of maximum achievable potential | 1 |  | 2023 | 2042 | 0.0675 | 0 | 0.062 | 150000 | 20000
Res CPR-No Enablement_KU_Winter_3.10.2021_1.36.15 PM.xlsx | Inputs_endUseLoadShapes.xlsx | Inputs_Global_KU_Winter.xlsx | Inputs_Product_Res CPR-No Enablement.xlsx | KU | 20 | Winter | Peak | 3 | Res CPR-No Enablement | 2034 | Ramp rate as % of maximum achievable potential | 1 |  | 2023 | 2042 | 0.0675 | 0 | 0.062 | 150000 | 20000
Res CPR-No Enablement_KU_Winter_3.10.2021_1.36.15 PM.xlsx | Inputs_endUseLoadShapes.xlsx | Inputs_Global_KU_Winter.xlsx | Inputs_Product_Res CPR-No Enablement.xlsx | KU | 20 | Winter | Peak | 3 | Res CPR-No Enablement | 2035 | Ramp rate as % of maximum achievable potential | 1 |  | 2023 | 2042 | 0.0675 | 0 | 0.062 | 150000 | 20000
Res CPR-No Enablement_KU_Winter_3.10.2021_1.36.15 PM.xlsx | Inputs_endUseLoadShapes.xlsx | Inputs_Global_KU_Winter.xlsx | Inputs_Product_Res CPR-No Enablement.xlsx | KU | 20 | Winter | Peak | 3 | Res CPR-No Enablement | 2036 | Ramp rate as % of maximum achievable potential | 1 |  | 2023 | 2042 | 0.0675 | 0 | 0.062 | 150000 | 20000
Res CPR-No Enablement_KU_Winter_3.10.2021_1.36.15 PM.xlsx | Inputs_endUseLoadShapes.xlsx | Inputs_Global_KU_Winter.xlsx | Inputs_Product_Res CPR-No Enablement.xlsx | KU | 20 | Winter | Peak | 3 | Res CPR-No Enablement | 2037 | Ramp rate as % of maximum achievable potential | 1 |  | 2023 | 2042 | 0.0675 | 0 | 0.062 | 150000 | 20000
Res CPR-No Enablement_KU_Winter_3.10.2021_1.36.15 PM.xlsx | Inputs_endUseLoadShapes.xlsx | Inputs_Global_KU_Winter.xlsx | Inputs_Product_Res CPR-No Enablement.xlsx | KU | 20 | Winter | Peak | 3 | Res CPR-No Enablement | 2038 | Ramp rate as % of maximum achievable potential | 1 |  | 2023 | 2042 | 0.0675 | 0 | 0.062 | 150000 | 20000
Res CPR-No Enablement_KU_Winter_3.10.2021_1.36.15 PM.xlsx | Inputs_endUseLoadShapes.xlsx | Inputs_Global_KU_Winter.xlsx | Inputs_Product_Res CPR-No Enablement.xlsx | KU | 20 | Winter | Peak | 3 | Res CPR-No Enablement | 2039 | Ramp rate as % of maximum achievable potential | 1 |  | 2023 | 2042 | 0.0675 | 0 | 0.062 | 150000 | 20000
Res CPR-No Enablement_KU_Winter_3.10.2021_1.36.15 PM.xlsx | Inputs_endUseLoadShapes.xlsx | Inputs_Global_KU_Winter.xlsx | Inputs_Product_Res CPR-No Enablement.xlsx | KU | 20 | Winter | Peak | 3 | Res CPR-No Enablement | 2040 | Ramp rate as % of maximum achievable potential | 1 |  | 2023 | 2042 | 0.0675 | 0 | 0.062 | 150000 | 20000
Res CPR-No Enablement_KU_Winter_3.10.2021_1.36.15 PM.xlsx | Inputs_endUseLoadShapes.xlsx | Inputs_Global_KU_Winter.xlsx | Inputs_Product_Res CPR-No Enablement.xlsx | KU | 20 | Winter | Peak | 3 | Res CPR-No Enablement | 2041 | Ramp rate as % of maximum achievable potential | 1 |  | 2023 | 2042 | 0.0675 | 0 | 0.062 | 150000 | 20000
Res CPR-No Enablement_KU_Winter_3.10.2021_1.36.15 PM.xlsx | Inputs_endUseLoadShapes.xlsx | Inputs_Global_KU_Winter.xlsx | Inputs_Product_Res CPR-No Enablement.xlsx | KU | 20 | Winter | Peak | 3 | Res CPR-No Enablement | 2042 | Ramp rate as % of maximum achievable potential | 1 |  | 2023 | 2042 | 0.0675 | 0 | 0.062 | 150000 | 20000
Res CPR-No Enablement_KU_Winter_3.10.2021_1.36.15 PM.xlsx | Inputs_endUseLoadShapes.xlsx | Inputs_Global_KU_Winter.xlsx | Inputs_Product_Res CPR-No Enablement.xlsx | KU | 20 | Winter | Peak | 3 | Res CPR-No Enablement | 2043 | Ramp rate as % of maximum achievable potential | 1 |  | 2023 | 2042 | 0.0675 | 0 | 0.062 | 150000 | 20000
Res CPR-No Enablement_KU_Winter_3.10.2021_1.36.15 PM.xlsx | Inputs_endUseLoadShapes.xlsx | Inputs_Global_KU_Winter.xlsx | Inputs_Product_Res CPR-No Enablement.xlsx | KU | 20 | Winter | Peak | 3 | Res CPR-No Enablement | 2044 | Ramp rate as % of maximum achievable potential | 1 |  | 2023 | 2042 | 0.0675 | 0 | 0.062 | 150000 | 20000
Res CPR-No Enablement_KU_Winter_3.10.2021_1.36.15 PM.xlsx | Inputs_endUseLoadShapes.xlsx | Inputs_Global_KU_Winter.xlsx | Inputs_Product_Res CPR-No Enablement.xlsx | KU | 20 | Winter | Peak | 3 | Res CPR-No Enablement | 2045 | Ramp rate as % of maximum achievable potential | 1 |  | 2023 | 2042 | 0.0675 | 0 | 0.062 | 150000 | 20000
Res CPR-No Enablement_KU_Winter_3.10.2021_1.36.15 PM.xlsx | Inputs_endUseLoadShapes.xlsx | Inputs_Global_KU_Winter.xlsx | Inputs_Product_Res CPR-No Enablement.xlsx | KU | 20 | Winter | Peak | 3 | Res CPR-No Enablement | 2046 | Ramp rate as % of maximum achievable potential | 1 |  | 2023 | 2042 | 0.0675 | 0 | 0.062 | 150000 | 20000
Res CPR-No Enablement_KU_Winter_3.10.2021_1.36.15 PM.xlsx | Inputs_endUseLoadShapes.xlsx | Inputs_Global_KU_Winter.xlsx | Inputs_Product_Res CPR-No Enablement.xlsx | KU | 20 | Winter | Peak | 3 | Res CPR-No Enablement | 2047 | Ramp rate as % of maximum achievable potential | 1 |  | 2023 | 2042 | 0.0675 | 0 | 0.062 | 150000 | 20000
Res CPR-No Enablement_KU_Winter_3.10.2021_1.36.15 PM.xlsx | Inputs_endUseLoadShapes.xlsx | Inputs_Global_KU_Winter.xlsx | Inputs_Product_Res CPR-No Enablement.xlsx | KU | 20 | Winter | Peak | 3 | Res CPR-No Enablement | 2048 | Ramp rate as % of maximum achievable potential | 1 |  | 2023 | 2042 | 0.0675 | 0 | 0.062 | 150000 | 20000
Res CPR-No Enablement_KU_Winter_3.10.2021_1.36.15 PM.xlsx | Inputs_endUseLoadShapes.xlsx | Inputs_Global_KU_Winter.xlsx | Inputs_Product_Res CPR-No Enablement.xlsx | KU | 20 | Winter | Peak | 3 | Res CPR-No Enablement | 2049 | Ramp rate as % of maximum achievable potential | 1 |  | 2023 | 2042 | 0.0675 | 0 | 0.062 | 150000 | 20000
Res CPR-No Enablement_KU_Winter_3.10.2021_1.36.15 PM.xlsx | Inputs_endUseLoadShapes.xlsx | Inputs_Global_KU_Winter.xlsx | Inputs_Product_Res CPR-No Enablement.xlsx | KU | 20 | Winter | Peak | 3 | Res CPR-No Enablement | 2050 | Ramp rate as % of maximum achievable potential | 1 |  | 2023 | 2042 | 0.0675 | 0 | 0.062 | 150000 | 20000
Res CPR-No Enablement_KU_Winter_3.10.2021_1.36.15 PM.xlsx | Inputs_endUseLoadShapes.xlsx | Inputs_Global_KU_Winter.xlsx | Inputs_Product_Res CPR-No Enablement.xlsx | KU | 20 | Winter | Peak | 3 | Res CPR-No Enablement | 2051 | Ramp rate as % of maximum achievable potential | 1 |  | 2023 | 2042 | 0.0675 | 0 | 0.062 | 150000 | 20000
Res CPR-No Enablement_KU_Winter_3.10.2021_1.36.15 PM.xlsx | Inputs_endUseLoadShapes.xlsx | Inputs_Global_KU_Winter.xlsx | Inputs_Product_Res CPR-No Enablement.xlsx | KU | 20 | Winter | Peak | 3 | Res CPR-No Enablement | 2052 | Ramp rate as % of maximum achievable potential | 1 |  | 2023 | 2042 | 0.0675 | 0 | 0.062 | 150000 | 20000
Res CPR-With Enablement_KU_Winter_3.10.2021_1.37.40 PM.xlsx | Inputs_endUseLoadShapes.xlsx | Inputs_Global_KU_Winter.xlsx | Inputs_Product_Res CPR-With Enablement.xlsx | KU | 20 | Winter | Peak | 3 | Res CPR-With Enablement | Eligible Sectors | Residential |  |  | 2023 | 2042 | 0.0675 | 0 | 0.062 | 150000 | 20000
Res CPR-With Enablement_KU_Winter_3.10.2021_1.37.40 PM.xlsx | Inputs_endUseLoadShapes.xlsx | Inputs_Global_KU_Winter.xlsx | Inputs_Product_Res CPR-With Enablement.xlsx | KU | 20 | Winter | Peak | 3 | Res CPR-With Enablement | Eligible Segments | All segments |  |  | 2023 | 2042 | 0.0675 | 0 | 0.062 | 150000 | 20000
Res CPR-With Enablement_KU_Winter_3.10.2021_1.37.40 PM.xlsx | Inputs_endUseLoadShapes.xlsx | Inputs_Global_KU_Winter.xlsx | Inputs_Product_Res CPR-With Enablement.xlsx | KU | 20 | Winter | Peak | 3 | Res CPR-With Enablement | Eligible End Uses | Water Heat |  |  | 2023 | 2042 | 0.0675 | 0 | 0.062 | 150000 | 20000
Res CPR-With Enablement_KU_Winter_3.10.2021_1.37.40 PM.xlsx | Inputs_endUseLoadShapes.xlsx | Inputs_Global_KU_Winter.xlsx | Inputs_Product_Res CPR-With Enablement.xlsx | KU | 20 | Winter | Peak | 3 | Res CPR-With Enablement | Other Eligibility Requirements | None |  |  | 2023 | 2042 | 0.0675 | 0 | 0.062 | 150000 | 20000
Res CPR-With Enablement_KU_Winter_3.10.2021_1.37.40 PM.xlsx | Inputs_endUseLoadShapes.xlsx | Inputs_Global_KU_Winter.xlsx | Inputs_Product_Res CPR-With Enablement.xlsx | KU | 20 | Winter | Peak | 3 | Res CPR-With Enablement | Setup Cost | $ | 75000 |  | 2023 | 2042 | 0.0675 | 0 | 0.062 | 150000 | 20000
Res CPR-With Enablement_KU_Winter_3.10.2021_1.37.40 PM.xlsx | Inputs_endUseLoadShapes.xlsx | Inputs_Global_KU_Winter.xlsx | Inputs_Product_Res CPR-With Enablement.xlsx | KU | 20 | Winter | Peak | 3 | Res CPR-With Enablement | O&M Cost | $ per year | 75000 |  | 2023 | 2042 | 0.0675 | 0 | 0.062 | 150000 | 20000
Res CPR-With Enablement_KU_Winter_3.10.2021_1.37.40 PM.xlsx | Inputs_endUseLoadShapes.xlsx | Inputs_Global_KU_Winter.xlsx | Inputs_Product_Res CPR-With Enablement.xlsx | KU | 20 | Winter | Peak | 3 | Res CPR-With Enablement | Equipment Cost | $ per new participant | 0 |  | 2023 | 2042 | 0.0675 | 0 | 0.062 | 150000 | 20000
Res CPR-With Enablement_KU_Winter_3.10.2021_1.37.40 PM.xlsx | Inputs_endUseLoadShapes.xlsx | Inputs_Global_KU_Winter.xlsx | Inputs_Product_Res CPR-With Enablement.xlsx | KU | 20 | Winter | Peak | 3 | Res CPR-With Enablement | Marketing Cost | $ per new participant | 25 |  | 2023 | 2042 | 0.0675 | 0 | 0.062 | 150000 | 20000
Res CPR-With Enablement_KU_Winter_3.10.2021_1.37.40 PM.xlsx | Inputs_endUseLoadShapes.xlsx | Inputs_Global_KU_Winter.xlsx | Inputs_Product_Res CPR-With Enablement.xlsx | KU | 20 | Winter | Peak | 3 | Res CPR-With Enablement | Incentives (annual) | n/a | 0 |  | 2023 | 2042 | 0.0675 | 0 | 0.062 | 150000 | 20000
Res CPR-With Enablement_KU_Winter_3.10.2021_1.37.40 PM.xlsx | Inputs_endUseLoadShapes.xlsx | Inputs_Global_KU_Winter.xlsx | Inputs_Product_Res CPR-With Enablement.xlsx | KU | 20 | Winter | Peak | 3 | Res CPR-With Enablement | Incentives (one time) | n/a | 0 |  | 2023 | 2042 | 0.0675 | 0 | 0.062 | 150000 | 20000
Res CPR-With Enablement_KU_Winter_3.10.2021_1.37.40 PM.xlsx | Inputs_endUseLoadShapes.xlsx | Inputs_Global_KU_Winter.xlsx | Inputs_Product_Res CPR-With Enablement.xlsx | KU | 20 | Winter | Peak | 3 | Res CPR-With Enablement | Attrition | % of existing participants per year | 0.05 |  | 2023 | 2042 | 0.0675 | 0 | 0.062 | 150000 | 20000
Res CPR-With Enablement_KU_Winter_3.10.2021_1.37.40 PM.xlsx | Inputs_endUseLoadShapes.xlsx | Inputs_Global_KU_Winter.xlsx | Inputs_Product_Res CPR-With Enablement.xlsx | KU | 20 | Winter | Peak | 3 | Res CPR-With Enablement | Population | Segment load | Estimated by model |  | 2023 | 2042 | 0.0675 | 0 | 0.062 | 150000 | 20000
Res CPR-With Enablement_KU_Winter_3.10.2021_1.37.40 PM.xlsx | Inputs_endUseLoadShapes.xlsx | Inputs_Global_KU_Winter.xlsx | Inputs_Product_Res CPR-With Enablement.xlsx | KU | 20 | Winter | Peak | 3 | Res CPR-With Enablement | Eligibility | % of segment load | 1 |  | 2023 | 2042 | 0.0675 | 0 | 0.062 | 150000 | 20000
Res CPR-With Enablement_KU_Winter_3.10.2021_1.37.40 PM.xlsx | Inputs_endUseLoadShapes.xlsx | Inputs_Global_KU_Winter.xlsx | Inputs_Product_Res CPR-With Enablement.xlsx | KU | 20 | Winter | Peak | 3 | Res CPR-With Enablement | Peak Load Impact | % of eligible segment load | Varies by end use |  | 2023 | 2042 | 0.0675 | 0 | 0.062 | 150000 | 20000
Res CPR-With Enablement_KU_Winter_3.10.2021_1.37.40 PM.xlsx | Inputs_endUseLoadShapes.xlsx | Inputs_Global_KU_Winter.xlsx | Inputs_Product_Res CPR-With Enablement.xlsx | KU | 20 | Winter | Peak | 3 | Res CPR-With Enablement | Program Participation | % of eligible segment load | 0.1 |  | 2023 | 2042 | 0.0675 | 0 | 0.062 | 150000 | 20000
Res CPR-With Enablement_KU_Winter_3.10.2021_1.37.40 PM.xlsx | Inputs_endUseLoadShapes.xlsx | Inputs_Global_KU_Winter.xlsx | Inputs_Product_Res CPR-With Enablement.xlsx | KU | 20 | Winter | Peak | 3 | Res CPR-With Enablement | Event Participation | n/a | 0.85 |  | 2023 | 2042 | 0.0675 | 0 | 0.062 | 150000 | 20000
Res CPR-With Enablement_KU_Winter_3.10.2021_1.37.40 PM.xlsx | Inputs_endUseLoadShapes.xlsx | Inputs_Global_KU_Winter.xlsx | Inputs_Product_Res CPR-With Enablement.xlsx | KU | 20 | Winter | Peak | 3 | Res CPR-With Enablement | Ramp Period | Number of years to reach maximum achievable potential | 30.5523 |  | 2023 | 2042 | 0.0675 | 0 | 0.062 | 150000 | 20000
Res CPR-With Enablement_KU_Winter_3.10.2021_1.37.40 PM.xlsx | Inputs_endUseLoadShapes.xlsx | Inputs_Global_KU_Winter.xlsx | Inputs_Product_Res CPR-With Enablement.xlsx | KU | 20 | Winter | Peak | 3 | Res CPR-With Enablement | 2023 | Ramp rate as % of maximum achievable potential | 0.0010502 |  | 2023 | 2042 | 0.0675 | 0 | 0.062 | 150000 | 20000
Res CPR-With Enablement_KU_Winter_3.10.2021_1.37.40 PM.xlsx | Inputs_endUseLoadShapes.xlsx | Inputs_Global_KU_Winter.xlsx | Inputs_Product_Res CPR-With Enablement.xlsx | KU | 20 | Winter | Peak | 3 | Res CPR-With Enablement | 2024 | Ramp rate as % of maximum achievable potential | 0.0075002 |  | 2023 | 2042 | 0.0675 | 0 | 0.062 | 150000 | 20000
Res CPR-With Enablement_KU_Winter_3.10.2021_1.37.40 PM.xlsx | Inputs_endUseLoadShapes.xlsx | Inputs_Global_KU_Winter.xlsx | Inputs_Product_Res CPR-With Enablement.xlsx | KU | 20 | Winter | Peak | 3 | Res CPR-With Enablement | 2025 | Ramp rate as % of maximum achievable potential | 0.023497 |  | 2023 | 2042 | 0.0675 | 0 | 0.062 | 150000 | 20000
Res CPR-With Enablement_KU_Winter_3.10.2021_1.37.40 PM.xlsx | Inputs_endUseLoadShapes.xlsx | Inputs_Global_KU_Winter.xlsx | Inputs_Product_Res CPR-With Enablement.xlsx | KU | 20 | Winter | Peak | 3 | Res CPR-With Enablement | 2026 | Ramp rate as % of maximum achievable potential | 0.067784 |  | 2023 | 2042 | 0.0675 | 0 | 0.062 | 150000 | 20000
Res CPR-With Enablement_KU_Winter_3.10.2021_1.37.40 PM.xlsx | Inputs_endUseLoadShapes.xlsx | Inputs_Global_KU_Winter.xlsx | Inputs_Product_Res CPR-With Enablement.xlsx | KU | 20 | Winter | Peak | 3 | Res CPR-With Enablement | 2027 | Ramp rate as % of maximum achievable potential | 0.13855 |  | 2023 | 2042 | 0.0675 | 0 | 0.062 | 150000 | 20000
Res CPR-With Enablement_KU_Winter_3.10.2021_1.37.40 PM.xlsx | Inputs_endUseLoadShapes.xlsx | Inputs_Global_KU_Winter.xlsx | Inputs_Product_Res CPR-With Enablement.xlsx | KU | 20 | Winter | Peak | 3 | Res CPR-With Enablement | 2028 | Ramp rate as % of maximum achievable potential | 0.21092 |  | 2023 | 2042 | 0.0675 | 0 | 0.062 | 150000 | 20000
Res CPR-With Enablement_KU_Winter_3.10.2021_1.37.40 PM.xlsx | Inputs_endUseLoadShapes.xlsx | Inputs_Global_KU_Winter.xlsx | Inputs_Product_Res CPR-With Enablement.xlsx | KU | 20 | Winter | Peak | 3 | Res CPR-With Enablement | 2029 | Ramp rate as % of maximum achievable potential | 0.29638 |  | 2023 | 2042 | 0.0675 | 0 | 0.062 | 150000 | 20000
Res CPR-With Enablement_KU_Winter_3.10.2021_1.37.40 PM.xlsx | Inputs_endUseLoadShapes.xlsx | Inputs_Global_KU_Winter.xlsx | Inputs_Product_Res CPR-With Enablement.xlsx | KU | 20 | Winter | Peak | 3 | Res CPR-With Enablement | 2030 | Ramp rate as % of maximum achievable potential | 0.32912 |  | 2023 | 2042 | 0.0675 | 0 | 0.062 | 150000 | 20000
Res CPR-With Enablement_KU_Winter_3.10.2021_1.37.40 PM.xlsx | Inputs_endUseLoadShapes.xlsx | Inputs_Global_KU_Winter.xlsx | Inputs_Product_Res CPR-With Enablement.xlsx | KU | 20 | Winter | Peak | 3 | Res CPR-With Enablement | 2031 | Ramp rate as % of maximum achievable potential | 0.36185 |  | 2023 | 2042 | 0.0675 | 0 | 0.062 | 150000 | 20000
Res CPR-With Enablement_KU_Winter_3.10.2021_1.37.40 PM.xlsx | Inputs_endUseLoadShapes.xlsx | Inputs_Global_KU_Winter.xlsx | Inputs_Product_Res CPR-With Enablement.xlsx | KU | 20 | Winter | Peak | 3 | Res CPR-With Enablement | 2032 | Ramp rate as % of maximum achievable potential | 0.39458 |  | 2023 | 2042 | 0.0675 | 0 | 0.062 | 150000 | 20000
Res CPR-With Enablement_KU_Winter_3.10.2021_1.37.40 PM.xlsx | Inputs_endUseLoadShapes.xlsx | Inputs_Global_KU_Winter.xlsx | Inputs_Product_Res CPR-With Enablement.xlsx | KU | 20 | Winter | Peak | 3 | Res CPR-With Enablement | 2033 | Ramp rate as % of maximum achievable potential | 0.42731 |  | 2023 | 2042 | 0.0675 | 0 | 0.062 | 150000 | 20000
Res CPR-With Enablement_KU_Winter_3.10.2021_1.37.40 PM.xlsx | Inputs_endUseLoadShapes.xlsx | Inputs_Global_KU_Winter.xlsx | Inputs_Product_Res CPR-With Enablement.xlsx | KU | 20 | Winter | Peak | 3 | Res CPR-With Enablement | 2034 | Ramp rate as % of maximum achievable potential | 0.46004 |  | 2023 | 2042 | 0.0675 | 0 | 0.062 | 150000 | 20000
Res CPR-With Enablement_KU_Winter_3.10.2021_1.37.40 PM.xlsx | Inputs_endUseLoadShapes.xlsx | Inputs_Global_KU_Winter.xlsx | Inputs_Product_Res CPR-With Enablement.xlsx | KU | 20 | Winter | Peak | 3 | Res CPR-With Enablement | 2035 | Ramp rate as % of maximum achievable potential | 0.49277 |  | 2023 | 2042 | 0.0675 | 0 | 0.062 | 150000 | 20000
Res CPR-With Enablement_KU_Winter_3.10.2021_1.37.40 PM.xlsx | Inputs_endUseLoadShapes.xlsx | Inputs_Global_KU_Winter.xlsx | Inputs_Product_Res CPR-With Enablement.xlsx | KU | 20 | Winter | Peak | 3 | Res CPR-With Enablement | 2036 | Ramp rate as % of maximum achievable potential | 0.5255 |  | 2023 | 2042 | 0.0675 | 0 | 0.062 | 150000 | 20000
Res CPR-With Enablement_KU_Winter_3.10.2021_1.37.40 PM.xlsx | Inputs_endUseLoadShapes.xlsx | Inputs_Global_KU_Winter.xlsx | Inputs_Product_Res CPR-With Enablement.xlsx | KU | 20 | Winter | Peak | 3 | Res CPR-With Enablement | 2037 | Ramp rate as % of maximum achievable potential | 0.55823 |  | 2023 | 2042 | 0.0675 | 0 | 0.062 | 150000 | 20000
Res CPR-With Enablement_KU_Winter_3.10.2021_1.37.40 PM.xlsx | Inputs_endUseLoadShapes.xlsx | Inputs_Global_KU_Winter.xlsx | Inputs_Product_Res CPR-With Enablement.xlsx | KU | 20 | Winter | Peak | 3 | Res CPR-With Enablement | 2038 | Ramp rate as % of maximum achievable potential | 0.59096 |  | 2023 | 2042 | 0.0675 | 0 | 0.062 | 150000 | 20000
Res CPR-With Enablement_KU_Winter_3.10.2021_1.37.40 PM.xlsx | Inputs_endUseLoadShapes.xlsx | Inputs_Global_KU_Winter.xlsx | Inputs_Product_Res CPR-With Enablement.xlsx | KU | 20 | Winter | Peak | 3 | Res CPR-With Enablement | 2039 | Ramp rate as % of maximum achievable potential | 0.62369 |  | 2023 | 2042 | 0.0675 | 0 | 0.062 | 150000 | 20000
Res CPR-With Enablement_KU_Winter_3.10.2021_1.37.40 PM.xlsx | Inputs_endUseLoadShapes.xlsx | Inputs_Global_KU_Winter.xlsx | Inputs_Product_Res CPR-With Enablement.xlsx | KU | 20 | Winter | Peak | 3 | Res CPR-With Enablement | 2040 | Ramp rate as % of maximum achievable potential | 0.65642 |  | 2023 | 2042 | 0.0675 | 0 | 0.062 | 150000 | 20000
Res CPR-With Enablement_KU_Winter_3.10.2021_1.37.40 PM.xlsx | Inputs_endUseLoadShapes.xlsx | Inputs_Global_KU_Winter.xlsx | Inputs_Product_Res CPR-With Enablement.xlsx | KU | 20 | Winter | Peak | 3 | Res CPR-With Enablement | 2041 | Ramp rate as % of maximum achievable potential | 0.68915 |  | 2023 | 2042 | 0.0675 | 0 | 0.062 | 150000 | 20000
Res CPR-With Enablement_KU_Winter_3.10.2021_1.37.40 PM.xlsx | Inputs_endUseLoadShapes.xlsx | Inputs_Global_KU_Winter.xlsx | Inputs_Product_Res CPR-With Enablement.xlsx | KU | 20 | Winter | Peak | 3 | Res CPR-With Enablement | 2042 | Ramp rate as % of maximum achievable potential | 0.72188 |  | 2023 | 2042 | 0.0675 | 0 | 0.062 | 150000 | 20000
Res CPR-With Enablement_KU_Winter_3.10.2021_1.37.40 PM.xlsx | Inputs_endUseLoadShapes.xlsx | Inputs_Global_KU_Winter.xlsx | Inputs_Product_Res CPR-With Enablement.xlsx | KU | 20 | Winter | Peak | 3 | Res CPR-With Enablement | 2043 | Ramp rate as % of maximum achievable potential | 0.75461 |  | 2023 | 2042 | 0.0675 | 0 | 0.062 | 150000 | 20000
Res CPR-With Enablement_KU_Winter_3.10.2021_1.37.40 PM.xlsx | Inputs_endUseLoadShapes.xlsx | Inputs_Global_KU_Winter.xlsx | Inputs_Product_Res CPR-With Enablement.xlsx | KU | 20 | Winter | Peak | 3 | Res CPR-With Enablement | 2044 | Ramp rate as % of maximum achievable potential | 0.78735 |  | 2023 | 2042 | 0.0675 | 0 | 0.062 | 150000 | 20000
Res CPR-With Enablement_KU_Winter_3.10.2021_1.37.40 PM.xlsx | Inputs_endUseLoadShapes.xlsx | Inputs_Global_KU_Winter.xlsx | Inputs_Product_Res CPR-With Enablement.xlsx | KU | 20 | Winter | Peak | 3 | Res CPR-With Enablement | 2045 | Ramp rate as % of maximum achievable potential | 0.82008 |  | 2023 | 2042 | 0.0675 | 0 | 0.062 | 150000 | 20000
Res CPR-With Enablement_KU_Winter_3.10.2021_1.37.40 PM.xlsx | Inputs_endUseLoadShapes.xlsx | Inputs_Global_KU_Winter.xlsx | Inputs_Product_Res CPR-With Enablement.xlsx | KU | 20 | Winter | Peak | 3 | Res CPR-With Enablement | 2046 | Ramp rate as % of maximum achievable potential | 0.85281 |  | 2023 | 2042 | 0.0675 | 0 | 0.062 | 150000 | 20000
Res CPR-With Enablement_KU_Winter_3.10.2021_1.37.40 PM.xlsx | Inputs_endUseLoadShapes.xlsx | Inputs_Global_KU_Winter.xlsx | Inputs_Product_Res CPR-With Enablement.xlsx | KU | 20 | Winter | Peak | 3 | Res CPR-With Enablement | 2047 | Ramp rate as % of maximum achievable potential | 0.88554 |  | 2023 | 2042 | 0.0675 | 0 | 0.062 | 150000 | 20000
Res CPR-With Enablement_KU_Winter_3.10.2021_1.37.40 PM.xlsx | Inputs_endUseLoadShapes.xlsx | Inputs_Global_KU_Winter.xlsx | Inputs_Product_Res CPR-With Enablement.xlsx | KU | 20 | Winter | Peak | 3 | Res CPR-With Enablement | 2048 | Ramp rate as % of maximum achievable potential | 0.91827 |  | 2023 | 2042 | 0.0675 | 0 | 0.062 | 150000 | 20000
Res CPR-With Enablement_KU_Winter_3.10.2021_1.37.40 PM.xlsx | Inputs_endUseLoadShapes.xlsx | Inputs_Global_KU_Winter.xlsx | Inputs_Product_Res CPR-With Enablement.xlsx | KU | 20 | Winter | Peak | 3 | Res CPR-With Enablement | 2049 | Ramp rate as % of maximum achievable potential | 0.951 |  | 2023 | 2042 | 0.0675 | 0 | 0.062 | 150000 | 20000
Res CPR-With Enablement_KU_Winter_3.10.2021_1.37.40 PM.xlsx | Inputs_endUseLoadShapes.xlsx | Inputs_Global_KU_Winter.xlsx | Inputs_Product_Res CPR-With Enablement.xlsx | KU | 20 | Winter | Peak | 3 | Res CPR-With Enablement | 2050 | Ramp rate as % of maximum achievable potential | 0.98373 |  | 2023 | 2042 | 0.0675 | 0 | 0.062 | 150000 | 20000
Res CPR-With Enablement_KU_Winter_3.10.2021_1.37.40 PM.xlsx | Inputs_endUseLoadShapes.xlsx | Inputs_Global_KU_Winter.xlsx | Inputs_Product_Res CPR-With Enablement.xlsx | KU | 20 | Winter | Peak | 3 | Res CPR-With Enablement | 2051 | Ramp rate as % of maximum achievable potential | 1 |  | 2023 | 2042 | 0.0675 | 0 | 0.062 | 150000 | 20000
Res CPR-With Enablement_KU_Winter_3.10.2021_1.37.40 PM.xlsx | Inputs_endUseLoadShapes.xlsx | Inputs_Global_KU_Winter.xlsx | Inputs_Product_Res CPR-With Enablement.xlsx | KU | 20 | Winter | Peak | 3 | Res CPR-With Enablement | 2052 | Ramp rate as % of maximum achievable potential | 1 |  | 2023 | 2042 | 0.0675 | 0 | 0.062 | 150000 | 20000
Res TOU-time of use_KU_Winter_3.10.2021_1.39.35 PM.xlsx | Inputs_endUseLoadShapes.xlsx | Inputs_Global_KU_Winter.xlsx | Inputs_Product_Res TOU.xlsx | KU | 20 | Winter | Peak | 3 | Res TOU-time of use | Eligible Sectors | Residential |  |  | 2023 | 2042 | 0.0675 | 0 | 0.062 | 150000 | 20000
Res TOU-time of use_KU_Winter_3.10.2021_1.39.35 PM.xlsx | Inputs_endUseLoadShapes.xlsx | Inputs_Global_KU_Winter.xlsx | Inputs_Product_Res TOU.xlsx | KU | 20 | Winter | Peak | 3 | Res TOU-time of use | Eligible Segments | All segments |  |  | 2023 | 2042 | 0.0675 | 0 | 0.062 | 150000 | 20000
Res TOU-time of use_KU_Winter_3.10.2021_1.39.35 PM.xlsx | Inputs_endUseLoadShapes.xlsx | Inputs_Global_KU_Winter.xlsx | Inputs_Product_Res TOU.xlsx | KU | 20 | Winter | Peak | 3 | Res TOU-time of use | Eligible End Uses | All end uses |  |  | 2023 | 2042 | 0.0675 | 0 | 0.062 | 150000 | 20000
Res TOU-time of use_KU_Winter_3.10.2021_1.39.35 PM.xlsx | Inputs_endUseLoadShapes.xlsx | Inputs_Global_KU_Winter.xlsx | Inputs_Product_Res TOU.xlsx | KU | 20 | Winter | Peak | 3 | Res TOU-time of use | Other Eligibility Requirements | None |  |  | 2023 | 2042 | 0.0675 | 0 | 0.062 | 150000 | 20000
Res TOU-time of use_KU_Winter_3.10.2021_1.39.35 PM.xlsx | Inputs_endUseLoadShapes.xlsx | Inputs_Global_KU_Winter.xlsx | Inputs_Product_Res TOU.xlsx | KU | 20 | Winter | Peak | 3 | Res TOU-time of use | Setup Cost | $ | 75000 |  | 2023 | 2042 | 0.0675 | 0 | 0.062 | 150000 | 20000
Res TOU-time of use_KU_Winter_3.10.2021_1.39.35 PM.xlsx | Inputs_endUseLoadShapes.xlsx | Inputs_Global_KU_Winter.xlsx | Inputs_Product_Res TOU.xlsx | KU | 20 | Winter | Peak | 3 | Res TOU-time of use | O&M Cost | $ per year | 0 |  | 2023 | 2042 | 0.0675 | 0 | 0.062 | 150000 | 20000
Res TOU-time of use_KU_Winter_3.10.2021_1.39.35 PM.xlsx | Inputs_endUseLoadShapes.xlsx | Inputs_Global_KU_Winter.xlsx | Inputs_Product_Res TOU.xlsx | KU | 20 | Winter | Peak | 3 | Res TOU-time of use | Equipment Cost | $ per new participant | 0 |  | 2023 | 2042 | 0.0675 | 0 | 0.062 | 150000 | 20000
Res TOU-time of use_KU_Winter_3.10.2021_1.39.35 PM.xlsx | Inputs_endUseLoadShapes.xlsx | Inputs_Global_KU_Winter.xlsx | Inputs_Product_Res TOU.xlsx | KU | 20 | Winter | Peak | 3 | Res TOU-time of use | Marketing Cost | $ per new participant | 30 |  | 2023 | 2042 | 0.0675 | 0 | 0.062 | 150000 | 20000
Res TOU-time of use_KU_Winter_3.10.2021_1.39.35 PM.xlsx | Inputs_endUseLoadShapes.xlsx | Inputs_Global_KU_Winter.xlsx | Inputs_Product_Res TOU.xlsx | KU | 20 | Winter | Peak | 3 | Res TOU-time of use | Incentives (annual) | n/a | 0 |  | 2023 | 2042 | 0.0675 | 0 | 0.062 | 150000 | 20000
Res TOU-time of use_KU_Winter_3.10.2021_1.39.35 PM.xlsx | Inputs_endUseLoadShapes.xlsx | Inputs_Global_KU_Winter.xlsx | Inputs_Product_Res TOU.xlsx | KU | 20 | Winter | Peak | 3 | Res TOU-time of use | Incentives (one time) | n/a | 0 |  | 2023 | 2042 | 0.0675 | 0 | 0.062 | 150000 | 20000
Res TOU-time of use_KU_Winter_3.10.2021_1.39.35 PM.xlsx | Inputs_endUseLoadShapes.xlsx | Inputs_Global_KU_Winter.xlsx | Inputs_Product_Res TOU.xlsx | KU | 20 | Winter | Peak | 3 | Res TOU-time of use | Attrition | % of existing participants per year | 0.02 |  | 2023 | 2042 | 0.0675 | 0 | 0.062 | 150000 | 20000
Res TOU-time of use_KU_Winter_3.10.2021_1.39.35 PM.xlsx | Inputs_endUseLoadShapes.xlsx | Inputs_Global_KU_Winter.xlsx | Inputs_Product_Res TOU.xlsx | KU | 20 | Winter | Peak | 3 | Res TOU-time of use | Population | Segment load | Estimated by model |  | 2023 | 2042 | 0.0675 | 0 | 0.062 | 150000 | 20000
Res TOU-time of use_KU_Winter_3.10.2021_1.39.35 PM.xlsx | Inputs_endUseLoadShapes.xlsx | Inputs_Global_KU_Winter.xlsx | Inputs_Product_Res TOU.xlsx | KU | 20 | Winter | Peak | 3 | Res TOU-time of use | Eligibility | % of segment load | 1 |  | 2023 | 2042 | 0.0675 | 0 | 0.062 | 150000 | 20000
Res TOU-time of use_KU_Winter_3.10.2021_1.39.35 PM.xlsx | Inputs_endUseLoadShapes.xlsx | Inputs_Global_KU_Winter.xlsx | Inputs_Product_Res TOU.xlsx | KU | 20 | Winter | Peak | 3 | Res TOU-time of use | Peak Load Impact | % of eligible segment load | 0.1 |  | 2023 | 2042 | 0.0675 | 0 | 0.062 | 150000 | 20000
Res TOU-time of use_KU_Winter_3.10.2021_1.39.35 PM.xlsx | Inputs_endUseLoadShapes.xlsx | Inputs_Global_KU_Winter.xlsx | Inputs_Product_Res TOU.xlsx | KU | 20 | Winter | Peak | 3 | Res TOU-time of use | Program Participation | % of eligible segment load | 0.2 |  | 2023 | 2042 | 0.0675 | 0 | 0.062 | 150000 | 20000
Res TOU-time of use_KU_Winter_3.10.2021_1.39.35 PM.xlsx | Inputs_endUseLoadShapes.xlsx | Inputs_Global_KU_Winter.xlsx | Inputs_Product_Res TOU.xlsx | KU | 20 | Winter | Peak | 3 | Res TOU-time of use | Event Participation | n/a | 1 |  | 2023 | 2042 | 0.0675 | 0 | 0.062 | 150000 | 20000
Res TOU-time of use_KU_Winter_3.10.2021_1.39.35 PM.xlsx | Inputs_endUseLoadShapes.xlsx | Inputs_Global_KU_Winter.xlsx | Inputs_Product_Res TOU.xlsx | KU | 20 | Winter | Peak | 3 | Res TOU-time of use | Ramp Period | Number of years to reach maximum achievable potential | 9 |  | 2023 | 2042 | 0.0675 | 0 | 0.062 | 150000 | 20000
Res TOU-time of use_KU_Winter_3.10.2021_1.39.35 PM.xlsx | Inputs_endUseLoadShapes.xlsx | Inputs_Global_KU_Winter.xlsx | Inputs_Product_Res TOU.xlsx | KU | 20 | Winter | Peak | 3 | Res TOU-time of use | 2023 | Ramp rate as % of maximum achievable potential | 0 |  | 2023 | 2042 | 0.0675 | 0 | 0.062 | 150000 | 20000
Res TOU-time of use_KU_Winter_3.10.2021_1.39.35 PM.xlsx | Inputs_endUseLoadShapes.xlsx | Inputs_Global_KU_Winter.xlsx | Inputs_Product_Res TOU.xlsx | KU | 20 | Winter | Peak | 3 | Res TOU-time of use | 2024 | Ramp rate as % of maximum achievable potential | 0.014127 |  | 2023 | 2042 | 0.0675 | 0 | 0.062 | 150000 | 20000
Res TOU-time of use_KU_Winter_3.10.2021_1.39.35 PM.xlsx | Inputs_endUseLoadShapes.xlsx | Inputs_Global_KU_Winter.xlsx | Inputs_Product_Res TOU.xlsx | KU | 20 | Winter | Peak | 3 | Res TOU-time of use | 2025 | Ramp rate as % of maximum achievable potential | 0.10144 |  | 2023 | 2042 | 0.0675 | 0 | 0.062 | 150000 | 20000
Res TOU-time of use_KU_Winter_3.10.2021_1.39.35 PM.xlsx | Inputs_endUseLoadShapes.xlsx | Inputs_Global_KU_Winter.xlsx | Inputs_Product_Res TOU.xlsx | KU | 20 | Winter | Peak | 3 | Res TOU-time of use | 2026 | Ramp rate as % of maximum achievable potential | 0.24429 |  | 2023 | 2042 | 0.0675 | 0 | 0.062 | 150000 | 20000
Res TOU-time of use_KU_Winter_3.10.2021_1.39.35 PM.xlsx | Inputs_endUseLoadShapes.xlsx | Inputs_Global_KU_Winter.xlsx | Inputs_Product_Res TOU.xlsx | KU | 20 | Winter | Peak | 3 | Res TOU-time of use | 2027 | Ramp rate as % of maximum achievable potential | 0.42857 |  | 2023 | 2042 | 0.0675 | 0 | 0.062 | 150000 | 20000
Res TOU-time of use_KU_Winter_3.10.2021_1.39.35 PM.xlsx | Inputs_endUseLoadShapes.xlsx | Inputs_Global_KU_Winter.xlsx | Inputs_Product_Res TOU.xlsx | KU | 20 | Winter | Peak | 3 | Res TOU-time of use | 2028 | Ramp rate as % of maximum achievable potential | 0.57143 |  | 2023 | 2042 | 0.0675 | 0 | 0.062 | 150000 | 20000
Res TOU-time of use_KU_Winter_3.10.2021_1.39.35 PM.xlsx | Inputs_endUseLoadShapes.xlsx | Inputs_Global_KU_Winter.xlsx | Inputs_Product_Res TOU.xlsx | KU | 20 | Winter | Peak | 3 | Res TOU-time of use | 2029 | Ramp rate as % of maximum achievable potential | 0.71429 |  | 2023 | 2042 | 0.0675 | 0 | 0.062 | 150000 | 20000
Res TOU-time of use_KU_Winter_3.10.2021_1.39.35 PM.xlsx | Inputs_endUseLoadShapes.xlsx | Inputs_Global_KU_Winter.xlsx | Inputs_Product_Res TOU.xlsx | KU | 20 | Winter | Peak | 3 | Res TOU-time of use | 2030 | Ramp rate as % of maximum achievable potential | 0.85714 |  | 2023 | 2042 | 0.0675 | 0 | 0.062 | 150000 | 20000
Res TOU-time of use_KU_Winter_3.10.2021_1.39.35 PM.xlsx | Inputs_endUseLoadShapes.xlsx | Inputs_Global_KU_Winter.xlsx | Inputs_Product_Res TOU.xlsx | KU | 20 | Winter | Peak | 3 | Res TOU-time of use | 2031 | Ramp rate as % of maximum achievable potential | 1 |  | 2023 | 2042 | 0.0675 | 0 | 0.062 | 150000 | 20000
Res TOU-time of use_KU_Winter_3.10.2021_1.39.35 PM.xlsx | Inputs_endUseLoadShapes.xlsx | Inputs_Global_KU_Winter.xlsx | Inputs_Product_Res TOU.xlsx | KU | 20 | Winter | Peak | 3 | Res TOU-time of use | 2032 | Ramp rate as % of maximum achievable potential | 1 |  | 2023 | 2042 | 0.0675 | 0 | 0.062 | 150000 | 20000
Res TOU-time of use_KU_Winter_3.10.2021_1.39.35 PM.xlsx | Inputs_endUseLoadShapes.xlsx | Inputs_Global_KU_Winter.xlsx | Inputs_Product_Res TOU.xlsx | KU | 20 | Winter | Peak | 3 | Res TOU-time of use | 2033 | Ramp rate as % of maximum achievable potential | 1 |  | 2023 | 2042 | 0.0675 | 0 | 0.062 | 150000 | 20000
Res TOU-time of use_KU_Winter_3.10.2021_1.39.35 PM.xlsx | Inputs_endUseLoadShapes.xlsx | Inputs_Global_KU_Winter.xlsx | Inputs_Product_Res TOU.xlsx | KU | 20 | Winter | Peak | 3 | Res TOU-time of use | 2034 | Ramp rate as % of maximum achievable potential | 1 |  | 2023 | 2042 | 0.0675 | 0 | 0.062 | 150000 | 20000
Res TOU-time of use_KU_Winter_3.10.2021_1.39.35 PM.xlsx | Inputs_endUseLoadShapes.xlsx | Inputs_Global_KU_Winter.xlsx | Inputs_Product_Res TOU.xlsx | KU | 20 | Winter | Peak | 3 | Res TOU-time of use | 2035 | Ramp rate as % of maximum achievable potential | 1 |  | 2023 | 2042 | 0.0675 | 0 | 0.062 | 150000 | 20000
Res TOU-time of use_KU_Winter_3.10.2021_1.39.35 PM.xlsx | Inputs_endUseLoadShapes.xlsx | Inputs_Global_KU_Winter.xlsx | Inputs_Product_Res TOU.xlsx | KU | 20 | Winter | Peak | 3 | Res TOU-time of use | 2036 | Ramp rate as % of maximum achievable potential | 1 |  | 2023 | 2042 | 0.0675 | 0 | 0.062 | 150000 | 20000
Res TOU-time of use_KU_Winter_3.10.2021_1.39.35 PM.xlsx | Inputs_endUseLoadShapes.xlsx | Inputs_Global_KU_Winter.xlsx | Inputs_Product_Res TOU.xlsx | KU | 20 | Winter | Peak | 3 | Res TOU-time of use | 2037 | Ramp rate as % of maximum achievable potential | 1 |  | 2023 | 2042 | 0.0675 | 0 | 0.062 | 150000 | 20000
Res TOU-time of use_KU_Winter_3.10.2021_1.39.35 PM.xlsx | Inputs_endUseLoadShapes.xlsx | Inputs_Global_KU_Winter.xlsx | Inputs_Product_Res TOU.xlsx | KU | 20 | Winter | Peak | 3 | Res TOU-time of use | 2038 | Ramp rate as % of maximum achievable potential | 1 |  | 2023 | 2042 | 0.0675 | 0 | 0.062 | 150000 | 20000
Res TOU-time of use_KU_Winter_3.10.2021_1.39.35 PM.xlsx | Inputs_endUseLoadShapes.xlsx | Inputs_Global_KU_Winter.xlsx | Inputs_Product_Res TOU.xlsx | KU | 20 | Winter | Peak | 3 | Res TOU-time of use | 2039 | Ramp rate as % of maximum achievable potential | 1 |  | 2023 | 2042 | 0.0675 | 0 | 0.062 | 150000 | 20000
Res TOU-time of use_KU_Winter_3.10.2021_1.39.35 PM.xlsx | Inputs_endUseLoadShapes.xlsx | Inputs_Global_KU_Winter.xlsx | Inputs_Product_Res TOU.xlsx | KU | 20 | Winter | Peak | 3 | Res TOU-time of use | 2040 | Ramp rate as % of maximum achievable potential | 1 |  | 2023 | 2042 | 0.0675 | 0 | 0.062 | 150000 | 20000
Res TOU-time of use_KU_Winter_3.10.2021_1.39.35 PM.xlsx | Inputs_endUseLoadShapes.xlsx | Inputs_Global_KU_Winter.xlsx | Inputs_Product_Res TOU.xlsx | KU | 20 | Winter | Peak | 3 | Res TOU-time of use | 2041 | Ramp rate as % of maximum achievable potential | 1 |  | 2023 | 2042 | 0.0675 | 0 | 0.062 | 150000 | 20000
Res TOU-time of use_KU_Winter_3.10.2021_1.39.35 PM.xlsx | Inputs_endUseLoadShapes.xlsx | Inputs_Global_KU_Winter.xlsx | Inputs_Product_Res TOU.xlsx | KU | 20 | Winter | Peak | 3 | Res TOU-time of use | 2042 | Ramp rate as % of maximum achievable potential | 1 |  | 2023 | 2042 | 0.0675 | 0 | 0.062 | 150000 | 20000
Res TOU-time of use_KU_Winter_3.10.2021_1.39.35 PM.xlsx | Inputs_endUseLoadShapes.xlsx | Inputs_Global_KU_Winter.xlsx | Inputs_Product_Res TOU.xlsx | KU | 20 | Winter | Peak | 3 | Res TOU-time of use | 2043 | Ramp rate as % of maximum achievable potential | 1 |  | 2023 | 2042 | 0.0675 | 0 | 0.062 | 150000 | 20000
Res TOU-time of use_KU_Winter_3.10.2021_1.39.35 PM.xlsx | Inputs_endUseLoadShapes.xlsx | Inputs_Global_KU_Winter.xlsx | Inputs_Product_Res TOU.xlsx | KU | 20 | Winter | Peak | 3 | Res TOU-time of use | 2044 | Ramp rate as % of maximum achievable potential | 1 |  | 2023 | 2042 | 0.0675 | 0 | 0.062 | 150000 | 20000
Res TOU-time of use_KU_Winter_3.10.2021_1.39.35 PM.xlsx | Inputs_endUseLoadShapes.xlsx | Inputs_Global_KU_Winter.xlsx | Inputs_Product_Res TOU.xlsx | KU | 20 | Winter | Peak | 3 | Res TOU-time of use | 2045 | Ramp rate as % of maximum achievable potential | 1 |  | 2023 | 2042 | 0.0675 | 0 | 0.062 | 150000 | 20000
Res TOU-time of use_KU_Winter_3.10.2021_1.39.35 PM.xlsx | Inputs_endUseLoadShapes.xlsx | Inputs_Global_KU_Winter.xlsx | Inputs_Product_Res TOU.xlsx | KU | 20 | Winter | Peak | 3 | Res TOU-time of use | 2046 | Ramp rate as % of maximum achievable potential | 1 |  | 2023 | 2042 | 0.0675 | 0 | 0.062 | 150000 | 20000
Res TOU-time of use_KU_Winter_3.10.2021_1.39.35 PM.xlsx | Inputs_endUseLoadShapes.xlsx | Inputs_Global_KU_Winter.xlsx | Inputs_Product_Res TOU.xlsx | KU | 20 | Winter | Peak | 3 | Res TOU-time of use | 2047 | Ramp rate as % of maximum achievable potential | 1 |  | 2023 | 2042 | 0.0675 | 0 | 0.062 | 150000 | 20000
Res TOU-time of use_KU_Winter_3.10.2021_1.39.35 PM.xlsx | Inputs_endUseLoadShapes.xlsx | Inputs_Global_KU_Winter.xlsx | Inputs_Product_Res TOU.xlsx | KU | 20 | Winter | Peak | 3 | Res TOU-time of use | 2048 | Ramp rate as % of maximum achievable potential | 1 |  | 2023 | 2042 | 0.0675 | 0 | 0.062 | 150000 | 20000
Res TOU-time of use_KU_Winter_3.10.2021_1.39.35 PM.xlsx | Inputs_endUseLoadShapes.xlsx | Inputs_Global_KU_Winter.xlsx | Inputs_Product_Res TOU.xlsx | KU | 20 | Winter | Peak | 3 | Res TOU-time of use | 2049 | Ramp rate as % of maximum achievable potential | 1 |  | 2023 | 2042 | 0.0675 | 0 | 0.062 | 150000 | 20000
Res TOU-time of use_KU_Winter_3.10.2021_1.39.35 PM.xlsx | Inputs_endUseLoadShapes.xlsx | Inputs_Global_KU_Winter.xlsx | Inputs_Product_Res TOU.xlsx | KU | 20 | Winter | Peak | 3 | Res TOU-time of use | 2050 | Ramp rate as % of maximum achievable potential | 1 |  | 2023 | 2042 | 0.0675 | 0 | 0.062 | 150000 | 20000
Res TOU-time of use_KU_Winter_3.10.2021_1.39.35 PM.xlsx | Inputs_endUseLoadShapes.xlsx | Inputs_Global_KU_Winter.xlsx | Inputs_Product_Res TOU.xlsx | KU | 20 | Winter | Peak | 3 | Res TOU-time of use | 2051 | Ramp rate as % of maximum achievable potential | 1 |  | 2023 | 2042 | 0.0675 | 0 | 0.062 | 150000 | 20000
Res TOU-time of use_KU_Winter_3.10.2021_1.39.35 PM.xlsx | Inputs_endUseLoadShapes.xlsx | Inputs_Global_KU_Winter.xlsx | Inputs_Product_Res TOU.xlsx | KU | 20 | Winter | Peak | 3 | Res TOU-time of use | 2052 | Ramp rate as % of maximum achievable potential | 1 |  | 2023 | 2042 | 0.0675 | 0 | 0.062 | 150000 | 20000

## Portfolio Summary Data
FileName | Inputs_endUseLoadShapes File Name | Inputs_Global File Name | Inputs_Product File Name | Region | Maximum # of Hours per Season | Season | Daily Period | Event Length | Product-Scenario | Sector | Segment | Load Basis (MW) End Year | Eligible Load Basis (MW) End Year | Technical Potential (MW) End Year | Achievable Potential (MW) Year 1 | Achievable Potential (MW) Year 2 | Achievable Potential (MW) Year 3 | Achievable Potential (MW) Year 4 | Achievable Potential (MW) Year 5 | Achievable Potential (MW) Year 6 | Achievable Potential (MW) Year 7 | Achievable Potential (MW) Year 8 | Achievable Potential (MW) Year 9 | Achievable Potential (MW) Year 10 | Achievable Potential (MW) Year 11 | Achievable Potential (MW) Year 12 | Achievable Potential (MW) Year 13 | Achievable Potential (MW) Year 14 | Achievable Potential (MW) Year 15 | Achievable Potential (MW) Year 16 | Achievable Potential (MW) Year 17 | Achievable Potential (MW) Year 18 | Achievable Potential (MW) Year 19 | Achievable Potential (MW) Year 20 | Achievable Potential (MW) Year 21 | Achievable Potential (MW) Year 22 | Achievable Potential (MW) Year 23 | Achievable Potential (MW) Year 24 | Achievable Potential (MW) Year 25 | Achievable Potential (MW) Year 26 | Achievable Potential (MW) Year 27 | Achievable Potential (MW) Year 28 | Achievable Potential (MW) Year 29 | Achievable Potential (MW) Year 30 | Program Participants Year 1 | Program Participants Year 2 | Program Participants Year 3 | Program Participants Year 4 | Program Participants Year 5 | Program Participants Year 6 | Program Participants Year 7 | Program Participants Year 8 | Program Participants Year 9 | Program Participants Year 10 | Program Participants Year 11 | Program Participants Year 12 | Program Participants Year 13 | Program Participants Year 14 | Program Participants Year 15 | Program Participants Year 16 | Program Participants Year 17 | Program Participants Year 18 | Program Participants Year 19 | Program Participants Year 20 | Program Participants Year 21 | Program Participants Year 22 | Program Participants Year 23 | Program Participants Year 24 | Program Participants Year 25 | Program Participants Year 26 | Program Participants Year 27 | Program Participants Year 28 | Program Participants Year 29 | Program Participants Year 30
C&I Curtailment-AutoDR Com_KU_Winter_3.10.2021_8.01.54 PM.xlsx | Inputs_endUseLoadShapes.xlsx | Inputs_Global_KU_Winter.xlsx | Inputs_Product_C&I Curtailment-AutoDR-Com.xlsx | KU | 20 | Winter | Peak | 3 | C&I Curtailment-AutoDR Com | Commercial | Grocery | 33.8466 | 17.4878 | 5.2463 | 1.2041 | 1.2013 | 1.1965 | 1.1885 | 1.181 | 1.1734 | 1.1654 | 1.1561 | 1.1513 | 1.1471 | 1.1432 | 1.1397 | 1.1367 | 1.134 | 1.1318 | 1.1297 | 1.1276 | 1.124 | 1.1208 | 1.1179 | [10 empty] | 303.0389 | 302.3527 | 301.1217 | 299.1311 | 297.2317 | 295.3078 | 293.2996 | 290.9766 | 289.747 | 288.7012 | 287.7072 | 286.8321 | 286.0825 | 285.4148 | 284.8367 | 284.328 | 283.7891 | 282.8908 | 282.0823 | 281.3516 | 0 | 0 | 0 | 0 | 0 | 0 | 0 | 0 | 0 | 0
C&I Curtailment-AutoDR Com_KU_Winter_3.10.2021_8.01.54 PM.xlsx | Inputs_endUseLoadShapes.xlsx | Inputs_Global_KU_Winter.xlsx | Inputs_Product_C&I Curtailment-AutoDR-Com.xlsx | KU | 20 | Winter | Peak | 3 | C&I Curtailment-AutoDR Com | Commercial | Health | 72.7412 | 37.5838 | 11.2751 | 2.2369 | 2.2318 | 2.2228 | 2.2081 | 2.194 | 2.1798 | 2.165 | 2.1479 | 2.1388 | 2.1311 | 2.1237 | 2.1173 | 2.1117 | 2.1068 | 2.1025 | 2.0988 | 2.0948 | 2.0882 | 2.0822 | 2.0768 | [10 empty] | 562.9795 | 561.7045 | 559.4177 | 555.7196 | 552.191 | 548.6166 | 544.886 | 540.5703 | 538.2859 | 536.3431 | 534.4964 | 532.8708 | 531.4781 | 530.2377 | 529.1636 | 528.2187 | 527.2176 | 525.5486 | 524.0467 | 522.6893 | 0 | 0 | 0 | 0 | 0 | 0 | 0 | 0 | 0 | 0
C&I Curtailment-AutoDR Com_KU_Winter_3.10.2021_8.01.54 PM.xlsx | Inputs_endUseLoadShapes.xlsx | Inputs_Global_KU_Winter.xlsx | Inputs_Product_C&I Curtailment-AutoDR-Com.xlsx | KU | 20 | Winter | Peak | 3 | C&I Curtailment-AutoDR Com | Commercial | Large Office | 81.0748 | 41.8895 | 12.5668 | 1.2095 | 1.2068 | 1.2019 | 1.1939 | 1.1863 | 1.1786 | 1.1706 | 1.1614 | 1.1565 | 1.1523 | 1.1483 | 1.1448 | 1.1418 | 1.1392 | 1.1369 | 1.1348 | 1.1327 | 1.1291 | 1.1259 | 1.1229 | [10 empty] | 304.4056 | 303.7163 | 302.4798 | 300.4802 | 298.5723 | 296.6396 | 294.6224 | 292.2889 | 291.0537 | 290.0032 | 289.0047 | 288.1257 | 287.3727 | 286.702 | 286.1213 | 285.6103 | 285.069 | 284.1666 | 283.3545 | 282.6205 | 0 | 0 | 0 | 0 | 0 | 0 | 0 | 0 | 0 | 0
C&I Curtailment-AutoDR Com_KU_Winter_3.10.2021_8.01.54 PM.xlsx | Inputs_endUseLoadShapes.xlsx | Inputs_Global_KU_Winter.xlsx | Inputs_Product_C&I Curtailment-AutoDR-Com.xlsx | KU | 20 | Winter | Peak | 3 | C&I Curtailment-AutoDR Com | Commercial | Large Retail | 30.8019 | 15.9146 | 4.7744 | 1.41 | 1.4068 | 1.4011 | 1.3918 | 1.383 | 1.3741 | 1.3647 | 1.3539 | 1.3482 | 1.3433 | 1.3387 | 1.3346 | 1.3311 | 1.328 | 1.3253 | 1.323 | 1.3205 | 1.3163 | 1.3125 | 1.3091 | [10 empty] | 354.8729 | 354.0693 | 352.6278 | 350.2967 | 348.0724 | 345.8193 | 343.4677 | 340.7474 | 339.3074 | 338.0828 | 336.9187 | 335.894 | 335.0161 | 334.2342 | 333.5572 | 332.9615 | 332.3305 | 331.2784 | 330.3317 | 329.4761 | 0 | 0 | 0 | 0 | 0 | 0 | 0 | 0 | 0 | 0
C&I Curtailment-AutoDR Com_KU_Winter_3.10.2021_8.01.54 PM.xlsx | Inputs_endUseLoadShapes.xlsx | Inputs_Global_KU_Winter.xlsx | Inputs_Product_C&I Curtailment-AutoDR-Com.xlsx | KU | 20 | Winter | Peak | 3 | C&I Curtailment-AutoDR Com | Commercial | Lodging | 12.3122 | 6.3615 | 1.9084 | 0.30634 | 0.30565 | 0.3044 | 0.30239 | 0.30047 | 0.29853 | 0.2965 | 0.29415 | 0.29291 | 0.29185 | 0.29084 | 0.28996 | 0.2892 | 0.28853 | 0.28794 | 0.28743 | 0.28688 | 0.28597 | 0.28516 | 0.28442 | [10 empty] | 77.0997 | 76.9251 | 76.6119 | 76.1055 | 75.6222 | 75.1327 | 74.6218 | 74.0308 | 73.7179 | 73.4519 | 73.199 | 72.9763 | 72.7856 | 72.6157 | 72.4686 | 72.3392 | 72.2021 | 71.9736 | 71.7679 | 71.582 | 0 | 0 | 0 | 0 | 0 | 0 | 0 | 0 | 0 | 0
C&I Curtailment-AutoDR Com_KU_Winter_3.10.2021_8.01.54 PM.xlsx | Inputs_endUseLoadShapes.xlsx | Inputs_Global_KU_Winter.xlsx | Inputs_Product_C&I Curtailment-AutoDR-Com.xlsx | KU | 20 | Winter | Peak | 3 | C&I Curtailment-AutoDR Com | Commercial | Miscellaneous | 280.9956 | 145.1841 | 43.5552 | 4.8928 | 4.8817 | 4.8618 | 4.8297 | 4.799 | 4.768 | 4.7355 | 4.698 | 4.6782 | 4.6613 | 4.6452 | 4.6311 | 4.619 | 4.6082 | 4.5989 | 4.5907 | 4.582 | 4.5675 | 4.5544 | 4.5426 | [10 empty] | 1231.407 | 1228.6183 | 1223.6164 | 1215.5275 | 1207.8094 | 1199.9912 | 1191.8311 | 1182.3915 | 1177.3948 | 1173.1453 | 1169.106 | 1165.5502 | 1162.504 | 1159.7909 | 1157.4416 | 1155.3746 | 1153.1849 | 1149.5344 | 1146.2492 | 1143.2802 | 0 | 0 | 0 | 0 | 0 | 0 | 0 | 0 | 0 | 0
C&I Curtailment-AutoDR Com_KU_Winter_3.10.2021_8.01.54 PM.xlsx | Inputs_endUseLoadShapes.xlsx | Inputs_Global_KU_Winter.xlsx | Inputs_Product_C&I Curtailment-AutoDR-Com.xlsx | KU | 20 | Winter | Peak | 3 | C&I Curtailment-AutoDR Com | Commercial | Restaurant | 26.9859 | 13.943 | 4.1829 | 1.0656 | 1.0632 | 1.0588 | 1.0518 | 1.0452 | 1.0384 | 1.0313 | 1.0232 | 1.0188 | 1.0152 | 1.0117 | 1.0086 | 1.006 | 1.0036 | 1.0016 | 0.99979 | 0.9979 | 0.99474 | 0.9919 | 0.98933 | [10 empty] | 268.1847 | 267.5773 | 266.488 | 264.7263 | 263.0454 | 261.3427 | 259.5655 | 257.5097 | 256.4215 | 255.496 | 254.6163 | 253.8419 | 253.1785 | 252.5876 | 252.076 | 251.6258 | 251.1489 | 250.3539 | 249.6384 | 248.9918 | 0 | 0 | 0 | 0 | 0 | 0 | 0 | 0 | 0 | 0
C&I Curtailment-AutoDR Com_KU_Winter_3.10.2021_8.01.54 PM.xlsx | Inputs_endUseLoadShapes.xlsx | Inputs_Global_KU_Winter.xlsx | Inputs_Product_C&I Curtailment-AutoDR-Com.xlsx | KU | 20 | Winter | Peak | 3 | C&I Curtailment-AutoDR Com | Commercial | School | 374.2592 | 193.3713 | 58.0114 | 4.096 | 4.0868 | 4.0701 | 4.0432 | 4.0175 | 3.9915 | 3.9644 | 3.933 | 3.9164 | 3.9022 | 3.8888 | 3.877 | 3.8668 | 3.8578 | 3.85 | 3.8431 | 3.8358 | 3.8237 | 3.8128 | 3.8029 | [10 empty] | 1030.8801 | 1028.5456 | 1024.3582 | 1017.5865 | 1011.1252 | 1004.5802 | 997.7489 | 989.8464 | 985.6635 | 982.1059 | 978.7244 | 975.7477 | 973.1975 | 970.9262 | 968.9595 | 967.2291 | 965.396 | 962.3399 | 959.5897 | 957.1042 | 0 | 0 | 0 | 0 | 0 | 0 | 0 | 0 | 0 | 0
C&I Curtailment-AutoDR Com_KU_Winter_3.10.2021_8.01.54 PM.xlsx | Inputs_endUseLoadShapes.xlsx | Inputs_Global_KU_Winter.xlsx | Inputs_Product_C&I Curtailment-AutoDR-Com.xlsx | KU | 20 | Winter | Peak | 3 | C&I Curtailment-AutoDR Com | Commercial | Small Office | 115.7711 | 59.8163 | 17.9449 | 1.9214 | 1.917 | 1.9092 | 1.8966 | 1.8846 | 1.8724 | 1.8596 | 1.8449 | 1.8371 | 1.8305 | 1.8242 | 1.8186 | 1.8139 | 1.8096 | 1.806 | 1.8027 | 1.7993 | 1.7936 | 1.7885 | 1.7839 | [10 empty] | 483.5676 | 482.4725 | 480.5082 | 477.3318 | 474.3009 | 471.2307 | 468.0263 | 464.3194 | 462.3572 | 460.6885 | 459.1022 | 457.7059 | 456.5097 | 455.4443 | 454.5217 | 453.71 | 452.8501 | 451.4166 | 450.1265 | 448.9606 | 0 | 0 | 0 | 0 | 0 | 0 | 0 | 0 | 0 | 0
C&I Curtailment-AutoDR Com_KU_Winter_3.10.2021_8.01.54 PM.xlsx | Inputs_endUseLoadShapes.xlsx | Inputs_Global_KU_Winter.xlsx | Inputs_Product_C&I Curtailment-AutoDR-Com.xlsx | KU | 20 | Winter | Peak | 3 | C&I Curtailment-AutoDR Com | Commercial | Small Retail | 5.0074 | 2.5872 | 0.77616 | 0.19316 | 0.19273 | 0.19194 | 0.19067 | 0.18946 | 0.18824 | 0.18696 | 0.18548 | 0.18469 | 0.18403 | 0.18339 | 0.18283 | 0.18236 | 0.18193 | 0.18156 | 0.18124 | 0.18089 | 0.18032 | 0.17981 | 0.17934 | [10 empty] | 48.6154 | 48.5053 | 48.3078 | 47.9884 | 47.6837 | 47.3751 | 47.0529 | 46.6803 | 46.483 | 46.3152 | 46.1557 | 46.0154 | 45.8951 | 45.788 | 45.6952 | 45.6136 | 45.5272 | 45.3831 | 45.2534 | 45.1362 | 0 | 0 | 0 | 0 | 0 | 0 | 0 | 0 | 0 | 0
C&I Curtailment-AutoDR Com_KU_Winter_3.10.2021_8.01.54 PM.xlsx | Inputs_endUseLoadShapes.xlsx | Inputs_Global_KU_Winter.xlsx | Inputs_Product_C&I Curtailment-AutoDR-Com.xlsx | KU | 20 | Winter | Peak | 3 | C&I Curtailment-AutoDR Com | Commercial | Warehouse | 11.6768 | 6.0331 | 1.8099 | 0.27188 | 0.27126 | 0.27016 | 0.26837 | 0.26667 | 0.26494 | 0.26314 | 0.26106 | 0.25995 | 0.25902 | 0.25812 | 0.25734 | 0.25667 | 0.25607 | 0.25555 | 0.25509 | 0.25461 | 0.2538 | 0.25308 | 0.25242 | [10 empty] | 68.4261 | 68.2711 | 67.9932 | 67.5437 | 67.1148 | 66.6804 | 66.227 | 65.7024 | 65.4248 | 65.1886 | 64.9642 | 64.7666 | 64.5973 | 64.4466 | 64.316 | 64.2012 | 64.0795 | 63.8767 | 63.6941 | 63.5291 | 0 | 0 | 0 | 0 | 0 | 0 | 0 | 0 | 0 | 0
C&I Curtailment-AutoDR Com_KU_Winter_3.10.2021_8.01.54 PM.xlsx | Inputs_endUseLoadShapes.xlsx | Inputs_Global_KU_Winter.xlsx | Inputs_Product_C&I Curtailment-AutoDR-Com.xlsx | KU | 20 | Winter | Peak | 3 | C&I Curtailment-AutoDR Com | Industrial | Apparel | 3.2397 | 0 | 0 | 0 | 0 | 0 | 0 | 0 | 0 | 0 | 0 | 0 | 0 | 0 | 0 | 0 | 0 | 0 | 0 | 0 | 0 | 0 | 0 | [10 empty] | 0 | 0 | 0 | 0 | 0 | 0 | 0 | 0 | 0 | 0 | 0 | 0 | 0 | 0 | 0 | 0 | 0 | 0 | 0 | 0 | 0 | 0 | 0 | 0 | 0 | 0 | 0 | 0 | 0 | 0
C&I Curtailment-AutoDR Com_KU_Winter_3.10.2021_8.01.54 PM.xlsx | Inputs_endUseLoadShapes.xlsx | Inputs_Global_KU_Winter.xlsx | Inputs_Product_C&I Curtailment-AutoDR-Com.xlsx | KU | 20 | Winter | Peak | 3 | C&I Curtailment-AutoDR Com | Industrial | Beverage and Tobacco Products | 16.6991 | 0 | 0 | 0 | 0 | 0 | 0 | 0 | 0 | 0 | 0 | 0 | 0 | 0 | 0 | 0 | 0 | 0 | 0 | 0 | 0 | 0 | 0 | [10 empty] | 0 | 0 | 0 | 0 | 0 | 0 | 0 | 0 | 0 | 0 | 0 | 0 | 0 | 0 | 0 | 0 | 0 | 0 | 0 | 0 | 0 | 0 | 0 | 0 | 0 | 0 | 0 | 0 | 0 | 0
C&I Curtailment-AutoDR Com_KU_Winter_3.10.2021_8.01.54 PM.xlsx | Inputs_endUseLoadShapes.xlsx | Inputs_Global_KU_Winter.xlsx | Inputs_Product_C&I Curtailment-AutoDR-Com.xlsx | KU | 20 | Winter | Peak | 3 | C&I Curtailment-AutoDR Com | Industrial | Chemicals | 43.6551 | 0 | 0 | 0 | 0 | 0 | 0 | 0 | 0 | 0 | 0 | 0 | 0 | 0 | 0 | 0 | 0 | 0 | 0 | 0 | 0 | 0 | 0 | [10 empty] | 0 | 0 | 0 | 0 | 0 | 0 | 0 | 0 | 0 | 0 | 0 | 0 | 0 | 0 | 0 | 0 | 0 | 0 | 0 | 0 | 0 | 0 | 0 | 0 | 0 | 0 | 0 | 0 | 0 | 0
C&I Curtailment-AutoDR Com_KU_Winter_3.10.2021_8.01.54 PM.xlsx | Inputs_endUseLoadShapes.xlsx | Inputs_Global_KU_Winter.xlsx | Inputs_Product_C&I Curtailment-AutoDR-Com.xlsx | KU | 20 | Winter | Peak | 3 | C&I Curtailment-AutoDR Com | Industrial | Computer and Electronic Products | 0.71049 | 0 | 0 | 0 | 0 | 0 | 0 | 0 | 0 | 0 | 0 | 0 | 0 | 0 | 0 | 0 | 0 | 0 | 0 | 0 | 0 | 0 | 0 | [10 empty] | 0 | 0 | 0 | 0 | 0 | 0 | 0 | 0 | 0 | 0 | 0 | 0 | 0 | 0 | 0 | 0 | 0 | 0 | 0 | 0 | 0 | 0 | 0 | 0 | 0 | 0 | 0 | 0 | 0 | 0
C&I Curtailment-AutoDR Com_KU_Winter_3.10.2021_8.01.54 PM.xlsx | Inputs_endUseLoadShapes.xlsx | Inputs_Global_KU_Winter.xlsx | Inputs_Product_C&I Curtailment-AutoDR-Com.xlsx | KU | 20 | Winter | Peak | 3 | C&I Curtailment-AutoDR Com | Industrial | Electrical Equip., Appliances, and Components | 30.7217 | 0 | 0 | 0 | 0 | 0 | 0 | 0 | 0 | 0 | 0 | 0 | 0 | 0 | 0 | 0 | 0 | 0 | 0 | 0 | 0 | 0 | 0 | [10 empty] | 0 | 0 | 0 | 0 | 0 | 0 | 0 | 0 | 0 | 0 | 0 | 0 | 0 | 0 | 0 | 0 | 0 | 0 | 0 | 0 | 0 | 0 | 0 | 0 | 0 | 0 | 0 | 0 | 0 | 0
C&I Curtailment-AutoDR Com_KU_Winter_3.10.2021_8.01.54 PM.xlsx | Inputs_endUseLoadShapes.xlsx | Inputs_Global_KU_Winter.xlsx | Inputs_Product_C&I Curtailment-AutoDR-Com.xlsx | KU | 20 | Winter | Peak | 3 | C&I Curtailment-AutoDR Com | Industrial | Fabricated Metal Products | 34.2705 | 0 | 0 | 0 | 0 | 0 | 0 | 0 | 0 | 0 | 0 | 0 | 0 | 0 | 0 | 0 | 0 | 0 | 0 | 0 | 0 | 0 | 0 | [10 empty] | 0 | 0 | 0 | 0 | 0 | 0 | 0 | 0 | 0 | 0 | 0 | 0 | 0 | 0 | 0 | 0 | 0 | 0 | 0 | 0 | 0 | 0 | 0 | 0 | 0 | 0 | 0 | 0 | 0 | 0
C&I Curtailment-AutoDR Com_KU_Winter_3.10.2021_8.01.54 PM.xlsx | Inputs_endUseLoadShapes.xlsx | Inputs_Global_KU_Winter.xlsx | Inputs_Product_C&I Curtailment-AutoDR-Com.xlsx | KU | 20 | Winter | Peak | 3 | C&I Curtailment-AutoDR Com | Industrial | Food | 47.1223 | 0 | 0 | 0 | 0 | 0 | 0 | 0 | 0 | 0 | 0 | 0 | 0 | 0 | 0 | 0 | 0 | 0 | 0 | 0 | 0 | 0 | 0 | [10 empty] | 0 | 0 | 0 | 0 | 0 | 0 | 0 | 0 | 0 | 0 | 0 | 0 | 0 | 0 | 0 | 0 | 0 | 0 | 0 | 0 | 0 | 0 | 0 | 0 | 0 | 0 | 0 | 0 | 0 | 0
C&I Curtailment-AutoDR Com_KU_Winter_3.10.2021_8.01.54 PM.xlsx | Inputs_endUseLoadShapes.xlsx | Inputs_Global_KU_Winter.xlsx | Inputs_Product_C&I Curtailment-AutoDR-Com.xlsx | KU | 20 | Winter | Peak | 3 | C&I Curtailment-AutoDR Com | Industrial | Furniture and Related Products | 2.817 | 0 | 0 | 0 | 0 | 0 | 0 | 0 | 0 | 0 | 0 | 0 | 0 | 0 | 0 | 0 | 0 | 0 | 0 | 0 | 0 | 0 | 0 | [10 empty] | 0 | 0 | 0 | 0 | 0 | 0 | 0 | 0 | 0 | 0 | 0 | 0 | 0 | 0 | 0 | 0 | 0 | 0 | 0 | 0 | 0 | 0 | 0 | 0 | 0 | 0 | 0 | 0 | 0 | 0
C&I Curtailment-AutoDR Com_KU_Winter_3.10.2021_8.01.54 PM.xlsx | Inputs_endUseLoadShapes.xlsx | Inputs_Global_KU_Winter.xlsx | Inputs_Product_C&I Curtailment-AutoDR-Com.xlsx | KU | 20 | Winter | Peak | 3 | C&I Curtailment-AutoDR Com | Industrial | Machinery | 9.4036 | 0 | 0 | 0 | 0 | 0 | 0 | 0 | 0 | 0 | 0 | 0 | 0 | 0 | 0 | 0 | 0 | 0 | 0 | 0 | 0 | 0 | 0 | [10 empty] | 0 | 0 | 0 | 0 | 0 | 0 | 0 | 0 | 0 | 0 | 0 | 0 | 0 | 0 | 0 | 0 | 0 | 0 | 0 | 0 | 0 | 0 | 0 | 0 | 0 | 0 | 0 | 0 | 0 | 0
C&I Curtailment-AutoDR Com_KU_Winter_3.10.2021_8.01.54 PM.xlsx | Inputs_endUseLoadShapes.xlsx | Inputs_Global_KU_Winter.xlsx | Inputs_Product_C&I Curtailment-AutoDR-Com.xlsx | KU | 20 | Winter | Peak | 3 | C&I Curtailment-AutoDR Com | Industrial | Mining | 20.147 | 0 | 0 | 0 | 0 | 0 | 0 | 0 | 0 | 0 | 0 | 0 | 0 | 0 | 0 | 0 | 0 | 0 | 0 | 0 | 0 | 0 | 0 | [10 empty] | 0 | 0 | 0 | 0 | 0 | 0 | 0 | 0 | 0 | 0 | 0 | 0 | 0 | 0 | 0 | 0 | 0 | 0 | 0 | 0 | 0 | 0 | 0 | 0 | 0 | 0 | 0 | 0 | 0 | 0
C&I Curtailment-AutoDR Com_KU_Winter_3.10.2021_8.01.54 PM.xlsx | Inputs_endUseLoadShapes.xlsx | Inputs_Global_KU_Winter.xlsx | Inputs_Product_C&I Curtailment-AutoDR-Com.xlsx | KU | 20 | Winter | Peak | 3 | C&I Curtailment-AutoDR Com | Industrial | Miscellaneous | 56.4196 | 0 | 0 | 0 | 0 | 0 | 0 | 0 | 0 | 0 | 0 | 0 | 0 | 0 | 0 | 0 | 0 | 0 | 0 | 0 | 0 | 0 | 0 | [10 empty] | 0 | 0 | 0 | 0 | 0 | 0 | 0 | 0 | 0 | 0 | 0 | 0 | 0 | 0 | 0 | 0 | 0 | 0 | 0 | 0 | 0 | 0 | 0 | 0 | 0 | 0 | 0 | 0 | 0 | 0
C&I Curtailment-AutoDR Com_KU_Winter_3.10.2021_8.01.54 PM.xlsx | Inputs_endUseLoadShapes.xlsx | Inputs_Global_KU_Winter.xlsx | Inputs_Product_C&I Curtailment-AutoDR-Com.xlsx | KU | 20 | Winter | Peak | 3 | C&I Curtailment-AutoDR Com | Industrial | Nonmetallic Mineral Products | 31.3759 | 0 | 0 | 0 | 0 | 0 | 0 | 0 | 0 | 0 | 0 | 0 | 0 | 0 | 0 | 0 | 0 | 0 | 0 | 0 | 0 | 0 | 0 | [10 empty] | 0 | 0 | 0 | 0 | 0 | 0 | 0 | 0 | 0 | 0 | 0 | 0 | 0 | 0 | 0 | 0 | 0 | 0 | 0 | 0 | 0 | 0 | 0 | 0 | 0 | 0 | 0 | 0 | 0 | 0
C&I Curtailment-AutoDR Com_KU_Winter_3.10.2021_8.01.54 PM.xlsx | Inputs_endUseLoadShapes.xlsx | Inputs_Global_KU_Winter.xlsx | Inputs_Product_C&I Curtailment-AutoDR-Com.xlsx | KU | 20 | Winter | Peak | 3 | C&I Curtailment-AutoDR Com | Industrial | Paper | 19.3787 | 0 | 0 | 0 | 0 | 0 | 0 | 0 | 0 | 0 | 0 | 0 | 0 | 0 | 0 | 0 | 0 | 0 | 0 | 0 | 0 | 0 | 0 | [10 empty] | 0 | 0 | 0 | 0 | 0 | 0 | 0 | 0 | 0 | 0 | 0 | 0 | 0 | 0 | 0 | 0 | 0 | 0 | 0 | 0 | 0 | 0 | 0 | 0 | 0 | 0 | 0 | 0 | 0 | 0
C&I Curtailment-AutoDR Com_KU_Winter_3.10.2021_8.01.54 PM.xlsx | Inputs_endUseLoadShapes.xlsx | Inputs_Global_KU_Winter.xlsx | Inputs_Product_C&I Curtailment-AutoDR-Com.xlsx | KU | 20 | Winter | Peak | 3 | C&I Curtailment-AutoDR Com | Industrial | Petroleum and Coal Products | 27.2069 | 0 | 0 | 0 | 0 | 0 | 0 | 0 | 0 | 0 | 0 | 0 | 0 | 0 | 0 | 0 | 0 | 0 | 0 | 0 | 0 | 0 | 0 | [10 empty] | 0 | 0 | 0 | 0 | 0 | 0 | 0 | 0 | 0 | 0 | 0 | 0 | 0 | 0 | 0 | 0 | 0 | 0 | 0 | 0 | 0 | 0 | 0 | 0 | 0 | 0 | 0 | 0 | 0 | 0
C&I Curtailment-AutoDR Com_KU_Winter_3.10.2021_8.01.54 PM.xlsx | Inputs_endUseLoadShapes.xlsx | Inputs_Global_KU_Winter.xlsx | Inputs_Product_C&I Curtailment-AutoDR-Com.xlsx | KU | 20 | Winter | Peak | 3 | C&I Curtailment-AutoDR Com | Industrial | Plastics and Rubber Products | 67.4645 | 0 | 0 | 0 | 0 | 0 | 0 | 0 | 0 | 0 | 0 | 0 | 0 | 0 | 0 | 0 | 0 | 0 | 0 | 0 | 0 | 0 | 0 | [10 empty] | 0 | 0 | 0 | 0 | 0 | 0 | 0 | 0 | 0 | 0 | 0 | 0 | 0 | 0 | 0 | 0 | 0 | 0 | 0 | 0 | 0 | 0 | 0 | 0 | 0 | 0 | 0 | 0 | 0 | 0
C&I Curtailment-AutoDR Com_KU_Winter_3.10.2021_8.01.54 PM.xlsx | Inputs_endUseLoadShapes.xlsx | Inputs_Global_KU_Winter.xlsx | Inputs_Product_C&I Curtailment-AutoDR-Com.xlsx | KU | 20 | Winter | Peak | 3 | C&I Curtailment-AutoDR Com | Industrial | Primary Metals | 194.5089 | 0 | 0 | 0 | 0 | 0 | 0 | 0 | 0 | 0 | 0 | 0 | 0 | 0 | 0 | 0 | 0 | 0 | 0 | 0 | 0 | 0 | 0 | [10 empty] | 0 | 0 | 0 | 0 | 0 | 0 | 0 | 0 | 0 | 0 | 0 | 0 | 0 | 0 | 0 | 0 | 0 | 0 | 0 | 0 | 0 | 0 | 0 | 0 | 0 | 0 | 0 | 0 | 0 | 0
C&I Curtailment-AutoDR Com_KU_Winter_3.10.2021_8.01.54 PM.xlsx | Inputs_endUseLoadShapes.xlsx | Inputs_Global_KU_Winter.xlsx | Inputs_Product_C&I Curtailment-AutoDR-Com.xlsx | KU | 20 | Winter | Peak | 3 | C&I Curtailment-AutoDR Com | Industrial | Printing and Related Support | 6.4735 | 0 | 0 | 0 | 0 | 0 | 0 | 0 | 0 | 0 | 0 | 0 | 0 | 0 | 0 | 0 | 0 | 0 | 0 | 0 | 0 | 0 | 0 | [10 empty] | 0 | 0 | 0 | 0 | 0 | 0 | 0 | 0 | 0 | 0 | 0 | 0 | 0 | 0 | 0 | 0 | 0 | 0 | 0 | 0 | 0 | 0 | 0 | 0 | 0 | 0 | 0 | 0 | 0 | 0
C&I Curtailment-AutoDR Com_KU_Winter_3.10.2021_8.01.54 PM.xlsx | Inputs_endUseLoadShapes.xlsx | Inputs_Global_KU_Winter.xlsx | Inputs_Product_C&I Curtailment-AutoDR-Com.xlsx | KU | 20 | Winter | Peak | 3 | C&I Curtailment-AutoDR Com | Industrial | Textiles | 0.21101 | 0 | 0 | 0 | 0 | 0 | 0 | 0 | 0 | 0 | 0 | 0 | 0 | 0 | 0 | 0 | 0 | 0 | 0 | 0 | 0 | 0 | 0 | [10 empty] | 0 | 0 | 0 | 0 | 0 | 0 | 0 | 0 | 0 | 0 | 0 | 0 | 0 | 0 | 0 | 0 | 0 | 0 | 0 | 0 | 0 | 0 | 0 | 0 | 0 | 0 | 0 | 0 | 0 | 0
C&I Curtailment-AutoDR Com_KU_Winter_3.10.2021_8.01.54 PM.xlsx | Inputs_endUseLoadShapes.xlsx | Inputs_Global_KU_Winter.xlsx | Inputs_Product_C&I Curtailment-AutoDR-Com.xlsx | KU | 20 | Winter | Peak | 3 | C&I Curtailment-AutoDR Com | Industrial | Transportation Equipment | 125.5878 | 0 | 0 | 0 | 0 | 0 | 0 | 0 | 0 | 0 | 0 | 0 | 0 | 0 | 0 | 0 | 0 | 0 | 0 | 0 | 0 | 0 | 0 | [10 empty] | 0 | 0 | 0 | 0 | 0 | 0 | 0 | 0 | 0 | 0 | 0 | 0 | 0 | 0 | 0 | 0 | 0 | 0 | 0 | 0 | 0 | 0 | 0 | 0 | 0 | 0 | 0 | 0 | 0 | 0
C&I Curtailment-AutoDR Com_KU_Winter_3.10.2021_8.01.54 PM.xlsx | Inputs_endUseLoadShapes.xlsx | Inputs_Global_KU_Winter.xlsx | Inputs_Product_C&I Curtailment-AutoDR-Com.xlsx | KU | 20 | Winter | Peak | 3 | C&I Curtailment-AutoDR Com | Industrial | Wastewater | 1.2551 | 0 | 0 | 0 | 0 | 0 | 0 | 0 | 0 | 0 | 0 | 0 | 0 | 0 | 0 | 0 | 0 | 0 | 0 | 0 | 0 | 0 | 0 | [10 empty] | 0 | 0 | 0 | 0 | 0 | 0 | 0 | 0 | 0 | 0 | 0 | 0 | 0 | 0 | 0 | 0 | 0 | 0 | 0 | 0 | 0 | 0 | 0 | 0 | 0 | 0 | 0 | 0 | 0 | 0
C&I Curtailment-AutoDR Com_KU_Winter_3.10.2021_8.01.54 PM.xlsx | Inputs_endUseLoadShapes.xlsx | Inputs_Global_KU_Winter.xlsx | Inputs_Product_C&I Curtailment-AutoDR-Com.xlsx | KU | 20 | Winter | Peak | 3 | C&I Curtailment-AutoDR Com | Industrial | Water | 20.4778 | 0 | 0 | 0 | 0 | 0 | 0 | 0 | 0 | 0 | 0 | 0 | 0 | 0 | 0 | 0 | 0 | 0 | 0 | 0 | 0 | 0 | 0 | [10 empty] | 0 | 0 | 0 | 0 | 0 | 0 | 0 | 0 | 0 | 0 | 0 | 0 | 0 | 0 | 0 | 0 | 0 | 0 | 0 | 0 | 0 | 0 | 0 | 0 | 0 | 0 | 0 | 0 | 0 | 0
C&I Curtailment-AutoDR Com_KU_Winter_3.10.2021_8.01.54 PM.xlsx | Inputs_endUseLoadShapes.xlsx | Inputs_Global_KU_Winter.xlsx | Inputs_Product_C&I Curtailment-AutoDR-Com.xlsx | KU | 20 | Winter | Peak | 3 | C&I Curtailment-AutoDR Com | Industrial | Wood Products | 4.7458 | 0 | 0 | 0 | 0 | 0 | 0 | 0 | 0 | 0 | 0 | 0 | 0 | 0 | 0 | 0 | 0 | 0 | 0 | 0 | 0 | 0 | 0 | [10 empty] | 0 | 0 | 0 | 0 | 0 | 0 | 0 | 0 | 0 | 0 | 0 | 0 | 0 | 0 | 0 | 0 | 0 | 0 | 0 | 0 | 0 | 0 | 0 | 0 | 0 | 0 | 0 | 0 | 0 | 0
C&I Curtailment-AutoDR Com_KU_Winter_3.10.2021_8.01.54 PM.xlsx | Inputs_endUseLoadShapes.xlsx | Inputs_Global_KU_Winter.xlsx | Inputs_Product_C&I Curtailment-AutoDR-Com.xlsx | KU | 20 | Winter | Peak | 3 | C&I Curtailment-AutoDR Com | Residential | Manufactured | 181.067 | 0 | 0 | 0 | 0 | 0 | 0 | 0 | 0 | 0 | 0 | 0 | 0 | 0 | 0 | 0 | 0 | 0 | 0 | 0 | 0 | 0 | 0 | [10 empty] | 0 | 0 | 0 | 0 | 0 | 0 | 0 | 0 | 0 | 0 | 0 | 0 | 0 | 0 | 0 | 0 | 0 | 0 | 0 | 0 | 0 | 0 | 0 | 0 | 0 | 0 | 0 | 0 | 0 | 0
C&I Curtailment-AutoDR Com_KU_Winter_3.10.2021_8.01.54 PM.xlsx | Inputs_endUseLoadShapes.xlsx | Inputs_Global_KU_Winter.xlsx | Inputs_Product_C&I Curtailment-AutoDR-Com.xlsx | KU | 20 | Winter | Peak | 3 | C&I Curtailment-AutoDR Com | Residential | Multifamily | 183.0531 | 0 | 0 | 0 | 0 | 0 | 0 | 0 | 0 | 0 | 0 | 0 | 0 | 0 | 0 | 0 | 0 | 0 | 0 | 0 | 0 | 0 | 0 | [10 empty] | 0 | 0 | 0 | 0 | 0 | 0 | 0 | 0 | 0 | 0 | 0 | 0 | 0 | 0 | 0 | 0 | 0 | 0 | 0 | 0 | 0 | 0 | 0 | 0 | 0 | 0 | 0 | 0 | 0 | 0
C&I Curtailment-AutoDR Com_KU_Winter_3.10.2021_8.01.54 PM.xlsx | Inputs_endUseLoadShapes.xlsx | Inputs_Global_KU_Winter.xlsx | Inputs_Product_C&I Curtailment-AutoDR-Com.xlsx | KU | 20 | Winter | Peak | 3 | C&I Curtailment-AutoDR Com | Residential | Single Family | 1201.5545 | 0 | 0 | 0 | 0 | 0 | 0 | 0 | 0 | 0 | 0 | 0 | 0 | 0 | 0 | 0 | 0 | 0 | 0 | 0 | 0 | 0 | 0 | [10 empty] | 0 | 0 | 0 | 0 | 0 | 0 | 0 | 0 | 0 | 0 | 0 | 0 | 0 | 0 | 0 | 0 | 0 | 0 | 0 | 0 | 0 | 0 | 0 | 0 | 0 | 0 | 0 | 0 | 0 | 0
C&I Curtailment-AutoDR Com_KU_Winter_3.10.2021_8.01.54 PM.xlsx | Inputs_endUseLoadShapes.xlsx | Inputs_Global_KU_Winter.xlsx | Inputs_Product_C&I Curtailment-AutoDR-Com.xlsx | KU | 20 | Winter | Peak | 3 | C&I Curtailment-AutoDR Com | 0 | 0 | 0 | 0 | 0 | 0 | 0 | 0 | 0 | 0 | 0 | 0 | 0 | 0 | 0 | 0 | 0 | 0 | 0 | 0 | 0 | 0 | 0 | 0 | 0 | [10 empty] | 0 | 0 | 0 | 0 | 0 | 0 | 0 | 0 | 0 | 0 | 0 | 0 | 0 | 0 | 0 | 0 | 0 | 0 | 0 | 0 | 0 | 0 | 0 | 0 | 0 | 0 | 0 | 0 | 0 | 0
C&I Curtailment-AutoDR Com_KU_Winter_3.10.2021_8.01.54 PM.xlsx | Inputs_endUseLoadShapes.xlsx | Inputs_Global_KU_Winter.xlsx | Inputs_Product_C&I Curtailment-AutoDR-Com.xlsx | KU | 20 | Winter | Peak | 3 | C&I Curtailment-AutoDR Com | 0 | 0 | 0 | 0 | 0 | 0 | 0 | 0 | 0 | 0 | 0 | 0 | 0 | 0 | 0 | 0 | 0 | 0 | 0 | 0 | 0 | 0 | 0 | 0 | 0 | [10 empty] | 0 | 0 | 0 | 0 | 0 | 0 | 0 | 0 | 0 | 0 | 0 | 0 | 0 | 0 | 0 | 0 | 0 | 0 | 0 | 0 | 0 | 0 | 0 | 0 | 0 | 0 | 0 | 0 | 0 | 0
C&I Curtailment-AutoDR Com_KU_Winter_3.10.2021_8.01.54 PM.xlsx | Inputs_endUseLoadShapes.xlsx | Inputs_Global_KU_Winter.xlsx | Inputs_Product_C&I Curtailment-AutoDR-Com.xlsx | KU | 20 | Winter | Peak | 3 | C&I Curtailment-AutoDR Com | 0 | 0 | 0 | 0 | 0 | 0 | 0 | 0 | 0 | 0 | 0 | 0 | 0 | 0 | 0 | 0 | 0 | 0 | 0 | 0 | 0 | 0 | 0 | 0 | 0 | [10 empty] | 0 | 0 | 0 | 0 | 0 | 0 | 0 | 0 | 0 | 0 | 0 | 0 | 0 | 0 | 0 | 0 | 0 | 0 | 0 | 0 | 0 | 0 | 0 | 0 | 0 | 0 | 0 | 0 | 0 | 0
C&I Curtailment-AutoDR Com_KU_Winter_3.10.2021_8.01.54 PM.xlsx | Inputs_endUseLoadShapes.xlsx | Inputs_Global_KU_Winter.xlsx | Inputs_Product_C&I Curtailment-AutoDR-Com.xlsx | KU | 20 | Winter | Peak | 3 | C&I Curtailment-AutoDR Com | 0 | 0 | 0 | 0 | 0 | 0 | 0 | 0 | 0 | 0 | 0 | 0 | 0 | 0 | 0 | 0 | 0 | 0 | 0 | 0 | 0 | 0 | 0 | 0 | 0 | [10 empty] | 0 | 0 | 0 | 0 | 0 | 0 | 0 | 0 | 0 | 0 | 0 | 0 | 0 | 0 | 0 | 0 | 0 | 0 | 0 | 0 | 0 | 0 | 0 | 0 | 0 | 0 | 0 | 0 | 0 | 0
C&I Curtailment-AutoDR Ind_KU_Winter_3.10.2021_8.04.41 PM.xlsx | Inputs_endUseLoadShapes.xlsx | Inputs_Global_KU_Winter.xlsx | Inputs_Product_C&I Curtailment-AutoDR-Ind.xlsx | KU | 20 | Winter | Peak | 3 | C&I Curtailment-AutoDR Ind | Commercial | Grocery | 33.8466 | 0 | 0 | 0 | 0 | 0 | 0 | 0 | 0 | 0 | 0 | 0 | 0 | 0 | 0 | 0 | 0 | 0 | 0 | 0 | 0 | 0 | 0 | [10 empty] | 0 | 0 | 0 | 0 | 0 | 0 | 0 | 0 | 0 | 0 | 0 | 0 | 0 | 0 | 0 | 0 | 0 | 0 | 0 | 0 | 0 | 0 | 0 | 0 | 0 | 0 | 0 | 0 | 0 | 0
C&I Curtailment-AutoDR Ind_KU_Winter_3.10.2021_8.04.41 PM.xlsx | Inputs_endUseLoadShapes.xlsx | Inputs_Global_KU_Winter.xlsx | Inputs_Product_C&I Curtailment-AutoDR-Ind.xlsx | KU | 20 | Winter | Peak | 3 | C&I Curtailment-AutoDR Ind | Commercial | Health | 72.7412 | 0 | 0 | 0 | 0 | 0 | 0 | 0 | 0 | 0 | 0 | 0 | 0 | 0 | 0 | 0 | 0 | 0 | 0 | 0 | 0 | 0 | 0 | [10 empty] | 0 | 0 | 0 | 0 | 0 | 0 | 0 | 0 | 0 | 0 | 0 | 0 | 0 | 0 | 0 | 0 | 0 | 0 | 0 | 0 | 0 | 0 | 0 | 0 | 0 | 0 | 0 | 0 | 0 | 0
C&I Curtailment-AutoDR Ind_KU_Winter_3.10.2021_8.04.41 PM.xlsx | Inputs_endUseLoadShapes.xlsx | Inputs_Global_KU_Winter.xlsx | Inputs_Product_C&I Curtailment-AutoDR-Ind.xlsx | KU | 20 | Winter | Peak | 3 | C&I Curtailment-AutoDR Ind | Commercial | Large Office | 81.0748 | 0 | 0 | 0 | 0 | 0 | 0 | 0 | 0 | 0 | 0 | 0 | 0 | 0 | 0 | 0 | 0 | 0 | 0 | 0 | 0 | 0 | 0 | [10 empty] | 0 | 0 | 0 | 0 | 0 | 0 | 0 | 0 | 0 | 0 | 0 | 0 | 0 | 0 | 0 | 0 | 0 | 0 | 0 | 0 | 0 | 0 | 0 | 0 | 0 | 0 | 0 | 0 | 0 | 0
C&I Curtailment-AutoDR Ind_KU_Winter_3.10.2021_8.04.41 PM.xlsx | Inputs_endUseLoadShapes.xlsx | Inputs_Global_KU_Winter.xlsx | Inputs_Product_C&I Curtailment-AutoDR-Ind.xlsx | KU | 20 | Winter | Peak | 3 | C&I Curtailment-AutoDR Ind | Commercial | Large Retail | 30.8019 | 0 | 0 | 0 | 0 | 0 | 0 | 0 | 0 | 0 | 0 | 0 | 0 | 0 | 0 | 0 | 0 | 0 | 0 | 0 | 0 | 0 | 0 | [10 empty] | 0 | 0 | 0 | 0 | 0 | 0 | 0 | 0 | 0 | 0 | 0 | 0 | 0 | 0 | 0 | 0 | 0 | 0 | 0 | 0 | 0 | 0 | 0 | 0 | 0 | 0 | 0 | 0 | 0 | 0
C&I Curtailment-AutoDR Ind_KU_Winter_3.10.2021_8.04.41 PM.xlsx | Inputs_endUseLoadShapes.xlsx | Inputs_Global_KU_Winter.xlsx | Inputs_Product_C&I Curtailment-AutoDR-Ind.xlsx | KU | 20 | Winter | Peak | 3 | C&I Curtailment-AutoDR Ind | Commercial | Lodging | 12.3122 | 0 | 0 | 0 | 0 | 0 | 0 | 0 | 0 | 0 | 0 | 0 | 0 | 0 | 0 | 0 | 0 | 0 | 0 | 0 | 0 | 0 | 0 | [10 empty] | 0 | 0 | 0 | 0 | 0 | 0 | 0 | 0 | 0 | 0 | 0 | 0 | 0 | 0 | 0 | 0 | 0 | 0 | 0 | 0 | 0 | 0 | 0 | 0 | 0 | 0 | 0 | 0 | 0 | 0
C&I Curtailment-AutoDR Ind_KU_Winter_3.10.2021_8.04.41 PM.xlsx | Inputs_endUseLoadShapes.xlsx | Inputs_Global_KU_Winter.xlsx | Inputs_Product_C&I Curtailment-AutoDR-Ind.xlsx | KU | 20 | Winter | Peak | 3 | C&I Curtailment-AutoDR Ind | Commercial | Miscellaneous | 280.9956 | 0 | 0 | 0 | 0 | 0 | 0 | 0 | 0 | 0 | 0 | 0 | 0 | 0 | 0 | 0 | 0 | 0 | 0 | 0 | 0 | 0 | 0 | [10 empty] | 0 | 0 | 0 | 0 | 0 | 0 | 0 | 0 | 0 | 0 | 0 | 0 | 0 | 0 | 0 | 0 | 0 | 0 | 0 | 0 | 0 | 0 | 0 | 0 | 0 | 0 | 0 | 0 | 0 | 0
C&I Curtailment-AutoDR Ind_KU_Winter_3.10.2021_8.04.41 PM.xlsx | Inputs_endUseLoadShapes.xlsx | Inputs_Global_KU_Winter.xlsx | Inputs_Product_C&I Curtailment-AutoDR-Ind.xlsx | KU | 20 | Winter | Peak | 3 | C&I Curtailment-AutoDR Ind | Commercial | Restaurant | 26.9859 | 0 | 0 | 0 | 0 | 0 | 0 | 0 | 0 | 0 | 0 | 0 | 0 | 0 | 0 | 0 | 0 | 0 | 0 | 0 | 0 | 0 | 0 | [10 empty] | 0 | 0 | 0 | 0 | 0 | 0 | 0 | 0 | 0 | 0 | 0 | 0 | 0 | 0 | 0 | 0 | 0 | 0 | 0 | 0 | 0 | 0 | 0 | 0 | 0 | 0 | 0 | 0 | 0 | 0
C&I Curtailment-AutoDR Ind_KU_Winter_3.10.2021_8.04.41 PM.xlsx | Inputs_endUseLoadShapes.xlsx | Inputs_Global_KU_Winter.xlsx | Inputs_Product_C&I Curtailment-AutoDR-Ind.xlsx | KU | 20 | Winter | Peak | 3 | C&I Curtailment-AutoDR Ind | Commercial | School | 374.2592 | 0 | 0 | 0 | 0 | 0 | 0 | 0 | 0 | 0 | 0 | 0 | 0 | 0 | 0 | 0 | 0 | 0 | 0 | 0 | 0 | 0 | 0 | [10 empty] | 0 | 0 | 0 | 0 | 0 | 0 | 0 | 0 | 0 | 0 | 0 | 0 | 0 | 0 | 0 | 0 | 0 | 0 | 0 | 0 | 0 | 0 | 0 | 0 | 0 | 0 | 0 | 0 | 0 | 0
C&I Curtailment-AutoDR Ind_KU_Winter_3.10.2021_8.04.41 PM.xlsx | Inputs_endUseLoadShapes.xlsx | Inputs_Global_KU_Winter.xlsx | Inputs_Product_C&I Curtailment-AutoDR-Ind.xlsx | KU | 20 | Winter | Peak | 3 | C&I Curtailment-AutoDR Ind | Commercial | Small Office | 115.7711 | 0 | 0 | 0 | 0 | 0 | 0 | 0 | 0 | 0 | 0 | 0 | 0 | 0 | 0 | 0 | 0 | 0 | 0 | 0 | 0 | 0 | 0 | [10 empty] | 0 | 0 | 0 | 0 | 0 | 0 | 0 | 0 | 0 | 0 | 0 | 0 | 0 | 0 | 0 | 0 | 0 | 0 | 0 | 0 | 0 | 0 | 0 | 0 | 0 | 0 | 0 | 0 | 0 | 0
C&I Curtailment-AutoDR Ind_KU_Winter_3.10.2021_8.04.41 PM.xlsx | Inputs_endUseLoadShapes.xlsx | Inputs_Global_KU_Winter.xlsx | Inputs_Product_C&I Curtailment-AutoDR-Ind.xlsx | KU | 20 | Winter | Peak | 3 | C&I Curtailment-AutoDR Ind | Commercial | Small Retail | 5.0074 | 0 | 0 | 0 | 0 | 0 | 0 | 0 | 0 | 0 | 0 | 0 | 0 | 0 | 0 | 0 | 0 | 0 | 0 | 0 | 0 | 0 | 0 | [10 empty] | 0 | 0 | 0 | 0 | 0 | 0 | 0 | 0 | 0 | 0 | 0 | 0 | 0 | 0 | 0 | 0 | 0 | 0 | 0 | 0 | 0 | 0 | 0 | 0 | 0 | 0 | 0 | 0 | 0 | 0
C&I Curtailment-AutoDR Ind_KU_Winter_3.10.2021_8.04.41 PM.xlsx | Inputs_endUseLoadShapes.xlsx | Inputs_Global_KU_Winter.xlsx | Inputs_Product_C&I Curtailment-AutoDR-Ind.xlsx | KU | 20 | Winter | Peak | 3 | C&I Curtailment-AutoDR Ind | Commercial | Warehouse | 11.6768 | 0 | 0 | 0 | 0 | 0 | 0 | 0 | 0 | 0 | 0 | 0 | 0 | 0 | 0 | 0 | 0 | 0 | 0 | 0 | 0 | 0 | 0 | [10 empty] | 0 | 0 | 0 | 0 | 0 | 0 | 0 | 0 | 0 | 0 | 0 | 0 | 0 | 0 | 0 | 0 | 0 | 0 | 0 | 0 | 0 | 0 | 0 | 0 | 0 | 0 | 0 | 0 | 0 | 0
C&I Curtailment-AutoDR Ind_KU_Winter_3.10.2021_8.04.41 PM.xlsx | Inputs_endUseLoadShapes.xlsx | Inputs_Global_KU_Winter.xlsx | Inputs_Product_C&I Curtailment-AutoDR-Ind.xlsx | KU | 20 | Winter | Peak | 3 | C&I Curtailment-AutoDR Ind | Industrial | Apparel | 3.2397 | 3.0009 | 0.90027 | 0.069924 | 0.06982 | 0.069512 | 0.069249 | 0.069031 | 0.068768 | 0.068296 | 0.067863 | 0.067809 | 0.067764 | 0.067722 | 0.067686 | 0.067657 | 0.067632 | 0.067611 | 0.067594 | 0.067575 | 0.067533 | 0.067496 | 0.067462 | [10 empty] | 0.60274 | 0.60185 | 0.59919 | 0.59692 | 0.59504 | 0.59277 | 0.5887 | 0.58498 | 0.58451 | 0.58412 | 0.58376 | 0.58345 | 0.5832 | 0.58298 | 0.5828 | 0.58266 | 0.58249 | 0.58213 | 0.58181 | 0.58152 | 0 | 0 | 0 | 0 | 0 | 0 | 0 | 0 | 0 | 0
C&I Curtailment-AutoDR Ind_KU_Winter_3.10.2021_8.04.41 PM.xlsx | Inputs_endUseLoadShapes.xlsx | Inputs_Global_KU_Winter.xlsx | Inputs_Product_C&I Curtailment-AutoDR-Ind.xlsx | KU | 20 | Winter | Peak | 3 | C&I Curtailment-AutoDR Ind | Industrial | Beverage and Tobacco Products | 16.6991 | 15.4682 | 4.6405 | 0.36043 | 0.35989 | 0.3583 | 0.35695 | 0.35582 | 0.35447 | 0.35203 | 0.3498 | 0.34952 | 0.34929 | 0.34908 | 0.34889 | 0.34874 | 0.34861 | 0.3485 | 0.34842 | 0.34832 | 0.3481 | 0.34791 | 0.34773 | [10 empty] | 3.1068 | 3.1022 | 3.0885 | 3.0768 | 3.0672 | 3.0555 | 3.0345 | 3.0153 | 3.0129 | 3.0109 | 3.009 | 3.0074 | 3.0061 | 3.005 | 3.0041 | 3.0033 | 3.0025 | 3.0006 | 2.999 | 2.9974 | 0 | 0 | 0 | 0 | 0 | 0 | 0 | 0 | 0 | 0
C&I Curtailment-AutoDR Ind_KU_Winter_3.10.2021_8.04.41 PM.xlsx | Inputs_endUseLoadShapes.xlsx | Inputs_Global_KU_Winter.xlsx | Inputs_Product_C&I Curtailment-AutoDR-Ind.xlsx | KU | 20 | Winter | Peak | 3 | C&I Curtailment-AutoDR Ind | Industrial | Chemicals | 43.6551 | 40.4375 | 12.1312 | 1.148 | 1.1463 | 1.1412 | 1.1369 | 1.1333 | 1.129 | 1.1212 | 1.1141 | 1.1132 | 1.1125 | 1.1118 | 1.1112 | 1.1107 | 1.1103 | 1.11 | 1.1097 | 1.1094 | 1.1087 | 1.1081 | 1.1075 | [10 empty] | 9.8954 | 9.8807 | 9.8371 | 9.7998 | 9.769 | 9.7317 | 9.6649 | 9.6038 | 9.596 | 9.5897 | 9.5838 | 9.5787 | 9.5745 | 9.571 | 9.5681 | 9.5657 | 9.5629 | 9.557 | 9.5517 | 9.5469 | 0 | 0 | 0 | 0 | 0 | 0 | 0 | 0 | 0 | 0
C&I Curtailment-AutoDR Ind_KU_Winter_3.10.2021_8.04.41 PM.xlsx | Inputs_endUseLoadShapes.xlsx | Inputs_Global_KU_Winter.xlsx | Inputs_Product_C&I Curtailment-AutoDR-Ind.xlsx | KU | 20 | Winter | Peak | 3 | C&I Curtailment-AutoDR Ind | Industrial | Computer and Electronic Products | 0.71049 | 0.65812 | 0.19744 | 0.020907 | 0.020877 | 0.020784 | 0.020706 | 0.02064 | 0.020562 | 0.020421 | 0.020291 | 0.020275 | 0.020262 | 0.020249 | 0.020238 | 0.02023 | 0.020222 | 0.020216 | 0.020211 | 0.020205 | 0.020193 | 0.020181 | 0.020171 | [10 empty] | 0.18022 | 0.17995 | 0.17916 | 0.17848 | 0.17792 | 0.17724 | 0.17602 | 0.17491 | 0.17477 | 0.17465 | 0.17455 | 0.17445 | 0.17438 | 0.17431 | 0.17426 | 0.17422 | 0.17417 | 0.17406 | 0.17396 | 0.17387 | 0 | 0 | 0 | 0 | 0 | 0 | 0 | 0 | 0 | 0
C&I Curtailment-AutoDR Ind_KU_Winter_3.10.2021_8.04.41 PM.xlsx | Inputs_endUseLoadShapes.xlsx | Inputs_Global_KU_Winter.xlsx | Inputs_Product_C&I Curtailment-AutoDR-Ind.xlsx | KU | 20 | Winter | Peak | 3 | C&I Curtailment-AutoDR Ind | Industrial | Electrical Equip., Appliances, and Components | 30.7217 | 28.4574 | 8.5372 | 0.65434 | 0.65337 | 0.65048 | 0.64802 | 0.64598 | 0.64352 | 0.6391 | 0.63506 | 0.63455 | 0.63413 | 0.63374 | 0.6334 | 0.63312 | 0.63289 | 0.6327 | 0.63254 | 0.63236 | 0.63196 | 0.63162 | 0.6313 | [10 empty] | 5.6404 | 5.632 | 5.6071 | 5.5859 | 5.5683 | 5.5471 | 5.509 | 5.4741 | 5.4697 | 5.4661 | 5.4628 | 5.4599 | 5.4575 | 5.4554 | 5.4538 | 5.4524 | 5.4509 | 5.4475 | 5.4445 | 5.4417 | 0 | 0 | 0 | 0 | 0 | 0 | 0 | 0 | 0 | 0
C&I Curtailment-AutoDR Ind_KU_Winter_3.10.2021_8.04.41 PM.xlsx | Inputs_endUseLoadShapes.xlsx | Inputs_Global_KU_Winter.xlsx | Inputs_Product_C&I Curtailment-AutoDR-Ind.xlsx | KU | 20 | Winter | Peak | 3 | C&I Curtailment-AutoDR Ind | Industrial | Fabricated Metal Products | 34.2705 | 31.7446 | 9.5234 | 0.69926 | 0.69822 | 0.69514 | 0.69251 | 0.69033 | 0.68769 | 0.68297 | 0.67865 | 0.67811 | 0.67766 | 0.67724 | 0.67688 | 0.67659 | 0.67633 | 0.67613 | 0.67596 | 0.67577 | 0.67535 | 0.67498 | 0.67464 | [10 empty] | 6.0276 | 6.0186 | 5.992 | 5.9693 | 5.9506 | 5.9279 | 5.8872 | 5.8499 | 5.8452 | 5.8414 | 5.8378 | 5.8347 | 5.8321 | 5.8299 | 5.8282 | 5.8267 | 5.8251 | 5.8214 | 5.8182 | 5.8153 | 0 | 0 | 0 | 0 | 0 | 0 | 0 | 0 | 0 | 0
C&I Curtailment-AutoDR Ind_KU_Winter_3.10.2021_8.04.41 PM.xlsx | Inputs_endUseLoadShapes.xlsx | Inputs_Global_KU_Winter.xlsx | Inputs_Product_C&I Curtailment-AutoDR-Ind.xlsx | KU | 20 | Winter | Peak | 3 | C&I Curtailment-AutoDR Ind | Industrial | Food | 47.1223 | 43.6491 | 13.0947 | 1.0738 | 1.0722 | 1.0674 | 1.0634 | 1.06 | 1.056 | 1.0487 | 1.0421 | 1.0413 | 1.0406 | 1.0399 | 1.0394 | 1.0389 | 1.0385 | 1.0382 | 1.038 | 1.0377 | 1.037 | 1.0365 | 1.0359 | [10 empty] | 9.2557 | 9.2419 | 9.2011 | 9.1663 | 9.1374 | 9.1026 | 9.0401 | 8.9829 | 8.9757 | 8.9697 | 8.9642 | 8.9595 | 8.9556 | 8.9522 | 8.9495 | 8.9472 | 8.9447 | 8.9391 | 8.9342 | 8.9297 | 0 | 0 | 0 | 0 | 0 | 0 | 0 | 0 | 0 | 0
C&I Curtailment-AutoDR Ind_KU_Winter_3.10.2021_8.04.41 PM.xlsx | Inputs_endUseLoadShapes.xlsx | Inputs_Global_KU_Winter.xlsx | Inputs_Product_C&I Curtailment-AutoDR-Ind.xlsx | KU | 20 | Winter | Peak | 3 | C&I Curtailment-AutoDR Ind | Industrial | Furniture and Related Products | 2.817 | 2.6094 | 0.78281 | 0.060801 | 0.060711 | 0.060443 | 0.060214 | 0.060025 | 0.059796 | 0.059385 | 0.059009 | 0.058962 | 0.058923 | 0.058887 | 0.058856 | 0.05883 | 0.058808 | 0.05879 | 0.058775 | 0.058759 | 0.058722 | 0.05869 | 0.05866 | [10 empty] | 0.5241 | 0.52333 | 0.52101 | 0.51904 | 0.51741 | 0.51543 | 0.5119 | 0.50866 | 0.50825 | 0.50791 | 0.5076 | 0.50733 | 0.50711 | 0.50692 | 0.50677 | 0.50664 | 0.50649 | 0.50618 | 0.5059 | 0.50565 | 0 | 0 | 0 | 0 | 0 | 0 | 0 | 0 | 0 | 0
C&I Curtailment-AutoDR Ind_KU_Winter_3.10.2021_8.04.41 PM.xlsx | Inputs_endUseLoadShapes.xlsx | Inputs_Global_KU_Winter.xlsx | Inputs_Product_C&I Curtailment-AutoDR-Ind.xlsx | KU | 20 | Winter | Peak | 3 | C&I Curtailment-AutoDR Ind | Industrial | Machinery | 9.4036 | 8.7105 | 2.6132 | 0.20296 | 0.20266 | 0.20177 | 0.201 | 0.20037 | 0.19961 | 0.19824 | 0.19698 | 0.19682 | 0.19669 | 0.19657 | 0.19647 | 0.19638 | 0.19631 | 0.19625 | 0.1962 | 0.19615 | 0.19602 | 0.19592 | 0.19582 | [10 empty] | 1.7495 | 1.7469 | 1.7392 | 1.7326 | 1.7272 | 1.7206 | 1.7088 | 1.698 | 1.6966 | 1.6955 | 1.6944 | 1.6936 | 1.6928 | 1.6922 | 1.6917 | 1.6912 | 1.6908 | 1.6897 | 1.6888 | 1.6879 | 0 | 0 | 0 | 0 | 0 | 0 | 0 | 0 | 0 | 0
C&I Curtailment-AutoDR Ind_KU_Winter_3.10.2021_8.04.41 PM.xlsx | Inputs_endUseLoadShapes.xlsx | Inputs_Global_KU_Winter.xlsx | Inputs_Product_C&I Curtailment-AutoDR-Ind.xlsx | KU | 20 | Winter | Peak | 3 | C&I Curtailment-AutoDR Ind | Industrial | Mining | 20.147 | 18.662 | 5.5986 | 0.43484 | 0.4342 | 0.43228 | 0.43064 | 0.42929 | 0.42765 | 0.42472 | 0.42203 | 0.42169 | 0.42141 | 0.42115 | 0.42093 | 0.42075 | 0.42059 | 0.42046 | 0.42036 | 0.42024 | 0.41997 | 0.41974 | 0.41953 | [10 empty] | 3.7483 | 3.7428 | 3.7262 | 3.7121 | 3.7004 | 3.6863 | 3.661 | 3.6379 | 3.6349 | 3.6325 | 3.6303 | 3.6284 | 3.6268 | 3.6254 | 3.6243 | 3.6234 | 3.6224 | 3.6201 | 3.6182 | 3.6163 | 0 | 0 | 0 | 0 | 0 | 0 | 0 | 0 | 0 | 0
C&I Curtailment-AutoDR Ind_KU_Winter_3.10.2021_8.04.41 PM.xlsx | Inputs_endUseLoadShapes.xlsx | Inputs_Global_KU_Winter.xlsx | Inputs_Product_C&I Curtailment-AutoDR-Ind.xlsx | KU | 20 | Winter | Peak | 3 | C&I Curtailment-AutoDR Ind | Industrial | Miscellaneous | 56.4196 | 52.2612 | 15.6784 | 1.2177 | 1.2159 | 1.2106 | 1.206 | 1.2022 | 1.1976 | 1.1894 | 1.1819 | 1.1809 | 1.1801 | 1.1794 | 1.1788 | 1.1783 | 1.1778 | 1.1775 | 1.1772 | 1.1768 | 1.1761 | 1.1755 | 1.1749 | [10 empty] | 10.4968 | 10.4813 | 10.435 | 10.3954 | 10.3627 | 10.3232 | 10.2523 | 10.1875 | 10.1793 | 10.1726 | 10.1663 | 10.1609 | 10.1565 | 10.1527 | 10.1496 | 10.1471 | 10.1442 | 10.1378 | 10.1323 | 10.1272 | 0 | 0 | 0 | 0 | 0 | 0 | 0 | 0 | 0 | 0
C&I Curtailment-AutoDR Ind_KU_Winter_3.10.2021_8.04.41 PM.xlsx | Inputs_endUseLoadShapes.xlsx | Inputs_Global_KU_Winter.xlsx | Inputs_Product_C&I Curtailment-AutoDR-Ind.xlsx | KU | 20 | Winter | Peak | 3 | C&I Curtailment-AutoDR Ind | Industrial | Nonmetallic Mineral Products | 31.3759 | 29.0633 | 8.719 | 0.87984 | 0.87853 | 0.87465 | 0.87134 | 0.8686 | 0.86529 | 0.85935 | 0.85391 | 0.85322 | 0.85266 | 0.85213 | 0.85168 | 0.85131 | 0.85099 | 0.85074 | 0.85052 | 0.85028 | 0.84975 | 0.84928 | 0.84886 | [10 empty] | 7.5841 | 7.5729 | 7.5395 | 7.5109 | 7.4873 | 7.4587 | 7.4075 | 7.3606 | 7.3547 | 7.3499 | 7.3453 | 7.3414 | 7.3382 | 7.3355 | 7.3333 | 7.3314 | 7.3293 | 7.3248 | 7.3208 | 7.3171 | 0 | 0 | 0 | 0 | 0 | 0 | 0 | 0 | 0 | 0
C&I Curtailment-AutoDR Ind_KU_Winter_3.10.2021_8.04.41 PM.xlsx | Inputs_endUseLoadShapes.xlsx | Inputs_Global_KU_Winter.xlsx | Inputs_Product_C&I Curtailment-AutoDR-Ind.xlsx | KU | 20 | Winter | Peak | 3 | C&I Curtailment-AutoDR Ind | Industrial | Paper | 19.3787 | 17.9504 | 5.3851 | 0.41826 | 0.41764 | 0.4158 | 0.41422 | 0.41292 | 0.41135 | 0.40852 | 0.40594 | 0.40561 | 0.40534 | 0.40509 | 0.40488 | 0.4047 | 0.40455 | 0.40443 | 0.40433 | 0.40421 | 0.40396 | 0.40374 | 0.40353 | [10 empty] | 3.6054 | 3.6 | 3.5841 | 3.5706 | 3.5593 | 3.5458 | 3.5214 | 3.4991 | 3.4963 | 3.494 | 3.4919 | 3.49 | 3.4885 | 3.4872 | 3.4861 | 3.4853 | 3.4843 | 3.4821 | 3.4802 | 3.4784 | 0 | 0 | 0 | 0 | 0 | 0 | 0 | 0 | 0 | 0
C&I Curtailment-AutoDR Ind_KU_Winter_3.10.2021_8.04.41 PM.xlsx | Inputs_endUseLoadShapes.xlsx | Inputs_Global_KU_Winter.xlsx | Inputs_Product_C&I Curtailment-AutoDR-Ind.xlsx | KU | 20 | Winter | Peak | 3 | C&I Curtailment-AutoDR Ind | Industrial | Petroleum and Coal Products | 27.2069 | 25.2016 | 7.5605 | 0.63309 | 0.63215 | 0.62936 | 0.62697 | 0.625 | 0.62262 | 0.61834 | 0.61443 | 0.61394 | 0.61353 | 0.61315 | 0.61283 | 0.61256 | 0.61233 | 0.61215 | 0.61199 | 0.61182 | 0.61144 | 0.6111 | 0.61079 | [10 empty] | 5.4572 | 5.4491 | 5.425 | 5.4045 | 5.3875 | 5.3669 | 5.3301 | 5.2963 | 5.2921 | 5.2886 | 5.2853 | 5.2825 | 5.2802 | 5.2782 | 5.2767 | 5.2753 | 5.2738 | 5.2705 | 5.2676 | 5.265 | 0 | 0 | 0 | 0 | 0 | 0 | 0 | 0 | 0 | 0
C&I Curtailment-AutoDR Ind_KU_Winter_3.10.2021_8.04.41 PM.xlsx | Inputs_endUseLoadShapes.xlsx | Inputs_Global_KU_Winter.xlsx | Inputs_Product_C&I Curtailment-AutoDR-Ind.xlsx | KU | 20 | Winter | Peak | 3 | C&I Curtailment-AutoDR Ind | Industrial | Plastics and Rubber Products | 67.4645 | 62.492 | 18.7476 | 1.5553 | 1.553 | 1.5461 | 1.5403 | 1.5354 | 1.5296 | 1.5191 | 1.5095 | 1.5083 | 1.5073 | 1.5063 | 1.5055 | 1.5049 | 1.5043 | 1.5039 | 1.5035 | 1.5031 | 1.5021 | 1.5013 | 1.5005 | [10 empty] | 13.4066 | 13.3867 | 13.3276 | 13.2771 | 13.2354 | 13.1849 | 13.0944 | 13.0115 | 13.001 | 12.9925 | 12.9845 | 12.9776 | 12.9719 | 12.9671 | 12.9632 | 12.9599 | 12.9562 | 12.9481 | 12.941 | 12.9345 | 0 | 0 | 0 | 0 | 0 | 0 | 0 | 0 | 0 | 0
C&I Curtailment-AutoDR Ind_KU_Winter_3.10.2021_8.04.41 PM.xlsx | Inputs_endUseLoadShapes.xlsx | Inputs_Global_KU_Winter.xlsx | Inputs_Product_C&I Curtailment-AutoDR-Ind.xlsx | KU | 20 | Winter | Peak | 3 | C&I Curtailment-AutoDR Ind | Industrial | Primary Metals | 194.5089 | 180.1725 | 54.0518 | 4.3534 | 4.347 | 4.3278 | 4.3114 | 4.2978 | 4.2814 | 4.2521 | 4.2251 | 4.2217 | 4.219 | 4.2164 | 4.2141 | 4.2123 | 4.2107 | 4.2094 | 4.2084 | 4.2072 | 4.2046 | 4.2023 | 4.2001 | [10 empty] | 37.5264 | 37.4707 | 37.3052 | 37.1639 | 37.047 | 36.9057 | 36.6524 | 36.4204 | 36.3911 | 36.3671 | 36.3447 | 36.3255 | 36.3096 | 36.296 | 36.2851 | 36.2759 | 36.2656 | 36.243 | 36.2232 | 36.2049 | 0 | 0 | 0 | 0 | 0 | 0 | 0 | 0 | 0 | 0
C&I Curtailment-AutoDR Ind_KU_Winter_3.10.2021_8.04.41 PM.xlsx | Inputs_endUseLoadShapes.xlsx | Inputs_Global_KU_Winter.xlsx | Inputs_Product_C&I Curtailment-AutoDR-Ind.xlsx | KU | 20 | Winter | Peak | 3 | C&I Curtailment-AutoDR Ind | Industrial | Printing and Related Support | 6.4735 | 5.9964 | 1.7989 | 0.13972 | 0.13951 | 0.1389 | 0.13837 | 0.13794 | 0.13741 | 0.13647 | 0.1356 | 0.1355 | 0.13541 | 0.13532 | 0.13525 | 0.13519 | 0.13514 | 0.1351 | 0.13507 | 0.13503 | 0.13494 | 0.13487 | 0.1348 | [10 empty] | 1.2044 | 1.2026 | 1.1973 | 1.1928 | 1.189 | 1.1845 | 1.1763 | 1.1689 | 1.168 | 1.1672 | 1.1665 | 1.1659 | 1.1653 | 1.1649 | 1.1646 | 1.1643 | 1.1639 | 1.1632 | 1.1626 | 1.162 | 0 | 0 | 0 | 0 | 0 | 0 | 0 | 0 | 0 | 0
C&I Curtailment-AutoDR Ind_KU_Winter_3.10.2021_8.04.41 PM.xlsx | Inputs_endUseLoadShapes.xlsx | Inputs_Global_KU_Winter.xlsx | Inputs_Product_C&I Curtailment-AutoDR-Ind.xlsx | KU | 20 | Winter | Peak | 3 | C&I Curtailment-AutoDR Ind | Industrial | Textiles | 0.21101 | 0.19546 | 0.058637 | 0.0045543 | 0.0045476 | 0.0045275 | 0.0045103 | 0.0044961 | 0.004479 | 0.0044482 | 0.0044201 | 0.0044165 | 0.0044136 | 0.0044109 | 0.0044086 | 0.0044066 | 0.004405 | 0.0044037 | 0.0044026 | 0.0044013 | 0.0043986 | 0.0043962 | 0.0043939 | [10 empty] | 0.039258 | 0.0392 | 0.039026 | 0.038879 | 0.038756 | 0.038609 | 0.038344 | 0.038101 | 0.03807 | 0.038045 | 0.038022 | 0.038002 | 0.037985 | 0.037971 | 0.037959 | 0.03795 | 0.037939 | 0.037915 | 0.037895 | 0.037875 | 0 | 0 | 0 | 0 | 0 | 0 | 0 | 0 | 0 | 0
C&I Curtailment-AutoDR Ind_KU_Winter_3.10.2021_8.04.41 PM.xlsx | Inputs_endUseLoadShapes.xlsx | Inputs_Global_KU_Winter.xlsx | Inputs_Product_C&I Curtailment-AutoDR-Ind.xlsx | KU | 20 | Winter | Peak | 3 | C&I Curtailment-AutoDR Ind | Industrial | Transportation Equipment | 125.5878 | 116.3313 | 34.8994 | 2.8876 | 2.8833 | 2.8706 | 2.8597 | 2.8507 | 2.8398 | 2.8203 | 2.8025 | 2.8002 | 2.7984 | 2.7967 | 2.7952 | 2.794 | 2.7929 | 2.7921 | 2.7914 | 2.7906 | 2.7888 | 2.7873 | 2.7859 | [10 empty] | 24.8907 | 24.8538 | 24.744 | 24.6503 | 24.5727 | 24.4791 | 24.311 | 24.1571 | 24.1377 | 24.1218 | 24.1069 | 24.0942 | 24.0837 | 24.0746 | 24.0674 | 24.0613 | 24.0545 | 24.0395 | 24.0263 | 24.0142 | 0 | 0 | 0 | 0 | 0 | 0 | 0 | 0 | 0 | 0
C&I Curtailment-AutoDR Ind_KU_Winter_3.10.2021_8.04.41 PM.xlsx | Inputs_endUseLoadShapes.xlsx | Inputs_Global_KU_Winter.xlsx | Inputs_Product_C&I Curtailment-AutoDR-Ind.xlsx | KU | 20 | Winter | Peak | 3 | C&I Curtailment-AutoDR Ind | Industrial | Wastewater | 1.2551 | 1.1626 | 0.34878 | 0.02709 | 0.02705 | 0.02693 | 0.026828 | 0.026744 | 0.026642 | 0.026459 | 0.026291 | 0.02627 | 0.026253 | 0.026237 | 0.026223 | 0.026211 | 0.026202 | 0.026194 | 0.026187 | 0.02618 | 0.026163 | 0.026149 | 0.026136 | [10 empty] | 0.23351 | 0.23317 | 0.23214 | 0.23126 | 0.23053 | 0.22965 | 0.22807 | 0.22663 | 0.22645 | 0.2263 | 0.22616 | 0.22604 | 0.22594 | 0.22586 | 0.22579 | 0.22573 | 0.22567 | 0.22553 | 0.2254 | 0.22529 | 0 | 0 | 0 | 0 | 0 | 0 | 0 | 0 | 0 | 0
C&I Curtailment-AutoDR Ind_KU_Winter_3.10.2021_8.04.41 PM.xlsx | Inputs_endUseLoadShapes.xlsx | Inputs_Global_KU_Winter.xlsx | Inputs_Product_C&I Curtailment-AutoDR-Ind.xlsx | KU | 20 | Winter | Peak | 3 | C&I Curtailment-AutoDR Ind | Industrial | Water | 20.4778 | 18.9685 | 5.6905 | 0.44198 | 0.44133 | 0.43938 | 0.43772 | 0.43634 | 0.43467 | 0.43169 | 0.42896 | 0.42861 | 0.42833 | 0.42807 | 0.42784 | 0.42765 | 0.42749 | 0.42737 | 0.42726 | 0.42714 | 0.42687 | 0.42664 | 0.42642 | [10 empty] | 3.8099 | 3.8042 | 3.7874 | 3.7731 | 3.7612 | 3.7469 | 3.7211 | 3.6976 | 3.6946 | 3.6922 | 3.6899 | 3.688 | 3.6863 | 3.685 | 3.6839 | 3.6829 | 3.6819 | 3.6796 | 3.6776 | 3.6757 | 0 | 0 | 0 | 0 | 0 | 0 | 0 | 0 | 0 | 0
C&I Curtailment-AutoDR Ind_KU_Winter_3.10.2021_8.04.41 PM.xlsx | Inputs_endUseLoadShapes.xlsx | Inputs_Global_KU_Winter.xlsx | Inputs_Product_C&I Curtailment-AutoDR-Ind.xlsx | KU | 20 | Winter | Peak | 3 | C&I Curtailment-AutoDR Ind | Industrial | Wood Products | 4.7458 | 4.396 | 1.3188 | 0.10243 | 0.10228 | 0.10183 | 0.10144 | 0.10112 | 0.10074 | 0.10005 | 0.099413 | 0.099334 | 0.099268 | 0.099207 | 0.099154 | 0.099111 | 0.099074 | 0.099044 | 0.099019 | 0.098991 | 0.098929 | 0.098875 | 0.098825 | [10 empty] | 0.88296 | 0.88165 | 0.87775 | 0.87443 | 0.87168 | 0.86836 | 0.86239 | 0.85694 | 0.85625 | 0.85568 | 0.85516 | 0.8547 | 0.85433 | 0.85401 | 0.85375 | 0.85354 | 0.85329 | 0.85276 | 0.8523 | 0.85187 | 0 | 0 | 0 | 0 | 0 | 0 | 0 | 0 | 0 | 0
C&I Curtailment-AutoDR Ind_KU_Winter_3.10.2021_8.04.41 PM.xlsx | Inputs_endUseLoadShapes.xlsx | Inputs_Global_KU_Winter.xlsx | Inputs_Product_C&I Curtailment-AutoDR-Ind.xlsx | KU | 20 | Winter | Peak | 3 | C&I Curtailment-AutoDR Ind | Residential | Manufactured | 181.067 | 0 | 0 | 0 | 0 | 0 | 0 | 0 | 0 | 0 | 0 | 0 | 0 | 0 | 0 | 0 | 0 | 0 | 0 | 0 | 0 | 0 | 0 | [10 empty] | 0 | 0 | 0 | 0 | 0 | 0 | 0 | 0 | 0 | 0 | 0 | 0 | 0 | 0 | 0 | 0 | 0 | 0 | 0 | 0 | 0 | 0 | 0 | 0 | 0 | 0 | 0 | 0 | 0 | 0
C&I Curtailment-AutoDR Ind_KU_Winter_3.10.2021_8.04.41 PM.xlsx | Inputs_endUseLoadShapes.xlsx | Inputs_Global_KU_Winter.xlsx | Inputs_Product_C&I Curtailment-AutoDR-Ind.xlsx | KU | 20 | Winter | Peak | 3 | C&I Curtailment-AutoDR Ind | Residential | Multifamily | 183.0531 | 0 | 0 | 0 | 0 | 0 | 0 | 0 | 0 | 0 | 0 | 0 | 0 | 0 | 0 | 0 | 0 | 0 | 0 | 0 | 0 | 0 | 0 | [10 empty] | 0 | 0 | 0 | 0 | 0 | 0 | 0 | 0 | 0 | 0 | 0 | 0 | 0 | 0 | 0 | 0 | 0 | 0 | 0 | 0 | 0 | 0 | 0 | 0 | 0 | 0 | 0 | 0 | 0 | 0
C&I Curtailment-AutoDR Ind_KU_Winter_3.10.2021_8.04.41 PM.xlsx | Inputs_endUseLoadShapes.xlsx | Inputs_Global_KU_Winter.xlsx | Inputs_Product_C&I Curtailment-AutoDR-Ind.xlsx | KU | 20 | Winter | Peak | 3 | C&I Curtailment-AutoDR Ind | Residential | Single Family | 1201.5545 | 0 | 0 | 0 | 0 | 0 | 0 | 0 | 0 | 0 | 0 | 0 | 0 | 0 | 0 | 0 | 0 | 0 | 0 | 0 | 0 | 0 | 0 | [10 empty] | 0 | 0 | 0 | 0 | 0 | 0 | 0 | 0 | 0 | 0 | 0 | 0 | 0 | 0 | 0 | 0 | 0 | 0 | 0 | 0 | 0 | 0 | 0 | 0 | 0 | 0 | 0 | 0 | 0 | 0
C&I Curtailment-AutoDR Ind_KU_Winter_3.10.2021_8.04.41 PM.xlsx | Inputs_endUseLoadShapes.xlsx | Inputs_Global_KU_Winter.xlsx | Inputs_Product_C&I Curtailment-AutoDR-Ind.xlsx | KU | 20 | Winter | Peak | 3 | C&I Curtailment-AutoDR Ind | 0 | 0 | 0 | 0 | 0 | 0 | 0 | 0 | 0 | 0 | 0 | 0 | 0 | 0 | 0 | 0 | 0 | 0 | 0 | 0 | 0 | 0 | 0 | 0 | 0 | [10 empty] | 0 | 0 | 0 | 0 | 0 | 0 | 0 | 0 | 0 | 0 | 0 | 0 | 0 | 0 | 0 | 0 | 0 | 0 | 0 | 0 | 0 | 0 | 0 | 0 | 0 | 0 | 0 | 0 | 0 | 0
C&I Curtailment-AutoDR Ind_KU_Winter_3.10.2021_8.04.41 PM.xlsx | Inputs_endUseLoadShapes.xlsx | Inputs_Global_KU_Winter.xlsx | Inputs_Product_C&I Curtailment-AutoDR-Ind.xlsx | KU | 20 | Winter | Peak | 3 | C&I Curtailment-AutoDR Ind | 0 | 0 | 0 | 0 | 0 | 0 | 0 | 0 | 0 | 0 | 0 | 0 | 0 | 0 | 0 | 0 | 0 | 0 | 0 | 0 | 0 | 0 | 0 | 0 | 0 | [10 empty] | 0 | 0 | 0 | 0 | 0 | 0 | 0 | 0 | 0 | 0 | 0 | 0 | 0 | 0 | 0 | 0 | 0 | 0 | 0 | 0 | 0 | 0 | 0 | 0 | 0 | 0 | 0 | 0 | 0 | 0
C&I Curtailment-AutoDR Ind_KU_Winter_3.10.2021_8.04.41 PM.xlsx | Inputs_endUseLoadShapes.xlsx | Inputs_Global_KU_Winter.xlsx | Inputs_Product_C&I Curtailment-AutoDR-Ind.xlsx | KU | 20 | Winter | Peak | 3 | C&I Curtailment-AutoDR Ind | 0 | 0 | 0 | 0 | 0 | 0 | 0 | 0 | 0 | 0 | 0 | 0 | 0 | 0 | 0 | 0 | 0 | 0 | 0 | 0 | 0 | 0 | 0 | 0 | 0 | [10 empty] | 0 | 0 | 0 | 0 | 0 | 0 | 0 | 0 | 0 | 0 | 0 | 0 | 0 | 0 | 0 | 0 | 0 | 0 | 0 | 0 | 0 | 0 | 0 | 0 | 0 | 0 | 0 | 0 | 0 | 0
C&I Curtailment-AutoDR Ind_KU_Winter_3.10.2021_8.04.41 PM.xlsx | Inputs_endUseLoadShapes.xlsx | Inputs_Global_KU_Winter.xlsx | Inputs_Product_C&I Curtailment-AutoDR-Ind.xlsx | KU | 20 | Winter | Peak | 3 | C&I Curtailment-AutoDR Ind | 0 | 0 | 0 | 0 | 0 | 0 | 0 | 0 | 0 | 0 | 0 | 0 | 0 | 0 | 0 | 0 | 0 | 0 | 0 | 0 | 0 | 0 | 0 | 0 | 0 | [10 empty] | 0 | 0 | 0 | 0 | 0 | 0 | 0 | 0 | 0 | 0 | 0 | 0 | 0 | 0 | 0 | 0 | 0 | 0 | 0 | 0 | 0 | 0 | 0 | 0 | 0 | 0 | 0 | 0 | 0 | 0
C&I Curtailment-Backup Gen_KU_Winter_3.10.2021_8.07.52 PM.xlsx | Inputs_endUseLoadShapes.xlsx | Inputs_Global_KU_Winter.xlsx | Inputs_Product_C&I Curtailment-Backup Gen.xlsx | KU | 20 | Winter | Peak | 3 | C&I Curtailment-Backup Gen | Commercial | Grocery | 33.8466 | 16.523 | 2.8293 | 0.26765 | 0.26704 | 0.26595 | 0.2642 | 0.26252 | 0.26082 | 0.25904 | 0.25699 | 0.25591 | 0.25498 | 0.25411 | 0.25333 | 0.25267 | 0.25208 | 0.25157 | 0.25112 | 0.25064 | 0.24985 | 0.24914 | 0.24849 | [10 empty] | 82.1613 | 81.9753 | 81.6415 | 81.1018 | 80.5869 | 80.0652 | 79.5208 | 78.8909 | 78.5576 | 78.274 | 78.0045 | 77.7673 | 77.564 | 77.383 | 77.2263 | 77.0883 | 76.9422 | 76.6987 | 76.4795 | 76.2814 | 0 | 0 | 0 | 0 | 0 | 0 | 0 | 0 | 0 | 0
C&I Curtailment-Backup Gen_KU_Winter_3.10.2021_8.07.52 PM.xlsx | Inputs_endUseLoadShapes.xlsx | Inputs_Global_KU_Winter.xlsx | Inputs_Product_C&I Curtailment-Backup Gen.xlsx | KU | 20 | Winter | Peak | 3 | C&I Curtailment-Backup Gen | Commercial | Health | 72.7412 | 57.5695 | 9.8579 | 0.49723 | 0.4961 | 0.49408 | 0.49082 | 0.4877 | 0.48454 | 0.48125 | 0.47744 | 0.47542 | 0.4737 | 0.47207 | 0.47064 | 0.46941 | 0.46831 | 0.46736 | 0.46653 | 0.46564 | 0.46417 | 0.46284 | 0.46164 | [10 empty] | 247.4574 | 246.897 | 245.8919 | 244.2664 | 242.7154 | 241.1443 | 239.5045 | 237.6075 | 236.6034 | 235.7495 | 234.9377 | 234.2232 | 233.611 | 233.0658 | 232.5937 | 232.1783 | 231.7383 | 231.0047 | 230.3446 | 229.7479 | 0 | 0 | 0 | 0 | 0 | 0 | 0 | 0 | 0 | 0
C&I Curtailment-Backup Gen_KU_Winter_3.10.2021_8.07.52 PM.xlsx | Inputs_endUseLoadShapes.xlsx | Inputs_Global_KU_Winter.xlsx | Inputs_Product_C&I Curtailment-Backup Gen.xlsx | KU | 20 | Winter | Peak | 3 | C&I Curtailment-Backup Gen | Commercial | Large Office | 81.0748 | 60.6968 | 10.3934 | 0.26885 | 0.26824 | 0.26715 | 0.26539 | 0.2637 | 0.26199 | 0.26021 | 0.25815 | 0.25706 | 0.25613 | 0.25525 | 0.25447 | 0.25381 | 0.25322 | 0.2527 | 0.25225 | 0.25178 | 0.25098 | 0.25026 | 0.24961 | [10 empty] | 126.5694 | 126.2828 | 125.7687 | 124.9372 | 124.1439 | 123.3403 | 122.5016 | 121.5314 | 121.0178 | 120.581 | 120.1658 | 119.8004 | 119.4872 | 119.2084 | 118.9669 | 118.7545 | 118.5294 | 118.1542 | 117.8165 | 117.5113 | 0 | 0 | 0 | 0 | 0 | 0 | 0 | 0 | 0 | 0
C&I Curtailment-Backup Gen_KU_Winter_3.10.2021_8.07.52 PM.xlsx | Inputs_endUseLoadShapes.xlsx | Inputs_Global_KU_Winter.xlsx | Inputs_Product_C&I Curtailment-Backup Gen.xlsx | KU | 20 | Winter | Peak | 3 | C&I Curtailment-Backup Gen | Commercial | Large Retail | 30.8019 | 25.3859 | 4.347 | 0.31343 | 0.31272 | 0.31144 | 0.30938 | 0.30742 | 0.30543 | 0.30335 | 0.30095 | 0.29968 | 0.2986 | 0.29757 | 0.29666 | 0.29589 | 0.2952 | 0.2946 | 0.29407 | 0.29352 | 0.29259 | 0.29175 | 0.291 | [10 empty] | 162.4372 | 162.0694 | 161.4095 | 160.3425 | 159.3244 | 158.2931 | 157.2167 | 155.9715 | 155.3124 | 154.7518 | 154.219 | 153.7499 | 153.3481 | 152.9902 | 152.6803 | 152.4076 | 152.1188 | 151.6372 | 151.2039 | 150.8122 | 0 | 0 | 0 | 0 | 0 | 0 | 0 | 0 | 0 | 0
C&I Curtailment-Backup Gen_KU_Winter_3.10.2021_8.07.52 PM.xlsx | Inputs_endUseLoadShapes.xlsx | Inputs_Global_KU_Winter.xlsx | Inputs_Product_C&I Curtailment-Backup Gen.xlsx | KU | 20 | Winter | Peak | 3 | C&I Curtailment-Backup Gen | Commercial | Lodging | 12.3122 | 5.1034 | 0.87388 | 0.068095 | 0.067941 | 0.067664 | 0.067217 | 0.06679 | 0.066358 | 0.065907 | 0.065385 | 0.065108 | 0.064873 | 0.06465 | 0.064453 | 0.064285 | 0.064135 | 0.064005 | 0.063891 | 0.06377 | 0.063568 | 0.063386 | 0.063222 | [10 empty] | 17.7489 | 17.7087 | 17.6366 | 17.52 | 17.4088 | 17.2961 | 17.1785 | 17.0424 | 16.9704 | 16.9092 | 16.8509 | 16.7997 | 16.7558 | 16.7167 | 16.6828 | 16.653 | 16.6215 | 16.5688 | 16.5215 | 16.4787 | 0 | 0 | 0 | 0 | 0 | 0 | 0 | 0 | 0 | 0
C&I Curtailment-Backup Gen_KU_Winter_3.10.2021_8.07.52 PM.xlsx | Inputs_endUseLoadShapes.xlsx | Inputs_Global_KU_Winter.xlsx | Inputs_Product_C&I Curtailment-Backup Gen.xlsx | KU | 20 | Winter | Peak | 3 | C&I Curtailment-Backup Gen | Commercial | Miscellaneous | 280.9956 | 189.7873 | 32.4981 | 1.0876 | 1.0851 | 1.0807 | 1.0736 | 1.0667 | 1.0598 | 1.0526 | 1.0443 | 1.0399 | 1.0361 | 1.0326 | 1.0294 | 1.0267 | 1.0243 | 1.0223 | 1.0204 | 1.0185 | 1.0153 | 1.0124 | 1.0098 | [10 empty] | 461.9187 | 460.8726 | 458.9963 | 455.9621 | 453.0668 | 450.1341 | 447.0732 | 443.5322 | 441.6579 | 440.0638 | 438.5486 | 437.2148 | 436.0721 | 435.0544 | 434.1732 | 433.3978 | 432.5764 | 431.207 | 429.9747 | 428.861 | 0 | 0 | 0 | 0 | 0 | 0 | 0 | 0 | 0 | 0
C&I Curtailment-Backup Gen_KU_Winter_3.10.2021_8.07.52 PM.xlsx | Inputs_endUseLoadShapes.xlsx | Inputs_Global_KU_Winter.xlsx | Inputs_Product_C&I Curtailment-Backup Gen.xlsx | KU | 20 | Winter | Peak | 3 | C&I Curtailment-Backup Gen | Commercial | Restaurant | 26.9859 | 3.7108 | 0.63542 | 0.23686 | 0.23633 | 0.23536 | 0.23381 | 0.23232 | 0.23082 | 0.22925 | 0.22743 | 0.22647 | 0.22566 | 0.22488 | 0.2242 | 0.22361 | 0.22309 | 0.22264 | 0.22224 | 0.22182 | 0.22111 | 0.22048 | 0.21991 | [10 empty] | 20.4816 | 20.4352 | 20.352 | 20.2174 | 20.0891 | 19.959 | 19.8233 | 19.6663 | 19.5832 | 19.5125 | 19.4453 | 19.3862 | 19.3355 | 19.2904 | 19.2513 | 19.2169 | 19.1805 | 19.1198 | 19.0652 | 19.0158 | 0 | 0 | 0 | 0 | 0 | 0 | 0 | 0 | 0 | 0
C&I Curtailment-Backup Gen_KU_Winter_3.10.2021_8.07.52 PM.xlsx | Inputs_endUseLoadShapes.xlsx | Inputs_Global_KU_Winter.xlsx | Inputs_Product_C&I Curtailment-Backup Gen.xlsx | KU | 20 | Winter | Peak | 3 | C&I Curtailment-Backup Gen | Commercial | School | 374.2592 | 336.777 | 57.6678 | 0.91048 | 0.90842 | 0.90472 | 0.89874 | 0.89303 | 0.88725 | 0.88122 | 0.87424 | 0.87055 | 0.8674 | 0.86442 | 0.86179 | 0.85954 | 0.85753 | 0.85579 | 0.85426 | 0.85265 | 0.84995 | 0.84752 | 0.84532 | [10 empty] | 515.1982 | 514.0314 | 511.9387 | 508.5545 | 505.3253 | 502.0543 | 498.6403 | 494.6909 | 492.6004 | 490.8225 | 489.1325 | 487.6449 | 486.3704 | 485.2353 | 484.2524 | 483.3876 | 482.4715 | 480.9441 | 479.5697 | 478.3275 | 0 | 0 | 0 | 0 | 0 | 0 | 0 | 0 | 0 | 0
C&I Curtailment-Backup Gen_KU_Winter_3.10.2021_8.07.52 PM.xlsx | Inputs_endUseLoadShapes.xlsx | Inputs_Global_KU_Winter.xlsx | Inputs_Product_C&I Curtailment-Backup Gen.xlsx | KU | 20 | Winter | Peak | 3 | C&I Curtailment-Backup Gen | Commercial | Small Office | 115.7711 | 0 | 0 | 0.42709 | 0.42612 | 0.42439 | 0.42158 | 0.41891 | 0.41619 | 0.41336 | 0.41009 | 0.40836 | 0.40688 | 0.40548 | 0.40425 | 0.40319 | 0.40225 | 0.40144 | 0.40072 | 0.39996 | 0.39869 | 0.39756 | 0.39653 | [10 empty] | 0 | 0 | 0 | 0 | 0 | 0 | 0 | 0 | 0 | 0 | 0 | 0 | 0 | 0 | 0 | 0 | 0 | 0 | 0 | 0 | 0 | 0 | 0 | 0 | 0 | 0 | 0 | 0 | 0 | 0
C&I Curtailment-Backup Gen_KU_Winter_3.10.2021_8.07.52 PM.xlsx | Inputs_endUseLoadShapes.xlsx | Inputs_Global_KU_Winter.xlsx | Inputs_Product_C&I Curtailment-Backup Gen.xlsx | KU | 20 | Winter | Peak | 3 | C&I Curtailment-Backup Gen | Commercial | Small Retail | 5.0074 | 0 | 0 | 0.042937 | 0.04284 | 0.042666 | 0.042384 | 0.042115 | 0.041842 | 0.041558 | 0.041228 | 0.041054 | 0.040906 | 0.040765 | 0.040641 | 0.040535 | 0.04044 | 0.040358 | 0.040286 | 0.04021 | 0.040083 | 0.039968 | 0.039865 | [10 empty] | 0 | 0 | 0 | 0 | 0 | 0 | 0 | 0 | 0 | 0 | 0 | 0 | 0 | 0 | 0 | 0 | 0 | 0 | 0 | 0 | 0 | 0 | 0 | 0 | 0 | 0 | 0 | 0 | 0 | 0
C&I Curtailment-Backup Gen_KU_Winter_3.10.2021_8.07.52 PM.xlsx | Inputs_endUseLoadShapes.xlsx | Inputs_Global_KU_Winter.xlsx | Inputs_Product_C&I Curtailment-Backup Gen.xlsx | KU | 20 | Winter | Peak | 3 | C&I Curtailment-Backup Gen | Commercial | Warehouse | 11.6768 | 7.9123 | 1.3549 | 0.060434 | 0.060298 | 0.060052 | 0.059655 | 0.059276 | 0.058893 | 0.058492 | 0.058029 | 0.057784 | 0.057575 | 0.057377 | 0.057202 | 0.057053 | 0.05692 | 0.056804 | 0.056703 | 0.056596 | 0.056416 | 0.056255 | 0.056109 | [10 empty] | 25.7513 | 25.693 | 25.5884 | 25.4192 | 25.2578 | 25.0943 | 24.9237 | 24.7263 | 24.6218 | 24.5329 | 24.4484 | 24.3741 | 24.3104 | 24.2536 | 24.2045 | 24.1613 | 24.1155 | 24.0392 | 23.9705 | 23.9084 | 0 | 0 | 0 | 0 | 0 | 0 | 0 | 0 | 0 | 0
C&I Curtailment-Backup Gen_KU_Winter_3.10.2021_8.07.52 PM.xlsx | Inputs_endUseLoadShapes.xlsx | Inputs_Global_KU_Winter.xlsx | Inputs_Product_C&I Curtailment-Backup Gen.xlsx | KU | 20 | Winter | Peak | 3 | C&I Curtailment-Backup Gen | Industrial | Apparel | 3.2397 | 2.2992 | 0.3937 | 0.016116 | 0.016092 | 0.016021 | 0.01596 | 0.01591 | 0.015849 | 0.01574 | 0.015641 | 0.015628 | 0.015618 | 0.015608 | 0.0156 | 0.015593 | 0.015587 | 0.015583 | 0.015579 | 0.015574 | 0.015565 | 0.015556 | 0.015548 | [10 empty] | 0.1807 | 0.18044 | 0.17964 | 0.17896 | 0.1784 | 0.17772 | 0.1765 | 0.17538 | 0.17524 | 0.17512 | 0.17501 | 0.17492 | 0.17485 | 0.17478 | 0.17473 | 0.17468 | 0.17463 | 0.17453 | 0.17443 | 0.17434 | 0 | 0 | 0 | 0 | 0 | 0 | 0 | 0 | 0 | 0
C&I Curtailment-Backup Gen_KU_Winter_3.10.2021_8.07.52 PM.xlsx | Inputs_endUseLoadShapes.xlsx | Inputs_Global_KU_Winter.xlsx | Inputs_Product_C&I Curtailment-Backup Gen.xlsx | KU | 20 | Winter | Peak | 3 | C&I Curtailment-Backup Gen | Industrial | Beverage and Tobacco Products | 16.6991 | 12.6904 | 2.173 | 0.083069 | 0.082946 | 0.08258 | 0.082267 | 0.082008 | 0.081696 | 0.081135 | 0.080621 | 0.080556 | 0.080503 | 0.080454 | 0.080411 | 0.080376 | 0.080346 | 0.080322 | 0.080301 | 0.080279 | 0.080229 | 0.080185 | 0.080144 | [10 empty] | 0.9974 | 0.99592 | 0.99152 | 0.98776 | 0.98466 | 0.9809 | 0.97417 | 0.968 | 0.96722 | 0.96659 | 0.96599 | 0.96548 | 0.96506 | 0.9647 | 0.96441 | 0.96416 | 0.96389 | 0.96329 | 0.96276 | 0.96227 | 0 | 0 | 0 | 0 | 0 | 0 | 0 | 0 | 0 | 0
C&I Curtailment-Backup Gen_KU_Winter_3.10.2021_8.07.52 PM.xlsx | Inputs_endUseLoadShapes.xlsx | Inputs_Global_KU_Winter.xlsx | Inputs_Product_C&I Curtailment-Backup Gen.xlsx | KU | 20 | Winter | Peak | 3 | C&I Curtailment-Backup Gen | Industrial | Chemicals | 43.6551 | 41.5875 | 7.1212 | 0.26458 | 0.26419 | 0.26302 | 0.26202 | 0.2612 | 0.2602 | 0.25842 | 0.25678 | 0.25657 | 0.25641 | 0.25625 | 0.25611 | 0.256 | 0.2559 | 0.25583 | 0.25576 | 0.25569 | 0.25553 | 0.25539 | 0.25526 | [10 empty] | 3.9822 | 3.9763 | 3.9588 | 3.9438 | 3.9314 | 3.9164 | 3.8895 | 3.8649 | 3.8618 | 3.8592 | 3.8568 | 3.8548 | 3.8531 | 3.8517 | 3.8505 | 3.8495 | 3.8484 | 3.846 | 3.8439 | 3.842 | 0 | 0 | 0 | 0 | 0 | 0 | 0 | 0 | 0 | 0
C&I Curtailment-Backup Gen_KU_Winter_3.10.2021_8.07.52 PM.xlsx | Inputs_endUseLoadShapes.xlsx | Inputs_Global_KU_Winter.xlsx | Inputs_Product_C&I Curtailment-Backup Gen.xlsx | KU | 20 | Winter | Peak | 3 | C&I Curtailment-Backup Gen | Industrial | Computer and Electronic Products | 0.71049 | 0.41968 | 0.071863 | 0.0048187 | 0.0048115 | 0.0047903 | 0.0047721 | 0.0047571 | 0.004739 | 0.0047064 | 0.0046767 | 0.0046729 | 0.0046698 | 0.0046669 | 0.0046645 | 0.0046624 | 0.0046607 | 0.0046593 | 0.0046581 | 0.0046568 | 0.0046539 | 0.0046513 | 0.004649 | [10 empty] | 0.044971 | 0.044904 | 0.044706 | 0.044537 | 0.044396 | 0.044227 | 0.043924 | 0.043646 | 0.04361 | 0.043582 | 0.043555 | 0.043532 | 0.043513 | 0.043497 | 0.043483 | 0.043472 | 0.04346 | 0.043433 | 0.043409 | 0.043387 | 0 | 0 | 0 | 0 | 0 | 0 | 0 | 0 | 0 | 0
C&I Curtailment-Backup Gen_KU_Winter_3.10.2021_8.07.52 PM.xlsx | Inputs_endUseLoadShapes.xlsx | Inputs_Global_KU_Winter.xlsx | Inputs_Product_C&I Curtailment-Backup Gen.xlsx | KU | 20 | Winter | Peak | 3 | C&I Curtailment-Backup Gen | Industrial | Electrical Equip., Appliances, and Components | 30.7217 | 29.0118 | 4.9678 | 0.15081 | 0.15059 | 0.14992 | 0.14935 | 0.14888 | 0.14832 | 0.1473 | 0.14636 | 0.14625 | 0.14615 | 0.14606 | 0.14598 | 0.14592 | 0.14587 | 0.14582 | 0.14578 | 0.14574 | 0.14565 | 0.14557 | 0.1455 | [10 empty] | 2.2501 | 2.2468 | 2.2368 | 2.2284 | 2.2214 | 2.2129 | 2.1977 | 2.1838 | 2.182 | 2.1806 | 2.1792 | 2.1781 | 2.1771 | 2.1763 | 2.1757 | 2.1751 | 2.1745 | 2.1731 | 2.172 | 2.1709 | 0 | 0 | 0 | 0 | 0 | 0 | 0 | 0 | 0 | 0
C&I Curtailment-Backup Gen_KU_Winter_3.10.2021_8.07.52 PM.xlsx | Inputs_endUseLoadShapes.xlsx | Inputs_Global_KU_Winter.xlsx | Inputs_Product_C&I Curtailment-Backup Gen.xlsx | KU | 20 | Winter | Peak | 3 | C&I Curtailment-Backup Gen | Industrial | Fabricated Metal Products | 34.2705 | 28.6128 | 4.8995 | 0.16116 | 0.16092 | 0.16021 | 0.15961 | 0.1591 | 0.1585 | 0.15741 | 0.15641 | 0.15629 | 0.15618 | 0.15609 | 0.156 | 0.15594 | 0.15588 | 0.15583 | 0.15579 | 0.15575 | 0.15565 | 0.15557 | 0.15549 | [10 empty] | 2.1259 | 2.1228 | 2.1134 | 2.1054 | 2.0988 | 2.0908 | 2.0764 | 2.0633 | 2.0616 | 2.0602 | 2.059 | 2.0579 | 2.057 | 2.0562 | 2.0556 | 2.0551 | 2.0545 | 2.0532 | 2.0521 | 2.0511 | 0 | 0 | 0 | 0 | 0 | 0 | 0 | 0 | 0 | 0
C&I Curtailment-Backup Gen_KU_Winter_3.10.2021_8.07.52 PM.xlsx | Inputs_endUseLoadShapes.xlsx | Inputs_Global_KU_Winter.xlsx | Inputs_Product_C&I Curtailment-Backup Gen.xlsx | KU | 20 | Winter | Peak | 3 | C&I Curtailment-Backup Gen | Industrial | Food | 47.1223 | 44.6482 | 7.6453 | 0.24747 | 0.24711 | 0.24602 | 0.24508 | 0.24431 | 0.24338 | 0.24171 | 0.24018 | 0.23999 | 0.23983 | 0.23968 | 0.23955 | 0.23945 | 0.23936 | 0.23929 | 0.23923 | 0.23916 | 0.23901 | 0.23888 | 0.23876 | [10 empty] | 3.7047 | 3.6992 | 3.6828 | 3.6689 | 3.6573 | 3.6434 | 3.6184 | 3.5955 | 3.5926 | 3.5902 | 3.588 | 3.5861 | 3.5846 | 3.5832 | 3.5821 | 3.5812 | 3.5802 | 3.578 | 3.576 | 3.5742 | 0 | 0 | 0 | 0 | 0 | 0 | 0 | 0 | 0 | 0
C&I Curtailment-Backup Gen_KU_Winter_3.10.2021_8.07.52 PM.xlsx | Inputs_endUseLoadShapes.xlsx | Inputs_Global_KU_Winter.xlsx | Inputs_Product_C&I Curtailment-Backup Gen.xlsx | KU | 20 | Winter | Peak | 3 | C&I Curtailment-Backup Gen | Industrial | Furniture and Related Products | 2.817 | 1.4279 | 0.2445 | 0.014013 | 0.013992 | 0.013931 | 0.013878 | 0.013834 | 0.013781 | 0.013687 | 0.0136 | 0.013589 | 0.01358 | 0.013572 | 0.013565 | 0.013559 | 0.013554 | 0.01355 | 0.013546 | 0.013542 | 0.013534 | 0.013527 | 0.01352 | [10 empty] | 0.11222 | 0.11206 | 0.11156 | 0.11114 | 0.11079 | 0.11037 | 0.10961 | 0.10891 | 0.10883 | 0.10876 | 0.10869 | 0.10863 | 0.10858 | 0.10854 | 0.10851 | 0.10848 | 0.10845 | 0.10838 | 0.10832 | 0.10827 | 0 | 0 | 0 | 0 | 0 | 0 | 0 | 0 | 0 | 0
C&I Curtailment-Backup Gen_KU_Winter_3.10.2021_8.07.52 PM.xlsx | Inputs_endUseLoadShapes.xlsx | Inputs_Global_KU_Winter.xlsx | Inputs_Product_C&I Curtailment-Backup Gen.xlsx | KU | 20 | Winter | Peak | 3 | C&I Curtailment-Backup Gen | Industrial | Machinery | 9.4036 | 7.4519 | 1.276 | 0.046778 | 0.046709 | 0.046503 | 0.046327 | 0.046181 | 0.046005 | 0.045689 | 0.0454 | 0.045363 | 0.045333 | 0.045305 | 0.045281 | 0.045262 | 0.045245 | 0.045231 | 0.04522 | 0.045207 | 0.045179 | 0.045154 | 0.045131 | [10 empty] | 0.58568 | 0.58481 | 0.58223 | 0.58003 | 0.5782 | 0.576 | 0.57204 | 0.56842 | 0.56796 | 0.56759 | 0.56724 | 0.56694 | 0.56669 | 0.56648 | 0.56631 | 0.56617 | 0.566 | 0.56565 | 0.56534 | 0.56506 | 0 | 0 | 0 | 0 | 0 | 0 | 0 | 0 | 0 | 0
C&I Curtailment-Backup Gen_KU_Winter_3.10.2021_8.07.52 PM.xlsx | Inputs_endUseLoadShapes.xlsx | Inputs_Global_KU_Winter.xlsx | Inputs_Product_C&I Curtailment-Backup Gen.xlsx | KU | 20 | Winter | Peak | 3 | C&I Curtailment-Backup Gen | Industrial | Mining | 20.147 | 20.02 | 3.4281 | 0.10022 | 0.10007 | 0.09963 | 0.099253 | 0.098941 | 0.098564 | 0.097887 | 0.097267 | 0.097189 | 0.097125 | 0.097065 | 0.097014 | 0.096972 | 0.096935 | 0.096906 | 0.096882 | 0.096854 | 0.096794 | 0.096741 | 0.096692 | [10 empty] | 1.5735 | 1.5711 | 1.5642 | 1.5583 | 1.5534 | 1.5474 | 1.5368 | 1.5271 | 1.5259 | 1.5249 | 1.5239 | 1.5231 | 1.5224 | 1.5219 | 1.5214 | 1.521 | 1.5206 | 1.5197 | 1.5188 | 1.5181 | 0 | 0 | 0 | 0 | 0 | 0 | 0 | 0 | 0 | 0
C&I Curtailment-Backup Gen_KU_Winter_3.10.2021_8.07.52 PM.xlsx | Inputs_endUseLoadShapes.xlsx | Inputs_Global_KU_Winter.xlsx | Inputs_Product_C&I Curtailment-Backup Gen.xlsx | KU | 20 | Winter | Peak | 3 | C&I Curtailment-Backup Gen | Industrial | Miscellaneous | 56.4196 | 38.1064 | 6.5251 | 0.28066 | 0.28024 | 0.27901 | 0.27795 | 0.27707 | 0.27602 | 0.27412 | 0.27239 | 0.27217 | 0.27199 | 0.27182 | 0.27168 | 0.27156 | 0.27146 | 0.27138 | 0.27131 | 0.27123 | 0.27106 | 0.27091 | 0.27078 | [10 empty] | 2.995 | 2.9905 | 2.9773 | 2.966 | 2.9567 | 2.9454 | 2.9252 | 2.9067 | 2.9044 | 2.9024 | 2.9007 | 2.8991 | 2.8978 | 2.8968 | 2.8959 | 2.8952 | 2.8943 | 2.8925 | 2.8909 | 2.8895 | 0 | 0 | 0 | 0 | 0 | 0 | 0 | 0 | 0 | 0
C&I Curtailment-Backup Gen_KU_Winter_3.10.2021_8.07.52 PM.xlsx | Inputs_endUseLoadShapes.xlsx | Inputs_Global_KU_Winter.xlsx | Inputs_Product_C&I Curtailment-Backup Gen.xlsx | KU | 20 | Winter | Peak | 3 | C&I Curtailment-Backup Gen | Industrial | Nonmetallic Mineral Products | 31.3759 | 30.0976 | 5.1538 | 0.20278 | 0.20248 | 0.20159 | 0.20082 | 0.20019 | 0.19943 | 0.19806 | 0.19681 | 0.19665 | 0.19652 | 0.1964 | 0.19629 | 0.19621 | 0.19613 | 0.19607 | 0.19602 | 0.19597 | 0.19585 | 0.19574 | 0.19564 | [10 empty] | 3.0733 | 3.0688 | 3.0552 | 3.0436 | 3.0341 | 3.0225 | 3.0017 | 2.9827 | 2.9804 | 2.9784 | 2.9766 | 2.975 | 2.9737 | 2.9726 | 2.9717 | 2.9709 | 2.9701 | 2.9682 | 2.9666 | 2.9651 | 0 | 0 | 0 | 0 | 0 | 0 | 0 | 0 | 0 | 0
C&I Curtailment-Backup Gen_KU_Winter_3.10.2021_8.07.52 PM.xlsx | Inputs_endUseLoadShapes.xlsx | Inputs_Global_KU_Winter.xlsx | Inputs_Product_C&I Curtailment-Backup Gen.xlsx | KU | 20 | Winter | Peak | 3 | C&I Curtailment-Backup Gen | Industrial | Paper | 19.3787 | 18.5767 | 3.181 | 0.096399 | 0.096256 | 0.095831 | 0.095468 | 0.095168 | 0.094805 | 0.094154 | 0.093558 | 0.093483 | 0.093422 | 0.093364 | 0.093314 | 0.093274 | 0.093239 | 0.093211 | 0.093187 | 0.093161 | 0.093103 | 0.093052 | 0.093005 | [10 empty] | 1.46 | 1.4579 | 1.4514 | 1.4459 | 1.4414 | 1.4359 | 1.426 | 1.417 | 1.4159 | 1.4149 | 1.4141 | 1.4133 | 1.4127 | 1.4122 | 1.4117 | 1.4114 | 1.411 | 1.4101 | 1.4093 | 1.4086 | 0 | 0 | 0 | 0 | 0 | 0 | 0 | 0 | 0 | 0
C&I Curtailment-Backup Gen_KU_Winter_3.10.2021_8.07.52 PM.xlsx | Inputs_endUseLoadShapes.xlsx | Inputs_Global_KU_Winter.xlsx | Inputs_Product_C&I Curtailment-Backup Gen.xlsx | KU | 20 | Winter | Peak | 3 | C&I Curtailment-Backup Gen | Industrial | Petroleum and Coal Products | 27.2069 | 26.6544 | 4.5641 | 0.14591 | 0.14569 | 0.14505 | 0.1445 | 0.14405 | 0.1435 | 0.14251 | 0.14161 | 0.1415 | 0.1414 | 0.14132 | 0.14124 | 0.14118 | 0.14113 | 0.14108 | 0.14105 | 0.14101 | 0.14092 | 0.14084 | 0.14077 | [10 empty] | 2.2585 | 2.2552 | 2.2452 | 2.2367 | 2.2297 | 2.2212 | 2.2059 | 2.1919 | 2.1902 | 2.1887 | 2.1874 | 2.1862 | 2.1853 | 2.1845 | 2.1838 | 2.1833 | 2.1826 | 2.1813 | 2.1801 | 2.179 | 0 | 0 | 0 | 0 | 0 | 0 | 0 | 0 | 0 | 0
C&I Curtailment-Backup Gen_KU_Winter_3.10.2021_8.07.52 PM.xlsx | Inputs_endUseLoadShapes.xlsx | Inputs_Global_KU_Winter.xlsx | Inputs_Product_C&I Curtailment-Backup Gen.xlsx | KU | 20 | Winter | Peak | 3 | C&I Curtailment-Backup Gen | Industrial | Plastics and Rubber Products | 67.4645 | 64.1045 | 10.9769 | 0.35846 | 0.35793 | 0.35635 | 0.355 | 0.35388 | 0.35253 | 0.35011 | 0.3479 | 0.34762 | 0.34739 | 0.34717 | 0.34699 | 0.34684 | 0.34671 | 0.3466 | 0.34652 | 0.34642 | 0.3462 | 0.34601 | 0.34584 | [10 empty] | 5.3814 | 5.3735 | 5.3497 | 5.3295 | 5.3127 | 5.2924 | 5.2561 | 5.2228 | 5.2186 | 5.2152 | 5.212 | 5.2092 | 5.2069 | 5.205 | 5.2034 | 5.2021 | 5.2006 | 5.1974 | 5.1946 | 5.1919 | 0 | 0 | 0 | 0 | 0 | 0 | 0 | 0 | 0 | 0
C&I Curtailment-Backup Gen_KU_Winter_3.10.2021_8.07.52 PM.xlsx | Inputs_endUseLoadShapes.xlsx | Inputs_Global_KU_Winter.xlsx | Inputs_Product_C&I Curtailment-Backup Gen.xlsx | KU | 20 | Winter | Peak | 3 | C&I Curtailment-Backup Gen | Industrial | Primary Metals | 194.5089 | 192.8311 | 33.0193 | 1.0034 | 1.0019 | 0.99745 | 0.99367 | 0.99055 | 0.98677 | 0.97999 | 0.97379 | 0.97301 | 0.97237 | 0.97177 | 0.97125 | 0.97083 | 0.97047 | 0.97017 | 0.96993 | 0.96965 | 0.96905 | 0.96852 | 0.96803 | [10 empty] | 15.7159 | 15.6926 | 15.6233 | 15.5641 | 15.5151 | 15.456 | 15.3499 | 15.2527 | 15.2405 | 15.2304 | 15.221 | 15.213 | 15.2063 | 15.2007 | 15.1961 | 15.1922 | 15.1879 | 15.1785 | 15.1701 | 15.1625 | 0 | 0 | 0 | 0 | 0 | 0 | 0 | 0 | 0 | 0
C&I Curtailment-Backup Gen_KU_Winter_3.10.2021_8.07.52 PM.xlsx | Inputs_endUseLoadShapes.xlsx | Inputs_Global_KU_Winter.xlsx | Inputs_Product_C&I Curtailment-Backup Gen.xlsx | KU | 20 | Winter | Peak | 3 | C&I Curtailment-Backup Gen | Industrial | Printing and Related Support | 6.4735 | 5.7749 | 0.98886 | 0.032202 | 0.032155 | 0.032013 | 0.031891 | 0.031791 | 0.03167 | 0.031452 | 0.031253 | 0.031228 | 0.031208 | 0.031189 | 0.031172 | 0.031158 | 0.031147 | 0.031137 | 0.031129 | 0.031121 | 0.031101 | 0.031084 | 0.031069 | [10 empty] | 0.45388 | 0.4532 | 0.4512 | 0.44949 | 0.44808 | 0.44637 | 0.4433 | 0.4405 | 0.44014 | 0.43986 | 0.43958 | 0.43935 | 0.43916 | 0.439 | 0.43886 | 0.43875 | 0.43863 | 0.43835 | 0.43811 | 0.43789 | 0 | 0 | 0 | 0 | 0 | 0 | 0 | 0 | 0 | 0
C&I Curtailment-Backup Gen_KU_Winter_3.10.2021_8.07.52 PM.xlsx | Inputs_endUseLoadShapes.xlsx | Inputs_Global_KU_Winter.xlsx | Inputs_Product_C&I Curtailment-Backup Gen.xlsx | KU | 20 | Winter | Peak | 3 | C&I Curtailment-Backup Gen | Industrial | Textiles | 0.21101 | 0 | 0 | 0.0010497 | 0.0010481 | 0.0010435 | 0.0010395 | 0.0010362 | 0.0010323 | 0.0010252 | 0.0010187 | 0.0010179 | 0.0010172 | 0.0010166 | 0.0010161 | 0.0010156 | 0.0010152 | 0.0010149 | 0.0010147 | 0.0010144 | 0.0010138 | 0.0010132 | 0.0010127 | [10 empty] | 0 | 0 | 0 | 0 | 0 | 0 | 0 | 0 | 0 | 0 | 0 | 0 | 0 | 0 | 0 | 0 | 0 | 0 | 0 | 0 | 0 | 0 | 0 | 0 | 0 | 0 | 0 | 0 | 0 | 0
C&I Curtailment-Backup Gen_KU_Winter_3.10.2021_8.07.52 PM.xlsx | Inputs_endUseLoadShapes.xlsx | Inputs_Global_KU_Winter.xlsx | Inputs_Product_C&I Curtailment-Backup Gen.xlsx | KU | 20 | Winter | Peak | 3 | C&I Curtailment-Backup Gen | Industrial | Transportation Equipment | 125.5878 | 122.1719 | 20.92 | 0.66552 | 0.66453 | 0.66159 | 0.65909 | 0.65701 | 0.65451 | 0.65002 | 0.6459 | 0.64538 | 0.64496 | 0.64456 | 0.64422 | 0.64394 | 0.6437 | 0.6435 | 0.64334 | 0.64316 | 0.64276 | 0.6424 | 0.64208 | [10 empty] | 10.2288 | 10.2137 | 10.1685 | 10.13 | 10.0982 | 10.0597 | 9.9906 | 9.9274 | 9.9194 | 9.9129 | 9.9067 | 9.9015 | 9.8972 | 9.8935 | 9.8905 | 9.888 | 9.8852 | 9.879 | 9.8736 | 9.8686 | 0 | 0 | 0 | 0 | 0 | 0 | 0 | 0 | 0 | 0
C&I Curtailment-Backup Gen_KU_Winter_3.10.2021_8.07.52 PM.xlsx | Inputs_endUseLoadShapes.xlsx | Inputs_Global_KU_Winter.xlsx | Inputs_Product_C&I Curtailment-Backup Gen.xlsx | KU | 20 | Winter | Peak | 3 | C&I Curtailment-Backup Gen | Industrial | Wastewater | 1.2551 | 0.60222 | 0.10312 | 0.0062435 | 0.0062343 | 0.0062067 | 0.0061832 | 0.0061638 | 0.0061403 | 0.0060981 | 0.0060595 | 0.0060546 | 0.0060507 | 0.0060469 | 0.0060437 | 0.0060411 | 0.0060388 | 0.006037 | 0.0060355 | 0.0060338 | 0.00603 | 0.0060267 | 0.0060237 | [10 empty] | 0.047332 | 0.047261 | 0.047053 | 0.046874 | 0.046727 | 0.046549 | 0.046229 | 0.045937 | 0.0459 | 0.045869 | 0.045841 | 0.045817 | 0.045797 | 0.04578 | 0.045766 | 0.045754 | 0.045741 | 0.045713 | 0.045688 | 0.045665 | 0 | 0 | 0 | 0 | 0 | 0 | 0 | 0 | 0 | 0
C&I Curtailment-Backup Gen_KU_Winter_3.10.2021_8.07.52 PM.xlsx | Inputs_endUseLoadShapes.xlsx | Inputs_Global_KU_Winter.xlsx | Inputs_Product_C&I Curtailment-Backup Gen.xlsx | KU | 20 | Winter | Peak | 3 | C&I Curtailment-Backup Gen | Industrial | Water | 20.4778 | 10.4123 | 1.7829 | 0.10187 | 0.10172 | 0.10127 | 0.10088 | 0.10057 | 0.10018 | 0.099494 | 0.098865 | 0.098785 | 0.09872 | 0.098659 | 0.098607 | 0.098564 | 0.098527 | 0.098497 | 0.098472 | 0.098444 | 0.098383 | 0.098329 | 0.09828 | [10 empty] | 0.81835 | 0.81714 | 0.81353 | 0.81045 | 0.8079 | 0.80482 | 0.79929 | 0.79423 | 0.79359 | 0.79307 | 0.79258 | 0.79216 | 0.79182 | 0.79152 | 0.79128 | 0.79108 | 0.79086 | 0.79036 | 0.78993 | 0.78953 | 0 | 0 | 0 | 0 | 0 | 0 | 0 | 0 | 0 | 0
C&I Curtailment-Backup Gen_KU_Winter_3.10.2021_8.07.52 PM.xlsx | Inputs_endUseLoadShapes.xlsx | Inputs_Global_KU_Winter.xlsx | Inputs_Product_C&I Curtailment-Backup Gen.xlsx | KU | 20 | Winter | Peak | 3 | C&I Curtailment-Backup Gen | Industrial | Wood Products | 4.7458 | 3.1632 | 0.54165 | 0.023608 | 0.023573 | 0.023469 | 0.02338 | 0.023307 | 0.023218 | 0.023058 | 0.022912 | 0.022894 | 0.022879 | 0.022865 | 0.022853 | 0.022843 | 0.022834 | 0.022827 | 0.022822 | 0.022815 | 0.022801 | 0.022788 | 0.022777 | [10 empty] | 0.24861 | 0.24824 | 0.24714 | 0.24621 | 0.24543 | 0.2445 | 0.24282 | 0.24128 | 0.24109 | 0.24093 | 0.24078 | 0.24065 | 0.24055 | 0.24046 | 0.24039 | 0.24032 | 0.24026 | 0.24011 | 0.23998 | 0.23985 | 0 | 0 | 0 | 0 | 0 | 0 | 0 | 0 | 0 | 0
C&I Curtailment-Backup Gen_KU_Winter_3.10.2021_8.07.52 PM.xlsx | Inputs_endUseLoadShapes.xlsx | Inputs_Global_KU_Winter.xlsx | Inputs_Product_C&I Curtailment-Backup Gen.xlsx | KU | 20 | Winter | Peak | 3 | C&I Curtailment-Backup Gen | Residential | Manufactured | 181.067 | 0 | 0 | 0 | 0 | 0 | 0 | 0 | 0 | 0 | 0 | 0 | 0 | 0 | 0 | 0 | 0 | 0 | 0 | 0 | 0 | 0 | 0 | [10 empty] | 0 | 0 | 0 | 0 | 0 | 0 | 0 | 0 | 0 | 0 | 0 | 0 | 0 | 0 | 0 | 0 | 0 | 0 | 0 | 0 | 0 | 0 | 0 | 0 | 0 | 0 | 0 | 0 | 0 | 0
C&I Curtailment-Backup Gen_KU_Winter_3.10.2021_8.07.52 PM.xlsx | Inputs_endUseLoadShapes.xlsx | Inputs_Global_KU_Winter.xlsx | Inputs_Product_C&I Curtailment-Backup Gen.xlsx | KU | 20 | Winter | Peak | 3 | C&I Curtailment-Backup Gen | Residential | Multifamily | 183.0531 | 0 | 0 | 0 | 0 | 0 | 0 | 0 | 0 | 0 | 0 | 0 | 0 | 0 | 0 | 0 | 0 | 0 | 0 | 0 | 0 | 0 | 0 | [10 empty] | 0 | 0 | 0 | 0 | 0 | 0 | 0 | 0 | 0 | 0 | 0 | 0 | 0 | 0 | 0 | 0 | 0 | 0 | 0 | 0 | 0 | 0 | 0 | 0 | 0 | 0 | 0 | 0 | 0 | 0
C&I Curtailment-Backup Gen_KU_Winter_3.10.2021_8.07.52 PM.xlsx | Inputs_endUseLoadShapes.xlsx | Inputs_Global_KU_Winter.xlsx | Inputs_Product_C&I Curtailment-Backup Gen.xlsx | KU | 20 | Winter | Peak | 3 | C&I Curtailment-Backup Gen | Residential | Single Family | 1201.5545 | 0 | 0 | 0 | 0 | 0 | 0 | 0 | 0 | 0 | 0 | 0 | 0 | 0 | 0 | 0 | 0 | 0 | 0 | 0 | 0 | 0 | 0 | [10 empty] | 0 | 0 | 0 | 0 | 0 | 0 | 0 | 0 | 0 | 0 | 0 | 0 | 0 | 0 | 0 | 0 | 0 | 0 | 0 | 0 | 0 | 0 | 0 | 0 | 0 | 0 | 0 | 0 | 0 | 0
C&I Curtailment-Backup Gen_KU_Winter_3.10.2021_8.07.52 PM.xlsx | Inputs_endUseLoadShapes.xlsx | Inputs_Global_KU_Winter.xlsx | Inputs_Product_C&I Curtailment-Backup Gen.xlsx | KU | 20 | Winter | Peak | 3 | C&I Curtailment-Backup Gen | 0 | 0 | 0 | 0 | 0 | 0 | 0 | 0 | 0 | 0 | 0 | 0 | 0 | 0 | 0 | 0 | 0 | 0 | 0 | 0 | 0 | 0 | 0 | 0 | 0 | [10 empty] | 0 | 0 | 0 | 0 | 0 | 0 | 0 | 0 | 0 | 0 | 0 | 0 | 0 | 0 | 0 | 0 | 0 | 0 | 0 | 0 | 0 | 0 | 0 | 0 | 0 | 0 | 0 | 0 | 0 | 0
C&I Curtailment-Backup Gen_KU_Winter_3.10.2021_8.07.52 PM.xlsx | Inputs_endUseLoadShapes.xlsx | Inputs_Global_KU_Winter.xlsx | Inputs_Product_C&I Curtailment-Backup Gen.xlsx | KU | 20 | Winter | Peak | 3 | C&I Curtailment-Backup Gen | 0 | 0 | 0 | 0 | 0 | 0 | 0 | 0 | 0 | 0 | 0 | 0 | 0 | 0 | 0 | 0 | 0 | 0 | 0 | 0 | 0 | 0 | 0 | 0 | 0 | [10 empty] | 0 | 0 | 0 | 0 | 0 | 0 | 0 | 0 | 0 | 0 | 0 | 0 | 0 | 0 | 0 | 0 | 0 | 0 | 0 | 0 | 0 | 0 | 0 | 0 | 0 | 0 | 0 | 0 | 0 | 0
C&I Curtailment-Backup Gen_KU_Winter_3.10.2021_8.07.52 PM.xlsx | Inputs_endUseLoadShapes.xlsx | Inputs_Global_KU_Winter.xlsx | Inputs_Product_C&I Curtailment-Backup Gen.xlsx | KU | 20 | Winter | Peak | 3 | C&I Curtailment-Backup Gen | 0 | 0 | 0 | 0 | 0 | 0 | 0 | 0 | 0 | 0 | 0 | 0 | 0 | 0 | 0 | 0 | 0 | 0 | 0 | 0 | 0 | 0 | 0 | 0 | 0 | [10 empty] | 0 | 0 | 0 | 0 | 0 | 0 | 0 | 0 | 0 | 0 | 0 | 0 | 0 | 0 | 0 | 0 | 0 | 0 | 0 | 0 | 0 | 0 | 0 | 0 | 0 | 0 | 0 | 0 | 0 | 0
C&I Curtailment-Backup Gen_KU_Winter_3.10.2021_8.07.52 PM.xlsx | Inputs_endUseLoadShapes.xlsx | Inputs_Global_KU_Winter.xlsx | Inputs_Product_C&I Curtailment-Backup Gen.xlsx | KU | 20 | Winter | Peak | 3 | C&I Curtailment-Backup Gen | 0 | 0 | 0 | 0 | 0 | 0 | 0 | 0 | 0 | 0 | 0 | 0 | 0 | 0 | 0 | 0 | 0 | 0 | 0 | 0 | 0 | 0 | 0 | 0 | 0 | [10 empty] | 0 | 0 | 0 | 0 | 0 | 0 | 0 | 0 | 0 | 0 | 0 | 0 | 0 | 0 | 0 | 0 | 0 | 0 | 0 | 0 | 0 | 0 | 0 | 0 | 0 | 0 | 0 | 0 | 0 | 0
C&I Int. Rates-_KU_Winter_3.10.2021_8.11.44 PM.xlsx | Inputs_endUseLoadShapes.xlsx | Inputs_Global_KU_Winter.xlsx | Inputs_Product_C&I Int. Rates.xlsx | KU | 20 | Winter | Peak | 3 | C&I Int. Rates- | Commercial | Grocery | 33.8466 | 27.53 | 8.259 | 1.4486 | 1.4453 | 1.4394 | 1.4299 | 1.4208 | 1.4116 | 1.402 | 1.3909 | 1.385 | 1.38 | 1.3753 | 1.3711 | 1.3675 | 1.3643 | 1.3616 | 1.3591 | 1.3565 | 1.3523 | 1.3484 | 1.3449 | [10 empty] | 349.8419 | 349.0496 | 347.6286 | 345.3305 | 343.1378 | 340.9167 | 338.5984 | 335.9166 | 334.497 | 333.2897 | 332.1422 | 331.132 | 330.2666 | 329.4958 | 328.8283 | 328.2411 | 327.619 | 326.5819 | 325.6486 | 324.8051 | 0 | 0 | 0 | 0 | 0 | 0 | 0 | 0 | 0 | 0
C&I Int. Rates-_KU_Winter_3.10.2021_8.11.44 PM.xlsx | Inputs_endUseLoadShapes.xlsx | Inputs_Global_KU_Winter.xlsx | Inputs_Product_C&I Int. Rates.xlsx | KU | 20 | Winter | Peak | 3 | C&I Int. Rates- | Commercial | Health | 72.7412 | 59.166 | 17.7498 | 2.6911 | 2.685 | 2.6741 | 2.6564 | 2.6395 | 2.6225 | 2.6046 | 2.584 | 2.5731 | 2.5638 | 2.555 | 2.5472 | 2.5405 | 2.5346 | 2.5295 | 2.525 | 2.5202 | 2.5122 | 2.505 | 2.4985 | [10 empty] | 649.929 | 648.4571 | 645.8172 | 641.5479 | 637.4743 | 633.3479 | 629.041 | 624.0589 | 621.4217 | 619.1788 | 617.0469 | 615.1702 | 613.5624 | 612.1304 | 610.8905 | 609.7996 | 608.6439 | 606.7171 | 604.9832 | 603.4162 | 0 | 0 | 0 | 0 | 0 | 0 | 0 | 0 | 0 | 0
C&I Int. Rates-_KU_Winter_3.10.2021_8.11.44 PM.xlsx | Inputs_endUseLoadShapes.xlsx | Inputs_Global_KU_Winter.xlsx | Inputs_Product_C&I Int. Rates.xlsx | KU | 20 | Winter | Peak | 3 | C&I Int. Rates- | Commercial | Large Office | 81.0748 | 65.9443 | 19.7833 | 1.4551 | 1.4518 | 1.4459 | 1.4363 | 1.4272 | 1.418 | 1.4083 | 1.3972 | 1.3913 | 1.3863 | 1.3815 | 1.3773 | 1.3737 | 1.3705 | 1.3677 | 1.3653 | 1.3627 | 1.3584 | 1.3545 | 1.351 | [10 empty] | 351.4197 | 350.6238 | 349.1964 | 346.888 | 344.6853 | 342.4542 | 340.1254 | 337.4316 | 336.0056 | 334.7929 | 333.6401 | 332.6254 | 331.7561 | 330.9818 | 330.3114 | 329.7215 | 329.0966 | 328.0548 | 327.1173 | 326.27 | 0 | 0 | 0 | 0 | 0 | 0 | 0 | 0 | 0 | 0
C&I Int. Rates-_KU_Winter_3.10.2021_8.11.44 PM.xlsx | Inputs_endUseLoadShapes.xlsx | Inputs_Global_KU_Winter.xlsx | Inputs_Product_C&I Int. Rates.xlsx | KU | 20 | Winter | Peak | 3 | C&I Int. Rates- | Commercial | Large Retail | 30.8019 | 25.0535 | 7.516 | 1.6963 | 1.6925 | 1.6856 | 1.6745 | 1.6638 | 1.6531 | 1.6418 | 1.6288 | 1.6219 | 1.6161 | 1.6105 | 1.6056 | 1.6014 | 1.5977 | 1.5944 | 1.5916 | 1.5886 | 1.5836 | 1.579 | 1.5749 | [10 empty] | 409.6814 | 408.7536 | 407.0895 | 404.3984 | 401.8306 | 399.2295 | 396.5147 | 393.3742 | 391.7118 | 390.298 | 388.9542 | 387.7712 | 386.7578 | 385.8551 | 385.0735 | 384.3859 | 383.6574 | 382.4428 | 381.3499 | 380.3621 | 0 | 0 | 0 | 0 | 0 | 0 | 0 | 0 | 0 | 0
C&I Int. Rates-_KU_Winter_3.10.2021_8.11.44 PM.xlsx | Inputs_endUseLoadShapes.xlsx | Inputs_Global_KU_Winter.xlsx | Inputs_Product_C&I Int. Rates.xlsx | KU | 20 | Winter | Peak | 3 | C&I Int. Rates- | Commercial | Lodging | 12.3122 | 10.0145 | 3.0043 | 0.36855 | 0.36771 | 0.36621 | 0.36379 | 0.36148 | 0.35914 | 0.3567 | 0.35388 | 0.35238 | 0.35111 | 0.3499 | 0.34884 | 0.34792 | 0.34711 | 0.34641 | 0.34579 | 0.34514 | 0.34404 | 0.34306 | 0.34217 | [10 empty] | 89.0074 | 88.8058 | 88.4443 | 87.8596 | 87.3017 | 86.7366 | 86.1468 | 85.4645 | 85.1033 | 84.7962 | 84.5042 | 84.2472 | 84.027 | 83.8309 | 83.6611 | 83.5117 | 83.3534 | 83.0895 | 82.8521 | 82.6375 | 0 | 0 | 0 | 0 | 0 | 0 | 0 | 0 | 0 | 0
C&I Int. Rates-_KU_Winter_3.10.2021_8.11.44 PM.xlsx | Inputs_endUseLoadShapes.xlsx | Inputs_Global_KU_Winter.xlsx | Inputs_Product_C&I Int. Rates.xlsx | KU | 20 | Winter | Peak | 3 | C&I Int. Rates- | Commercial | Miscellaneous | 280.9956 | 228.5551 | 68.5665 | 5.8863 | 5.873 | 5.849 | 5.8104 | 5.7735 | 5.7361 | 5.6971 | 5.652 | 5.6281 | 5.6078 | 5.5885 | 5.5715 | 5.5569 | 5.544 | 5.5327 | 5.5228 | 5.5124 | 5.4949 | 5.4792 | 5.465 | [10 empty] | 1421.5921 | 1418.3727 | 1412.5982 | 1403.2601 | 1394.3499 | 1385.3242 | 1375.9038 | 1365.0063 | 1359.2379 | 1354.3321 | 1349.6689 | 1345.564 | 1342.0472 | 1338.9151 | 1336.203 | 1333.8168 | 1331.2889 | 1327.0745 | 1323.282 | 1319.8544 | 0 | 0 | 0 | 0 | 0 | 0 | 0 | 0 | 0 | 0
C&I Int. Rates-_KU_Winter_3.10.2021_8.11.44 PM.xlsx | Inputs_endUseLoadShapes.xlsx | Inputs_Global_KU_Winter.xlsx | Inputs_Product_C&I Int. Rates.xlsx | KU | 20 | Winter | Peak | 3 | C&I Int. Rates- | Commercial | Restaurant | 26.9859 | 21.9497 | 6.5849 | 1.282 | 1.2791 | 1.2738 | 1.2654 | 1.2574 | 1.2493 | 1.2408 | 1.2309 | 1.2257 | 1.2213 | 1.2171 | 1.2134 | 1.2102 | 1.2074 | 1.205 | 1.2028 | 1.2005 | 1.1967 | 1.1933 | 1.1902 | [10 empty] | 309.6046 | 308.9034 | 307.6458 | 305.6121 | 303.6715 | 301.7059 | 299.6542 | 297.2809 | 296.0246 | 294.9562 | 293.9406 | 293.0466 | 292.2807 | 291.5986 | 291.0079 | 290.4882 | 289.9377 | 289.0198 | 288.1939 | 287.4474 | 0 | 0 | 0 | 0 | 0 | 0 | 0 | 0 | 0 | 0
C&I Int. Rates-_KU_Winter_3.10.2021_8.11.44 PM.xlsx | Inputs_endUseLoadShapes.xlsx | Inputs_Global_KU_Winter.xlsx | Inputs_Product_C&I Int. Rates.xlsx | KU | 20 | Winter | Peak | 3 | C&I Int. Rates- | Commercial | School | 374.2592 | 304.4135 | 91.3241 | 4.9277 | 4.9166 | 4.8966 | 4.8642 | 4.8333 | 4.802 | 4.7694 | 4.7316 | 4.7116 | 4.6946 | 4.6784 | 4.6642 | 4.652 | 4.6412 | 4.6318 | 4.6235 | 4.6147 | 4.6001 | 4.587 | 4.5751 | [10 empty] | 1190.0947 | 1187.3996 | 1182.5655 | 1174.748 | 1167.2887 | 1159.7328 | 1151.8465 | 1142.7236 | 1137.8946 | 1133.7876 | 1129.8838 | 1126.4473 | 1123.5033 | 1120.8812 | 1118.6107 | 1116.6131 | 1114.4969 | 1110.9688 | 1107.7939 | 1104.9244 | 0 | 0 | 0 | 0 | 0 | 0 | 0 | 0 | 0 | 0
C&I Int. Rates-_KU_Winter_3.10.2021_8.11.44 PM.xlsx | Inputs_endUseLoadShapes.xlsx | Inputs_Global_KU_Winter.xlsx | Inputs_Product_C&I Int. Rates.xlsx | KU | 20 | Winter | Peak | 3 | C&I Int. Rates- | Commercial | Small Office | 115.7711 | 94.1655 | 28.2496 | 2.3115 | 2.3063 | 2.2969 | 2.2817 | 2.2672 | 2.2525 | 2.2372 | 2.2195 | 2.2101 | 2.2022 | 2.1946 | 2.1879 | 2.1822 | 2.1771 | 2.1727 | 2.1688 | 2.1647 | 2.1578 | 2.1517 | 2.1461 | [10 empty] | 558.2523 | 556.9881 | 554.7205 | 551.0534 | 547.5544 | 544.0101 | 540.3107 | 536.0313 | 533.7661 | 531.8396 | 530.0084 | 528.3964 | 527.0154 | 525.7855 | 524.7204 | 523.7834 | 522.7907 | 521.1357 | 519.6464 | 518.3004 | 0 | 0 | 0 | 0 | 0 | 0 | 0 | 0 | 0 | 0
C&I Int. Rates-_KU_Winter_3.10.2021_8.11.44 PM.xlsx | Inputs_endUseLoadShapes.xlsx | Inputs_Global_KU_Winter.xlsx | Inputs_Product_C&I Int. Rates.xlsx | KU | 20 | Winter | Peak | 3 | C&I Int. Rates- | Commercial | Small Retail | 5.0074 | 4.0729 | 1.2219 | 0.23239 | 0.23186 | 0.23092 | 0.22939 | 0.22793 | 0.22646 | 0.22492 | 0.22314 | 0.22219 | 0.22139 | 0.22063 | 0.21996 | 0.21938 | 0.21887 | 0.21843 | 0.21804 | 0.21763 | 0.21694 | 0.21632 | 0.21576 | [10 empty] | 56.1238 | 55.9967 | 55.7687 | 55.4 | 55.0483 | 54.6919 | 54.32 | 53.8898 | 53.6621 | 53.4684 | 53.2843 | 53.1222 | 52.9834 | 52.8597 | 52.7527 | 52.6585 | 52.5587 | 52.3923 | 52.2425 | 52.1072 | 0 | 0 | 0 | 0 | 0 | 0 | 0 | 0 | 0 | 0
C&I Int. Rates-_KU_Winter_3.10.2021_8.11.44 PM.xlsx | Inputs_endUseLoadShapes.xlsx | Inputs_Global_KU_Winter.xlsx | Inputs_Product_C&I Int. Rates.xlsx | KU | 20 | Winter | Peak | 3 | C&I Int. Rates- | Commercial | Warehouse | 11.6768 | 9.4976 | 2.8493 | 0.32709 | 0.32634 | 0.32502 | 0.32287 | 0.32082 | 0.31874 | 0.31657 | 0.31407 | 0.31274 | 0.31161 | 0.31054 | 0.30959 | 0.30878 | 0.30806 | 0.30744 | 0.30689 | 0.30631 | 0.30534 | 0.30447 | 0.30368 | [10 empty] | 78.9942 | 78.8153 | 78.4944 | 77.9755 | 77.4804 | 76.9789 | 76.4554 | 75.8499 | 75.5293 | 75.2567 | 74.9976 | 74.7695 | 74.5741 | 74.4001 | 74.2493 | 74.1168 | 73.9763 | 73.7421 | 73.5314 | 73.3409 | 0 | 0 | 0 | 0 | 0 | 0 | 0 | 0 | 0 | 0
C&I Int. Rates-_KU_Winter_3.10.2021_8.11.44 PM.xlsx | Inputs_endUseLoadShapes.xlsx | Inputs_Global_KU_Winter.xlsx | Inputs_Product_C&I Int. Rates.xlsx | KU | 20 | Winter | Peak | 3 | C&I Int. Rates- | Industrial | Apparel | 3.2397 | 2.6351 | 0.79052 | 0.063985 | 0.06389 | 0.063608 | 0.063367 | 0.063168 | 0.062927 | 0.062495 | 0.0621 | 0.06205 | 0.062009 | 0.061971 | 0.061938 | 0.061911 | 0.061888 | 0.061869 | 0.061853 | 0.061836 | 0.061797 | 0.061763 | 0.061732 | [10 empty] | 0.52926 | 0.52848 | 0.52614 | 0.52415 | 0.5225 | 0.52051 | 0.51694 | 0.51367 | 0.51325 | 0.51291 | 0.5126 | 0.51233 | 0.5121 | 0.51191 | 0.51176 | 0.51163 | 0.51148 | 0.51116 | 0.51088 | 0.51063 | 0 | 0 | 0 | 0 | 0 | 0 | 0 | 0 | 0 | 0
C&I Int. Rates-_KU_Winter_3.10.2021_8.11.44 PM.xlsx | Inputs_endUseLoadShapes.xlsx | Inputs_Global_KU_Winter.xlsx | Inputs_Product_C&I Int. Rates.xlsx | KU | 20 | Winter | Peak | 3 | C&I Int. Rates- | Industrial | Beverage and Tobacco Products | 16.6991 | 13.5826 | 4.0748 | 0.32981 | 0.32933 | 0.32787 | 0.32663 | 0.3256 | 0.32436 | 0.32213 | 0.32009 | 0.31984 | 0.31963 | 0.31943 | 0.31926 | 0.31912 | 0.319 | 0.31891 | 0.31882 | 0.31873 | 0.31854 | 0.31836 | 0.3182 | [10 empty] | 2.7281 | 2.7241 | 2.712 | 2.7018 | 2.6933 | 2.683 | 2.6646 | 2.6477 | 2.6456 | 2.6438 | 2.6422 | 2.6408 | 2.6397 | 2.6387 | 2.6379 | 2.6372 | 2.6365 | 2.6348 | 2.6334 | 2.632 | 0 | 0 | 0 | 0 | 0 | 0 | 0 | 0 | 0 | 0
C&I Int. Rates-_KU_Winter_3.10.2021_8.11.44 PM.xlsx | Inputs_endUseLoadShapes.xlsx | Inputs_Global_KU_Winter.xlsx | Inputs_Product_C&I Int. Rates.xlsx | KU | 20 | Winter | Peak | 3 | C&I Int. Rates- | Industrial | Chemicals | 43.6551 | 35.508 | 10.6524 | 1.0505 | 1.0489 | 1.0443 | 1.0403 | 1.0371 | 1.0331 | 1.026 | 1.0195 | 1.0187 | 1.018 | 1.0174 | 1.0169 | 1.0164 | 1.016 | 1.0157 | 1.0155 | 1.0152 | 1.0145 | 1.014 | 1.0135 | [10 empty] | 8.6891 | 8.6762 | 8.6379 | 8.6052 | 8.5781 | 8.5454 | 8.4867 | 8.433 | 8.4262 | 8.4207 | 8.4155 | 8.411 | 8.4074 | 8.4042 | 8.4017 | 8.3996 | 8.3972 | 8.392 | 8.3874 | 8.3831 | 0 | 0 | 0 | 0 | 0 | 0 | 0 | 0 | 0 | 0
C&I Int. Rates-_KU_Winter_3.10.2021_8.11.44 PM.xlsx | Inputs_endUseLoadShapes.xlsx | Inputs_Global_KU_Winter.xlsx | Inputs_Product_C&I Int. Rates.xlsx | KU | 20 | Winter | Peak | 3 | C&I Int. Rates- | Industrial | Computer and Electronic Products | 0.71049 | 0.57789 | 0.17337 | 0.019132 | 0.019103 | 0.019019 | 0.018947 | 0.018887 | 0.018815 | 0.018686 | 0.018568 | 0.018553 | 0.018541 | 0.018529 | 0.01852 | 0.018511 | 0.018505 | 0.018499 | 0.018494 | 0.018489 | 0.018478 | 0.018467 | 0.018458 | [10 empty] | 0.15825 | 0.15802 | 0.15732 | 0.15672 | 0.15623 | 0.15563 | 0.15457 | 0.15359 | 0.15346 | 0.15336 | 0.15327 | 0.15319 | 0.15312 | 0.15306 | 0.15302 | 0.15298 | 0.15293 | 0.15284 | 0.15276 | 0.15268 | 0 | 0 | 0 | 0 | 0 | 0 | 0 | 0 | 0 | 0
C&I Int. Rates-_KU_Winter_3.10.2021_8.11.44 PM.xlsx | Inputs_endUseLoadShapes.xlsx | Inputs_Global_KU_Winter.xlsx | Inputs_Product_C&I Int. Rates.xlsx | KU | 20 | Winter | Peak | 3 | C&I Int. Rates- | Industrial | Electrical Equip., Appliances, and Components | 30.7217 | 24.9883 | 7.4965 | 0.59877 | 0.59788 | 0.59524 | 0.59298 | 0.59112 | 0.58886 | 0.58482 | 0.58112 | 0.58065 | 0.58027 | 0.57991 | 0.57961 | 0.57935 | 0.57914 | 0.57896 | 0.57881 | 0.57865 | 0.57829 | 0.57797 | 0.57768 | [10 empty] | 4.9528 | 4.9454 | 4.9236 | 4.9049 | 4.8895 | 4.8709 | 4.8374 | 4.8068 | 4.803 | 4.7998 | 4.7968 | 4.7943 | 4.7922 | 4.7904 | 4.789 | 4.7878 | 4.7864 | 4.7834 | 4.7808 | 4.7784 | 0 | 0 | 0 | 0 | 0 | 0 | 0 | 0 | 0 | 0
C&I Int. Rates-_KU_Winter_3.10.2021_8.11.44 PM.xlsx | Inputs_endUseLoadShapes.xlsx | Inputs_Global_KU_Winter.xlsx | Inputs_Product_C&I Int. Rates.xlsx | KU | 20 | Winter | Peak | 3 | C&I Int. Rates- | Industrial | Fabricated Metal Products | 34.2705 | 27.8748 | 8.3624 | 0.63987 | 0.63892 | 0.6361 | 0.63369 | 0.6317 | 0.62929 | 0.62497 | 0.62101 | 0.62051 | 0.6201 | 0.61972 | 0.61939 | 0.61912 | 0.61889 | 0.61871 | 0.61855 | 0.61837 | 0.61799 | 0.61765 | 0.61734 | [10 empty] | 5.2928 | 5.2849 | 5.2616 | 5.2417 | 5.2252 | 5.2052 | 5.1695 | 5.1368 | 5.1327 | 5.1293 | 5.1261 | 5.1234 | 5.1212 | 5.1193 | 5.1177 | 5.1164 | 5.115 | 5.1118 | 5.109 | 5.1064 | 0 | 0 | 0 | 0 | 0 | 0 | 0 | 0 | 0 | 0
C&I Int. Rates-_KU_Winter_3.10.2021_8.11.44 PM.xlsx | Inputs_endUseLoadShapes.xlsx | Inputs_Global_KU_Winter.xlsx | Inputs_Product_C&I Int. Rates.xlsx | KU | 20 | Winter | Peak | 3 | C&I Int. Rates- | Industrial | Food | 47.1223 | 38.3282 | 11.4984 | 0.98256 | 0.9811 | 0.97677 | 0.97307 | 0.97001 | 0.96631 | 0.95967 | 0.9536 | 0.95283 | 0.9522 | 0.95162 | 0.95111 | 0.9507 | 0.95034 | 0.95006 | 0.94982 | 0.94955 | 0.94896 | 0.94844 | 0.94796 | [10 empty] | 8.1274 | 8.1153 | 8.0795 | 8.0489 | 8.0235 | 7.9929 | 7.9381 | 7.8878 | 7.8815 | 7.8763 | 7.8714 | 7.8673 | 7.8638 | 7.8609 | 7.8585 | 7.8565 | 7.8543 | 7.8494 | 7.8451 | 7.8412 | 0 | 0 | 0 | 0 | 0 | 0 | 0 | 0 | 0 | 0
C&I Int. Rates-_KU_Winter_3.10.2021_8.11.44 PM.xlsx | Inputs_endUseLoadShapes.xlsx | Inputs_Global_KU_Winter.xlsx | Inputs_Product_C&I Int. Rates.xlsx | KU | 20 | Winter | Peak | 3 | C&I Int. Rates- | Industrial | Furniture and Related Products | 2.817 | 2.2913 | 0.68739 | 0.055637 | 0.055555 | 0.055309 | 0.0551 | 0.054927 | 0.054717 | 0.054342 | 0.053998 | 0.053954 | 0.053919 | 0.053885 | 0.053857 | 0.053833 | 0.053813 | 0.053797 | 0.053783 | 0.053768 | 0.053735 | 0.053705 | 0.053678 | [10 empty] | 0.46021 | 0.45953 | 0.4575 | 0.45577 | 0.45433 | 0.4526 | 0.44949 | 0.44665 | 0.44629 | 0.446 | 0.44572 | 0.44549 | 0.44529 | 0.44512 | 0.44499 | 0.44488 | 0.44475 | 0.44447 | 0.44423 | 0.44401 | 0 | 0 | 0 | 0 | 0 | 0 | 0 | 0 | 0 | 0
C&I Int. Rates-_KU_Winter_3.10.2021_8.11.44 PM.xlsx | Inputs_endUseLoadShapes.xlsx | Inputs_Global_KU_Winter.xlsx | Inputs_Product_C&I Int. Rates.xlsx | KU | 20 | Winter | Peak | 3 | C&I Int. Rates- | Industrial | Machinery | 9.4036 | 7.6487 | 2.2946 | 0.18573 | 0.18545 | 0.18463 | 0.18393 | 0.18335 | 0.18265 | 0.1814 | 0.18025 | 0.18011 | 0.17999 | 0.17988 | 0.17978 | 0.1797 | 0.17964 | 0.17958 | 0.17954 | 0.17949 | 0.17937 | 0.17928 | 0.17919 | [10 empty] | 1.5363 | 1.534 | 1.5272 | 1.5214 | 1.5166 | 1.5109 | 1.5005 | 1.491 | 1.4898 | 1.4888 | 1.4879 | 1.4871 | 1.4865 | 1.4859 | 1.4854 | 1.4851 | 1.4846 | 1.4837 | 1.4829 | 1.4822 | 0 | 0 | 0 | 0 | 0 | 0 | 0 | 0 | 0 | 0
C&I Int. Rates-_KU_Winter_3.10.2021_8.11.44 PM.xlsx | Inputs_endUseLoadShapes.xlsx | Inputs_Global_KU_Winter.xlsx | Inputs_Product_C&I Int. Rates.xlsx | KU | 20 | Winter | Peak | 3 | C&I Int. Rates- | Industrial | Mining | 20.147 | 16.3871 | 4.9161 | 0.39791 | 0.39732 | 0.39557 | 0.39407 | 0.39283 | 0.39133 | 0.38865 | 0.38619 | 0.38588 | 0.38562 | 0.38538 | 0.38518 | 0.38501 | 0.38487 | 0.38475 | 0.38465 | 0.38454 | 0.38431 | 0.38409 | 0.3839 | [10 empty] | 3.2914 | 3.2865 | 3.272 | 3.2596 | 3.2493 | 3.237 | 3.2147 | 3.1944 | 3.1918 | 3.1897 | 3.1878 | 3.1861 | 3.1847 | 3.1835 | 3.1825 | 3.1817 | 3.1808 | 3.1788 | 3.1771 | 3.1755 | 0 | 0 | 0 | 0 | 0 | 0 | 0 | 0 | 0 | 0
C&I Int. Rates-_KU_Winter_3.10.2021_8.11.44 PM.xlsx | Inputs_endUseLoadShapes.xlsx | Inputs_Global_KU_Winter.xlsx | Inputs_Product_C&I Int. Rates.xlsx | KU | 20 | Winter | Peak | 3 | C&I Int. Rates- | Industrial | Miscellaneous | 56.4196 | 45.8904 | 13.7671 | 1.1143 | 1.1127 | 1.1077 | 1.1036 | 1.1001 | 1.0959 | 1.0884 | 1.0815 | 1.0806 | 1.0799 | 1.0792 | 1.0787 | 1.0782 | 1.0778 | 1.0775 | 1.0772 | 1.0769 | 1.0762 | 1.0756 | 1.0751 | [10 empty] | 9.2172 | 9.2036 | 9.1629 | 9.1282 | 9.0995 | 9.0648 | 9.0026 | 8.9456 | 8.9384 | 8.9325 | 8.927 | 8.9223 | 8.9184 | 8.915 | 8.9123 | 8.9101 | 8.9076 | 8.902 | 8.8971 | 8.8926 | 0 | 0 | 0 | 0 | 0 | 0 | 0 | 0 | 0 | 0
C&I Int. Rates-_KU_Winter_3.10.2021_8.11.44 PM.xlsx | Inputs_endUseLoadShapes.xlsx | Inputs_Global_KU_Winter.xlsx | Inputs_Product_C&I Int. Rates.xlsx | KU | 20 | Winter | Peak | 3 | C&I Int. Rates- | Industrial | Nonmetallic Mineral Products | 31.3759 | 25.5204 | 7.6561 | 0.80511 | 0.80392 | 0.80037 | 0.79734 | 0.79483 | 0.7918 | 0.78636 | 0.78139 | 0.78076 | 0.78024 | 0.77976 | 0.77935 | 0.77901 | 0.77872 | 0.77848 | 0.77829 | 0.77806 | 0.77758 | 0.77715 | 0.77676 | [10 empty] | 6.6596 | 6.6497 | 6.6204 | 6.5953 | 6.5745 | 6.5495 | 6.5045 | 6.4633 | 6.4581 | 6.4539 | 6.4499 | 6.4465 | 6.4437 | 6.4413 | 6.4393 | 6.4377 | 6.4359 | 6.4319 | 6.4283 | 6.4251 | 0 | 0 | 0 | 0 | 0 | 0 | 0 | 0 | 0 | 0
C&I Int. Rates-_KU_Winter_3.10.2021_8.11.44 PM.xlsx | Inputs_endUseLoadShapes.xlsx | Inputs_Global_KU_Winter.xlsx | Inputs_Product_C&I Int. Rates.xlsx | KU | 20 | Winter | Peak | 3 | C&I Int. Rates- | Industrial | Paper | 19.3787 | 15.7622 | 4.7287 | 0.38274 | 0.38217 | 0.38048 | 0.37904 | 0.37785 | 0.37641 | 0.37383 | 0.37146 | 0.37116 | 0.37092 | 0.37069 | 0.37049 | 0.37033 | 0.37019 | 0.37008 | 0.36999 | 0.36988 | 0.36965 | 0.36945 | 0.36926 | [10 empty] | 3.1659 | 3.1612 | 3.1472 | 3.1353 | 3.1254 | 3.1135 | 3.0921 | 3.0726 | 3.0701 | 3.0681 | 3.0662 | 3.0646 | 3.0632 | 3.0621 | 3.0612 | 3.0604 | 3.0595 | 3.0576 | 3.0559 | 3.0544 | 0 | 0 | 0 | 0 | 0 | 0 | 0 | 0 | 0 | 0
C&I Int. Rates-_KU_Winter_3.10.2021_8.11.44 PM.xlsx | Inputs_endUseLoadShapes.xlsx | Inputs_Global_KU_Winter.xlsx | Inputs_Product_C&I Int. Rates.xlsx | KU | 20 | Winter | Peak | 3 | C&I Int. Rates- | Industrial | Petroleum and Coal Products | 27.2069 | 22.1294 | 6.6388 | 0.57932 | 0.57846 | 0.5759 | 0.57372 | 0.57192 | 0.56974 | 0.56583 | 0.56225 | 0.56179 | 0.56142 | 0.56108 | 0.56078 | 0.56053 | 0.56033 | 0.56016 | 0.56001 | 0.55986 | 0.55951 | 0.5592 | 0.55892 | [10 empty] | 4.7919 | 4.7848 | 4.7637 | 4.7456 | 4.7307 | 4.7127 | 4.6803 | 4.6507 | 4.647 | 4.6439 | 4.641 | 4.6386 | 4.6365 | 4.6348 | 4.6334 | 4.6322 | 4.6309 | 4.628 | 4.6255 | 4.6232 | 0 | 0 | 0 | 0 | 0 | 0 | 0 | 0 | 0 | 0
C&I Int. Rates-_KU_Winter_3.10.2021_8.11.44 PM.xlsx | Inputs_endUseLoadShapes.xlsx | Inputs_Global_KU_Winter.xlsx | Inputs_Product_C&I Int. Rates.xlsx | KU | 20 | Winter | Peak | 3 | C&I Int. Rates- | Industrial | Plastics and Rubber Products | 67.4645 | 54.874 | 16.4622 | 1.4232 | 1.4211 | 1.4148 | 1.4095 | 1.405 | 1.3997 | 1.3901 | 1.3813 | 1.3802 | 1.3792 | 1.3784 | 1.3777 | 1.3771 | 1.3766 | 1.3761 | 1.3758 | 1.3754 | 1.3745 | 1.3738 | 1.3731 | [10 empty] | 11.7723 | 11.7549 | 11.7029 | 11.6586 | 11.6219 | 11.5776 | 11.4981 | 11.4254 | 11.4162 | 11.4087 | 11.4016 | 11.3956 | 11.3906 | 11.3863 | 11.3829 | 11.38 | 11.3768 | 11.3697 | 11.3635 | 11.3578 | 0 | 0 | 0 | 0 | 0 | 0 | 0 | 0 | 0 | 0
C&I Int. Rates-_KU_Winter_3.10.2021_8.11.44 PM.xlsx | Inputs_endUseLoadShapes.xlsx | Inputs_Global_KU_Winter.xlsx | Inputs_Product_C&I Int. Rates.xlsx | KU | 20 | Winter | Peak | 3 | C&I Int. Rates- | Industrial | Primary Metals | 194.5089 | 158.2089 | 47.4627 | 3.9837 | 3.9778 | 3.9602 | 3.9452 | 3.9328 | 3.9178 | 3.8909 | 3.8663 | 3.8632 | 3.8606 | 3.8583 | 3.8562 | 3.8545 | 3.8531 | 3.8519 | 3.851 | 3.8499 | 3.8475 | 3.8454 | 3.8434 | [10 empty] | 32.9518 | 32.9029 | 32.7576 | 32.6335 | 32.5308 | 32.4068 | 32.1843 | 31.9806 | 31.9549 | 31.9339 | 31.9142 | 31.8973 | 31.8834 | 31.8714 | 31.8618 | 31.8538 | 31.8447 | 31.8249 | 31.8074 | 31.7914 | 0 | 0 | 0 | 0 | 0 | 0 | 0 | 0 | 0 | 0
C&I Int. Rates-_KU_Winter_3.10.2021_8.11.44 PM.xlsx | Inputs_endUseLoadShapes.xlsx | Inputs_Global_KU_Winter.xlsx | Inputs_Product_C&I Int. Rates.xlsx | KU | 20 | Winter | Peak | 3 | C&I Int. Rates- | Industrial | Printing and Related Support | 6.4735 | 5.2654 | 1.5796 | 0.12786 | 0.12767 | 0.1271 | 0.12662 | 0.12622 | 0.12574 | 0.12488 | 0.12409 | 0.12399 | 0.12391 | 0.12383 | 0.12376 | 0.12371 | 0.12366 | 0.12363 | 0.12359 | 0.12356 | 0.12348 | 0.12342 | 0.12335 | [10 empty] | 1.0576 | 1.056 | 1.0513 | 1.0474 | 1.0441 | 1.0401 | 1.0329 | 1.0264 | 1.0256 | 1.0249 | 1.0243 | 1.0237 | 1.0233 | 1.0229 | 1.0226 | 1.0223 | 1.022 | 1.0214 | 1.0208 | 1.0203 | 0 | 0 | 0 | 0 | 0 | 0 | 0 | 0 | 0 | 0
C&I Int. Rates-_KU_Winter_3.10.2021_8.11.44 PM.xlsx | Inputs_endUseLoadShapes.xlsx | Inputs_Global_KU_Winter.xlsx | Inputs_Product_C&I Int. Rates.xlsx | KU | 20 | Winter | Peak | 3 | C&I Int. Rates- | Industrial | Textiles | 0.21101 | 0.17163 | 0.051489 | 0.0041675 | 0.0041613 | 0.004143 | 0.0041273 | 0.0041143 | 0.0040986 | 0.0040705 | 0.0040447 | 0.0040414 | 0.0040388 | 0.0040363 | 0.0040341 | 0.0040324 | 0.0040309 | 0.0040297 | 0.0040286 | 0.0040275 | 0.004025 | 0.0040228 | 0.0040208 | [10 empty] | 0.034472 | 0.034421 | 0.034269 | 0.034139 | 0.034032 | 0.033902 | 0.033669 | 0.033456 | 0.033429 | 0.033407 | 0.033387 | 0.033369 | 0.033354 | 0.033342 | 0.033332 | 0.033324 | 0.033314 | 0.033293 | 0.033275 | 0.033258 | 0 | 0 | 0 | 0 | 0 | 0 | 0 | 0 | 0 | 0
C&I Int. Rates-_KU_Winter_3.10.2021_8.11.44 PM.xlsx | Inputs_endUseLoadShapes.xlsx | Inputs_Global_KU_Winter.xlsx | Inputs_Product_C&I Int. Rates.xlsx | KU | 20 | Winter | Peak | 3 | C&I Int. Rates- | Industrial | Transportation Equipment | 125.5878 | 102.1502 | 30.645 | 2.6423 | 2.6384 | 2.6268 | 2.6168 | 2.6086 | 2.5986 | 2.5808 | 2.5645 | 2.5624 | 2.5607 | 2.5591 | 2.5578 | 2.5567 | 2.5557 | 2.5549 | 2.5543 | 2.5536 | 2.552 | 2.5506 | 2.5493 | [10 empty] | 21.8564 | 21.824 | 21.7276 | 21.6453 | 21.5772 | 21.495 | 21.3474 | 21.2123 | 21.1952 | 21.1813 | 21.1682 | 21.157 | 21.1478 | 21.1399 | 21.1335 | 21.1282 | 21.1221 | 21.109 | 21.0974 | 21.0868 | 0 | 0 | 0 | 0 | 0 | 0 | 0 | 0 | 0 | 0
C&I Int. Rates-_KU_Winter_3.10.2021_8.11.44 PM.xlsx | Inputs_endUseLoadShapes.xlsx | Inputs_Global_KU_Winter.xlsx | Inputs_Product_C&I Int. Rates.xlsx | KU | 20 | Winter | Peak | 3 | C&I Int. Rates- | Industrial | Wastewater | 1.2551 | 1.0209 | 0.30626 | 0.024789 | 0.024752 | 0.024643 | 0.02455 | 0.024472 | 0.024379 | 0.024212 | 0.024058 | 0.024039 | 0.024023 | 0.024008 | 0.023996 | 0.023985 | 0.023976 | 0.023969 | 0.023963 | 0.023956 | 0.023941 | 0.023928 | 0.023916 | [10 empty] | 0.20505 | 0.20474 | 0.20384 | 0.20307 | 0.20243 | 0.20165 | 0.20027 | 0.199 | 0.19884 | 0.19871 | 0.19859 | 0.19848 | 0.1984 | 0.19832 | 0.19826 | 0.19821 | 0.19816 | 0.19803 | 0.19792 | 0.19783 | 0 | 0 | 0 | 0 | 0 | 0 | 0 | 0 | 0 | 0
C&I Int. Rates-_KU_Winter_3.10.2021_8.11.44 PM.xlsx | Inputs_endUseLoadShapes.xlsx | Inputs_Global_KU_Winter.xlsx | Inputs_Product_C&I Int. Rates.xlsx | KU | 20 | Winter | Peak | 3 | C&I Int. Rates- | Industrial | Water | 20.4778 | 16.6561 | 4.9968 | 0.40445 | 0.40385 | 0.40206 | 0.40054 | 0.39928 | 0.39776 | 0.39503 | 0.39253 | 0.39221 | 0.39195 | 0.39171 | 0.3915 | 0.39133 | 0.39119 | 0.39107 | 0.39097 | 0.39086 | 0.39062 | 0.3904 | 0.3902 | [10 empty] | 3.3454 | 3.3405 | 3.3257 | 3.3131 | 3.3027 | 3.2901 | 3.2675 | 3.2468 | 3.2442 | 3.2421 | 3.2401 | 3.2384 | 3.237 | 3.2358 | 3.2348 | 3.234 | 3.233 | 3.231 | 3.2293 | 3.2276 | 0 | 0 | 0 | 0 | 0 | 0 | 0 | 0 | 0 | 0
C&I Int. Rates-_KU_Winter_3.10.2021_8.11.44 PM.xlsx | Inputs_endUseLoadShapes.xlsx | Inputs_Global_KU_Winter.xlsx | Inputs_Product_C&I Int. Rates.xlsx | KU | 20 | Winter | Peak | 3 | C&I Int. Rates- | Industrial | Wood Products | 4.7458 | 3.8601 | 1.158 | 0.093733 | 0.093594 | 0.09318 | 0.092827 | 0.092535 | 0.092182 | 0.09155 | 0.09097 | 0.090897 | 0.090837 | 0.090781 | 0.090733 | 0.090693 | 0.09066 | 0.090632 | 0.090609 | 0.090584 | 0.090527 | 0.090478 | 0.090432 | [10 empty] | 0.77532 | 0.77417 | 0.77075 | 0.76783 | 0.76542 | 0.7625 | 0.75727 | 0.75247 | 0.75187 | 0.75137 | 0.75091 | 0.75051 | 0.75018 | 0.7499 | 0.74968 | 0.74949 | 0.74927 | 0.74881 | 0.7484 | 0.74802 | 0 | 0 | 0 | 0 | 0 | 0 | 0 | 0 | 0 | 0
C&I Int. Rates-_KU_Winter_3.10.2021_8.11.44 PM.xlsx | Inputs_endUseLoadShapes.xlsx | Inputs_Global_KU_Winter.xlsx | Inputs_Product_C&I Int. Rates.xlsx | KU | 20 | Winter | Peak | 3 | C&I Int. Rates- | Residential | Manufactured | 181.067 | 0 | 0 | 0 | 0 | 0 | 0 | 0 | 0 | 0 | 0 | 0 | 0 | 0 | 0 | 0 | 0 | 0 | 0 | 0 | 0 | 0 | 0 | [10 empty] | 0 | 0 | 0 | 0 | 0 | 0 | 0 | 0 | 0 | 0 | 0 | 0 | 0 | 0 | 0 | 0 | 0 | 0 | 0 | 0 | 0 | 0 | 0 | 0 | 0 | 0 | 0 | 0 | 0 | 0
C&I Int. Rates-_KU_Winter_3.10.2021_8.11.44 PM.xlsx | Inputs_endUseLoadShapes.xlsx | Inputs_Global_KU_Winter.xlsx | Inputs_Product_C&I Int. Rates.xlsx | KU | 20 | Winter | Peak | 3 | C&I Int. Rates- | Residential | Multifamily | 183.0531 | 0 | 0 | 0 | 0 | 0 | 0 | 0 | 0 | 0 | 0 | 0 | 0 | 0 | 0 | 0 | 0 | 0 | 0 | 0 | 0 | 0 | 0 | [10 empty] | 0 | 0 | 0 | 0 | 0 | 0 | 0 | 0 | 0 | 0 | 0 | 0 | 0 | 0 | 0 | 0 | 0 | 0 | 0 | 0 | 0 | 0 | 0 | 0 | 0 | 0 | 0 | 0 | 0 | 0
C&I Int. Rates-_KU_Winter_3.10.2021_8.11.44 PM.xlsx | Inputs_endUseLoadShapes.xlsx | Inputs_Global_KU_Winter.xlsx | Inputs_Product_C&I Int. Rates.xlsx | KU | 20 | Winter | Peak | 3 | C&I Int. Rates- | Residential | Single Family | 1201.5545 | 0 | 0 | 0 | 0 | 0 | 0 | 0 | 0 | 0 | 0 | 0 | 0 | 0 | 0 | 0 | 0 | 0 | 0 | 0 | 0 | 0 | 0 | [10 empty] | 0 | 0 | 0 | 0 | 0 | 0 | 0 | 0 | 0 | 0 | 0 | 0 | 0 | 0 | 0 | 0 | 0 | 0 | 0 | 0 | 0 | 0 | 0 | 0 | 0 | 0 | 0 | 0 | 0 | 0
C&I Int. Rates-_KU_Winter_3.10.2021_8.11.44 PM.xlsx | Inputs_endUseLoadShapes.xlsx | Inputs_Global_KU_Winter.xlsx | Inputs_Product_C&I Int. Rates.xlsx | KU | 20 | Winter | Peak | 3 | C&I Int. Rates- | 0 | 0 | 0 | 0 | 0 | 0 | 0 | 0 | 0 | 0 | 0 | 0 | 0 | 0 | 0 | 0 | 0 | 0 | 0 | 0 | 0 | 0 | 0 | 0 | 0 | [10 empty] | 0 | 0 | 0 | 0 | 0 | 0 | 0 | 0 | 0 | 0 | 0 | 0 | 0 | 0 | 0 | 0 | 0 | 0 | 0 | 0 | 0 | 0 | 0 | 0 | 0 | 0 | 0 | 0 | 0 | 0
C&I Int. Rates-_KU_Winter_3.10.2021_8.11.44 PM.xlsx | Inputs_endUseLoadShapes.xlsx | Inputs_Global_KU_Winter.xlsx | Inputs_Product_C&I Int. Rates.xlsx | KU | 20 | Winter | Peak | 3 | C&I Int. Rates- | 0 | 0 | 0 | 0 | 0 | 0 | 0 | 0 | 0 | 0 | 0 | 0 | 0 | 0 | 0 | 0 | 0 | 0 | 0 | 0 | 0 | 0 | 0 | 0 | 0 | [10 empty] | 0 | 0 | 0 | 0 | 0 | 0 | 0 | 0 | 0 | 0 | 0 | 0 | 0 | 0 | 0 | 0 | 0 | 0 | 0 | 0 | 0 | 0 | 0 | 0 | 0 | 0 | 0 | 0 | 0 | 0
C&I Int. Rates-_KU_Winter_3.10.2021_8.11.44 PM.xlsx | Inputs_endUseLoadShapes.xlsx | Inputs_Global_KU_Winter.xlsx | Inputs_Product_C&I Int. Rates.xlsx | KU | 20 | Winter | Peak | 3 | C&I Int. Rates- | 0 | 0 | 0 | 0 | 0 | 0 | 0 | 0 | 0 | 0 | 0 | 0 | 0 | 0 | 0 | 0 | 0 | 0 | 0 | 0 | 0 | 0 | 0 | 0 | 0 | [10 empty] | 0 | 0 | 0 | 0 | 0 | 0 | 0 | 0 | 0 | 0 | 0 | 0 | 0 | 0 | 0 | 0 | 0 | 0 | 0 | 0 | 0 | 0 | 0 | 0 | 0 | 0 | 0 | 0 | 0 | 0
C&I Int. Rates-_KU_Winter_3.10.2021_8.11.44 PM.xlsx | Inputs_endUseLoadShapes.xlsx | Inputs_Global_KU_Winter.xlsx | Inputs_Product_C&I Int. Rates.xlsx | KU | 20 | Winter | Peak | 3 | C&I Int. Rates- | 0 | 0 | 0 | 0 | 0 | 0 | 0 | 0 | 0 | 0 | 0 | 0 | 0 | 0 | 0 | 0 | 0 | 0 | 0 | 0 | 0 | 0 | 0 | 0 | 0 | [10 empty] | 0 | 0 | 0 | 0 | 0 | 0 | 0 | 0 | 0 | 0 | 0 | 0 | 0 | 0 | 0 | 0 | 0 | 0 | 0 | 0 | 0 | 0 | 0 | 0 | 0 | 0 | 0 | 0 | 0 | 0
DVR-_KU_Winter_3.5.2021_8.27.06 PM.xlsx | Inputs_endUseLoadShapes.xlsx | Inputs_Global_KU_Winter.xlsx | Inputs_Product_DVR.xlsx | KU | 20 | Winter | Peak | 3 | DVR- | Commercial | Grocery | 33.8466 | 28.7696 | 0.13522 | 0.27936 | 0.27873 | 0.2776 | 0.27576 | 0.27401 | 0.27224 | 0.27038 | 0.26824 | 0.26711 | 0.26615 | 0.26523 | 0.26442 | 0.26373 | 0.26312 | 0.26258 | 0.26211 | 0.26162 | 0.26079 | 0.26004 | 0.25937 | [10 empty] | 4395.3024 | 4385.3486 | 4367.4951 | 4338.6232 | 4311.0745 | 4283.1688 | 4254.0425 | 4220.3495 | 4202.5148 | 4187.3467 | 4172.9291 | 4160.2374 | 4149.3643 | 4139.6805 | 4131.295 | 4123.9173 | 4116.1017 | 4103.0715 | 4091.3458 | 4080.7482 | 0 | 0 | 0 | 0 | 0 | 0 | 0 | 0 | 0 | 0
DVR-_KU_Winter_3.5.2021_8.27.06 PM.xlsx | Inputs_endUseLoadShapes.xlsx | Inputs_Global_KU_Winter.xlsx | Inputs_Product_DVR.xlsx | KU | 20 | Winter | Peak | 3 | DVR- | Commercial | Health | 72.7412 | 61.83 | 0.2906 | 0.51899 | 0.51782 | 0.51571 | 0.5123 | 0.50905 | 0.50575 | 0.50231 | 0.49834 | 0.49623 | 0.49444 | 0.49274 | 0.49124 | 0.48995 | 0.48881 | 0.48782 | 0.48695 | 0.48603 | 0.48449 | 0.4831 | 0.48185 | [10 empty] | 8165.5019 | 8147.01 | 8113.8421 | 8060.2045 | 8009.0249 | 7957.1823 | 7903.0722 | 7840.478 | 7807.3451 | 7779.1661 | 7752.3813 | 7728.803 | 7708.6032 | 7690.6127 | 7675.0344 | 7661.3283 | 7646.8085 | 7622.6013 | 7600.8176 | 7581.1296 | 0 | 0 | 0 | 0 | 0 | 0 | 0 | 0 | 0 | 0
DVR-_KU_Winter_3.5.2021_8.27.06 PM.xlsx | Inputs_endUseLoadShapes.xlsx | Inputs_Global_KU_Winter.xlsx | Inputs_Product_DVR.xlsx | KU | 20 | Winter | Peak | 3 | DVR- | Commercial | Large Office | 81.0748 | 68.9135 | 0.32389 | 0.28062 | 0.27999 | 0.27885 | 0.277 | 0.27524 | 0.27346 | 0.2716 | 0.26945 | 0.26831 | 0.26735 | 0.26642 | 0.26561 | 0.26492 | 0.2643 | 0.26377 | 0.2633 | 0.2628 | 0.26196 | 0.26122 | 0.26054 | [10 empty] | 4415.1252 | 4405.1265 | 4387.1925 | 4358.1904 | 4330.5174 | 4302.4858 | 4273.2283 | 4239.3833 | 4221.4681 | 4206.2316 | 4191.749 | 4179 | 4168.0779 | 4158.3504 | 4149.9271 | 4142.5162 | 4134.6653 | 4121.5763 | 4109.7978 | 4099.1524 | 0 | 0 | 0 | 0 | 0 | 0 | 0 | 0 | 0 | 0
DVR-_KU_Winter_3.5.2021_8.27.06 PM.xlsx | Inputs_endUseLoadShapes.xlsx | Inputs_Global_KU_Winter.xlsx | Inputs_Product_DVR.xlsx | KU | 20 | Winter | Peak | 3 | DVR- | Commercial | Large Retail | 30.8019 | 26.1816 | 0.12305 | 0.32715 | 0.32641 | 0.32508 | 0.32293 | 0.32088 | 0.3188 | 0.31663 | 0.31412 | 0.3128 | 0.31167 | 0.3106 | 0.30965 | 0.30884 | 0.30812 | 0.3075 | 0.30695 | 0.30637 | 0.3054 | 0.30452 | 0.30373 | [10 empty] | 5147.1069 | 5135.4505 | 5114.5432 | 5080.7329 | 5048.472 | 5015.7931 | 4981.6849 | 4942.2288 | 4921.3435 | 4903.5809 | 4886.6972 | 4871.8346 | 4859.1018 | 4847.7615 | 4837.9417 | 4829.3021 | 4820.1496 | 4804.8907 | 4791.1593 | 4778.749 | 0 | 0 | 0 | 0 | 0 | 0 | 0 | 0 | 0 | 0
DVR-_KU_Winter_3.5.2021_8.27.06 PM.xlsx | Inputs_endUseLoadShapes.xlsx | Inputs_Global_KU_Winter.xlsx | Inputs_Product_DVR.xlsx | KU | 20 | Winter | Peak | 3 | DVR- | Commercial | Lodging | 12.3122 | 10.4654 | 0.049187 | 0.071076 | 0.070915 | 0.070626 | 0.070159 | 0.069714 | 0.069263 | 0.068792 | 0.068247 | 0.067958 | 0.067713 | 0.06748 | 0.067275 | 0.067099 | 0.066942 | 0.066807 | 0.066687 | 0.066561 | 0.06635 | 0.066161 | 0.065989 | [10 empty] | 1118.2604 | 1115.728 | 1111.1856 | 1103.84 | 1096.831 | 1089.7312 | 1082.3208 | 1073.7486 | 1069.2111 | 1065.352 | 1061.6838 | 1058.4548 | 1055.6884 | 1053.2246 | 1051.0912 | 1049.2141 | 1047.2257 | 1043.9105 | 1040.9272 | 1038.231 | 0 | 0 | 0 | 0 | 0 | 0 | 0 | 0 | 0 | 0
DVR-_KU_Winter_3.5.2021_8.27.06 PM.xlsx | Inputs_endUseLoadShapes.xlsx | Inputs_Global_KU_Winter.xlsx | Inputs_Product_DVR.xlsx | KU | 20 | Winter | Peak | 3 | DVR- | Commercial | Miscellaneous | 280.9956 | 238.8463 | 1.1226 | 1.1352 | 1.1326 | 1.128 | 1.1206 | 1.1134 | 1.1062 | 1.0987 | 1.09 | 1.0854 | 1.0815 | 1.0778 | 1.0745 | 1.0717 | 1.0692 | 1.067 | 1.0651 | 1.0631 | 1.0597 | 1.0567 | 1.054 | [10 empty] | 17860.4321 | 17819.9847 | 17747.4365 | 17630.1147 | 17518.1695 | 17404.774 | 17286.4188 | 17149.5062 | 17077.0344 | 17015.3985 | 16956.812 | 16905.239 | 16861.056 | 16821.7053 | 16787.6308 | 16757.6514 | 16725.8922 | 16672.9438 | 16625.2961 | 16582.2325 | 0 | 0 | 0 | 0 | 0 | 0 | 0 | 0 | 0 | 0
DVR-_KU_Winter_3.5.2021_8.27.06 PM.xlsx | Inputs_endUseLoadShapes.xlsx | Inputs_Global_KU_Winter.xlsx | Inputs_Product_DVR.xlsx | KU | 20 | Winter | Peak | 3 | DVR- | Commercial | Restaurant | 26.9859 | 22.938 | 0.10781 | 0.24723 | 0.24667 | 0.24567 | 0.24404 | 0.24249 | 0.24092 | 0.23929 | 0.23739 | 0.23639 | 0.23553 | 0.23472 | 0.23401 | 0.2334 | 0.23285 | 0.23238 | 0.23197 | 0.23153 | 0.23079 | 0.23013 | 0.22954 | [10 empty] | 3889.7734 | 3880.9645 | 3865.1644 | 3839.6133 | 3815.233 | 3790.5369 | 3764.7607 | 3734.9429 | 3719.1595 | 3705.7359 | 3692.9765 | 3681.7446 | 3672.1221 | 3663.552 | 3656.131 | 3649.6019 | 3642.6852 | 3631.1537 | 3620.7766 | 3611.3979 | 0 | 0 | 0 | 0 | 0 | 0 | 0 | 0 | 0 | 0
DVR-_KU_Winter_3.5.2021_8.27.06 PM.xlsx | Inputs_endUseLoadShapes.xlsx | Inputs_Global_KU_Winter.xlsx | Inputs_Product_DVR.xlsx | KU | 20 | Winter | Peak | 3 | DVR- | Commercial | School | 374.2592 | 318.1203 | 1.4952 | 0.95034 | 0.94819 | 0.94433 | 0.93808 | 0.93213 | 0.92609 | 0.9198 | 0.91251 | 0.90865 | 0.90537 | 0.90226 | 0.89951 | 0.89716 | 0.89507 | 0.89326 | 0.89166 | 0.88997 | 0.88715 | 0.88462 | 0.88233 | [10 empty] | 14951.9729 | 14918.1121 | 14857.3779 | 14759.1612 | 14665.4456 | 14570.5158 | 14471.434 | 14356.8168 | 14296.1466 | 14244.5477 | 14195.5016 | 14152.3269 | 14115.3389 | 14082.3962 | 14053.8705 | 14028.7731 | 14002.1857 | 13957.8596 | 13917.971 | 13881.9201 | 0 | 0 | 0 | 0 | 0 | 0 | 0 | 0 | 0 | 0
DVR-_KU_Winter_3.5.2021_8.27.06 PM.xlsx | Inputs_endUseLoadShapes.xlsx | Inputs_Global_KU_Winter.xlsx | Inputs_Product_DVR.xlsx | KU | 20 | Winter | Peak | 3 | DVR- | Commercial | Small Office | 115.7711 | 98.4054 | 0.46251 | 0.44579 | 0.44478 | 0.44297 | 0.44004 | 0.43724 | 0.43441 | 0.43146 | 0.42804 | 0.42623 | 0.4247 | 0.42323 | 0.42195 | 0.42084 | 0.41986 | 0.41901 | 0.41826 | 0.41747 | 0.41615 | 0.41496 | 0.41388 | [10 empty] | 7013.7051 | 6997.8216 | 6969.3322 | 6923.2605 | 6879.3002 | 6834.7703 | 6788.2928 | 6734.5279 | 6706.0686 | 6681.8645 | 6658.8578 | 6638.6053 | 6621.2549 | 6605.8021 | 6592.4212 | 6580.6484 | 6568.1767 | 6547.3842 | 6528.6731 | 6511.7623 | 0 | 0 | 0 | 0 | 0 | 0 | 0 | 0 | 0 | 0
DVR-_KU_Winter_3.5.2021_8.27.06 PM.xlsx | Inputs_endUseLoadShapes.xlsx | Inputs_Global_KU_Winter.xlsx | Inputs_Product_DVR.xlsx | KU | 20 | Winter | Peak | 3 | DVR- | Commercial | Small Retail | 5.0074 | 4.2563 | 0.020005 | 0.044817 | 0.044716 | 0.044534 | 0.044239 | 0.043958 | 0.043674 | 0.043377 | 0.043033 | 0.042851 | 0.042697 | 0.04255 | 0.04242 | 0.042309 | 0.042211 | 0.042125 | 0.04205 | 0.04197 | 0.041837 | 0.041718 | 0.04161 | [10 empty] | 705.1214 | 703.5245 | 700.6603 | 696.0285 | 691.609 | 687.1322 | 682.4596 | 677.0543 | 674.1932 | 671.7598 | 669.4469 | 667.4108 | 665.6665 | 664.1129 | 662.7677 | 661.5841 | 660.3303 | 658.2399 | 656.3588 | 654.6586 | 0 | 0 | 0 | 0 | 0 | 0 | 0 | 0 | 0 | 0
DVR-_KU_Winter_3.5.2021_8.27.06 PM.xlsx | Inputs_endUseLoadShapes.xlsx | Inputs_Global_KU_Winter.xlsx | Inputs_Product_DVR.xlsx | KU | 20 | Winter | Peak | 3 | DVR- | Commercial | Warehouse | 11.6768 | 9.9252 | 0.046649 | 0.06308 | 0.062937 | 0.062681 | 0.062267 | 0.061871 | 0.061471 | 0.061053 | 0.060569 | 0.060313 | 0.060095 | 0.059889 | 0.059706 | 0.05955 | 0.059411 | 0.059291 | 0.059185 | 0.059073 | 0.058886 | 0.058718 | 0.058566 | [10 empty] | 992.458 | 990.2105 | 986.1791 | 979.6599 | 973.4394 | 967.1383 | 960.5616 | 952.9537 | 948.9266 | 945.5017 | 942.2462 | 939.3804 | 936.9253 | 934.7387 | 932.8452 | 931.1794 | 929.4146 | 926.4724 | 923.8247 | 921.4318 | 0 | 0 | 0 | 0 | 0 | 0 | 0 | 0 | 0 | 0
DVR-_KU_Winter_3.5.2021_8.27.06 PM.xlsx | Inputs_endUseLoadShapes.xlsx | Inputs_Global_KU_Winter.xlsx | Inputs_Product_DVR.xlsx | KU | 20 | Winter | Peak | 3 | DVR- | Industrial | Apparel | 3.2397 | 0.48595 | 0.002284 | 0.0021776 | 0.0021744 | 0.0021648 | 0.0021566 | 0.0021498 | 0.0021416 | 0.0021269 | 0.0021134 | 0.0021117 | 0.0021104 | 0.0021091 | 0.0021079 | 0.002107 | 0.0021062 | 0.0021056 | 0.0021051 | 0.0021045 | 0.0021032 | 0.002102 | 0.0021009 | [10 empty] | 1.1734 | 1.1717 | 1.1665 | 1.1621 | 1.1585 | 1.154 | 1.1461 | 1.1389 | 1.1379 | 1.1372 | 1.1365 | 1.1359 | 1.1354 | 1.135 | 1.1346 | 1.1343 | 1.134 | 1.1333 | 1.1327 | 1.1321 | 0 | 0 | 0 | 0 | 0 | 0 | 0 | 0 | 0 | 0
DVR-_KU_Winter_3.5.2021_8.27.06 PM.xlsx | Inputs_endUseLoadShapes.xlsx | Inputs_Global_KU_Winter.xlsx | Inputs_Product_DVR.xlsx | KU | 20 | Winter | Peak | 3 | DVR- | Industrial | Beverage and Tobacco Products | 16.6991 | 2.5049 | 0.011773 | 0.011225 | 0.011208 | 0.011158 | 0.011116 | 0.011081 | 0.011039 | 0.010963 | 0.010894 | 0.010885 | 0.010878 | 0.010871 | 0.010865 | 0.010861 | 0.010857 | 0.010853 | 0.010851 | 0.010848 | 0.010841 | 0.010835 | 0.010829 | [10 empty] | 6.0485 | 6.0396 | 6.0129 | 5.9901 | 5.9713 | 5.9485 | 5.9077 | 5.8703 | 5.8656 | 5.8617 | 5.8581 | 5.855 | 5.8524 | 5.8502 | 5.8485 | 5.847 | 5.8453 | 5.8417 | 5.8385 | 5.8356 | 0 | 0 | 0 | 0 | 0 | 0 | 0 | 0 | 0 | 0
DVR-_KU_Winter_3.5.2021_8.27.06 PM.xlsx | Inputs_endUseLoadShapes.xlsx | Inputs_Global_KU_Winter.xlsx | Inputs_Product_DVR.xlsx | KU | 20 | Winter | Peak | 3 | DVR- | Industrial | Chemicals | 43.6551 | 6.5483 | 0.030777 | 0.035751 | 0.035698 | 0.03554 | 0.035406 | 0.035294 | 0.03516 | 0.034918 | 0.034697 | 0.034669 | 0.034646 | 0.034625 | 0.034607 | 0.034592 | 0.034579 | 0.034568 | 0.03456 | 0.03455 | 0.034528 | 0.034509 | 0.034492 | [10 empty] | 19.2648 | 19.2362 | 19.1513 | 19.0787 | 19.0187 | 18.9462 | 18.8161 | 18.697 | 18.682 | 18.6697 | 18.6582 | 18.6483 | 18.6402 | 18.6332 | 18.6276 | 18.6229 | 18.6176 | 18.606 | 18.5958 | 18.5864 | 0 | 0 | 0 | 0 | 0 | 0 | 0 | 0 | 0 | 0
DVR-_KU_Winter_3.5.2021_8.27.06 PM.xlsx | Inputs_endUseLoadShapes.xlsx | Inputs_Global_KU_Winter.xlsx | Inputs_Product_DVR.xlsx | KU | 20 | Winter | Peak | 3 | DVR- | Industrial | Computer and Electronic Products | 0.71049 | 0.10657 | 0.00050089 | 0.00065112 | 0.00065015 | 0.00064728 | 0.00064483 | 0.0006428 | 0.00064035 | 0.00063595 | 0.00063193 | 0.00063142 | 0.000631 | 0.00063061 | 0.00063028 | 0.00063 | 0.00062977 | 0.00062958 | 0.00062942 | 0.00062924 | 0.00062885 | 0.0006285 | 0.00062819 | [10 empty] | 0.35086 | 0.35034 | 0.34879 | 0.34747 | 0.34638 | 0.34506 | 0.34269 | 0.34052 | 0.34025 | 0.34002 | 0.33981 | 0.33963 | 0.33949 | 0.33936 | 0.33926 | 0.33917 | 0.33907 | 0.33886 | 0.33868 | 0.33851 | 0 | 0 | 0 | 0 | 0 | 0 | 0 | 0 | 0 | 0
DVR-_KU_Winter_3.5.2021_8.27.06 PM.xlsx | Inputs_endUseLoadShapes.xlsx | Inputs_Global_KU_Winter.xlsx | Inputs_Product_DVR.xlsx | KU | 20 | Winter | Peak | 3 | DVR- | Industrial | Electrical Equip., Appliances, and Components | 30.7217 | 4.6083 | 0.021659 | 0.020378 | 0.020348 | 0.020258 | 0.020181 | 0.020118 | 0.020041 | 0.019903 | 0.019777 | 0.019761 | 0.019748 | 0.019736 | 0.019726 | 0.019717 | 0.01971 | 0.019704 | 0.019699 | 0.019693 | 0.019681 | 0.01967 | 0.01966 | [10 empty] | 10.9809 | 10.9646 | 10.9162 | 10.8749 | 10.8406 | 10.7993 | 10.7252 | 10.6573 | 10.6487 | 10.6417 | 10.6351 | 10.6295 | 10.6249 | 10.6209 | 10.6177 | 10.615 | 10.612 | 10.6054 | 10.5996 | 10.5942 | 0 | 0 | 0 | 0 | 0 | 0 | 0 | 0 | 0 | 0
DVR-_KU_Winter_3.5.2021_8.27.06 PM.xlsx | Inputs_endUseLoadShapes.xlsx | Inputs_Global_KU_Winter.xlsx | Inputs_Product_DVR.xlsx | KU | 20 | Winter | Peak | 3 | DVR- | Industrial | Fabricated Metal Products | 34.2705 | 5.1406 | 0.024161 | 0.021777 | 0.021745 | 0.021648 | 0.021567 | 0.021499 | 0.021417 | 0.02127 | 0.021135 | 0.021118 | 0.021104 | 0.021091 | 0.02108 | 0.021071 | 0.021063 | 0.021057 | 0.021051 | 0.021045 | 0.021032 | 0.021021 | 0.02101 | [10 empty] | 11.7347 | 11.7173 | 11.6656 | 11.6214 | 11.5848 | 11.5407 | 11.4614 | 11.3889 | 11.3797 | 11.3722 | 11.3652 | 11.3592 | 11.3543 | 11.35 | 11.3466 | 11.3437 | 11.3405 | 11.3334 | 11.3272 | 11.3215 | 0 | 0 | 0 | 0 | 0 | 0 | 0 | 0 | 0 | 0
DVR-_KU_Winter_3.5.2021_8.27.06 PM.xlsx | Inputs_endUseLoadShapes.xlsx | Inputs_Global_KU_Winter.xlsx | Inputs_Product_DVR.xlsx | KU | 20 | Winter | Peak | 3 | DVR- | Industrial | Food | 47.1223 | 7.0683 | 0.033221 | 0.03344 | 0.03339 | 0.033242 | 0.033117 | 0.033012 | 0.032887 | 0.032661 | 0.032454 | 0.032428 | 0.032407 | 0.032387 | 0.032369 | 0.032355 | 0.032343 | 0.032333 | 0.032325 | 0.032316 | 0.032296 | 0.032278 | 0.032262 | [10 empty] | 18.0193 | 17.9926 | 17.9131 | 17.8453 | 17.7892 | 17.7213 | 17.5997 | 17.4883 | 17.4742 | 17.4627 | 17.4519 | 17.4427 | 17.4351 | 17.4286 | 17.4233 | 17.4189 | 17.414 | 17.4031 | 17.3936 | 17.3848 | 0 | 0 | 0 | 0 | 0 | 0 | 0 | 0 | 0 | 0
DVR-_KU_Winter_3.5.2021_8.27.06 PM.xlsx | Inputs_endUseLoadShapes.xlsx | Inputs_Global_KU_Winter.xlsx | Inputs_Product_DVR.xlsx | KU | 20 | Winter | Peak | 3 | DVR- | Industrial | Furniture and Related Products | 2.817 | 0.42255 | 0.001986 | 0.0018935 | 0.0018907 | 0.0018824 | 0.0018752 | 0.0018693 | 0.0018622 | 0.0018494 | 0.0018377 | 0.0018362 | 0.001835 | 0.0018339 | 0.0018329 | 0.0018321 | 0.0018314 | 0.0018309 | 0.0018304 | 0.0018299 | 0.0018288 | 0.0018278 | 0.0018268 | [10 empty] | 1.0203 | 1.0188 | 1.0143 | 1.0105 | 1.0073 | 1.0035 | 0.99658 | 0.99028 | 0.98948 | 0.98883 | 0.98822 | 0.98769 | 0.98726 | 0.98689 | 0.9866 | 0.98635 | 0.98607 | 0.98545 | 0.98491 | 0.98442 | 0 | 0 | 0 | 0 | 0 | 0 | 0 | 0 | 0 | 0
DVR-_KU_Winter_3.5.2021_8.27.06 PM.xlsx | Inputs_endUseLoadShapes.xlsx | Inputs_Global_KU_Winter.xlsx | Inputs_Product_DVR.xlsx | KU | 20 | Winter | Peak | 3 | DVR- | Industrial | Machinery | 9.4036 | 1.4105 | 0.0066296 | 0.0063209 | 0.0063115 | 0.0062836 | 0.0062598 | 0.0062401 | 0.0062163 | 0.0061736 | 0.0061346 | 0.0061296 | 0.0061256 | 0.0061218 | 0.0061186 | 0.0061159 | 0.0061136 | 0.0061118 | 0.0061102 | 0.0061085 | 0.0061047 | 0.0061014 | 0.0060983 | [10 empty] | 3.4061 | 3.401 | 3.386 | 3.3732 | 3.3626 | 3.3497 | 3.3268 | 3.3057 | 3.303 | 3.3009 | 3.2988 | 3.2971 | 3.2956 | 3.2944 | 3.2934 | 3.2926 | 3.2916 | 3.2896 | 3.2878 | 3.2861 | 0 | 0 | 0 | 0 | 0 | 0 | 0 | 0 | 0 | 0
DVR-_KU_Winter_3.5.2021_8.27.06 PM.xlsx | Inputs_endUseLoadShapes.xlsx | Inputs_Global_KU_Winter.xlsx | Inputs_Product_DVR.xlsx | KU | 20 | Winter | Peak | 3 | DVR- | Industrial | Mining | 20.147 | 3.022 | 0.014204 | 0.013542 | 0.013522 | 0.013462 | 0.013411 | 0.013369 | 0.013318 | 0.013227 | 0.013143 | 0.013133 | 0.013124 | 0.013116 | 0.013109 | 0.013103 | 0.013098 | 0.013094 | 0.013091 | 0.013087 | 0.013079 | 0.013072 | 0.013065 | [10 empty] | 7.2974 | 7.2866 | 7.2544 | 7.2269 | 7.2042 | 7.1767 | 7.1275 | 7.0824 | 7.0767 | 7.072 | 7.0676 | 7.0639 | 7.0608 | 7.0582 | 7.056 | 7.0543 | 7.0522 | 7.0479 | 7.044 | 7.0404 | 0 | 0 | 0 | 0 | 0 | 0 | 0 | 0 | 0 | 0
DVR-_KU_Winter_3.5.2021_8.27.06 PM.xlsx | Inputs_endUseLoadShapes.xlsx | Inputs_Global_KU_Winter.xlsx | Inputs_Product_DVR.xlsx | KU | 20 | Winter | Peak | 3 | DVR- | Industrial | Miscellaneous | 56.4196 | 8.4629 | 0.039776 | 0.037924 | 0.037867 | 0.0377 | 0.037557 | 0.037439 | 0.037297 | 0.03704 | 0.036806 | 0.036776 | 0.036752 | 0.03673 | 0.03671 | 0.036694 | 0.03668 | 0.036669 | 0.03666 | 0.03665 | 0.036627 | 0.036607 | 0.036588 | [10 empty] | 20.4357 | 20.4054 | 20.3153 | 20.2383 | 20.1746 | 20.0977 | 19.9597 | 19.8334 | 19.8175 | 19.8044 | 19.7922 | 19.7817 | 19.7731 | 19.7657 | 19.7597 | 19.7548 | 19.7491 | 19.7368 | 19.726 | 19.7161 | 0 | 0 | 0 | 0 | 0 | 0 | 0 | 0 | 0 | 0
DVR-_KU_Winter_3.5.2021_8.27.06 PM.xlsx | Inputs_endUseLoadShapes.xlsx | Inputs_Global_KU_Winter.xlsx | Inputs_Product_DVR.xlsx | KU | 20 | Winter | Peak | 3 | DVR- | Industrial | Nonmetallic Mineral Products | 31.3759 | 4.7064 | 0.02212 | 0.027401 | 0.02736 | 0.027239 | 0.027136 | 0.027051 | 0.026947 | 0.026762 | 0.026593 | 0.026572 | 0.026554 | 0.026538 | 0.026524 | 0.026512 | 0.026502 | 0.026494 | 0.026488 | 0.02648 | 0.026464 | 0.026449 | 0.026436 | [10 empty] | 14.7652 | 14.7433 | 14.6781 | 14.6226 | 14.5766 | 14.521 | 14.4213 | 14.33 | 14.3185 | 14.3091 | 14.3002 | 14.2927 | 14.2864 | 14.2811 | 14.2768 | 14.2732 | 14.2691 | 14.2602 | 14.2524 | 14.2452 | 0 | 0 | 0 | 0 | 0 | 0 | 0 | 0 | 0 | 0
DVR-_KU_Winter_3.5.2021_8.27.06 PM.xlsx | Inputs_endUseLoadShapes.xlsx | Inputs_Global_KU_Winter.xlsx | Inputs_Product_DVR.xlsx | KU | 20 | Winter | Peak | 3 | DVR- | Industrial | Paper | 19.3787 | 2.9068 | 0.013662 | 0.013026 | 0.013007 | 0.012949 | 0.0129 | 0.012859 | 0.01281 | 0.012722 | 0.012642 | 0.012632 | 0.012623 | 0.012616 | 0.012609 | 0.012603 | 0.012599 | 0.012595 | 0.012592 | 0.012588 | 0.01258 | 0.012573 | 0.012567 | [10 empty] | 7.0191 | 7.0087 | 6.9778 | 6.9514 | 6.9295 | 6.9031 | 6.8557 | 6.8123 | 6.8068 | 6.8023 | 6.7981 | 6.7945 | 6.7916 | 6.789 | 6.787 | 6.7853 | 6.7833 | 6.7791 | 6.7754 | 6.772 | 0 | 0 | 0 | 0 | 0 | 0 | 0 | 0 | 0 | 0
DVR-_KU_Winter_3.5.2021_8.27.06 PM.xlsx | Inputs_endUseLoadShapes.xlsx | Inputs_Global_KU_Winter.xlsx | Inputs_Product_DVR.xlsx | KU | 20 | Winter | Peak | 3 | DVR- | Industrial | Petroleum and Coal Products | 27.2069 | 4.081 | 0.019181 | 0.019716 | 0.019687 | 0.0196 | 0.019526 | 0.019464 | 0.01939 | 0.019257 | 0.019135 | 0.01912 | 0.019107 | 0.019095 | 0.019085 | 0.019077 | 0.01907 | 0.019064 | 0.019059 | 0.019054 | 0.019042 | 0.019031 | 0.019022 | [10 empty] | 10.6243 | 10.6085 | 10.5616 | 10.5216 | 10.4885 | 10.4485 | 10.3768 | 10.3111 | 10.3029 | 10.2961 | 10.2897 | 10.2843 | 10.2798 | 10.2759 | 10.2728 | 10.2702 | 10.2673 | 10.2609 | 10.2553 | 10.2501 | 0 | 0 | 0 | 0 | 0 | 0 | 0 | 0 | 0 | 0
DVR-_KU_Winter_3.5.2021_8.27.06 PM.xlsx | Inputs_endUseLoadShapes.xlsx | Inputs_Global_KU_Winter.xlsx | Inputs_Product_DVR.xlsx | KU | 20 | Winter | Peak | 3 | DVR- | Industrial | Plastics and Rubber Products | 67.4645 | 10.1197 | 0.047562 | 0.048436 | 0.048365 | 0.048151 | 0.047969 | 0.047818 | 0.047635 | 0.047308 | 0.047009 | 0.046971 | 0.04694 | 0.046911 | 0.046886 | 0.046866 | 0.046848 | 0.046834 | 0.046822 | 0.046809 | 0.04678 | 0.046754 | 0.046731 | [10 empty] | 26.1006 | 26.0619 | 25.9468 | 25.8485 | 25.7672 | 25.669 | 25.4927 | 25.3314 | 25.311 | 25.2944 | 25.2788 | 25.2654 | 25.2544 | 25.2449 | 25.2373 | 25.2309 | 25.2237 | 25.208 | 25.1942 | 25.1815 | 0 | 0 | 0 | 0 | 0 | 0 | 0 | 0 | 0 | 0
DVR-_KU_Winter_3.5.2021_8.27.06 PM.xlsx | Inputs_endUseLoadShapes.xlsx | Inputs_Global_KU_Winter.xlsx | Inputs_Product_DVR.xlsx | KU | 20 | Winter | Peak | 3 | DVR- | Industrial | Primary Metals | 194.5089 | 29.1763 | 0.13713 | 0.13558 | 0.13538 | 0.13478 | 0.13427 | 0.13385 | 0.13334 | 0.13242 | 0.13158 | 0.13148 | 0.13139 | 0.13131 | 0.13124 | 0.13118 | 0.13113 | 0.13109 | 0.13106 | 0.13102 | 0.13094 | 0.13087 | 0.1308 | [10 empty] | 73.058 | 72.9497 | 72.6275 | 72.3525 | 72.1248 | 71.8498 | 71.3565 | 70.9049 | 70.8479 | 70.8012 | 70.7576 | 70.7201 | 70.6893 | 70.6628 | 70.6415 | 70.6237 | 70.6036 | 70.5596 | 70.5209 | 70.4854 | 0 | 0 | 0 | 0 | 0 | 0 | 0 | 0 | 0 | 0
DVR-_KU_Winter_3.5.2021_8.27.06 PM.xlsx | Inputs_endUseLoadShapes.xlsx | Inputs_Global_KU_Winter.xlsx | Inputs_Product_DVR.xlsx | KU | 20 | Winter | Peak | 3 | DVR- | Industrial | Printing and Related Support | 6.4735 | 0.97103 | 0.0045638 | 0.0043513 | 0.0043449 | 0.0043257 | 0.0043093 | 0.0042957 | 0.0042794 | 0.00425 | 0.0042231 | 0.0042197 | 0.0042169 | 0.0042143 | 0.0042121 | 0.0042102 | 0.0042087 | 0.0042074 | 0.0042063 | 0.0042051 | 0.0042025 | 0.0042002 | 0.0041981 | [10 empty] | 2.3448 | 2.3413 | 2.3309 | 2.3221 | 2.3148 | 2.306 | 2.2902 | 2.2757 | 2.2738 | 2.2723 | 2.2709 | 2.2697 | 2.2687 | 2.2679 | 2.2672 | 2.2666 | 2.266 | 2.2646 | 2.2633 | 2.2622 | 0 | 0 | 0 | 0 | 0 | 0 | 0 | 0 | 0 | 0
DVR-_KU_Winter_3.5.2021_8.27.06 PM.xlsx | Inputs_endUseLoadShapes.xlsx | Inputs_Global_KU_Winter.xlsx | Inputs_Product_DVR.xlsx | KU | 20 | Winter | Peak | 3 | DVR- | Industrial | Textiles | 0.21101 | 0.031651 | 0.00014876 | 0.00014183 | 0.00014162 | 0.000141 | 0.00014046 | 0.00014002 | 0.00013949 | 0.00013853 | 0.00013765 | 0.00013754 | 0.00013745 | 0.00013737 | 0.00013729 | 0.00013723 | 0.00013718 | 0.00013714 | 0.00013711 | 0.00013707 | 0.00013698 | 0.00013691 | 0.00013684 | [10 empty] | 0.076429 | 0.076316 | 0.075979 | 0.075691 | 0.075453 | 0.075165 | 0.074649 | 0.074176 | 0.074117 | 0.074068 | 0.074022 | 0.073983 | 0.073951 | 0.073923 | 0.073901 | 0.073882 | 0.073861 | 0.073815 | 0.073775 | 0.073738 | 0 | 0 | 0 | 0 | 0 | 0 | 0 | 0 | 0 | 0
DVR-_KU_Winter_3.5.2021_8.27.06 PM.xlsx | Inputs_endUseLoadShapes.xlsx | Inputs_Global_KU_Winter.xlsx | Inputs_Product_DVR.xlsx | KU | 20 | Winter | Peak | 3 | DVR- | Industrial | Transportation Equipment | 125.5878 | 18.8382 | 0.088539 | 0.089927 | 0.089794 | 0.089397 | 0.089058 | 0.088778 | 0.08844 | 0.087833 | 0.087277 | 0.087207 | 0.087149 | 0.087095 | 0.087049 | 0.087011 | 0.086979 | 0.086952 | 0.086931 | 0.086906 | 0.086852 | 0.086804 | 0.08676 | [10 empty] | 48.4583 | 48.3865 | 48.1728 | 47.9903 | 47.8393 | 47.6569 | 47.3298 | 47.0302 | 46.9924 | 46.9614 | 46.9325 | 46.9076 | 46.8872 | 46.8696 | 46.8555 | 46.8437 | 46.8303 | 46.8012 | 46.7755 | 46.752 | 0 | 0 | 0 | 0 | 0 | 0 | 0 | 0 | 0 | 0
DVR-_KU_Winter_3.5.2021_8.27.06 PM.xlsx | Inputs_endUseLoadShapes.xlsx | Inputs_Global_KU_Winter.xlsx | Inputs_Product_DVR.xlsx | KU | 20 | Winter | Peak | 3 | DVR- | Industrial | Wastewater | 1.2551 | 0.18827 | 0.00088485 | 0.00084365 | 0.0008424 | 0.00083868 | 0.0008355 | 0.00083287 | 0.0008297 | 0.000824 | 0.00081878 | 0.00081813 | 0.00081759 | 0.00081708 | 0.00081665 | 0.00081629 | 0.00081599 | 0.00081574 | 0.00081554 | 0.0008153 | 0.0008148 | 0.00081435 | 0.00081394 | [10 empty] | 0.45461 | 0.45394 | 0.45193 | 0.45022 | 0.4488 | 0.44709 | 0.44402 | 0.44121 | 0.44086 | 0.44057 | 0.4403 | 0.44006 | 0.43987 | 0.43971 | 0.43957 | 0.43946 | 0.43934 | 0.43906 | 0.43882 | 0.4386 | 0 | 0 | 0 | 0 | 0 | 0 | 0 | 0 | 0 | 0
DVR-_KU_Winter_3.5.2021_8.27.06 PM.xlsx | Inputs_endUseLoadShapes.xlsx | Inputs_Global_KU_Winter.xlsx | Inputs_Product_DVR.xlsx | KU | 20 | Winter | Peak | 3 | DVR- | Industrial | Water | 20.4778 | 3.0717 | 0.014437 | 0.013765 | 0.013744 | 0.013683 | 0.013632 | 0.013589 | 0.013537 | 0.013444 | 0.013359 | 0.013348 | 0.013339 | 0.013331 | 0.013324 | 0.013318 | 0.013313 | 0.013309 | 0.013306 | 0.013302 | 0.013294 | 0.013287 | 0.01328 | [10 empty] | 7.4172 | 7.4062 | 7.3735 | 7.3456 | 7.3225 | 7.2946 | 7.2445 | 7.1986 | 7.1928 | 7.1881 | 7.1837 | 7.1799 | 7.1767 | 7.1741 | 7.1719 | 7.1701 | 7.168 | 7.1636 | 7.1597 | 7.156 | 0 | 0 | 0 | 0 | 0 | 0 | 0 | 0 | 0 | 0
DVR-_KU_Winter_3.5.2021_8.27.06 PM.xlsx | Inputs_endUseLoadShapes.xlsx | Inputs_Global_KU_Winter.xlsx | Inputs_Product_DVR.xlsx | KU | 20 | Winter | Peak | 3 | DVR- | Industrial | Wood Products | 4.7458 | 0.71188 | 0.0033458 | 0.00319 | 0.0031853 | 0.0031712 | 0.0031592 | 0.0031493 | 0.0031373 | 0.0031157 | 0.003096 | 0.0030935 | 0.0030915 | 0.0030896 | 0.0030879 | 0.0030866 | 0.0030854 | 0.0030845 | 0.0030837 | 0.0030828 | 0.0030809 | 0.0030792 | 0.0030777 | [10 empty] | 1.719 | 1.7164 | 1.7089 | 1.7024 | 1.697 | 1.6906 | 1.6789 | 1.6683 | 1.667 | 1.6659 | 1.6649 | 1.664 | 1.6632 | 1.6626 | 1.6621 | 1.6617 | 1.6612 | 1.6602 | 1.6593 | 1.6585 | 0 | 0 | 0 | 0 | 0 | 0 | 0 | 0 | 0 | 0
DVR-_KU_Winter_3.5.2021_8.27.06 PM.xlsx | Inputs_endUseLoadShapes.xlsx | Inputs_Global_KU_Winter.xlsx | Inputs_Product_DVR.xlsx | KU | 20 | Winter | Peak | 3 | DVR- | Residential | Manufactured | 181.067 | 153.907 | 0.72336 | 0.62283 | 0.62356 | 0.62162 | 0.61972 | 0.61787 | 0.61809 | 0.61504 | 0.61304 | 0.61335 | 0.61567 | 0.61475 | 0.61577 | 0.61698 | 0.62025 | 0.62012 | 0.62187 | 0.62363 | 0.62695 | 0.62661 | 0.62797 | [10 empty] | 37574.1807 | 37618.3009 | 37500.91 | 37386.342 | 37274.9995 | 37288.3479 | 37103.9242 | 36983.7704 | 37002.3788 | 37142.3662 | 37086.8587 | 37148.3447 | 37221.0835 | 37418.4015 | 37410.7444 | 37516.3514 | 37622.2598 | 37822.4013 | 37802.2915 | 37884.1174 | 0 | 0 | 0 | 0 | 0 | 0 | 0 | 0 | 0 | 0
DVR-_KU_Winter_3.5.2021_8.27.06 PM.xlsx | Inputs_endUseLoadShapes.xlsx | Inputs_Global_KU_Winter.xlsx | Inputs_Product_DVR.xlsx | KU | 20 | Winter | Peak | 3 | DVR- | Residential | Multifamily | 183.0531 | 155.5952 | 0.7313 | 0.68749 | 0.6883 | 0.68615 | 0.68406 | 0.68202 | 0.68226 | 0.67889 | 0.67669 | 0.67703 | 0.67959 | 0.67858 | 0.6797 | 0.68103 | 0.68464 | 0.6845 | 0.68644 | 0.68837 | 0.69204 | 0.69167 | 0.69317 | [10 empty] | 41475.1991 | 41523.9 | 41394.3214 | 41267.8587 | 41144.9564 | 41159.6907 | 40956.1198 | 40823.4914 | 40844.0317 | 40998.5529 | 40937.2825 | 41005.1521 | 41085.4427 | 41303.2466 | 41294.7946 | 41411.3659 | 41528.2699 | 41749.1904 | 41726.9929 | 41817.314 | 0 | 0 | 0 | 0 | 0 | 0 | 0 | 0 | 0 | 0
DVR-_KU_Winter_3.5.2021_8.27.06 PM.xlsx | Inputs_endUseLoadShapes.xlsx | Inputs_Global_KU_Winter.xlsx | Inputs_Product_DVR.xlsx | KU | 20 | Winter | Peak | 3 | DVR- | Residential | Single Family | 1201.5545 | 1021.3213 | 4.8002 | 4.7073 | 4.7128 | 4.6981 | 4.6837 | 4.6698 | 4.6715 | 4.6483 | 4.6333 | 4.6356 | 4.6532 | 4.6462 | 4.6539 | 4.663 | 4.6877 | 4.6868 | 4.7 | 4.7133 | 4.7384 | 4.7358 | 4.7461 | [10 empty] | 283979.9609 | 284313.4149 | 283426.1922 | 282560.3046 | 281718.7948 | 281819.6803 | 280425.834 | 279517.7298 | 279658.3686 | 280716.3723 | 280296.8554 | 280761.5573 | 281311.3057 | 282802.6053 | 282744.7342 | 283542.8962 | 284343.3354 | 285855.9743 | 285703.9882 | 286322.4155 | 0 | 0 | 0 | 0 | 0 | 0 | 0 | 0 | 0 | 0
DVR-_KU_Winter_3.5.2021_8.27.06 PM.xlsx | Inputs_endUseLoadShapes.xlsx | Inputs_Global_KU_Winter.xlsx | Inputs_Product_DVR.xlsx | KU | 20 | Winter | Peak | 3 | DVR- | 0 | 0 | 0 | 0 | 0 | 0 | 0 | 0 | 0 | 0 | 0 | 0 | 0 | 0 | 0 | 0 | 0 | 0 | 0 | 0 | 0 | 0 | 0 | 0 | 0 | [10 empty] | 0 | 0 | 0 | 0 | 0 | 0 | 0 | 0 | 0 | 0 | 0 | 0 | 0 | 0 | 0 | 0 | 0 | 0 | 0 | 0 | 0 | 0 | 0 | 0 | 0 | 0 | 0 | 0 | 0 | 0
DVR-_KU_Winter_3.5.2021_8.27.06 PM.xlsx | Inputs_endUseLoadShapes.xlsx | Inputs_Global_KU_Winter.xlsx | Inputs_Product_DVR.xlsx | KU | 20 | Winter | Peak | 3 | DVR- | 0 | 0 | 0 | 0 | 0 | 0 | 0 | 0 | 0 | 0 | 0 | 0 | 0 | 0 | 0 | 0 | 0 | 0 | 0 | 0 | 0 | 0 | 0 | 0 | 0 | [10 empty] | 0 | 0 | 0 | 0 | 0 | 0 | 0 | 0 | 0 | 0 | 0 | 0 | 0 | 0 | 0 | 0 | 0 | 0 | 0 | 0 | 0 | 0 | 0 | 0 | 0 | 0 | 0 | 0 | 0 | 0
DVR-_KU_Winter_3.5.2021_8.27.06 PM.xlsx | Inputs_endUseLoadShapes.xlsx | Inputs_Global_KU_Winter.xlsx | Inputs_Product_DVR.xlsx | KU | 20 | Winter | Peak | 3 | DVR- | 0 | 0 | 0 | 0 | 0 | 0 | 0 | 0 | 0 | 0 | 0 | 0 | 0 | 0 | 0 | 0 | 0 | 0 | 0 | 0 | 0 | 0 | 0 | 0 | 0 | [10 empty] | 0 | 0 | 0 | 0 | 0 | 0 | 0 | 0 | 0 | 0 | 0 | 0 | 0 | 0 | 0 | 0 | 0 | 0 | 0 | 0 | 0 | 0 | 0 | 0 | 0 | 0 | 0 | 0 | 0 | 0
DVR-_KU_Winter_3.5.2021_8.27.06 PM.xlsx | Inputs_endUseLoadShapes.xlsx | Inputs_Global_KU_Winter.xlsx | Inputs_Product_DVR.xlsx | KU | 20 | Winter | Peak | 3 | DVR- | 0 | 0 | 0 | 0 | 0 | 0 | 0 | 0 | 0 | 0 | 0 | 0 | 0 | 0 | 0 | 0 | 0 | 0 | 0 | 0 | 0 | 0 | 0 | 0 | 0 | [10 empty] | 0 | 0 | 0 | 0 | 0 | 0 | 0 | 0 | 0 | 0 | 0 | 0 | 0 | 0 | 0 | 0 | 0 | 0 | 0 | 0 | 0 | 0 | 0 | 0 | 0 | 0 | 0 | 0 | 0 | 0
Ind RTP-_KU_Winter_3.10.2021_1.29.46 PM.xlsx | Inputs_endUseLoadShapes.xlsx | Inputs_Global_KU_Winter.xlsx | Inputs_Product_Ind RTP.xlsx | KU | 20 | Winter | Peak | 3 | Ind RTP- | Commercial | Grocery | 33.8466 | 0 | 0 | 0 | 0 | 0 | 0 | 0 | 0 | 0 | 0 | 0 | 0 | 0 | 0 | 0 | 0 | 0 | 0 | 0 | 0 | 0 | 0 | [10 empty] | 0 | 0 | 0 | 0 | 0 | 0 | 0 | 0 | 0 | 0 | 0 | 0 | 0 | 0 | 0 | 0 | 0 | 0 | 0 | 0 | 0 | 0 | 0 | 0 | 0 | 0 | 0 | 0 | 0 | 0
Ind RTP-_KU_Winter_3.10.2021_1.29.46 PM.xlsx | Inputs_endUseLoadShapes.xlsx | Inputs_Global_KU_Winter.xlsx | Inputs_Product_Ind RTP.xlsx | KU | 20 | Winter | Peak | 3 | Ind RTP- | Commercial | Health | 72.7412 | 0 | 0 | 0 | 0 | 0 | 0 | 0 | 0 | 0 | 0 | 0 | 0 | 0 | 0 | 0 | 0 | 0 | 0 | 0 | 0 | 0 | 0 | [10 empty] | 0 | 0 | 0 | 0 | 0 | 0 | 0 | 0 | 0 | 0 | 0 | 0 | 0 | 0 | 0 | 0 | 0 | 0 | 0 | 0 | 0 | 0 | 0 | 0 | 0 | 0 | 0 | 0 | 0 | 0
Ind RTP-_KU_Winter_3.10.2021_1.29.46 PM.xlsx | Inputs_endUseLoadShapes.xlsx | Inputs_Global_KU_Winter.xlsx | Inputs_Product_Ind RTP.xlsx | KU | 20 | Winter | Peak | 3 | Ind RTP- | Commercial | Large Office | 81.0748 | 0 | 0 | 0 | 0 | 0 | 0 | 0 | 0 | 0 | 0 | 0 | 0 | 0 | 0 | 0 | 0 | 0 | 0 | 0 | 0 | 0 | 0 | [10 empty] | 0 | 0 | 0 | 0 | 0 | 0 | 0 | 0 | 0 | 0 | 0 | 0 | 0 | 0 | 0 | 0 | 0 | 0 | 0 | 0 | 0 | 0 | 0 | 0 | 0 | 0 | 0 | 0 | 0 | 0
Ind RTP-_KU_Winter_3.10.2021_1.29.46 PM.xlsx | Inputs_endUseLoadShapes.xlsx | Inputs_Global_KU_Winter.xlsx | Inputs_Product_Ind RTP.xlsx | KU | 20 | Winter | Peak | 3 | Ind RTP- | Commercial | Large Retail | 30.8019 | 0 | 0 | 0 | 0 | 0 | 0 | 0 | 0 | 0 | 0 | 0 | 0 | 0 | 0 | 0 | 0 | 0 | 0 | 0 | 0 | 0 | 0 | [10 empty] | 0 | 0 | 0 | 0 | 0 | 0 | 0 | 0 | 0 | 0 | 0 | 0 | 0 | 0 | 0 | 0 | 0 | 0 | 0 | 0 | 0 | 0 | 0 | 0 | 0 | 0 | 0 | 0 | 0 | 0
Ind RTP-_KU_Winter_3.10.2021_1.29.46 PM.xlsx | Inputs_endUseLoadShapes.xlsx | Inputs_Global_KU_Winter.xlsx | Inputs_Product_Ind RTP.xlsx | KU | 20 | Winter | Peak | 3 | Ind RTP- | Commercial | Lodging | 12.3122 | 0 | 0 | 0 | 0 | 0 | 0 | 0 | 0 | 0 | 0 | 0 | 0 | 0 | 0 | 0 | 0 | 0 | 0 | 0 | 0 | 0 | 0 | [10 empty] | 0 | 0 | 0 | 0 | 0 | 0 | 0 | 0 | 0 | 0 | 0 | 0 | 0 | 0 | 0 | 0 | 0 | 0 | 0 | 0 | 0 | 0 | 0 | 0 | 0 | 0 | 0 | 0 | 0 | 0
Ind RTP-_KU_Winter_3.10.2021_1.29.46 PM.xlsx | Inputs_endUseLoadShapes.xlsx | Inputs_Global_KU_Winter.xlsx | Inputs_Product_Ind RTP.xlsx | KU | 20 | Winter | Peak | 3 | Ind RTP- | Commercial | Miscellaneous | 280.9956 | 0 | 0 | 0 | 0 | 0 | 0 | 0 | 0 | 0 | 0 | 0 | 0 | 0 | 0 | 0 | 0 | 0 | 0 | 0 | 0 | 0 | 0 | [10 empty] | 0 | 0 | 0 | 0 | 0 | 0 | 0 | 0 | 0 | 0 | 0 | 0 | 0 | 0 | 0 | 0 | 0 | 0 | 0 | 0 | 0 | 0 | 0 | 0 | 0 | 0 | 0 | 0 | 0 | 0
Ind RTP-_KU_Winter_3.10.2021_1.29.46 PM.xlsx | Inputs_endUseLoadShapes.xlsx | Inputs_Global_KU_Winter.xlsx | Inputs_Product_Ind RTP.xlsx | KU | 20 | Winter | Peak | 3 | Ind RTP- | Commercial | Restaurant | 26.9859 | 0 | 0 | 0 | 0 | 0 | 0 | 0 | 0 | 0 | 0 | 0 | 0 | 0 | 0 | 0 | 0 | 0 | 0 | 0 | 0 | 0 | 0 | [10 empty] | 0 | 0 | 0 | 0 | 0 | 0 | 0 | 0 | 0 | 0 | 0 | 0 | 0 | 0 | 0 | 0 | 0 | 0 | 0 | 0 | 0 | 0 | 0 | 0 | 0 | 0 | 0 | 0 | 0 | 0
Ind RTP-_KU_Winter_3.10.2021_1.29.46 PM.xlsx | Inputs_endUseLoadShapes.xlsx | Inputs_Global_KU_Winter.xlsx | Inputs_Product_Ind RTP.xlsx | KU | 20 | Winter | Peak | 3 | Ind RTP- | Commercial | School | 374.2592 | 0 | 0 | 0 | 0 | 0 | 0 | 0 | 0 | 0 | 0 | 0 | 0 | 0 | 0 | 0 | 0 | 0 | 0 | 0 | 0 | 0 | 0 | [10 empty] | 0 | 0 | 0 | 0 | 0 | 0 | 0 | 0 | 0 | 0 | 0 | 0 | 0 | 0 | 0 | 0 | 0 | 0 | 0 | 0 | 0 | 0 | 0 | 0 | 0 | 0 | 0 | 0 | 0 | 0
Ind RTP-_KU_Winter_3.10.2021_1.29.46 PM.xlsx | Inputs_endUseLoadShapes.xlsx | Inputs_Global_KU_Winter.xlsx | Inputs_Product_Ind RTP.xlsx | KU | 20 | Winter | Peak | 3 | Ind RTP- | Commercial | Small Office | 115.7711 | 0 | 0 | 0 | 0 | 0 | 0 | 0 | 0 | 0 | 0 | 0 | 0 | 0 | 0 | 0 | 0 | 0 | 0 | 0 | 0 | 0 | 0 | [10 empty] | 0 | 0 | 0 | 0 | 0 | 0 | 0 | 0 | 0 | 0 | 0 | 0 | 0 | 0 | 0 | 0 | 0 | 0 | 0 | 0 | 0 | 0 | 0 | 0 | 0 | 0 | 0 | 0 | 0 | 0
Ind RTP-_KU_Winter_3.10.2021_1.29.46 PM.xlsx | Inputs_endUseLoadShapes.xlsx | Inputs_Global_KU_Winter.xlsx | Inputs_Product_Ind RTP.xlsx | KU | 20 | Winter | Peak | 3 | Ind RTP- | Commercial | Small Retail | 5.0074 | 0 | 0 | 0 | 0 | 0 | 0 | 0 | 0 | 0 | 0 | 0 | 0 | 0 | 0 | 0 | 0 | 0 | 0 | 0 | 0 | 0 | 0 | [10 empty] | 0 | 0 | 0 | 0 | 0 | 0 | 0 | 0 | 0 | 0 | 0 | 0 | 0 | 0 | 0 | 0 | 0 | 0 | 0 | 0 | 0 | 0 | 0 | 0 | 0 | 0 | 0 | 0 | 0 | 0
Ind RTP-_KU_Winter_3.10.2021_1.29.46 PM.xlsx | Inputs_endUseLoadShapes.xlsx | Inputs_Global_KU_Winter.xlsx | Inputs_Product_Ind RTP.xlsx | KU | 20 | Winter | Peak | 3 | Ind RTP- | Commercial | Warehouse | 11.6768 | 0 | 0 | 0 | 0 | 0 | 0 | 0 | 0 | 0 | 0 | 0 | 0 | 0 | 0 | 0 | 0 | 0 | 0 | 0 | 0 | 0 | 0 | [10 empty] | 0 | 0 | 0 | 0 | 0 | 0 | 0 | 0 | 0 | 0 | 0 | 0 | 0 | 0 | 0 | 0 | 0 | 0 | 0 | 0 | 0 | 0 | 0 | 0 | 0 | 0 | 0 | 0 | 0 | 0
Ind RTP-_KU_Winter_3.10.2021_1.29.46 PM.xlsx | Inputs_endUseLoadShapes.xlsx | Inputs_Global_KU_Winter.xlsx | Inputs_Product_Ind RTP.xlsx | KU | 20 | Winter | Peak | 3 | Ind RTP- | Industrial | Apparel | 3.2397 | 3.2397 | 0.27213 | 0.010699 | 0.010684 | 0.010636 | 0.010596 | 0.010563 | 0.010523 | 0.01045 | 0.010384 | 0.010376 | 0.010369 | 0.010363 | 0.010357 | 0.010353 | 0.010349 | 0.010346 | 0.010343 | 0.01034 | 0.010334 | 0.010328 | 0.010323 | [10 empty] | 0.31292 | 0.31245 | 0.31107 | 0.3099 | 0.30892 | 0.30774 | 0.30563 | 0.3037 | 0.30345 | 0.30325 | 0.30306 | 0.3029 | 0.30277 | 0.30266 | 0.30257 | 0.30249 | 0.30241 | 0.30222 | 0.30205 | 0.3019 | 0 | 0 | 0 | 0 | 0 | 0 | 0 | 0 | 0 | 0
Ind RTP-_KU_Winter_3.10.2021_1.29.46 PM.xlsx | Inputs_endUseLoadShapes.xlsx | Inputs_Global_KU_Winter.xlsx | Inputs_Product_Ind RTP.xlsx | KU | 20 | Winter | Peak | 3 | Ind RTP- | Industrial | Beverage and Tobacco Products | 16.6991 | 16.6991 | 1.4027 | 0.055151 | 0.055069 | 0.054826 | 0.054618 | 0.054446 | 0.054239 | 0.053866 | 0.053525 | 0.053482 | 0.053447 | 0.053414 | 0.053386 | 0.053363 | 0.053343 | 0.053326 | 0.053313 | 0.053298 | 0.053265 | 0.053235 | 0.053209 | [10 empty] | 1.6129 | 1.6106 | 1.6034 | 1.5974 | 1.5923 | 1.5863 | 1.5754 | 1.5654 | 1.5642 | 1.5631 | 1.5622 | 1.5613 | 1.5606 | 1.5601 | 1.5596 | 1.5592 | 1.5588 | 1.5578 | 1.5569 | 1.5561 | 0 | 0 | 0 | 0 | 0 | 0 | 0 | 0 | 0 | 0
Ind RTP-_KU_Winter_3.10.2021_1.29.46 PM.xlsx | Inputs_endUseLoadShapes.xlsx | Inputs_Global_KU_Winter.xlsx | Inputs_Product_Ind RTP.xlsx | KU | 20 | Winter | Peak | 3 | Ind RTP- | Industrial | Chemicals | 43.6551 | 43.6551 | 3.667 | 0.17566 | 0.1754 | 0.17462 | 0.17396 | 0.17341 | 0.17275 | 0.17157 | 0.17048 | 0.17034 | 0.17023 | 0.17013 | 0.17004 | 0.16996 | 0.1699 | 0.16985 | 0.1698 | 0.16976 | 0.16965 | 0.16956 | 0.16947 | [10 empty] | 5.1373 | 5.1297 | 5.107 | 5.0877 | 5.0717 | 5.0523 | 5.0176 | 4.9859 | 4.9819 | 4.9786 | 4.9755 | 4.9729 | 4.9707 | 4.9689 | 4.9674 | 4.9661 | 4.9647 | 4.9616 | 4.9589 | 4.9564 | 0 | 0 | 0 | 0 | 0 | 0 | 0 | 0 | 0 | 0
Ind RTP-_KU_Winter_3.10.2021_1.29.46 PM.xlsx | Inputs_endUseLoadShapes.xlsx | Inputs_Global_KU_Winter.xlsx | Inputs_Product_Ind RTP.xlsx | KU | 20 | Winter | Peak | 3 | Ind RTP- | Industrial | Computer and Electronic Products | 0.71049 | 0.71049 | 0.059681 | 0.0031992 | 0.0031944 | 0.0031803 | 0.0031683 | 0.0031583 | 0.0031463 | 0.0031247 | 0.0031049 | 0.0031024 | 0.0031003 | 0.0030984 | 0.0030968 | 0.0030954 | 0.0030943 | 0.0030933 | 0.0030926 | 0.0030917 | 0.0030898 | 0.0030881 | 0.0030865 | [10 empty] | 0.093563 | 0.093425 | 0.093012 | 0.09266 | 0.092368 | 0.092016 | 0.091384 | 0.090806 | 0.090733 | 0.090673 | 0.090617 | 0.090569 | 0.09053 | 0.090496 | 0.090469 | 0.090446 | 0.09042 | 0.090364 | 0.090314 | 0.090269 | 0 | 0 | 0 | 0 | 0 | 0 | 0 | 0 | 0 | 0
Ind RTP-_KU_Winter_3.10.2021_1.29.46 PM.xlsx | Inputs_endUseLoadShapes.xlsx | Inputs_Global_KU_Winter.xlsx | Inputs_Product_Ind RTP.xlsx | KU | 20 | Winter | Peak | 3 | Ind RTP- | Industrial | Electrical Equip., Appliances, and Components | 30.7217 | 30.7217 | 2.5806 | 0.10012 | 0.099976 | 0.099534 | 0.099157 | 0.098845 | 0.098468 | 0.097792 | 0.097173 | 0.097095 | 0.097031 | 0.096971 | 0.09692 | 0.096878 | 0.096841 | 0.096812 | 0.096788 | 0.09676 | 0.0967 | 0.096647 | 0.096598 | [10 empty] | 2.9282 | 2.9239 | 2.911 | 2.9 | 2.8908 | 2.8798 | 2.86 | 2.8419 | 2.8397 | 2.8378 | 2.836 | 2.8345 | 2.8333 | 2.8322 | 2.8314 | 2.8307 | 2.8299 | 2.8281 | 2.8266 | 2.8251 | 0 | 0 | 0 | 0 | 0 | 0 | 0 | 0 | 0 | 0
Ind RTP-_KU_Winter_3.10.2021_1.29.46 PM.xlsx | Inputs_endUseLoadShapes.xlsx | Inputs_Global_KU_Winter.xlsx | Inputs_Product_Ind RTP.xlsx | KU | 20 | Winter | Peak | 3 | Ind RTP- | Industrial | Fabricated Metal Products | 34.2705 | 34.2705 | 2.8787 | 0.107 | 0.10684 | 0.10637 | 0.10596 | 0.10563 | 0.10523 | 0.10451 | 0.10384 | 0.10376 | 0.10369 | 0.10363 | 0.10357 | 0.10353 | 0.10349 | 0.10346 | 0.10343 | 0.1034 | 0.10334 | 0.10328 | 0.10323 | [10 empty] | 3.1293 | 3.1246 | 3.1108 | 3.099 | 3.0893 | 3.0775 | 3.0564 | 3.037 | 3.0346 | 3.0326 | 3.0307 | 3.0291 | 3.0278 | 3.0267 | 3.0258 | 3.025 | 3.0241 | 3.0222 | 3.0206 | 3.0191 | 0 | 0 | 0 | 0 | 0 | 0 | 0 | 0 | 0 | 0
Ind RTP-_KU_Winter_3.10.2021_1.29.46 PM.xlsx | Inputs_endUseLoadShapes.xlsx | Inputs_Global_KU_Winter.xlsx | Inputs_Product_Ind RTP.xlsx | KU | 20 | Winter | Peak | 3 | Ind RTP- | Industrial | Food | 47.1223 | 47.1223 | 3.9583 | 0.1643 | 0.16406 | 0.16333 | 0.16271 | 0.1622 | 0.16158 | 0.16047 | 0.15946 | 0.15933 | 0.15923 | 0.15913 | 0.15904 | 0.15897 | 0.15891 | 0.15887 | 0.15883 | 0.15878 | 0.15868 | 0.15859 | 0.15851 | [10 empty] | 4.8052 | 4.798 | 4.7768 | 4.7587 | 4.7438 | 4.7257 | 4.6932 | 4.6635 | 4.6598 | 4.6567 | 4.6539 | 4.6514 | 4.6494 | 4.6476 | 4.6462 | 4.645 | 4.6437 | 4.6408 | 4.6383 | 4.6359 | 0 | 0 | 0 | 0 | 0 | 0 | 0 | 0 | 0 | 0
Ind RTP-_KU_Winter_3.10.2021_1.29.46 PM.xlsx | Inputs_endUseLoadShapes.xlsx | Inputs_Global_KU_Winter.xlsx | Inputs_Product_Ind RTP.xlsx | KU | 20 | Winter | Peak | 3 | Ind RTP- | Industrial | Furniture and Related Products | 2.817 | 2.817 | 0.23663 | 0.0093035 | 0.0092897 | 0.0092487 | 0.0092137 | 0.0091847 | 0.0091497 | 0.0090868 | 0.0090293 | 0.0090221 | 0.0090161 | 0.0090106 | 0.0090058 | 0.0090019 | 0.0089985 | 0.0089958 | 0.0089935 | 0.008991 | 0.0089854 | 0.0089804 | 0.0089759 | [10 empty] | 0.27209 | 0.27169 | 0.27049 | 0.26946 | 0.26862 | 0.26759 | 0.26576 | 0.26407 | 0.26386 | 0.26369 | 0.26352 | 0.26339 | 0.26327 | 0.26317 | 0.26309 | 0.26303 | 0.26295 | 0.26279 | 0.26264 | 0.26251 | 0 | 0 | 0 | 0 | 0 | 0 | 0 | 0 | 0 | 0
Ind RTP-_KU_Winter_3.10.2021_1.29.46 PM.xlsx | Inputs_endUseLoadShapes.xlsx | Inputs_Global_KU_Winter.xlsx | Inputs_Product_Ind RTP.xlsx | KU | 20 | Winter | Peak | 3 | Ind RTP- | Industrial | Machinery | 9.4036 | 9.4036 | 0.7899 | 0.031057 | 0.031011 | 0.030874 | 0.030757 | 0.03066 | 0.030543 | 0.030333 | 0.030141 | 0.030117 | 0.030097 | 0.030079 | 0.030063 | 0.03005 | 0.030038 | 0.030029 | 0.030022 | 0.030013 | 0.029995 | 0.029978 | 0.029963 | [10 empty] | 0.90829 | 0.90694 | 0.90293 | 0.89952 | 0.89669 | 0.89327 | 0.88713 | 0.88152 | 0.88081 | 0.88023 | 0.87969 | 0.87922 | 0.87884 | 0.87851 | 0.87824 | 0.87802 | 0.87777 | 0.87723 | 0.87675 | 0.8763 | 0 | 0 | 0 | 0 | 0 | 0 | 0 | 0 | 0 | 0
Ind RTP-_KU_Winter_3.10.2021_1.29.46 PM.xlsx | Inputs_endUseLoadShapes.xlsx | Inputs_Global_KU_Winter.xlsx | Inputs_Product_Ind RTP.xlsx | KU | 20 | Winter | Peak | 3 | Ind RTP- | Industrial | Mining | 20.147 | 20.147 | 1.6923 | 0.066538 | 0.066439 | 0.066146 | 0.065895 | 0.065688 | 0.065437 | 0.064988 | 0.064577 | 0.064525 | 0.064482 | 0.064443 | 0.064409 | 0.06438 | 0.064356 | 0.064337 | 0.064321 | 0.064302 | 0.064262 | 0.064227 | 0.064195 | [10 empty] | 1.946 | 1.9431 | 1.9345 | 1.9272 | 1.9211 | 1.9138 | 1.9007 | 1.8886 | 1.8871 | 1.8859 | 1.8847 | 1.8837 | 1.8829 | 1.8822 | 1.8816 | 1.8811 | 1.8806 | 1.8794 | 1.8784 | 1.8775 | 0 | 0 | 0 | 0 | 0 | 0 | 0 | 0 | 0 | 0
Ind RTP-_KU_Winter_3.10.2021_1.29.46 PM.xlsx | Inputs_endUseLoadShapes.xlsx | Inputs_Global_KU_Winter.xlsx | Inputs_Product_Ind RTP.xlsx | KU | 20 | Winter | Peak | 3 | Ind RTP- | Industrial | Miscellaneous | 56.4196 | 56.4196 | 4.7392 | 0.18633 | 0.18606 | 0.18523 | 0.18453 | 0.18395 | 0.18325 | 0.18199 | 0.18084 | 0.1807 | 0.18058 | 0.18047 | 0.18037 | 0.18029 | 0.18022 | 0.18017 | 0.18012 | 0.18007 | 0.17996 | 0.17986 | 0.17977 | [10 empty] | 5.4495 | 5.4414 | 5.4174 | 5.3969 | 5.3799 | 5.3594 | 5.3226 | 5.2889 | 5.2847 | 5.2812 | 5.2779 | 5.2751 | 5.2728 | 5.2709 | 5.2693 | 5.2679 | 5.2664 | 5.2632 | 5.2603 | 5.2576 | 0 | 0 | 0 | 0 | 0 | 0 | 0 | 0 | 0 | 0
Ind RTP-_KU_Winter_3.10.2021_1.29.46 PM.xlsx | Inputs_endUseLoadShapes.xlsx | Inputs_Global_KU_Winter.xlsx | Inputs_Product_Ind RTP.xlsx | KU | 20 | Winter | Peak | 3 | Ind RTP- | Industrial | Nonmetallic Mineral Products | 31.3759 | 31.3759 | 2.6356 | 0.13463 | 0.13443 | 0.13384 | 0.13333 | 0.13291 | 0.1324 | 0.13149 | 0.13066 | 0.13056 | 0.13047 | 0.13039 | 0.13032 | 0.13026 | 0.13021 | 0.13018 | 0.13014 | 0.13011 | 0.13002 | 0.12995 | 0.12989 | [10 empty] | 3.9374 | 3.9315 | 3.9142 | 3.8994 | 3.8871 | 3.8723 | 3.8457 | 3.8213 | 3.8183 | 3.8157 | 3.8134 | 3.8114 | 3.8097 | 3.8083 | 3.8071 | 3.8062 | 3.8051 | 3.8027 | 3.8006 | 3.7987 | 0 | 0 | 0 | 0 | 0 | 0 | 0 | 0 | 0 | 0
Ind RTP-_KU_Winter_3.10.2021_1.29.46 PM.xlsx | Inputs_endUseLoadShapes.xlsx | Inputs_Global_KU_Winter.xlsx | Inputs_Product_Ind RTP.xlsx | KU | 20 | Winter | Peak | 3 | Ind RTP- | Industrial | Paper | 19.3787 | 19.3787 | 1.6278 | 0.064001 | 0.063906 | 0.063623 | 0.063382 | 0.063183 | 0.062942 | 0.06251 | 0.062114 | 0.062064 | 0.062024 | 0.061985 | 0.061952 | 0.061925 | 0.061902 | 0.061884 | 0.061868 | 0.06185 | 0.061812 | 0.061778 | 0.061747 | [10 empty] | 1.8718 | 1.869 | 1.8607 | 1.8537 | 1.8479 | 1.8408 | 1.8282 | 1.8166 | 1.8151 | 1.814 | 1.8128 | 1.8119 | 1.8111 | 1.8104 | 1.8099 | 1.8094 | 1.8089 | 1.8078 | 1.8068 | 1.8059 | 0 | 0 | 0 | 0 | 0 | 0 | 0 | 0 | 0 | 0
Ind RTP-_KU_Winter_3.10.2021_1.29.46 PM.xlsx | Inputs_endUseLoadShapes.xlsx | Inputs_Global_KU_Winter.xlsx | Inputs_Product_Ind RTP.xlsx | KU | 20 | Winter | Peak | 3 | Ind RTP- | Industrial | Petroleum and Coal Products | 27.2069 | 27.2069 | 2.2854 | 0.096872 | 0.096728 | 0.096301 | 0.095936 | 0.095635 | 0.09527 | 0.094616 | 0.094017 | 0.093941 | 0.09388 | 0.093822 | 0.093772 | 0.093731 | 0.093696 | 0.093668 | 0.093644 | 0.093617 | 0.093559 | 0.093508 | 0.093461 | [10 empty] | 2.8331 | 2.8289 | 2.8164 | 2.8058 | 2.7969 | 2.7863 | 2.7672 | 2.7496 | 2.7474 | 2.7456 | 2.7439 | 2.7425 | 2.7413 | 2.7402 | 2.7394 | 2.7387 | 2.738 | 2.7362 | 2.7347 | 2.7334 | 0 | 0 | 0 | 0 | 0 | 0 | 0 | 0 | 0 | 0
Ind RTP-_KU_Winter_3.10.2021_1.29.46 PM.xlsx | Inputs_endUseLoadShapes.xlsx | Inputs_Global_KU_Winter.xlsx | Inputs_Product_Ind RTP.xlsx | KU | 20 | Winter | Peak | 3 | Ind RTP- | Industrial | Plastics and Rubber Products | 67.4645 | 67.4645 | 5.667 | 0.23799 | 0.23763 | 0.23658 | 0.23569 | 0.23495 | 0.23405 | 0.23244 | 0.23097 | 0.23079 | 0.23063 | 0.23049 | 0.23037 | 0.23027 | 0.23018 | 0.23011 | 0.23006 | 0.22999 | 0.22985 | 0.22972 | 0.22961 | [10 empty] | 6.9602 | 6.9498 | 6.9191 | 6.8929 | 6.8713 | 6.8451 | 6.7981 | 6.755 | 6.7496 | 6.7452 | 6.741 | 6.7374 | 6.7345 | 6.732 | 6.7299 | 6.7282 | 6.7263 | 6.7221 | 6.7185 | 6.7151 | 0 | 0 | 0 | 0 | 0 | 0 | 0 | 0 | 0 | 0
Ind RTP-_KU_Winter_3.10.2021_1.29.46 PM.xlsx | Inputs_endUseLoadShapes.xlsx | Inputs_Global_KU_Winter.xlsx | Inputs_Product_Ind RTP.xlsx | KU | 20 | Winter | Peak | 3 | Ind RTP- | Industrial | Primary Metals | 194.5089 | 194.5089 | 16.3387 | 0.66614 | 0.66516 | 0.66222 | 0.65971 | 0.65763 | 0.65513 | 0.65063 | 0.64651 | 0.64599 | 0.64557 | 0.64517 | 0.64483 | 0.64454 | 0.6443 | 0.64411 | 0.64395 | 0.64376 | 0.64336 | 0.64301 | 0.64269 | [10 empty] | 19.4821 | 19.4533 | 19.3673 | 19.294 | 19.2333 | 19.1599 | 19.0284 | 18.908 | 18.8928 | 18.8803 | 18.8687 | 18.8587 | 18.8505 | 18.8434 | 18.8377 | 18.833 | 18.8276 | 18.8159 | 18.8056 | 18.7961 | 0 | 0 | 0 | 0 | 0 | 0 | 0 | 0 | 0 | 0
Ind RTP-_KU_Winter_3.10.2021_1.29.46 PM.xlsx | Inputs_endUseLoadShapes.xlsx | Inputs_Global_KU_Winter.xlsx | Inputs_Product_Ind RTP.xlsx | KU | 20 | Winter | Peak | 3 | Ind RTP- | Industrial | Printing and Related Support | 6.4735 | 6.4735 | 0.54378 | 0.02138 | 0.021348 | 0.021254 | 0.021173 | 0.021106 | 0.021026 | 0.020882 | 0.020749 | 0.020733 | 0.020719 | 0.020706 | 0.020695 | 0.020686 | 0.020679 | 0.020672 | 0.020667 | 0.020661 | 0.020648 | 0.020637 | 0.020627 | [10 empty] | 0.62527 | 0.62434 | 0.62159 | 0.61923 | 0.61728 | 0.61493 | 0.61071 | 0.60684 | 0.60636 | 0.60596 | 0.60558 | 0.60526 | 0.605 | 0.60477 | 0.60459 | 0.60444 | 0.60426 | 0.60389 | 0.60356 | 0.60325 | 0 | 0 | 0 | 0 | 0 | 0 | 0 | 0 | 0 | 0
Ind RTP-_KU_Winter_3.10.2021_1.29.46 PM.xlsx | Inputs_endUseLoadShapes.xlsx | Inputs_Global_KU_Winter.xlsx | Inputs_Product_Ind RTP.xlsx | KU | 20 | Winter | Peak | 3 | Ind RTP- | Industrial | Textiles | 0.21101 | 0.21101 | 0.017725 | 0.00069688 | 0.00069585 | 0.00069277 | 0.00069015 | 0.00068798 | 0.00068535 | 0.00068065 | 0.00067634 | 0.0006758 | 0.00067535 | 0.00067494 | 0.00067458 | 0.00067428 | 0.00067403 | 0.00067383 | 0.00067366 | 0.00067347 | 0.00067305 | 0.00067268 | 0.00067234 | [10 empty] | 0.020381 | 0.020351 | 0.020261 | 0.020184 | 0.020121 | 0.020044 | 0.019906 | 0.01978 | 0.019764 | 0.019751 | 0.019739 | 0.019729 | 0.01972 | 0.019713 | 0.019707 | 0.019702 | 0.019696 | 0.019684 | 0.019673 | 0.019663 | 0 | 0 | 0 | 0 | 0 | 0 | 0 | 0 | 0 | 0
Ind RTP-_KU_Winter_3.10.2021_1.29.46 PM.xlsx | Inputs_endUseLoadShapes.xlsx | Inputs_Global_KU_Winter.xlsx | Inputs_Product_Ind RTP.xlsx | KU | 20 | Winter | Peak | 3 | Ind RTP- | Industrial | Transportation Equipment | 125.5878 | 125.5878 | 10.5494 | 0.44184 | 0.44119 | 0.43924 | 0.43758 | 0.4362 | 0.43454 | 0.43155 | 0.42882 | 0.42848 | 0.42819 | 0.42793 | 0.4277 | 0.42752 | 0.42736 | 0.42723 | 0.42712 | 0.427 | 0.42673 | 0.4265 | 0.42628 | [10 empty] | 12.9222 | 12.9031 | 12.8461 | 12.7974 | 12.7572 | 12.7085 | 12.6213 | 12.5414 | 12.5313 | 12.5231 | 12.5153 | 12.5087 | 12.5032 | 12.4986 | 12.4948 | 12.4916 | 12.4881 | 12.4803 | 12.4735 | 12.4672 | 0 | 0 | 0 | 0 | 0 | 0 | 0 | 0 | 0 | 0
Ind RTP-_KU_Winter_3.10.2021_1.29.46 PM.xlsx | Inputs_endUseLoadShapes.xlsx | Inputs_Global_KU_Winter.xlsx | Inputs_Product_Ind RTP.xlsx | KU | 20 | Winter | Peak | 3 | Ind RTP- | Industrial | Wastewater | 1.2551 | 1.2551 | 0.10543 | 0.0041451 | 0.004139 | 0.0041207 | 0.0041051 | 0.0040922 | 0.0040766 | 0.0040486 | 0.004023 | 0.0040197 | 0.0040171 | 0.0040146 | 0.0040125 | 0.0040107 | 0.0040092 | 0.004008 | 0.004007 | 0.0040059 | 0.0040034 | 0.0040012 | 0.0039992 | [10 empty] | 0.12123 | 0.12105 | 0.12052 | 0.12006 | 0.11968 | 0.11922 | 0.11841 | 0.11766 | 0.11756 | 0.11748 | 0.11741 | 0.11735 | 0.1173 | 0.11726 | 0.11722 | 0.11719 | 0.11716 | 0.11708 | 0.11702 | 0.11696 | 0 | 0 | 0 | 0 | 0 | 0 | 0 | 0 | 0 | 0
Ind RTP-_KU_Winter_3.10.2021_1.29.46 PM.xlsx | Inputs_endUseLoadShapes.xlsx | Inputs_Global_KU_Winter.xlsx | Inputs_Product_Ind RTP.xlsx | KU | 20 | Winter | Peak | 3 | Ind RTP- | Industrial | Water | 20.4778 | 20.4778 | 1.7201 | 0.06763 | 0.06753 | 0.067232 | 0.066977 | 0.066766 | 0.066512 | 0.066055 | 0.065637 | 0.065584 | 0.065541 | 0.065501 | 0.065466 | 0.065438 | 0.065413 | 0.065393 | 0.065377 | 0.065358 | 0.065318 | 0.065282 | 0.065249 | [10 empty] | 1.9779 | 1.975 | 1.9663 | 1.9588 | 1.9527 | 1.9452 | 1.9319 | 1.9196 | 1.9181 | 1.9168 | 1.9156 | 1.9146 | 1.9138 | 1.9131 | 1.9125 | 1.912 | 1.9115 | 1.9103 | 1.9092 | 1.9083 | 0 | 0 | 0 | 0 | 0 | 0 | 0 | 0 | 0 | 0
Ind RTP-_KU_Winter_3.10.2021_1.29.46 PM.xlsx | Inputs_endUseLoadShapes.xlsx | Inputs_Global_KU_Winter.xlsx | Inputs_Product_Ind RTP.xlsx | KU | 20 | Winter | Peak | 3 | Ind RTP- | Industrial | Wood Products | 4.7458 | 4.7458 | 0.39865 | 0.015674 | 0.01565 | 0.015581 | 0.015522 | 0.015473 | 0.015414 | 0.015309 | 0.015212 | 0.0152 | 0.01519 | 0.01518 | 0.015172 | 0.015166 | 0.01516 | 0.015155 | 0.015151 | 0.015147 | 0.015138 | 0.015129 | 0.015122 | [10 empty] | 0.4584 | 0.45772 | 0.45569 | 0.45397 | 0.45254 | 0.45081 | 0.44772 | 0.44489 | 0.44453 | 0.44424 | 0.44396 | 0.44373 | 0.44353 | 0.44337 | 0.44323 | 0.44312 | 0.443 | 0.44272 | 0.44248 | 0.44225 | 0 | 0 | 0 | 0 | 0 | 0 | 0 | 0 | 0 | 0
Ind RTP-_KU_Winter_3.10.2021_1.29.46 PM.xlsx | Inputs_endUseLoadShapes.xlsx | Inputs_Global_KU_Winter.xlsx | Inputs_Product_Ind RTP.xlsx | KU | 20 | Winter | Peak | 3 | Ind RTP- | Residential | Manufactured | 181.067 | 0 | 0 | 0 | 0 | 0 | 0 | 0 | 0 | 0 | 0 | 0 | 0 | 0 | 0 | 0 | 0 | 0 | 0 | 0 | 0 | 0 | 0 | [10 empty] | 0 | 0 | 0 | 0 | 0 | 0 | 0 | 0 | 0 | 0 | 0 | 0 | 0 | 0 | 0 | 0 | 0 | 0 | 0 | 0 | 0 | 0 | 0 | 0 | 0 | 0 | 0 | 0 | 0 | 0
Ind RTP-_KU_Winter_3.10.2021_1.29.46 PM.xlsx | Inputs_endUseLoadShapes.xlsx | Inputs_Global_KU_Winter.xlsx | Inputs_Product_Ind RTP.xlsx | KU | 20 | Winter | Peak | 3 | Ind RTP- | Residential | Multifamily | 183.0531 | 0 | 0 | 0 | 0 | 0 | 0 | 0 | 0 | 0 | 0 | 0 | 0 | 0 | 0 | 0 | 0 | 0 | 0 | 0 | 0 | 0 | 0 | [10 empty] | 0 | 0 | 0 | 0 | 0 | 0 | 0 | 0 | 0 | 0 | 0 | 0 | 0 | 0 | 0 | 0 | 0 | 0 | 0 | 0 | 0 | 0 | 0 | 0 | 0 | 0 | 0 | 0 | 0 | 0
Ind RTP-_KU_Winter_3.10.2021_1.29.46 PM.xlsx | Inputs_endUseLoadShapes.xlsx | Inputs_Global_KU_Winter.xlsx | Inputs_Product_Ind RTP.xlsx | KU | 20 | Winter | Peak | 3 | Ind RTP- | Residential | Single Family | 1201.5545 | 0 | 0 | 0 | 0 | 0 | 0 | 0 | 0 | 0 | 0 | 0 | 0 | 0 | 0 | 0 | 0 | 0 | 0 | 0 | 0 | 0 | 0 | [10 empty] | 0 | 0 | 0 | 0 | 0 | 0 | 0 | 0 | 0 | 0 | 0 | 0 | 0 | 0 | 0 | 0 | 0 | 0 | 0 | 0 | 0 | 0 | 0 | 0 | 0 | 0 | 0 | 0 | 0 | 0
Ind RTP-_KU_Winter_3.10.2021_1.29.46 PM.xlsx | Inputs_endUseLoadShapes.xlsx | Inputs_Global_KU_Winter.xlsx | Inputs_Product_Ind RTP.xlsx | KU | 20 | Winter | Peak | 3 | Ind RTP- | 0 | 0 | 0 | 0 | 0 | 0 | 0 | 0 | 0 | 0 | 0 | 0 | 0 | 0 | 0 | 0 | 0 | 0 | 0 | 0 | 0 | 0 | 0 | 0 | 0 | [10 empty] | 0 | 0 | 0 | 0 | 0 | 0 | 0 | 0 | 0 | 0 | 0 | 0 | 0 | 0 | 0 | 0 | 0 | 0 | 0 | 0 | 0 | 0 | 0 | 0 | 0 | 0 | 0 | 0 | 0 | 0
Ind RTP-_KU_Winter_3.10.2021_1.29.46 PM.xlsx | Inputs_endUseLoadShapes.xlsx | Inputs_Global_KU_Winter.xlsx | Inputs_Product_Ind RTP.xlsx | KU | 20 | Winter | Peak | 3 | Ind RTP- | 0 | 0 | 0 | 0 | 0 | 0 | 0 | 0 | 0 | 0 | 0 | 0 | 0 | 0 | 0 | 0 | 0 | 0 | 0 | 0 | 0 | 0 | 0 | 0 | 0 | [10 empty] | 0 | 0 | 0 | 0 | 0 | 0 | 0 | 0 | 0 | 0 | 0 | 0 | 0 | 0 | 0 | 0 | 0 | 0 | 0 | 0 | 0 | 0 | 0 | 0 | 0 | 0 | 0 | 0 | 0 | 0
Ind RTP-_KU_Winter_3.10.2021_1.29.46 PM.xlsx | Inputs_endUseLoadShapes.xlsx | Inputs_Global_KU_Winter.xlsx | Inputs_Product_Ind RTP.xlsx | KU | 20 | Winter | Peak | 3 | Ind RTP- | 0 | 0 | 0 | 0 | 0 | 0 | 0 | 0 | 0 | 0 | 0 | 0 | 0 | 0 | 0 | 0 | 0 | 0 | 0 | 0 | 0 | 0 | 0 | 0 | 0 | [10 empty] | 0 | 0 | 0 | 0 | 0 | 0 | 0 | 0 | 0 | 0 | 0 | 0 | 0 | 0 | 0 | 0 | 0 | 0 | 0 | 0 | 0 | 0 | 0 | 0 | 0 | 0 | 0 | 0 | 0 | 0
Ind RTP-_KU_Winter_3.10.2021_1.29.46 PM.xlsx | Inputs_endUseLoadShapes.xlsx | Inputs_Global_KU_Winter.xlsx | Inputs_Product_Ind RTP.xlsx | KU | 20 | Winter | Peak | 3 | Ind RTP- | 0 | 0 | 0 | 0 | 0 | 0 | 0 | 0 | 0 | 0 | 0 | 0 | 0 | 0 | 0 | 0 | 0 | 0 | 0 | 0 | 0 | 0 | 0 | 0 | 0 | [10 empty] | 0 | 0 | 0 | 0 | 0 | 0 | 0 | 0 | 0 | 0 | 0 | 0 | 0 | 0 | 0 | 0 | 0 | 0 | 0 | 0 | 0 | 0 | 0 | 0 | 0 | 0 | 0 | 0 | 0 | 0
Inputs_Product_Res DLC ERWH-Switch.xlsx | Inputs_endUseLoadShapes.xlsx | Inputs_Global_KU_Winter.xlsx | Inputs_Product_Res DLC ERWH-Switch.xlsx | KU | 20 | Winter | Peak | 3 | Res DLC ERWH-Switch | [5 empty] | 0 | 0 | 0 | 0 | 0 | 0 | 0 | 0 | 0 | 0 | 0 | 0 | 0 | 0 | 0 | 0 | 0 | 0 | 0 | 0 | 0 | 0 | 0 | 0 | 0 | 0 | 0 | 0 | 0 | 0 | 0 | 0 | 0 | 0 | 0 | 0 | 0 | 0 | 0 | 0 | 0 | 0 | 0 | 0 | 0 | 0 | 0 | 0 | 0 | 0 | 0 | 0 | 0 | 0 | 0 | 0 | 0 | 0 | 0 | 0
Inputs_Product_Res DLC ERWH-Switch.xlsx | Inputs_endUseLoadShapes.xlsx | Inputs_Global_KU_Winter.xlsx | Inputs_Product_Res DLC ERWH-Switch.xlsx | KU | 20 | Winter | Peak | 3 | Res DLC ERWH-Switch | [5 empty] | 0 | 0 | 0 | 0 | 0 | 0 | 0 | 0 | 0 | 0 | 0 | 0 | 0 | 0 | 0 | 0 | 0 | 0 | 0 | 0 | 0 | 0 | 0 | 0 | 0 | 0 | 0 | 0 | 0 | 0 | 0 | 0 | 0 | 0 | 0 | 0 | 0 | 0 | 0 | 0 | 0 | 0 | 0 | 0 | 0 | 0 | 0 | 0 | 0 | 0 | 0 | 0 | 0 | 0 | 0 | 0 | 0 | 0 | 0 | 0
Inputs_Product_Res DLC ERWH-Switch.xlsx | Inputs_endUseLoadShapes.xlsx | Inputs_Global_KU_Winter.xlsx | Inputs_Product_Res DLC ERWH-Switch.xlsx | KU | 20 | Winter | Peak | 3 | Res DLC ERWH-Switch | [5 empty] | 0 | 0 | 0 | 0 | 0 | 0 | 0 | 0 | 0 | 0 | 0 | 0 | 0 | 0 | 0 | 0 | 0 | 0 | 0 | 0 | 0 | 0 | 0 | 0 | 0 | 0 | 0 | 0 | 0 | 0 | 0 | 0 | 0 | 0 | 0 | 0 | 0 | 0 | 0 | 0 | 0 | 0 | 0 | 0 | 0 | 0 | 0 | 0 | 0 | 0 | 0 | 0 | 0 | 0 | 0 | 0 | 0 | 0 | 0 | 0
Inputs_Product_Res DLC ERWH-Switch.xlsx | Inputs_endUseLoadShapes.xlsx | Inputs_Global_KU_Winter.xlsx | Inputs_Product_Res DLC ERWH-Switch.xlsx | KU | 20 | Winter | Peak | 3 | Res DLC ERWH-Switch | [5 empty] | 0 | 0 | 0 | 0 | 0 | 0 | 0 | 0 | 0 | 0 | 0 | 0 | 0 | 0 | 0 | 0 | 0 | 0 | 0 | 0 | 0 | 0 | 0 | 0 | 0 | 0 | 0 | 0 | 0 | 0 | 0 | 0 | 0 | 0 | 0 | 0 | 0 | 0 | 0 | 0 | 0 | 0 | 0 | 0 | 0 | 0 | 0 | 0 | 0 | 0 | 0 | 0 | 0 | 0 | 0 | 0 | 0 | 0 | 0 | 0
Inputs_Product_Res DLC ERWH-Switch.xlsx | Inputs_endUseLoadShapes.xlsx | Inputs_Global_KU_Winter.xlsx | Inputs_Product_Res DLC ERWH-Switch.xlsx | KU | 20 | Winter | Peak | 3 | Res DLC ERWH-Switch | [5 empty] | 0 | 0 | 0 | 0 | 0 | 0 | 0 | 0 | 0 | 0 | 0 | 0 | 0 | 0 | 0 | 0 | 0 | 0 | 0 | 0 | 0 | 0 | 0 | 0 | 0 | 0 | 0 | 0 | 0 | 0 | 0 | 0 | 0 | 0 | 0 | 0 | 0 | 0 | 0 | 0 | 0 | 0 | 0 | 0 | 0 | 0 | 0 | 0 | 0 | 0 | 0 | 0 | 0 | 0 | 0 | 0 | 0 | 0 | 0 | 0
Inputs_Product_Res DLC ERWH-Switch.xlsx | Inputs_endUseLoadShapes.xlsx | Inputs_Global_KU_Winter.xlsx | Inputs_Product_Res DLC ERWH-Switch.xlsx | KU | 20 | Winter | Peak | 3 | Res DLC ERWH-Switch | [5 empty] | 0 | 0 | 0 | 0 | 0 | 0 | 0 | 0 | 0 | 0 | 0 | 0 | 0 | 0 | 0 | 0 | 0 | 0 | 0 | 0 | 0 | 0 | 0 | 0 | 0 | 0 | 0 | 0 | 0 | 0 | 0 | 0 | 0 | 0 | 0 | 0 | 0 | 0 | 0 | 0 | 0 | 0 | 0 | 0 | 0 | 0 | 0 | 0 | 0 | 0 | 0 | 0 | 0 | 0 | 0 | 0 | 0 | 0 | 0 | 0
Inputs_Product_Res DLC ERWH-Switch.xlsx | Inputs_endUseLoadShapes.xlsx | Inputs_Global_KU_Winter.xlsx | Inputs_Product_Res DLC ERWH-Switch.xlsx | KU | 20 | Winter | Peak | 3 | Res DLC ERWH-Switch | [5 empty] | 0 | 0 | 0 | 0 | 0 | 0 | 0 | 0 | 0 | 0 | 0 | 0 | 0 | 0 | 0 | 0 | 0 | 0 | 0 | 0 | 0 | 0 | 0 | 0 | 0 | 0 | 0 | 0 | 0 | 0 | 0 | 0 | 0 | 0 | 0 | 0 | 0 | 0 | 0 | 0 | 0 | 0 | 0 | 0 | 0 | 0 | 0 | 0 | 0 | 0 | 0 | 0 | 0 | 0 | 0 | 0 | 0 | 0 | 0 | 0
Inputs_Product_Res DLC ERWH-Switch.xlsx | Inputs_endUseLoadShapes.xlsx | Inputs_Global_KU_Winter.xlsx | Inputs_Product_Res DLC ERWH-Switch.xlsx | KU | 20 | Winter | Peak | 3 | Res DLC ERWH-Switch | [5 empty] | 0 | 0 | 0 | 0 | 0 | 0 | 0 | 0 | 0 | 0 | 0 | 0 | 0 | 0 | 0 | 0 | 0 | 0 | 0 | 0 | 0 | 0 | 0 | 0 | 0 | 0 | 0 | 0 | 0 | 0 | 0 | 0 | 0 | 0 | 0 | 0 | 0 | 0 | 0 | 0 | 0 | 0 | 0 | 0 | 0 | 0 | 0 | 0 | 0 | 0 | 0 | 0 | 0 | 0 | 0 | 0 | 0 | 0 | 0 | 0
Inputs_Product_Res DLC ERWH-Switch.xlsx | Inputs_endUseLoadShapes.xlsx | Inputs_Global_KU_Winter.xlsx | Inputs_Product_Res DLC ERWH-Switch.xlsx | KU | 20 | Winter | Peak | 3 | Res DLC ERWH-Switch | [5 empty] | 0 | 0 | 0 | 0 | 0 | 0 | 0 | 0 | 0 | 0 | 0 | 0 | 0 | 0 | 0 | 0 | 0 | 0 | 0 | 0 | 0 | 0 | 0 | 0 | 0 | 0 | 0 | 0 | 0 | 0 | 0 | 0 | 0 | 0 | 0 | 0 | 0 | 0 | 0 | 0 | 0 | 0 | 0 | 0 | 0 | 0 | 0 | 0 | 0 | 0 | 0 | 0 | 0 | 0 | 0 | 0 | 0 | 0 | 0 | 0
Inputs_Product_Res DLC ERWH-Switch.xlsx | Inputs_endUseLoadShapes.xlsx | Inputs_Global_KU_Winter.xlsx | Inputs_Product_Res DLC ERWH-Switch.xlsx | KU | 20 | Winter | Peak | 3 | Res DLC ERWH-Switch | [5 empty] | 0 | 0 | 0 | 0 | 0 | 0 | 0 | 0 | 0 | 0 | 0 | 0 | 0 | 0 | 0 | 0 | 0 | 0 | 0 | 0 | 0 | 0 | 0 | 0 | 0 | 0 | 0 | 0 | 0 | 0 | 0 | 0 | 0 | 0 | 0 | 0 | 0 | 0 | 0 | 0 | 0 | 0 | 0 | 0 | 0 | 0 | 0 | 0 | 0 | 0 | 0 | 0 | 0 | 0 | 0 | 0 | 0 | 0 | 0 | 0
Inputs_Product_Res DLC ERWH-Switch.xlsx | Inputs_endUseLoadShapes.xlsx | Inputs_Global_KU_Winter.xlsx | Inputs_Product_Res DLC ERWH-Switch.xlsx | KU | 20 | Winter | Peak | 3 | Res DLC ERWH-Switch | [5 empty] | 0 | 0 | 0 | 0 | 0 | 0 | 0 | 0 | 0 | 0 | 0 | 0 | 0 | 0 | 0 | 0 | 0 | 0 | 0 | 0 | 0 | 0 | 0 | 0 | 0 | 0 | 0 | 0 | 0 | 0 | 0 | 0 | 0 | 0 | 0 | 0 | 0 | 0 | 0 | 0 | 0 | 0 | 0 | 0 | 0 | 0 | 0 | 0 | 0 | 0 | 0 | 0 | 0 | 0 | 0 | 0 | 0 | 0 | 0 | 0
Inputs_Product_Res DLC ERWH-Switch.xlsx | Inputs_endUseLoadShapes.xlsx | Inputs_Global_KU_Winter.xlsx | Inputs_Product_Res DLC ERWH-Switch.xlsx | KU | 20 | Winter | Peak | 3 | Res DLC ERWH-Switch | [5 empty] | 0 | 0 | 0 | 0 | 0 | 0 | 0 | 0 | 0 | 0 | 0 | 0 | 0 | 0 | 0 | 0 | 0 | 0 | 0 | 0 | 0 | 0 | 0 | 0 | 0 | 0 | 0 | 0 | 0 | 0 | 0 | 0 | 0 | 0 | 0 | 0 | 0 | 0 | 0 | 0 | 0 | 0 | 0 | 0 | 0 | 0 | 0 | 0 | 0 | 0 | 0 | 0 | 0 | 0 | 0 | 0 | 0 | 0 | 0 | 0
Inputs_Product_Res DLC ERWH-Switch.xlsx | Inputs_endUseLoadShapes.xlsx | Inputs_Global_KU_Winter.xlsx | Inputs_Product_Res DLC ERWH-Switch.xlsx | KU | 20 | Winter | Peak | 3 | Res DLC ERWH-Switch | [5 empty] | 0 | 0 | 0 | 0 | 0 | 0 | 0 | 0 | 0 | 0 | 0 | 0 | 0 | 0 | 0 | 0 | 0 | 0 | 0 | 0 | 0 | 0 | 0 | 0 | 0 | 0 | 0 | 0 | 0 | 0 | 0 | 0 | 0 | 0 | 0 | 0 | 0 | 0 | 0 | 0 | 0 | 0 | 0 | 0 | 0 | 0 | 0 | 0 | 0 | 0 | 0 | 0 | 0 | 0 | 0 | 0 | 0 | 0 | 0 | 0
Inputs_Product_Res DLC ERWH-Switch.xlsx | Inputs_endUseLoadShapes.xlsx | Inputs_Global_KU_Winter.xlsx | Inputs_Product_Res DLC ERWH-Switch.xlsx | KU | 20 | Winter | Peak | 3 | Res DLC ERWH-Switch | [5 empty] | 0 | 0 | 0 | 0 | 0 | 0 | 0 | 0 | 0 | 0 | 0 | 0 | 0 | 0 | 0 | 0 | 0 | 0 | 0 | 0 | 0 | 0 | 0 | 0 | 0 | 0 | 0 | 0 | 0 | 0 | 0 | 0 | 0 | 0 | 0 | 0 | 0 | 0 | 0 | 0 | 0 | 0 | 0 | 0 | 0 | 0 | 0 | 0 | 0 | 0 | 0 | 0 | 0 | 0 | 0 | 0 | 0 | 0 | 0 | 0
Inputs_Product_Res DLC ERWH-Switch.xlsx | Inputs_endUseLoadShapes.xlsx | Inputs_Global_KU_Winter.xlsx | Inputs_Product_Res DLC ERWH-Switch.xlsx | KU | 20 | Winter | Peak | 3 | Res DLC ERWH-Switch | [5 empty] | 0 | 0 | 0 | 0 | 0 | 0 | 0 | 0 | 0 | 0 | 0 | 0 | 0 | 0 | 0 | 0 | 0 | 0 | 0 | 0 | 0 | 0 | 0 | 0 | 0 | 0 | 0 | 0 | 0 | 0 | 0 | 0 | 0 | 0 | 0 | 0 | 0 | 0 | 0 | 0 | 0 | 0 | 0 | 0 | 0 | 0 | 0 | 0 | 0 | 0 | 0 | 0 | 0 | 0 | 0 | 0 | 0 | 0 | 0 | 0
Inputs_Product_Res DLC ERWH-Switch.xlsx | Inputs_endUseLoadShapes.xlsx | Inputs_Global_KU_Winter.xlsx | Inputs_Product_Res DLC ERWH-Switch.xlsx | KU | 20 | Winter | Peak | 3 | Res DLC ERWH-Switch | [5 empty] | 0 | 0 | 0 | 0 | 0 | 0 | 0 | 0 | 0 | 0 | 0 | 0 | 0 | 0 | 0 | 0 | 0 | 0 | 0 | 0 | 0 | 0 | 0 | 0 | 0 | 0 | 0 | 0 | 0 | 0 | 0 | 0 | 0 | 0 | 0 | 0 | 0 | 0 | 0 | 0 | 0 | 0 | 0 | 0 | 0 | 0 | 0 | 0 | 0 | 0 | 0 | 0 | 0 | 0 | 0 | 0 | 0 | 0 | 0 | 0
Inputs_Product_Res DLC ERWH-Switch.xlsx | Inputs_endUseLoadShapes.xlsx | Inputs_Global_KU_Winter.xlsx | Inputs_Product_Res DLC ERWH-Switch.xlsx | KU | 20 | Winter | Peak | 3 | Res DLC ERWH-Switch | [5 empty] | 0 | 0 | 0 | 0 | 0 | 0 | 0 | 0 | 0 | 0 | 0 | 0 | 0 | 0 | 0 | 0 | 0 | 0 | 0 | 0 | 0 | 0 | 0 | 0 | 0 | 0 | 0 | 0 | 0 | 0 | 0 | 0 | 0 | 0 | 0 | 0 | 0 | 0 | 0 | 0 | 0 | 0 | 0 | 0 | 0 | 0 | 0 | 0 | 0 | 0 | 0 | 0 | 0 | 0 | 0 | 0 | 0 | 0 | 0 | 0
Inputs_Product_Res DLC ERWH-Switch.xlsx | Inputs_endUseLoadShapes.xlsx | Inputs_Global_KU_Winter.xlsx | Inputs_Product_Res DLC ERWH-Switch.xlsx | KU | 20 | Winter | Peak | 3 | Res DLC ERWH-Switch | [5 empty] | 0 | 0 | 0 | 0 | 0 | 0 | 0 | 0 | 0 | 0 | 0 | 0 | 0 | 0 | 0 | 0 | 0 | 0 | 0 | 0 | 0 | 0 | 0 | 0 | 0 | 0 | 0 | 0 | 0 | 0 | 0 | 0 | 0 | 0 | 0 | 0 | 0 | 0 | 0 | 0 | 0 | 0 | 0 | 0 | 0 | 0 | 0 | 0 | 0 | 0 | 0 | 0 | 0 | 0 | 0 | 0 | 0 | 0 | 0 | 0
Inputs_Product_Res DLC ERWH-Switch.xlsx | Inputs_endUseLoadShapes.xlsx | Inputs_Global_KU_Winter.xlsx | Inputs_Product_Res DLC ERWH-Switch.xlsx | KU | 20 | Winter | Peak | 3 | Res DLC ERWH-Switch | [5 empty] | 0 | 0 | 0 | 0 | 0 | 0 | 0 | 0 | 0 | 0 | 0 | 0 | 0 | 0 | 0 | 0 | 0 | 0 | 0 | 0 | 0 | 0 | 0 | 0 | 0 | 0 | 0 | 0 | 0 | 0 | 0 | 0 | 0 | 0 | 0 | 0 | 0 | 0 | 0 | 0 | 0 | 0 | 0 | 0 | 0 | 0 | 0 | 0 | 0 | 0 | 0 | 0 | 0 | 0 | 0 | 0 | 0 | 0 | 0 | 0
Inputs_Product_Res DLC ERWH-Switch.xlsx | Inputs_endUseLoadShapes.xlsx | Inputs_Global_KU_Winter.xlsx | Inputs_Product_Res DLC ERWH-Switch.xlsx | KU | 20 | Winter | Peak | 3 | Res DLC ERWH-Switch | [5 empty] | 0 | 0 | 0 | 0 | 0 | 0 | 0 | 0 | 0 | 0 | 0 | 0 | 0 | 0 | 0 | 0 | 0 | 0 | 0 | 0 | 0 | 0 | 0 | 0 | 0 | 0 | 0 | 0 | 0 | 0 | 0 | 0 | 0 | 0 | 0 | 0 | 0 | 0 | 0 | 0 | 0 | 0 | 0 | 0 | 0 | 0 | 0 | 0 | 0 | 0 | 0 | 0 | 0 | 0 | 0 | 0 | 0 | 0 | 0 | 0
Inputs_Product_Res DLC ERWH-Switch.xlsx | Inputs_endUseLoadShapes.xlsx | Inputs_Global_KU_Winter.xlsx | Inputs_Product_Res DLC ERWH-Switch.xlsx | KU | 20 | Winter | Peak | 3 | Res DLC ERWH-Switch | [5 empty] | 0 | 0 | 0 | 0 | 0 | 0 | 0 | 0 | 0 | 0 | 0 | 0 | 0 | 0 | 0 | 0 | 0 | 0 | 0 | 0 | 0 | 0 | 0 | 0 | 0 | 0 | 0 | 0 | 0 | 0 | 0 | 0 | 0 | 0 | 0 | 0 | 0 | 0 | 0 | 0 | 0 | 0 | 0 | 0 | 0 | 0 | 0 | 0 | 0 | 0 | 0 | 0 | 0 | 0 | 0 | 0 | 0 | 0 | 0 | 0
Inputs_Product_Res DLC ERWH-Switch.xlsx | Inputs_endUseLoadShapes.xlsx | Inputs_Global_KU_Winter.xlsx | Inputs_Product_Res DLC ERWH-Switch.xlsx | KU | 20 | Winter | Peak | 3 | Res DLC ERWH-Switch | [5 empty] | 0 | 0 | 0 | 0 | 0 | 0 | 0 | 0 | 0 | 0 | 0 | 0 | 0 | 0 | 0 | 0 | 0 | 0 | 0 | 0 | 0 | 0 | 0 | 0 | 0 | 0 | 0 | 0 | 0 | 0 | 0 | 0 | 0 | 0 | 0 | 0 | 0 | 0 | 0 | 0 | 0 | 0 | 0 | 0 | 0 | 0 | 0 | 0 | 0 | 0 | 0 | 0 | 0 | 0 | 0 | 0 | 0 | 0 | 0 | 0
Inputs_Product_Res DLC ERWH-Switch.xlsx | Inputs_endUseLoadShapes.xlsx | Inputs_Global_KU_Winter.xlsx | Inputs_Product_Res DLC ERWH-Switch.xlsx | KU | 20 | Winter | Peak | 3 | Res DLC ERWH-Switch | [5 empty] | 0 | 0 | 0 | 0 | 0 | 0 | 0 | 0 | 0 | 0 | 0 | 0 | 0 | 0 | 0 | 0 | 0 | 0 | 0 | 0 | 0 | 0 | 0 | 0 | 0 | 0 | 0 | 0 | 0 | 0 | 0 | 0 | 0 | 0 | 0 | 0 | 0 | 0 | 0 | 0 | 0 | 0 | 0 | 0 | 0 | 0 | 0 | 0 | 0 | 0 | 0 | 0 | 0 | 0 | 0 | 0 | 0 | 0 | 0 | 0
Inputs_Product_Res DLC ERWH-Switch.xlsx | Inputs_endUseLoadShapes.xlsx | Inputs_Global_KU_Winter.xlsx | Inputs_Product_Res DLC ERWH-Switch.xlsx | KU | 20 | Winter | Peak | 3 | Res DLC ERWH-Switch | [5 empty] | 0 | 0 | 0 | 0 | 0 | 0 | 0 | 0 | 0 | 0 | 0 | 0 | 0 | 0 | 0 | 0 | 0 | 0 | 0 | 0 | 0 | 0 | 0 | 0 | 0 | 0 | 0 | 0 | 0 | 0 | 0 | 0 | 0 | 0 | 0 | 0 | 0 | 0 | 0 | 0 | 0 | 0 | 0 | 0 | 0 | 0 | 0 | 0 | 0 | 0 | 0 | 0 | 0 | 0 | 0 | 0 | 0 | 0 | 0 | 0
Inputs_Product_Res DLC ERWH-Switch.xlsx | Inputs_endUseLoadShapes.xlsx | Inputs_Global_KU_Winter.xlsx | Inputs_Product_Res DLC ERWH-Switch.xlsx | KU | 20 | Winter | Peak | 3 | Res DLC ERWH-Switch | [5 empty] | 0 | 0 | 0 | 0 | 0 | 0 | 0 | 0 | 0 | 0 | 0 | 0 | 0 | 0 | 0 | 0 | 0 | 0 | 0 | 0 | 0 | 0 | 0 | 0 | 0 | 0 | 0 | 0 | 0 | 0 | 0 | 0 | 0 | 0 | 0 | 0 | 0 | 0 | 0 | 0 | 0 | 0 | 0 | 0 | 0 | 0 | 0 | 0 | 0 | 0 | 0 | 0 | 0 | 0 | 0 | 0 | 0 | 0 | 0 | 0
Inputs_Product_Res DLC ERWH-Switch.xlsx | Inputs_endUseLoadShapes.xlsx | Inputs_Global_KU_Winter.xlsx | Inputs_Product_Res DLC ERWH-Switch.xlsx | KU | 20 | Winter | Peak | 3 | Res DLC ERWH-Switch | [5 empty] | 0 | 0 | 0 | 0 | 0 | 0 | 0 | 0 | 0 | 0 | 0 | 0 | 0 | 0 | 0 | 0 | 0 | 0 | 0 | 0 | 0 | 0 | 0 | 0 | 0 | 0 | 0 | 0 | 0 | 0 | 0 | 0 | 0 | 0 | 0 | 0 | 0 | 0 | 0 | 0 | 0 | 0 | 0 | 0 | 0 | 0 | 0 | 0 | 0 | 0 | 0 | 0 | 0 | 0 | 0 | 0 | 0 | 0 | 0 | 0
Inputs_Product_Res DLC ERWH-Switch.xlsx | Inputs_endUseLoadShapes.xlsx | Inputs_Global_KU_Winter.xlsx | Inputs_Product_Res DLC ERWH-Switch.xlsx | KU | 20 | Winter | Peak | 3 | Res DLC ERWH-Switch | [5 empty] | 0 | 0 | 0 | 0 | 0 | 0 | 0 | 0 | 0 | 0 | 0 | 0 | 0 | 0 | 0 | 0 | 0 | 0 | 0 | 0 | 0 | 0 | 0 | 0 | 0 | 0 | 0 | 0 | 0 | 0 | 0 | 0 | 0 | 0 | 0 | 0 | 0 | 0 | 0 | 0 | 0 | 0 | 0 | 0 | 0 | 0 | 0 | 0 | 0 | 0 | 0 | 0 | 0 | 0 | 0 | 0 | 0 | 0 | 0 | 0
Inputs_Product_Res DLC ERWH-Switch.xlsx | Inputs_endUseLoadShapes.xlsx | Inputs_Global_KU_Winter.xlsx | Inputs_Product_Res DLC ERWH-Switch.xlsx | KU | 20 | Winter | Peak | 3 | Res DLC ERWH-Switch | [5 empty] | 0 | 0 | 0 | 0 | 0 | 0 | 0 | 0 | 0 | 0 | 0 | 0 | 0 | 0 | 0 | 0 | 0 | 0 | 0 | 0 | 0 | 0 | 0 | 0 | 0 | 0 | 0 | 0 | 0 | 0 | 0 | 0 | 0 | 0 | 0 | 0 | 0 | 0 | 0 | 0 | 0 | 0 | 0 | 0 | 0 | 0 | 0 | 0 | 0 | 0 | 0 | 0 | 0 | 0 | 0 | 0 | 0 | 0 | 0 | 0
Inputs_Product_Res DLC ERWH-Switch.xlsx | Inputs_endUseLoadShapes.xlsx | Inputs_Global_KU_Winter.xlsx | Inputs_Product_Res DLC ERWH-Switch.xlsx | KU | 20 | Winter | Peak | 3 | Res DLC ERWH-Switch | [5 empty] | 0 | 0 | 0 | 0 | 0 | 0 | 0 | 0 | 0 | 0 | 0 | 0 | 0 | 0 | 0 | 0 | 0 | 0 | 0 | 0 | 0 | 0 | 0 | 0 | 0 | 0 | 0 | 0 | 0 | 0 | 0 | 0 | 0 | 0 | 0 | 0 | 0 | 0 | 0 | 0 | 0 | 0 | 0 | 0 | 0 | 0 | 0 | 0 | 0 | 0 | 0 | 0 | 0 | 0 | 0 | 0 | 0 | 0 | 0 | 0
Inputs_Product_Res DLC ERWH-Switch.xlsx | Inputs_endUseLoadShapes.xlsx | Inputs_Global_KU_Winter.xlsx | Inputs_Product_Res DLC ERWH-Switch.xlsx | KU | 20 | Winter | Peak | 3 | Res DLC ERWH-Switch | [5 empty] | 0 | 0 | 0 | 0 | 0 | 0 | 0 | 0 | 0 | 0 | 0 | 0 | 0 | 0 | 0 | 0 | 0 | 0 | 0 | 0 | 0 | 0 | 0 | 0 | 0 | 0 | 0 | 0 | 0 | 0 | 0 | 0 | 0 | 0 | 0 | 0 | 0 | 0 | 0 | 0 | 0 | 0 | 0 | 0 | 0 | 0 | 0 | 0 | 0 | 0 | 0 | 0 | 0 | 0 | 0 | 0 | 0 | 0 | 0 | 0
Inputs_Product_Res DLC ERWH-Switch.xlsx | Inputs_endUseLoadShapes.xlsx | Inputs_Global_KU_Winter.xlsx | Inputs_Product_Res DLC ERWH-Switch.xlsx | KU | 20 | Winter | Peak | 3 | Res DLC ERWH-Switch | [5 empty] | 0 | 0 | 0 | 0 | 0 | 0 | 0 | 0 | 0 | 0 | 0 | 0 | 0 | 0 | 0 | 0 | 0 | 0 | 0 | 0 | 0 | 0 | 0 | 0 | 0 | 0 | 0 | 0 | 0 | 0 | 0 | 0 | 0 | 0 | 0 | 0 | 0 | 0 | 0 | 0 | 0 | 0 | 0 | 0 | 0 | 0 | 0 | 0 | 0 | 0 | 0 | 0 | 0 | 0 | 0 | 0 | 0 | 0 | 0 | 0
Inputs_Product_Res DLC ERWH-Switch.xlsx | Inputs_endUseLoadShapes.xlsx | Inputs_Global_KU_Winter.xlsx | Inputs_Product_Res DLC ERWH-Switch.xlsx | KU | 20 | Winter | Peak | 3 | Res DLC ERWH-Switch | [5 empty] | 0 | 0 | 0 | 0 | 0 | 0 | 0 | 0 | 0 | 0 | 0 | 0 | 0 | 0 | 0 | 0 | 0 | 0 | 0 | 0 | 0 | 0 | 0 | 0 | 0 | 0 | 0 | 0 | 0 | 0 | 0 | 0 | 0 | 0 | 0 | 0 | 0 | 0 | 0 | 0 | 0 | 0 | 0 | 0 | 0 | 0 | 0 | 0 | 0 | 0 | 0 | 0 | 0 | 0 | 0 | 0 | 0 | 0 | 0 | 0
Inputs_Product_Res DLC ERWH-Switch.xlsx | Inputs_endUseLoadShapes.xlsx | Inputs_Global_KU_Winter.xlsx | Inputs_Product_Res DLC ERWH-Switch.xlsx | KU | 20 | Winter | Peak | 3 | Res DLC ERWH-Switch | [5 empty] | 0 | 0 | 0 | 0 | 0 | 0 | 0 | 0 | 0 | 0 | 0 | 0 | 0 | 0 | 0 | 0 | 0 | 0 | 0 | 0 | 0 | 0 | 0 | 0 | 0 | 0 | 0 | 0 | 0 | 0 | 0 | 0 | 0 | 0 | 0 | 0 | 0 | 0 | 0 | 0 | 0 | 0 | 0 | 0 | 0 | 0 | 0 | 0 | 0 | 0 | 0 | 0 | 0 | 0 | 0 | 0 | 0 | 0 | 0 | 0
Inputs_Product_Res DLC ERWH-Switch.xlsx | Inputs_endUseLoadShapes.xlsx | Inputs_Global_KU_Winter.xlsx | Inputs_Product_Res DLC ERWH-Switch.xlsx | KU | 20 | Winter | Peak | 3 | Res DLC ERWH-Switch | [5 empty] | 0.14879 | 0.14824 | 0.14769 | 0.14715 | 0.14661 | 0 | 0 | 0 | 0 | 0 | 0 | 0 | 0 | 0 | 0 | 0 | 0 | 0 | 0 | 0 | 0 | 0 | 0 | 0 | 0 | 0 | 0 | 0 | 0 | 0 | 850.2145 | 847.0585 | 843.9535 | 840.8484 | 837.7434 | 0 | 0 | 0 | 0 | 0 | 0 | 0 | 0 | 0 | 0 | 0 | 0 | 0 | 0 | 0 | 0 | 0 | 0 | 0 | 0 | 0 | 0 | 0 | 0 | 0
Inputs_Product_Res DLC ERWH-Switch.xlsx | Inputs_endUseLoadShapes.xlsx | Inputs_Global_KU_Winter.xlsx | Inputs_Product_Res DLC ERWH-Switch.xlsx | KU | 20 | Winter | Peak | 3 | Res DLC ERWH-Switch | [5 empty] | 0.16423 | 0.16363 | 0.16303 | 0.16243 | 0.16183 | 0 | 0 | 0 | 0 | 0 | 0 | 0 | 0 | 0 | 0 | 0 | 0 | 0 | 0 | 0 | 0 | 0 | 0 | 0 | 0 | 0 | 0 | 0 | 0 | 0 | 938.4853 | 935.0016 | 931.5742 | 928.1468 | 924.7194 | 0 | 0 | 0 | 0 | 0 | 0 | 0 | 0 | 0 | 0 | 0 | 0 | 0 | 0 | 0 | 0 | 0 | 0 | 0 | 0 | 0 | 0 | 0 | 0 | 0
Inputs_Product_Res DLC ERWH-Switch.xlsx | Inputs_endUseLoadShapes.xlsx | Inputs_Global_KU_Winter.xlsx | Inputs_Product_Res DLC ERWH-Switch.xlsx | KU | 20 | Winter | Peak | 3 | Res DLC ERWH-Switch | [5 empty] | 1.1245 | 1.1203 | 1.1162 | 1.1121 | 1.108 | 0 | 0 | 0 | 0 | 0 | 0 | 0 | 0 | 0 | 0 | 0 | 0 | 0 | 0 | 0 | 0 | 0 | 0 | 0 | 0 | 0 | 0 | 0 | 0 | 0 | 6425.7926 | 6401.9398 | 6378.4723 | 6355.0048 | 6331.5373 | 0 | 0 | 0 | 0 | 0 | 0 | 0 | 0 | 0 | 0 | 0 | 0 | 0 | 0 | 0 | 0 | 0 | 0 | 0 | 0 | 0 | 0 | 0 | 0 | 0
Inputs_Product_Res DLC ERWH-Switch.xlsx | Inputs_endUseLoadShapes.xlsx | Inputs_Global_KU_Winter.xlsx | Inputs_Product_Res DLC ERWH-Switch.xlsx | KU | 20 | Winter | Peak | 3 | Res DLC ERWH-Switch | [5 empty] | 0 | 0 | 0 | 0 | 0 | 0 | 0 | 0 | 0 | 0 | 0 | 0 | 0 | 0 | 0 | 0 | 0 | 0 | 0 | 0 | 0 | 0 | 0 | 0 | 0 | 0 | 0 | 0 | 0 | 0 | 0 | 0 | 0 | 0 | 0 | 0 | 0 | 0 | 0 | 0 | 0 | 0 | 0 | 0 | 0 | 0 | 0 | 0 | 0 | 0 | 0 | 0 | 0 | 0 | 0 | 0 | 0 | 0 | 0 | 0
Inputs_Product_Res DLC ERWH-Switch.xlsx | Inputs_endUseLoadShapes.xlsx | Inputs_Global_KU_Winter.xlsx | Inputs_Product_Res DLC ERWH-Switch.xlsx | KU | 20 | Winter | Peak | 3 | Res DLC ERWH-Switch | [5 empty] | 0 | 0 | 0 | 0 | 0 | 0 | 0 | 0 | 0 | 0 | 0 | 0 | 0 | 0 | 0 | 0 | 0 | 0 | 0 | 0 | 0 | 0 | 0 | 0 | 0 | 0 | 0 | 0 | 0 | 0 | 0 | 0 | 0 | 0 | 0 | 0 | 0 | 0 | 0 | 0 | 0 | 0 | 0 | 0 | 0 | 0 | 0 | 0 | 0 | 0 | 0 | 0 | 0 | 0 | 0 | 0 | 0 | 0 | 0 | 0
Inputs_Product_Res DLC ERWH-Switch.xlsx | Inputs_endUseLoadShapes.xlsx | Inputs_Global_KU_Winter.xlsx | Inputs_Product_Res DLC ERWH-Switch.xlsx | KU | 20 | Winter | Peak | 3 | Res DLC ERWH-Switch | [5 empty] | 0 | 0 | 0 | 0 | 0 | 0 | 0 | 0 | 0 | 0 | 0 | 0 | 0 | 0 | 0 | 0 | 0 | 0 | 0 | 0 | 0 | 0 | 0 | 0 | 0 | 0 | 0 | 0 | 0 | 0 | 0 | 0 | 0 | 0 | 0 | 0 | 0 | 0 | 0 | 0 | 0 | 0 | 0 | 0 | 0 | 0 | 0 | 0 | 0 | 0 | 0 | 0 | 0 | 0 | 0 | 0 | 0 | 0 | 0 | 0
Inputs_Product_Res DLC ERWH-Switch.xlsx | Inputs_endUseLoadShapes.xlsx | Inputs_Global_KU_Winter.xlsx | Inputs_Product_Res DLC ERWH-Switch.xlsx | KU | 20 | Winter | Peak | 3 | Res DLC ERWH-Switch | [5 empty] | 0 | 0 | 0 | 0 | 0 | 0 | 0 | 0 | 0 | 0 | 0 | 0 | 0 | 0 | 0 | 0 | 0 | 0 | 0 | 0 | 0 | 0 | 0 | 0 | 0 | 0 | 0 | 0 | 0 | 0 | 0 | 0 | 0 | 0 | 0 | 0 | 0 | 0 | 0 | 0 | 0 | 0 | 0 | 0 | 0 | 0 | 0 | 0 | 0 | 0 | 0 | 0 | 0 | 0 | 0 | 0 | 0 | 0 | 0 | 0
Inputs_Product_Res DLC Heat-BYOT.xlsx | Inputs_endUseLoadShapes.xlsx | Inputs_Global_KU_Winter.xlsx | Inputs_Product_Res DLC Heat-BYOT.xlsx | KU | 20 | Winter | Peak | 3 | Res DLC Heat-BYOT | [5 empty] | 0 | 0 | 0 | 0 | 0 | 0 | 0 | 0 | 0 | 0 | 0 | 0 | 0 | 0 | 0 | 0 | 0 | 0 | 0 | 0 | 0 | 0 | 0 | 0 | 0 | 0 | 0 | 0 | 0 | 0 | 0 | 0 | 0 | 0 | 0 | 0 | 0 | 0 | 0 | 0 | 0 | 0 | 0 | 0 | 0 | 0 | 0 | 0 | 0 | 0 | 0 | 0 | 0 | 0 | 0 | 0 | 0 | 0 | 0 | 0
Inputs_Product_Res DLC Heat-BYOT.xlsx | Inputs_endUseLoadShapes.xlsx | Inputs_Global_KU_Winter.xlsx | Inputs_Product_Res DLC Heat-BYOT.xlsx | KU | 20 | Winter | Peak | 3 | Res DLC Heat-BYOT | [5 empty] | 0 | 0 | 0 | 0 | 0 | 0 | 0 | 0 | 0 | 0 | 0 | 0 | 0 | 0 | 0 | 0 | 0 | 0 | 0 | 0 | 0 | 0 | 0 | 0 | 0 | 0 | 0 | 0 | 0 | 0 | 0 | 0 | 0 | 0 | 0 | 0 | 0 | 0 | 0 | 0 | 0 | 0 | 0 | 0 | 0 | 0 | 0 | 0 | 0 | 0 | 0 | 0 | 0 | 0 | 0 | 0 | 0 | 0 | 0 | 0
Inputs_Product_Res DLC Heat-BYOT.xlsx | Inputs_endUseLoadShapes.xlsx | Inputs_Global_KU_Winter.xlsx | Inputs_Product_Res DLC Heat-BYOT.xlsx | KU | 20 | Winter | Peak | 3 | Res DLC Heat-BYOT | [5 empty] | 0 | 0 | 0 | 0 | 0 | 0 | 0 | 0 | 0 | 0 | 0 | 0 | 0 | 0 | 0 | 0 | 0 | 0 | 0 | 0 | 0 | 0 | 0 | 0 | 0 | 0 | 0 | 0 | 0 | 0 | 0 | 0 | 0 | 0 | 0 | 0 | 0 | 0 | 0 | 0 | 0 | 0 | 0 | 0 | 0 | 0 | 0 | 0 | 0 | 0 | 0 | 0 | 0 | 0 | 0 | 0 | 0 | 0 | 0 | 0
Inputs_Product_Res DLC Heat-BYOT.xlsx | Inputs_endUseLoadShapes.xlsx | Inputs_Global_KU_Winter.xlsx | Inputs_Product_Res DLC Heat-BYOT.xlsx | KU | 20 | Winter | Peak | 3 | Res DLC Heat-BYOT | [5 empty] | 0 | 0 | 0 | 0 | 0 | 0 | 0 | 0 | 0 | 0 | 0 | 0 | 0 | 0 | 0 | 0 | 0 | 0 | 0 | 0 | 0 | 0 | 0 | 0 | 0 | 0 | 0 | 0 | 0 | 0 | 0 | 0 | 0 | 0 | 0 | 0 | 0 | 0 | 0 | 0 | 0 | 0 | 0 | 0 | 0 | 0 | 0 | 0 | 0 | 0 | 0 | 0 | 0 | 0 | 0 | 0 | 0 | 0 | 0 | 0
Inputs_Product_Res DLC Heat-BYOT.xlsx | Inputs_endUseLoadShapes.xlsx | Inputs_Global_KU_Winter.xlsx | Inputs_Product_Res DLC Heat-BYOT.xlsx | KU | 20 | Winter | Peak | 3 | Res DLC Heat-BYOT | [5 empty] | 0 | 0 | 0 | 0 | 0 | 0 | 0 | 0 | 0 | 0 | 0 | 0 | 0 | 0 | 0 | 0 | 0 | 0 | 0 | 0 | 0 | 0 | 0 | 0 | 0 | 0 | 0 | 0 | 0 | 0 | 0 | 0 | 0 | 0 | 0 | 0 | 0 | 0 | 0 | 0 | 0 | 0 | 0 | 0 | 0 | 0 | 0 | 0 | 0 | 0 | 0 | 0 | 0 | 0 | 0 | 0 | 0 | 0 | 0 | 0
Inputs_Product_Res DLC Heat-BYOT.xlsx | Inputs_endUseLoadShapes.xlsx | Inputs_Global_KU_Winter.xlsx | Inputs_Product_Res DLC Heat-BYOT.xlsx | KU | 20 | Winter | Peak | 3 | Res DLC Heat-BYOT | [5 empty] | 0 | 0 | 0 | 0 | 0 | 0 | 0 | 0 | 0 | 0 | 0 | 0 | 0 | 0 | 0 | 0 | 0 | 0 | 0 | 0 | 0 | 0 | 0 | 0 | 0 | 0 | 0 | 0 | 0 | 0 | 0 | 0 | 0 | 0 | 0 | 0 | 0 | 0 | 0 | 0 | 0 | 0 | 0 | 0 | 0 | 0 | 0 | 0 | 0 | 0 | 0 | 0 | 0 | 0 | 0 | 0 | 0 | 0 | 0 | 0
Inputs_Product_Res DLC Heat-BYOT.xlsx | Inputs_endUseLoadShapes.xlsx | Inputs_Global_KU_Winter.xlsx | Inputs_Product_Res DLC Heat-BYOT.xlsx | KU | 20 | Winter | Peak | 3 | Res DLC Heat-BYOT | [5 empty] | 0 | 0 | 0 | 0 | 0 | 0 | 0 | 0 | 0 | 0 | 0 | 0 | 0 | 0 | 0 | 0 | 0 | 0 | 0 | 0 | 0 | 0 | 0 | 0 | 0 | 0 | 0 | 0 | 0 | 0 | 0 | 0 | 0 | 0 | 0 | 0 | 0 | 0 | 0 | 0 | 0 | 0 | 0 | 0 | 0 | 0 | 0 | 0 | 0 | 0 | 0 | 0 | 0 | 0 | 0 | 0 | 0 | 0 | 0 | 0
Inputs_Product_Res DLC Heat-BYOT.xlsx | Inputs_endUseLoadShapes.xlsx | Inputs_Global_KU_Winter.xlsx | Inputs_Product_Res DLC Heat-BYOT.xlsx | KU | 20 | Winter | Peak | 3 | Res DLC Heat-BYOT | [5 empty] | 0 | 0 | 0 | 0 | 0 | 0 | 0 | 0 | 0 | 0 | 0 | 0 | 0 | 0 | 0 | 0 | 0 | 0 | 0 | 0 | 0 | 0 | 0 | 0 | 0 | 0 | 0 | 0 | 0 | 0 | 0 | 0 | 0 | 0 | 0 | 0 | 0 | 0 | 0 | 0 | 0 | 0 | 0 | 0 | 0 | 0 | 0 | 0 | 0 | 0 | 0 | 0 | 0 | 0 | 0 | 0 | 0 | 0 | 0 | 0
Inputs_Product_Res DLC Heat-BYOT.xlsx | Inputs_endUseLoadShapes.xlsx | Inputs_Global_KU_Winter.xlsx | Inputs_Product_Res DLC Heat-BYOT.xlsx | KU | 20 | Winter | Peak | 3 | Res DLC Heat-BYOT | [5 empty] | 0 | 0 | 0 | 0 | 0 | 0 | 0 | 0 | 0 | 0 | 0 | 0 | 0 | 0 | 0 | 0 | 0 | 0 | 0 | 0 | 0 | 0 | 0 | 0 | 0 | 0 | 0 | 0 | 0 | 0 | 0 | 0 | 0 | 0 | 0 | 0 | 0 | 0 | 0 | 0 | 0 | 0 | 0 | 0 | 0 | 0 | 0 | 0 | 0 | 0 | 0 | 0 | 0 | 0 | 0 | 0 | 0 | 0 | 0 | 0
Inputs_Product_Res DLC Heat-BYOT.xlsx | Inputs_endUseLoadShapes.xlsx | Inputs_Global_KU_Winter.xlsx | Inputs_Product_Res DLC Heat-BYOT.xlsx | KU | 20 | Winter | Peak | 3 | Res DLC Heat-BYOT | [5 empty] | 0 | 0 | 0 | 0 | 0 | 0 | 0 | 0 | 0 | 0 | 0 | 0 | 0 | 0 | 0 | 0 | 0 | 0 | 0 | 0 | 0 | 0 | 0 | 0 | 0 | 0 | 0 | 0 | 0 | 0 | 0 | 0 | 0 | 0 | 0 | 0 | 0 | 0 | 0 | 0 | 0 | 0 | 0 | 0 | 0 | 0 | 0 | 0 | 0 | 0 | 0 | 0 | 0 | 0 | 0 | 0 | 0 | 0 | 0 | 0
Inputs_Product_Res DLC Heat-BYOT.xlsx | Inputs_endUseLoadShapes.xlsx | Inputs_Global_KU_Winter.xlsx | Inputs_Product_Res DLC Heat-BYOT.xlsx | KU | 20 | Winter | Peak | 3 | Res DLC Heat-BYOT | [5 empty] | 0 | 0 | 0 | 0 | 0 | 0 | 0 | 0 | 0 | 0 | 0 | 0 | 0 | 0 | 0 | 0 | 0 | 0 | 0 | 0 | 0 | 0 | 0 | 0 | 0 | 0 | 0 | 0 | 0 | 0 | 0 | 0 | 0 | 0 | 0 | 0 | 0 | 0 | 0 | 0 | 0 | 0 | 0 | 0 | 0 | 0 | 0 | 0 | 0 | 0 | 0 | 0 | 0 | 0 | 0 | 0 | 0 | 0 | 0 | 0
Inputs_Product_Res DLC Heat-BYOT.xlsx | Inputs_endUseLoadShapes.xlsx | Inputs_Global_KU_Winter.xlsx | Inputs_Product_Res DLC Heat-BYOT.xlsx | KU | 20 | Winter | Peak | 3 | Res DLC Heat-BYOT | [5 empty] | 0 | 0 | 0 | 0 | 0 | 0 | 0 | 0 | 0 | 0 | 0 | 0 | 0 | 0 | 0 | 0 | 0 | 0 | 0 | 0 | 0 | 0 | 0 | 0 | 0 | 0 | 0 | 0 | 0 | 0 | 0 | 0 | 0 | 0 | 0 | 0 | 0 | 0 | 0 | 0 | 0 | 0 | 0 | 0 | 0 | 0 | 0 | 0 | 0 | 0 | 0 | 0 | 0 | 0 | 0 | 0 | 0 | 0 | 0 | 0
Inputs_Product_Res DLC Heat-BYOT.xlsx | Inputs_endUseLoadShapes.xlsx | Inputs_Global_KU_Winter.xlsx | Inputs_Product_Res DLC Heat-BYOT.xlsx | KU | 20 | Winter | Peak | 3 | Res DLC Heat-BYOT | [5 empty] | 0 | 0 | 0 | 0 | 0 | 0 | 0 | 0 | 0 | 0 | 0 | 0 | 0 | 0 | 0 | 0 | 0 | 0 | 0 | 0 | 0 | 0 | 0 | 0 | 0 | 0 | 0 | 0 | 0 | 0 | 0 | 0 | 0 | 0 | 0 | 0 | 0 | 0 | 0 | 0 | 0 | 0 | 0 | 0 | 0 | 0 | 0 | 0 | 0 | 0 | 0 | 0 | 0 | 0 | 0 | 0 | 0 | 0 | 0 | 0
Inputs_Product_Res DLC Heat-BYOT.xlsx | Inputs_endUseLoadShapes.xlsx | Inputs_Global_KU_Winter.xlsx | Inputs_Product_Res DLC Heat-BYOT.xlsx | KU | 20 | Winter | Peak | 3 | Res DLC Heat-BYOT | [5 empty] | 0 | 0 | 0 | 0 | 0 | 0 | 0 | 0 | 0 | 0 | 0 | 0 | 0 | 0 | 0 | 0 | 0 | 0 | 0 | 0 | 0 | 0 | 0 | 0 | 0 | 0 | 0 | 0 | 0 | 0 | 0 | 0 | 0 | 0 | 0 | 0 | 0 | 0 | 0 | 0 | 0 | 0 | 0 | 0 | 0 | 0 | 0 | 0 | 0 | 0 | 0 | 0 | 0 | 0 | 0 | 0 | 0 | 0 | 0 | 0
Inputs_Product_Res DLC Heat-BYOT.xlsx | Inputs_endUseLoadShapes.xlsx | Inputs_Global_KU_Winter.xlsx | Inputs_Product_Res DLC Heat-BYOT.xlsx | KU | 20 | Winter | Peak | 3 | Res DLC Heat-BYOT | [5 empty] | 0 | 0 | 0 | 0 | 0 | 0 | 0 | 0 | 0 | 0 | 0 | 0 | 0 | 0 | 0 | 0 | 0 | 0 | 0 | 0 | 0 | 0 | 0 | 0 | 0 | 0 | 0 | 0 | 0 | 0 | 0 | 0 | 0 | 0 | 0 | 0 | 0 | 0 | 0 | 0 | 0 | 0 | 0 | 0 | 0 | 0 | 0 | 0 | 0 | 0 | 0 | 0 | 0 | 0 | 0 | 0 | 0 | 0 | 0 | 0
Inputs_Product_Res DLC Heat-BYOT.xlsx | Inputs_endUseLoadShapes.xlsx | Inputs_Global_KU_Winter.xlsx | Inputs_Product_Res DLC Heat-BYOT.xlsx | KU | 20 | Winter | Peak | 3 | Res DLC Heat-BYOT | [5 empty] | 0 | 0 | 0 | 0 | 0 | 0 | 0 | 0 | 0 | 0 | 0 | 0 | 0 | 0 | 0 | 0 | 0 | 0 | 0 | 0 | 0 | 0 | 0 | 0 | 0 | 0 | 0 | 0 | 0 | 0 | 0 | 0 | 0 | 0 | 0 | 0 | 0 | 0 | 0 | 0 | 0 | 0 | 0 | 0 | 0 | 0 | 0 | 0 | 0 | 0 | 0 | 0 | 0 | 0 | 0 | 0 | 0 | 0 | 0 | 0
Inputs_Product_Res DLC Heat-BYOT.xlsx | Inputs_endUseLoadShapes.xlsx | Inputs_Global_KU_Winter.xlsx | Inputs_Product_Res DLC Heat-BYOT.xlsx | KU | 20 | Winter | Peak | 3 | Res DLC Heat-BYOT | [5 empty] | 0 | 0 | 0 | 0 | 0 | 0 | 0 | 0 | 0 | 0 | 0 | 0 | 0 | 0 | 0 | 0 | 0 | 0 | 0 | 0 | 0 | 0 | 0 | 0 | 0 | 0 | 0 | 0 | 0 | 0 | 0 | 0 | 0 | 0 | 0 | 0 | 0 | 0 | 0 | 0 | 0 | 0 | 0 | 0 | 0 | 0 | 0 | 0 | 0 | 0 | 0 | 0 | 0 | 0 | 0 | 0 | 0 | 0 | 0 | 0
Inputs_Product_Res DLC Heat-BYOT.xlsx | Inputs_endUseLoadShapes.xlsx | Inputs_Global_KU_Winter.xlsx | Inputs_Product_Res DLC Heat-BYOT.xlsx | KU | 20 | Winter | Peak | 3 | Res DLC Heat-BYOT | [5 empty] | 0 | 0 | 0 | 0 | 0 | 0 | 0 | 0 | 0 | 0 | 0 | 0 | 0 | 0 | 0 | 0 | 0 | 0 | 0 | 0 | 0 | 0 | 0 | 0 | 0 | 0 | 0 | 0 | 0 | 0 | 0 | 0 | 0 | 0 | 0 | 0 | 0 | 0 | 0 | 0 | 0 | 0 | 0 | 0 | 0 | 0 | 0 | 0 | 0 | 0 | 0 | 0 | 0 | 0 | 0 | 0 | 0 | 0 | 0 | 0
Inputs_Product_Res DLC Heat-BYOT.xlsx | Inputs_endUseLoadShapes.xlsx | Inputs_Global_KU_Winter.xlsx | Inputs_Product_Res DLC Heat-BYOT.xlsx | KU | 20 | Winter | Peak | 3 | Res DLC Heat-BYOT | [5 empty] | 0 | 0 | 0 | 0 | 0 | 0 | 0 | 0 | 0 | 0 | 0 | 0 | 0 | 0 | 0 | 0 | 0 | 0 | 0 | 0 | 0 | 0 | 0 | 0 | 0 | 0 | 0 | 0 | 0 | 0 | 0 | 0 | 0 | 0 | 0 | 0 | 0 | 0 | 0 | 0 | 0 | 0 | 0 | 0 | 0 | 0 | 0 | 0 | 0 | 0 | 0 | 0 | 0 | 0 | 0 | 0 | 0 | 0 | 0 | 0
Inputs_Product_Res DLC Heat-BYOT.xlsx | Inputs_endUseLoadShapes.xlsx | Inputs_Global_KU_Winter.xlsx | Inputs_Product_Res DLC Heat-BYOT.xlsx | KU | 20 | Winter | Peak | 3 | Res DLC Heat-BYOT | [5 empty] | 0 | 0 | 0 | 0 | 0 | 0 | 0 | 0 | 0 | 0 | 0 | 0 | 0 | 0 | 0 | 0 | 0 | 0 | 0 | 0 | 0 | 0 | 0 | 0 | 0 | 0 | 0 | 0 | 0 | 0 | 0 | 0 | 0 | 0 | 0 | 0 | 0 | 0 | 0 | 0 | 0 | 0 | 0 | 0 | 0 | 0 | 0 | 0 | 0 | 0 | 0 | 0 | 0 | 0 | 0 | 0 | 0 | 0 | 0 | 0
Inputs_Product_Res DLC Heat-BYOT.xlsx | Inputs_endUseLoadShapes.xlsx | Inputs_Global_KU_Winter.xlsx | Inputs_Product_Res DLC Heat-BYOT.xlsx | KU | 20 | Winter | Peak | 3 | Res DLC Heat-BYOT | [5 empty] | 0 | 0 | 0 | 0 | 0 | 0 | 0 | 0 | 0 | 0 | 0 | 0 | 0 | 0 | 0 | 0 | 0 | 0 | 0 | 0 | 0 | 0 | 0 | 0 | 0 | 0 | 0 | 0 | 0 | 0 | 0 | 0 | 0 | 0 | 0 | 0 | 0 | 0 | 0 | 0 | 0 | 0 | 0 | 0 | 0 | 0 | 0 | 0 | 0 | 0 | 0 | 0 | 0 | 0 | 0 | 0 | 0 | 0 | 0 | 0
Inputs_Product_Res DLC Heat-BYOT.xlsx | Inputs_endUseLoadShapes.xlsx | Inputs_Global_KU_Winter.xlsx | Inputs_Product_Res DLC Heat-BYOT.xlsx | KU | 20 | Winter | Peak | 3 | Res DLC Heat-BYOT | [5 empty] | 0 | 0 | 0 | 0 | 0 | 0 | 0 | 0 | 0 | 0 | 0 | 0 | 0 | 0 | 0 | 0 | 0 | 0 | 0 | 0 | 0 | 0 | 0 | 0 | 0 | 0 | 0 | 0 | 0 | 0 | 0 | 0 | 0 | 0 | 0 | 0 | 0 | 0 | 0 | 0 | 0 | 0 | 0 | 0 | 0 | 0 | 0 | 0 | 0 | 0 | 0 | 0 | 0 | 0 | 0 | 0 | 0 | 0 | 0 | 0
Inputs_Product_Res DLC Heat-BYOT.xlsx | Inputs_endUseLoadShapes.xlsx | Inputs_Global_KU_Winter.xlsx | Inputs_Product_Res DLC Heat-BYOT.xlsx | KU | 20 | Winter | Peak | 3 | Res DLC Heat-BYOT | [5 empty] | 0 | 0 | 0 | 0 | 0 | 0 | 0 | 0 | 0 | 0 | 0 | 0 | 0 | 0 | 0 | 0 | 0 | 0 | 0 | 0 | 0 | 0 | 0 | 0 | 0 | 0 | 0 | 0 | 0 | 0 | 0 | 0 | 0 | 0 | 0 | 0 | 0 | 0 | 0 | 0 | 0 | 0 | 0 | 0 | 0 | 0 | 0 | 0 | 0 | 0 | 0 | 0 | 0 | 0 | 0 | 0 | 0 | 0 | 0 | 0
Inputs_Product_Res DLC Heat-BYOT.xlsx | Inputs_endUseLoadShapes.xlsx | Inputs_Global_KU_Winter.xlsx | Inputs_Product_Res DLC Heat-BYOT.xlsx | KU | 20 | Winter | Peak | 3 | Res DLC Heat-BYOT | [5 empty] | 0 | 0 | 0 | 0 | 0 | 0 | 0 | 0 | 0 | 0 | 0 | 0 | 0 | 0 | 0 | 0 | 0 | 0 | 0 | 0 | 0 | 0 | 0 | 0 | 0 | 0 | 0 | 0 | 0 | 0 | 0 | 0 | 0 | 0 | 0 | 0 | 0 | 0 | 0 | 0 | 0 | 0 | 0 | 0 | 0 | 0 | 0 | 0 | 0 | 0 | 0 | 0 | 0 | 0 | 0 | 0 | 0 | 0 | 0 | 0
Inputs_Product_Res DLC Heat-BYOT.xlsx | Inputs_endUseLoadShapes.xlsx | Inputs_Global_KU_Winter.xlsx | Inputs_Product_Res DLC Heat-BYOT.xlsx | KU | 20 | Winter | Peak | 3 | Res DLC Heat-BYOT | [5 empty] | 0 | 0 | 0 | 0 | 0 | 0 | 0 | 0 | 0 | 0 | 0 | 0 | 0 | 0 | 0 | 0 | 0 | 0 | 0 | 0 | 0 | 0 | 0 | 0 | 0 | 0 | 0 | 0 | 0 | 0 | 0 | 0 | 0 | 0 | 0 | 0 | 0 | 0 | 0 | 0 | 0 | 0 | 0 | 0 | 0 | 0 | 0 | 0 | 0 | 0 | 0 | 0 | 0 | 0 | 0 | 0 | 0 | 0 | 0 | 0
Inputs_Product_Res DLC Heat-BYOT.xlsx | Inputs_endUseLoadShapes.xlsx | Inputs_Global_KU_Winter.xlsx | Inputs_Product_Res DLC Heat-BYOT.xlsx | KU | 20 | Winter | Peak | 3 | Res DLC Heat-BYOT | [5 empty] | 0 | 0 | 0 | 0 | 0 | 0 | 0 | 0 | 0 | 0 | 0 | 0 | 0 | 0 | 0 | 0 | 0 | 0 | 0 | 0 | 0 | 0 | 0 | 0 | 0 | 0 | 0 | 0 | 0 | 0 | 0 | 0 | 0 | 0 | 0 | 0 | 0 | 0 | 0 | 0 | 0 | 0 | 0 | 0 | 0 | 0 | 0 | 0 | 0 | 0 | 0 | 0 | 0 | 0 | 0 | 0 | 0 | 0 | 0 | 0
Inputs_Product_Res DLC Heat-BYOT.xlsx | Inputs_endUseLoadShapes.xlsx | Inputs_Global_KU_Winter.xlsx | Inputs_Product_Res DLC Heat-BYOT.xlsx | KU | 20 | Winter | Peak | 3 | Res DLC Heat-BYOT | [5 empty] | 0 | 0 | 0 | 0 | 0 | 0 | 0 | 0 | 0 | 0 | 0 | 0 | 0 | 0 | 0 | 0 | 0 | 0 | 0 | 0 | 0 | 0 | 0 | 0 | 0 | 0 | 0 | 0 | 0 | 0 | 0 | 0 | 0 | 0 | 0 | 0 | 0 | 0 | 0 | 0 | 0 | 0 | 0 | 0 | 0 | 0 | 0 | 0 | 0 | 0 | 0 | 0 | 0 | 0 | 0 | 0 | 0 | 0 | 0 | 0
Inputs_Product_Res DLC Heat-BYOT.xlsx | Inputs_endUseLoadShapes.xlsx | Inputs_Global_KU_Winter.xlsx | Inputs_Product_Res DLC Heat-BYOT.xlsx | KU | 20 | Winter | Peak | 3 | Res DLC Heat-BYOT | [5 empty] | 0 | 0 | 0 | 0 | 0 | 0 | 0 | 0 | 0 | 0 | 0 | 0 | 0 | 0 | 0 | 0 | 0 | 0 | 0 | 0 | 0 | 0 | 0 | 0 | 0 | 0 | 0 | 0 | 0 | 0 | 0 | 0 | 0 | 0 | 0 | 0 | 0 | 0 | 0 | 0 | 0 | 0 | 0 | 0 | 0 | 0 | 0 | 0 | 0 | 0 | 0 | 0 | 0 | 0 | 0 | 0 | 0 | 0 | 0 | 0
Inputs_Product_Res DLC Heat-BYOT.xlsx | Inputs_endUseLoadShapes.xlsx | Inputs_Global_KU_Winter.xlsx | Inputs_Product_Res DLC Heat-BYOT.xlsx | KU | 20 | Winter | Peak | 3 | Res DLC Heat-BYOT | [5 empty] | 0 | 0 | 0 | 0 | 0 | 0 | 0 | 0 | 0 | 0 | 0 | 0 | 0 | 0 | 0 | 0 | 0 | 0 | 0 | 0 | 0 | 0 | 0 | 0 | 0 | 0 | 0 | 0 | 0 | 0 | 0 | 0 | 0 | 0 | 0 | 0 | 0 | 0 | 0 | 0 | 0 | 0 | 0 | 0 | 0 | 0 | 0 | 0 | 0 | 0 | 0 | 0 | 0 | 0 | 0 | 0 | 0 | 0 | 0 | 0
Inputs_Product_Res DLC Heat-BYOT.xlsx | Inputs_endUseLoadShapes.xlsx | Inputs_Global_KU_Winter.xlsx | Inputs_Product_Res DLC Heat-BYOT.xlsx | KU | 20 | Winter | Peak | 3 | Res DLC Heat-BYOT | [5 empty] | 0 | 0 | 0 | 0 | 0 | 0 | 0 | 0 | 0 | 0 | 0 | 0 | 0 | 0 | 0 | 0 | 0 | 0 | 0 | 0 | 0 | 0 | 0 | 0 | 0 | 0 | 0 | 0 | 0 | 0 | 0 | 0 | 0 | 0 | 0 | 0 | 0 | 0 | 0 | 0 | 0 | 0 | 0 | 0 | 0 | 0 | 0 | 0 | 0 | 0 | 0 | 0 | 0 | 0 | 0 | 0 | 0 | 0 | 0 | 0
Inputs_Product_Res DLC Heat-BYOT.xlsx | Inputs_endUseLoadShapes.xlsx | Inputs_Global_KU_Winter.xlsx | Inputs_Product_Res DLC Heat-BYOT.xlsx | KU | 20 | Winter | Peak | 3 | Res DLC Heat-BYOT | [5 empty] | 0 | 0 | 0 | 0 | 0 | 0 | 0 | 0 | 0 | 0 | 0 | 0 | 0 | 0 | 0 | 0 | 0 | 0 | 0 | 0 | 0 | 0 | 0 | 0 | 0 | 0 | 0 | 0 | 0 | 0 | 0 | 0 | 0 | 0 | 0 | 0 | 0 | 0 | 0 | 0 | 0 | 0 | 0 | 0 | 0 | 0 | 0 | 0 | 0 | 0 | 0 | 0 | 0 | 0 | 0 | 0 | 0 | 0 | 0 | 0
Inputs_Product_Res DLC Heat-BYOT.xlsx | Inputs_endUseLoadShapes.xlsx | Inputs_Global_KU_Winter.xlsx | Inputs_Product_Res DLC Heat-BYOT.xlsx | KU | 20 | Winter | Peak | 3 | Res DLC Heat-BYOT | [5 empty] | 0 | 0 | 0 | 0 | 0 | 0 | 0 | 0 | 0 | 0 | 0 | 0 | 0 | 0 | 0 | 0 | 0 | 0 | 0 | 0 | 0 | 0 | 0 | 0 | 0 | 0 | 0 | 0 | 0 | 0 | 0 | 0 | 0 | 0 | 0 | 0 | 0 | 0 | 0 | 0 | 0 | 0 | 0 | 0 | 0 | 0 | 0 | 0 | 0 | 0 | 0 | 0 | 0 | 0 | 0 | 0 | 0 | 0 | 0 | 0
Inputs_Product_Res DLC Heat-BYOT.xlsx | Inputs_endUseLoadShapes.xlsx | Inputs_Global_KU_Winter.xlsx | Inputs_Product_Res DLC Heat-BYOT.xlsx | KU | 20 | Winter | Peak | 3 | Res DLC Heat-BYOT | [5 empty] | 0 | 0 | 0 | 0 | 0 | 0 | 0 | 0 | 0 | 0 | 0 | 0 | 0 | 0 | 0 | 0 | 0 | 0 | 0 | 0 | 0 | 0 | 0 | 0 | 0 | 0 | 0 | 0 | 0 | 0 | 0 | 0 | 0 | 0 | 0 | 0 | 0 | 0 | 0 | 0 | 0 | 0 | 0 | 0 | 0 | 0 | 0 | 0 | 0 | 0 | 0 | 0 | 0 | 0 | 0 | 0 | 0 | 0 | 0 | 0
Inputs_Product_Res DLC Heat-BYOT.xlsx | Inputs_endUseLoadShapes.xlsx | Inputs_Global_KU_Winter.xlsx | Inputs_Product_Res DLC Heat-BYOT.xlsx | KU | 20 | Winter | Peak | 3 | Res DLC Heat-BYOT | [5 empty] | 1.1637 | 1.1651 | 1.1614 | 1.1579 | 1.1544 | 1.1548 | 1.1491 | 1.1454 | 1.146 | 1.1503 | 1.1486 | 1.1505 | 1.1528 | 1.1589 | 1.1586 | 1.1619 | 1.1652 | 1.1714 | 1.1708 | 1.1733 | 0 | 0 | 0 | 0 | 0 | 0 | 0 | 0 | 0 | 0 | 2068.7902 | 2071.2194 | 2064.756 | 2058.448 | 2052.3176 | 2053.0526 | 2042.8984 | 2036.2829 | 2037.3074 | 2045.015 | 2041.9588 | 2045.3442 | 2049.3491 | 2060.2132 | 2059.7916 | 2065.6062 | 2071.4374 | 2082.4569 | 2081.3497 | 2085.8549 | 0 | 0 | 0 | 0 | 0 | 0 | 0 | 0 | 0 | 0
Inputs_Product_Res DLC Heat-BYOT.xlsx | Inputs_endUseLoadShapes.xlsx | Inputs_Global_KU_Winter.xlsx | Inputs_Product_Res DLC Heat-BYOT.xlsx | KU | 20 | Winter | Peak | 3 | Res DLC Heat-BYOT | [5 empty] | 1.2845 | 1.286 | 1.282 | 1.2781 | 1.2743 | 1.2747 | 1.2684 | 1.2643 | 1.265 | 1.2697 | 1.2679 | 1.27 | 1.2724 | 1.2792 | 1.2789 | 1.2825 | 1.2862 | 1.293 | 1.2923 | 1.2951 | 0 | 0 | 0 | 0 | 0 | 0 | 0 | 0 | 0 | 0 | 2283.5757 | 2286.2571 | 2279.1226 | 2272.1597 | 2265.3929 | 2266.2041 | 2254.9958 | 2247.6934 | 2248.8243 | 2257.3321 | 2253.9586 | 2257.6954 | 2262.1161 | 2274.1082 | 2273.6428 | 2280.0611 | 2286.4977 | 2298.6613 | 2297.4391 | 2302.4121 | 0 | 0 | 0 | 0 | 0 | 0 | 0 | 0 | 0 | 0
Inputs_Product_Res DLC Heat-BYOT.xlsx | Inputs_endUseLoadShapes.xlsx | Inputs_Global_KU_Winter.xlsx | Inputs_Product_Res DLC Heat-BYOT.xlsx | KU | 20 | Winter | Peak | 3 | Res DLC Heat-BYOT | [5 empty] | 8.795 | 8.8054 | 8.7779 | 8.7511 | 8.725 | 8.7281 | 8.685 | 8.6568 | 8.6612 | 8.694 | 8.681 | 8.6954 | 8.7124 | 8.7586 | 8.7568 | 8.7815 | 8.8063 | 8.8531 | 8.8484 | 8.8676 | 0 | 0 | 0 | 0 | 0 | 0 | 0 | 0 | 0 | 0 | 15635.6026 | 15653.9621 | 15605.1127 | 15557.4379 | 15511.1054 | 15516.66 | 15439.9165 | 15389.9174 | 15397.6608 | 15455.9132 | 15432.8151 | 15458.401 | 15488.6695 | 15570.7787 | 15567.5924 | 15611.5383 | 15655.6095 | 15738.8936 | 15730.5255 | 15764.5753 | 0 | 0 | 0 | 0 | 0 | 0 | 0 | 0 | 0 | 0
Inputs_Product_Res DLC Heat-BYOT.xlsx | Inputs_endUseLoadShapes.xlsx | Inputs_Global_KU_Winter.xlsx | Inputs_Product_Res DLC Heat-BYOT.xlsx | KU | 20 | Winter | Peak | 3 | Res DLC Heat-BYOT | [5 empty] | 0 | 0 | 0 | 0 | 0 | 0 | 0 | 0 | 0 | 0 | 0 | 0 | 0 | 0 | 0 | 0 | 0 | 0 | 0 | 0 | 0 | 0 | 0 | 0 | 0 | 0 | 0 | 0 | 0 | 0 | 0 | 0 | 0 | 0 | 0 | 0 | 0 | 0 | 0 | 0 | 0 | 0 | 0 | 0 | 0 | 0 | 0 | 0 | 0 | 0 | 0 | 0 | 0 | 0 | 0 | 0 | 0 | 0 | 0 | 0
Inputs_Product_Res DLC Heat-BYOT.xlsx | Inputs_endUseLoadShapes.xlsx | Inputs_Global_KU_Winter.xlsx | Inputs_Product_Res DLC Heat-BYOT.xlsx | KU | 20 | Winter | Peak | 3 | Res DLC Heat-BYOT | [5 empty] | 0 | 0 | 0 | 0 | 0 | 0 | 0 | 0 | 0 | 0 | 0 | 0 | 0 | 0 | 0 | 0 | 0 | 0 | 0 | 0 | 0 | 0 | 0 | 0 | 0 | 0 | 0 | 0 | 0 | 0 | 0 | 0 | 0 | 0 | 0 | 0 | 0 | 0 | 0 | 0 | 0 | 0 | 0 | 0 | 0 | 0 | 0 | 0 | 0 | 0 | 0 | 0 | 0 | 0 | 0 | 0 | 0 | 0 | 0 | 0
Inputs_Product_Res DLC Heat-BYOT.xlsx | Inputs_endUseLoadShapes.xlsx | Inputs_Global_KU_Winter.xlsx | Inputs_Product_Res DLC Heat-BYOT.xlsx | KU | 20 | Winter | Peak | 3 | Res DLC Heat-BYOT | [5 empty] | 0 | 0 | 0 | 0 | 0 | 0 | 0 | 0 | 0 | 0 | 0 | 0 | 0 | 0 | 0 | 0 | 0 | 0 | 0 | 0 | 0 | 0 | 0 | 0 | 0 | 0 | 0 | 0 | 0 | 0 | 0 | 0 | 0 | 0 | 0 | 0 | 0 | 0 | 0 | 0 | 0 | 0 | 0 | 0 | 0 | 0 | 0 | 0 | 0 | 0 | 0 | 0 | 0 | 0 | 0 | 0 | 0 | 0 | 0 | 0
Inputs_Product_Res DLC Heat-BYOT.xlsx | Inputs_endUseLoadShapes.xlsx | Inputs_Global_KU_Winter.xlsx | Inputs_Product_Res DLC Heat-BYOT.xlsx | KU | 20 | Winter | Peak | 3 | Res DLC Heat-BYOT | [5 empty] | 0 | 0 | 0 | 0 | 0 | 0 | 0 | 0 | 0 | 0 | 0 | 0 | 0 | 0 | 0 | 0 | 0 | 0 | 0 | 0 | 0 | 0 | 0 | 0 | 0 | 0 | 0 | 0 | 0 | 0 | 0 | 0 | 0 | 0 | 0 | 0 | 0 | 0 | 0 | 0 | 0 | 0 | 0 | 0 | 0 | 0 | 0 | 0 | 0 | 0 | 0 | 0 | 0 | 0 | 0 | 0 | 0 | 0 | 0 | 0
Inputs_Product_Res DLC Heat-One Way Switch.xlsx | Inputs_endUseLoadShapes.xlsx | Inputs_Global_KU_Winter.xlsx | Inputs_Product_Res DLC Heat-One Way Switch.xlsx | KU | 20 | Winter | Peak | 3 | Res DLC Heat-One Way Switch | [5 empty] | 0 | 0 | 0 | 0 | 0 | 0 | 0 | 0 | 0 | 0 | 0 | 0 | 0 | 0 | 0 | 0 | 0 | 0 | 0 | 0 | 0 | 0 | 0 | 0 | 0 | 0 | 0 | 0 | 0 | 0 | 0 | 0 | 0 | 0 | 0 | 0 | 0 | 0 | 0 | 0 | 0 | 0 | 0 | 0 | 0 | 0 | 0 | 0 | 0 | 0 | 0 | 0 | 0 | 0 | 0 | 0 | 0 | 0 | 0 | 0
Inputs_Product_Res DLC Heat-One Way Switch.xlsx | Inputs_endUseLoadShapes.xlsx | Inputs_Global_KU_Winter.xlsx | Inputs_Product_Res DLC Heat-One Way Switch.xlsx | KU | 20 | Winter | Peak | 3 | Res DLC Heat-One Way Switch | [5 empty] | 0 | 0 | 0 | 0 | 0 | 0 | 0 | 0 | 0 | 0 | 0 | 0 | 0 | 0 | 0 | 0 | 0 | 0 | 0 | 0 | 0 | 0 | 0 | 0 | 0 | 0 | 0 | 0 | 0 | 0 | 0 | 0 | 0 | 0 | 0 | 0 | 0 | 0 | 0 | 0 | 0 | 0 | 0 | 0 | 0 | 0 | 0 | 0 | 0 | 0 | 0 | 0 | 0 | 0 | 0 | 0 | 0 | 0 | 0 | 0
Inputs_Product_Res DLC Heat-One Way Switch.xlsx | Inputs_endUseLoadShapes.xlsx | Inputs_Global_KU_Winter.xlsx | Inputs_Product_Res DLC Heat-One Way Switch.xlsx | KU | 20 | Winter | Peak | 3 | Res DLC Heat-One Way Switch | [5 empty] | 0 | 0 | 0 | 0 | 0 | 0 | 0 | 0 | 0 | 0 | 0 | 0 | 0 | 0 | 0 | 0 | 0 | 0 | 0 | 0 | 0 | 0 | 0 | 0 | 0 | 0 | 0 | 0 | 0 | 0 | 0 | 0 | 0 | 0 | 0 | 0 | 0 | 0 | 0 | 0 | 0 | 0 | 0 | 0 | 0 | 0 | 0 | 0 | 0 | 0 | 0 | 0 | 0 | 0 | 0 | 0 | 0 | 0 | 0 | 0
Inputs_Product_Res DLC Heat-One Way Switch.xlsx | Inputs_endUseLoadShapes.xlsx | Inputs_Global_KU_Winter.xlsx | Inputs_Product_Res DLC Heat-One Way Switch.xlsx | KU | 20 | Winter | Peak | 3 | Res DLC Heat-One Way Switch | [5 empty] | 0 | 0 | 0 | 0 | 0 | 0 | 0 | 0 | 0 | 0 | 0 | 0 | 0 | 0 | 0 | 0 | 0 | 0 | 0 | 0 | 0 | 0 | 0 | 0 | 0 | 0 | 0 | 0 | 0 | 0 | 0 | 0 | 0 | 0 | 0 | 0 | 0 | 0 | 0 | 0 | 0 | 0 | 0 | 0 | 0 | 0 | 0 | 0 | 0 | 0 | 0 | 0 | 0 | 0 | 0 | 0 | 0 | 0 | 0 | 0
Inputs_Product_Res DLC Heat-One Way Switch.xlsx | Inputs_endUseLoadShapes.xlsx | Inputs_Global_KU_Winter.xlsx | Inputs_Product_Res DLC Heat-One Way Switch.xlsx | KU | 20 | Winter | Peak | 3 | Res DLC Heat-One Way Switch | [5 empty] | 0 | 0 | 0 | 0 | 0 | 0 | 0 | 0 | 0 | 0 | 0 | 0 | 0 | 0 | 0 | 0 | 0 | 0 | 0 | 0 | 0 | 0 | 0 | 0 | 0 | 0 | 0 | 0 | 0 | 0 | 0 | 0 | 0 | 0 | 0 | 0 | 0 | 0 | 0 | 0 | 0 | 0 | 0 | 0 | 0 | 0 | 0 | 0 | 0 | 0 | 0 | 0 | 0 | 0 | 0 | 0 | 0 | 0 | 0 | 0
Inputs_Product_Res DLC Heat-One Way Switch.xlsx | Inputs_endUseLoadShapes.xlsx | Inputs_Global_KU_Winter.xlsx | Inputs_Product_Res DLC Heat-One Way Switch.xlsx | KU | 20 | Winter | Peak | 3 | Res DLC Heat-One Way Switch | [5 empty] | 0 | 0 | 0 | 0 | 0 | 0 | 0 | 0 | 0 | 0 | 0 | 0 | 0 | 0 | 0 | 0 | 0 | 0 | 0 | 0 | 0 | 0 | 0 | 0 | 0 | 0 | 0 | 0 | 0 | 0 | 0 | 0 | 0 | 0 | 0 | 0 | 0 | 0 | 0 | 0 | 0 | 0 | 0 | 0 | 0 | 0 | 0 | 0 | 0 | 0 | 0 | 0 | 0 | 0 | 0 | 0 | 0 | 0 | 0 | 0
Inputs_Product_Res DLC Heat-One Way Switch.xlsx | Inputs_endUseLoadShapes.xlsx | Inputs_Global_KU_Winter.xlsx | Inputs_Product_Res DLC Heat-One Way Switch.xlsx | KU | 20 | Winter | Peak | 3 | Res DLC Heat-One Way Switch | [5 empty] | 0 | 0 | 0 | 0 | 0 | 0 | 0 | 0 | 0 | 0 | 0 | 0 | 0 | 0 | 0 | 0 | 0 | 0 | 0 | 0 | 0 | 0 | 0 | 0 | 0 | 0 | 0 | 0 | 0 | 0 | 0 | 0 | 0 | 0 | 0 | 0 | 0 | 0 | 0 | 0 | 0 | 0 | 0 | 0 | 0 | 0 | 0 | 0 | 0 | 0 | 0 | 0 | 0 | 0 | 0 | 0 | 0 | 0 | 0 | 0
Inputs_Product_Res DLC Heat-One Way Switch.xlsx | Inputs_endUseLoadShapes.xlsx | Inputs_Global_KU_Winter.xlsx | Inputs_Product_Res DLC Heat-One Way Switch.xlsx | KU | 20 | Winter | Peak | 3 | Res DLC Heat-One Way Switch | [5 empty] | 0 | 0 | 0 | 0 | 0 | 0 | 0 | 0 | 0 | 0 | 0 | 0 | 0 | 0 | 0 | 0 | 0 | 0 | 0 | 0 | 0 | 0 | 0 | 0 | 0 | 0 | 0 | 0 | 0 | 0 | 0 | 0 | 0 | 0 | 0 | 0 | 0 | 0 | 0 | 0 | 0 | 0 | 0 | 0 | 0 | 0 | 0 | 0 | 0 | 0 | 0 | 0 | 0 | 0 | 0 | 0 | 0 | 0 | 0 | 0
Inputs_Product_Res DLC Heat-One Way Switch.xlsx | Inputs_endUseLoadShapes.xlsx | Inputs_Global_KU_Winter.xlsx | Inputs_Product_Res DLC Heat-One Way Switch.xlsx | KU | 20 | Winter | Peak | 3 | Res DLC Heat-One Way Switch | [5 empty] | 0 | 0 | 0 | 0 | 0 | 0 | 0 | 0 | 0 | 0 | 0 | 0 | 0 | 0 | 0 | 0 | 0 | 0 | 0 | 0 | 0 | 0 | 0 | 0 | 0 | 0 | 0 | 0 | 0 | 0 | 0 | 0 | 0 | 0 | 0 | 0 | 0 | 0 | 0 | 0 | 0 | 0 | 0 | 0 | 0 | 0 | 0 | 0 | 0 | 0 | 0 | 0 | 0 | 0 | 0 | 0 | 0 | 0 | 0 | 0
Inputs_Product_Res DLC Heat-One Way Switch.xlsx | Inputs_endUseLoadShapes.xlsx | Inputs_Global_KU_Winter.xlsx | Inputs_Product_Res DLC Heat-One Way Switch.xlsx | KU | 20 | Winter | Peak | 3 | Res DLC Heat-One Way Switch | [5 empty] | 0 | 0 | 0 | 0 | 0 | 0 | 0 | 0 | 0 | 0 | 0 | 0 | 0 | 0 | 0 | 0 | 0 | 0 | 0 | 0 | 0 | 0 | 0 | 0 | 0 | 0 | 0 | 0 | 0 | 0 | 0 | 0 | 0 | 0 | 0 | 0 | 0 | 0 | 0 | 0 | 0 | 0 | 0 | 0 | 0 | 0 | 0 | 0 | 0 | 0 | 0 | 0 | 0 | 0 | 0 | 0 | 0 | 0 | 0 | 0
Inputs_Product_Res DLC Heat-One Way Switch.xlsx | Inputs_endUseLoadShapes.xlsx | Inputs_Global_KU_Winter.xlsx | Inputs_Product_Res DLC Heat-One Way Switch.xlsx | KU | 20 | Winter | Peak | 3 | Res DLC Heat-One Way Switch | [5 empty] | 0 | 0 | 0 | 0 | 0 | 0 | 0 | 0 | 0 | 0 | 0 | 0 | 0 | 0 | 0 | 0 | 0 | 0 | 0 | 0 | 0 | 0 | 0 | 0 | 0 | 0 | 0 | 0 | 0 | 0 | 0 | 0 | 0 | 0 | 0 | 0 | 0 | 0 | 0 | 0 | 0 | 0 | 0 | 0 | 0 | 0 | 0 | 0 | 0 | 0 | 0 | 0 | 0 | 0 | 0 | 0 | 0 | 0 | 0 | 0
Inputs_Product_Res DLC Heat-One Way Switch.xlsx | Inputs_endUseLoadShapes.xlsx | Inputs_Global_KU_Winter.xlsx | Inputs_Product_Res DLC Heat-One Way Switch.xlsx | KU | 20 | Winter | Peak | 3 | Res DLC Heat-One Way Switch | [5 empty] | 0 | 0 | 0 | 0 | 0 | 0 | 0 | 0 | 0 | 0 | 0 | 0 | 0 | 0 | 0 | 0 | 0 | 0 | 0 | 0 | 0 | 0 | 0 | 0 | 0 | 0 | 0 | 0 | 0 | 0 | 0 | 0 | 0 | 0 | 0 | 0 | 0 | 0 | 0 | 0 | 0 | 0 | 0 | 0 | 0 | 0 | 0 | 0 | 0 | 0 | 0 | 0 | 0 | 0 | 0 | 0 | 0 | 0 | 0 | 0
Inputs_Product_Res DLC Heat-One Way Switch.xlsx | Inputs_endUseLoadShapes.xlsx | Inputs_Global_KU_Winter.xlsx | Inputs_Product_Res DLC Heat-One Way Switch.xlsx | KU | 20 | Winter | Peak | 3 | Res DLC Heat-One Way Switch | [5 empty] | 0 | 0 | 0 | 0 | 0 | 0 | 0 | 0 | 0 | 0 | 0 | 0 | 0 | 0 | 0 | 0 | 0 | 0 | 0 | 0 | 0 | 0 | 0 | 0 | 0 | 0 | 0 | 0 | 0 | 0 | 0 | 0 | 0 | 0 | 0 | 0 | 0 | 0 | 0 | 0 | 0 | 0 | 0 | 0 | 0 | 0 | 0 | 0 | 0 | 0 | 0 | 0 | 0 | 0 | 0 | 0 | 0 | 0 | 0 | 0
Inputs_Product_Res DLC Heat-One Way Switch.xlsx | Inputs_endUseLoadShapes.xlsx | Inputs_Global_KU_Winter.xlsx | Inputs_Product_Res DLC Heat-One Way Switch.xlsx | KU | 20 | Winter | Peak | 3 | Res DLC Heat-One Way Switch | [5 empty] | 0 | 0 | 0 | 0 | 0 | 0 | 0 | 0 | 0 | 0 | 0 | 0 | 0 | 0 | 0 | 0 | 0 | 0 | 0 | 0 | 0 | 0 | 0 | 0 | 0 | 0 | 0 | 0 | 0 | 0 | 0 | 0 | 0 | 0 | 0 | 0 | 0 | 0 | 0 | 0 | 0 | 0 | 0 | 0 | 0 | 0 | 0 | 0 | 0 | 0 | 0 | 0 | 0 | 0 | 0 | 0 | 0 | 0 | 0 | 0
Inputs_Product_Res DLC Heat-One Way Switch.xlsx | Inputs_endUseLoadShapes.xlsx | Inputs_Global_KU_Winter.xlsx | Inputs_Product_Res DLC Heat-One Way Switch.xlsx | KU | 20 | Winter | Peak | 3 | Res DLC Heat-One Way Switch | [5 empty] | 0 | 0 | 0 | 0 | 0 | 0 | 0 | 0 | 0 | 0 | 0 | 0 | 0 | 0 | 0 | 0 | 0 | 0 | 0 | 0 | 0 | 0 | 0 | 0 | 0 | 0 | 0 | 0 | 0 | 0 | 0 | 0 | 0 | 0 | 0 | 0 | 0 | 0 | 0 | 0 | 0 | 0 | 0 | 0 | 0 | 0 | 0 | 0 | 0 | 0 | 0 | 0 | 0 | 0 | 0 | 0 | 0 | 0 | 0 | 0
Inputs_Product_Res DLC Heat-One Way Switch.xlsx | Inputs_endUseLoadShapes.xlsx | Inputs_Global_KU_Winter.xlsx | Inputs_Product_Res DLC Heat-One Way Switch.xlsx | KU | 20 | Winter | Peak | 3 | Res DLC Heat-One Way Switch | [5 empty] | 0 | 0 | 0 | 0 | 0 | 0 | 0 | 0 | 0 | 0 | 0 | 0 | 0 | 0 | 0 | 0 | 0 | 0 | 0 | 0 | 0 | 0 | 0 | 0 | 0 | 0 | 0 | 0 | 0 | 0 | 0 | 0 | 0 | 0 | 0 | 0 | 0 | 0 | 0 | 0 | 0 | 0 | 0 | 0 | 0 | 0 | 0 | 0 | 0 | 0 | 0 | 0 | 0 | 0 | 0 | 0 | 0 | 0 | 0 | 0
Inputs_Product_Res DLC Heat-One Way Switch.xlsx | Inputs_endUseLoadShapes.xlsx | Inputs_Global_KU_Winter.xlsx | Inputs_Product_Res DLC Heat-One Way Switch.xlsx | KU | 20 | Winter | Peak | 3 | Res DLC Heat-One Way Switch | [5 empty] | 0 | 0 | 0 | 0 | 0 | 0 | 0 | 0 | 0 | 0 | 0 | 0 | 0 | 0 | 0 | 0 | 0 | 0 | 0 | 0 | 0 | 0 | 0 | 0 | 0 | 0 | 0 | 0 | 0 | 0 | 0 | 0 | 0 | 0 | 0 | 0 | 0 | 0 | 0 | 0 | 0 | 0 | 0 | 0 | 0 | 0 | 0 | 0 | 0 | 0 | 0 | 0 | 0 | 0 | 0 | 0 | 0 | 0 | 0 | 0
Inputs_Product_Res DLC Heat-One Way Switch.xlsx | Inputs_endUseLoadShapes.xlsx | Inputs_Global_KU_Winter.xlsx | Inputs_Product_Res DLC Heat-One Way Switch.xlsx | KU | 20 | Winter | Peak | 3 | Res DLC Heat-One Way Switch | [5 empty] | 0 | 0 | 0 | 0 | 0 | 0 | 0 | 0 | 0 | 0 | 0 | 0 | 0 | 0 | 0 | 0 | 0 | 0 | 0 | 0 | 0 | 0 | 0 | 0 | 0 | 0 | 0 | 0 | 0 | 0 | 0 | 0 | 0 | 0 | 0 | 0 | 0 | 0 | 0 | 0 | 0 | 0 | 0 | 0 | 0 | 0 | 0 | 0 | 0 | 0 | 0 | 0 | 0 | 0 | 0 | 0 | 0 | 0 | 0 | 0
Inputs_Product_Res DLC Heat-One Way Switch.xlsx | Inputs_endUseLoadShapes.xlsx | Inputs_Global_KU_Winter.xlsx | Inputs_Product_Res DLC Heat-One Way Switch.xlsx | KU | 20 | Winter | Peak | 3 | Res DLC Heat-One Way Switch | [5 empty] | 0 | 0 | 0 | 0 | 0 | 0 | 0 | 0 | 0 | 0 | 0 | 0 | 0 | 0 | 0 | 0 | 0 | 0 | 0 | 0 | 0 | 0 | 0 | 0 | 0 | 0 | 0 | 0 | 0 | 0 | 0 | 0 | 0 | 0 | 0 | 0 | 0 | 0 | 0 | 0 | 0 | 0 | 0 | 0 | 0 | 0 | 0 | 0 | 0 | 0 | 0 | 0 | 0 | 0 | 0 | 0 | 0 | 0 | 0 | 0
Inputs_Product_Res DLC Heat-One Way Switch.xlsx | Inputs_endUseLoadShapes.xlsx | Inputs_Global_KU_Winter.xlsx | Inputs_Product_Res DLC Heat-One Way Switch.xlsx | KU | 20 | Winter | Peak | 3 | Res DLC Heat-One Way Switch | [5 empty] | 0 | 0 | 0 | 0 | 0 | 0 | 0 | 0 | 0 | 0 | 0 | 0 | 0 | 0 | 0 | 0 | 0 | 0 | 0 | 0 | 0 | 0 | 0 | 0 | 0 | 0 | 0 | 0 | 0 | 0 | 0 | 0 | 0 | 0 | 0 | 0 | 0 | 0 | 0 | 0 | 0 | 0 | 0 | 0 | 0 | 0 | 0 | 0 | 0 | 0 | 0 | 0 | 0 | 0 | 0 | 0 | 0 | 0 | 0 | 0
Inputs_Product_Res DLC Heat-One Way Switch.xlsx | Inputs_endUseLoadShapes.xlsx | Inputs_Global_KU_Winter.xlsx | Inputs_Product_Res DLC Heat-One Way Switch.xlsx | KU | 20 | Winter | Peak | 3 | Res DLC Heat-One Way Switch | [5 empty] | 0 | 0 | 0 | 0 | 0 | 0 | 0 | 0 | 0 | 0 | 0 | 0 | 0 | 0 | 0 | 0 | 0 | 0 | 0 | 0 | 0 | 0 | 0 | 0 | 0 | 0 | 0 | 0 | 0 | 0 | 0 | 0 | 0 | 0 | 0 | 0 | 0 | 0 | 0 | 0 | 0 | 0 | 0 | 0 | 0 | 0 | 0 | 0 | 0 | 0 | 0 | 0 | 0 | 0 | 0 | 0 | 0 | 0 | 0 | 0
Inputs_Product_Res DLC Heat-One Way Switch.xlsx | Inputs_endUseLoadShapes.xlsx | Inputs_Global_KU_Winter.xlsx | Inputs_Product_Res DLC Heat-One Way Switch.xlsx | KU | 20 | Winter | Peak | 3 | Res DLC Heat-One Way Switch | [5 empty] | 0 | 0 | 0 | 0 | 0 | 0 | 0 | 0 | 0 | 0 | 0 | 0 | 0 | 0 | 0 | 0 | 0 | 0 | 0 | 0 | 0 | 0 | 0 | 0 | 0 | 0 | 0 | 0 | 0 | 0 | 0 | 0 | 0 | 0 | 0 | 0 | 0 | 0 | 0 | 0 | 0 | 0 | 0 | 0 | 0 | 0 | 0 | 0 | 0 | 0 | 0 | 0 | 0 | 0 | 0 | 0 | 0 | 0 | 0 | 0
Inputs_Product_Res DLC Heat-One Way Switch.xlsx | Inputs_endUseLoadShapes.xlsx | Inputs_Global_KU_Winter.xlsx | Inputs_Product_Res DLC Heat-One Way Switch.xlsx | KU | 20 | Winter | Peak | 3 | Res DLC Heat-One Way Switch | [5 empty] | 0 | 0 | 0 | 0 | 0 | 0 | 0 | 0 | 0 | 0 | 0 | 0 | 0 | 0 | 0 | 0 | 0 | 0 | 0 | 0 | 0 | 0 | 0 | 0 | 0 | 0 | 0 | 0 | 0 | 0 | 0 | 0 | 0 | 0 | 0 | 0 | 0 | 0 | 0 | 0 | 0 | 0 | 0 | 0 | 0 | 0 | 0 | 0 | 0 | 0 | 0 | 0 | 0 | 0 | 0 | 0 | 0 | 0 | 0 | 0
Inputs_Product_Res DLC Heat-One Way Switch.xlsx | Inputs_endUseLoadShapes.xlsx | Inputs_Global_KU_Winter.xlsx | Inputs_Product_Res DLC Heat-One Way Switch.xlsx | KU | 20 | Winter | Peak | 3 | Res DLC Heat-One Way Switch | [5 empty] | 0 | 0 | 0 | 0 | 0 | 0 | 0 | 0 | 0 | 0 | 0 | 0 | 0 | 0 | 0 | 0 | 0 | 0 | 0 | 0 | 0 | 0 | 0 | 0 | 0 | 0 | 0 | 0 | 0 | 0 | 0 | 0 | 0 | 0 | 0 | 0 | 0 | 0 | 0 | 0 | 0 | 0 | 0 | 0 | 0 | 0 | 0 | 0 | 0 | 0 | 0 | 0 | 0 | 0 | 0 | 0 | 0 | 0 | 0 | 0
Inputs_Product_Res DLC Heat-One Way Switch.xlsx | Inputs_endUseLoadShapes.xlsx | Inputs_Global_KU_Winter.xlsx | Inputs_Product_Res DLC Heat-One Way Switch.xlsx | KU | 20 | Winter | Peak | 3 | Res DLC Heat-One Way Switch | [5 empty] | 0 | 0 | 0 | 0 | 0 | 0 | 0 | 0 | 0 | 0 | 0 | 0 | 0 | 0 | 0 | 0 | 0 | 0 | 0 | 0 | 0 | 0 | 0 | 0 | 0 | 0 | 0 | 0 | 0 | 0 | 0 | 0 | 0 | 0 | 0 | 0 | 0 | 0 | 0 | 0 | 0 | 0 | 0 | 0 | 0 | 0 | 0 | 0 | 0 | 0 | 0 | 0 | 0 | 0 | 0 | 0 | 0 | 0 | 0 | 0
Inputs_Product_Res DLC Heat-One Way Switch.xlsx | Inputs_endUseLoadShapes.xlsx | Inputs_Global_KU_Winter.xlsx | Inputs_Product_Res DLC Heat-One Way Switch.xlsx | KU | 20 | Winter | Peak | 3 | Res DLC Heat-One Way Switch | [5 empty] | 0 | 0 | 0 | 0 | 0 | 0 | 0 | 0 | 0 | 0 | 0 | 0 | 0 | 0 | 0 | 0 | 0 | 0 | 0 | 0 | 0 | 0 | 0 | 0 | 0 | 0 | 0 | 0 | 0 | 0 | 0 | 0 | 0 | 0 | 0 | 0 | 0 | 0 | 0 | 0 | 0 | 0 | 0 | 0 | 0 | 0 | 0 | 0 | 0 | 0 | 0 | 0 | 0 | 0 | 0 | 0 | 0 | 0 | 0 | 0
Inputs_Product_Res DLC Heat-One Way Switch.xlsx | Inputs_endUseLoadShapes.xlsx | Inputs_Global_KU_Winter.xlsx | Inputs_Product_Res DLC Heat-One Way Switch.xlsx | KU | 20 | Winter | Peak | 3 | Res DLC Heat-One Way Switch | [5 empty] | 0 | 0 | 0 | 0 | 0 | 0 | 0 | 0 | 0 | 0 | 0 | 0 | 0 | 0 | 0 | 0 | 0 | 0 | 0 | 0 | 0 | 0 | 0 | 0 | 0 | 0 | 0 | 0 | 0 | 0 | 0 | 0 | 0 | 0 | 0 | 0 | 0 | 0 | 0 | 0 | 0 | 0 | 0 | 0 | 0 | 0 | 0 | 0 | 0 | 0 | 0 | 0 | 0 | 0 | 0 | 0 | 0 | 0 | 0 | 0
Inputs_Product_Res DLC Heat-One Way Switch.xlsx | Inputs_endUseLoadShapes.xlsx | Inputs_Global_KU_Winter.xlsx | Inputs_Product_Res DLC Heat-One Way Switch.xlsx | KU | 20 | Winter | Peak | 3 | Res DLC Heat-One Way Switch | [5 empty] | 0 | 0 | 0 | 0 | 0 | 0 | 0 | 0 | 0 | 0 | 0 | 0 | 0 | 0 | 0 | 0 | 0 | 0 | 0 | 0 | 0 | 0 | 0 | 0 | 0 | 0 | 0 | 0 | 0 | 0 | 0 | 0 | 0 | 0 | 0 | 0 | 0 | 0 | 0 | 0 | 0 | 0 | 0 | 0 | 0 | 0 | 0 | 0 | 0 | 0 | 0 | 0 | 0 | 0 | 0 | 0 | 0 | 0 | 0 | 0
Inputs_Product_Res DLC Heat-One Way Switch.xlsx | Inputs_endUseLoadShapes.xlsx | Inputs_Global_KU_Winter.xlsx | Inputs_Product_Res DLC Heat-One Way Switch.xlsx | KU | 20 | Winter | Peak | 3 | Res DLC Heat-One Way Switch | [5 empty] | 0 | 0 | 0 | 0 | 0 | 0 | 0 | 0 | 0 | 0 | 0 | 0 | 0 | 0 | 0 | 0 | 0 | 0 | 0 | 0 | 0 | 0 | 0 | 0 | 0 | 0 | 0 | 0 | 0 | 0 | 0 | 0 | 0 | 0 | 0 | 0 | 0 | 0 | 0 | 0 | 0 | 0 | 0 | 0 | 0 | 0 | 0 | 0 | 0 | 0 | 0 | 0 | 0 | 0 | 0 | 0 | 0 | 0 | 0 | 0
Inputs_Product_Res DLC Heat-One Way Switch.xlsx | Inputs_endUseLoadShapes.xlsx | Inputs_Global_KU_Winter.xlsx | Inputs_Product_Res DLC Heat-One Way Switch.xlsx | KU | 20 | Winter | Peak | 3 | Res DLC Heat-One Way Switch | [5 empty] | 0 | 0 | 0 | 0 | 0 | 0 | 0 | 0 | 0 | 0 | 0 | 0 | 0 | 0 | 0 | 0 | 0 | 0 | 0 | 0 | 0 | 0 | 0 | 0 | 0 | 0 | 0 | 0 | 0 | 0 | 0 | 0 | 0 | 0 | 0 | 0 | 0 | 0 | 0 | 0 | 0 | 0 | 0 | 0 | 0 | 0 | 0 | 0 | 0 | 0 | 0 | 0 | 0 | 0 | 0 | 0 | 0 | 0 | 0 | 0
Inputs_Product_Res DLC Heat-One Way Switch.xlsx | Inputs_endUseLoadShapes.xlsx | Inputs_Global_KU_Winter.xlsx | Inputs_Product_Res DLC Heat-One Way Switch.xlsx | KU | 20 | Winter | Peak | 3 | Res DLC Heat-One Way Switch | [5 empty] | 0 | 0 | 0 | 0 | 0 | 0 | 0 | 0 | 0 | 0 | 0 | 0 | 0 | 0 | 0 | 0 | 0 | 0 | 0 | 0 | 0 | 0 | 0 | 0 | 0 | 0 | 0 | 0 | 0 | 0 | 0 | 0 | 0 | 0 | 0 | 0 | 0 | 0 | 0 | 0 | 0 | 0 | 0 | 0 | 0 | 0 | 0 | 0 | 0 | 0 | 0 | 0 | 0 | 0 | 0 | 0 | 0 | 0 | 0 | 0
Inputs_Product_Res DLC Heat-One Way Switch.xlsx | Inputs_endUseLoadShapes.xlsx | Inputs_Global_KU_Winter.xlsx | Inputs_Product_Res DLC Heat-One Way Switch.xlsx | KU | 20 | Winter | Peak | 3 | Res DLC Heat-One Way Switch | [5 empty] | 0 | 0 | 0 | 0 | 0 | 0 | 0 | 0 | 0 | 0 | 0 | 0 | 0 | 0 | 0 | 0 | 0 | 0 | 0 | 0 | 0 | 0 | 0 | 0 | 0 | 0 | 0 | 0 | 0 | 0 | 0 | 0 | 0 | 0 | 0 | 0 | 0 | 0 | 0 | 0 | 0 | 0 | 0 | 0 | 0 | 0 | 0 | 0 | 0 | 0 | 0 | 0 | 0 | 0 | 0 | 0 | 0 | 0 | 0 | 0
Inputs_Product_Res DLC Heat-One Way Switch.xlsx | Inputs_endUseLoadShapes.xlsx | Inputs_Global_KU_Winter.xlsx | Inputs_Product_Res DLC Heat-One Way Switch.xlsx | KU | 20 | Winter | Peak | 3 | Res DLC Heat-One Way Switch | [5 empty] | 0 | 0 | 0 | 0 | 0 | 0 | 0 | 0 | 0 | 0 | 0 | 0 | 0 | 0 | 0 | 0 | 0 | 0 | 0 | 0 | 0 | 0 | 0 | 0 | 0 | 0 | 0 | 0 | 0 | 0 | 0 | 0 | 0 | 0 | 0 | 0 | 0 | 0 | 0 | 0 | 0 | 0 | 0 | 0 | 0 | 0 | 0 | 0 | 0 | 0 | 0 | 0 | 0 | 0 | 0 | 0 | 0 | 0 | 0 | 0
Inputs_Product_Res DLC Heat-One Way Switch.xlsx | Inputs_endUseLoadShapes.xlsx | Inputs_Global_KU_Winter.xlsx | Inputs_Product_Res DLC Heat-One Way Switch.xlsx | KU | 20 | Winter | Peak | 3 | Res DLC Heat-One Way Switch | [5 empty] | 0.59311 | 0.56189 | 0.53068 | 0.49946 | 0.46825 | 0.43703 | 0.40581 | 0.3746 | 0.34338 | 0.31216 | 0.28095 | 0.24973 | 0.21851 | 0.1873 | 0.15608 | 0.12487 | 0.093649 | 0.062433 | 0.031216 | 2.4781e-16 | 0 | 0 | 0 | 0 | 0 | 0 | 0 | 0 | 0 | 0 | 1581.6289 | 1498.3853 | 1415.1417 | 1331.898 | 1248.6544 | 1165.4108 | 1082.1672 | 998.9235 | 915.6799 | 832.4363 | 749.1927 | 665.949 | 582.7054 | 499.4618 | 416.2181 | 332.9745 | 249.7309 | 166.4873 | 83.2436 | 6.6082e-13 | 0 | 0 | 0 | 0 | 0 | 0 | 0 | 0 | 0 | 0
Inputs_Product_Res DLC Heat-One Way Switch.xlsx | Inputs_endUseLoadShapes.xlsx | Inputs_Global_KU_Winter.xlsx | Inputs_Product_Res DLC Heat-One Way Switch.xlsx | KU | 20 | Winter | Peak | 3 | Res DLC Heat-One Way Switch | [5 empty] | 0.65469 | 0.62023 | 0.58577 | 0.55132 | 0.51686 | 0.4824 | 0.44794 | 0.41349 | 0.37903 | 0.34457 | 0.31012 | 0.27566 | 0.2412 | 0.20674 | 0.17229 | 0.13783 | 0.10337 | 0.068915 | 0.034457 | 2.7354e-16 | 0 | 0 | 0 | 0 | 0 | 0 | 0 | 0 | 0 | 0 | 1745.8365 | 1653.9503 | 1562.0642 | 1470.1781 | 1378.2919 | 1286.4058 | 1194.5197 | 1102.6336 | 1010.7474 | 918.8613 | 826.9752 | 735.089 | 643.2029 | 551.3168 | 459.4306 | 367.5445 | 275.6584 | 183.7723 | 91.8861 | 7.2943e-13 | 0 | 0 | 0 | 0 | 0 | 0 | 0 | 0 | 0 | 0
Inputs_Product_Res DLC Heat-One Way Switch.xlsx | Inputs_endUseLoadShapes.xlsx | Inputs_Global_KU_Winter.xlsx | Inputs_Product_Res DLC Heat-One Way Switch.xlsx | KU | 20 | Winter | Peak | 3 | Res DLC Heat-One Way Switch | [5 empty] | 4.4826 | 4.2467 | 4.0108 | 3.7749 | 3.5389 | 3.303 | 3.0671 | 2.8311 | 2.5952 | 2.3593 | 2.1234 | 1.8874 | 1.6515 | 1.4156 | 1.1796 | 0.94371 | 0.70779 | 0.47186 | 0.23593 | 1.8729e-15 | 0 | 0 | 0 | 0 | 0 | 0 | 0 | 0 | 0 | 0 | 11953.7117 | 11324.569 | 10695.4262 | 10066.2835 | 9437.1408 | 8807.9981 | 8178.8554 | 7549.7126 | 6920.5699 | 6291.4272 | 5662.2845 | 5033.1418 | 4403.999 | 3774.8563 | 3145.7136 | 2516.5709 | 1887.4282 | 1258.2854 | 629.1427 | 4.9944e-12 | 0 | 0 | 0 | 0 | 0 | 0 | 0 | 0 | 0 | 0
Inputs_Product_Res DLC Heat-One Way Switch.xlsx | Inputs_endUseLoadShapes.xlsx | Inputs_Global_KU_Winter.xlsx | Inputs_Product_Res DLC Heat-One Way Switch.xlsx | KU | 20 | Winter | Peak | 3 | Res DLC Heat-One Way Switch | [5 empty] | 0 | 0 | 0 | 0 | 0 | 0 | 0 | 0 | 0 | 0 | 0 | 0 | 0 | 0 | 0 | 0 | 0 | 0 | 0 | 0 | 0 | 0 | 0 | 0 | 0 | 0 | 0 | 0 | 0 | 0 | 0 | 0 | 0 | 0 | 0 | 0 | 0 | 0 | 0 | 0 | 0 | 0 | 0 | 0 | 0 | 0 | 0 | 0 | 0 | 0 | 0 | 0 | 0 | 0 | 0 | 0 | 0 | 0 | 0 | 0
Inputs_Product_Res DLC Heat-One Way Switch.xlsx | Inputs_endUseLoadShapes.xlsx | Inputs_Global_KU_Winter.xlsx | Inputs_Product_Res DLC Heat-One Way Switch.xlsx | KU | 20 | Winter | Peak | 3 | Res DLC Heat-One Way Switch | [5 empty] | 0 | 0 | 0 | 0 | 0 | 0 | 0 | 0 | 0 | 0 | 0 | 0 | 0 | 0 | 0 | 0 | 0 | 0 | 0 | 0 | 0 | 0 | 0 | 0 | 0 | 0 | 0 | 0 | 0 | 0 | 0 | 0 | 0 | 0 | 0 | 0 | 0 | 0 | 0 | 0 | 0 | 0 | 0 | 0 | 0 | 0 | 0 | 0 | 0 | 0 | 0 | 0 | 0 | 0 | 0 | 0 | 0 | 0 | 0 | 0
Inputs_Product_Res DLC Heat-One Way Switch.xlsx | Inputs_endUseLoadShapes.xlsx | Inputs_Global_KU_Winter.xlsx | Inputs_Product_Res DLC Heat-One Way Switch.xlsx | KU | 20 | Winter | Peak | 3 | Res DLC Heat-One Way Switch | [5 empty] | 0 | 0 | 0 | 0 | 0 | 0 | 0 | 0 | 0 | 0 | 0 | 0 | 0 | 0 | 0 | 0 | 0 | 0 | 0 | 0 | 0 | 0 | 0 | 0 | 0 | 0 | 0 | 0 | 0 | 0 | 0 | 0 | 0 | 0 | 0 | 0 | 0 | 0 | 0 | 0 | 0 | 0 | 0 | 0 | 0 | 0 | 0 | 0 | 0 | 0 | 0 | 0 | 0 | 0 | 0 | 0 | 0 | 0 | 0 | 0
Inputs_Product_Res DLC Heat-One Way Switch.xlsx | Inputs_endUseLoadShapes.xlsx | Inputs_Global_KU_Winter.xlsx | Inputs_Product_Res DLC Heat-One Way Switch.xlsx | KU | 20 | Winter | Peak | 3 | Res DLC Heat-One Way Switch | [5 empty] | 0 | 0 | 0 | 0 | 0 | 0 | 0 | 0 | 0 | 0 | 0 | 0 | 0 | 0 | 0 | 0 | 0 | 0 | 0 | 0 | 0 | 0 | 0 | 0 | 0 | 0 | 0 | 0 | 0 | 0 | 0 | 0 | 0 | 0 | 0 | 0 | 0 | 0 | 0 | 0 | 0 | 0 | 0 | 0 | 0 | 0 | 0 | 0 | 0 | 0 | 0 | 0 | 0 | 0 | 0 | 0 | 0 | 0 | 0 | 0
Inputs_Product_Res DLC Heat-Two Way Switch Existing.xlsx | Inputs_endUseLoadShapes.xlsx | Inputs_Global_KU_Winter.xlsx | Inputs_Product_Res DLC Heat-Two Way Switch Existing.xlsx | KU | 20 | Winter | Peak | 3 | Res DLC Heat-Two Way Switch Existing | [5 empty] | 0 | 0 | 0 | 0 | 0 | 0 | 0 | 0 | 0 | 0 | 0 | 0 | 0 | 0 | 0 | 0 | 0 | 0 | 0 | 0 | 0 | 0 | 0 | 0 | 0 | 0 | 0 | 0 | 0 | 0 | 0 | 0 | 0 | 0 | 0 | 0 | 0 | 0 | 0 | 0 | 0 | 0 | 0 | 0 | 0 | 0 | 0 | 0 | 0 | 0 | 0 | 0 | 0 | 0 | 0 | 0 | 0 | 0 | 0 | 0
Inputs_Product_Res DLC Heat-Two Way Switch Existing.xlsx | Inputs_endUseLoadShapes.xlsx | Inputs_Global_KU_Winter.xlsx | Inputs_Product_Res DLC Heat-Two Way Switch Existing.xlsx | KU | 20 | Winter | Peak | 3 | Res DLC Heat-Two Way Switch Existing | [5 empty] | 0 | 0 | 0 | 0 | 0 | 0 | 0 | 0 | 0 | 0 | 0 | 0 | 0 | 0 | 0 | 0 | 0 | 0 | 0 | 0 | 0 | 0 | 0 | 0 | 0 | 0 | 0 | 0 | 0 | 0 | 0 | 0 | 0 | 0 | 0 | 0 | 0 | 0 | 0 | 0 | 0 | 0 | 0 | 0 | 0 | 0 | 0 | 0 | 0 | 0 | 0 | 0 | 0 | 0 | 0 | 0 | 0 | 0 | 0 | 0
Inputs_Product_Res DLC Heat-Two Way Switch Existing.xlsx | Inputs_endUseLoadShapes.xlsx | Inputs_Global_KU_Winter.xlsx | Inputs_Product_Res DLC Heat-Two Way Switch Existing.xlsx | KU | 20 | Winter | Peak | 3 | Res DLC Heat-Two Way Switch Existing | [5 empty] | 0 | 0 | 0 | 0 | 0 | 0 | 0 | 0 | 0 | 0 | 0 | 0 | 0 | 0 | 0 | 0 | 0 | 0 | 0 | 0 | 0 | 0 | 0 | 0 | 0 | 0 | 0 | 0 | 0 | 0 | 0 | 0 | 0 | 0 | 0 | 0 | 0 | 0 | 0 | 0 | 0 | 0 | 0 | 0 | 0 | 0 | 0 | 0 | 0 | 0 | 0 | 0 | 0 | 0 | 0 | 0 | 0 | 0 | 0 | 0
Inputs_Product_Res DLC Heat-Two Way Switch Existing.xlsx | Inputs_endUseLoadShapes.xlsx | Inputs_Global_KU_Winter.xlsx | Inputs_Product_Res DLC Heat-Two Way Switch Existing.xlsx | KU | 20 | Winter | Peak | 3 | Res DLC Heat-Two Way Switch Existing | [5 empty] | 0 | 0 | 0 | 0 | 0 | 0 | 0 | 0 | 0 | 0 | 0 | 0 | 0 | 0 | 0 | 0 | 0 | 0 | 0 | 0 | 0 | 0 | 0 | 0 | 0 | 0 | 0 | 0 | 0 | 0 | 0 | 0 | 0 | 0 | 0 | 0 | 0 | 0 | 0 | 0 | 0 | 0 | 0 | 0 | 0 | 0 | 0 | 0 | 0 | 0 | 0 | 0 | 0 | 0 | 0 | 0 | 0 | 0 | 0 | 0
Inputs_Product_Res DLC Heat-Two Way Switch Existing.xlsx | Inputs_endUseLoadShapes.xlsx | Inputs_Global_KU_Winter.xlsx | Inputs_Product_Res DLC Heat-Two Way Switch Existing.xlsx | KU | 20 | Winter | Peak | 3 | Res DLC Heat-Two Way Switch Existing | [5 empty] | 0 | 0 | 0 | 0 | 0 | 0 | 0 | 0 | 0 | 0 | 0 | 0 | 0 | 0 | 0 | 0 | 0 | 0 | 0 | 0 | 0 | 0 | 0 | 0 | 0 | 0 | 0 | 0 | 0 | 0 | 0 | 0 | 0 | 0 | 0 | 0 | 0 | 0 | 0 | 0 | 0 | 0 | 0 | 0 | 0 | 0 | 0 | 0 | 0 | 0 | 0 | 0 | 0 | 0 | 0 | 0 | 0 | 0 | 0 | 0
Inputs_Product_Res DLC Heat-Two Way Switch Existing.xlsx | Inputs_endUseLoadShapes.xlsx | Inputs_Global_KU_Winter.xlsx | Inputs_Product_Res DLC Heat-Two Way Switch Existing.xlsx | KU | 20 | Winter | Peak | 3 | Res DLC Heat-Two Way Switch Existing | [5 empty] | 0 | 0 | 0 | 0 | 0 | 0 | 0 | 0 | 0 | 0 | 0 | 0 | 0 | 0 | 0 | 0 | 0 | 0 | 0 | 0 | 0 | 0 | 0 | 0 | 0 | 0 | 0 | 0 | 0 | 0 | 0 | 0 | 0 | 0 | 0 | 0 | 0 | 0 | 0 | 0 | 0 | 0 | 0 | 0 | 0 | 0 | 0 | 0 | 0 | 0 | 0 | 0 | 0 | 0 | 0 | 0 | 0 | 0 | 0 | 0
Inputs_Product_Res DLC Heat-Two Way Switch Existing.xlsx | Inputs_endUseLoadShapes.xlsx | Inputs_Global_KU_Winter.xlsx | Inputs_Product_Res DLC Heat-Two Way Switch Existing.xlsx | KU | 20 | Winter | Peak | 3 | Res DLC Heat-Two Way Switch Existing | [5 empty] | 0 | 0 | 0 | 0 | 0 | 0 | 0 | 0 | 0 | 0 | 0 | 0 | 0 | 0 | 0 | 0 | 0 | 0 | 0 | 0 | 0 | 0 | 0 | 0 | 0 | 0 | 0 | 0 | 0 | 0 | 0 | 0 | 0 | 0 | 0 | 0 | 0 | 0 | 0 | 0 | 0 | 0 | 0 | 0 | 0 | 0 | 0 | 0 | 0 | 0 | 0 | 0 | 0 | 0 | 0 | 0 | 0 | 0 | 0 | 0
Inputs_Product_Res DLC Heat-Two Way Switch Existing.xlsx | Inputs_endUseLoadShapes.xlsx | Inputs_Global_KU_Winter.xlsx | Inputs_Product_Res DLC Heat-Two Way Switch Existing.xlsx | KU | 20 | Winter | Peak | 3 | Res DLC Heat-Two Way Switch Existing | [5 empty] | 0 | 0 | 0 | 0 | 0 | 0 | 0 | 0 | 0 | 0 | 0 | 0 | 0 | 0 | 0 | 0 | 0 | 0 | 0 | 0 | 0 | 0 | 0 | 0 | 0 | 0 | 0 | 0 | 0 | 0 | 0 | 0 | 0 | 0 | 0 | 0 | 0 | 0 | 0 | 0 | 0 | 0 | 0 | 0 | 0 | 0 | 0 | 0 | 0 | 0 | 0 | 0 | 0 | 0 | 0 | 0 | 0 | 0 | 0 | 0
Inputs_Product_Res DLC Heat-Two Way Switch Existing.xlsx | Inputs_endUseLoadShapes.xlsx | Inputs_Global_KU_Winter.xlsx | Inputs_Product_Res DLC Heat-Two Way Switch Existing.xlsx | KU | 20 | Winter | Peak | 3 | Res DLC Heat-Two Way Switch Existing | [5 empty] | 0 | 0 | 0 | 0 | 0 | 0 | 0 | 0 | 0 | 0 | 0 | 0 | 0 | 0 | 0 | 0 | 0 | 0 | 0 | 0 | 0 | 0 | 0 | 0 | 0 | 0 | 0 | 0 | 0 | 0 | 0 | 0 | 0 | 0 | 0 | 0 | 0 | 0 | 0 | 0 | 0 | 0 | 0 | 0 | 0 | 0 | 0 | 0 | 0 | 0 | 0 | 0 | 0 | 0 | 0 | 0 | 0 | 0 | 0 | 0
Inputs_Product_Res DLC Heat-Two Way Switch Existing.xlsx | Inputs_endUseLoadShapes.xlsx | Inputs_Global_KU_Winter.xlsx | Inputs_Product_Res DLC Heat-Two Way Switch Existing.xlsx | KU | 20 | Winter | Peak | 3 | Res DLC Heat-Two Way Switch Existing | [5 empty] | 0 | 0 | 0 | 0 | 0 | 0 | 0 | 0 | 0 | 0 | 0 | 0 | 0 | 0 | 0 | 0 | 0 | 0 | 0 | 0 | 0 | 0 | 0 | 0 | 0 | 0 | 0 | 0 | 0 | 0 | 0 | 0 | 0 | 0 | 0 | 0 | 0 | 0 | 0 | 0 | 0 | 0 | 0 | 0 | 0 | 0 | 0 | 0 | 0 | 0 | 0 | 0 | 0 | 0 | 0 | 0 | 0 | 0 | 0 | 0
Inputs_Product_Res DLC Heat-Two Way Switch Existing.xlsx | Inputs_endUseLoadShapes.xlsx | Inputs_Global_KU_Winter.xlsx | Inputs_Product_Res DLC Heat-Two Way Switch Existing.xlsx | KU | 20 | Winter | Peak | 3 | Res DLC Heat-Two Way Switch Existing | [5 empty] | 0 | 0 | 0 | 0 | 0 | 0 | 0 | 0 | 0 | 0 | 0 | 0 | 0 | 0 | 0 | 0 | 0 | 0 | 0 | 0 | 0 | 0 | 0 | 0 | 0 | 0 | 0 | 0 | 0 | 0 | 0 | 0 | 0 | 0 | 0 | 0 | 0 | 0 | 0 | 0 | 0 | 0 | 0 | 0 | 0 | 0 | 0 | 0 | 0 | 0 | 0 | 0 | 0 | 0 | 0 | 0 | 0 | 0 | 0 | 0
Inputs_Product_Res DLC Heat-Two Way Switch Existing.xlsx | Inputs_endUseLoadShapes.xlsx | Inputs_Global_KU_Winter.xlsx | Inputs_Product_Res DLC Heat-Two Way Switch Existing.xlsx | KU | 20 | Winter | Peak | 3 | Res DLC Heat-Two Way Switch Existing | [5 empty] | 0 | 0 | 0 | 0 | 0 | 0 | 0 | 0 | 0 | 0 | 0 | 0 | 0 | 0 | 0 | 0 | 0 | 0 | 0 | 0 | 0 | 0 | 0 | 0 | 0 | 0 | 0 | 0 | 0 | 0 | 0 | 0 | 0 | 0 | 0 | 0 | 0 | 0 | 0 | 0 | 0 | 0 | 0 | 0 | 0 | 0 | 0 | 0 | 0 | 0 | 0 | 0 | 0 | 0 | 0 | 0 | 0 | 0 | 0 | 0
Inputs_Product_Res DLC Heat-Two Way Switch Existing.xlsx | Inputs_endUseLoadShapes.xlsx | Inputs_Global_KU_Winter.xlsx | Inputs_Product_Res DLC Heat-Two Way Switch Existing.xlsx | KU | 20 | Winter | Peak | 3 | Res DLC Heat-Two Way Switch Existing | [5 empty] | 0 | 0 | 0 | 0 | 0 | 0 | 0 | 0 | 0 | 0 | 0 | 0 | 0 | 0 | 0 | 0 | 0 | 0 | 0 | 0 | 0 | 0 | 0 | 0 | 0 | 0 | 0 | 0 | 0 | 0 | 0 | 0 | 0 | 0 | 0 | 0 | 0 | 0 | 0 | 0 | 0 | 0 | 0 | 0 | 0 | 0 | 0 | 0 | 0 | 0 | 0 | 0 | 0 | 0 | 0 | 0 | 0 | 0 | 0 | 0
Inputs_Product_Res DLC Heat-Two Way Switch Existing.xlsx | Inputs_endUseLoadShapes.xlsx | Inputs_Global_KU_Winter.xlsx | Inputs_Product_Res DLC Heat-Two Way Switch Existing.xlsx | KU | 20 | Winter | Peak | 3 | Res DLC Heat-Two Way Switch Existing | [5 empty] | 0 | 0 | 0 | 0 | 0 | 0 | 0 | 0 | 0 | 0 | 0 | 0 | 0 | 0 | 0 | 0 | 0 | 0 | 0 | 0 | 0 | 0 | 0 | 0 | 0 | 0 | 0 | 0 | 0 | 0 | 0 | 0 | 0 | 0 | 0 | 0 | 0 | 0 | 0 | 0 | 0 | 0 | 0 | 0 | 0 | 0 | 0 | 0 | 0 | 0 | 0 | 0 | 0 | 0 | 0 | 0 | 0 | 0 | 0 | 0
Inputs_Product_Res DLC Heat-Two Way Switch Existing.xlsx | Inputs_endUseLoadShapes.xlsx | Inputs_Global_KU_Winter.xlsx | Inputs_Product_Res DLC Heat-Two Way Switch Existing.xlsx | KU | 20 | Winter | Peak | 3 | Res DLC Heat-Two Way Switch Existing | [5 empty] | 0 | 0 | 0 | 0 | 0 | 0 | 0 | 0 | 0 | 0 | 0 | 0 | 0 | 0 | 0 | 0 | 0 | 0 | 0 | 0 | 0 | 0 | 0 | 0 | 0 | 0 | 0 | 0 | 0 | 0 | 0 | 0 | 0 | 0 | 0 | 0 | 0 | 0 | 0 | 0 | 0 | 0 | 0 | 0 | 0 | 0 | 0 | 0 | 0 | 0 | 0 | 0 | 0 | 0 | 0 | 0 | 0 | 0 | 0 | 0
Inputs_Product_Res DLC Heat-Two Way Switch Existing.xlsx | Inputs_endUseLoadShapes.xlsx | Inputs_Global_KU_Winter.xlsx | Inputs_Product_Res DLC Heat-Two Way Switch Existing.xlsx | KU | 20 | Winter | Peak | 3 | Res DLC Heat-Two Way Switch Existing | [5 empty] | 0 | 0 | 0 | 0 | 0 | 0 | 0 | 0 | 0 | 0 | 0 | 0 | 0 | 0 | 0 | 0 | 0 | 0 | 0 | 0 | 0 | 0 | 0 | 0 | 0 | 0 | 0 | 0 | 0 | 0 | 0 | 0 | 0 | 0 | 0 | 0 | 0 | 0 | 0 | 0 | 0 | 0 | 0 | 0 | 0 | 0 | 0 | 0 | 0 | 0 | 0 | 0 | 0 | 0 | 0 | 0 | 0 | 0 | 0 | 0
Inputs_Product_Res DLC Heat-Two Way Switch Existing.xlsx | Inputs_endUseLoadShapes.xlsx | Inputs_Global_KU_Winter.xlsx | Inputs_Product_Res DLC Heat-Two Way Switch Existing.xlsx | KU | 20 | Winter | Peak | 3 | Res DLC Heat-Two Way Switch Existing | [5 empty] | 0 | 0 | 0 | 0 | 0 | 0 | 0 | 0 | 0 | 0 | 0 | 0 | 0 | 0 | 0 | 0 | 0 | 0 | 0 | 0 | 0 | 0 | 0 | 0 | 0 | 0 | 0 | 0 | 0 | 0 | 0 | 0 | 0 | 0 | 0 | 0 | 0 | 0 | 0 | 0 | 0 | 0 | 0 | 0 | 0 | 0 | 0 | 0 | 0 | 0 | 0 | 0 | 0 | 0 | 0 | 0 | 0 | 0 | 0 | 0
Inputs_Product_Res DLC Heat-Two Way Switch Existing.xlsx | Inputs_endUseLoadShapes.xlsx | Inputs_Global_KU_Winter.xlsx | Inputs_Product_Res DLC Heat-Two Way Switch Existing.xlsx | KU | 20 | Winter | Peak | 3 | Res DLC Heat-Two Way Switch Existing | [5 empty] | 0 | 0 | 0 | 0 | 0 | 0 | 0 | 0 | 0 | 0 | 0 | 0 | 0 | 0 | 0 | 0 | 0 | 0 | 0 | 0 | 0 | 0 | 0 | 0 | 0 | 0 | 0 | 0 | 0 | 0 | 0 | 0 | 0 | 0 | 0 | 0 | 0 | 0 | 0 | 0 | 0 | 0 | 0 | 0 | 0 | 0 | 0 | 0 | 0 | 0 | 0 | 0 | 0 | 0 | 0 | 0 | 0 | 0 | 0 | 0
Inputs_Product_Res DLC Heat-Two Way Switch Existing.xlsx | Inputs_endUseLoadShapes.xlsx | Inputs_Global_KU_Winter.xlsx | Inputs_Product_Res DLC Heat-Two Way Switch Existing.xlsx | KU | 20 | Winter | Peak | 3 | Res DLC Heat-Two Way Switch Existing | [5 empty] | 0 | 0 | 0 | 0 | 0 | 0 | 0 | 0 | 0 | 0 | 0 | 0 | 0 | 0 | 0 | 0 | 0 | 0 | 0 | 0 | 0 | 0 | 0 | 0 | 0 | 0 | 0 | 0 | 0 | 0 | 0 | 0 | 0 | 0 | 0 | 0 | 0 | 0 | 0 | 0 | 0 | 0 | 0 | 0 | 0 | 0 | 0 | 0 | 0 | 0 | 0 | 0 | 0 | 0 | 0 | 0 | 0 | 0 | 0 | 0
Inputs_Product_Res DLC Heat-Two Way Switch Existing.xlsx | Inputs_endUseLoadShapes.xlsx | Inputs_Global_KU_Winter.xlsx | Inputs_Product_Res DLC Heat-Two Way Switch Existing.xlsx | KU | 20 | Winter | Peak | 3 | Res DLC Heat-Two Way Switch Existing | [5 empty] | 0 | 0 | 0 | 0 | 0 | 0 | 0 | 0 | 0 | 0 | 0 | 0 | 0 | 0 | 0 | 0 | 0 | 0 | 0 | 0 | 0 | 0 | 0 | 0 | 0 | 0 | 0 | 0 | 0 | 0 | 0 | 0 | 0 | 0 | 0 | 0 | 0 | 0 | 0 | 0 | 0 | 0 | 0 | 0 | 0 | 0 | 0 | 0 | 0 | 0 | 0 | 0 | 0 | 0 | 0 | 0 | 0 | 0 | 0 | 0
Inputs_Product_Res DLC Heat-Two Way Switch Existing.xlsx | Inputs_endUseLoadShapes.xlsx | Inputs_Global_KU_Winter.xlsx | Inputs_Product_Res DLC Heat-Two Way Switch Existing.xlsx | KU | 20 | Winter | Peak | 3 | Res DLC Heat-Two Way Switch Existing | [5 empty] | 0 | 0 | 0 | 0 | 0 | 0 | 0 | 0 | 0 | 0 | 0 | 0 | 0 | 0 | 0 | 0 | 0 | 0 | 0 | 0 | 0 | 0 | 0 | 0 | 0 | 0 | 0 | 0 | 0 | 0 | 0 | 0 | 0 | 0 | 0 | 0 | 0 | 0 | 0 | 0 | 0 | 0 | 0 | 0 | 0 | 0 | 0 | 0 | 0 | 0 | 0 | 0 | 0 | 0 | 0 | 0 | 0 | 0 | 0 | 0
Inputs_Product_Res DLC Heat-Two Way Switch Existing.xlsx | Inputs_endUseLoadShapes.xlsx | Inputs_Global_KU_Winter.xlsx | Inputs_Product_Res DLC Heat-Two Way Switch Existing.xlsx | KU | 20 | Winter | Peak | 3 | Res DLC Heat-Two Way Switch Existing | [5 empty] | 0 | 0 | 0 | 0 | 0 | 0 | 0 | 0 | 0 | 0 | 0 | 0 | 0 | 0 | 0 | 0 | 0 | 0 | 0 | 0 | 0 | 0 | 0 | 0 | 0 | 0 | 0 | 0 | 0 | 0 | 0 | 0 | 0 | 0 | 0 | 0 | 0 | 0 | 0 | 0 | 0 | 0 | 0 | 0 | 0 | 0 | 0 | 0 | 0 | 0 | 0 | 0 | 0 | 0 | 0 | 0 | 0 | 0 | 0 | 0
Inputs_Product_Res DLC Heat-Two Way Switch Existing.xlsx | Inputs_endUseLoadShapes.xlsx | Inputs_Global_KU_Winter.xlsx | Inputs_Product_Res DLC Heat-Two Way Switch Existing.xlsx | KU | 20 | Winter | Peak | 3 | Res DLC Heat-Two Way Switch Existing | [5 empty] | 0 | 0 | 0 | 0 | 0 | 0 | 0 | 0 | 0 | 0 | 0 | 0 | 0 | 0 | 0 | 0 | 0 | 0 | 0 | 0 | 0 | 0 | 0 | 0 | 0 | 0 | 0 | 0 | 0 | 0 | 0 | 0 | 0 | 0 | 0 | 0 | 0 | 0 | 0 | 0 | 0 | 0 | 0 | 0 | 0 | 0 | 0 | 0 | 0 | 0 | 0 | 0 | 0 | 0 | 0 | 0 | 0 | 0 | 0 | 0
Inputs_Product_Res DLC Heat-Two Way Switch Existing.xlsx | Inputs_endUseLoadShapes.xlsx | Inputs_Global_KU_Winter.xlsx | Inputs_Product_Res DLC Heat-Two Way Switch Existing.xlsx | KU | 20 | Winter | Peak | 3 | Res DLC Heat-Two Way Switch Existing | [5 empty] | 0 | 0 | 0 | 0 | 0 | 0 | 0 | 0 | 0 | 0 | 0 | 0 | 0 | 0 | 0 | 0 | 0 | 0 | 0 | 0 | 0 | 0 | 0 | 0 | 0 | 0 | 0 | 0 | 0 | 0 | 0 | 0 | 0 | 0 | 0 | 0 | 0 | 0 | 0 | 0 | 0 | 0 | 0 | 0 | 0 | 0 | 0 | 0 | 0 | 0 | 0 | 0 | 0 | 0 | 0 | 0 | 0 | 0 | 0 | 0
Inputs_Product_Res DLC Heat-Two Way Switch Existing.xlsx | Inputs_endUseLoadShapes.xlsx | Inputs_Global_KU_Winter.xlsx | Inputs_Product_Res DLC Heat-Two Way Switch Existing.xlsx | KU | 20 | Winter | Peak | 3 | Res DLC Heat-Two Way Switch Existing | [5 empty] | 0 | 0 | 0 | 0 | 0 | 0 | 0 | 0 | 0 | 0 | 0 | 0 | 0 | 0 | 0 | 0 | 0 | 0 | 0 | 0 | 0 | 0 | 0 | 0 | 0 | 0 | 0 | 0 | 0 | 0 | 0 | 0 | 0 | 0 | 0 | 0 | 0 | 0 | 0 | 0 | 0 | 0 | 0 | 0 | 0 | 0 | 0 | 0 | 0 | 0 | 0 | 0 | 0 | 0 | 0 | 0 | 0 | 0 | 0 | 0
Inputs_Product_Res DLC Heat-Two Way Switch Existing.xlsx | Inputs_endUseLoadShapes.xlsx | Inputs_Global_KU_Winter.xlsx | Inputs_Product_Res DLC Heat-Two Way Switch Existing.xlsx | KU | 20 | Winter | Peak | 3 | Res DLC Heat-Two Way Switch Existing | [5 empty] | 0 | 0 | 0 | 0 | 0 | 0 | 0 | 0 | 0 | 0 | 0 | 0 | 0 | 0 | 0 | 0 | 0 | 0 | 0 | 0 | 0 | 0 | 0 | 0 | 0 | 0 | 0 | 0 | 0 | 0 | 0 | 0 | 0 | 0 | 0 | 0 | 0 | 0 | 0 | 0 | 0 | 0 | 0 | 0 | 0 | 0 | 0 | 0 | 0 | 0 | 0 | 0 | 0 | 0 | 0 | 0 | 0 | 0 | 0 | 0
Inputs_Product_Res DLC Heat-Two Way Switch Existing.xlsx | Inputs_endUseLoadShapes.xlsx | Inputs_Global_KU_Winter.xlsx | Inputs_Product_Res DLC Heat-Two Way Switch Existing.xlsx | KU | 20 | Winter | Peak | 3 | Res DLC Heat-Two Way Switch Existing | [5 empty] | 0 | 0 | 0 | 0 | 0 | 0 | 0 | 0 | 0 | 0 | 0 | 0 | 0 | 0 | 0 | 0 | 0 | 0 | 0 | 0 | 0 | 0 | 0 | 0 | 0 | 0 | 0 | 0 | 0 | 0 | 0 | 0 | 0 | 0 | 0 | 0 | 0 | 0 | 0 | 0 | 0 | 0 | 0 | 0 | 0 | 0 | 0 | 0 | 0 | 0 | 0 | 0 | 0 | 0 | 0 | 0 | 0 | 0 | 0 | 0
Inputs_Product_Res DLC Heat-Two Way Switch Existing.xlsx | Inputs_endUseLoadShapes.xlsx | Inputs_Global_KU_Winter.xlsx | Inputs_Product_Res DLC Heat-Two Way Switch Existing.xlsx | KU | 20 | Winter | Peak | 3 | Res DLC Heat-Two Way Switch Existing | [5 empty] | 0 | 0 | 0 | 0 | 0 | 0 | 0 | 0 | 0 | 0 | 0 | 0 | 0 | 0 | 0 | 0 | 0 | 0 | 0 | 0 | 0 | 0 | 0 | 0 | 0 | 0 | 0 | 0 | 0 | 0 | 0 | 0 | 0 | 0 | 0 | 0 | 0 | 0 | 0 | 0 | 0 | 0 | 0 | 0 | 0 | 0 | 0 | 0 | 0 | 0 | 0 | 0 | 0 | 0 | 0 | 0 | 0 | 0 | 0 | 0
Inputs_Product_Res DLC Heat-Two Way Switch Existing.xlsx | Inputs_endUseLoadShapes.xlsx | Inputs_Global_KU_Winter.xlsx | Inputs_Product_Res DLC Heat-Two Way Switch Existing.xlsx | KU | 20 | Winter | Peak | 3 | Res DLC Heat-Two Way Switch Existing | [5 empty] | 0 | 0 | 0 | 0 | 0 | 0 | 0 | 0 | 0 | 0 | 0 | 0 | 0 | 0 | 0 | 0 | 0 | 0 | 0 | 0 | 0 | 0 | 0 | 0 | 0 | 0 | 0 | 0 | 0 | 0 | 0 | 0 | 0 | 0 | 0 | 0 | 0 | 0 | 0 | 0 | 0 | 0 | 0 | 0 | 0 | 0 | 0 | 0 | 0 | 0 | 0 | 0 | 0 | 0 | 0 | 0 | 0 | 0 | 0 | 0
Inputs_Product_Res DLC Heat-Two Way Switch Existing.xlsx | Inputs_endUseLoadShapes.xlsx | Inputs_Global_KU_Winter.xlsx | Inputs_Product_Res DLC Heat-Two Way Switch Existing.xlsx | KU | 20 | Winter | Peak | 3 | Res DLC Heat-Two Way Switch Existing | [5 empty] | 0 | 0 | 0 | 0 | 0 | 0 | 0 | 0 | 0 | 0 | 0 | 0 | 0 | 0 | 0 | 0 | 0 | 0 | 0 | 0 | 0 | 0 | 0 | 0 | 0 | 0 | 0 | 0 | 0 | 0 | 0 | 0 | 0 | 0 | 0 | 0 | 0 | 0 | 0 | 0 | 0 | 0 | 0 | 0 | 0 | 0 | 0 | 0 | 0 | 0 | 0 | 0 | 0 | 0 | 0 | 0 | 0 | 0 | 0 | 0
Inputs_Product_Res DLC Heat-Two Way Switch Existing.xlsx | Inputs_endUseLoadShapes.xlsx | Inputs_Global_KU_Winter.xlsx | Inputs_Product_Res DLC Heat-Two Way Switch Existing.xlsx | KU | 20 | Winter | Peak | 3 | Res DLC Heat-Two Way Switch Existing | [5 empty] | 0 | 0 | 0 | 0 | 0 | 0 | 0 | 0 | 0 | 0 | 0 | 0 | 0 | 0 | 0 | 0 | 0 | 0 | 0 | 0 | 0 | 0 | 0 | 0 | 0 | 0 | 0 | 0 | 0 | 0 | 0 | 0 | 0 | 0 | 0 | 0 | 0 | 0 | 0 | 0 | 0 | 0 | 0 | 0 | 0 | 0 | 0 | 0 | 0 | 0 | 0 | 0 | 0 | 0 | 0 | 0 | 0 | 0 | 0 | 0
Inputs_Product_Res DLC Heat-Two Way Switch Existing.xlsx | Inputs_endUseLoadShapes.xlsx | Inputs_Global_KU_Winter.xlsx | Inputs_Product_Res DLC Heat-Two Way Switch Existing.xlsx | KU | 20 | Winter | Peak | 3 | Res DLC Heat-Two Way Switch Existing | [5 empty] | 0 | 0 | 0 | 0 | 0 | 0 | 0 | 0 | 0 | 0 | 0 | 0 | 0 | 0 | 0 | 0 | 0 | 0 | 0 | 0 | 0 | 0 | 0 | 0 | 0 | 0 | 0 | 0 | 0 | 0 | 0 | 0 | 0 | 0 | 0 | 0 | 0 | 0 | 0 | 0 | 0 | 0 | 0 | 0 | 0 | 0 | 0 | 0 | 0 | 0 | 0 | 0 | 0 | 0 | 0 | 0 | 0 | 0 | 0 | 0
Inputs_Product_Res DLC Heat-Two Way Switch Existing.xlsx | Inputs_endUseLoadShapes.xlsx | Inputs_Global_KU_Winter.xlsx | Inputs_Product_Res DLC Heat-Two Way Switch Existing.xlsx | KU | 20 | Winter | Peak | 3 | Res DLC Heat-Two Way Switch Existing | [5 empty] | 0 | 0 | 0 | 0 | 0 | 0 | 0 | 0 | 0 | 0 | 0 | 0 | 0 | 0 | 0 | 0 | 0 | 0 | 0 | 0 | 0 | 0 | 0 | 0 | 0 | 0 | 0 | 0 | 0 | 0 | 0 | 0 | 0 | 0 | 0 | 0 | 0 | 0 | 0 | 0 | 0 | 0 | 0 | 0 | 0 | 0 | 0 | 0 | 0 | 0 | 0 | 0 | 0 | 0 | 0 | 0 | 0 | 0 | 0 | 0
Inputs_Product_Res DLC Heat-Two Way Switch Existing.xlsx | Inputs_endUseLoadShapes.xlsx | Inputs_Global_KU_Winter.xlsx | Inputs_Product_Res DLC Heat-Two Way Switch Existing.xlsx | KU | 20 | Winter | Peak | 3 | Res DLC Heat-Two Way Switch Existing | [5 empty] | 0.15345 | 0.14425 | 0.1356 | 0.12746 | 0.11982 | 0.11263 | 0.10587 | 0.099524 | 0.093554 | 0.087943 | 0.082668 | 0.077709 | 0.073048 | 0.068666 | 0.064547 | 0.060676 | 0.057036 | 0.053615 | 0.050399 | 0.047376 | 0 | 0 | 0 | 0 | 0 | 0 | 0 | 0 | 0 | 0 | 217.665 | 204.6088 | 192.3358 | 180.799 | 169.9542 | 159.7599 | 150.1771 | 141.169 | 132.7013 | 124.7415 | 117.2592 | 110.2257 | 103.614 | 97.399 | 91.5567 | 86.0649 | 80.9025 | 76.0497 | 71.4881 | 67.2 | 0 | 0 | 0 | 0 | 0 | 0 | 0 | 0 | 0 | 0
Inputs_Product_Res DLC Heat-Two Way Switch Existing.xlsx | Inputs_endUseLoadShapes.xlsx | Inputs_Global_KU_Winter.xlsx | Inputs_Product_Res DLC Heat-Two Way Switch Existing.xlsx | KU | 20 | Winter | Peak | 3 | Res DLC Heat-Two Way Switch Existing | [5 empty] | 0.16939 | 0.15923 | 0.14967 | 0.1407 | 0.13226 | 0.12432 | 0.11687 | 0.10986 | 0.10327 | 0.097073 | 0.09125 | 0.085777 | 0.080632 | 0.075795 | 0.071249 | 0.066975 | 0.062958 | 0.059181 | 0.055632 | 0.052295 | 0 | 0 | 0 | 0 | 0 | 0 | 0 | 0 | 0 | 0 | 240.2633 | 225.8517 | 212.3045 | 199.5699 | 187.5991 | 176.3464 | 165.7687 | 155.8254 | 146.4786 | 137.6924 | 129.4333 | 121.6695 | 114.3714 | 107.5111 | 101.0623 | 95.0003 | 89.3019 | 83.9454 | 78.9101 | 74.1769 | 0 | 0 | 0 | 0 | 0 | 0 | 0 | 0 | 0 | 0
Inputs_Product_Res DLC Heat-Two Way Switch Existing.xlsx | Inputs_endUseLoadShapes.xlsx | Inputs_Global_KU_Winter.xlsx | Inputs_Product_Res DLC Heat-Two Way Switch Existing.xlsx | KU | 20 | Winter | Peak | 3 | Res DLC Heat-Two Way Switch Existing | [5 empty] | 1.1598 | 1.0902 | 1.0248 | 0.96335 | 0.90556 | 0.85125 | 0.80019 | 0.75219 | 0.70707 | 0.66466 | 0.62479 | 0.58731 | 0.55208 | 0.51897 | 0.48784 | 0.45858 | 0.43107 | 0.40521 | 0.38091 | 0.35806 | 0 | 0 | 0 | 0 | 0 | 0 | 0 | 0 | 0 | 0 | 1645.0789 | 1546.4026 | 1453.6451 | 1366.4515 | 1284.4881 | 1207.441 | 1135.0154 | 1066.9341 | 1002.9365 | 942.7776 | 886.2272 | 833.0689 | 783.0992 | 736.1268 | 691.9719 | 650.4655 | 611.4488 | 574.7725 | 540.296 | 507.8876 | 0 | 0 | 0 | 0 | 0 | 0 | 0 | 0 | 0 | 0
Inputs_Product_Res DLC Heat-Two Way Switch Existing.xlsx | Inputs_endUseLoadShapes.xlsx | Inputs_Global_KU_Winter.xlsx | Inputs_Product_Res DLC Heat-Two Way Switch Existing.xlsx | KU | 20 | Winter | Peak | 3 | Res DLC Heat-Two Way Switch Existing | [5 empty] | 0 | 0 | 0 | 0 | 0 | 0 | 0 | 0 | 0 | 0 | 0 | 0 | 0 | 0 | 0 | 0 | 0 | 0 | 0 | 0 | 0 | 0 | 0 | 0 | 0 | 0 | 0 | 0 | 0 | 0 | 0 | 0 | 0 | 0 | 0 | 0 | 0 | 0 | 0 | 0 | 0 | 0 | 0 | 0 | 0 | 0 | 0 | 0 | 0 | 0 | 0 | 0 | 0 | 0 | 0 | 0 | 0 | 0 | 0 | 0
Inputs_Product_Res DLC Heat-Two Way Switch Existing.xlsx | Inputs_endUseLoadShapes.xlsx | Inputs_Global_KU_Winter.xlsx | Inputs_Product_Res DLC Heat-Two Way Switch Existing.xlsx | KU | 20 | Winter | Peak | 3 | Res DLC Heat-Two Way Switch Existing | [5 empty] | 0 | 0 | 0 | 0 | 0 | 0 | 0 | 0 | 0 | 0 | 0 | 0 | 0 | 0 | 0 | 0 | 0 | 0 | 0 | 0 | 0 | 0 | 0 | 0 | 0 | 0 | 0 | 0 | 0 | 0 | 0 | 0 | 0 | 0 | 0 | 0 | 0 | 0 | 0 | 0 | 0 | 0 | 0 | 0 | 0 | 0 | 0 | 0 | 0 | 0 | 0 | 0 | 0 | 0 | 0 | 0 | 0 | 0 | 0 | 0
Inputs_Product_Res DLC Heat-Two Way Switch Existing.xlsx | Inputs_endUseLoadShapes.xlsx | Inputs_Global_KU_Winter.xlsx | Inputs_Product_Res DLC Heat-Two Way Switch Existing.xlsx | KU | 20 | Winter | Peak | 3 | Res DLC Heat-Two Way Switch Existing | [5 empty] | 0 | 0 | 0 | 0 | 0 | 0 | 0 | 0 | 0 | 0 | 0 | 0 | 0 | 0 | 0 | 0 | 0 | 0 | 0 | 0 | 0 | 0 | 0 | 0 | 0 | 0 | 0 | 0 | 0 | 0 | 0 | 0 | 0 | 0 | 0 | 0 | 0 | 0 | 0 | 0 | 0 | 0 | 0 | 0 | 0 | 0 | 0 | 0 | 0 | 0 | 0 | 0 | 0 | 0 | 0 | 0 | 0 | 0 | 0 | 0
Inputs_Product_Res DLC Heat-Two Way Switch Existing.xlsx | Inputs_endUseLoadShapes.xlsx | Inputs_Global_KU_Winter.xlsx | Inputs_Product_Res DLC Heat-Two Way Switch Existing.xlsx | KU | 20 | Winter | Peak | 3 | Res DLC Heat-Two Way Switch Existing | [5 empty] | 0 | 0 | 0 | 0 | 0 | 0 | 0 | 0 | 0 | 0 | 0 | 0 | 0 | 0 | 0 | 0 | 0 | 0 | 0 | 0 | 0 | 0 | 0 | 0 | 0 | 0 | 0 | 0 | 0 | 0 | 0 | 0 | 0 | 0 | 0 | 0 | 0 | 0 | 0 | 0 | 0 | 0 | 0 | 0 | 0 | 0 | 0 | 0 | 0 | 0 | 0 | 0 | 0 | 0 | 0 | 0 | 0 | 0 | 0 | 0
Inputs_Product_Res DLC Heat-Two Way Switch New.xlsx | Inputs_endUseLoadShapes.xlsx | Inputs_Global_KU_Winter.xlsx | Inputs_Product_Res DLC Heat-Two Way Switch New.xlsx | KU | 20 | Winter | Peak | 3 | Res DLC Heat-Two Way Switch New | [5 empty] | 0 | 0 | 0 | 0 | 0 | 0 | 0 | 0 | 0 | 0 | 0 | 0 | 0 | 0 | 0 | 0 | 0 | 0 | 0 | 0 | 0 | 0 | 0 | 0 | 0 | 0 | 0 | 0 | 0 | 0 | 0 | 0 | 0 | 0 | 0 | 0 | 0 | 0 | 0 | 0 | 0 | 0 | 0 | 0 | 0 | 0 | 0 | 0 | 0 | 0 | 0 | 0 | 0 | 0 | 0 | 0 | 0 | 0 | 0 | 0
Inputs_Product_Res DLC Heat-Two Way Switch New.xlsx | Inputs_endUseLoadShapes.xlsx | Inputs_Global_KU_Winter.xlsx | Inputs_Product_Res DLC Heat-Two Way Switch New.xlsx | KU | 20 | Winter | Peak | 3 | Res DLC Heat-Two Way Switch New | [5 empty] | 0 | 0 | 0 | 0 | 0 | 0 | 0 | 0 | 0 | 0 | 0 | 0 | 0 | 0 | 0 | 0 | 0 | 0 | 0 | 0 | 0 | 0 | 0 | 0 | 0 | 0 | 0 | 0 | 0 | 0 | 0 | 0 | 0 | 0 | 0 | 0 | 0 | 0 | 0 | 0 | 0 | 0 | 0 | 0 | 0 | 0 | 0 | 0 | 0 | 0 | 0 | 0 | 0 | 0 | 0 | 0 | 0 | 0 | 0 | 0
Inputs_Product_Res DLC Heat-Two Way Switch New.xlsx | Inputs_endUseLoadShapes.xlsx | Inputs_Global_KU_Winter.xlsx | Inputs_Product_Res DLC Heat-Two Way Switch New.xlsx | KU | 20 | Winter | Peak | 3 | Res DLC Heat-Two Way Switch New | [5 empty] | 0 | 0 | 0 | 0 | 0 | 0 | 0 | 0 | 0 | 0 | 0 | 0 | 0 | 0 | 0 | 0 | 0 | 0 | 0 | 0 | 0 | 0 | 0 | 0 | 0 | 0 | 0 | 0 | 0 | 0 | 0 | 0 | 0 | 0 | 0 | 0 | 0 | 0 | 0 | 0 | 0 | 0 | 0 | 0 | 0 | 0 | 0 | 0 | 0 | 0 | 0 | 0 | 0 | 0 | 0 | 0 | 0 | 0 | 0 | 0
Inputs_Product_Res DLC Heat-Two Way Switch New.xlsx | Inputs_endUseLoadShapes.xlsx | Inputs_Global_KU_Winter.xlsx | Inputs_Product_Res DLC Heat-Two Way Switch New.xlsx | KU | 20 | Winter | Peak | 3 | Res DLC Heat-Two Way Switch New | [5 empty] | 0 | 0 | 0 | 0 | 0 | 0 | 0 | 0 | 0 | 0 | 0 | 0 | 0 | 0 | 0 | 0 | 0 | 0 | 0 | 0 | 0 | 0 | 0 | 0 | 0 | 0 | 0 | 0 | 0 | 0 | 0 | 0 | 0 | 0 | 0 | 0 | 0 | 0 | 0 | 0 | 0 | 0 | 0 | 0 | 0 | 0 | 0 | 0 | 0 | 0 | 0 | 0 | 0 | 0 | 0 | 0 | 0 | 0 | 0 | 0
Inputs_Product_Res DLC Heat-Two Way Switch New.xlsx | Inputs_endUseLoadShapes.xlsx | Inputs_Global_KU_Winter.xlsx | Inputs_Product_Res DLC Heat-Two Way Switch New.xlsx | KU | 20 | Winter | Peak | 3 | Res DLC Heat-Two Way Switch New | [5 empty] | 0 | 0 | 0 | 0 | 0 | 0 | 0 | 0 | 0 | 0 | 0 | 0 | 0 | 0 | 0 | 0 | 0 | 0 | 0 | 0 | 0 | 0 | 0 | 0 | 0 | 0 | 0 | 0 | 0 | 0 | 0 | 0 | 0 | 0 | 0 | 0 | 0 | 0 | 0 | 0 | 0 | 0 | 0 | 0 | 0 | 0 | 0 | 0 | 0 | 0 | 0 | 0 | 0 | 0 | 0 | 0 | 0 | 0 | 0 | 0
Inputs_Product_Res DLC Heat-Two Way Switch New.xlsx | Inputs_endUseLoadShapes.xlsx | Inputs_Global_KU_Winter.xlsx | Inputs_Product_Res DLC Heat-Two Way Switch New.xlsx | KU | 20 | Winter | Peak | 3 | Res DLC Heat-Two Way Switch New | [5 empty] | 0 | 0 | 0 | 0 | 0 | 0 | 0 | 0 | 0 | 0 | 0 | 0 | 0 | 0 | 0 | 0 | 0 | 0 | 0 | 0 | 0 | 0 | 0 | 0 | 0 | 0 | 0 | 0 | 0 | 0 | 0 | 0 | 0 | 0 | 0 | 0 | 0 | 0 | 0 | 0 | 0 | 0 | 0 | 0 | 0 | 0 | 0 | 0 | 0 | 0 | 0 | 0 | 0 | 0 | 0 | 0 | 0 | 0 | 0 | 0
Inputs_Product_Res DLC Heat-Two Way Switch New.xlsx | Inputs_endUseLoadShapes.xlsx | Inputs_Global_KU_Winter.xlsx | Inputs_Product_Res DLC Heat-Two Way Switch New.xlsx | KU | 20 | Winter | Peak | 3 | Res DLC Heat-Two Way Switch New | [5 empty] | 0 | 0 | 0 | 0 | 0 | 0 | 0 | 0 | 0 | 0 | 0 | 0 | 0 | 0 | 0 | 0 | 0 | 0 | 0 | 0 | 0 | 0 | 0 | 0 | 0 | 0 | 0 | 0 | 0 | 0 | 0 | 0 | 0 | 0 | 0 | 0 | 0 | 0 | 0 | 0 | 0 | 0 | 0 | 0 | 0 | 0 | 0 | 0 | 0 | 0 | 0 | 0 | 0 | 0 | 0 | 0 | 0 | 0 | 0 | 0
Inputs_Product_Res DLC Heat-Two Way Switch New.xlsx | Inputs_endUseLoadShapes.xlsx | Inputs_Global_KU_Winter.xlsx | Inputs_Product_Res DLC Heat-Two Way Switch New.xlsx | KU | 20 | Winter | Peak | 3 | Res DLC Heat-Two Way Switch New | [5 empty] | 0 | 0 | 0 | 0 | 0 | 0 | 0 | 0 | 0 | 0 | 0 | 0 | 0 | 0 | 0 | 0 | 0 | 0 | 0 | 0 | 0 | 0 | 0 | 0 | 0 | 0 | 0 | 0 | 0 | 0 | 0 | 0 | 0 | 0 | 0 | 0 | 0 | 0 | 0 | 0 | 0 | 0 | 0 | 0 | 0 | 0 | 0 | 0 | 0 | 0 | 0 | 0 | 0 | 0 | 0 | 0 | 0 | 0 | 0 | 0
Inputs_Product_Res DLC Heat-Two Way Switch New.xlsx | Inputs_endUseLoadShapes.xlsx | Inputs_Global_KU_Winter.xlsx | Inputs_Product_Res DLC Heat-Two Way Switch New.xlsx | KU | 20 | Winter | Peak | 3 | Res DLC Heat-Two Way Switch New | [5 empty] | 0 | 0 | 0 | 0 | 0 | 0 | 0 | 0 | 0 | 0 | 0 | 0 | 0 | 0 | 0 | 0 | 0 | 0 | 0 | 0 | 0 | 0 | 0 | 0 | 0 | 0 | 0 | 0 | 0 | 0 | 0 | 0 | 0 | 0 | 0 | 0 | 0 | 0 | 0 | 0 | 0 | 0 | 0 | 0 | 0 | 0 | 0 | 0 | 0 | 0 | 0 | 0 | 0 | 0 | 0 | 0 | 0 | 0 | 0 | 0
Inputs_Product_Res DLC Heat-Two Way Switch New.xlsx | Inputs_endUseLoadShapes.xlsx | Inputs_Global_KU_Winter.xlsx | Inputs_Product_Res DLC Heat-Two Way Switch New.xlsx | KU | 20 | Winter | Peak | 3 | Res DLC Heat-Two Way Switch New | [5 empty] | 0 | 0 | 0 | 0 | 0 | 0 | 0 | 0 | 0 | 0 | 0 | 0 | 0 | 0 | 0 | 0 | 0 | 0 | 0 | 0 | 0 | 0 | 0 | 0 | 0 | 0 | 0 | 0 | 0 | 0 | 0 | 0 | 0 | 0 | 0 | 0 | 0 | 0 | 0 | 0 | 0 | 0 | 0 | 0 | 0 | 0 | 0 | 0 | 0 | 0 | 0 | 0 | 0 | 0 | 0 | 0 | 0 | 0 | 0 | 0
Inputs_Product_Res DLC Heat-Two Way Switch New.xlsx | Inputs_endUseLoadShapes.xlsx | Inputs_Global_KU_Winter.xlsx | Inputs_Product_Res DLC Heat-Two Way Switch New.xlsx | KU | 20 | Winter | Peak | 3 | Res DLC Heat-Two Way Switch New | [5 empty] | 0 | 0 | 0 | 0 | 0 | 0 | 0 | 0 | 0 | 0 | 0 | 0 | 0 | 0 | 0 | 0 | 0 | 0 | 0 | 0 | 0 | 0 | 0 | 0 | 0 | 0 | 0 | 0 | 0 | 0 | 0 | 0 | 0 | 0 | 0 | 0 | 0 | 0 | 0 | 0 | 0 | 0 | 0 | 0 | 0 | 0 | 0 | 0 | 0 | 0 | 0 | 0 | 0 | 0 | 0 | 0 | 0 | 0 | 0 | 0
Inputs_Product_Res DLC Heat-Two Way Switch New.xlsx | Inputs_endUseLoadShapes.xlsx | Inputs_Global_KU_Winter.xlsx | Inputs_Product_Res DLC Heat-Two Way Switch New.xlsx | KU | 20 | Winter | Peak | 3 | Res DLC Heat-Two Way Switch New | [5 empty] | 0 | 0 | 0 | 0 | 0 | 0 | 0 | 0 | 0 | 0 | 0 | 0 | 0 | 0 | 0 | 0 | 0 | 0 | 0 | 0 | 0 | 0 | 0 | 0 | 0 | 0 | 0 | 0 | 0 | 0 | 0 | 0 | 0 | 0 | 0 | 0 | 0 | 0 | 0 | 0 | 0 | 0 | 0 | 0 | 0 | 0 | 0 | 0 | 0 | 0 | 0 | 0 | 0 | 0 | 0 | 0 | 0 | 0 | 0 | 0
Inputs_Product_Res DLC Heat-Two Way Switch New.xlsx | Inputs_endUseLoadShapes.xlsx | Inputs_Global_KU_Winter.xlsx | Inputs_Product_Res DLC Heat-Two Way Switch New.xlsx | KU | 20 | Winter | Peak | 3 | Res DLC Heat-Two Way Switch New | [5 empty] | 0 | 0 | 0 | 0 | 0 | 0 | 0 | 0 | 0 | 0 | 0 | 0 | 0 | 0 | 0 | 0 | 0 | 0 | 0 | 0 | 0 | 0 | 0 | 0 | 0 | 0 | 0 | 0 | 0 | 0 | 0 | 0 | 0 | 0 | 0 | 0 | 0 | 0 | 0 | 0 | 0 | 0 | 0 | 0 | 0 | 0 | 0 | 0 | 0 | 0 | 0 | 0 | 0 | 0 | 0 | 0 | 0 | 0 | 0 | 0
Inputs_Product_Res DLC Heat-Two Way Switch New.xlsx | Inputs_endUseLoadShapes.xlsx | Inputs_Global_KU_Winter.xlsx | Inputs_Product_Res DLC Heat-Two Way Switch New.xlsx | KU | 20 | Winter | Peak | 3 | Res DLC Heat-Two Way Switch New | [5 empty] | 0 | 0 | 0 | 0 | 0 | 0 | 0 | 0 | 0 | 0 | 0 | 0 | 0 | 0 | 0 | 0 | 0 | 0 | 0 | 0 | 0 | 0 | 0 | 0 | 0 | 0 | 0 | 0 | 0 | 0 | 0 | 0 | 0 | 0 | 0 | 0 | 0 | 0 | 0 | 0 | 0 | 0 | 0 | 0 | 0 | 0 | 0 | 0 | 0 | 0 | 0 | 0 | 0 | 0 | 0 | 0 | 0 | 0 | 0 | 0
Inputs_Product_Res DLC Heat-Two Way Switch New.xlsx | Inputs_endUseLoadShapes.xlsx | Inputs_Global_KU_Winter.xlsx | Inputs_Product_Res DLC Heat-Two Way Switch New.xlsx | KU | 20 | Winter | Peak | 3 | Res DLC Heat-Two Way Switch New | [5 empty] | 0 | 0 | 0 | 0 | 0 | 0 | 0 | 0 | 0 | 0 | 0 | 0 | 0 | 0 | 0 | 0 | 0 | 0 | 0 | 0 | 0 | 0 | 0 | 0 | 0 | 0 | 0 | 0 | 0 | 0 | 0 | 0 | 0 | 0 | 0 | 0 | 0 | 0 | 0 | 0 | 0 | 0 | 0 | 0 | 0 | 0 | 0 | 0 | 0 | 0 | 0 | 0 | 0 | 0 | 0 | 0 | 0 | 0 | 0 | 0
Inputs_Product_Res DLC Heat-Two Way Switch New.xlsx | Inputs_endUseLoadShapes.xlsx | Inputs_Global_KU_Winter.xlsx | Inputs_Product_Res DLC Heat-Two Way Switch New.xlsx | KU | 20 | Winter | Peak | 3 | Res DLC Heat-Two Way Switch New | [5 empty] | 0 | 0 | 0 | 0 | 0 | 0 | 0 | 0 | 0 | 0 | 0 | 0 | 0 | 0 | 0 | 0 | 0 | 0 | 0 | 0 | 0 | 0 | 0 | 0 | 0 | 0 | 0 | 0 | 0 | 0 | 0 | 0 | 0 | 0 | 0 | 0 | 0 | 0 | 0 | 0 | 0 | 0 | 0 | 0 | 0 | 0 | 0 | 0 | 0 | 0 | 0 | 0 | 0 | 0 | 0 | 0 | 0 | 0 | 0 | 0
Inputs_Product_Res DLC Heat-Two Way Switch New.xlsx | Inputs_endUseLoadShapes.xlsx | Inputs_Global_KU_Winter.xlsx | Inputs_Product_Res DLC Heat-Two Way Switch New.xlsx | KU | 20 | Winter | Peak | 3 | Res DLC Heat-Two Way Switch New | [5 empty] | 0 | 0 | 0 | 0 | 0 | 0 | 0 | 0 | 0 | 0 | 0 | 0 | 0 | 0 | 0 | 0 | 0 | 0 | 0 | 0 | 0 | 0 | 0 | 0 | 0 | 0 | 0 | 0 | 0 | 0 | 0 | 0 | 0 | 0 | 0 | 0 | 0 | 0 | 0 | 0 | 0 | 0 | 0 | 0 | 0 | 0 | 0 | 0 | 0 | 0 | 0 | 0 | 0 | 0 | 0 | 0 | 0 | 0 | 0 | 0
Inputs_Product_Res DLC Heat-Two Way Switch New.xlsx | Inputs_endUseLoadShapes.xlsx | Inputs_Global_KU_Winter.xlsx | Inputs_Product_Res DLC Heat-Two Way Switch New.xlsx | KU | 20 | Winter | Peak | 3 | Res DLC Heat-Two Way Switch New | [5 empty] | 0 | 0 | 0 | 0 | 0 | 0 | 0 | 0 | 0 | 0 | 0 | 0 | 0 | 0 | 0 | 0 | 0 | 0 | 0 | 0 | 0 | 0 | 0 | 0 | 0 | 0 | 0 | 0 | 0 | 0 | 0 | 0 | 0 | 0 | 0 | 0 | 0 | 0 | 0 | 0 | 0 | 0 | 0 | 0 | 0 | 0 | 0 | 0 | 0 | 0 | 0 | 0 | 0 | 0 | 0 | 0 | 0 | 0 | 0 | 0
Inputs_Product_Res DLC Heat-Two Way Switch New.xlsx | Inputs_endUseLoadShapes.xlsx | Inputs_Global_KU_Winter.xlsx | Inputs_Product_Res DLC Heat-Two Way Switch New.xlsx | KU | 20 | Winter | Peak | 3 | Res DLC Heat-Two Way Switch New | [5 empty] | 0 | 0 | 0 | 0 | 0 | 0 | 0 | 0 | 0 | 0 | 0 | 0 | 0 | 0 | 0 | 0 | 0 | 0 | 0 | 0 | 0 | 0 | 0 | 0 | 0 | 0 | 0 | 0 | 0 | 0 | 0 | 0 | 0 | 0 | 0 | 0 | 0 | 0 | 0 | 0 | 0 | 0 | 0 | 0 | 0 | 0 | 0 | 0 | 0 | 0 | 0 | 0 | 0 | 0 | 0 | 0 | 0 | 0 | 0 | 0
Inputs_Product_Res DLC Heat-Two Way Switch New.xlsx | Inputs_endUseLoadShapes.xlsx | Inputs_Global_KU_Winter.xlsx | Inputs_Product_Res DLC Heat-Two Way Switch New.xlsx | KU | 20 | Winter | Peak | 3 | Res DLC Heat-Two Way Switch New | [5 empty] | 0 | 0 | 0 | 0 | 0 | 0 | 0 | 0 | 0 | 0 | 0 | 0 | 0 | 0 | 0 | 0 | 0 | 0 | 0 | 0 | 0 | 0 | 0 | 0 | 0 | 0 | 0 | 0 | 0 | 0 | 0 | 0 | 0 | 0 | 0 | 0 | 0 | 0 | 0 | 0 | 0 | 0 | 0 | 0 | 0 | 0 | 0 | 0 | 0 | 0 | 0 | 0 | 0 | 0 | 0 | 0 | 0 | 0 | 0 | 0
Inputs_Product_Res DLC Heat-Two Way Switch New.xlsx | Inputs_endUseLoadShapes.xlsx | Inputs_Global_KU_Winter.xlsx | Inputs_Product_Res DLC Heat-Two Way Switch New.xlsx | KU | 20 | Winter | Peak | 3 | Res DLC Heat-Two Way Switch New | [5 empty] | 0 | 0 | 0 | 0 | 0 | 0 | 0 | 0 | 0 | 0 | 0 | 0 | 0 | 0 | 0 | 0 | 0 | 0 | 0 | 0 | 0 | 0 | 0 | 0 | 0 | 0 | 0 | 0 | 0 | 0 | 0 | 0 | 0 | 0 | 0 | 0 | 0 | 0 | 0 | 0 | 0 | 0 | 0 | 0 | 0 | 0 | 0 | 0 | 0 | 0 | 0 | 0 | 0 | 0 | 0 | 0 | 0 | 0 | 0 | 0
Inputs_Product_Res DLC Heat-Two Way Switch New.xlsx | Inputs_endUseLoadShapes.xlsx | Inputs_Global_KU_Winter.xlsx | Inputs_Product_Res DLC Heat-Two Way Switch New.xlsx | KU | 20 | Winter | Peak | 3 | Res DLC Heat-Two Way Switch New | [5 empty] | 0 | 0 | 0 | 0 | 0 | 0 | 0 | 0 | 0 | 0 | 0 | 0 | 0 | 0 | 0 | 0 | 0 | 0 | 0 | 0 | 0 | 0 | 0 | 0 | 0 | 0 | 0 | 0 | 0 | 0 | 0 | 0 | 0 | 0 | 0 | 0 | 0 | 0 | 0 | 0 | 0 | 0 | 0 | 0 | 0 | 0 | 0 | 0 | 0 | 0 | 0 | 0 | 0 | 0 | 0 | 0 | 0 | 0 | 0 | 0
Inputs_Product_Res DLC Heat-Two Way Switch New.xlsx | Inputs_endUseLoadShapes.xlsx | Inputs_Global_KU_Winter.xlsx | Inputs_Product_Res DLC Heat-Two Way Switch New.xlsx | KU | 20 | Winter | Peak | 3 | Res DLC Heat-Two Way Switch New | [5 empty] | 0 | 0 | 0 | 0 | 0 | 0 | 0 | 0 | 0 | 0 | 0 | 0 | 0 | 0 | 0 | 0 | 0 | 0 | 0 | 0 | 0 | 0 | 0 | 0 | 0 | 0 | 0 | 0 | 0 | 0 | 0 | 0 | 0 | 0 | 0 | 0 | 0 | 0 | 0 | 0 | 0 | 0 | 0 | 0 | 0 | 0 | 0 | 0 | 0 | 0 | 0 | 0 | 0 | 0 | 0 | 0 | 0 | 0 | 0 | 0
Inputs_Product_Res DLC Heat-Two Way Switch New.xlsx | Inputs_endUseLoadShapes.xlsx | Inputs_Global_KU_Winter.xlsx | Inputs_Product_Res DLC Heat-Two Way Switch New.xlsx | KU | 20 | Winter | Peak | 3 | Res DLC Heat-Two Way Switch New | [5 empty] | 0 | 0 | 0 | 0 | 0 | 0 | 0 | 0 | 0 | 0 | 0 | 0 | 0 | 0 | 0 | 0 | 0 | 0 | 0 | 0 | 0 | 0 | 0 | 0 | 0 | 0 | 0 | 0 | 0 | 0 | 0 | 0 | 0 | 0 | 0 | 0 | 0 | 0 | 0 | 0 | 0 | 0 | 0 | 0 | 0 | 0 | 0 | 0 | 0 | 0 | 0 | 0 | 0 | 0 | 0 | 0 | 0 | 0 | 0 | 0
Inputs_Product_Res DLC Heat-Two Way Switch New.xlsx | Inputs_endUseLoadShapes.xlsx | Inputs_Global_KU_Winter.xlsx | Inputs_Product_Res DLC Heat-Two Way Switch New.xlsx | KU | 20 | Winter | Peak | 3 | Res DLC Heat-Two Way Switch New | [5 empty] | 0 | 0 | 0 | 0 | 0 | 0 | 0 | 0 | 0 | 0 | 0 | 0 | 0 | 0 | 0 | 0 | 0 | 0 | 0 | 0 | 0 | 0 | 0 | 0 | 0 | 0 | 0 | 0 | 0 | 0 | 0 | 0 | 0 | 0 | 0 | 0 | 0 | 0 | 0 | 0 | 0 | 0 | 0 | 0 | 0 | 0 | 0 | 0 | 0 | 0 | 0 | 0 | 0 | 0 | 0 | 0 | 0 | 0 | 0 | 0
Inputs_Product_Res DLC Heat-Two Way Switch New.xlsx | Inputs_endUseLoadShapes.xlsx | Inputs_Global_KU_Winter.xlsx | Inputs_Product_Res DLC Heat-Two Way Switch New.xlsx | KU | 20 | Winter | Peak | 3 | Res DLC Heat-Two Way Switch New | [5 empty] | 0 | 0 | 0 | 0 | 0 | 0 | 0 | 0 | 0 | 0 | 0 | 0 | 0 | 0 | 0 | 0 | 0 | 0 | 0 | 0 | 0 | 0 | 0 | 0 | 0 | 0 | 0 | 0 | 0 | 0 | 0 | 0 | 0 | 0 | 0 | 0 | 0 | 0 | 0 | 0 | 0 | 0 | 0 | 0 | 0 | 0 | 0 | 0 | 0 | 0 | 0 | 0 | 0 | 0 | 0 | 0 | 0 | 0 | 0 | 0
Inputs_Product_Res DLC Heat-Two Way Switch New.xlsx | Inputs_endUseLoadShapes.xlsx | Inputs_Global_KU_Winter.xlsx | Inputs_Product_Res DLC Heat-Two Way Switch New.xlsx | KU | 20 | Winter | Peak | 3 | Res DLC Heat-Two Way Switch New | [5 empty] | 0 | 0 | 0 | 0 | 0 | 0 | 0 | 0 | 0 | 0 | 0 | 0 | 0 | 0 | 0 | 0 | 0 | 0 | 0 | 0 | 0 | 0 | 0 | 0 | 0 | 0 | 0 | 0 | 0 | 0 | 0 | 0 | 0 | 0 | 0 | 0 | 0 | 0 | 0 | 0 | 0 | 0 | 0 | 0 | 0 | 0 | 0 | 0 | 0 | 0 | 0 | 0 | 0 | 0 | 0 | 0 | 0 | 0 | 0 | 0
Inputs_Product_Res DLC Heat-Two Way Switch New.xlsx | Inputs_endUseLoadShapes.xlsx | Inputs_Global_KU_Winter.xlsx | Inputs_Product_Res DLC Heat-Two Way Switch New.xlsx | KU | 20 | Winter | Peak | 3 | Res DLC Heat-Two Way Switch New | [5 empty] | 0 | 0 | 0 | 0 | 0 | 0 | 0 | 0 | 0 | 0 | 0 | 0 | 0 | 0 | 0 | 0 | 0 | 0 | 0 | 0 | 0 | 0 | 0 | 0 | 0 | 0 | 0 | 0 | 0 | 0 | 0 | 0 | 0 | 0 | 0 | 0 | 0 | 0 | 0 | 0 | 0 | 0 | 0 | 0 | 0 | 0 | 0 | 0 | 0 | 0 | 0 | 0 | 0 | 0 | 0 | 0 | 0 | 0 | 0 | 0
Inputs_Product_Res DLC Heat-Two Way Switch New.xlsx | Inputs_endUseLoadShapes.xlsx | Inputs_Global_KU_Winter.xlsx | Inputs_Product_Res DLC Heat-Two Way Switch New.xlsx | KU | 20 | Winter | Peak | 3 | Res DLC Heat-Two Way Switch New | [5 empty] | 0 | 0 | 0 | 0 | 0 | 0 | 0 | 0 | 0 | 0 | 0 | 0 | 0 | 0 | 0 | 0 | 0 | 0 | 0 | 0 | 0 | 0 | 0 | 0 | 0 | 0 | 0 | 0 | 0 | 0 | 0 | 0 | 0 | 0 | 0 | 0 | 0 | 0 | 0 | 0 | 0 | 0 | 0 | 0 | 0 | 0 | 0 | 0 | 0 | 0 | 0 | 0 | 0 | 0 | 0 | 0 | 0 | 0 | 0 | 0
Inputs_Product_Res DLC Heat-Two Way Switch New.xlsx | Inputs_endUseLoadShapes.xlsx | Inputs_Global_KU_Winter.xlsx | Inputs_Product_Res DLC Heat-Two Way Switch New.xlsx | KU | 20 | Winter | Peak | 3 | Res DLC Heat-Two Way Switch New | [5 empty] | 0 | 0 | 0 | 0 | 0 | 0 | 0 | 0 | 0 | 0 | 0 | 0 | 0 | 0 | 0 | 0 | 0 | 0 | 0 | 0 | 0 | 0 | 0 | 0 | 0 | 0 | 0 | 0 | 0 | 0 | 0 | 0 | 0 | 0 | 0 | 0 | 0 | 0 | 0 | 0 | 0 | 0 | 0 | 0 | 0 | 0 | 0 | 0 | 0 | 0 | 0 | 0 | 0 | 0 | 0 | 0 | 0 | 0 | 0 | 0
Inputs_Product_Res DLC Heat-Two Way Switch New.xlsx | Inputs_endUseLoadShapes.xlsx | Inputs_Global_KU_Winter.xlsx | Inputs_Product_Res DLC Heat-Two Way Switch New.xlsx | KU | 20 | Winter | Peak | 3 | Res DLC Heat-Two Way Switch New | [5 empty] | 0 | 0 | 0 | 0 | 0 | 0 | 0 | 0 | 0 | 0 | 0 | 0 | 0 | 0 | 0 | 0 | 0 | 0 | 0 | 0 | 0 | 0 | 0 | 0 | 0 | 0 | 0 | 0 | 0 | 0 | 0 | 0 | 0 | 0 | 0 | 0 | 0 | 0 | 0 | 0 | 0 | 0 | 0 | 0 | 0 | 0 | 0 | 0 | 0 | 0 | 0 | 0 | 0 | 0 | 0 | 0 | 0 | 0 | 0 | 0
Inputs_Product_Res DLC Heat-Two Way Switch New.xlsx | Inputs_endUseLoadShapes.xlsx | Inputs_Global_KU_Winter.xlsx | Inputs_Product_Res DLC Heat-Two Way Switch New.xlsx | KU | 20 | Winter | Peak | 3 | Res DLC Heat-Two Way Switch New | [5 empty] | 0 | 0 | 0 | 0 | 0 | 0 | 0 | 0 | 0 | 0 | 0 | 0 | 0 | 0 | 0 | 0 | 0 | 0 | 0 | 0 | 0 | 0 | 0 | 0 | 0 | 0 | 0 | 0 | 0 | 0 | 0 | 0 | 0 | 0 | 0 | 0 | 0 | 0 | 0 | 0 | 0 | 0 | 0 | 0 | 0 | 0 | 0 | 0 | 0 | 0 | 0 | 0 | 0 | 0 | 0 | 0 | 0 | 0 | 0 | 0
Inputs_Product_Res DLC Heat-Two Way Switch New.xlsx | Inputs_endUseLoadShapes.xlsx | Inputs_Global_KU_Winter.xlsx | Inputs_Product_Res DLC Heat-Two Way Switch New.xlsx | KU | 20 | Winter | Peak | 3 | Res DLC Heat-Two Way Switch New | [5 empty] | 0 | 0 | 0 | 0 | 0 | 0 | 0 | 0 | 0 | 0 | 0 | 0 | 0 | 0 | 0 | 0 | 0 | 0 | 0 | 0 | 0 | 0 | 0 | 0 | 0 | 0 | 0 | 0 | 0 | 0 | 0 | 0 | 0 | 0 | 0 | 0 | 0 | 0 | 0 | 0 | 0 | 0 | 0 | 0 | 0 | 0 | 0 | 0 | 0 | 0 | 0 | 0 | 0 | 0 | 0 | 0 | 0 | 0 | 0 | 0
Inputs_Product_Res DLC Heat-Two Way Switch New.xlsx | Inputs_endUseLoadShapes.xlsx | Inputs_Global_KU_Winter.xlsx | Inputs_Product_Res DLC Heat-Two Way Switch New.xlsx | KU | 20 | Winter | Peak | 3 | Res DLC Heat-Two Way Switch New | [5 empty] | 1.4585 | 1.4602 | 1.4557 | 1.4512 | 1.4469 | 1.4474 | 1.4402 | 1.4356 | 1.4363 | 1.4417 | 1.4396 | 1.442 | 1.4448 | 1.4525 | 1.4522 | 1.4563 | 1.4604 | 1.4681 | 1.4674 | 1.4705 | 0 | 0 | 0 | 0 | 0 | 0 | 0 | 0 | 0 | 0 | 2068.7902 | 2071.2194 | 2064.756 | 2058.448 | 2052.3176 | 2053.0526 | 2042.8984 | 2036.2829 | 2037.3074 | 2045.015 | 2041.9588 | 2045.3442 | 2049.3491 | 2060.2132 | 2059.7916 | 2065.6062 | 2071.4374 | 2082.4569 | 2081.3497 | 2085.8549 | 0 | 0 | 0 | 0 | 0 | 0 | 0 | 0 | 0 | 0
Inputs_Product_Res DLC Heat-Two Way Switch New.xlsx | Inputs_endUseLoadShapes.xlsx | Inputs_Global_KU_Winter.xlsx | Inputs_Product_Res DLC Heat-Two Way Switch New.xlsx | KU | 20 | Winter | Peak | 3 | Res DLC Heat-Two Way Switch New | [5 empty] | 1.6099 | 1.6118 | 1.6068 | 1.6019 | 1.5971 | 1.5977 | 1.5898 | 1.5846 | 1.5854 | 1.5914 | 1.589 | 1.5917 | 1.5948 | 1.6032 | 1.6029 | 1.6074 | 1.612 | 1.6206 | 1.6197 | 1.6232 | 0 | 0 | 0 | 0 | 0 | 0 | 0 | 0 | 0 | 0 | 2283.5757 | 2286.2571 | 2279.1226 | 2272.1597 | 2265.3929 | 2266.2041 | 2254.9958 | 2247.6934 | 2248.8243 | 2257.3321 | 2253.9586 | 2257.6954 | 2262.1161 | 2274.1082 | 2273.6428 | 2280.0611 | 2286.4977 | 2298.6613 | 2297.4391 | 2302.4121 | 0 | 0 | 0 | 0 | 0 | 0 | 0 | 0 | 0 | 0
Inputs_Product_Res DLC Heat-Two Way Switch New.xlsx | Inputs_endUseLoadShapes.xlsx | Inputs_Global_KU_Winter.xlsx | Inputs_Product_Res DLC Heat-Two Way Switch New.xlsx | KU | 20 | Winter | Peak | 3 | Res DLC Heat-Two Way Switch New | [5 empty] | 11.0231 | 11.036 | 11.0016 | 10.968 | 10.9353 | 10.9392 | 10.8851 | 10.8499 | 10.8554 | 10.8964 | 10.8801 | 10.8982 | 10.9195 | 10.9774 | 10.9752 | 11.0061 | 11.0372 | 11.0959 | 11.09 | 11.114 | 0 | 0 | 0 | 0 | 0 | 0 | 0 | 0 | 0 | 0 | 15635.6026 | 15653.9621 | 15605.1127 | 15557.4379 | 15511.1054 | 15516.66 | 15439.9165 | 15389.9174 | 15397.6608 | 15455.9132 | 15432.8151 | 15458.401 | 15488.6695 | 15570.7787 | 15567.5924 | 15611.5383 | 15655.6095 | 15738.8936 | 15730.5255 | 15764.5753 | 0 | 0 | 0 | 0 | 0 | 0 | 0 | 0 | 0 | 0
Inputs_Product_Res DLC Heat-Two Way Switch New.xlsx | Inputs_endUseLoadShapes.xlsx | Inputs_Global_KU_Winter.xlsx | Inputs_Product_Res DLC Heat-Two Way Switch New.xlsx | KU | 20 | Winter | Peak | 3 | Res DLC Heat-Two Way Switch New | [5 empty] | 0 | 0 | 0 | 0 | 0 | 0 | 0 | 0 | 0 | 0 | 0 | 0 | 0 | 0 | 0 | 0 | 0 | 0 | 0 | 0 | 0 | 0 | 0 | 0 | 0 | 0 | 0 | 0 | 0 | 0 | 0 | 0 | 0 | 0 | 0 | 0 | 0 | 0 | 0 | 0 | 0 | 0 | 0 | 0 | 0 | 0 | 0 | 0 | 0 | 0 | 0 | 0 | 0 | 0 | 0 | 0 | 0 | 0 | 0 | 0
Inputs_Product_Res DLC Heat-Two Way Switch New.xlsx | Inputs_endUseLoadShapes.xlsx | Inputs_Global_KU_Winter.xlsx | Inputs_Product_Res DLC Heat-Two Way Switch New.xlsx | KU | 20 | Winter | Peak | 3 | Res DLC Heat-Two Way Switch New | [5 empty] | 0 | 0 | 0 | 0 | 0 | 0 | 0 | 0 | 0 | 0 | 0 | 0 | 0 | 0 | 0 | 0 | 0 | 0 | 0 | 0 | 0 | 0 | 0 | 0 | 0 | 0 | 0 | 0 | 0 | 0 | 0 | 0 | 0 | 0 | 0 | 0 | 0 | 0 | 0 | 0 | 0 | 0 | 0 | 0 | 0 | 0 | 0 | 0 | 0 | 0 | 0 | 0 | 0 | 0 | 0 | 0 | 0 | 0 | 0 | 0
Inputs_Product_Res DLC Heat-Two Way Switch New.xlsx | Inputs_endUseLoadShapes.xlsx | Inputs_Global_KU_Winter.xlsx | Inputs_Product_Res DLC Heat-Two Way Switch New.xlsx | KU | 20 | Winter | Peak | 3 | Res DLC Heat-Two Way Switch New | [5 empty] | 0 | 0 | 0 | 0 | 0 | 0 | 0 | 0 | 0 | 0 | 0 | 0 | 0 | 0 | 0 | 0 | 0 | 0 | 0 | 0 | 0 | 0 | 0 | 0 | 0 | 0 | 0 | 0 | 0 | 0 | 0 | 0 | 0 | 0 | 0 | 0 | 0 | 0 | 0 | 0 | 0 | 0 | 0 | 0 | 0 | 0 | 0 | 0 | 0 | 0 | 0 | 0 | 0 | 0 | 0 | 0 | 0 | 0 | 0 | 0
Inputs_Product_Res DLC Heat-Two Way Switch New.xlsx | Inputs_endUseLoadShapes.xlsx | Inputs_Global_KU_Winter.xlsx | Inputs_Product_Res DLC Heat-Two Way Switch New.xlsx | KU | 20 | Winter | Peak | 3 | Res DLC Heat-Two Way Switch New | [5 empty] | 0 | 0 | 0 | 0 | 0 | 0 | 0 | 0 | 0 | 0 | 0 | 0 | 0 | 0 | 0 | 0 | 0 | 0 | 0 | 0 | 0 | 0 | 0 | 0 | 0 | 0 | 0 | 0 | 0 | 0 | 0 | 0 | 0 | 0 | 0 | 0 | 0 | 0 | 0 | 0 | 0 | 0 | 0 | 0 | 0 | 0 | 0 | 0 | 0 | 0 | 0 | 0 | 0 | 0 | 0 | 0 | 0 | 0 | 0 | 0
Inputs_Product_Small Com DLC ERWH-Switch.xlsx | Inputs_endUseLoadShapes.xlsx | Inputs_Global_KU_Winter.xlsx | Inputs_Product_Small Com DLC ERWH-Switch.xlsx | KU | 20 | Winter | Peak | 3 | Small Com DLC ERWH-Switch | [5 empty] | 0 | 0 | 0 | 0 | 0 | 0 | 0 | 0 | 0 | 0 | 0 | 0 | 0 | 0 | 0 | 0 | 0 | 0 | 0 | 0 | 0 | 0 | 0 | 0 | 0 | 0 | 0 | 0 | 0 | 0 | 0 | 0 | 0 | 0 | 0 | 0 | 0 | 0 | 0 | 0 | 0 | 0 | 0 | 0 | 0 | 0 | 0 | 0 | 0 | 0 | 0 | 0 | 0 | 0 | 0 | 0 | 0 | 0 | 0 | 0
Inputs_Product_Small Com DLC ERWH-Switch.xlsx | Inputs_endUseLoadShapes.xlsx | Inputs_Global_KU_Winter.xlsx | Inputs_Product_Small Com DLC ERWH-Switch.xlsx | KU | 20 | Winter | Peak | 3 | Small Com DLC ERWH-Switch | [5 empty] | 0 | 0 | 0 | 0 | 0 | 0 | 0 | 0 | 0 | 0 | 0 | 0 | 0 | 0 | 0 | 0 | 0 | 0 | 0 | 0 | 0 | 0 | 0 | 0 | 0 | 0 | 0 | 0 | 0 | 0 | 0 | 0 | 0 | 0 | 0 | 0 | 0 | 0 | 0 | 0 | 0 | 0 | 0 | 0 | 0 | 0 | 0 | 0 | 0 | 0 | 0 | 0 | 0 | 0 | 0 | 0 | 0 | 0 | 0 | 0
Inputs_Product_Small Com DLC ERWH-Switch.xlsx | Inputs_endUseLoadShapes.xlsx | Inputs_Global_KU_Winter.xlsx | Inputs_Product_Small Com DLC ERWH-Switch.xlsx | KU | 20 | Winter | Peak | 3 | Small Com DLC ERWH-Switch | [5 empty] | 0 | 0 | 0 | 0 | 0 | 0 | 0 | 0 | 0 | 0 | 0 | 0 | 0 | 0 | 0 | 0 | 0 | 0 | 0 | 0 | 0 | 0 | 0 | 0 | 0 | 0 | 0 | 0 | 0 | 0 | 0 | 0 | 0 | 0 | 0 | 0 | 0 | 0 | 0 | 0 | 0 | 0 | 0 | 0 | 0 | 0 | 0 | 0 | 0 | 0 | 0 | 0 | 0 | 0 | 0 | 0 | 0 | 0 | 0 | 0
Inputs_Product_Small Com DLC ERWH-Switch.xlsx | Inputs_endUseLoadShapes.xlsx | Inputs_Global_KU_Winter.xlsx | Inputs_Product_Small Com DLC ERWH-Switch.xlsx | KU | 20 | Winter | Peak | 3 | Small Com DLC ERWH-Switch | [5 empty] | 0 | 0 | 0 | 0 | 0 | 0 | 0 | 0 | 0 | 0 | 0 | 0 | 0 | 0 | 0 | 0 | 0 | 0 | 0 | 0 | 0 | 0 | 0 | 0 | 0 | 0 | 0 | 0 | 0 | 0 | 0 | 0 | 0 | 0 | 0 | 0 | 0 | 0 | 0 | 0 | 0 | 0 | 0 | 0 | 0 | 0 | 0 | 0 | 0 | 0 | 0 | 0 | 0 | 0 | 0 | 0 | 0 | 0 | 0 | 0
Inputs_Product_Small Com DLC ERWH-Switch.xlsx | Inputs_endUseLoadShapes.xlsx | Inputs_Global_KU_Winter.xlsx | Inputs_Product_Small Com DLC ERWH-Switch.xlsx | KU | 20 | Winter | Peak | 3 | Small Com DLC ERWH-Switch | [5 empty] | 0 | 0 | 0 | 0 | 0 | 0 | 0 | 0 | 0 | 0 | 0 | 0 | 0 | 0 | 0 | 0 | 0 | 0 | 0 | 0 | 0 | 0 | 0 | 0 | 0 | 0 | 0 | 0 | 0 | 0 | 0 | 0 | 0 | 0 | 0 | 0 | 0 | 0 | 0 | 0 | 0 | 0 | 0 | 0 | 0 | 0 | 0 | 0 | 0 | 0 | 0 | 0 | 0 | 0 | 0 | 0 | 0 | 0 | 0 | 0
Inputs_Product_Small Com DLC ERWH-Switch.xlsx | Inputs_endUseLoadShapes.xlsx | Inputs_Global_KU_Winter.xlsx | Inputs_Product_Small Com DLC ERWH-Switch.xlsx | KU | 20 | Winter | Peak | 3 | Small Com DLC ERWH-Switch | [5 empty] | 0 | 0 | 0 | 0 | 0 | 0 | 0 | 0 | 0 | 0 | 0 | 0 | 0 | 0 | 0 | 0 | 0 | 0 | 0 | 0 | 0 | 0 | 0 | 0 | 0 | 0 | 0 | 0 | 0 | 0 | 0 | 0 | 0 | 0 | 0 | 0 | 0 | 0 | 0 | 0 | 0 | 0 | 0 | 0 | 0 | 0 | 0 | 0 | 0 | 0 | 0 | 0 | 0 | 0 | 0 | 0 | 0 | 0 | 0 | 0
Inputs_Product_Small Com DLC ERWH-Switch.xlsx | Inputs_endUseLoadShapes.xlsx | Inputs_Global_KU_Winter.xlsx | Inputs_Product_Small Com DLC ERWH-Switch.xlsx | KU | 20 | Winter | Peak | 3 | Small Com DLC ERWH-Switch | [5 empty] | 0 | 0 | 0 | 0 | 0 | 0 | 0 | 0 | 0 | 0 | 0 | 0 | 0 | 0 | 0 | 0 | 0 | 0 | 0 | 0 | 0 | 0 | 0 | 0 | 0 | 0 | 0 | 0 | 0 | 0 | 0 | 0 | 0 | 0 | 0 | 0 | 0 | 0 | 0 | 0 | 0 | 0 | 0 | 0 | 0 | 0 | 0 | 0 | 0 | 0 | 0 | 0 | 0 | 0 | 0 | 0 | 0 | 0 | 0 | 0
Inputs_Product_Small Com DLC ERWH-Switch.xlsx | Inputs_endUseLoadShapes.xlsx | Inputs_Global_KU_Winter.xlsx | Inputs_Product_Small Com DLC ERWH-Switch.xlsx | KU | 20 | Winter | Peak | 3 | Small Com DLC ERWH-Switch | [5 empty] | 0 | 0 | 0 | 0 | 0 | 0 | 0 | 0 | 0 | 0 | 0 | 0 | 0 | 0 | 0 | 0 | 0 | 0 | 0 | 0 | 0 | 0 | 0 | 0 | 0 | 0 | 0 | 0 | 0 | 0 | 0 | 0 | 0 | 0 | 0 | 0 | 0 | 0 | 0 | 0 | 0 | 0 | 0 | 0 | 0 | 0 | 0 | 0 | 0 | 0 | 0 | 0 | 0 | 0 | 0 | 0 | 0 | 0 | 0 | 0
Inputs_Product_Small Com DLC ERWH-Switch.xlsx | Inputs_endUseLoadShapes.xlsx | Inputs_Global_KU_Winter.xlsx | Inputs_Product_Small Com DLC ERWH-Switch.xlsx | KU | 20 | Winter | Peak | 3 | Small Com DLC ERWH-Switch | [5 empty] | 0.021483 | 0.021467 | 0.021308 | 0.021308 | 0.021308 | 0 | 0 | 0 | 0 | 0 | 0 | 0 | 0 | 0 | 0 | 0 | 0 | 0 | 0 | 0 | 0 | 0 | 0 | 0 | 0 | 0 | 0 | 0 | 0 | 0 | 122.7624 | 122.6676 | 121.759 | 121.759 | 121.759 | 0 | 0 | 0 | 0 | 0 | 0 | 0 | 0 | 0 | 0 | 0 | 0 | 0 | 0 | 0 | 0 | 0 | 0 | 0 | 0 | 0 | 0 | 0 | 0 | 0
Inputs_Product_Small Com DLC ERWH-Switch.xlsx | Inputs_endUseLoadShapes.xlsx | Inputs_Global_KU_Winter.xlsx | Inputs_Product_Small Com DLC ERWH-Switch.xlsx | KU | 20 | Winter | Peak | 3 | Small Com DLC ERWH-Switch | [5 empty] | 0.0021598 | 0.0021582 | 0.0021422 | 0.0021422 | 0.0021422 | 0 | 0 | 0 | 0 | 0 | 0 | 0 | 0 | 0 | 0 | 0 | 0 | 0 | 0 | 0 | 0 | 0 | 0 | 0 | 0 | 0 | 0 | 0 | 0 | 0 | 12.3419 | 12.3324 | 12.241 | 12.241 | 12.241 | 0 | 0 | 0 | 0 | 0 | 0 | 0 | 0 | 0 | 0 | 0 | 0 | 0 | 0 | 0 | 0 | 0 | 0 | 0 | 0 | 0 | 0 | 0 | 0 | 0
Inputs_Product_Small Com DLC ERWH-Switch.xlsx | Inputs_endUseLoadShapes.xlsx | Inputs_Global_KU_Winter.xlsx | Inputs_Product_Small Com DLC ERWH-Switch.xlsx | KU | 20 | Winter | Peak | 3 | Small Com DLC ERWH-Switch | [5 empty] | 0 | 0 | 0 | 0 | 0 | 0 | 0 | 0 | 0 | 0 | 0 | 0 | 0 | 0 | 0 | 0 | 0 | 0 | 0 | 0 | 0 | 0 | 0 | 0 | 0 | 0 | 0 | 0 | 0 | 0 | 0 | 0 | 0 | 0 | 0 | 0 | 0 | 0 | 0 | 0 | 0 | 0 | 0 | 0 | 0 | 0 | 0 | 0 | 0 | 0 | 0 | 0 | 0 | 0 | 0 | 0 | 0 | 0 | 0 | 0
Inputs_Product_Small Com DLC ERWH-Switch.xlsx | Inputs_endUseLoadShapes.xlsx | Inputs_Global_KU_Winter.xlsx | Inputs_Product_Small Com DLC ERWH-Switch.xlsx | KU | 20 | Winter | Peak | 3 | Small Com DLC ERWH-Switch | [5 empty] | 0 | 0 | 0 | 0 | 0 | 0 | 0 | 0 | 0 | 0 | 0 | 0 | 0 | 0 | 0 | 0 | 0 | 0 | 0 | 0 | 0 | 0 | 0 | 0 | 0 | 0 | 0 | 0 | 0 | 0 | 0 | 0 | 0 | 0 | 0 | 0 | 0 | 0 | 0 | 0 | 0 | 0 | 0 | 0 | 0 | 0 | 0 | 0 | 0 | 0 | 0 | 0 | 0 | 0 | 0 | 0 | 0 | 0 | 0 | 0
Inputs_Product_Small Com DLC ERWH-Switch.xlsx | Inputs_endUseLoadShapes.xlsx | Inputs_Global_KU_Winter.xlsx | Inputs_Product_Small Com DLC ERWH-Switch.xlsx | KU | 20 | Winter | Peak | 3 | Small Com DLC ERWH-Switch | [5 empty] | 0 | 0 | 0 | 0 | 0 | 0 | 0 | 0 | 0 | 0 | 0 | 0 | 0 | 0 | 0 | 0 | 0 | 0 | 0 | 0 | 0 | 0 | 0 | 0 | 0 | 0 | 0 | 0 | 0 | 0 | 0 | 0 | 0 | 0 | 0 | 0 | 0 | 0 | 0 | 0 | 0 | 0 | 0 | 0 | 0 | 0 | 0 | 0 | 0 | 0 | 0 | 0 | 0 | 0 | 0 | 0 | 0 | 0 | 0 | 0
Inputs_Product_Small Com DLC ERWH-Switch.xlsx | Inputs_endUseLoadShapes.xlsx | Inputs_Global_KU_Winter.xlsx | Inputs_Product_Small Com DLC ERWH-Switch.xlsx | KU | 20 | Winter | Peak | 3 | Small Com DLC ERWH-Switch | [5 empty] | 0 | 0 | 0 | 0 | 0 | 0 | 0 | 0 | 0 | 0 | 0 | 0 | 0 | 0 | 0 | 0 | 0 | 0 | 0 | 0 | 0 | 0 | 0 | 0 | 0 | 0 | 0 | 0 | 0 | 0 | 0 | 0 | 0 | 0 | 0 | 0 | 0 | 0 | 0 | 0 | 0 | 0 | 0 | 0 | 0 | 0 | 0 | 0 | 0 | 0 | 0 | 0 | 0 | 0 | 0 | 0 | 0 | 0 | 0 | 0
Inputs_Product_Small Com DLC ERWH-Switch.xlsx | Inputs_endUseLoadShapes.xlsx | Inputs_Global_KU_Winter.xlsx | Inputs_Product_Small Com DLC ERWH-Switch.xlsx | KU | 20 | Winter | Peak | 3 | Small Com DLC ERWH-Switch | [5 empty] | 0 | 0 | 0 | 0 | 0 | 0 | 0 | 0 | 0 | 0 | 0 | 0 | 0 | 0 | 0 | 0 | 0 | 0 | 0 | 0 | 0 | 0 | 0 | 0 | 0 | 0 | 0 | 0 | 0 | 0 | 0 | 0 | 0 | 0 | 0 | 0 | 0 | 0 | 0 | 0 | 0 | 0 | 0 | 0 | 0 | 0 | 0 | 0 | 0 | 0 | 0 | 0 | 0 | 0 | 0 | 0 | 0 | 0 | 0 | 0
Inputs_Product_Small Com DLC ERWH-Switch.xlsx | Inputs_endUseLoadShapes.xlsx | Inputs_Global_KU_Winter.xlsx | Inputs_Product_Small Com DLC ERWH-Switch.xlsx | KU | 20 | Winter | Peak | 3 | Small Com DLC ERWH-Switch | [5 empty] | 0 | 0 | 0 | 0 | 0 | 0 | 0 | 0 | 0 | 0 | 0 | 0 | 0 | 0 | 0 | 0 | 0 | 0 | 0 | 0 | 0 | 0 | 0 | 0 | 0 | 0 | 0 | 0 | 0 | 0 | 0 | 0 | 0 | 0 | 0 | 0 | 0 | 0 | 0 | 0 | 0 | 0 | 0 | 0 | 0 | 0 | 0 | 0 | 0 | 0 | 0 | 0 | 0 | 0 | 0 | 0 | 0 | 0 | 0 | 0
Inputs_Product_Small Com DLC ERWH-Switch.xlsx | Inputs_endUseLoadShapes.xlsx | Inputs_Global_KU_Winter.xlsx | Inputs_Product_Small Com DLC ERWH-Switch.xlsx | KU | 20 | Winter | Peak | 3 | Small Com DLC ERWH-Switch | [5 empty] | 0 | 0 | 0 | 0 | 0 | 0 | 0 | 0 | 0 | 0 | 0 | 0 | 0 | 0 | 0 | 0 | 0 | 0 | 0 | 0 | 0 | 0 | 0 | 0 | 0 | 0 | 0 | 0 | 0 | 0 | 0 | 0 | 0 | 0 | 0 | 0 | 0 | 0 | 0 | 0 | 0 | 0 | 0 | 0 | 0 | 0 | 0 | 0 | 0 | 0 | 0 | 0 | 0 | 0 | 0 | 0 | 0 | 0 | 0 | 0
Inputs_Product_Small Com DLC ERWH-Switch.xlsx | Inputs_endUseLoadShapes.xlsx | Inputs_Global_KU_Winter.xlsx | Inputs_Product_Small Com DLC ERWH-Switch.xlsx | KU | 20 | Winter | Peak | 3 | Small Com DLC ERWH-Switch | [5 empty] | 0 | 0 | 0 | 0 | 0 | 0 | 0 | 0 | 0 | 0 | 0 | 0 | 0 | 0 | 0 | 0 | 0 | 0 | 0 | 0 | 0 | 0 | 0 | 0 | 0 | 0 | 0 | 0 | 0 | 0 | 0 | 0 | 0 | 0 | 0 | 0 | 0 | 0 | 0 | 0 | 0 | 0 | 0 | 0 | 0 | 0 | 0 | 0 | 0 | 0 | 0 | 0 | 0 | 0 | 0 | 0 | 0 | 0 | 0 | 0
Inputs_Product_Small Com DLC ERWH-Switch.xlsx | Inputs_endUseLoadShapes.xlsx | Inputs_Global_KU_Winter.xlsx | Inputs_Product_Small Com DLC ERWH-Switch.xlsx | KU | 20 | Winter | Peak | 3 | Small Com DLC ERWH-Switch | [5 empty] | 0 | 0 | 0 | 0 | 0 | 0 | 0 | 0 | 0 | 0 | 0 | 0 | 0 | 0 | 0 | 0 | 0 | 0 | 0 | 0 | 0 | 0 | 0 | 0 | 0 | 0 | 0 | 0 | 0 | 0 | 0 | 0 | 0 | 0 | 0 | 0 | 0 | 0 | 0 | 0 | 0 | 0 | 0 | 0 | 0 | 0 | 0 | 0 | 0 | 0 | 0 | 0 | 0 | 0 | 0 | 0 | 0 | 0 | 0 | 0
Inputs_Product_Small Com DLC ERWH-Switch.xlsx | Inputs_endUseLoadShapes.xlsx | Inputs_Global_KU_Winter.xlsx | Inputs_Product_Small Com DLC ERWH-Switch.xlsx | KU | 20 | Winter | Peak | 3 | Small Com DLC ERWH-Switch | [5 empty] | 0 | 0 | 0 | 0 | 0 | 0 | 0 | 0 | 0 | 0 | 0 | 0 | 0 | 0 | 0 | 0 | 0 | 0 | 0 | 0 | 0 | 0 | 0 | 0 | 0 | 0 | 0 | 0 | 0 | 0 | 0 | 0 | 0 | 0 | 0 | 0 | 0 | 0 | 0 | 0 | 0 | 0 | 0 | 0 | 0 | 0 | 0 | 0 | 0 | 0 | 0 | 0 | 0 | 0 | 0 | 0 | 0 | 0 | 0 | 0
Inputs_Product_Small Com DLC ERWH-Switch.xlsx | Inputs_endUseLoadShapes.xlsx | Inputs_Global_KU_Winter.xlsx | Inputs_Product_Small Com DLC ERWH-Switch.xlsx | KU | 20 | Winter | Peak | 3 | Small Com DLC ERWH-Switch | [5 empty] | 0 | 0 | 0 | 0 | 0 | 0 | 0 | 0 | 0 | 0 | 0 | 0 | 0 | 0 | 0 | 0 | 0 | 0 | 0 | 0 | 0 | 0 | 0 | 0 | 0 | 0 | 0 | 0 | 0 | 0 | 0 | 0 | 0 | 0 | 0 | 0 | 0 | 0 | 0 | 0 | 0 | 0 | 0 | 0 | 0 | 0 | 0 | 0 | 0 | 0 | 0 | 0 | 0 | 0 | 0 | 0 | 0 | 0 | 0 | 0
Inputs_Product_Small Com DLC ERWH-Switch.xlsx | Inputs_endUseLoadShapes.xlsx | Inputs_Global_KU_Winter.xlsx | Inputs_Product_Small Com DLC ERWH-Switch.xlsx | KU | 20 | Winter | Peak | 3 | Small Com DLC ERWH-Switch | [5 empty] | 0 | 0 | 0 | 0 | 0 | 0 | 0 | 0 | 0 | 0 | 0 | 0 | 0 | 0 | 0 | 0 | 0 | 0 | 0 | 0 | 0 | 0 | 0 | 0 | 0 | 0 | 0 | 0 | 0 | 0 | 0 | 0 | 0 | 0 | 0 | 0 | 0 | 0 | 0 | 0 | 0 | 0 | 0 | 0 | 0 | 0 | 0 | 0 | 0 | 0 | 0 | 0 | 0 | 0 | 0 | 0 | 0 | 0 | 0 | 0
Inputs_Product_Small Com DLC ERWH-Switch.xlsx | Inputs_endUseLoadShapes.xlsx | Inputs_Global_KU_Winter.xlsx | Inputs_Product_Small Com DLC ERWH-Switch.xlsx | KU | 20 | Winter | Peak | 3 | Small Com DLC ERWH-Switch | [5 empty] | 0 | 0 | 0 | 0 | 0 | 0 | 0 | 0 | 0 | 0 | 0 | 0 | 0 | 0 | 0 | 0 | 0 | 0 | 0 | 0 | 0 | 0 | 0 | 0 | 0 | 0 | 0 | 0 | 0 | 0 | 0 | 0 | 0 | 0 | 0 | 0 | 0 | 0 | 0 | 0 | 0 | 0 | 0 | 0 | 0 | 0 | 0 | 0 | 0 | 0 | 0 | 0 | 0 | 0 | 0 | 0 | 0 | 0 | 0 | 0
Inputs_Product_Small Com DLC ERWH-Switch.xlsx | Inputs_endUseLoadShapes.xlsx | Inputs_Global_KU_Winter.xlsx | Inputs_Product_Small Com DLC ERWH-Switch.xlsx | KU | 20 | Winter | Peak | 3 | Small Com DLC ERWH-Switch | [5 empty] | 0 | 0 | 0 | 0 | 0 | 0 | 0 | 0 | 0 | 0 | 0 | 0 | 0 | 0 | 0 | 0 | 0 | 0 | 0 | 0 | 0 | 0 | 0 | 0 | 0 | 0 | 0 | 0 | 0 | 0 | 0 | 0 | 0 | 0 | 0 | 0 | 0 | 0 | 0 | 0 | 0 | 0 | 0 | 0 | 0 | 0 | 0 | 0 | 0 | 0 | 0 | 0 | 0 | 0 | 0 | 0 | 0 | 0 | 0 | 0
Inputs_Product_Small Com DLC ERWH-Switch.xlsx | Inputs_endUseLoadShapes.xlsx | Inputs_Global_KU_Winter.xlsx | Inputs_Product_Small Com DLC ERWH-Switch.xlsx | KU | 20 | Winter | Peak | 3 | Small Com DLC ERWH-Switch | [5 empty] | 0 | 0 | 0 | 0 | 0 | 0 | 0 | 0 | 0 | 0 | 0 | 0 | 0 | 0 | 0 | 0 | 0 | 0 | 0 | 0 | 0 | 0 | 0 | 0 | 0 | 0 | 0 | 0 | 0 | 0 | 0 | 0 | 0 | 0 | 0 | 0 | 0 | 0 | 0 | 0 | 0 | 0 | 0 | 0 | 0 | 0 | 0 | 0 | 0 | 0 | 0 | 0 | 0 | 0 | 0 | 0 | 0 | 0 | 0 | 0
Inputs_Product_Small Com DLC ERWH-Switch.xlsx | Inputs_endUseLoadShapes.xlsx | Inputs_Global_KU_Winter.xlsx | Inputs_Product_Small Com DLC ERWH-Switch.xlsx | KU | 20 | Winter | Peak | 3 | Small Com DLC ERWH-Switch | [5 empty] | 0 | 0 | 0 | 0 | 0 | 0 | 0 | 0 | 0 | 0 | 0 | 0 | 0 | 0 | 0 | 0 | 0 | 0 | 0 | 0 | 0 | 0 | 0 | 0 | 0 | 0 | 0 | 0 | 0 | 0 | 0 | 0 | 0 | 0 | 0 | 0 | 0 | 0 | 0 | 0 | 0 | 0 | 0 | 0 | 0 | 0 | 0 | 0 | 0 | 0 | 0 | 0 | 0 | 0 | 0 | 0 | 0 | 0 | 0 | 0
Inputs_Product_Small Com DLC ERWH-Switch.xlsx | Inputs_endUseLoadShapes.xlsx | Inputs_Global_KU_Winter.xlsx | Inputs_Product_Small Com DLC ERWH-Switch.xlsx | KU | 20 | Winter | Peak | 3 | Small Com DLC ERWH-Switch | [5 empty] | 0 | 0 | 0 | 0 | 0 | 0 | 0 | 0 | 0 | 0 | 0 | 0 | 0 | 0 | 0 | 0 | 0 | 0 | 0 | 0 | 0 | 0 | 0 | 0 | 0 | 0 | 0 | 0 | 0 | 0 | 0 | 0 | 0 | 0 | 0 | 0 | 0 | 0 | 0 | 0 | 0 | 0 | 0 | 0 | 0 | 0 | 0 | 0 | 0 | 0 | 0 | 0 | 0 | 0 | 0 | 0 | 0 | 0 | 0 | 0
Inputs_Product_Small Com DLC ERWH-Switch.xlsx | Inputs_endUseLoadShapes.xlsx | Inputs_Global_KU_Winter.xlsx | Inputs_Product_Small Com DLC ERWH-Switch.xlsx | KU | 20 | Winter | Peak | 3 | Small Com DLC ERWH-Switch | [5 empty] | 0 | 0 | 0 | 0 | 0 | 0 | 0 | 0 | 0 | 0 | 0 | 0 | 0 | 0 | 0 | 0 | 0 | 0 | 0 | 0 | 0 | 0 | 0 | 0 | 0 | 0 | 0 | 0 | 0 | 0 | 0 | 0 | 0 | 0 | 0 | 0 | 0 | 0 | 0 | 0 | 0 | 0 | 0 | 0 | 0 | 0 | 0 | 0 | 0 | 0 | 0 | 0 | 0 | 0 | 0 | 0 | 0 | 0 | 0 | 0
Inputs_Product_Small Com DLC ERWH-Switch.xlsx | Inputs_endUseLoadShapes.xlsx | Inputs_Global_KU_Winter.xlsx | Inputs_Product_Small Com DLC ERWH-Switch.xlsx | KU | 20 | Winter | Peak | 3 | Small Com DLC ERWH-Switch | [5 empty] | 0 | 0 | 0 | 0 | 0 | 0 | 0 | 0 | 0 | 0 | 0 | 0 | 0 | 0 | 0 | 0 | 0 | 0 | 0 | 0 | 0 | 0 | 0 | 0 | 0 | 0 | 0 | 0 | 0 | 0 | 0 | 0 | 0 | 0 | 0 | 0 | 0 | 0 | 0 | 0 | 0 | 0 | 0 | 0 | 0 | 0 | 0 | 0 | 0 | 0 | 0 | 0 | 0 | 0 | 0 | 0 | 0 | 0 | 0 | 0
Inputs_Product_Small Com DLC ERWH-Switch.xlsx | Inputs_endUseLoadShapes.xlsx | Inputs_Global_KU_Winter.xlsx | Inputs_Product_Small Com DLC ERWH-Switch.xlsx | KU | 20 | Winter | Peak | 3 | Small Com DLC ERWH-Switch | [5 empty] | 0 | 0 | 0 | 0 | 0 | 0 | 0 | 0 | 0 | 0 | 0 | 0 | 0 | 0 | 0 | 0 | 0 | 0 | 0 | 0 | 0 | 0 | 0 | 0 | 0 | 0 | 0 | 0 | 0 | 0 | 0 | 0 | 0 | 0 | 0 | 0 | 0 | 0 | 0 | 0 | 0 | 0 | 0 | 0 | 0 | 0 | 0 | 0 | 0 | 0 | 0 | 0 | 0 | 0 | 0 | 0 | 0 | 0 | 0 | 0
Inputs_Product_Small Com DLC ERWH-Switch.xlsx | Inputs_endUseLoadShapes.xlsx | Inputs_Global_KU_Winter.xlsx | Inputs_Product_Small Com DLC ERWH-Switch.xlsx | KU | 20 | Winter | Peak | 3 | Small Com DLC ERWH-Switch | [5 empty] | 0 | 0 | 0 | 0 | 0 | 0 | 0 | 0 | 0 | 0 | 0 | 0 | 0 | 0 | 0 | 0 | 0 | 0 | 0 | 0 | 0 | 0 | 0 | 0 | 0 | 0 | 0 | 0 | 0 | 0 | 0 | 0 | 0 | 0 | 0 | 0 | 0 | 0 | 0 | 0 | 0 | 0 | 0 | 0 | 0 | 0 | 0 | 0 | 0 | 0 | 0 | 0 | 0 | 0 | 0 | 0 | 0 | 0 | 0 | 0
Inputs_Product_Small Com DLC ERWH-Switch.xlsx | Inputs_endUseLoadShapes.xlsx | Inputs_Global_KU_Winter.xlsx | Inputs_Product_Small Com DLC ERWH-Switch.xlsx | KU | 20 | Winter | Peak | 3 | Small Com DLC ERWH-Switch | [5 empty] | 0 | 0 | 0 | 0 | 0 | 0 | 0 | 0 | 0 | 0 | 0 | 0 | 0 | 0 | 0 | 0 | 0 | 0 | 0 | 0 | 0 | 0 | 0 | 0 | 0 | 0 | 0 | 0 | 0 | 0 | 0 | 0 | 0 | 0 | 0 | 0 | 0 | 0 | 0 | 0 | 0 | 0 | 0 | 0 | 0 | 0 | 0 | 0 | 0 | 0 | 0 | 0 | 0 | 0 | 0 | 0 | 0 | 0 | 0 | 0
Inputs_Product_Small Com DLC ERWH-Switch.xlsx | Inputs_endUseLoadShapes.xlsx | Inputs_Global_KU_Winter.xlsx | Inputs_Product_Small Com DLC ERWH-Switch.xlsx | KU | 20 | Winter | Peak | 3 | Small Com DLC ERWH-Switch | [5 empty] | 0 | 0 | 0 | 0 | 0 | 0 | 0 | 0 | 0 | 0 | 0 | 0 | 0 | 0 | 0 | 0 | 0 | 0 | 0 | 0 | 0 | 0 | 0 | 0 | 0 | 0 | 0 | 0 | 0 | 0 | 0 | 0 | 0 | 0 | 0 | 0 | 0 | 0 | 0 | 0 | 0 | 0 | 0 | 0 | 0 | 0 | 0 | 0 | 0 | 0 | 0 | 0 | 0 | 0 | 0 | 0 | 0 | 0 | 0 | 0
Inputs_Product_Small Com DLC ERWH-Switch.xlsx | Inputs_endUseLoadShapes.xlsx | Inputs_Global_KU_Winter.xlsx | Inputs_Product_Small Com DLC ERWH-Switch.xlsx | KU | 20 | Winter | Peak | 3 | Small Com DLC ERWH-Switch | [5 empty] | 0 | 0 | 0 | 0 | 0 | 0 | 0 | 0 | 0 | 0 | 0 | 0 | 0 | 0 | 0 | 0 | 0 | 0 | 0 | 0 | 0 | 0 | 0 | 0 | 0 | 0 | 0 | 0 | 0 | 0 | 0 | 0 | 0 | 0 | 0 | 0 | 0 | 0 | 0 | 0 | 0 | 0 | 0 | 0 | 0 | 0 | 0 | 0 | 0 | 0 | 0 | 0 | 0 | 0 | 0 | 0 | 0 | 0 | 0 | 0
Inputs_Product_Small Com DLC ERWH-Switch.xlsx | Inputs_endUseLoadShapes.xlsx | Inputs_Global_KU_Winter.xlsx | Inputs_Product_Small Com DLC ERWH-Switch.xlsx | KU | 20 | Winter | Peak | 3 | Small Com DLC ERWH-Switch | [5 empty] | 0 | 0 | 0 | 0 | 0 | 0 | 0 | 0 | 0 | 0 | 0 | 0 | 0 | 0 | 0 | 0 | 0 | 0 | 0 | 0 | 0 | 0 | 0 | 0 | 0 | 0 | 0 | 0 | 0 | 0 | 0 | 0 | 0 | 0 | 0 | 0 | 0 | 0 | 0 | 0 | 0 | 0 | 0 | 0 | 0 | 0 | 0 | 0 | 0 | 0 | 0 | 0 | 0 | 0 | 0 | 0 | 0 | 0 | 0 | 0
Inputs_Product_Small Com DLC ERWH-Switch.xlsx | Inputs_endUseLoadShapes.xlsx | Inputs_Global_KU_Winter.xlsx | Inputs_Product_Small Com DLC ERWH-Switch.xlsx | KU | 20 | Winter | Peak | 3 | Small Com DLC ERWH-Switch | [5 empty] | 0 | 0 | 0 | 0 | 0 | 0 | 0 | 0 | 0 | 0 | 0 | 0 | 0 | 0 | 0 | 0 | 0 | 0 | 0 | 0 | 0 | 0 | 0 | 0 | 0 | 0 | 0 | 0 | 0 | 0 | 0 | 0 | 0 | 0 | 0 | 0 | 0 | 0 | 0 | 0 | 0 | 0 | 0 | 0 | 0 | 0 | 0 | 0 | 0 | 0 | 0 | 0 | 0 | 0 | 0 | 0 | 0 | 0 | 0 | 0
Inputs_Product_Small Com DLC ERWH-Switch.xlsx | Inputs_endUseLoadShapes.xlsx | Inputs_Global_KU_Winter.xlsx | Inputs_Product_Small Com DLC ERWH-Switch.xlsx | KU | 20 | Winter | Peak | 3 | Small Com DLC ERWH-Switch | [5 empty] | 0 | 0 | 0 | 0 | 0 | 0 | 0 | 0 | 0 | 0 | 0 | 0 | 0 | 0 | 0 | 0 | 0 | 0 | 0 | 0 | 0 | 0 | 0 | 0 | 0 | 0 | 0 | 0 | 0 | 0 | 0 | 0 | 0 | 0 | 0 | 0 | 0 | 0 | 0 | 0 | 0 | 0 | 0 | 0 | 0 | 0 | 0 | 0 | 0 | 0 | 0 | 0 | 0 | 0 | 0 | 0 | 0 | 0 | 0 | 0
Inputs_Product_Small Com DLC ERWH-Switch.xlsx | Inputs_endUseLoadShapes.xlsx | Inputs_Global_KU_Winter.xlsx | Inputs_Product_Small Com DLC ERWH-Switch.xlsx | KU | 20 | Winter | Peak | 3 | Small Com DLC ERWH-Switch | [5 empty] | 0 | 0 | 0 | 0 | 0 | 0 | 0 | 0 | 0 | 0 | 0 | 0 | 0 | 0 | 0 | 0 | 0 | 0 | 0 | 0 | 0 | 0 | 0 | 0 | 0 | 0 | 0 | 0 | 0 | 0 | 0 | 0 | 0 | 0 | 0 | 0 | 0 | 0 | 0 | 0 | 0 | 0 | 0 | 0 | 0 | 0 | 0 | 0 | 0 | 0 | 0 | 0 | 0 | 0 | 0 | 0 | 0 | 0 | 0 | 0
Inputs_Product_Small Com DLC ERWH-Switch.xlsx | Inputs_endUseLoadShapes.xlsx | Inputs_Global_KU_Winter.xlsx | Inputs_Product_Small Com DLC ERWH-Switch.xlsx | KU | 20 | Winter | Peak | 3 | Small Com DLC ERWH-Switch | [5 empty] | 0 | 0 | 0 | 0 | 0 | 0 | 0 | 0 | 0 | 0 | 0 | 0 | 0 | 0 | 0 | 0 | 0 | 0 | 0 | 0 | 0 | 0 | 0 | 0 | 0 | 0 | 0 | 0 | 0 | 0 | 0 | 0 | 0 | 0 | 0 | 0 | 0 | 0 | 0 | 0 | 0 | 0 | 0 | 0 | 0 | 0 | 0 | 0 | 0 | 0 | 0 | 0 | 0 | 0 | 0 | 0 | 0 | 0 | 0 | 0
Inputs_Product_Small Com DLC ERWH-Switch.xlsx | Inputs_endUseLoadShapes.xlsx | Inputs_Global_KU_Winter.xlsx | Inputs_Product_Small Com DLC ERWH-Switch.xlsx | KU | 20 | Winter | Peak | 3 | Small Com DLC ERWH-Switch | [5 empty] | 0 | 0 | 0 | 0 | 0 | 0 | 0 | 0 | 0 | 0 | 0 | 0 | 0 | 0 | 0 | 0 | 0 | 0 | 0 | 0 | 0 | 0 | 0 | 0 | 0 | 0 | 0 | 0 | 0 | 0 | 0 | 0 | 0 | 0 | 0 | 0 | 0 | 0 | 0 | 0 | 0 | 0 | 0 | 0 | 0 | 0 | 0 | 0 | 0 | 0 | 0 | 0 | 0 | 0 | 0 | 0 | 0 | 0 | 0 | 0
Inputs_Product_Small Com DLC Heat-One Way Switch.xlsx | Inputs_endUseLoadShapes.xlsx | Inputs_Global_KU_Winter.xlsx | Inputs_Product_Small Com DLC Heat-One Way Switch.xlsx | KU | 20 | Winter | Peak | 3 | Small Com DLC Heat-One Way Switch | [5 empty] | 0 | 0 | 0 | 0 | 0 | 0 | 0 | 0 | 0 | 0 | 0 | 0 | 0 | 0 | 0 | 0 | 0 | 0 | 0 | 0 | 0 | 0 | 0 | 0 | 0 | 0 | 0 | 0 | 0 | 0 | 0 | 0 | 0 | 0 | 0 | 0 | 0 | 0 | 0 | 0 | 0 | 0 | 0 | 0 | 0 | 0 | 0 | 0 | 0 | 0 | 0 | 0 | 0 | 0 | 0 | 0 | 0 | 0 | 0 | 0
Inputs_Product_Small Com DLC Heat-One Way Switch.xlsx | Inputs_endUseLoadShapes.xlsx | Inputs_Global_KU_Winter.xlsx | Inputs_Product_Small Com DLC Heat-One Way Switch.xlsx | KU | 20 | Winter | Peak | 3 | Small Com DLC Heat-One Way Switch | [5 empty] | 0 | 0 | 0 | 0 | 0 | 0 | 0 | 0 | 0 | 0 | 0 | 0 | 0 | 0 | 0 | 0 | 0 | 0 | 0 | 0 | 0 | 0 | 0 | 0 | 0 | 0 | 0 | 0 | 0 | 0 | 0 | 0 | 0 | 0 | 0 | 0 | 0 | 0 | 0 | 0 | 0 | 0 | 0 | 0 | 0 | 0 | 0 | 0 | 0 | 0 | 0 | 0 | 0 | 0 | 0 | 0 | 0 | 0 | 0 | 0
Inputs_Product_Small Com DLC Heat-One Way Switch.xlsx | Inputs_endUseLoadShapes.xlsx | Inputs_Global_KU_Winter.xlsx | Inputs_Product_Small Com DLC Heat-One Way Switch.xlsx | KU | 20 | Winter | Peak | 3 | Small Com DLC Heat-One Way Switch | [5 empty] | 0 | 0 | 0 | 0 | 0 | 0 | 0 | 0 | 0 | 0 | 0 | 0 | 0 | 0 | 0 | 0 | 0 | 0 | 0 | 0 | 0 | 0 | 0 | 0 | 0 | 0 | 0 | 0 | 0 | 0 | 0 | 0 | 0 | 0 | 0 | 0 | 0 | 0 | 0 | 0 | 0 | 0 | 0 | 0 | 0 | 0 | 0 | 0 | 0 | 0 | 0 | 0 | 0 | 0 | 0 | 0 | 0 | 0 | 0 | 0
Inputs_Product_Small Com DLC Heat-One Way Switch.xlsx | Inputs_endUseLoadShapes.xlsx | Inputs_Global_KU_Winter.xlsx | Inputs_Product_Small Com DLC Heat-One Way Switch.xlsx | KU | 20 | Winter | Peak | 3 | Small Com DLC Heat-One Way Switch | [5 empty] | 0 | 0 | 0 | 0 | 0 | 0 | 0 | 0 | 0 | 0 | 0 | 0 | 0 | 0 | 0 | 0 | 0 | 0 | 0 | 0 | 0 | 0 | 0 | 0 | 0 | 0 | 0 | 0 | 0 | 0 | 0 | 0 | 0 | 0 | 0 | 0 | 0 | 0 | 0 | 0 | 0 | 0 | 0 | 0 | 0 | 0 | 0 | 0 | 0 | 0 | 0 | 0 | 0 | 0 | 0 | 0 | 0 | 0 | 0 | 0
Inputs_Product_Small Com DLC Heat-One Way Switch.xlsx | Inputs_endUseLoadShapes.xlsx | Inputs_Global_KU_Winter.xlsx | Inputs_Product_Small Com DLC Heat-One Way Switch.xlsx | KU | 20 | Winter | Peak | 3 | Small Com DLC Heat-One Way Switch | [5 empty] | 0 | 0 | 0 | 0 | 0 | 0 | 0 | 0 | 0 | 0 | 0 | 0 | 0 | 0 | 0 | 0 | 0 | 0 | 0 | 0 | 0 | 0 | 0 | 0 | 0 | 0 | 0 | 0 | 0 | 0 | 0 | 0 | 0 | 0 | 0 | 0 | 0 | 0 | 0 | 0 | 0 | 0 | 0 | 0 | 0 | 0 | 0 | 0 | 0 | 0 | 0 | 0 | 0 | 0 | 0 | 0 | 0 | 0 | 0 | 0
Inputs_Product_Small Com DLC Heat-One Way Switch.xlsx | Inputs_endUseLoadShapes.xlsx | Inputs_Global_KU_Winter.xlsx | Inputs_Product_Small Com DLC Heat-One Way Switch.xlsx | KU | 20 | Winter | Peak | 3 | Small Com DLC Heat-One Way Switch | [5 empty] | 0 | 0 | 0 | 0 | 0 | 0 | 0 | 0 | 0 | 0 | 0 | 0 | 0 | 0 | 0 | 0 | 0 | 0 | 0 | 0 | 0 | 0 | 0 | 0 | 0 | 0 | 0 | 0 | 0 | 0 | 0 | 0 | 0 | 0 | 0 | 0 | 0 | 0 | 0 | 0 | 0 | 0 | 0 | 0 | 0 | 0 | 0 | 0 | 0 | 0 | 0 | 0 | 0 | 0 | 0 | 0 | 0 | 0 | 0 | 0
Inputs_Product_Small Com DLC Heat-One Way Switch.xlsx | Inputs_endUseLoadShapes.xlsx | Inputs_Global_KU_Winter.xlsx | Inputs_Product_Small Com DLC Heat-One Way Switch.xlsx | KU | 20 | Winter | Peak | 3 | Small Com DLC Heat-One Way Switch | [5 empty] | 0 | 0 | 0 | 0 | 0 | 0 | 0 | 0 | 0 | 0 | 0 | 0 | 0 | 0 | 0 | 0 | 0 | 0 | 0 | 0 | 0 | 0 | 0 | 0 | 0 | 0 | 0 | 0 | 0 | 0 | 0 | 0 | 0 | 0 | 0 | 0 | 0 | 0 | 0 | 0 | 0 | 0 | 0 | 0 | 0 | 0 | 0 | 0 | 0 | 0 | 0 | 0 | 0 | 0 | 0 | 0 | 0 | 0 | 0 | 0
Inputs_Product_Small Com DLC Heat-One Way Switch.xlsx | Inputs_endUseLoadShapes.xlsx | Inputs_Global_KU_Winter.xlsx | Inputs_Product_Small Com DLC Heat-One Way Switch.xlsx | KU | 20 | Winter | Peak | 3 | Small Com DLC Heat-One Way Switch | [5 empty] | 0 | 0 | 0 | 0 | 0 | 0 | 0 | 0 | 0 | 0 | 0 | 0 | 0 | 0 | 0 | 0 | 0 | 0 | 0 | 0 | 0 | 0 | 0 | 0 | 0 | 0 | 0 | 0 | 0 | 0 | 0 | 0 | 0 | 0 | 0 | 0 | 0 | 0 | 0 | 0 | 0 | 0 | 0 | 0 | 0 | 0 | 0 | 0 | 0 | 0 | 0 | 0 | 0 | 0 | 0 | 0 | 0 | 0 | 0 | 0
Inputs_Product_Small Com DLC Heat-One Way Switch.xlsx | Inputs_endUseLoadShapes.xlsx | Inputs_Global_KU_Winter.xlsx | Inputs_Product_Small Com DLC Heat-One Way Switch.xlsx | KU | 20 | Winter | Peak | 3 | Small Com DLC Heat-One Way Switch | [5 empty] | 0.21383 | 0.20258 | 0.19132 | 0.18007 | 0.16881 | 0.15756 | 0.14631 | 0.13505 | 0.1238 | 0.11254 | 0.10129 | 0.090034 | 0.07878 | 0.067526 | 0.056271 | 0.045017 | 0.033763 | 0.022509 | 0.011254 | -8.4876e-17 | 0 | 0 | 0 | 0 | 0 | 0 | 0 | 0 | 0 | 0 | 228.3712 | 216.3517 | 204.3321 | 192.3126 | 180.2931 | 168.2735 | 156.254 | 144.2344 | 132.2149 | 120.1954 | 108.1758 | 96.1563 | 84.1368 | 72.1172 | 60.0977 | 48.0781 | 36.0586 | 24.0391 | 12.0195 | -9.0647e-14 | 0 | 0 | 0 | 0 | 0 | 0 | 0 | 0 | 0 | 0
Inputs_Product_Small Com DLC Heat-One Way Switch.xlsx | Inputs_endUseLoadShapes.xlsx | Inputs_Global_KU_Winter.xlsx | Inputs_Product_Small Com DLC Heat-One Way Switch.xlsx | KU | 20 | Winter | Peak | 3 | Small Com DLC Heat-One Way Switch | [5 empty] | 0.021497 | 0.020366 | 0.019235 | 0.018103 | 0.016972 | 0.01584 | 0.014709 | 0.013577 | 0.012446 | 0.011314 | 0.010183 | 0.0090516 | 0.0079201 | 0.0067887 | 0.0056572 | 0.0045258 | 0.0033943 | 0.0022629 | 0.0011314 | -8.5329e-18 | 0 | 0 | 0 | 0 | 0 | 0 | 0 | 0 | 0 | 0 | 22.9593 | 21.7509 | 20.5425 | 19.3341 | 18.1257 | 16.9173 | 15.709 | 14.5006 | 13.2922 | 12.0838 | 10.8754 | 9.6671 | 8.4587 | 7.2503 | 6.0419 | 4.8335 | 3.6251 | 2.4168 | 1.2084 | -9.1132e-15 | 0 | 0 | 0 | 0 | 0 | 0 | 0 | 0 | 0 | 0
Inputs_Product_Small Com DLC Heat-One Way Switch.xlsx | Inputs_endUseLoadShapes.xlsx | Inputs_Global_KU_Winter.xlsx | Inputs_Product_Small Com DLC Heat-One Way Switch.xlsx | KU | 20 | Winter | Peak | 3 | Small Com DLC Heat-One Way Switch | [5 empty] | 0 | 0 | 0 | 0 | 0 | 0 | 0 | 0 | 0 | 0 | 0 | 0 | 0 | 0 | 0 | 0 | 0 | 0 | 0 | 0 | 0 | 0 | 0 | 0 | 0 | 0 | 0 | 0 | 0 | 0 | 0 | 0 | 0 | 0 | 0 | 0 | 0 | 0 | 0 | 0 | 0 | 0 | 0 | 0 | 0 | 0 | 0 | 0 | 0 | 0 | 0 | 0 | 0 | 0 | 0 | 0 | 0 | 0 | 0 | 0
Inputs_Product_Small Com DLC Heat-One Way Switch.xlsx | Inputs_endUseLoadShapes.xlsx | Inputs_Global_KU_Winter.xlsx | Inputs_Product_Small Com DLC Heat-One Way Switch.xlsx | KU | 20 | Winter | Peak | 3 | Small Com DLC Heat-One Way Switch | [5 empty] | 0 | 0 | 0 | 0 | 0 | 0 | 0 | 0 | 0 | 0 | 0 | 0 | 0 | 0 | 0 | 0 | 0 | 0 | 0 | 0 | 0 | 0 | 0 | 0 | 0 | 0 | 0 | 0 | 0 | 0 | 0 | 0 | 0 | 0 | 0 | 0 | 0 | 0 | 0 | 0 | 0 | 0 | 0 | 0 | 0 | 0 | 0 | 0 | 0 | 0 | 0 | 0 | 0 | 0 | 0 | 0 | 0 | 0 | 0 | 0
Inputs_Product_Small Com DLC Heat-One Way Switch.xlsx | Inputs_endUseLoadShapes.xlsx | Inputs_Global_KU_Winter.xlsx | Inputs_Product_Small Com DLC Heat-One Way Switch.xlsx | KU | 20 | Winter | Peak | 3 | Small Com DLC Heat-One Way Switch | [5 empty] | 0 | 0 | 0 | 0 | 0 | 0 | 0 | 0 | 0 | 0 | 0 | 0 | 0 | 0 | 0 | 0 | 0 | 0 | 0 | 0 | 0 | 0 | 0 | 0 | 0 | 0 | 0 | 0 | 0 | 0 | 0 | 0 | 0 | 0 | 0 | 0 | 0 | 0 | 0 | 0 | 0 | 0 | 0 | 0 | 0 | 0 | 0 | 0 | 0 | 0 | 0 | 0 | 0 | 0 | 0 | 0 | 0 | 0 | 0 | 0
Inputs_Product_Small Com DLC Heat-One Way Switch.xlsx | Inputs_endUseLoadShapes.xlsx | Inputs_Global_KU_Winter.xlsx | Inputs_Product_Small Com DLC Heat-One Way Switch.xlsx | KU | 20 | Winter | Peak | 3 | Small Com DLC Heat-One Way Switch | [5 empty] | 0 | 0 | 0 | 0 | 0 | 0 | 0 | 0 | 0 | 0 | 0 | 0 | 0 | 0 | 0 | 0 | 0 | 0 | 0 | 0 | 0 | 0 | 0 | 0 | 0 | 0 | 0 | 0 | 0 | 0 | 0 | 0 | 0 | 0 | 0 | 0 | 0 | 0 | 0 | 0 | 0 | 0 | 0 | 0 | 0 | 0 | 0 | 0 | 0 | 0 | 0 | 0 | 0 | 0 | 0 | 0 | 0 | 0 | 0 | 0
Inputs_Product_Small Com DLC Heat-One Way Switch.xlsx | Inputs_endUseLoadShapes.xlsx | Inputs_Global_KU_Winter.xlsx | Inputs_Product_Small Com DLC Heat-One Way Switch.xlsx | KU | 20 | Winter | Peak | 3 | Small Com DLC Heat-One Way Switch | [5 empty] | 0 | 0 | 0 | 0 | 0 | 0 | 0 | 0 | 0 | 0 | 0 | 0 | 0 | 0 | 0 | 0 | 0 | 0 | 0 | 0 | 0 | 0 | 0 | 0 | 0 | 0 | 0 | 0 | 0 | 0 | 0 | 0 | 0 | 0 | 0 | 0 | 0 | 0 | 0 | 0 | 0 | 0 | 0 | 0 | 0 | 0 | 0 | 0 | 0 | 0 | 0 | 0 | 0 | 0 | 0 | 0 | 0 | 0 | 0 | 0
Inputs_Product_Small Com DLC Heat-One Way Switch.xlsx | Inputs_endUseLoadShapes.xlsx | Inputs_Global_KU_Winter.xlsx | Inputs_Product_Small Com DLC Heat-One Way Switch.xlsx | KU | 20 | Winter | Peak | 3 | Small Com DLC Heat-One Way Switch | [5 empty] | 0 | 0 | 0 | 0 | 0 | 0 | 0 | 0 | 0 | 0 | 0 | 0 | 0 | 0 | 0 | 0 | 0 | 0 | 0 | 0 | 0 | 0 | 0 | 0 | 0 | 0 | 0 | 0 | 0 | 0 | 0 | 0 | 0 | 0 | 0 | 0 | 0 | 0 | 0 | 0 | 0 | 0 | 0 | 0 | 0 | 0 | 0 | 0 | 0 | 0 | 0 | 0 | 0 | 0 | 0 | 0 | 0 | 0 | 0 | 0
Inputs_Product_Small Com DLC Heat-One Way Switch.xlsx | Inputs_endUseLoadShapes.xlsx | Inputs_Global_KU_Winter.xlsx | Inputs_Product_Small Com DLC Heat-One Way Switch.xlsx | KU | 20 | Winter | Peak | 3 | Small Com DLC Heat-One Way Switch | [5 empty] | 0 | 0 | 0 | 0 | 0 | 0 | 0 | 0 | 0 | 0 | 0 | 0 | 0 | 0 | 0 | 0 | 0 | 0 | 0 | 0 | 0 | 0 | 0 | 0 | 0 | 0 | 0 | 0 | 0 | 0 | 0 | 0 | 0 | 0 | 0 | 0 | 0 | 0 | 0 | 0 | 0 | 0 | 0 | 0 | 0 | 0 | 0 | 0 | 0 | 0 | 0 | 0 | 0 | 0 | 0 | 0 | 0 | 0 | 0 | 0
Inputs_Product_Small Com DLC Heat-One Way Switch.xlsx | Inputs_endUseLoadShapes.xlsx | Inputs_Global_KU_Winter.xlsx | Inputs_Product_Small Com DLC Heat-One Way Switch.xlsx | KU | 20 | Winter | Peak | 3 | Small Com DLC Heat-One Way Switch | [5 empty] | 0 | 0 | 0 | 0 | 0 | 0 | 0 | 0 | 0 | 0 | 0 | 0 | 0 | 0 | 0 | 0 | 0 | 0 | 0 | 0 | 0 | 0 | 0 | 0 | 0 | 0 | 0 | 0 | 0 | 0 | 0 | 0 | 0 | 0 | 0 | 0 | 0 | 0 | 0 | 0 | 0 | 0 | 0 | 0 | 0 | 0 | 0 | 0 | 0 | 0 | 0 | 0 | 0 | 0 | 0 | 0 | 0 | 0 | 0 | 0
Inputs_Product_Small Com DLC Heat-One Way Switch.xlsx | Inputs_endUseLoadShapes.xlsx | Inputs_Global_KU_Winter.xlsx | Inputs_Product_Small Com DLC Heat-One Way Switch.xlsx | KU | 20 | Winter | Peak | 3 | Small Com DLC Heat-One Way Switch | [5 empty] | 0 | 0 | 0 | 0 | 0 | 0 | 0 | 0 | 0 | 0 | 0 | 0 | 0 | 0 | 0 | 0 | 0 | 0 | 0 | 0 | 0 | 0 | 0 | 0 | 0 | 0 | 0 | 0 | 0 | 0 | 0 | 0 | 0 | 0 | 0 | 0 | 0 | 0 | 0 | 0 | 0 | 0 | 0 | 0 | 0 | 0 | 0 | 0 | 0 | 0 | 0 | 0 | 0 | 0 | 0 | 0 | 0 | 0 | 0 | 0
Inputs_Product_Small Com DLC Heat-One Way Switch.xlsx | Inputs_endUseLoadShapes.xlsx | Inputs_Global_KU_Winter.xlsx | Inputs_Product_Small Com DLC Heat-One Way Switch.xlsx | KU | 20 | Winter | Peak | 3 | Small Com DLC Heat-One Way Switch | [5 empty] | 0 | 0 | 0 | 0 | 0 | 0 | 0 | 0 | 0 | 0 | 0 | 0 | 0 | 0 | 0 | 0 | 0 | 0 | 0 | 0 | 0 | 0 | 0 | 0 | 0 | 0 | 0 | 0 | 0 | 0 | 0 | 0 | 0 | 0 | 0 | 0 | 0 | 0 | 0 | 0 | 0 | 0 | 0 | 0 | 0 | 0 | 0 | 0 | 0 | 0 | 0 | 0 | 0 | 0 | 0 | 0 | 0 | 0 | 0 | 0
Inputs_Product_Small Com DLC Heat-One Way Switch.xlsx | Inputs_endUseLoadShapes.xlsx | Inputs_Global_KU_Winter.xlsx | Inputs_Product_Small Com DLC Heat-One Way Switch.xlsx | KU | 20 | Winter | Peak | 3 | Small Com DLC Heat-One Way Switch | [5 empty] | 0 | 0 | 0 | 0 | 0 | 0 | 0 | 0 | 0 | 0 | 0 | 0 | 0 | 0 | 0 | 0 | 0 | 0 | 0 | 0 | 0 | 0 | 0 | 0 | 0 | 0 | 0 | 0 | 0 | 0 | 0 | 0 | 0 | 0 | 0 | 0 | 0 | 0 | 0 | 0 | 0 | 0 | 0 | 0 | 0 | 0 | 0 | 0 | 0 | 0 | 0 | 0 | 0 | 0 | 0 | 0 | 0 | 0 | 0 | 0
Inputs_Product_Small Com DLC Heat-One Way Switch.xlsx | Inputs_endUseLoadShapes.xlsx | Inputs_Global_KU_Winter.xlsx | Inputs_Product_Small Com DLC Heat-One Way Switch.xlsx | KU | 20 | Winter | Peak | 3 | Small Com DLC Heat-One Way Switch | [5 empty] | 0 | 0 | 0 | 0 | 0 | 0 | 0 | 0 | 0 | 0 | 0 | 0 | 0 | 0 | 0 | 0 | 0 | 0 | 0 | 0 | 0 | 0 | 0 | 0 | 0 | 0 | 0 | 0 | 0 | 0 | 0 | 0 | 0 | 0 | 0 | 0 | 0 | 0 | 0 | 0 | 0 | 0 | 0 | 0 | 0 | 0 | 0 | 0 | 0 | 0 | 0 | 0 | 0 | 0 | 0 | 0 | 0 | 0 | 0 | 0
Inputs_Product_Small Com DLC Heat-One Way Switch.xlsx | Inputs_endUseLoadShapes.xlsx | Inputs_Global_KU_Winter.xlsx | Inputs_Product_Small Com DLC Heat-One Way Switch.xlsx | KU | 20 | Winter | Peak | 3 | Small Com DLC Heat-One Way Switch | [5 empty] | 0 | 0 | 0 | 0 | 0 | 0 | 0 | 0 | 0 | 0 | 0 | 0 | 0 | 0 | 0 | 0 | 0 | 0 | 0 | 0 | 0 | 0 | 0 | 0 | 0 | 0 | 0 | 0 | 0 | 0 | 0 | 0 | 0 | 0 | 0 | 0 | 0 | 0 | 0 | 0 | 0 | 0 | 0 | 0 | 0 | 0 | 0 | 0 | 0 | 0 | 0 | 0 | 0 | 0 | 0 | 0 | 0 | 0 | 0 | 0
Inputs_Product_Small Com DLC Heat-One Way Switch.xlsx | Inputs_endUseLoadShapes.xlsx | Inputs_Global_KU_Winter.xlsx | Inputs_Product_Small Com DLC Heat-One Way Switch.xlsx | KU | 20 | Winter | Peak | 3 | Small Com DLC Heat-One Way Switch | [5 empty] | 0 | 0 | 0 | 0 | 0 | 0 | 0 | 0 | 0 | 0 | 0 | 0 | 0 | 0 | 0 | 0 | 0 | 0 | 0 | 0 | 0 | 0 | 0 | 0 | 0 | 0 | 0 | 0 | 0 | 0 | 0 | 0 | 0 | 0 | 0 | 0 | 0 | 0 | 0 | 0 | 0 | 0 | 0 | 0 | 0 | 0 | 0 | 0 | 0 | 0 | 0 | 0 | 0 | 0 | 0 | 0 | 0 | 0 | 0 | 0
Inputs_Product_Small Com DLC Heat-One Way Switch.xlsx | Inputs_endUseLoadShapes.xlsx | Inputs_Global_KU_Winter.xlsx | Inputs_Product_Small Com DLC Heat-One Way Switch.xlsx | KU | 20 | Winter | Peak | 3 | Small Com DLC Heat-One Way Switch | [5 empty] | 0 | 0 | 0 | 0 | 0 | 0 | 0 | 0 | 0 | 0 | 0 | 0 | 0 | 0 | 0 | 0 | 0 | 0 | 0 | 0 | 0 | 0 | 0 | 0 | 0 | 0 | 0 | 0 | 0 | 0 | 0 | 0 | 0 | 0 | 0 | 0 | 0 | 0 | 0 | 0 | 0 | 0 | 0 | 0 | 0 | 0 | 0 | 0 | 0 | 0 | 0 | 0 | 0 | 0 | 0 | 0 | 0 | 0 | 0 | 0
Inputs_Product_Small Com DLC Heat-One Way Switch.xlsx | Inputs_endUseLoadShapes.xlsx | Inputs_Global_KU_Winter.xlsx | Inputs_Product_Small Com DLC Heat-One Way Switch.xlsx | KU | 20 | Winter | Peak | 3 | Small Com DLC Heat-One Way Switch | [5 empty] | 0 | 0 | 0 | 0 | 0 | 0 | 0 | 0 | 0 | 0 | 0 | 0 | 0 | 0 | 0 | 0 | 0 | 0 | 0 | 0 | 0 | 0 | 0 | 0 | 0 | 0 | 0 | 0 | 0 | 0 | 0 | 0 | 0 | 0 | 0 | 0 | 0 | 0 | 0 | 0 | 0 | 0 | 0 | 0 | 0 | 0 | 0 | 0 | 0 | 0 | 0 | 0 | 0 | 0 | 0 | 0 | 0 | 0 | 0 | 0
Inputs_Product_Small Com DLC Heat-One Way Switch.xlsx | Inputs_endUseLoadShapes.xlsx | Inputs_Global_KU_Winter.xlsx | Inputs_Product_Small Com DLC Heat-One Way Switch.xlsx | KU | 20 | Winter | Peak | 3 | Small Com DLC Heat-One Way Switch | [5 empty] | 0 | 0 | 0 | 0 | 0 | 0 | 0 | 0 | 0 | 0 | 0 | 0 | 0 | 0 | 0 | 0 | 0 | 0 | 0 | 0 | 0 | 0 | 0 | 0 | 0 | 0 | 0 | 0 | 0 | 0 | 0 | 0 | 0 | 0 | 0 | 0 | 0 | 0 | 0 | 0 | 0 | 0 | 0 | 0 | 0 | 0 | 0 | 0 | 0 | 0 | 0 | 0 | 0 | 0 | 0 | 0 | 0 | 0 | 0 | 0
Inputs_Product_Small Com DLC Heat-One Way Switch.xlsx | Inputs_endUseLoadShapes.xlsx | Inputs_Global_KU_Winter.xlsx | Inputs_Product_Small Com DLC Heat-One Way Switch.xlsx | KU | 20 | Winter | Peak | 3 | Small Com DLC Heat-One Way Switch | [5 empty] | 0 | 0 | 0 | 0 | 0 | 0 | 0 | 0 | 0 | 0 | 0 | 0 | 0 | 0 | 0 | 0 | 0 | 0 | 0 | 0 | 0 | 0 | 0 | 0 | 0 | 0 | 0 | 0 | 0 | 0 | 0 | 0 | 0 | 0 | 0 | 0 | 0 | 0 | 0 | 0 | 0 | 0 | 0 | 0 | 0 | 0 | 0 | 0 | 0 | 0 | 0 | 0 | 0 | 0 | 0 | 0 | 0 | 0 | 0 | 0
Inputs_Product_Small Com DLC Heat-One Way Switch.xlsx | Inputs_endUseLoadShapes.xlsx | Inputs_Global_KU_Winter.xlsx | Inputs_Product_Small Com DLC Heat-One Way Switch.xlsx | KU | 20 | Winter | Peak | 3 | Small Com DLC Heat-One Way Switch | [5 empty] | 0 | 0 | 0 | 0 | 0 | 0 | 0 | 0 | 0 | 0 | 0 | 0 | 0 | 0 | 0 | 0 | 0 | 0 | 0 | 0 | 0 | 0 | 0 | 0 | 0 | 0 | 0 | 0 | 0 | 0 | 0 | 0 | 0 | 0 | 0 | 0 | 0 | 0 | 0 | 0 | 0 | 0 | 0 | 0 | 0 | 0 | 0 | 0 | 0 | 0 | 0 | 0 | 0 | 0 | 0 | 0 | 0 | 0 | 0 | 0
Inputs_Product_Small Com DLC Heat-One Way Switch.xlsx | Inputs_endUseLoadShapes.xlsx | Inputs_Global_KU_Winter.xlsx | Inputs_Product_Small Com DLC Heat-One Way Switch.xlsx | KU | 20 | Winter | Peak | 3 | Small Com DLC Heat-One Way Switch | [5 empty] | 0 | 0 | 0 | 0 | 0 | 0 | 0 | 0 | 0 | 0 | 0 | 0 | 0 | 0 | 0 | 0 | 0 | 0 | 0 | 0 | 0 | 0 | 0 | 0 | 0 | 0 | 0 | 0 | 0 | 0 | 0 | 0 | 0 | 0 | 0 | 0 | 0 | 0 | 0 | 0 | 0 | 0 | 0 | 0 | 0 | 0 | 0 | 0 | 0 | 0 | 0 | 0 | 0 | 0 | 0 | 0 | 0 | 0 | 0 | 0
Inputs_Product_Small Com DLC Heat-One Way Switch.xlsx | Inputs_endUseLoadShapes.xlsx | Inputs_Global_KU_Winter.xlsx | Inputs_Product_Small Com DLC Heat-One Way Switch.xlsx | KU | 20 | Winter | Peak | 3 | Small Com DLC Heat-One Way Switch | [5 empty] | 0 | 0 | 0 | 0 | 0 | 0 | 0 | 0 | 0 | 0 | 0 | 0 | 0 | 0 | 0 | 0 | 0 | 0 | 0 | 0 | 0 | 0 | 0 | 0 | 0 | 0 | 0 | 0 | 0 | 0 | 0 | 0 | 0 | 0 | 0 | 0 | 0 | 0 | 0 | 0 | 0 | 0 | 0 | 0 | 0 | 0 | 0 | 0 | 0 | 0 | 0 | 0 | 0 | 0 | 0 | 0 | 0 | 0 | 0 | 0
Inputs_Product_Small Com DLC Heat-One Way Switch.xlsx | Inputs_endUseLoadShapes.xlsx | Inputs_Global_KU_Winter.xlsx | Inputs_Product_Small Com DLC Heat-One Way Switch.xlsx | KU | 20 | Winter | Peak | 3 | Small Com DLC Heat-One Way Switch | [5 empty] | 0 | 0 | 0 | 0 | 0 | 0 | 0 | 0 | 0 | 0 | 0 | 0 | 0 | 0 | 0 | 0 | 0 | 0 | 0 | 0 | 0 | 0 | 0 | 0 | 0 | 0 | 0 | 0 | 0 | 0 | 0 | 0 | 0 | 0 | 0 | 0 | 0 | 0 | 0 | 0 | 0 | 0 | 0 | 0 | 0 | 0 | 0 | 0 | 0 | 0 | 0 | 0 | 0 | 0 | 0 | 0 | 0 | 0 | 0 | 0
Inputs_Product_Small Com DLC Heat-One Way Switch.xlsx | Inputs_endUseLoadShapes.xlsx | Inputs_Global_KU_Winter.xlsx | Inputs_Product_Small Com DLC Heat-One Way Switch.xlsx | KU | 20 | Winter | Peak | 3 | Small Com DLC Heat-One Way Switch | [5 empty] | 0 | 0 | 0 | 0 | 0 | 0 | 0 | 0 | 0 | 0 | 0 | 0 | 0 | 0 | 0 | 0 | 0 | 0 | 0 | 0 | 0 | 0 | 0 | 0 | 0 | 0 | 0 | 0 | 0 | 0 | 0 | 0 | 0 | 0 | 0 | 0 | 0 | 0 | 0 | 0 | 0 | 0 | 0 | 0 | 0 | 0 | 0 | 0 | 0 | 0 | 0 | 0 | 0 | 0 | 0 | 0 | 0 | 0 | 0 | 0
Inputs_Product_Small Com DLC Heat-One Way Switch.xlsx | Inputs_endUseLoadShapes.xlsx | Inputs_Global_KU_Winter.xlsx | Inputs_Product_Small Com DLC Heat-One Way Switch.xlsx | KU | 20 | Winter | Peak | 3 | Small Com DLC Heat-One Way Switch | [5 empty] | 0 | 0 | 0 | 0 | 0 | 0 | 0 | 0 | 0 | 0 | 0 | 0 | 0 | 0 | 0 | 0 | 0 | 0 | 0 | 0 | 0 | 0 | 0 | 0 | 0 | 0 | 0 | 0 | 0 | 0 | 0 | 0 | 0 | 0 | 0 | 0 | 0 | 0 | 0 | 0 | 0 | 0 | 0 | 0 | 0 | 0 | 0 | 0 | 0 | 0 | 0 | 0 | 0 | 0 | 0 | 0 | 0 | 0 | 0 | 0
Inputs_Product_Small Com DLC Heat-One Way Switch.xlsx | Inputs_endUseLoadShapes.xlsx | Inputs_Global_KU_Winter.xlsx | Inputs_Product_Small Com DLC Heat-One Way Switch.xlsx | KU | 20 | Winter | Peak | 3 | Small Com DLC Heat-One Way Switch | [5 empty] | 0 | 0 | 0 | 0 | 0 | 0 | 0 | 0 | 0 | 0 | 0 | 0 | 0 | 0 | 0 | 0 | 0 | 0 | 0 | 0 | 0 | 0 | 0 | 0 | 0 | 0 | 0 | 0 | 0 | 0 | 0 | 0 | 0 | 0 | 0 | 0 | 0 | 0 | 0 | 0 | 0 | 0 | 0 | 0 | 0 | 0 | 0 | 0 | 0 | 0 | 0 | 0 | 0 | 0 | 0 | 0 | 0 | 0 | 0 | 0
Inputs_Product_Small Com DLC Heat-One Way Switch.xlsx | Inputs_endUseLoadShapes.xlsx | Inputs_Global_KU_Winter.xlsx | Inputs_Product_Small Com DLC Heat-One Way Switch.xlsx | KU | 20 | Winter | Peak | 3 | Small Com DLC Heat-One Way Switch | [5 empty] | 0 | 0 | 0 | 0 | 0 | 0 | 0 | 0 | 0 | 0 | 0 | 0 | 0 | 0 | 0 | 0 | 0 | 0 | 0 | 0 | 0 | 0 | 0 | 0 | 0 | 0 | 0 | 0 | 0 | 0 | 0 | 0 | 0 | 0 | 0 | 0 | 0 | 0 | 0 | 0 | 0 | 0 | 0 | 0 | 0 | 0 | 0 | 0 | 0 | 0 | 0 | 0 | 0 | 0 | 0 | 0 | 0 | 0 | 0 | 0
Inputs_Product_Small Com DLC Heat-One Way Switch.xlsx | Inputs_endUseLoadShapes.xlsx | Inputs_Global_KU_Winter.xlsx | Inputs_Product_Small Com DLC Heat-One Way Switch.xlsx | KU | 20 | Winter | Peak | 3 | Small Com DLC Heat-One Way Switch | [5 empty] | 0 | 0 | 0 | 0 | 0 | 0 | 0 | 0 | 0 | 0 | 0 | 0 | 0 | 0 | 0 | 0 | 0 | 0 | 0 | 0 | 0 | 0 | 0 | 0 | 0 | 0 | 0 | 0 | 0 | 0 | 0 | 0 | 0 | 0 | 0 | 0 | 0 | 0 | 0 | 0 | 0 | 0 | 0 | 0 | 0 | 0 | 0 | 0 | 0 | 0 | 0 | 0 | 0 | 0 | 0 | 0 | 0 | 0 | 0 | 0
Inputs_Product_Small Com DLC Heat-One Way Switch.xlsx | Inputs_endUseLoadShapes.xlsx | Inputs_Global_KU_Winter.xlsx | Inputs_Product_Small Com DLC Heat-One Way Switch.xlsx | KU | 20 | Winter | Peak | 3 | Small Com DLC Heat-One Way Switch | [5 empty] | 0 | 0 | 0 | 0 | 0 | 0 | 0 | 0 | 0 | 0 | 0 | 0 | 0 | 0 | 0 | 0 | 0 | 0 | 0 | 0 | 0 | 0 | 0 | 0 | 0 | 0 | 0 | 0 | 0 | 0 | 0 | 0 | 0 | 0 | 0 | 0 | 0 | 0 | 0 | 0 | 0 | 0 | 0 | 0 | 0 | 0 | 0 | 0 | 0 | 0 | 0 | 0 | 0 | 0 | 0 | 0 | 0 | 0 | 0 | 0
Inputs_Product_Small Com DLC Heat-One Way Switch.xlsx | Inputs_endUseLoadShapes.xlsx | Inputs_Global_KU_Winter.xlsx | Inputs_Product_Small Com DLC Heat-One Way Switch.xlsx | KU | 20 | Winter | Peak | 3 | Small Com DLC Heat-One Way Switch | [5 empty] | 0 | 0 | 0 | 0 | 0 | 0 | 0 | 0 | 0 | 0 | 0 | 0 | 0 | 0 | 0 | 0 | 0 | 0 | 0 | 0 | 0 | 0 | 0 | 0 | 0 | 0 | 0 | 0 | 0 | 0 | 0 | 0 | 0 | 0 | 0 | 0 | 0 | 0 | 0 | 0 | 0 | 0 | 0 | 0 | 0 | 0 | 0 | 0 | 0 | 0 | 0 | 0 | 0 | 0 | 0 | 0 | 0 | 0 | 0 | 0
Inputs_Product_Small Com DLC Heat-One Way Switch.xlsx | Inputs_endUseLoadShapes.xlsx | Inputs_Global_KU_Winter.xlsx | Inputs_Product_Small Com DLC Heat-One Way Switch.xlsx | KU | 20 | Winter | Peak | 3 | Small Com DLC Heat-One Way Switch | [5 empty] | 0 | 0 | 0 | 0 | 0 | 0 | 0 | 0 | 0 | 0 | 0 | 0 | 0 | 0 | 0 | 0 | 0 | 0 | 0 | 0 | 0 | 0 | 0 | 0 | 0 | 0 | 0 | 0 | 0 | 0 | 0 | 0 | 0 | 0 | 0 | 0 | 0 | 0 | 0 | 0 | 0 | 0 | 0 | 0 | 0 | 0 | 0 | 0 | 0 | 0 | 0 | 0 | 0 | 0 | 0 | 0 | 0 | 0 | 0 | 0
Inputs_Product_Small Com DLC Heat-Two Way Switch Existing.xlsx | Inputs_endUseLoadShapes.xlsx | Inputs_Global_KU_Winter.xlsx | Inputs_Product_Small Com DLC Heat-Two Way Switch Existing.xlsx | KU | 20 | Winter | Peak | 3 | Small Com DLC Heat-Two Way Switch Existing | [5 empty] | 0 | 0 | 0 | 0 | 0 | 0 | 0 | 0 | 0 | 0 | 0 | 0 | 0 | 0 | 0 | 0 | 0 | 0 | 0 | 0 | 0 | 0 | 0 | 0 | 0 | 0 | 0 | 0 | 0 | 0 | 0 | 0 | 0 | 0 | 0 | 0 | 0 | 0 | 0 | 0 | 0 | 0 | 0 | 0 | 0 | 0 | 0 | 0 | 0 | 0 | 0 | 0 | 0 | 0 | 0 | 0 | 0 | 0 | 0 | 0
Inputs_Product_Small Com DLC Heat-Two Way Switch Existing.xlsx | Inputs_endUseLoadShapes.xlsx | Inputs_Global_KU_Winter.xlsx | Inputs_Product_Small Com DLC Heat-Two Way Switch Existing.xlsx | KU | 20 | Winter | Peak | 3 | Small Com DLC Heat-Two Way Switch Existing | [5 empty] | 0 | 0 | 0 | 0 | 0 | 0 | 0 | 0 | 0 | 0 | 0 | 0 | 0 | 0 | 0 | 0 | 0 | 0 | 0 | 0 | 0 | 0 | 0 | 0 | 0 | 0 | 0 | 0 | 0 | 0 | 0 | 0 | 0 | 0 | 0 | 0 | 0 | 0 | 0 | 0 | 0 | 0 | 0 | 0 | 0 | 0 | 0 | 0 | 0 | 0 | 0 | 0 | 0 | 0 | 0 | 0 | 0 | 0 | 0 | 0
Inputs_Product_Small Com DLC Heat-Two Way Switch Existing.xlsx | Inputs_endUseLoadShapes.xlsx | Inputs_Global_KU_Winter.xlsx | Inputs_Product_Small Com DLC Heat-Two Way Switch Existing.xlsx | KU | 20 | Winter | Peak | 3 | Small Com DLC Heat-Two Way Switch Existing | [5 empty] | 0 | 0 | 0 | 0 | 0 | 0 | 0 | 0 | 0 | 0 | 0 | 0 | 0 | 0 | 0 | 0 | 0 | 0 | 0 | 0 | 0 | 0 | 0 | 0 | 0 | 0 | 0 | 0 | 0 | 0 | 0 | 0 | 0 | 0 | 0 | 0 | 0 | 0 | 0 | 0 | 0 | 0 | 0 | 0 | 0 | 0 | 0 | 0 | 0 | 0 | 0 | 0 | 0 | 0 | 0 | 0 | 0 | 0 | 0 | 0
Inputs_Product_Small Com DLC Heat-Two Way Switch Existing.xlsx | Inputs_endUseLoadShapes.xlsx | Inputs_Global_KU_Winter.xlsx | Inputs_Product_Small Com DLC Heat-Two Way Switch Existing.xlsx | KU | 20 | Winter | Peak | 3 | Small Com DLC Heat-Two Way Switch Existing | [5 empty] | 0 | 0 | 0 | 0 | 0 | 0 | 0 | 0 | 0 | 0 | 0 | 0 | 0 | 0 | 0 | 0 | 0 | 0 | 0 | 0 | 0 | 0 | 0 | 0 | 0 | 0 | 0 | 0 | 0 | 0 | 0 | 0 | 0 | 0 | 0 | 0 | 0 | 0 | 0 | 0 | 0 | 0 | 0 | 0 | 0 | 0 | 0 | 0 | 0 | 0 | 0 | 0 | 0 | 0 | 0 | 0 | 0 | 0 | 0 | 0
Inputs_Product_Small Com DLC Heat-Two Way Switch Existing.xlsx | Inputs_endUseLoadShapes.xlsx | Inputs_Global_KU_Winter.xlsx | Inputs_Product_Small Com DLC Heat-Two Way Switch Existing.xlsx | KU | 20 | Winter | Peak | 3 | Small Com DLC Heat-Two Way Switch Existing | [5 empty] | 0 | 0 | 0 | 0 | 0 | 0 | 0 | 0 | 0 | 0 | 0 | 0 | 0 | 0 | 0 | 0 | 0 | 0 | 0 | 0 | 0 | 0 | 0 | 0 | 0 | 0 | 0 | 0 | 0 | 0 | 0 | 0 | 0 | 0 | 0 | 0 | 0 | 0 | 0 | 0 | 0 | 0 | 0 | 0 | 0 | 0 | 0 | 0 | 0 | 0 | 0 | 0 | 0 | 0 | 0 | 0 | 0 | 0 | 0 | 0
Inputs_Product_Small Com DLC Heat-Two Way Switch Existing.xlsx | Inputs_endUseLoadShapes.xlsx | Inputs_Global_KU_Winter.xlsx | Inputs_Product_Small Com DLC Heat-Two Way Switch Existing.xlsx | KU | 20 | Winter | Peak | 3 | Small Com DLC Heat-Two Way Switch Existing | [5 empty] | 0 | 0 | 0 | 0 | 0 | 0 | 0 | 0 | 0 | 0 | 0 | 0 | 0 | 0 | 0 | 0 | 0 | 0 | 0 | 0 | 0 | 0 | 0 | 0 | 0 | 0 | 0 | 0 | 0 | 0 | 0 | 0 | 0 | 0 | 0 | 0 | 0 | 0 | 0 | 0 | 0 | 0 | 0 | 0 | 0 | 0 | 0 | 0 | 0 | 0 | 0 | 0 | 0 | 0 | 0 | 0 | 0 | 0 | 0 | 0
Inputs_Product_Small Com DLC Heat-Two Way Switch Existing.xlsx | Inputs_endUseLoadShapes.xlsx | Inputs_Global_KU_Winter.xlsx | Inputs_Product_Small Com DLC Heat-Two Way Switch Existing.xlsx | KU | 20 | Winter | Peak | 3 | Small Com DLC Heat-Two Way Switch Existing | [5 empty] | 0 | 0 | 0 | 0 | 0 | 0 | 0 | 0 | 0 | 0 | 0 | 0 | 0 | 0 | 0 | 0 | 0 | 0 | 0 | 0 | 0 | 0 | 0 | 0 | 0 | 0 | 0 | 0 | 0 | 0 | 0 | 0 | 0 | 0 | 0 | 0 | 0 | 0 | 0 | 0 | 0 | 0 | 0 | 0 | 0 | 0 | 0 | 0 | 0 | 0 | 0 | 0 | 0 | 0 | 0 | 0 | 0 | 0 | 0 | 0
Inputs_Product_Small Com DLC Heat-Two Way Switch Existing.xlsx | Inputs_endUseLoadShapes.xlsx | Inputs_Global_KU_Winter.xlsx | Inputs_Product_Small Com DLC Heat-Two Way Switch Existing.xlsx | KU | 20 | Winter | Peak | 3 | Small Com DLC Heat-Two Way Switch Existing | [5 empty] | 0 | 0 | 0 | 0 | 0 | 0 | 0 | 0 | 0 | 0 | 0 | 0 | 0 | 0 | 0 | 0 | 0 | 0 | 0 | 0 | 0 | 0 | 0 | 0 | 0 | 0 | 0 | 0 | 0 | 0 | 0 | 0 | 0 | 0 | 0 | 0 | 0 | 0 | 0 | 0 | 0 | 0 | 0 | 0 | 0 | 0 | 0 | 0 | 0 | 0 | 0 | 0 | 0 | 0 | 0 | 0 | 0 | 0 | 0 | 0
Inputs_Product_Small Com DLC Heat-Two Way Switch Existing.xlsx | Inputs_endUseLoadShapes.xlsx | Inputs_Global_KU_Winter.xlsx | Inputs_Product_Small Com DLC Heat-Two Way Switch Existing.xlsx | KU | 20 | Winter | Peak | 3 | Small Com DLC Heat-Two Way Switch Existing | [5 empty] | 0.055912 | 0.052559 | 0.049406 | 0.046442 | 0.043657 | 0.041038 | 0.038577 | 0.036263 | 0.034087 | 0.032043 | 0.030121 | 0.028314 | 0.026616 | 0.025019 | 0.023519 | 0.022108 | 0.020782 | 0.019535 | 0.018363 | 0.017262 | 0 | 0 | 0 | 0 | 0 | 0 | 0 | 0 | 0 | 0 | 31.4286 | 29.5434 | 27.7713 | 26.1055 | 24.5397 | 23.0677 | 21.684 | 20.3834 | 19.1607 | 18.0114 | 16.931 | 15.9155 | 14.9608 | 14.0634 | 13.2199 | 12.4269 | 11.6815 | 10.9808 | 10.3222 | 9.703 | 0 | 0 | 0 | 0 | 0 | 0 | 0 | 0 | 0 | 0
Inputs_Product_Small Com DLC Heat-Two Way Switch Existing.xlsx | Inputs_endUseLoadShapes.xlsx | Inputs_Global_KU_Winter.xlsx | Inputs_Product_Small Com DLC Heat-Two Way Switch Existing.xlsx | KU | 20 | Winter | Peak | 3 | Small Com DLC Heat-Two Way Switch Existing | [5 empty] | 0.0056211 | 0.005284 | 0.004967 | 0.0046691 | 0.004389 | 0.0041258 | 0.0038783 | 0.0036457 | 0.003427 | 0.0032214 | 0.0030282 | 0.0028465 | 0.0026758 | 0.0025153 | 0.0023644 | 0.0022226 | 0.0020893 | 0.001964 | 0.0018462 | 0.0017354 | 0 | 0 | 0 | 0 | 0 | 0 | 0 | 0 | 0 | 0 | 3.1597 | 2.9701 | 2.792 | 2.6245 | 2.4671 | 2.3191 | 2.18 | 2.0492 | 1.9263 | 1.8108 | 1.7022 | 1.6001 | 1.5041 | 1.4139 | 1.3291 | 1.2493 | 1.1744 | 1.104 | 1.0377 | 0.97549 | 0 | 0 | 0 | 0 | 0 | 0 | 0 | 0 | 0 | 0
Inputs_Product_Small Com DLC Heat-Two Way Switch Existing.xlsx | Inputs_endUseLoadShapes.xlsx | Inputs_Global_KU_Winter.xlsx | Inputs_Product_Small Com DLC Heat-Two Way Switch Existing.xlsx | KU | 20 | Winter | Peak | 3 | Small Com DLC Heat-Two Way Switch Existing | [5 empty] | 0 | 0 | 0 | 0 | 0 | 0 | 0 | 0 | 0 | 0 | 0 | 0 | 0 | 0 | 0 | 0 | 0 | 0 | 0 | 0 | 0 | 0 | 0 | 0 | 0 | 0 | 0 | 0 | 0 | 0 | 0 | 0 | 0 | 0 | 0 | 0 | 0 | 0 | 0 | 0 | 0 | 0 | 0 | 0 | 0 | 0 | 0 | 0 | 0 | 0 | 0 | 0 | 0 | 0 | 0 | 0 | 0 | 0 | 0 | 0
Inputs_Product_Small Com DLC Heat-Two Way Switch Existing.xlsx | Inputs_endUseLoadShapes.xlsx | Inputs_Global_KU_Winter.xlsx | Inputs_Product_Small Com DLC Heat-Two Way Switch Existing.xlsx | KU | 20 | Winter | Peak | 3 | Small Com DLC Heat-Two Way Switch Existing | [5 empty] | 0 | 0 | 0 | 0 | 0 | 0 | 0 | 0 | 0 | 0 | 0 | 0 | 0 | 0 | 0 | 0 | 0 | 0 | 0 | 0 | 0 | 0 | 0 | 0 | 0 | 0 | 0 | 0 | 0 | 0 | 0 | 0 | 0 | 0 | 0 | 0 | 0 | 0 | 0 | 0 | 0 | 0 | 0 | 0 | 0 | 0 | 0 | 0 | 0 | 0 | 0 | 0 | 0 | 0 | 0 | 0 | 0 | 0 | 0 | 0
Inputs_Product_Small Com DLC Heat-Two Way Switch Existing.xlsx | Inputs_endUseLoadShapes.xlsx | Inputs_Global_KU_Winter.xlsx | Inputs_Product_Small Com DLC Heat-Two Way Switch Existing.xlsx | KU | 20 | Winter | Peak | 3 | Small Com DLC Heat-Two Way Switch Existing | [5 empty] | 0 | 0 | 0 | 0 | 0 | 0 | 0 | 0 | 0 | 0 | 0 | 0 | 0 | 0 | 0 | 0 | 0 | 0 | 0 | 0 | 0 | 0 | 0 | 0 | 0 | 0 | 0 | 0 | 0 | 0 | 0 | 0 | 0 | 0 | 0 | 0 | 0 | 0 | 0 | 0 | 0 | 0 | 0 | 0 | 0 | 0 | 0 | 0 | 0 | 0 | 0 | 0 | 0 | 0 | 0 | 0 | 0 | 0 | 0 | 0
Inputs_Product_Small Com DLC Heat-Two Way Switch Existing.xlsx | Inputs_endUseLoadShapes.xlsx | Inputs_Global_KU_Winter.xlsx | Inputs_Product_Small Com DLC Heat-Two Way Switch Existing.xlsx | KU | 20 | Winter | Peak | 3 | Small Com DLC Heat-Two Way Switch Existing | [5 empty] | 0 | 0 | 0 | 0 | 0 | 0 | 0 | 0 | 0 | 0 | 0 | 0 | 0 | 0 | 0 | 0 | 0 | 0 | 0 | 0 | 0 | 0 | 0 | 0 | 0 | 0 | 0 | 0 | 0 | 0 | 0 | 0 | 0 | 0 | 0 | 0 | 0 | 0 | 0 | 0 | 0 | 0 | 0 | 0 | 0 | 0 | 0 | 0 | 0 | 0 | 0 | 0 | 0 | 0 | 0 | 0 | 0 | 0 | 0 | 0
Inputs_Product_Small Com DLC Heat-Two Way Switch Existing.xlsx | Inputs_endUseLoadShapes.xlsx | Inputs_Global_KU_Winter.xlsx | Inputs_Product_Small Com DLC Heat-Two Way Switch Existing.xlsx | KU | 20 | Winter | Peak | 3 | Small Com DLC Heat-Two Way Switch Existing | [5 empty] | 0 | 0 | 0 | 0 | 0 | 0 | 0 | 0 | 0 | 0 | 0 | 0 | 0 | 0 | 0 | 0 | 0 | 0 | 0 | 0 | 0 | 0 | 0 | 0 | 0 | 0 | 0 | 0 | 0 | 0 | 0 | 0 | 0 | 0 | 0 | 0 | 0 | 0 | 0 | 0 | 0 | 0 | 0 | 0 | 0 | 0 | 0 | 0 | 0 | 0 | 0 | 0 | 0 | 0 | 0 | 0 | 0 | 0 | 0 | 0
Inputs_Product_Small Com DLC Heat-Two Way Switch Existing.xlsx | Inputs_endUseLoadShapes.xlsx | Inputs_Global_KU_Winter.xlsx | Inputs_Product_Small Com DLC Heat-Two Way Switch Existing.xlsx | KU | 20 | Winter | Peak | 3 | Small Com DLC Heat-Two Way Switch Existing | [5 empty] | 0 | 0 | 0 | 0 | 0 | 0 | 0 | 0 | 0 | 0 | 0 | 0 | 0 | 0 | 0 | 0 | 0 | 0 | 0 | 0 | 0 | 0 | 0 | 0 | 0 | 0 | 0 | 0 | 0 | 0 | 0 | 0 | 0 | 0 | 0 | 0 | 0 | 0 | 0 | 0 | 0 | 0 | 0 | 0 | 0 | 0 | 0 | 0 | 0 | 0 | 0 | 0 | 0 | 0 | 0 | 0 | 0 | 0 | 0 | 0
Inputs_Product_Small Com DLC Heat-Two Way Switch Existing.xlsx | Inputs_endUseLoadShapes.xlsx | Inputs_Global_KU_Winter.xlsx | Inputs_Product_Small Com DLC Heat-Two Way Switch Existing.xlsx | KU | 20 | Winter | Peak | 3 | Small Com DLC Heat-Two Way Switch Existing | [5 empty] | 0 | 0 | 0 | 0 | 0 | 0 | 0 | 0 | 0 | 0 | 0 | 0 | 0 | 0 | 0 | 0 | 0 | 0 | 0 | 0 | 0 | 0 | 0 | 0 | 0 | 0 | 0 | 0 | 0 | 0 | 0 | 0 | 0 | 0 | 0 | 0 | 0 | 0 | 0 | 0 | 0 | 0 | 0 | 0 | 0 | 0 | 0 | 0 | 0 | 0 | 0 | 0 | 0 | 0 | 0 | 0 | 0 | 0 | 0 | 0
Inputs_Product_Small Com DLC Heat-Two Way Switch Existing.xlsx | Inputs_endUseLoadShapes.xlsx | Inputs_Global_KU_Winter.xlsx | Inputs_Product_Small Com DLC Heat-Two Way Switch Existing.xlsx | KU | 20 | Winter | Peak | 3 | Small Com DLC Heat-Two Way Switch Existing | [5 empty] | 0 | 0 | 0 | 0 | 0 | 0 | 0 | 0 | 0 | 0 | 0 | 0 | 0 | 0 | 0 | 0 | 0 | 0 | 0 | 0 | 0 | 0 | 0 | 0 | 0 | 0 | 0 | 0 | 0 | 0 | 0 | 0 | 0 | 0 | 0 | 0 | 0 | 0 | 0 | 0 | 0 | 0 | 0 | 0 | 0 | 0 | 0 | 0 | 0 | 0 | 0 | 0 | 0 | 0 | 0 | 0 | 0 | 0 | 0 | 0
Inputs_Product_Small Com DLC Heat-Two Way Switch Existing.xlsx | Inputs_endUseLoadShapes.xlsx | Inputs_Global_KU_Winter.xlsx | Inputs_Product_Small Com DLC Heat-Two Way Switch Existing.xlsx | KU | 20 | Winter | Peak | 3 | Small Com DLC Heat-Two Way Switch Existing | [5 empty] | 0 | 0 | 0 | 0 | 0 | 0 | 0 | 0 | 0 | 0 | 0 | 0 | 0 | 0 | 0 | 0 | 0 | 0 | 0 | 0 | 0 | 0 | 0 | 0 | 0 | 0 | 0 | 0 | 0 | 0 | 0 | 0 | 0 | 0 | 0 | 0 | 0 | 0 | 0 | 0 | 0 | 0 | 0 | 0 | 0 | 0 | 0 | 0 | 0 | 0 | 0 | 0 | 0 | 0 | 0 | 0 | 0 | 0 | 0 | 0
Inputs_Product_Small Com DLC Heat-Two Way Switch Existing.xlsx | Inputs_endUseLoadShapes.xlsx | Inputs_Global_KU_Winter.xlsx | Inputs_Product_Small Com DLC Heat-Two Way Switch Existing.xlsx | KU | 20 | Winter | Peak | 3 | Small Com DLC Heat-Two Way Switch Existing | [5 empty] | 0 | 0 | 0 | 0 | 0 | 0 | 0 | 0 | 0 | 0 | 0 | 0 | 0 | 0 | 0 | 0 | 0 | 0 | 0 | 0 | 0 | 0 | 0 | 0 | 0 | 0 | 0 | 0 | 0 | 0 | 0 | 0 | 0 | 0 | 0 | 0 | 0 | 0 | 0 | 0 | 0 | 0 | 0 | 0 | 0 | 0 | 0 | 0 | 0 | 0 | 0 | 0 | 0 | 0 | 0 | 0 | 0 | 0 | 0 | 0
Inputs_Product_Small Com DLC Heat-Two Way Switch Existing.xlsx | Inputs_endUseLoadShapes.xlsx | Inputs_Global_KU_Winter.xlsx | Inputs_Product_Small Com DLC Heat-Two Way Switch Existing.xlsx | KU | 20 | Winter | Peak | 3 | Small Com DLC Heat-Two Way Switch Existing | [5 empty] | 0 | 0 | 0 | 0 | 0 | 0 | 0 | 0 | 0 | 0 | 0 | 0 | 0 | 0 | 0 | 0 | 0 | 0 | 0 | 0 | 0 | 0 | 0 | 0 | 0 | 0 | 0 | 0 | 0 | 0 | 0 | 0 | 0 | 0 | 0 | 0 | 0 | 0 | 0 | 0 | 0 | 0 | 0 | 0 | 0 | 0 | 0 | 0 | 0 | 0 | 0 | 0 | 0 | 0 | 0 | 0 | 0 | 0 | 0 | 0
Inputs_Product_Small Com DLC Heat-Two Way Switch Existing.xlsx | Inputs_endUseLoadShapes.xlsx | Inputs_Global_KU_Winter.xlsx | Inputs_Product_Small Com DLC Heat-Two Way Switch Existing.xlsx | KU | 20 | Winter | Peak | 3 | Small Com DLC Heat-Two Way Switch Existing | [5 empty] | 0 | 0 | 0 | 0 | 0 | 0 | 0 | 0 | 0 | 0 | 0 | 0 | 0 | 0 | 0 | 0 | 0 | 0 | 0 | 0 | 0 | 0 | 0 | 0 | 0 | 0 | 0 | 0 | 0 | 0 | 0 | 0 | 0 | 0 | 0 | 0 | 0 | 0 | 0 | 0 | 0 | 0 | 0 | 0 | 0 | 0 | 0 | 0 | 0 | 0 | 0 | 0 | 0 | 0 | 0 | 0 | 0 | 0 | 0 | 0
Inputs_Product_Small Com DLC Heat-Two Way Switch Existing.xlsx | Inputs_endUseLoadShapes.xlsx | Inputs_Global_KU_Winter.xlsx | Inputs_Product_Small Com DLC Heat-Two Way Switch Existing.xlsx | KU | 20 | Winter | Peak | 3 | Small Com DLC Heat-Two Way Switch Existing | [5 empty] | 0 | 0 | 0 | 0 | 0 | 0 | 0 | 0 | 0 | 0 | 0 | 0 | 0 | 0 | 0 | 0 | 0 | 0 | 0 | 0 | 0 | 0 | 0 | 0 | 0 | 0 | 0 | 0 | 0 | 0 | 0 | 0 | 0 | 0 | 0 | 0 | 0 | 0 | 0 | 0 | 0 | 0 | 0 | 0 | 0 | 0 | 0 | 0 | 0 | 0 | 0 | 0 | 0 | 0 | 0 | 0 | 0 | 0 | 0 | 0
Inputs_Product_Small Com DLC Heat-Two Way Switch Existing.xlsx | Inputs_endUseLoadShapes.xlsx | Inputs_Global_KU_Winter.xlsx | Inputs_Product_Small Com DLC Heat-Two Way Switch Existing.xlsx | KU | 20 | Winter | Peak | 3 | Small Com DLC Heat-Two Way Switch Existing | [5 empty] | 0 | 0 | 0 | 0 | 0 | 0 | 0 | 0 | 0 | 0 | 0 | 0 | 0 | 0 | 0 | 0 | 0 | 0 | 0 | 0 | 0 | 0 | 0 | 0 | 0 | 0 | 0 | 0 | 0 | 0 | 0 | 0 | 0 | 0 | 0 | 0 | 0 | 0 | 0 | 0 | 0 | 0 | 0 | 0 | 0 | 0 | 0 | 0 | 0 | 0 | 0 | 0 | 0 | 0 | 0 | 0 | 0 | 0 | 0 | 0
Inputs_Product_Small Com DLC Heat-Two Way Switch Existing.xlsx | Inputs_endUseLoadShapes.xlsx | Inputs_Global_KU_Winter.xlsx | Inputs_Product_Small Com DLC Heat-Two Way Switch Existing.xlsx | KU | 20 | Winter | Peak | 3 | Small Com DLC Heat-Two Way Switch Existing | [5 empty] | 0 | 0 | 0 | 0 | 0 | 0 | 0 | 0 | 0 | 0 | 0 | 0 | 0 | 0 | 0 | 0 | 0 | 0 | 0 | 0 | 0 | 0 | 0 | 0 | 0 | 0 | 0 | 0 | 0 | 0 | 0 | 0 | 0 | 0 | 0 | 0 | 0 | 0 | 0 | 0 | 0 | 0 | 0 | 0 | 0 | 0 | 0 | 0 | 0 | 0 | 0 | 0 | 0 | 0 | 0 | 0 | 0 | 0 | 0 | 0
Inputs_Product_Small Com DLC Heat-Two Way Switch Existing.xlsx | Inputs_endUseLoadShapes.xlsx | Inputs_Global_KU_Winter.xlsx | Inputs_Product_Small Com DLC Heat-Two Way Switch Existing.xlsx | KU | 20 | Winter | Peak | 3 | Small Com DLC Heat-Two Way Switch Existing | [5 empty] | 0 | 0 | 0 | 0 | 0 | 0 | 0 | 0 | 0 | 0 | 0 | 0 | 0 | 0 | 0 | 0 | 0 | 0 | 0 | 0 | 0 | 0 | 0 | 0 | 0 | 0 | 0 | 0 | 0 | 0 | 0 | 0 | 0 | 0 | 0 | 0 | 0 | 0 | 0 | 0 | 0 | 0 | 0 | 0 | 0 | 0 | 0 | 0 | 0 | 0 | 0 | 0 | 0 | 0 | 0 | 0 | 0 | 0 | 0 | 0
Inputs_Product_Small Com DLC Heat-Two Way Switch Existing.xlsx | Inputs_endUseLoadShapes.xlsx | Inputs_Global_KU_Winter.xlsx | Inputs_Product_Small Com DLC Heat-Two Way Switch Existing.xlsx | KU | 20 | Winter | Peak | 3 | Small Com DLC Heat-Two Way Switch Existing | [5 empty] | 0 | 0 | 0 | 0 | 0 | 0 | 0 | 0 | 0 | 0 | 0 | 0 | 0 | 0 | 0 | 0 | 0 | 0 | 0 | 0 | 0 | 0 | 0 | 0 | 0 | 0 | 0 | 0 | 0 | 0 | 0 | 0 | 0 | 0 | 0 | 0 | 0 | 0 | 0 | 0 | 0 | 0 | 0 | 0 | 0 | 0 | 0 | 0 | 0 | 0 | 0 | 0 | 0 | 0 | 0 | 0 | 0 | 0 | 0 | 0
Inputs_Product_Small Com DLC Heat-Two Way Switch Existing.xlsx | Inputs_endUseLoadShapes.xlsx | Inputs_Global_KU_Winter.xlsx | Inputs_Product_Small Com DLC Heat-Two Way Switch Existing.xlsx | KU | 20 | Winter | Peak | 3 | Small Com DLC Heat-Two Way Switch Existing | [5 empty] | 0 | 0 | 0 | 0 | 0 | 0 | 0 | 0 | 0 | 0 | 0 | 0 | 0 | 0 | 0 | 0 | 0 | 0 | 0 | 0 | 0 | 0 | 0 | 0 | 0 | 0 | 0 | 0 | 0 | 0 | 0 | 0 | 0 | 0 | 0 | 0 | 0 | 0 | 0 | 0 | 0 | 0 | 0 | 0 | 0 | 0 | 0 | 0 | 0 | 0 | 0 | 0 | 0 | 0 | 0 | 0 | 0 | 0 | 0 | 0
Inputs_Product_Small Com DLC Heat-Two Way Switch Existing.xlsx | Inputs_endUseLoadShapes.xlsx | Inputs_Global_KU_Winter.xlsx | Inputs_Product_Small Com DLC Heat-Two Way Switch Existing.xlsx | KU | 20 | Winter | Peak | 3 | Small Com DLC Heat-Two Way Switch Existing | [5 empty] | 0 | 0 | 0 | 0 | 0 | 0 | 0 | 0 | 0 | 0 | 0 | 0 | 0 | 0 | 0 | 0 | 0 | 0 | 0 | 0 | 0 | 0 | 0 | 0 | 0 | 0 | 0 | 0 | 0 | 0 | 0 | 0 | 0 | 0 | 0 | 0 | 0 | 0 | 0 | 0 | 0 | 0 | 0 | 0 | 0 | 0 | 0 | 0 | 0 | 0 | 0 | 0 | 0 | 0 | 0 | 0 | 0 | 0 | 0 | 0
Inputs_Product_Small Com DLC Heat-Two Way Switch Existing.xlsx | Inputs_endUseLoadShapes.xlsx | Inputs_Global_KU_Winter.xlsx | Inputs_Product_Small Com DLC Heat-Two Way Switch Existing.xlsx | KU | 20 | Winter | Peak | 3 | Small Com DLC Heat-Two Way Switch Existing | [5 empty] | 0 | 0 | 0 | 0 | 0 | 0 | 0 | 0 | 0 | 0 | 0 | 0 | 0 | 0 | 0 | 0 | 0 | 0 | 0 | 0 | 0 | 0 | 0 | 0 | 0 | 0 | 0 | 0 | 0 | 0 | 0 | 0 | 0 | 0 | 0 | 0 | 0 | 0 | 0 | 0 | 0 | 0 | 0 | 0 | 0 | 0 | 0 | 0 | 0 | 0 | 0 | 0 | 0 | 0 | 0 | 0 | 0 | 0 | 0 | 0
Inputs_Product_Small Com DLC Heat-Two Way Switch Existing.xlsx | Inputs_endUseLoadShapes.xlsx | Inputs_Global_KU_Winter.xlsx | Inputs_Product_Small Com DLC Heat-Two Way Switch Existing.xlsx | KU | 20 | Winter | Peak | 3 | Small Com DLC Heat-Two Way Switch Existing | [5 empty] | 0 | 0 | 0 | 0 | 0 | 0 | 0 | 0 | 0 | 0 | 0 | 0 | 0 | 0 | 0 | 0 | 0 | 0 | 0 | 0 | 0 | 0 | 0 | 0 | 0 | 0 | 0 | 0 | 0 | 0 | 0 | 0 | 0 | 0 | 0 | 0 | 0 | 0 | 0 | 0 | 0 | 0 | 0 | 0 | 0 | 0 | 0 | 0 | 0 | 0 | 0 | 0 | 0 | 0 | 0 | 0 | 0 | 0 | 0 | 0
Inputs_Product_Small Com DLC Heat-Two Way Switch Existing.xlsx | Inputs_endUseLoadShapes.xlsx | Inputs_Global_KU_Winter.xlsx | Inputs_Product_Small Com DLC Heat-Two Way Switch Existing.xlsx | KU | 20 | Winter | Peak | 3 | Small Com DLC Heat-Two Way Switch Existing | [5 empty] | 0 | 0 | 0 | 0 | 0 | 0 | 0 | 0 | 0 | 0 | 0 | 0 | 0 | 0 | 0 | 0 | 0 | 0 | 0 | 0 | 0 | 0 | 0 | 0 | 0 | 0 | 0 | 0 | 0 | 0 | 0 | 0 | 0 | 0 | 0 | 0 | 0 | 0 | 0 | 0 | 0 | 0 | 0 | 0 | 0 | 0 | 0 | 0 | 0 | 0 | 0 | 0 | 0 | 0 | 0 | 0 | 0 | 0 | 0 | 0
Inputs_Product_Small Com DLC Heat-Two Way Switch Existing.xlsx | Inputs_endUseLoadShapes.xlsx | Inputs_Global_KU_Winter.xlsx | Inputs_Product_Small Com DLC Heat-Two Way Switch Existing.xlsx | KU | 20 | Winter | Peak | 3 | Small Com DLC Heat-Two Way Switch Existing | [5 empty] | 0 | 0 | 0 | 0 | 0 | 0 | 0 | 0 | 0 | 0 | 0 | 0 | 0 | 0 | 0 | 0 | 0 | 0 | 0 | 0 | 0 | 0 | 0 | 0 | 0 | 0 | 0 | 0 | 0 | 0 | 0 | 0 | 0 | 0 | 0 | 0 | 0 | 0 | 0 | 0 | 0 | 0 | 0 | 0 | 0 | 0 | 0 | 0 | 0 | 0 | 0 | 0 | 0 | 0 | 0 | 0 | 0 | 0 | 0 | 0
Inputs_Product_Small Com DLC Heat-Two Way Switch Existing.xlsx | Inputs_endUseLoadShapes.xlsx | Inputs_Global_KU_Winter.xlsx | Inputs_Product_Small Com DLC Heat-Two Way Switch Existing.xlsx | KU | 20 | Winter | Peak | 3 | Small Com DLC Heat-Two Way Switch Existing | [5 empty] | 0 | 0 | 0 | 0 | 0 | 0 | 0 | 0 | 0 | 0 | 0 | 0 | 0 | 0 | 0 | 0 | 0 | 0 | 0 | 0 | 0 | 0 | 0 | 0 | 0 | 0 | 0 | 0 | 0 | 0 | 0 | 0 | 0 | 0 | 0 | 0 | 0 | 0 | 0 | 0 | 0 | 0 | 0 | 0 | 0 | 0 | 0 | 0 | 0 | 0 | 0 | 0 | 0 | 0 | 0 | 0 | 0 | 0 | 0 | 0
Inputs_Product_Small Com DLC Heat-Two Way Switch Existing.xlsx | Inputs_endUseLoadShapes.xlsx | Inputs_Global_KU_Winter.xlsx | Inputs_Product_Small Com DLC Heat-Two Way Switch Existing.xlsx | KU | 20 | Winter | Peak | 3 | Small Com DLC Heat-Two Way Switch Existing | [5 empty] | 0 | 0 | 0 | 0 | 0 | 0 | 0 | 0 | 0 | 0 | 0 | 0 | 0 | 0 | 0 | 0 | 0 | 0 | 0 | 0 | 0 | 0 | 0 | 0 | 0 | 0 | 0 | 0 | 0 | 0 | 0 | 0 | 0 | 0 | 0 | 0 | 0 | 0 | 0 | 0 | 0 | 0 | 0 | 0 | 0 | 0 | 0 | 0 | 0 | 0 | 0 | 0 | 0 | 0 | 0 | 0 | 0 | 0 | 0 | 0
Inputs_Product_Small Com DLC Heat-Two Way Switch Existing.xlsx | Inputs_endUseLoadShapes.xlsx | Inputs_Global_KU_Winter.xlsx | Inputs_Product_Small Com DLC Heat-Two Way Switch Existing.xlsx | KU | 20 | Winter | Peak | 3 | Small Com DLC Heat-Two Way Switch Existing | [5 empty] | 0 | 0 | 0 | 0 | 0 | 0 | 0 | 0 | 0 | 0 | 0 | 0 | 0 | 0 | 0 | 0 | 0 | 0 | 0 | 0 | 0 | 0 | 0 | 0 | 0 | 0 | 0 | 0 | 0 | 0 | 0 | 0 | 0 | 0 | 0 | 0 | 0 | 0 | 0 | 0 | 0 | 0 | 0 | 0 | 0 | 0 | 0 | 0 | 0 | 0 | 0 | 0 | 0 | 0 | 0 | 0 | 0 | 0 | 0 | 0
Inputs_Product_Small Com DLC Heat-Two Way Switch Existing.xlsx | Inputs_endUseLoadShapes.xlsx | Inputs_Global_KU_Winter.xlsx | Inputs_Product_Small Com DLC Heat-Two Way Switch Existing.xlsx | KU | 20 | Winter | Peak | 3 | Small Com DLC Heat-Two Way Switch Existing | [5 empty] | 0 | 0 | 0 | 0 | 0 | 0 | 0 | 0 | 0 | 0 | 0 | 0 | 0 | 0 | 0 | 0 | 0 | 0 | 0 | 0 | 0 | 0 | 0 | 0 | 0 | 0 | 0 | 0 | 0 | 0 | 0 | 0 | 0 | 0 | 0 | 0 | 0 | 0 | 0 | 0 | 0 | 0 | 0 | 0 | 0 | 0 | 0 | 0 | 0 | 0 | 0 | 0 | 0 | 0 | 0 | 0 | 0 | 0 | 0 | 0
Inputs_Product_Small Com DLC Heat-Two Way Switch Existing.xlsx | Inputs_endUseLoadShapes.xlsx | Inputs_Global_KU_Winter.xlsx | Inputs_Product_Small Com DLC Heat-Two Way Switch Existing.xlsx | KU | 20 | Winter | Peak | 3 | Small Com DLC Heat-Two Way Switch Existing | [5 empty] | 0 | 0 | 0 | 0 | 0 | 0 | 0 | 0 | 0 | 0 | 0 | 0 | 0 | 0 | 0 | 0 | 0 | 0 | 0 | 0 | 0 | 0 | 0 | 0 | 0 | 0 | 0 | 0 | 0 | 0 | 0 | 0 | 0 | 0 | 0 | 0 | 0 | 0 | 0 | 0 | 0 | 0 | 0 | 0 | 0 | 0 | 0 | 0 | 0 | 0 | 0 | 0 | 0 | 0 | 0 | 0 | 0 | 0 | 0 | 0
Inputs_Product_Small Com DLC Heat-Two Way Switch Existing.xlsx | Inputs_endUseLoadShapes.xlsx | Inputs_Global_KU_Winter.xlsx | Inputs_Product_Small Com DLC Heat-Two Way Switch Existing.xlsx | KU | 20 | Winter | Peak | 3 | Small Com DLC Heat-Two Way Switch Existing | [5 empty] | 0 | 0 | 0 | 0 | 0 | 0 | 0 | 0 | 0 | 0 | 0 | 0 | 0 | 0 | 0 | 0 | 0 | 0 | 0 | 0 | 0 | 0 | 0 | 0 | 0 | 0 | 0 | 0 | 0 | 0 | 0 | 0 | 0 | 0 | 0 | 0 | 0 | 0 | 0 | 0 | 0 | 0 | 0 | 0 | 0 | 0 | 0 | 0 | 0 | 0 | 0 | 0 | 0 | 0 | 0 | 0 | 0 | 0 | 0 | 0
Inputs_Product_Small Com DLC Heat-Two Way Switch Existing.xlsx | Inputs_endUseLoadShapes.xlsx | Inputs_Global_KU_Winter.xlsx | Inputs_Product_Small Com DLC Heat-Two Way Switch Existing.xlsx | KU | 20 | Winter | Peak | 3 | Small Com DLC Heat-Two Way Switch Existing | [5 empty] | 0 | 0 | 0 | 0 | 0 | 0 | 0 | 0 | 0 | 0 | 0 | 0 | 0 | 0 | 0 | 0 | 0 | 0 | 0 | 0 | 0 | 0 | 0 | 0 | 0 | 0 | 0 | 0 | 0 | 0 | 0 | 0 | 0 | 0 | 0 | 0 | 0 | 0 | 0 | 0 | 0 | 0 | 0 | 0 | 0 | 0 | 0 | 0 | 0 | 0 | 0 | 0 | 0 | 0 | 0 | 0 | 0 | 0 | 0 | 0
Inputs_Product_Small Com DLC Heat-Two Way Switch New.xlsx | Inputs_endUseLoadShapes.xlsx | Inputs_Global_KU_Winter.xlsx | Inputs_Product_Small Com DLC Heat-Two Way Switch New.xlsx | KU | 20 | Winter | Peak | 3 | Small Com DLC Heat-Two Way Switch New | [5 empty] | 0 | 0 | 0 | 0 | 0 | 0 | 0 | 0 | 0 | 0 | 0 | 0 | 0 | 0 | 0 | 0 | 0 | 0 | 0 | 0 | 0 | 0 | 0 | 0 | 0 | 0 | 0 | 0 | 0 | 0 | 0 | 0 | 0 | 0 | 0 | 0 | 0 | 0 | 0 | 0 | 0 | 0 | 0 | 0 | 0 | 0 | 0 | 0 | 0 | 0 | 0 | 0 | 0 | 0 | 0 | 0 | 0 | 0 | 0 | 0
Inputs_Product_Small Com DLC Heat-Two Way Switch New.xlsx | Inputs_endUseLoadShapes.xlsx | Inputs_Global_KU_Winter.xlsx | Inputs_Product_Small Com DLC Heat-Two Way Switch New.xlsx | KU | 20 | Winter | Peak | 3 | Small Com DLC Heat-Two Way Switch New | [5 empty] | 0 | 0 | 0 | 0 | 0 | 0 | 0 | 0 | 0 | 0 | 0 | 0 | 0 | 0 | 0 | 0 | 0 | 0 | 0 | 0 | 0 | 0 | 0 | 0 | 0 | 0 | 0 | 0 | 0 | 0 | 0 | 0 | 0 | 0 | 0 | 0 | 0 | 0 | 0 | 0 | 0 | 0 | 0 | 0 | 0 | 0 | 0 | 0 | 0 | 0 | 0 | 0 | 0 | 0 | 0 | 0 | 0 | 0 | 0 | 0
Inputs_Product_Small Com DLC Heat-Two Way Switch New.xlsx | Inputs_endUseLoadShapes.xlsx | Inputs_Global_KU_Winter.xlsx | Inputs_Product_Small Com DLC Heat-Two Way Switch New.xlsx | KU | 20 | Winter | Peak | 3 | Small Com DLC Heat-Two Way Switch New | [5 empty] | 0 | 0 | 0 | 0 | 0 | 0 | 0 | 0 | 0 | 0 | 0 | 0 | 0 | 0 | 0 | 0 | 0 | 0 | 0 | 0 | 0 | 0 | 0 | 0 | 0 | 0 | 0 | 0 | 0 | 0 | 0 | 0 | 0 | 0 | 0 | 0 | 0 | 0 | 0 | 0 | 0 | 0 | 0 | 0 | 0 | 0 | 0 | 0 | 0 | 0 | 0 | 0 | 0 | 0 | 0 | 0 | 0 | 0 | 0 | 0
Inputs_Product_Small Com DLC Heat-Two Way Switch New.xlsx | Inputs_endUseLoadShapes.xlsx | Inputs_Global_KU_Winter.xlsx | Inputs_Product_Small Com DLC Heat-Two Way Switch New.xlsx | KU | 20 | Winter | Peak | 3 | Small Com DLC Heat-Two Way Switch New | [5 empty] | 0 | 0 | 0 | 0 | 0 | 0 | 0 | 0 | 0 | 0 | 0 | 0 | 0 | 0 | 0 | 0 | 0 | 0 | 0 | 0 | 0 | 0 | 0 | 0 | 0 | 0 | 0 | 0 | 0 | 0 | 0 | 0 | 0 | 0 | 0 | 0 | 0 | 0 | 0 | 0 | 0 | 0 | 0 | 0 | 0 | 0 | 0 | 0 | 0 | 0 | 0 | 0 | 0 | 0 | 0 | 0 | 0 | 0 | 0 | 0
Inputs_Product_Small Com DLC Heat-Two Way Switch New.xlsx | Inputs_endUseLoadShapes.xlsx | Inputs_Global_KU_Winter.xlsx | Inputs_Product_Small Com DLC Heat-Two Way Switch New.xlsx | KU | 20 | Winter | Peak | 3 | Small Com DLC Heat-Two Way Switch New | [5 empty] | 0 | 0 | 0 | 0 | 0 | 0 | 0 | 0 | 0 | 0 | 0 | 0 | 0 | 0 | 0 | 0 | 0 | 0 | 0 | 0 | 0 | 0 | 0 | 0 | 0 | 0 | 0 | 0 | 0 | 0 | 0 | 0 | 0 | 0 | 0 | 0 | 0 | 0 | 0 | 0 | 0 | 0 | 0 | 0 | 0 | 0 | 0 | 0 | 0 | 0 | 0 | 0 | 0 | 0 | 0 | 0 | 0 | 0 | 0 | 0
Inputs_Product_Small Com DLC Heat-Two Way Switch New.xlsx | Inputs_endUseLoadShapes.xlsx | Inputs_Global_KU_Winter.xlsx | Inputs_Product_Small Com DLC Heat-Two Way Switch New.xlsx | KU | 20 | Winter | Peak | 3 | Small Com DLC Heat-Two Way Switch New | [5 empty] | 0 | 0 | 0 | 0 | 0 | 0 | 0 | 0 | 0 | 0 | 0 | 0 | 0 | 0 | 0 | 0 | 0 | 0 | 0 | 0 | 0 | 0 | 0 | 0 | 0 | 0 | 0 | 0 | 0 | 0 | 0 | 0 | 0 | 0 | 0 | 0 | 0 | 0 | 0 | 0 | 0 | 0 | 0 | 0 | 0 | 0 | 0 | 0 | 0 | 0 | 0 | 0 | 0 | 0 | 0 | 0 | 0 | 0 | 0 | 0
Inputs_Product_Small Com DLC Heat-Two Way Switch New.xlsx | Inputs_endUseLoadShapes.xlsx | Inputs_Global_KU_Winter.xlsx | Inputs_Product_Small Com DLC Heat-Two Way Switch New.xlsx | KU | 20 | Winter | Peak | 3 | Small Com DLC Heat-Two Way Switch New | [5 empty] | 0 | 0 | 0 | 0 | 0 | 0 | 0 | 0 | 0 | 0 | 0 | 0 | 0 | 0 | 0 | 0 | 0 | 0 | 0 | 0 | 0 | 0 | 0 | 0 | 0 | 0 | 0 | 0 | 0 | 0 | 0 | 0 | 0 | 0 | 0 | 0 | 0 | 0 | 0 | 0 | 0 | 0 | 0 | 0 | 0 | 0 | 0 | 0 | 0 | 0 | 0 | 0 | 0 | 0 | 0 | 0 | 0 | 0 | 0 | 0
Inputs_Product_Small Com DLC Heat-Two Way Switch New.xlsx | Inputs_endUseLoadShapes.xlsx | Inputs_Global_KU_Winter.xlsx | Inputs_Product_Small Com DLC Heat-Two Way Switch New.xlsx | KU | 20 | Winter | Peak | 3 | Small Com DLC Heat-Two Way Switch New | [5 empty] | 0 | 0 | 0 | 0 | 0 | 0 | 0 | 0 | 0 | 0 | 0 | 0 | 0 | 0 | 0 | 0 | 0 | 0 | 0 | 0 | 0 | 0 | 0 | 0 | 0 | 0 | 0 | 0 | 0 | 0 | 0 | 0 | 0 | 0 | 0 | 0 | 0 | 0 | 0 | 0 | 0 | 0 | 0 | 0 | 0 | 0 | 0 | 0 | 0 | 0 | 0 | 0 | 0 | 0 | 0 | 0 | 0 | 0 | 0 | 0
Inputs_Product_Small Com DLC Heat-Two Way Switch New.xlsx | Inputs_endUseLoadShapes.xlsx | Inputs_Global_KU_Winter.xlsx | Inputs_Product_Small Com DLC Heat-Two Way Switch New.xlsx | KU | 20 | Winter | Peak | 3 | Small Com DLC Heat-Two Way Switch New | [5 empty] | 0.44492 | 0.44391 | 0.44211 | 0.43918 | 0.43639 | 0.43357 | 0.43062 | 0.42721 | 0.42541 | 0.42387 | 0.42241 | 0.42113 | 0.42003 | 0.41905 | 0.4182 | 0.41745 | 0.41666 | 0.41534 | 0.41415 | 0.41308 | 0 | 0 | 0 | 0 | 0 | 0 | 0 | 0 | 0 | 0 | 250.0922 | 249.5259 | 248.51 | 246.8672 | 245.2997 | 243.7118 | 242.0546 | 240.1374 | 239.1226 | 238.2596 | 237.4392 | 236.7171 | 236.0984 | 235.5474 | 235.0702 | 234.6505 | 234.2057 | 233.4643 | 232.7971 | 232.1941 | 0 | 0 | 0 | 0 | 0 | 0 | 0 | 0 | 0 | 0
Inputs_Product_Small Com DLC Heat-Two Way Switch New.xlsx | Inputs_endUseLoadShapes.xlsx | Inputs_Global_KU_Winter.xlsx | Inputs_Product_Small Com DLC Heat-Two Way Switch New.xlsx | KU | 20 | Winter | Peak | 3 | Small Com DLC Heat-Two Way Switch New | [5 empty] | 0.04473 | 0.044629 | 0.044447 | 0.044153 | 0.043873 | 0.043589 | 0.043292 | 0.04295 | 0.042768 | 0.042614 | 0.042467 | 0.042338 | 0.042227 | 0.042129 | 0.042043 | 0.041968 | 0.041889 | 0.041756 | 0.041637 | 0.041529 | 0 | 0 | 0 | 0 | 0 | 0 | 0 | 0 | 0 | 0 | 25.143 | 25.086 | 24.9839 | 24.8187 | 24.6612 | 24.5015 | 24.3349 | 24.1422 | 24.0401 | 23.9534 | 23.8709 | 23.7983 | 23.7361 | 23.6807 | 23.6327 | 23.5905 | 23.5458 | 23.4713 | 23.4042 | 23.3436 | 0 | 0 | 0 | 0 | 0 | 0 | 0 | 0 | 0 | 0
Inputs_Product_Small Com DLC Heat-Two Way Switch New.xlsx | Inputs_endUseLoadShapes.xlsx | Inputs_Global_KU_Winter.xlsx | Inputs_Product_Small Com DLC Heat-Two Way Switch New.xlsx | KU | 20 | Winter | Peak | 3 | Small Com DLC Heat-Two Way Switch New | [5 empty] | 0 | 0 | 0 | 0 | 0 | 0 | 0 | 0 | 0 | 0 | 0 | 0 | 0 | 0 | 0 | 0 | 0 | 0 | 0 | 0 | 0 | 0 | 0 | 0 | 0 | 0 | 0 | 0 | 0 | 0 | 0 | 0 | 0 | 0 | 0 | 0 | 0 | 0 | 0 | 0 | 0 | 0 | 0 | 0 | 0 | 0 | 0 | 0 | 0 | 0 | 0 | 0 | 0 | 0 | 0 | 0 | 0 | 0 | 0 | 0
Inputs_Product_Small Com DLC Heat-Two Way Switch New.xlsx | Inputs_endUseLoadShapes.xlsx | Inputs_Global_KU_Winter.xlsx | Inputs_Product_Small Com DLC Heat-Two Way Switch New.xlsx | KU | 20 | Winter | Peak | 3 | Small Com DLC Heat-Two Way Switch New | [5 empty] | 0 | 0 | 0 | 0 | 0 | 0 | 0 | 0 | 0 | 0 | 0 | 0 | 0 | 0 | 0 | 0 | 0 | 0 | 0 | 0 | 0 | 0 | 0 | 0 | 0 | 0 | 0 | 0 | 0 | 0 | 0 | 0 | 0 | 0 | 0 | 0 | 0 | 0 | 0 | 0 | 0 | 0 | 0 | 0 | 0 | 0 | 0 | 0 | 0 | 0 | 0 | 0 | 0 | 0 | 0 | 0 | 0 | 0 | 0 | 0
Inputs_Product_Small Com DLC Heat-Two Way Switch New.xlsx | Inputs_endUseLoadShapes.xlsx | Inputs_Global_KU_Winter.xlsx | Inputs_Product_Small Com DLC Heat-Two Way Switch New.xlsx | KU | 20 | Winter | Peak | 3 | Small Com DLC Heat-Two Way Switch New | [5 empty] | 0 | 0 | 0 | 0 | 0 | 0 | 0 | 0 | 0 | 0 | 0 | 0 | 0 | 0 | 0 | 0 | 0 | 0 | 0 | 0 | 0 | 0 | 0 | 0 | 0 | 0 | 0 | 0 | 0 | 0 | 0 | 0 | 0 | 0 | 0 | 0 | 0 | 0 | 0 | 0 | 0 | 0 | 0 | 0 | 0 | 0 | 0 | 0 | 0 | 0 | 0 | 0 | 0 | 0 | 0 | 0 | 0 | 0 | 0 | 0
Inputs_Product_Small Com DLC Heat-Two Way Switch New.xlsx | Inputs_endUseLoadShapes.xlsx | Inputs_Global_KU_Winter.xlsx | Inputs_Product_Small Com DLC Heat-Two Way Switch New.xlsx | KU | 20 | Winter | Peak | 3 | Small Com DLC Heat-Two Way Switch New | [5 empty] | 0 | 0 | 0 | 0 | 0 | 0 | 0 | 0 | 0 | 0 | 0 | 0 | 0 | 0 | 0 | 0 | 0 | 0 | 0 | 0 | 0 | 0 | 0 | 0 | 0 | 0 | 0 | 0 | 0 | 0 | 0 | 0 | 0 | 0 | 0 | 0 | 0 | 0 | 0 | 0 | 0 | 0 | 0 | 0 | 0 | 0 | 0 | 0 | 0 | 0 | 0 | 0 | 0 | 0 | 0 | 0 | 0 | 0 | 0 | 0
Inputs_Product_Small Com DLC Heat-Two Way Switch New.xlsx | Inputs_endUseLoadShapes.xlsx | Inputs_Global_KU_Winter.xlsx | Inputs_Product_Small Com DLC Heat-Two Way Switch New.xlsx | KU | 20 | Winter | Peak | 3 | Small Com DLC Heat-Two Way Switch New | [5 empty] | 0 | 0 | 0 | 0 | 0 | 0 | 0 | 0 | 0 | 0 | 0 | 0 | 0 | 0 | 0 | 0 | 0 | 0 | 0 | 0 | 0 | 0 | 0 | 0 | 0 | 0 | 0 | 0 | 0 | 0 | 0 | 0 | 0 | 0 | 0 | 0 | 0 | 0 | 0 | 0 | 0 | 0 | 0 | 0 | 0 | 0 | 0 | 0 | 0 | 0 | 0 | 0 | 0 | 0 | 0 | 0 | 0 | 0 | 0 | 0
Inputs_Product_Small Com DLC Heat-Two Way Switch New.xlsx | Inputs_endUseLoadShapes.xlsx | Inputs_Global_KU_Winter.xlsx | Inputs_Product_Small Com DLC Heat-Two Way Switch New.xlsx | KU | 20 | Winter | Peak | 3 | Small Com DLC Heat-Two Way Switch New | [5 empty] | 0 | 0 | 0 | 0 | 0 | 0 | 0 | 0 | 0 | 0 | 0 | 0 | 0 | 0 | 0 | 0 | 0 | 0 | 0 | 0 | 0 | 0 | 0 | 0 | 0 | 0 | 0 | 0 | 0 | 0 | 0 | 0 | 0 | 0 | 0 | 0 | 0 | 0 | 0 | 0 | 0 | 0 | 0 | 0 | 0 | 0 | 0 | 0 | 0 | 0 | 0 | 0 | 0 | 0 | 0 | 0 | 0 | 0 | 0 | 0
Inputs_Product_Small Com DLC Heat-Two Way Switch New.xlsx | Inputs_endUseLoadShapes.xlsx | Inputs_Global_KU_Winter.xlsx | Inputs_Product_Small Com DLC Heat-Two Way Switch New.xlsx | KU | 20 | Winter | Peak | 3 | Small Com DLC Heat-Two Way Switch New | [5 empty] | 0 | 0 | 0 | 0 | 0 | 0 | 0 | 0 | 0 | 0 | 0 | 0 | 0 | 0 | 0 | 0 | 0 | 0 | 0 | 0 | 0 | 0 | 0 | 0 | 0 | 0 | 0 | 0 | 0 | 0 | 0 | 0 | 0 | 0 | 0 | 0 | 0 | 0 | 0 | 0 | 0 | 0 | 0 | 0 | 0 | 0 | 0 | 0 | 0 | 0 | 0 | 0 | 0 | 0 | 0 | 0 | 0 | 0 | 0 | 0
Inputs_Product_Small Com DLC Heat-Two Way Switch New.xlsx | Inputs_endUseLoadShapes.xlsx | Inputs_Global_KU_Winter.xlsx | Inputs_Product_Small Com DLC Heat-Two Way Switch New.xlsx | KU | 20 | Winter | Peak | 3 | Small Com DLC Heat-Two Way Switch New | [5 empty] | 0 | 0 | 0 | 0 | 0 | 0 | 0 | 0 | 0 | 0 | 0 | 0 | 0 | 0 | 0 | 0 | 0 | 0 | 0 | 0 | 0 | 0 | 0 | 0 | 0 | 0 | 0 | 0 | 0 | 0 | 0 | 0 | 0 | 0 | 0 | 0 | 0 | 0 | 0 | 0 | 0 | 0 | 0 | 0 | 0 | 0 | 0 | 0 | 0 | 0 | 0 | 0 | 0 | 0 | 0 | 0 | 0 | 0 | 0 | 0
Inputs_Product_Small Com DLC Heat-Two Way Switch New.xlsx | Inputs_endUseLoadShapes.xlsx | Inputs_Global_KU_Winter.xlsx | Inputs_Product_Small Com DLC Heat-Two Way Switch New.xlsx | KU | 20 | Winter | Peak | 3 | Small Com DLC Heat-Two Way Switch New | [5 empty] | 0 | 0 | 0 | 0 | 0 | 0 | 0 | 0 | 0 | 0 | 0 | 0 | 0 | 0 | 0 | 0 | 0 | 0 | 0 | 0 | 0 | 0 | 0 | 0 | 0 | 0 | 0 | 0 | 0 | 0 | 0 | 0 | 0 | 0 | 0 | 0 | 0 | 0 | 0 | 0 | 0 | 0 | 0 | 0 | 0 | 0 | 0 | 0 | 0 | 0 | 0 | 0 | 0 | 0 | 0 | 0 | 0 | 0 | 0 | 0
Inputs_Product_Small Com DLC Heat-Two Way Switch New.xlsx | Inputs_endUseLoadShapes.xlsx | Inputs_Global_KU_Winter.xlsx | Inputs_Product_Small Com DLC Heat-Two Way Switch New.xlsx | KU | 20 | Winter | Peak | 3 | Small Com DLC Heat-Two Way Switch New | [5 empty] | 0 | 0 | 0 | 0 | 0 | 0 | 0 | 0 | 0 | 0 | 0 | 0 | 0 | 0 | 0 | 0 | 0 | 0 | 0 | 0 | 0 | 0 | 0 | 0 | 0 | 0 | 0 | 0 | 0 | 0 | 0 | 0 | 0 | 0 | 0 | 0 | 0 | 0 | 0 | 0 | 0 | 0 | 0 | 0 | 0 | 0 | 0 | 0 | 0 | 0 | 0 | 0 | 0 | 0 | 0 | 0 | 0 | 0 | 0 | 0
Inputs_Product_Small Com DLC Heat-Two Way Switch New.xlsx | Inputs_endUseLoadShapes.xlsx | Inputs_Global_KU_Winter.xlsx | Inputs_Product_Small Com DLC Heat-Two Way Switch New.xlsx | KU | 20 | Winter | Peak | 3 | Small Com DLC Heat-Two Way Switch New | [5 empty] | 0 | 0 | 0 | 0 | 0 | 0 | 0 | 0 | 0 | 0 | 0 | 0 | 0 | 0 | 0 | 0 | 0 | 0 | 0 | 0 | 0 | 0 | 0 | 0 | 0 | 0 | 0 | 0 | 0 | 0 | 0 | 0 | 0 | 0 | 0 | 0 | 0 | 0 | 0 | 0 | 0 | 0 | 0 | 0 | 0 | 0 | 0 | 0 | 0 | 0 | 0 | 0 | 0 | 0 | 0 | 0 | 0 | 0 | 0 | 0
Inputs_Product_Small Com DLC Heat-Two Way Switch New.xlsx | Inputs_endUseLoadShapes.xlsx | Inputs_Global_KU_Winter.xlsx | Inputs_Product_Small Com DLC Heat-Two Way Switch New.xlsx | KU | 20 | Winter | Peak | 3 | Small Com DLC Heat-Two Way Switch New | [5 empty] | 0 | 0 | 0 | 0 | 0 | 0 | 0 | 0 | 0 | 0 | 0 | 0 | 0 | 0 | 0 | 0 | 0 | 0 | 0 | 0 | 0 | 0 | 0 | 0 | 0 | 0 | 0 | 0 | 0 | 0 | 0 | 0 | 0 | 0 | 0 | 0 | 0 | 0 | 0 | 0 | 0 | 0 | 0 | 0 | 0 | 0 | 0 | 0 | 0 | 0 | 0 | 0 | 0 | 0 | 0 | 0 | 0 | 0 | 0 | 0
Inputs_Product_Small Com DLC Heat-Two Way Switch New.xlsx | Inputs_endUseLoadShapes.xlsx | Inputs_Global_KU_Winter.xlsx | Inputs_Product_Small Com DLC Heat-Two Way Switch New.xlsx | KU | 20 | Winter | Peak | 3 | Small Com DLC Heat-Two Way Switch New | [5 empty] | 0 | 0 | 0 | 0 | 0 | 0 | 0 | 0 | 0 | 0 | 0 | 0 | 0 | 0 | 0 | 0 | 0 | 0 | 0 | 0 | 0 | 0 | 0 | 0 | 0 | 0 | 0 | 0 | 0 | 0 | 0 | 0 | 0 | 0 | 0 | 0 | 0 | 0 | 0 | 0 | 0 | 0 | 0 | 0 | 0 | 0 | 0 | 0 | 0 | 0 | 0 | 0 | 0 | 0 | 0 | 0 | 0 | 0 | 0 | 0
Inputs_Product_Small Com DLC Heat-Two Way Switch New.xlsx | Inputs_endUseLoadShapes.xlsx | Inputs_Global_KU_Winter.xlsx | Inputs_Product_Small Com DLC Heat-Two Way Switch New.xlsx | KU | 20 | Winter | Peak | 3 | Small Com DLC Heat-Two Way Switch New | [5 empty] | 0 | 0 | 0 | 0 | 0 | 0 | 0 | 0 | 0 | 0 | 0 | 0 | 0 | 0 | 0 | 0 | 0 | 0 | 0 | 0 | 0 | 0 | 0 | 0 | 0 | 0 | 0 | 0 | 0 | 0 | 0 | 0 | 0 | 0 | 0 | 0 | 0 | 0 | 0 | 0 | 0 | 0 | 0 | 0 | 0 | 0 | 0 | 0 | 0 | 0 | 0 | 0 | 0 | 0 | 0 | 0 | 0 | 0 | 0 | 0
Inputs_Product_Small Com DLC Heat-Two Way Switch New.xlsx | Inputs_endUseLoadShapes.xlsx | Inputs_Global_KU_Winter.xlsx | Inputs_Product_Small Com DLC Heat-Two Way Switch New.xlsx | KU | 20 | Winter | Peak | 3 | Small Com DLC Heat-Two Way Switch New | [5 empty] | 0 | 0 | 0 | 0 | 0 | 0 | 0 | 0 | 0 | 0 | 0 | 0 | 0 | 0 | 0 | 0 | 0 | 0 | 0 | 0 | 0 | 0 | 0 | 0 | 0 | 0 | 0 | 0 | 0 | 0 | 0 | 0 | 0 | 0 | 0 | 0 | 0 | 0 | 0 | 0 | 0 | 0 | 0 | 0 | 0 | 0 | 0 | 0 | 0 | 0 | 0 | 0 | 0 | 0 | 0 | 0 | 0 | 0 | 0 | 0
Inputs_Product_Small Com DLC Heat-Two Way Switch New.xlsx | Inputs_endUseLoadShapes.xlsx | Inputs_Global_KU_Winter.xlsx | Inputs_Product_Small Com DLC Heat-Two Way Switch New.xlsx | KU | 20 | Winter | Peak | 3 | Small Com DLC Heat-Two Way Switch New | [5 empty] | 0 | 0 | 0 | 0 | 0 | 0 | 0 | 0 | 0 | 0 | 0 | 0 | 0 | 0 | 0 | 0 | 0 | 0 | 0 | 0 | 0 | 0 | 0 | 0 | 0 | 0 | 0 | 0 | 0 | 0 | 0 | 0 | 0 | 0 | 0 | 0 | 0 | 0 | 0 | 0 | 0 | 0 | 0 | 0 | 0 | 0 | 0 | 0 | 0 | 0 | 0 | 0 | 0 | 0 | 0 | 0 | 0 | 0 | 0 | 0
Inputs_Product_Small Com DLC Heat-Two Way Switch New.xlsx | Inputs_endUseLoadShapes.xlsx | Inputs_Global_KU_Winter.xlsx | Inputs_Product_Small Com DLC Heat-Two Way Switch New.xlsx | KU | 20 | Winter | Peak | 3 | Small Com DLC Heat-Two Way Switch New | [5 empty] | 0 | 0 | 0 | 0 | 0 | 0 | 0 | 0 | 0 | 0 | 0 | 0 | 0 | 0 | 0 | 0 | 0 | 0 | 0 | 0 | 0 | 0 | 0 | 0 | 0 | 0 | 0 | 0 | 0 | 0 | 0 | 0 | 0 | 0 | 0 | 0 | 0 | 0 | 0 | 0 | 0 | 0 | 0 | 0 | 0 | 0 | 0 | 0 | 0 | 0 | 0 | 0 | 0 | 0 | 0 | 0 | 0 | 0 | 0 | 0
Inputs_Product_Small Com DLC Heat-Two Way Switch New.xlsx | Inputs_endUseLoadShapes.xlsx | Inputs_Global_KU_Winter.xlsx | Inputs_Product_Small Com DLC Heat-Two Way Switch New.xlsx | KU | 20 | Winter | Peak | 3 | Small Com DLC Heat-Two Way Switch New | [5 empty] | 0 | 0 | 0 | 0 | 0 | 0 | 0 | 0 | 0 | 0 | 0 | 0 | 0 | 0 | 0 | 0 | 0 | 0 | 0 | 0 | 0 | 0 | 0 | 0 | 0 | 0 | 0 | 0 | 0 | 0 | 0 | 0 | 0 | 0 | 0 | 0 | 0 | 0 | 0 | 0 | 0 | 0 | 0 | 0 | 0 | 0 | 0 | 0 | 0 | 0 | 0 | 0 | 0 | 0 | 0 | 0 | 0 | 0 | 0 | 0
Inputs_Product_Small Com DLC Heat-Two Way Switch New.xlsx | Inputs_endUseLoadShapes.xlsx | Inputs_Global_KU_Winter.xlsx | Inputs_Product_Small Com DLC Heat-Two Way Switch New.xlsx | KU | 20 | Winter | Peak | 3 | Small Com DLC Heat-Two Way Switch New | [5 empty] | 0 | 0 | 0 | 0 | 0 | 0 | 0 | 0 | 0 | 0 | 0 | 0 | 0 | 0 | 0 | 0 | 0 | 0 | 0 | 0 | 0 | 0 | 0 | 0 | 0 | 0 | 0 | 0 | 0 | 0 | 0 | 0 | 0 | 0 | 0 | 0 | 0 | 0 | 0 | 0 | 0 | 0 | 0 | 0 | 0 | 0 | 0 | 0 | 0 | 0 | 0 | 0 | 0 | 0 | 0 | 0 | 0 | 0 | 0 | 0
Inputs_Product_Small Com DLC Heat-Two Way Switch New.xlsx | Inputs_endUseLoadShapes.xlsx | Inputs_Global_KU_Winter.xlsx | Inputs_Product_Small Com DLC Heat-Two Way Switch New.xlsx | KU | 20 | Winter | Peak | 3 | Small Com DLC Heat-Two Way Switch New | [5 empty] | 0 | 0 | 0 | 0 | 0 | 0 | 0 | 0 | 0 | 0 | 0 | 0 | 0 | 0 | 0 | 0 | 0 | 0 | 0 | 0 | 0 | 0 | 0 | 0 | 0 | 0 | 0 | 0 | 0 | 0 | 0 | 0 | 0 | 0 | 0 | 0 | 0 | 0 | 0 | 0 | 0 | 0 | 0 | 0 | 0 | 0 | 0 | 0 | 0 | 0 | 0 | 0 | 0 | 0 | 0 | 0 | 0 | 0 | 0 | 0
Inputs_Product_Small Com DLC Heat-Two Way Switch New.xlsx | Inputs_endUseLoadShapes.xlsx | Inputs_Global_KU_Winter.xlsx | Inputs_Product_Small Com DLC Heat-Two Way Switch New.xlsx | KU | 20 | Winter | Peak | 3 | Small Com DLC Heat-Two Way Switch New | [5 empty] | 0 | 0 | 0 | 0 | 0 | 0 | 0 | 0 | 0 | 0 | 0 | 0 | 0 | 0 | 0 | 0 | 0 | 0 | 0 | 0 | 0 | 0 | 0 | 0 | 0 | 0 | 0 | 0 | 0 | 0 | 0 | 0 | 0 | 0 | 0 | 0 | 0 | 0 | 0 | 0 | 0 | 0 | 0 | 0 | 0 | 0 | 0 | 0 | 0 | 0 | 0 | 0 | 0 | 0 | 0 | 0 | 0 | 0 | 0 | 0
Inputs_Product_Small Com DLC Heat-Two Way Switch New.xlsx | Inputs_endUseLoadShapes.xlsx | Inputs_Global_KU_Winter.xlsx | Inputs_Product_Small Com DLC Heat-Two Way Switch New.xlsx | KU | 20 | Winter | Peak | 3 | Small Com DLC Heat-Two Way Switch New | [5 empty] | 0 | 0 | 0 | 0 | 0 | 0 | 0 | 0 | 0 | 0 | 0 | 0 | 0 | 0 | 0 | 0 | 0 | 0 | 0 | 0 | 0 | 0 | 0 | 0 | 0 | 0 | 0 | 0 | 0 | 0 | 0 | 0 | 0 | 0 | 0 | 0 | 0 | 0 | 0 | 0 | 0 | 0 | 0 | 0 | 0 | 0 | 0 | 0 | 0 | 0 | 0 | 0 | 0 | 0 | 0 | 0 | 0 | 0 | 0 | 0
Inputs_Product_Small Com DLC Heat-Two Way Switch New.xlsx | Inputs_endUseLoadShapes.xlsx | Inputs_Global_KU_Winter.xlsx | Inputs_Product_Small Com DLC Heat-Two Way Switch New.xlsx | KU | 20 | Winter | Peak | 3 | Small Com DLC Heat-Two Way Switch New | [5 empty] | 0 | 0 | 0 | 0 | 0 | 0 | 0 | 0 | 0 | 0 | 0 | 0 | 0 | 0 | 0 | 0 | 0 | 0 | 0 | 0 | 0 | 0 | 0 | 0 | 0 | 0 | 0 | 0 | 0 | 0 | 0 | 0 | 0 | 0 | 0 | 0 | 0 | 0 | 0 | 0 | 0 | 0 | 0 | 0 | 0 | 0 | 0 | 0 | 0 | 0 | 0 | 0 | 0 | 0 | 0 | 0 | 0 | 0 | 0 | 0
Inputs_Product_Small Com DLC Heat-Two Way Switch New.xlsx | Inputs_endUseLoadShapes.xlsx | Inputs_Global_KU_Winter.xlsx | Inputs_Product_Small Com DLC Heat-Two Way Switch New.xlsx | KU | 20 | Winter | Peak | 3 | Small Com DLC Heat-Two Way Switch New | [5 empty] | 0 | 0 | 0 | 0 | 0 | 0 | 0 | 0 | 0 | 0 | 0 | 0 | 0 | 0 | 0 | 0 | 0 | 0 | 0 | 0 | 0 | 0 | 0 | 0 | 0 | 0 | 0 | 0 | 0 | 0 | 0 | 0 | 0 | 0 | 0 | 0 | 0 | 0 | 0 | 0 | 0 | 0 | 0 | 0 | 0 | 0 | 0 | 0 | 0 | 0 | 0 | 0 | 0 | 0 | 0 | 0 | 0 | 0 | 0 | 0
Inputs_Product_Small Com DLC Heat-Two Way Switch New.xlsx | Inputs_endUseLoadShapes.xlsx | Inputs_Global_KU_Winter.xlsx | Inputs_Product_Small Com DLC Heat-Two Way Switch New.xlsx | KU | 20 | Winter | Peak | 3 | Small Com DLC Heat-Two Way Switch New | [5 empty] | 0 | 0 | 0 | 0 | 0 | 0 | 0 | 0 | 0 | 0 | 0 | 0 | 0 | 0 | 0 | 0 | 0 | 0 | 0 | 0 | 0 | 0 | 0 | 0 | 0 | 0 | 0 | 0 | 0 | 0 | 0 | 0 | 0 | 0 | 0 | 0 | 0 | 0 | 0 | 0 | 0 | 0 | 0 | 0 | 0 | 0 | 0 | 0 | 0 | 0 | 0 | 0 | 0 | 0 | 0 | 0 | 0 | 0 | 0 | 0
Inputs_Product_Small Com DLC Heat-Two Way Switch New.xlsx | Inputs_endUseLoadShapes.xlsx | Inputs_Global_KU_Winter.xlsx | Inputs_Product_Small Com DLC Heat-Two Way Switch New.xlsx | KU | 20 | Winter | Peak | 3 | Small Com DLC Heat-Two Way Switch New | [5 empty] | 0 | 0 | 0 | 0 | 0 | 0 | 0 | 0 | 0 | 0 | 0 | 0 | 0 | 0 | 0 | 0 | 0 | 0 | 0 | 0 | 0 | 0 | 0 | 0 | 0 | 0 | 0 | 0 | 0 | 0 | 0 | 0 | 0 | 0 | 0 | 0 | 0 | 0 | 0 | 0 | 0 | 0 | 0 | 0 | 0 | 0 | 0 | 0 | 0 | 0 | 0 | 0 | 0 | 0 | 0 | 0 | 0 | 0 | 0 | 0
Inputs_Product_Small Com DLC Heat-Two Way Switch New.xlsx | Inputs_endUseLoadShapes.xlsx | Inputs_Global_KU_Winter.xlsx | Inputs_Product_Small Com DLC Heat-Two Way Switch New.xlsx | KU | 20 | Winter | Peak | 3 | Small Com DLC Heat-Two Way Switch New | [5 empty] | 0 | 0 | 0 | 0 | 0 | 0 | 0 | 0 | 0 | 0 | 0 | 0 | 0 | 0 | 0 | 0 | 0 | 0 | 0 | 0 | 0 | 0 | 0 | 0 | 0 | 0 | 0 | 0 | 0 | 0 | 0 | 0 | 0 | 0 | 0 | 0 | 0 | 0 | 0 | 0 | 0 | 0 | 0 | 0 | 0 | 0 | 0 | 0 | 0 | 0 | 0 | 0 | 0 | 0 | 0 | 0 | 0 | 0 | 0 | 0
Inputs_Product_Small Com DLC Heat-Two Way Switch New.xlsx | Inputs_endUseLoadShapes.xlsx | Inputs_Global_KU_Winter.xlsx | Inputs_Product_Small Com DLC Heat-Two Way Switch New.xlsx | KU | 20 | Winter | Peak | 3 | Small Com DLC Heat-Two Way Switch New | [5 empty] | 0 | 0 | 0 | 0 | 0 | 0 | 0 | 0 | 0 | 0 | 0 | 0 | 0 | 0 | 0 | 0 | 0 | 0 | 0 | 0 | 0 | 0 | 0 | 0 | 0 | 0 | 0 | 0 | 0 | 0 | 0 | 0 | 0 | 0 | 0 | 0 | 0 | 0 | 0 | 0 | 0 | 0 | 0 | 0 | 0 | 0 | 0 | 0 | 0 | 0 | 0 | 0 | 0 | 0 | 0 | 0 | 0 | 0 | 0 | 0
Inputs_Product_Small Com DLC Heat-Two Way Switch New.xlsx | Inputs_endUseLoadShapes.xlsx | Inputs_Global_KU_Winter.xlsx | Inputs_Product_Small Com DLC Heat-Two Way Switch New.xlsx | KU | 20 | Winter | Peak | 3 | Small Com DLC Heat-Two Way Switch New | [5 empty] | 0 | 0 | 0 | 0 | 0 | 0 | 0 | 0 | 0 | 0 | 0 | 0 | 0 | 0 | 0 | 0 | 0 | 0 | 0 | 0 | 0 | 0 | 0 | 0 | 0 | 0 | 0 | 0 | 0 | 0 | 0 | 0 | 0 | 0 | 0 | 0 | 0 | 0 | 0 | 0 | 0 | 0 | 0 | 0 | 0 | 0 | 0 | 0 | 0 | 0 | 0 | 0 | 0 | 0 | 0 | 0 | 0 | 0 | 0 | 0
Inputs_Product_Small Com DLC Heat-Two Way Switch New.xlsx | Inputs_endUseLoadShapes.xlsx | Inputs_Global_KU_Winter.xlsx | Inputs_Product_Small Com DLC Heat-Two Way Switch New.xlsx | KU | 20 | Winter | Peak | 3 | Small Com DLC Heat-Two Way Switch New | [5 empty] | 0 | 0 | 0 | 0 | 0 | 0 | 0 | 0 | 0 | 0 | 0 | 0 | 0 | 0 | 0 | 0 | 0 | 0 | 0 | 0 | 0 | 0 | 0 | 0 | 0 | 0 | 0 | 0 | 0 | 0 | 0 | 0 | 0 | 0 | 0 | 0 | 0 | 0 | 0 | 0 | 0 | 0 | 0 | 0 | 0 | 0 | 0 | 0 | 0 | 0 | 0 | 0 | 0 | 0 | 0 | 0 | 0 | 0 | 0 | 0
Res Behavioral-_KU_Winter_3.10.2021_1.31.25 PM.xlsx | Inputs_endUseLoadShapes.xlsx | Inputs_Global_KU_Winter.xlsx | Inputs_Product_Res Behavioral.xlsx | KU | 20 | Winter | Peak | 3 | Res Behavioral- | Commercial | Grocery | 33.8466 | 0 | 0 | 0 | 0 | 0 | 0 | 0 | 0 | 0 | 0 | 0 | 0 | 0 | 0 | 0 | 0 | 0 | 0 | 0 | 0 | 0 | 0 | [10 empty] | 0 | 0 | 0 | 0 | 0 | 0 | 0 | 0 | 0 | 0 | 0 | 0 | 0 | 0 | 0 | 0 | 0 | 0 | 0 | 0 | 0 | 0 | 0 | 0 | 0 | 0 | 0 | 0 | 0 | 0
Res Behavioral-_KU_Winter_3.10.2021_1.31.25 PM.xlsx | Inputs_endUseLoadShapes.xlsx | Inputs_Global_KU_Winter.xlsx | Inputs_Product_Res Behavioral.xlsx | KU | 20 | Winter | Peak | 3 | Res Behavioral- | Commercial | Health | 72.7412 | 0 | 0 | 0 | 0 | 0 | 0 | 0 | 0 | 0 | 0 | 0 | 0 | 0 | 0 | 0 | 0 | 0 | 0 | 0 | 0 | 0 | 0 | [10 empty] | 0 | 0 | 0 | 0 | 0 | 0 | 0 | 0 | 0 | 0 | 0 | 0 | 0 | 0 | 0 | 0 | 0 | 0 | 0 | 0 | 0 | 0 | 0 | 0 | 0 | 0 | 0 | 0 | 0 | 0
Res Behavioral-_KU_Winter_3.10.2021_1.31.25 PM.xlsx | Inputs_endUseLoadShapes.xlsx | Inputs_Global_KU_Winter.xlsx | Inputs_Product_Res Behavioral.xlsx | KU | 20 | Winter | Peak | 3 | Res Behavioral- | Commercial | Large Office | 81.0748 | 0 | 0 | 0 | 0 | 0 | 0 | 0 | 0 | 0 | 0 | 0 | 0 | 0 | 0 | 0 | 0 | 0 | 0 | 0 | 0 | 0 | 0 | [10 empty] | 0 | 0 | 0 | 0 | 0 | 0 | 0 | 0 | 0 | 0 | 0 | 0 | 0 | 0 | 0 | 0 | 0 | 0 | 0 | 0 | 0 | 0 | 0 | 0 | 0 | 0 | 0 | 0 | 0 | 0
Res Behavioral-_KU_Winter_3.10.2021_1.31.25 PM.xlsx | Inputs_endUseLoadShapes.xlsx | Inputs_Global_KU_Winter.xlsx | Inputs_Product_Res Behavioral.xlsx | KU | 20 | Winter | Peak | 3 | Res Behavioral- | Commercial | Large Retail | 30.8019 | 0 | 0 | 0 | 0 | 0 | 0 | 0 | 0 | 0 | 0 | 0 | 0 | 0 | 0 | 0 | 0 | 0 | 0 | 0 | 0 | 0 | 0 | [10 empty] | 0 | 0 | 0 | 0 | 0 | 0 | 0 | 0 | 0 | 0 | 0 | 0 | 0 | 0 | 0 | 0 | 0 | 0 | 0 | 0 | 0 | 0 | 0 | 0 | 0 | 0 | 0 | 0 | 0 | 0
Res Behavioral-_KU_Winter_3.10.2021_1.31.25 PM.xlsx | Inputs_endUseLoadShapes.xlsx | Inputs_Global_KU_Winter.xlsx | Inputs_Product_Res Behavioral.xlsx | KU | 20 | Winter | Peak | 3 | Res Behavioral- | Commercial | Lodging | 12.3122 | 0 | 0 | 0 | 0 | 0 | 0 | 0 | 0 | 0 | 0 | 0 | 0 | 0 | 0 | 0 | 0 | 0 | 0 | 0 | 0 | 0 | 0 | [10 empty] | 0 | 0 | 0 | 0 | 0 | 0 | 0 | 0 | 0 | 0 | 0 | 0 | 0 | 0 | 0 | 0 | 0 | 0 | 0 | 0 | 0 | 0 | 0 | 0 | 0 | 0 | 0 | 0 | 0 | 0
Res Behavioral-_KU_Winter_3.10.2021_1.31.25 PM.xlsx | Inputs_endUseLoadShapes.xlsx | Inputs_Global_KU_Winter.xlsx | Inputs_Product_Res Behavioral.xlsx | KU | 20 | Winter | Peak | 3 | Res Behavioral- | Commercial | Miscellaneous | 280.9956 | 0 | 0 | 0 | 0 | 0 | 0 | 0 | 0 | 0 | 0 | 0 | 0 | 0 | 0 | 0 | 0 | 0 | 0 | 0 | 0 | 0 | 0 | [10 empty] | 0 | 0 | 0 | 0 | 0 | 0 | 0 | 0 | 0 | 0 | 0 | 0 | 0 | 0 | 0 | 0 | 0 | 0 | 0 | 0 | 0 | 0 | 0 | 0 | 0 | 0 | 0 | 0 | 0 | 0
Res Behavioral-_KU_Winter_3.10.2021_1.31.25 PM.xlsx | Inputs_endUseLoadShapes.xlsx | Inputs_Global_KU_Winter.xlsx | Inputs_Product_Res Behavioral.xlsx | KU | 20 | Winter | Peak | 3 | Res Behavioral- | Commercial | Restaurant | 26.9859 | 0 | 0 | 0 | 0 | 0 | 0 | 0 | 0 | 0 | 0 | 0 | 0 | 0 | 0 | 0 | 0 | 0 | 0 | 0 | 0 | 0 | 0 | [10 empty] | 0 | 0 | 0 | 0 | 0 | 0 | 0 | 0 | 0 | 0 | 0 | 0 | 0 | 0 | 0 | 0 | 0 | 0 | 0 | 0 | 0 | 0 | 0 | 0 | 0 | 0 | 0 | 0 | 0 | 0
Res Behavioral-_KU_Winter_3.10.2021_1.31.25 PM.xlsx | Inputs_endUseLoadShapes.xlsx | Inputs_Global_KU_Winter.xlsx | Inputs_Product_Res Behavioral.xlsx | KU | 20 | Winter | Peak | 3 | Res Behavioral- | Commercial | School | 374.2592 | 0 | 0 | 0 | 0 | 0 | 0 | 0 | 0 | 0 | 0 | 0 | 0 | 0 | 0 | 0 | 0 | 0 | 0 | 0 | 0 | 0 | 0 | [10 empty] | 0 | 0 | 0 | 0 | 0 | 0 | 0 | 0 | 0 | 0 | 0 | 0 | 0 | 0 | 0 | 0 | 0 | 0 | 0 | 0 | 0 | 0 | 0 | 0 | 0 | 0 | 0 | 0 | 0 | 0
Res Behavioral-_KU_Winter_3.10.2021_1.31.25 PM.xlsx | Inputs_endUseLoadShapes.xlsx | Inputs_Global_KU_Winter.xlsx | Inputs_Product_Res Behavioral.xlsx | KU | 20 | Winter | Peak | 3 | Res Behavioral- | Commercial | Small Office | 115.7711 | 0 | 0 | 0 | 0 | 0 | 0 | 0 | 0 | 0 | 0 | 0 | 0 | 0 | 0 | 0 | 0 | 0 | 0 | 0 | 0 | 0 | 0 | [10 empty] | 0 | 0 | 0 | 0 | 0 | 0 | 0 | 0 | 0 | 0 | 0 | 0 | 0 | 0 | 0 | 0 | 0 | 0 | 0 | 0 | 0 | 0 | 0 | 0 | 0 | 0 | 0 | 0 | 0 | 0
Res Behavioral-_KU_Winter_3.10.2021_1.31.25 PM.xlsx | Inputs_endUseLoadShapes.xlsx | Inputs_Global_KU_Winter.xlsx | Inputs_Product_Res Behavioral.xlsx | KU | 20 | Winter | Peak | 3 | Res Behavioral- | Commercial | Small Retail | 5.0074 | 0 | 0 | 0 | 0 | 0 | 0 | 0 | 0 | 0 | 0 | 0 | 0 | 0 | 0 | 0 | 0 | 0 | 0 | 0 | 0 | 0 | 0 | [10 empty] | 0 | 0 | 0 | 0 | 0 | 0 | 0 | 0 | 0 | 0 | 0 | 0 | 0 | 0 | 0 | 0 | 0 | 0 | 0 | 0 | 0 | 0 | 0 | 0 | 0 | 0 | 0 | 0 | 0 | 0
Res Behavioral-_KU_Winter_3.10.2021_1.31.25 PM.xlsx | Inputs_endUseLoadShapes.xlsx | Inputs_Global_KU_Winter.xlsx | Inputs_Product_Res Behavioral.xlsx | KU | 20 | Winter | Peak | 3 | Res Behavioral- | Commercial | Warehouse | 11.6768 | 0 | 0 | 0 | 0 | 0 | 0 | 0 | 0 | 0 | 0 | 0 | 0 | 0 | 0 | 0 | 0 | 0 | 0 | 0 | 0 | 0 | 0 | [10 empty] | 0 | 0 | 0 | 0 | 0 | 0 | 0 | 0 | 0 | 0 | 0 | 0 | 0 | 0 | 0 | 0 | 0 | 0 | 0 | 0 | 0 | 0 | 0 | 0 | 0 | 0 | 0 | 0 | 0 | 0
Res Behavioral-_KU_Winter_3.10.2021_1.31.25 PM.xlsx | Inputs_endUseLoadShapes.xlsx | Inputs_Global_KU_Winter.xlsx | Inputs_Product_Res Behavioral.xlsx | KU | 20 | Winter | Peak | 3 | Res Behavioral- | Industrial | Apparel | 3.2397 | 0 | 0 | 0 | 0 | 0 | 0 | 0 | 0 | 0 | 0 | 0 | 0 | 0 | 0 | 0 | 0 | 0 | 0 | 0 | 0 | 0 | 0 | [10 empty] | 0 | 0 | 0 | 0 | 0 | 0 | 0 | 0 | 0 | 0 | 0 | 0 | 0 | 0 | 0 | 0 | 0 | 0 | 0 | 0 | 0 | 0 | 0 | 0 | 0 | 0 | 0 | 0 | 0 | 0
Res Behavioral-_KU_Winter_3.10.2021_1.31.25 PM.xlsx | Inputs_endUseLoadShapes.xlsx | Inputs_Global_KU_Winter.xlsx | Inputs_Product_Res Behavioral.xlsx | KU | 20 | Winter | Peak | 3 | Res Behavioral- | Industrial | Beverage and Tobacco Products | 16.6991 | 0 | 0 | 0 | 0 | 0 | 0 | 0 | 0 | 0 | 0 | 0 | 0 | 0 | 0 | 0 | 0 | 0 | 0 | 0 | 0 | 0 | 0 | [10 empty] | 0 | 0 | 0 | 0 | 0 | 0 | 0 | 0 | 0 | 0 | 0 | 0 | 0 | 0 | 0 | 0 | 0 | 0 | 0 | 0 | 0 | 0 | 0 | 0 | 0 | 0 | 0 | 0 | 0 | 0
Res Behavioral-_KU_Winter_3.10.2021_1.31.25 PM.xlsx | Inputs_endUseLoadShapes.xlsx | Inputs_Global_KU_Winter.xlsx | Inputs_Product_Res Behavioral.xlsx | KU | 20 | Winter | Peak | 3 | Res Behavioral- | Industrial | Chemicals | 43.6551 | 0 | 0 | 0 | 0 | 0 | 0 | 0 | 0 | 0 | 0 | 0 | 0 | 0 | 0 | 0 | 0 | 0 | 0 | 0 | 0 | 0 | 0 | [10 empty] | 0 | 0 | 0 | 0 | 0 | 0 | 0 | 0 | 0 | 0 | 0 | 0 | 0 | 0 | 0 | 0 | 0 | 0 | 0 | 0 | 0 | 0 | 0 | 0 | 0 | 0 | 0 | 0 | 0 | 0
Res Behavioral-_KU_Winter_3.10.2021_1.31.25 PM.xlsx | Inputs_endUseLoadShapes.xlsx | Inputs_Global_KU_Winter.xlsx | Inputs_Product_Res Behavioral.xlsx | KU | 20 | Winter | Peak | 3 | Res Behavioral- | Industrial | Computer and Electronic Products | 0.71049 | 0 | 0 | 0 | 0 | 0 | 0 | 0 | 0 | 0 | 0 | 0 | 0 | 0 | 0 | 0 | 0 | 0 | 0 | 0 | 0 | 0 | 0 | [10 empty] | 0 | 0 | 0 | 0 | 0 | 0 | 0 | 0 | 0 | 0 | 0 | 0 | 0 | 0 | 0 | 0 | 0 | 0 | 0 | 0 | 0 | 0 | 0 | 0 | 0 | 0 | 0 | 0 | 0 | 0
Res Behavioral-_KU_Winter_3.10.2021_1.31.25 PM.xlsx | Inputs_endUseLoadShapes.xlsx | Inputs_Global_KU_Winter.xlsx | Inputs_Product_Res Behavioral.xlsx | KU | 20 | Winter | Peak | 3 | Res Behavioral- | Industrial | Electrical Equip., Appliances, and Components | 30.7217 | 0 | 0 | 0 | 0 | 0 | 0 | 0 | 0 | 0 | 0 | 0 | 0 | 0 | 0 | 0 | 0 | 0 | 0 | 0 | 0 | 0 | 0 | [10 empty] | 0 | 0 | 0 | 0 | 0 | 0 | 0 | 0 | 0 | 0 | 0 | 0 | 0 | 0 | 0 | 0 | 0 | 0 | 0 | 0 | 0 | 0 | 0 | 0 | 0 | 0 | 0 | 0 | 0 | 0
Res Behavioral-_KU_Winter_3.10.2021_1.31.25 PM.xlsx | Inputs_endUseLoadShapes.xlsx | Inputs_Global_KU_Winter.xlsx | Inputs_Product_Res Behavioral.xlsx | KU | 20 | Winter | Peak | 3 | Res Behavioral- | Industrial | Fabricated Metal Products | 34.2705 | 0 | 0 | 0 | 0 | 0 | 0 | 0 | 0 | 0 | 0 | 0 | 0 | 0 | 0 | 0 | 0 | 0 | 0 | 0 | 0 | 0 | 0 | [10 empty] | 0 | 0 | 0 | 0 | 0 | 0 | 0 | 0 | 0 | 0 | 0 | 0 | 0 | 0 | 0 | 0 | 0 | 0 | 0 | 0 | 0 | 0 | 0 | 0 | 0 | 0 | 0 | 0 | 0 | 0
Res Behavioral-_KU_Winter_3.10.2021_1.31.25 PM.xlsx | Inputs_endUseLoadShapes.xlsx | Inputs_Global_KU_Winter.xlsx | Inputs_Product_Res Behavioral.xlsx | KU | 20 | Winter | Peak | 3 | Res Behavioral- | Industrial | Food | 47.1223 | 0 | 0 | 0 | 0 | 0 | 0 | 0 | 0 | 0 | 0 | 0 | 0 | 0 | 0 | 0 | 0 | 0 | 0 | 0 | 0 | 0 | 0 | [10 empty] | 0 | 0 | 0 | 0 | 0 | 0 | 0 | 0 | 0 | 0 | 0 | 0 | 0 | 0 | 0 | 0 | 0 | 0 | 0 | 0 | 0 | 0 | 0 | 0 | 0 | 0 | 0 | 0 | 0 | 0
Res Behavioral-_KU_Winter_3.10.2021_1.31.25 PM.xlsx | Inputs_endUseLoadShapes.xlsx | Inputs_Global_KU_Winter.xlsx | Inputs_Product_Res Behavioral.xlsx | KU | 20 | Winter | Peak | 3 | Res Behavioral- | Industrial | Furniture and Related Products | 2.817 | 0 | 0 | 0 | 0 | 0 | 0 | 0 | 0 | 0 | 0 | 0 | 0 | 0 | 0 | 0 | 0 | 0 | 0 | 0 | 0 | 0 | 0 | [10 empty] | 0 | 0 | 0 | 0 | 0 | 0 | 0 | 0 | 0 | 0 | 0 | 0 | 0 | 0 | 0 | 0 | 0 | 0 | 0 | 0 | 0 | 0 | 0 | 0 | 0 | 0 | 0 | 0 | 0 | 0
Res Behavioral-_KU_Winter_3.10.2021_1.31.25 PM.xlsx | Inputs_endUseLoadShapes.xlsx | Inputs_Global_KU_Winter.xlsx | Inputs_Product_Res Behavioral.xlsx | KU | 20 | Winter | Peak | 3 | Res Behavioral- | Industrial | Machinery | 9.4036 | 0 | 0 | 0 | 0 | 0 | 0 | 0 | 0 | 0 | 0 | 0 | 0 | 0 | 0 | 0 | 0 | 0 | 0 | 0 | 0 | 0 | 0 | [10 empty] | 0 | 0 | 0 | 0 | 0 | 0 | 0 | 0 | 0 | 0 | 0 | 0 | 0 | 0 | 0 | 0 | 0 | 0 | 0 | 0 | 0 | 0 | 0 | 0 | 0 | 0 | 0 | 0 | 0 | 0
Res Behavioral-_KU_Winter_3.10.2021_1.31.25 PM.xlsx | Inputs_endUseLoadShapes.xlsx | Inputs_Global_KU_Winter.xlsx | Inputs_Product_Res Behavioral.xlsx | KU | 20 | Winter | Peak | 3 | Res Behavioral- | Industrial | Mining | 20.147 | 0 | 0 | 0 | 0 | 0 | 0 | 0 | 0 | 0 | 0 | 0 | 0 | 0 | 0 | 0 | 0 | 0 | 0 | 0 | 0 | 0 | 0 | [10 empty] | 0 | 0 | 0 | 0 | 0 | 0 | 0 | 0 | 0 | 0 | 0 | 0 | 0 | 0 | 0 | 0 | 0 | 0 | 0 | 0 | 0 | 0 | 0 | 0 | 0 | 0 | 0 | 0 | 0 | 0
Res Behavioral-_KU_Winter_3.10.2021_1.31.25 PM.xlsx | Inputs_endUseLoadShapes.xlsx | Inputs_Global_KU_Winter.xlsx | Inputs_Product_Res Behavioral.xlsx | KU | 20 | Winter | Peak | 3 | Res Behavioral- | Industrial | Miscellaneous | 56.4196 | 0 | 0 | 0 | 0 | 0 | 0 | 0 | 0 | 0 | 0 | 0 | 0 | 0 | 0 | 0 | 0 | 0 | 0 | 0 | 0 | 0 | 0 | [10 empty] | 0 | 0 | 0 | 0 | 0 | 0 | 0 | 0 | 0 | 0 | 0 | 0 | 0 | 0 | 0 | 0 | 0 | 0 | 0 | 0 | 0 | 0 | 0 | 0 | 0 | 0 | 0 | 0 | 0 | 0
Res Behavioral-_KU_Winter_3.10.2021_1.31.25 PM.xlsx | Inputs_endUseLoadShapes.xlsx | Inputs_Global_KU_Winter.xlsx | Inputs_Product_Res Behavioral.xlsx | KU | 20 | Winter | Peak | 3 | Res Behavioral- | Industrial | Nonmetallic Mineral Products | 31.3759 | 0 | 0 | 0 | 0 | 0 | 0 | 0 | 0 | 0 | 0 | 0 | 0 | 0 | 0 | 0 | 0 | 0 | 0 | 0 | 0 | 0 | 0 | [10 empty] | 0 | 0 | 0 | 0 | 0 | 0 | 0 | 0 | 0 | 0 | 0 | 0 | 0 | 0 | 0 | 0 | 0 | 0 | 0 | 0 | 0 | 0 | 0 | 0 | 0 | 0 | 0 | 0 | 0 | 0
Res Behavioral-_KU_Winter_3.10.2021_1.31.25 PM.xlsx | Inputs_endUseLoadShapes.xlsx | Inputs_Global_KU_Winter.xlsx | Inputs_Product_Res Behavioral.xlsx | KU | 20 | Winter | Peak | 3 | Res Behavioral- | Industrial | Paper | 19.3787 | 0 | 0 | 0 | 0 | 0 | 0 | 0 | 0 | 0 | 0 | 0 | 0 | 0 | 0 | 0 | 0 | 0 | 0 | 0 | 0 | 0 | 0 | [10 empty] | 0 | 0 | 0 | 0 | 0 | 0 | 0 | 0 | 0 | 0 | 0 | 0 | 0 | 0 | 0 | 0 | 0 | 0 | 0 | 0 | 0 | 0 | 0 | 0 | 0 | 0 | 0 | 0 | 0 | 0
Res Behavioral-_KU_Winter_3.10.2021_1.31.25 PM.xlsx | Inputs_endUseLoadShapes.xlsx | Inputs_Global_KU_Winter.xlsx | Inputs_Product_Res Behavioral.xlsx | KU | 20 | Winter | Peak | 3 | Res Behavioral- | Industrial | Petroleum and Coal Products | 27.2069 | 0 | 0 | 0 | 0 | 0 | 0 | 0 | 0 | 0 | 0 | 0 | 0 | 0 | 0 | 0 | 0 | 0 | 0 | 0 | 0 | 0 | 0 | [10 empty] | 0 | 0 | 0 | 0 | 0 | 0 | 0 | 0 | 0 | 0 | 0 | 0 | 0 | 0 | 0 | 0 | 0 | 0 | 0 | 0 | 0 | 0 | 0 | 0 | 0 | 0 | 0 | 0 | 0 | 0
Res Behavioral-_KU_Winter_3.10.2021_1.31.25 PM.xlsx | Inputs_endUseLoadShapes.xlsx | Inputs_Global_KU_Winter.xlsx | Inputs_Product_Res Behavioral.xlsx | KU | 20 | Winter | Peak | 3 | Res Behavioral- | Industrial | Plastics and Rubber Products | 67.4645 | 0 | 0 | 0 | 0 | 0 | 0 | 0 | 0 | 0 | 0 | 0 | 0 | 0 | 0 | 0 | 0 | 0 | 0 | 0 | 0 | 0 | 0 | [10 empty] | 0 | 0 | 0 | 0 | 0 | 0 | 0 | 0 | 0 | 0 | 0 | 0 | 0 | 0 | 0 | 0 | 0 | 0 | 0 | 0 | 0 | 0 | 0 | 0 | 0 | 0 | 0 | 0 | 0 | 0
Res Behavioral-_KU_Winter_3.10.2021_1.31.25 PM.xlsx | Inputs_endUseLoadShapes.xlsx | Inputs_Global_KU_Winter.xlsx | Inputs_Product_Res Behavioral.xlsx | KU | 20 | Winter | Peak | 3 | Res Behavioral- | Industrial | Primary Metals | 194.5089 | 0 | 0 | 0 | 0 | 0 | 0 | 0 | 0 | 0 | 0 | 0 | 0 | 0 | 0 | 0 | 0 | 0 | 0 | 0 | 0 | 0 | 0 | [10 empty] | 0 | 0 | 0 | 0 | 0 | 0 | 0 | 0 | 0 | 0 | 0 | 0 | 0 | 0 | 0 | 0 | 0 | 0 | 0 | 0 | 0 | 0 | 0 | 0 | 0 | 0 | 0 | 0 | 0 | 0
Res Behavioral-_KU_Winter_3.10.2021_1.31.25 PM.xlsx | Inputs_endUseLoadShapes.xlsx | Inputs_Global_KU_Winter.xlsx | Inputs_Product_Res Behavioral.xlsx | KU | 20 | Winter | Peak | 3 | Res Behavioral- | Industrial | Printing and Related Support | 6.4735 | 0 | 0 | 0 | 0 | 0 | 0 | 0 | 0 | 0 | 0 | 0 | 0 | 0 | 0 | 0 | 0 | 0 | 0 | 0 | 0 | 0 | 0 | [10 empty] | 0 | 0 | 0 | 0 | 0 | 0 | 0 | 0 | 0 | 0 | 0 | 0 | 0 | 0 | 0 | 0 | 0 | 0 | 0 | 0 | 0 | 0 | 0 | 0 | 0 | 0 | 0 | 0 | 0 | 0
Res Behavioral-_KU_Winter_3.10.2021_1.31.25 PM.xlsx | Inputs_endUseLoadShapes.xlsx | Inputs_Global_KU_Winter.xlsx | Inputs_Product_Res Behavioral.xlsx | KU | 20 | Winter | Peak | 3 | Res Behavioral- | Industrial | Textiles | 0.21101 | 0 | 0 | 0 | 0 | 0 | 0 | 0 | 0 | 0 | 0 | 0 | 0 | 0 | 0 | 0 | 0 | 0 | 0 | 0 | 0 | 0 | 0 | [10 empty] | 0 | 0 | 0 | 0 | 0 | 0 | 0 | 0 | 0 | 0 | 0 | 0 | 0 | 0 | 0 | 0 | 0 | 0 | 0 | 0 | 0 | 0 | 0 | 0 | 0 | 0 | 0 | 0 | 0 | 0
Res Behavioral-_KU_Winter_3.10.2021_1.31.25 PM.xlsx | Inputs_endUseLoadShapes.xlsx | Inputs_Global_KU_Winter.xlsx | Inputs_Product_Res Behavioral.xlsx | KU | 20 | Winter | Peak | 3 | Res Behavioral- | Industrial | Transportation Equipment | 125.5878 | 0 | 0 | 0 | 0 | 0 | 0 | 0 | 0 | 0 | 0 | 0 | 0 | 0 | 0 | 0 | 0 | 0 | 0 | 0 | 0 | 0 | 0 | [10 empty] | 0 | 0 | 0 | 0 | 0 | 0 | 0 | 0 | 0 | 0 | 0 | 0 | 0 | 0 | 0 | 0 | 0 | 0 | 0 | 0 | 0 | 0 | 0 | 0 | 0 | 0 | 0 | 0 | 0 | 0
Res Behavioral-_KU_Winter_3.10.2021_1.31.25 PM.xlsx | Inputs_endUseLoadShapes.xlsx | Inputs_Global_KU_Winter.xlsx | Inputs_Product_Res Behavioral.xlsx | KU | 20 | Winter | Peak | 3 | Res Behavioral- | Industrial | Wastewater | 1.2551 | 0 | 0 | 0 | 0 | 0 | 0 | 0 | 0 | 0 | 0 | 0 | 0 | 0 | 0 | 0 | 0 | 0 | 0 | 0 | 0 | 0 | 0 | [10 empty] | 0 | 0 | 0 | 0 | 0 | 0 | 0 | 0 | 0 | 0 | 0 | 0 | 0 | 0 | 0 | 0 | 0 | 0 | 0 | 0 | 0 | 0 | 0 | 0 | 0 | 0 | 0 | 0 | 0 | 0
Res Behavioral-_KU_Winter_3.10.2021_1.31.25 PM.xlsx | Inputs_endUseLoadShapes.xlsx | Inputs_Global_KU_Winter.xlsx | Inputs_Product_Res Behavioral.xlsx | KU | 20 | Winter | Peak | 3 | Res Behavioral- | Industrial | Water | 20.4778 | 0 | 0 | 0 | 0 | 0 | 0 | 0 | 0 | 0 | 0 | 0 | 0 | 0 | 0 | 0 | 0 | 0 | 0 | 0 | 0 | 0 | 0 | [10 empty] | 0 | 0 | 0 | 0 | 0 | 0 | 0 | 0 | 0 | 0 | 0 | 0 | 0 | 0 | 0 | 0 | 0 | 0 | 0 | 0 | 0 | 0 | 0 | 0 | 0 | 0 | 0 | 0 | 0 | 0
Res Behavioral-_KU_Winter_3.10.2021_1.31.25 PM.xlsx | Inputs_endUseLoadShapes.xlsx | Inputs_Global_KU_Winter.xlsx | Inputs_Product_Res Behavioral.xlsx | KU | 20 | Winter | Peak | 3 | Res Behavioral- | Industrial | Wood Products | 4.7458 | 0 | 0 | 0 | 0 | 0 | 0 | 0 | 0 | 0 | 0 | 0 | 0 | 0 | 0 | 0 | 0 | 0 | 0 | 0 | 0 | 0 | 0 | [10 empty] | 0 | 0 | 0 | 0 | 0 | 0 | 0 | 0 | 0 | 0 | 0 | 0 | 0 | 0 | 0 | 0 | 0 | 0 | 0 | 0 | 0 | 0 | 0 | 0 | 0 | 0 | 0 | 0 | 0 | 0
Res Behavioral-_KU_Winter_3.10.2021_1.31.25 PM.xlsx | Inputs_endUseLoadShapes.xlsx | Inputs_Global_KU_Winter.xlsx | Inputs_Product_Res Behavioral.xlsx | KU | 20 | Winter | Peak | 3 | Res Behavioral- | Residential | Manufactured | 181.067 | 181.067 | 2.1728 | 0.38574 | 0.38619 | 0.38499 | 0.38381 | 0.38267 | 0.3828 | 0.38091 | 0.37968 | 0.37987 | 0.38131 | 0.38074 | 0.38137 | 0.38211 | 0.38414 | 0.38406 | 0.38514 | 0.38623 | 0.38829 | 0.38808 | 0.38892 | [10 empty] | 8840.9837 | 8851.3649 | 8823.7435 | 8796.7864 | 8770.5881 | 8773.7289 | 8730.3351 | 8702.0636 | 8706.4421 | 8739.3803 | 8726.3197 | 8740.787 | 8757.902 | 8804.3298 | 8802.5281 | 8827.3768 | 8852.2964 | 8899.3885 | 8894.6568 | 8913.91 | 0 | 0 | 0 | 0 | 0 | 0 | 0 | 0 | 0 | 0
Res Behavioral-_KU_Winter_3.10.2021_1.31.25 PM.xlsx | Inputs_endUseLoadShapes.xlsx | Inputs_Global_KU_Winter.xlsx | Inputs_Product_Res Behavioral.xlsx | KU | 20 | Winter | Peak | 3 | Res Behavioral- | Residential | Multifamily | 183.0531 | 183.0531 | 2.1966 | 0.42579 | 0.42629 | 0.42496 | 0.42366 | 0.4224 | 0.42255 | 0.42046 | 0.4191 | 0.41931 | 0.42089 | 0.42026 | 0.42096 | 0.42179 | 0.42402 | 0.42393 | 0.42513 | 0.42633 | 0.4286 | 0.42837 | 0.4293 | [10 empty] | 9758.8704 | 9770.3294 | 9739.8403 | 9710.0844 | 9681.1662 | 9684.6331 | 9636.7341 | 9605.5274 | 9610.3604 | 9646.7183 | 9632.3018 | 9648.2711 | 9667.163 | 9718.411 | 9716.4223 | 9743.8508 | 9771.3576 | 9823.3389 | 9818.116 | 9839.368 | 0 | 0 | 0 | 0 | 0 | 0 | 0 | 0 | 0 | 0
Res Behavioral-_KU_Winter_3.10.2021_1.31.25 PM.xlsx | Inputs_endUseLoadShapes.xlsx | Inputs_Global_KU_Winter.xlsx | Inputs_Product_Res Behavioral.xlsx | KU | 20 | Winter | Peak | 3 | Res Behavioral- | Residential | Single Family | 1201.5545 | 1201.5545 | 14.4187 | 2.9154 | 2.9188 | 2.9097 | 2.9008 | 2.8921 | 2.8932 | 2.8789 | 2.8695 | 2.871 | 2.8818 | 2.8775 | 2.8823 | 2.888 | 2.9033 | 2.9027 | 2.9109 | 2.9191 | 2.9346 | 2.9331 | 2.9394 | [10 empty] | 66818.8143 | 66897.2741 | 66688.5158 | 66484.7775 | 66286.7753 | 66310.513 | 65982.5492 | 65768.8776 | 65801.9691 | 66050.9111 | 65952.2013 | 66061.5429 | 66190.8955 | 66541.7895 | 66528.1728 | 66715.9756 | 66904.3142 | 67260.2292 | 67224.4678 | 67369.9801 | 0 | 0 | 0 | 0 | 0 | 0 | 0 | 0 | 0 | 0
Res Behavioral-_KU_Winter_3.10.2021_1.31.25 PM.xlsx | Inputs_endUseLoadShapes.xlsx | Inputs_Global_KU_Winter.xlsx | Inputs_Product_Res Behavioral.xlsx | KU | 20 | Winter | Peak | 3 | Res Behavioral- | 0 | 0 | 0 | 0 | 0 | 0 | 0 | 0 | 0 | 0 | 0 | 0 | 0 | 0 | 0 | 0 | 0 | 0 | 0 | 0 | 0 | 0 | 0 | 0 | 0 | [10 empty] | 0 | 0 | 0 | 0 | 0 | 0 | 0 | 0 | 0 | 0 | 0 | 0 | 0 | 0 | 0 | 0 | 0 | 0 | 0 | 0 | 0 | 0 | 0 | 0 | 0 | 0 | 0 | 0 | 0 | 0
Res Behavioral-_KU_Winter_3.10.2021_1.31.25 PM.xlsx | Inputs_endUseLoadShapes.xlsx | Inputs_Global_KU_Winter.xlsx | Inputs_Product_Res Behavioral.xlsx | KU | 20 | Winter | Peak | 3 | Res Behavioral- | 0 | 0 | 0 | 0 | 0 | 0 | 0 | 0 | 0 | 0 | 0 | 0 | 0 | 0 | 0 | 0 | 0 | 0 | 0 | 0 | 0 | 0 | 0 | 0 | 0 | [10 empty] | 0 | 0 | 0 | 0 | 0 | 0 | 0 | 0 | 0 | 0 | 0 | 0 | 0 | 0 | 0 | 0 | 0 | 0 | 0 | 0 | 0 | 0 | 0 | 0 | 0 | 0 | 0 | 0 | 0 | 0
Res Behavioral-_KU_Winter_3.10.2021_1.31.25 PM.xlsx | Inputs_endUseLoadShapes.xlsx | Inputs_Global_KU_Winter.xlsx | Inputs_Product_Res Behavioral.xlsx | KU | 20 | Winter | Peak | 3 | Res Behavioral- | 0 | 0 | 0 | 0 | 0 | 0 | 0 | 0 | 0 | 0 | 0 | 0 | 0 | 0 | 0 | 0 | 0 | 0 | 0 | 0 | 0 | 0 | 0 | 0 | 0 | [10 empty] | 0 | 0 | 0 | 0 | 0 | 0 | 0 | 0 | 0 | 0 | 0 | 0 | 0 | 0 | 0 | 0 | 0 | 0 | 0 | 0 | 0 | 0 | 0 | 0 | 0 | 0 | 0 | 0 | 0 | 0
Res Behavioral-_KU_Winter_3.10.2021_1.31.25 PM.xlsx | Inputs_endUseLoadShapes.xlsx | Inputs_Global_KU_Winter.xlsx | Inputs_Product_Res Behavioral.xlsx | KU | 20 | Winter | Peak | 3 | Res Behavioral- | 0 | 0 | 0 | 0 | 0 | 0 | 0 | 0 | 0 | 0 | 0 | 0 | 0 | 0 | 0 | 0 | 0 | 0 | 0 | 0 | 0 | 0 | 0 | 0 | 0 | [10 empty] | 0 | 0 | 0 | 0 | 0 | 0 | 0 | 0 | 0 | 0 | 0 | 0 | 0 | 0 | 0 | 0 | 0 | 0 | 0 | 0 | 0 | 0 | 0 | 0 | 0 | 0 | 0 | 0 | 0 | 0
Res CPP-No Enablement_KU_Winter_3.10.2021_1.32.55 PM.xlsx | Inputs_endUseLoadShapes.xlsx | Inputs_Global_KU_Winter.xlsx | Inputs_Product_Res CPP-No Enablement.xlsx | KU | 20 | Winter | Peak | 3 | Res CPP-No Enablement | Commercial | Grocery | 33.8466 | 0 | 0 | 0 | 0 | 0 | 0 | 0 | 0 | 0 | 0 | 0 | 0 | 0 | 0 | 0 | 0 | 0 | 0 | 0 | 0 | 0 | 0 | [10 empty] | 0 | 0 | 0 | 0 | 0 | 0 | 0 | 0 | 0 | 0 | 0 | 0 | 0 | 0 | 0 | 0 | 0 | 0 | 0 | 0 | 0 | 0 | 0 | 0 | 0 | 0 | 0 | 0 | 0 | 0
Res CPP-No Enablement_KU_Winter_3.10.2021_1.32.55 PM.xlsx | Inputs_endUseLoadShapes.xlsx | Inputs_Global_KU_Winter.xlsx | Inputs_Product_Res CPP-No Enablement.xlsx | KU | 20 | Winter | Peak | 3 | Res CPP-No Enablement | Commercial | Health | 72.7412 | 0 | 0 | 0 | 0 | 0 | 0 | 0 | 0 | 0 | 0 | 0 | 0 | 0 | 0 | 0 | 0 | 0 | 0 | 0 | 0 | 0 | 0 | [10 empty] | 0 | 0 | 0 | 0 | 0 | 0 | 0 | 0 | 0 | 0 | 0 | 0 | 0 | 0 | 0 | 0 | 0 | 0 | 0 | 0 | 0 | 0 | 0 | 0 | 0 | 0 | 0 | 0 | 0 | 0
Res CPP-No Enablement_KU_Winter_3.10.2021_1.32.55 PM.xlsx | Inputs_endUseLoadShapes.xlsx | Inputs_Global_KU_Winter.xlsx | Inputs_Product_Res CPP-No Enablement.xlsx | KU | 20 | Winter | Peak | 3 | Res CPP-No Enablement | Commercial | Large Office | 81.0748 | 0 | 0 | 0 | 0 | 0 | 0 | 0 | 0 | 0 | 0 | 0 | 0 | 0 | 0 | 0 | 0 | 0 | 0 | 0 | 0 | 0 | 0 | [10 empty] | 0 | 0 | 0 | 0 | 0 | 0 | 0 | 0 | 0 | 0 | 0 | 0 | 0 | 0 | 0 | 0 | 0 | 0 | 0 | 0 | 0 | 0 | 0 | 0 | 0 | 0 | 0 | 0 | 0 | 0
Res CPP-No Enablement_KU_Winter_3.10.2021_1.32.55 PM.xlsx | Inputs_endUseLoadShapes.xlsx | Inputs_Global_KU_Winter.xlsx | Inputs_Product_Res CPP-No Enablement.xlsx | KU | 20 | Winter | Peak | 3 | Res CPP-No Enablement | Commercial | Large Retail | 30.8019 | 0 | 0 | 0 | 0 | 0 | 0 | 0 | 0 | 0 | 0 | 0 | 0 | 0 | 0 | 0 | 0 | 0 | 0 | 0 | 0 | 0 | 0 | [10 empty] | 0 | 0 | 0 | 0 | 0 | 0 | 0 | 0 | 0 | 0 | 0 | 0 | 0 | 0 | 0 | 0 | 0 | 0 | 0 | 0 | 0 | 0 | 0 | 0 | 0 | 0 | 0 | 0 | 0 | 0
Res CPP-No Enablement_KU_Winter_3.10.2021_1.32.55 PM.xlsx | Inputs_endUseLoadShapes.xlsx | Inputs_Global_KU_Winter.xlsx | Inputs_Product_Res CPP-No Enablement.xlsx | KU | 20 | Winter | Peak | 3 | Res CPP-No Enablement | Commercial | Lodging | 12.3122 | 0 | 0 | 0 | 0 | 0 | 0 | 0 | 0 | 0 | 0 | 0 | 0 | 0 | 0 | 0 | 0 | 0 | 0 | 0 | 0 | 0 | 0 | [10 empty] | 0 | 0 | 0 | 0 | 0 | 0 | 0 | 0 | 0 | 0 | 0 | 0 | 0 | 0 | 0 | 0 | 0 | 0 | 0 | 0 | 0 | 0 | 0 | 0 | 0 | 0 | 0 | 0 | 0 | 0
Res CPP-No Enablement_KU_Winter_3.10.2021_1.32.55 PM.xlsx | Inputs_endUseLoadShapes.xlsx | Inputs_Global_KU_Winter.xlsx | Inputs_Product_Res CPP-No Enablement.xlsx | KU | 20 | Winter | Peak | 3 | Res CPP-No Enablement | Commercial | Miscellaneous | 280.9956 | 0 | 0 | 0 | 0 | 0 | 0 | 0 | 0 | 0 | 0 | 0 | 0 | 0 | 0 | 0 | 0 | 0 | 0 | 0 | 0 | 0 | 0 | [10 empty] | 0 | 0 | 0 | 0 | 0 | 0 | 0 | 0 | 0 | 0 | 0 | 0 | 0 | 0 | 0 | 0 | 0 | 0 | 0 | 0 | 0 | 0 | 0 | 0 | 0 | 0 | 0 | 0 | 0 | 0
Res CPP-No Enablement_KU_Winter_3.10.2021_1.32.55 PM.xlsx | Inputs_endUseLoadShapes.xlsx | Inputs_Global_KU_Winter.xlsx | Inputs_Product_Res CPP-No Enablement.xlsx | KU | 20 | Winter | Peak | 3 | Res CPP-No Enablement | Commercial | Restaurant | 26.9859 | 0 | 0 | 0 | 0 | 0 | 0 | 0 | 0 | 0 | 0 | 0 | 0 | 0 | 0 | 0 | 0 | 0 | 0 | 0 | 0 | 0 | 0 | [10 empty] | 0 | 0 | 0 | 0 | 0 | 0 | 0 | 0 | 0 | 0 | 0 | 0 | 0 | 0 | 0 | 0 | 0 | 0 | 0 | 0 | 0 | 0 | 0 | 0 | 0 | 0 | 0 | 0 | 0 | 0
Res CPP-No Enablement_KU_Winter_3.10.2021_1.32.55 PM.xlsx | Inputs_endUseLoadShapes.xlsx | Inputs_Global_KU_Winter.xlsx | Inputs_Product_Res CPP-No Enablement.xlsx | KU | 20 | Winter | Peak | 3 | Res CPP-No Enablement | Commercial | School | 374.2592 | 0 | 0 | 0 | 0 | 0 | 0 | 0 | 0 | 0 | 0 | 0 | 0 | 0 | 0 | 0 | 0 | 0 | 0 | 0 | 0 | 0 | 0 | [10 empty] | 0 | 0 | 0 | 0 | 0 | 0 | 0 | 0 | 0 | 0 | 0 | 0 | 0 | 0 | 0 | 0 | 0 | 0 | 0 | 0 | 0 | 0 | 0 | 0 | 0 | 0 | 0 | 0 | 0 | 0
Res CPP-No Enablement_KU_Winter_3.10.2021_1.32.55 PM.xlsx | Inputs_endUseLoadShapes.xlsx | Inputs_Global_KU_Winter.xlsx | Inputs_Product_Res CPP-No Enablement.xlsx | KU | 20 | Winter | Peak | 3 | Res CPP-No Enablement | Commercial | Small Office | 115.7711 | 0 | 0 | 0 | 0 | 0 | 0 | 0 | 0 | 0 | 0 | 0 | 0 | 0 | 0 | 0 | 0 | 0 | 0 | 0 | 0 | 0 | 0 | [10 empty] | 0 | 0 | 0 | 0 | 0 | 0 | 0 | 0 | 0 | 0 | 0 | 0 | 0 | 0 | 0 | 0 | 0 | 0 | 0 | 0 | 0 | 0 | 0 | 0 | 0 | 0 | 0 | 0 | 0 | 0
Res CPP-No Enablement_KU_Winter_3.10.2021_1.32.55 PM.xlsx | Inputs_endUseLoadShapes.xlsx | Inputs_Global_KU_Winter.xlsx | Inputs_Product_Res CPP-No Enablement.xlsx | KU | 20 | Winter | Peak | 3 | Res CPP-No Enablement | Commercial | Small Retail | 5.0074 | 0 | 0 | 0 | 0 | 0 | 0 | 0 | 0 | 0 | 0 | 0 | 0 | 0 | 0 | 0 | 0 | 0 | 0 | 0 | 0 | 0 | 0 | [10 empty] | 0 | 0 | 0 | 0 | 0 | 0 | 0 | 0 | 0 | 0 | 0 | 0 | 0 | 0 | 0 | 0 | 0 | 0 | 0 | 0 | 0 | 0 | 0 | 0 | 0 | 0 | 0 | 0 | 0 | 0
Res CPP-No Enablement_KU_Winter_3.10.2021_1.32.55 PM.xlsx | Inputs_endUseLoadShapes.xlsx | Inputs_Global_KU_Winter.xlsx | Inputs_Product_Res CPP-No Enablement.xlsx | KU | 20 | Winter | Peak | 3 | Res CPP-No Enablement | Commercial | Warehouse | 11.6768 | 0 | 0 | 0 | 0 | 0 | 0 | 0 | 0 | 0 | 0 | 0 | 0 | 0 | 0 | 0 | 0 | 0 | 0 | 0 | 0 | 0 | 0 | [10 empty] | 0 | 0 | 0 | 0 | 0 | 0 | 0 | 0 | 0 | 0 | 0 | 0 | 0 | 0 | 0 | 0 | 0 | 0 | 0 | 0 | 0 | 0 | 0 | 0 | 0 | 0 | 0 | 0 | 0 | 0
Res CPP-No Enablement_KU_Winter_3.10.2021_1.32.55 PM.xlsx | Inputs_endUseLoadShapes.xlsx | Inputs_Global_KU_Winter.xlsx | Inputs_Product_Res CPP-No Enablement.xlsx | KU | 20 | Winter | Peak | 3 | Res CPP-No Enablement | Industrial | Apparel | 3.2397 | 0 | 0 | 0 | 0 | 0 | 0 | 0 | 0 | 0 | 0 | 0 | 0 | 0 | 0 | 0 | 0 | 0 | 0 | 0 | 0 | 0 | 0 | [10 empty] | 0 | 0 | 0 | 0 | 0 | 0 | 0 | 0 | 0 | 0 | 0 | 0 | 0 | 0 | 0 | 0 | 0 | 0 | 0 | 0 | 0 | 0 | 0 | 0 | 0 | 0 | 0 | 0 | 0 | 0
Res CPP-No Enablement_KU_Winter_3.10.2021_1.32.55 PM.xlsx | Inputs_endUseLoadShapes.xlsx | Inputs_Global_KU_Winter.xlsx | Inputs_Product_Res CPP-No Enablement.xlsx | KU | 20 | Winter | Peak | 3 | Res CPP-No Enablement | Industrial | Beverage and Tobacco Products | 16.6991 | 0 | 0 | 0 | 0 | 0 | 0 | 0 | 0 | 0 | 0 | 0 | 0 | 0 | 0 | 0 | 0 | 0 | 0 | 0 | 0 | 0 | 0 | [10 empty] | 0 | 0 | 0 | 0 | 0 | 0 | 0 | 0 | 0 | 0 | 0 | 0 | 0 | 0 | 0 | 0 | 0 | 0 | 0 | 0 | 0 | 0 | 0 | 0 | 0 | 0 | 0 | 0 | 0 | 0
Res CPP-No Enablement_KU_Winter_3.10.2021_1.32.55 PM.xlsx | Inputs_endUseLoadShapes.xlsx | Inputs_Global_KU_Winter.xlsx | Inputs_Product_Res CPP-No Enablement.xlsx | KU | 20 | Winter | Peak | 3 | Res CPP-No Enablement | Industrial | Chemicals | 43.6551 | 0 | 0 | 0 | 0 | 0 | 0 | 0 | 0 | 0 | 0 | 0 | 0 | 0 | 0 | 0 | 0 | 0 | 0 | 0 | 0 | 0 | 0 | [10 empty] | 0 | 0 | 0 | 0 | 0 | 0 | 0 | 0 | 0 | 0 | 0 | 0 | 0 | 0 | 0 | 0 | 0 | 0 | 0 | 0 | 0 | 0 | 0 | 0 | 0 | 0 | 0 | 0 | 0 | 0
Res CPP-No Enablement_KU_Winter_3.10.2021_1.32.55 PM.xlsx | Inputs_endUseLoadShapes.xlsx | Inputs_Global_KU_Winter.xlsx | Inputs_Product_Res CPP-No Enablement.xlsx | KU | 20 | Winter | Peak | 3 | Res CPP-No Enablement | Industrial | Computer and Electronic Products | 0.71049 | 0 | 0 | 0 | 0 | 0 | 0 | 0 | 0 | 0 | 0 | 0 | 0 | 0 | 0 | 0 | 0 | 0 | 0 | 0 | 0 | 0 | 0 | [10 empty] | 0 | 0 | 0 | 0 | 0 | 0 | 0 | 0 | 0 | 0 | 0 | 0 | 0 | 0 | 0 | 0 | 0 | 0 | 0 | 0 | 0 | 0 | 0 | 0 | 0 | 0 | 0 | 0 | 0 | 0
Res CPP-No Enablement_KU_Winter_3.10.2021_1.32.55 PM.xlsx | Inputs_endUseLoadShapes.xlsx | Inputs_Global_KU_Winter.xlsx | Inputs_Product_Res CPP-No Enablement.xlsx | KU | 20 | Winter | Peak | 3 | Res CPP-No Enablement | Industrial | Electrical Equip., Appliances, and Components | 30.7217 | 0 | 0 | 0 | 0 | 0 | 0 | 0 | 0 | 0 | 0 | 0 | 0 | 0 | 0 | 0 | 0 | 0 | 0 | 0 | 0 | 0 | 0 | [10 empty] | 0 | 0 | 0 | 0 | 0 | 0 | 0 | 0 | 0 | 0 | 0 | 0 | 0 | 0 | 0 | 0 | 0 | 0 | 0 | 0 | 0 | 0 | 0 | 0 | 0 | 0 | 0 | 0 | 0 | 0
Res CPP-No Enablement_KU_Winter_3.10.2021_1.32.55 PM.xlsx | Inputs_endUseLoadShapes.xlsx | Inputs_Global_KU_Winter.xlsx | Inputs_Product_Res CPP-No Enablement.xlsx | KU | 20 | Winter | Peak | 3 | Res CPP-No Enablement | Industrial | Fabricated Metal Products | 34.2705 | 0 | 0 | 0 | 0 | 0 | 0 | 0 | 0 | 0 | 0 | 0 | 0 | 0 | 0 | 0 | 0 | 0 | 0 | 0 | 0 | 0 | 0 | [10 empty] | 0 | 0 | 0 | 0 | 0 | 0 | 0 | 0 | 0 | 0 | 0 | 0 | 0 | 0 | 0 | 0 | 0 | 0 | 0 | 0 | 0 | 0 | 0 | 0 | 0 | 0 | 0 | 0 | 0 | 0
Res CPP-No Enablement_KU_Winter_3.10.2021_1.32.55 PM.xlsx | Inputs_endUseLoadShapes.xlsx | Inputs_Global_KU_Winter.xlsx | Inputs_Product_Res CPP-No Enablement.xlsx | KU | 20 | Winter | Peak | 3 | Res CPP-No Enablement | Industrial | Food | 47.1223 | 0 | 0 | 0 | 0 | 0 | 0 | 0 | 0 | 0 | 0 | 0 | 0 | 0 | 0 | 0 | 0 | 0 | 0 | 0 | 0 | 0 | 0 | [10 empty] | 0 | 0 | 0 | 0 | 0 | 0 | 0 | 0 | 0 | 0 | 0 | 0 | 0 | 0 | 0 | 0 | 0 | 0 | 0 | 0 | 0 | 0 | 0 | 0 | 0 | 0 | 0 | 0 | 0 | 0
Res CPP-No Enablement_KU_Winter_3.10.2021_1.32.55 PM.xlsx | Inputs_endUseLoadShapes.xlsx | Inputs_Global_KU_Winter.xlsx | Inputs_Product_Res CPP-No Enablement.xlsx | KU | 20 | Winter | Peak | 3 | Res CPP-No Enablement | Industrial | Furniture and Related Products | 2.817 | 0 | 0 | 0 | 0 | 0 | 0 | 0 | 0 | 0 | 0 | 0 | 0 | 0 | 0 | 0 | 0 | 0 | 0 | 0 | 0 | 0 | 0 | [10 empty] | 0 | 0 | 0 | 0 | 0 | 0 | 0 | 0 | 0 | 0 | 0 | 0 | 0 | 0 | 0 | 0 | 0 | 0 | 0 | 0 | 0 | 0 | 0 | 0 | 0 | 0 | 0 | 0 | 0 | 0
Res CPP-No Enablement_KU_Winter_3.10.2021_1.32.55 PM.xlsx | Inputs_endUseLoadShapes.xlsx | Inputs_Global_KU_Winter.xlsx | Inputs_Product_Res CPP-No Enablement.xlsx | KU | 20 | Winter | Peak | 3 | Res CPP-No Enablement | Industrial | Machinery | 9.4036 | 0 | 0 | 0 | 0 | 0 | 0 | 0 | 0 | 0 | 0 | 0 | 0 | 0 | 0 | 0 | 0 | 0 | 0 | 0 | 0 | 0 | 0 | [10 empty] | 0 | 0 | 0 | 0 | 0 | 0 | 0 | 0 | 0 | 0 | 0 | 0 | 0 | 0 | 0 | 0 | 0 | 0 | 0 | 0 | 0 | 0 | 0 | 0 | 0 | 0 | 0 | 0 | 0 | 0
Res CPP-No Enablement_KU_Winter_3.10.2021_1.32.55 PM.xlsx | Inputs_endUseLoadShapes.xlsx | Inputs_Global_KU_Winter.xlsx | Inputs_Product_Res CPP-No Enablement.xlsx | KU | 20 | Winter | Peak | 3 | Res CPP-No Enablement | Industrial | Mining | 20.147 | 0 | 0 | 0 | 0 | 0 | 0 | 0 | 0 | 0 | 0 | 0 | 0 | 0 | 0 | 0 | 0 | 0 | 0 | 0 | 0 | 0 | 0 | [10 empty] | 0 | 0 | 0 | 0 | 0 | 0 | 0 | 0 | 0 | 0 | 0 | 0 | 0 | 0 | 0 | 0 | 0 | 0 | 0 | 0 | 0 | 0 | 0 | 0 | 0 | 0 | 0 | 0 | 0 | 0
Res CPP-No Enablement_KU_Winter_3.10.2021_1.32.55 PM.xlsx | Inputs_endUseLoadShapes.xlsx | Inputs_Global_KU_Winter.xlsx | Inputs_Product_Res CPP-No Enablement.xlsx | KU | 20 | Winter | Peak | 3 | Res CPP-No Enablement | Industrial | Miscellaneous | 56.4196 | 0 | 0 | 0 | 0 | 0 | 0 | 0 | 0 | 0 | 0 | 0 | 0 | 0 | 0 | 0 | 0 | 0 | 0 | 0 | 0 | 0 | 0 | [10 empty] | 0 | 0 | 0 | 0 | 0 | 0 | 0 | 0 | 0 | 0 | 0 | 0 | 0 | 0 | 0 | 0 | 0 | 0 | 0 | 0 | 0 | 0 | 0 | 0 | 0 | 0 | 0 | 0 | 0 | 0
Res CPP-No Enablement_KU_Winter_3.10.2021_1.32.55 PM.xlsx | Inputs_endUseLoadShapes.xlsx | Inputs_Global_KU_Winter.xlsx | Inputs_Product_Res CPP-No Enablement.xlsx | KU | 20 | Winter | Peak | 3 | Res CPP-No Enablement | Industrial | Nonmetallic Mineral Products | 31.3759 | 0 | 0 | 0 | 0 | 0 | 0 | 0 | 0 | 0 | 0 | 0 | 0 | 0 | 0 | 0 | 0 | 0 | 0 | 0 | 0 | 0 | 0 | [10 empty] | 0 | 0 | 0 | 0 | 0 | 0 | 0 | 0 | 0 | 0 | 0 | 0 | 0 | 0 | 0 | 0 | 0 | 0 | 0 | 0 | 0 | 0 | 0 | 0 | 0 | 0 | 0 | 0 | 0 | 0
Res CPP-No Enablement_KU_Winter_3.10.2021_1.32.55 PM.xlsx | Inputs_endUseLoadShapes.xlsx | Inputs_Global_KU_Winter.xlsx | Inputs_Product_Res CPP-No Enablement.xlsx | KU | 20 | Winter | Peak | 3 | Res CPP-No Enablement | Industrial | Paper | 19.3787 | 0 | 0 | 0 | 0 | 0 | 0 | 0 | 0 | 0 | 0 | 0 | 0 | 0 | 0 | 0 | 0 | 0 | 0 | 0 | 0 | 0 | 0 | [10 empty] | 0 | 0 | 0 | 0 | 0 | 0 | 0 | 0 | 0 | 0 | 0 | 0 | 0 | 0 | 0 | 0 | 0 | 0 | 0 | 0 | 0 | 0 | 0 | 0 | 0 | 0 | 0 | 0 | 0 | 0
Res CPP-No Enablement_KU_Winter_3.10.2021_1.32.55 PM.xlsx | Inputs_endUseLoadShapes.xlsx | Inputs_Global_KU_Winter.xlsx | Inputs_Product_Res CPP-No Enablement.xlsx | KU | 20 | Winter | Peak | 3 | Res CPP-No Enablement | Industrial | Petroleum and Coal Products | 27.2069 | 0 | 0 | 0 | 0 | 0 | 0 | 0 | 0 | 0 | 0 | 0 | 0 | 0 | 0 | 0 | 0 | 0 | 0 | 0 | 0 | 0 | 0 | [10 empty] | 0 | 0 | 0 | 0 | 0 | 0 | 0 | 0 | 0 | 0 | 0 | 0 | 0 | 0 | 0 | 0 | 0 | 0 | 0 | 0 | 0 | 0 | 0 | 0 | 0 | 0 | 0 | 0 | 0 | 0
Res CPP-No Enablement_KU_Winter_3.10.2021_1.32.55 PM.xlsx | Inputs_endUseLoadShapes.xlsx | Inputs_Global_KU_Winter.xlsx | Inputs_Product_Res CPP-No Enablement.xlsx | KU | 20 | Winter | Peak | 3 | Res CPP-No Enablement | Industrial | Plastics and Rubber Products | 67.4645 | 0 | 0 | 0 | 0 | 0 | 0 | 0 | 0 | 0 | 0 | 0 | 0 | 0 | 0 | 0 | 0 | 0 | 0 | 0 | 0 | 0 | 0 | [10 empty] | 0 | 0 | 0 | 0 | 0 | 0 | 0 | 0 | 0 | 0 | 0 | 0 | 0 | 0 | 0 | 0 | 0 | 0 | 0 | 0 | 0 | 0 | 0 | 0 | 0 | 0 | 0 | 0 | 0 | 0
Res CPP-No Enablement_KU_Winter_3.10.2021_1.32.55 PM.xlsx | Inputs_endUseLoadShapes.xlsx | Inputs_Global_KU_Winter.xlsx | Inputs_Product_Res CPP-No Enablement.xlsx | KU | 20 | Winter | Peak | 3 | Res CPP-No Enablement | Industrial | Primary Metals | 194.5089 | 0 | 0 | 0 | 0 | 0 | 0 | 0 | 0 | 0 | 0 | 0 | 0 | 0 | 0 | 0 | 0 | 0 | 0 | 0 | 0 | 0 | 0 | [10 empty] | 0 | 0 | 0 | 0 | 0 | 0 | 0 | 0 | 0 | 0 | 0 | 0 | 0 | 0 | 0 | 0 | 0 | 0 | 0 | 0 | 0 | 0 | 0 | 0 | 0 | 0 | 0 | 0 | 0 | 0
Res CPP-No Enablement_KU_Winter_3.10.2021_1.32.55 PM.xlsx | Inputs_endUseLoadShapes.xlsx | Inputs_Global_KU_Winter.xlsx | Inputs_Product_Res CPP-No Enablement.xlsx | KU | 20 | Winter | Peak | 3 | Res CPP-No Enablement | Industrial | Printing and Related Support | 6.4735 | 0 | 0 | 0 | 0 | 0 | 0 | 0 | 0 | 0 | 0 | 0 | 0 | 0 | 0 | 0 | 0 | 0 | 0 | 0 | 0 | 0 | 0 | [10 empty] | 0 | 0 | 0 | 0 | 0 | 0 | 0 | 0 | 0 | 0 | 0 | 0 | 0 | 0 | 0 | 0 | 0 | 0 | 0 | 0 | 0 | 0 | 0 | 0 | 0 | 0 | 0 | 0 | 0 | 0
Res CPP-No Enablement_KU_Winter_3.10.2021_1.32.55 PM.xlsx | Inputs_endUseLoadShapes.xlsx | Inputs_Global_KU_Winter.xlsx | Inputs_Product_Res CPP-No Enablement.xlsx | KU | 20 | Winter | Peak | 3 | Res CPP-No Enablement | Industrial | Textiles | 0.21101 | 0 | 0 | 0 | 0 | 0 | 0 | 0 | 0 | 0 | 0 | 0 | 0 | 0 | 0 | 0 | 0 | 0 | 0 | 0 | 0 | 0 | 0 | [10 empty] | 0 | 0 | 0 | 0 | 0 | 0 | 0 | 0 | 0 | 0 | 0 | 0 | 0 | 0 | 0 | 0 | 0 | 0 | 0 | 0 | 0 | 0 | 0 | 0 | 0 | 0 | 0 | 0 | 0 | 0
Res CPP-No Enablement_KU_Winter_3.10.2021_1.32.55 PM.xlsx | Inputs_endUseLoadShapes.xlsx | Inputs_Global_KU_Winter.xlsx | Inputs_Product_Res CPP-No Enablement.xlsx | KU | 20 | Winter | Peak | 3 | Res CPP-No Enablement | Industrial | Transportation Equipment | 125.5878 | 0 | 0 | 0 | 0 | 0 | 0 | 0 | 0 | 0 | 0 | 0 | 0 | 0 | 0 | 0 | 0 | 0 | 0 | 0 | 0 | 0 | 0 | [10 empty] | 0 | 0 | 0 | 0 | 0 | 0 | 0 | 0 | 0 | 0 | 0 | 0 | 0 | 0 | 0 | 0 | 0 | 0 | 0 | 0 | 0 | 0 | 0 | 0 | 0 | 0 | 0 | 0 | 0 | 0
Res CPP-No Enablement_KU_Winter_3.10.2021_1.32.55 PM.xlsx | Inputs_endUseLoadShapes.xlsx | Inputs_Global_KU_Winter.xlsx | Inputs_Product_Res CPP-No Enablement.xlsx | KU | 20 | Winter | Peak | 3 | Res CPP-No Enablement | Industrial | Wastewater | 1.2551 | 0 | 0 | 0 | 0 | 0 | 0 | 0 | 0 | 0 | 0 | 0 | 0 | 0 | 0 | 0 | 0 | 0 | 0 | 0 | 0 | 0 | 0 | [10 empty] | 0 | 0 | 0 | 0 | 0 | 0 | 0 | 0 | 0 | 0 | 0 | 0 | 0 | 0 | 0 | 0 | 0 | 0 | 0 | 0 | 0 | 0 | 0 | 0 | 0 | 0 | 0 | 0 | 0 | 0
Res CPP-No Enablement_KU_Winter_3.10.2021_1.32.55 PM.xlsx | Inputs_endUseLoadShapes.xlsx | Inputs_Global_KU_Winter.xlsx | Inputs_Product_Res CPP-No Enablement.xlsx | KU | 20 | Winter | Peak | 3 | Res CPP-No Enablement | Industrial | Water | 20.4778 | 0 | 0 | 0 | 0 | 0 | 0 | 0 | 0 | 0 | 0 | 0 | 0 | 0 | 0 | 0 | 0 | 0 | 0 | 0 | 0 | 0 | 0 | [10 empty] | 0 | 0 | 0 | 0 | 0 | 0 | 0 | 0 | 0 | 0 | 0 | 0 | 0 | 0 | 0 | 0 | 0 | 0 | 0 | 0 | 0 | 0 | 0 | 0 | 0 | 0 | 0 | 0 | 0 | 0
Res CPP-No Enablement_KU_Winter_3.10.2021_1.32.55 PM.xlsx | Inputs_endUseLoadShapes.xlsx | Inputs_Global_KU_Winter.xlsx | Inputs_Product_Res CPP-No Enablement.xlsx | KU | 20 | Winter | Peak | 3 | Res CPP-No Enablement | Industrial | Wood Products | 4.7458 | 0 | 0 | 0 | 0 | 0 | 0 | 0 | 0 | 0 | 0 | 0 | 0 | 0 | 0 | 0 | 0 | 0 | 0 | 0 | 0 | 0 | 0 | [10 empty] | 0 | 0 | 0 | 0 | 0 | 0 | 0 | 0 | 0 | 0 | 0 | 0 | 0 | 0 | 0 | 0 | 0 | 0 | 0 | 0 | 0 | 0 | 0 | 0 | 0 | 0 | 0 | 0 | 0 | 0
Res CPP-No Enablement_KU_Winter_3.10.2021_1.32.55 PM.xlsx | Inputs_endUseLoadShapes.xlsx | Inputs_Global_KU_Winter.xlsx | Inputs_Product_Res CPP-No Enablement.xlsx | KU | 20 | Winter | Peak | 3 | Res CPP-No Enablement | Residential | Manufactured | 181.067 | 181.067 | 20.3842 | 1.733 | 1.735 | 1.7296 | 1.7243 | 1.7192 | 1.7198 | 1.7113 | 1.7057 | 1.7066 | 1.7131 | 1.7105 | 1.7133 | 1.7167 | 1.7258 | 1.7254 | 1.7303 | 1.7352 | 1.7444 | 1.7435 | 1.7473 | [10 empty] | 4420.4918 | 4425.6825 | 4411.8718 | 4398.3932 | 4385.2941 | 4386.8645 | 4365.1676 | 4351.0318 | 4353.221 | 4369.6901 | 4363.1599 | 4370.3935 | 4378.951 | 4402.1649 | 4401.264 | 4413.6884 | 4426.1482 | 4449.6943 | 4447.3284 | 4456.955 | 0 | 0 | 0 | 0 | 0 | 0 | 0 | 0 | 0 | 0
Res CPP-No Enablement_KU_Winter_3.10.2021_1.32.55 PM.xlsx | Inputs_endUseLoadShapes.xlsx | Inputs_Global_KU_Winter.xlsx | Inputs_Product_Res CPP-No Enablement.xlsx | KU | 20 | Winter | Peak | 3 | Res CPP-No Enablement | Residential | Multifamily | 183.0531 | 183.0531 | 20.5989 | 1.9129 | 1.9151 | 1.9092 | 1.9033 | 1.8977 | 1.8983 | 1.889 | 1.8828 | 1.8838 | 1.8909 | 1.8881 | 1.8912 | 1.8949 | 1.905 | 1.9046 | 1.91 | 1.9153 | 1.9255 | 1.9245 | 1.9287 | [10 empty] | 4879.4352 | 4885.1647 | 4869.9202 | 4855.0422 | 4840.5831 | 4842.3166 | 4818.367 | 4802.7637 | 4805.1802 | 4823.3592 | 4816.1509 | 4824.1355 | 4833.5815 | 4859.2055 | 4858.2111 | 4871.9254 | 4885.6788 | 4911.6695 | 4909.058 | 4919.684 | 0 | 0 | 0 | 0 | 0 | 0 | 0 | 0 | 0 | 0
Res CPP-No Enablement_KU_Winter_3.10.2021_1.32.55 PM.xlsx | Inputs_endUseLoadShapes.xlsx | Inputs_Global_KU_Winter.xlsx | Inputs_Product_Res CPP-No Enablement.xlsx | KU | 20 | Winter | Peak | 3 | Res CPP-No Enablement | Residential | Single Family | 1201.5545 | 1201.5545 | 127.8327 | 13.0976 | 13.113 | 13.0721 | 13.0321 | 12.9933 | 12.998 | 12.9337 | 12.8918 | 12.8983 | 12.9471 | 12.9277 | 12.9492 | 12.9745 | 13.0433 | 13.0406 | 13.0774 | 13.1144 | 13.1841 | 13.1771 | 13.2056 | [10 empty] | 33409.4072 | 33448.6371 | 33344.2579 | 33242.3888 | 33143.3876 | 33155.2565 | 32991.2746 | 32884.4388 | 32900.9845 | 33025.4556 | 32976.1006 | 33030.7714 | 33095.4477 | 33270.8947 | 33264.0864 | 33357.9878 | 33452.1571 | 33630.1146 | 33612.2339 | 33684.9901 | 0 | 0 | 0 | 0 | 0 | 0 | 0 | 0 | 0 | 0
Res CPP-No Enablement_KU_Winter_3.10.2021_1.32.55 PM.xlsx | Inputs_endUseLoadShapes.xlsx | Inputs_Global_KU_Winter.xlsx | Inputs_Product_Res CPP-No Enablement.xlsx | KU | 20 | Winter | Peak | 3 | Res CPP-No Enablement | 0 | 0 | 0 | 0 | 0 | 0 | 0 | 0 | 0 | 0 | 0 | 0 | 0 | 0 | 0 | 0 | 0 | 0 | 0 | 0 | 0 | 0 | 0 | 0 | 0 | [10 empty] | 0 | 0 | 0 | 0 | 0 | 0 | 0 | 0 | 0 | 0 | 0 | 0 | 0 | 0 | 0 | 0 | 0 | 0 | 0 | 0 | 0 | 0 | 0 | 0 | 0 | 0 | 0 | 0 | 0 | 0
Res CPP-No Enablement_KU_Winter_3.10.2021_1.32.55 PM.xlsx | Inputs_endUseLoadShapes.xlsx | Inputs_Global_KU_Winter.xlsx | Inputs_Product_Res CPP-No Enablement.xlsx | KU | 20 | Winter | Peak | 3 | Res CPP-No Enablement | 0 | 0 | 0 | 0 | 0 | 0 | 0 | 0 | 0 | 0 | 0 | 0 | 0 | 0 | 0 | 0 | 0 | 0 | 0 | 0 | 0 | 0 | 0 | 0 | 0 | [10 empty] | 0 | 0 | 0 | 0 | 0 | 0 | 0 | 0 | 0 | 0 | 0 | 0 | 0 | 0 | 0 | 0 | 0 | 0 | 0 | 0 | 0 | 0 | 0 | 0 | 0 | 0 | 0 | 0 | 0 | 0
Res CPP-No Enablement_KU_Winter_3.10.2021_1.32.55 PM.xlsx | Inputs_endUseLoadShapes.xlsx | Inputs_Global_KU_Winter.xlsx | Inputs_Product_Res CPP-No Enablement.xlsx | KU | 20 | Winter | Peak | 3 | Res CPP-No Enablement | 0 | 0 | 0 | 0 | 0 | 0 | 0 | 0 | 0 | 0 | 0 | 0 | 0 | 0 | 0 | 0 | 0 | 0 | 0 | 0 | 0 | 0 | 0 | 0 | 0 | [10 empty] | 0 | 0 | 0 | 0 | 0 | 0 | 0 | 0 | 0 | 0 | 0 | 0 | 0 | 0 | 0 | 0 | 0 | 0 | 0 | 0 | 0 | 0 | 0 | 0 | 0 | 0 | 0 | 0 | 0 | 0
Res CPP-No Enablement_KU_Winter_3.10.2021_1.32.55 PM.xlsx | Inputs_endUseLoadShapes.xlsx | Inputs_Global_KU_Winter.xlsx | Inputs_Product_Res CPP-No Enablement.xlsx | KU | 20 | Winter | Peak | 3 | Res CPP-No Enablement | 0 | 0 | 0 | 0 | 0 | 0 | 0 | 0 | 0 | 0 | 0 | 0 | 0 | 0 | 0 | 0 | 0 | 0 | 0 | 0 | 0 | 0 | 0 | 0 | 0 | [10 empty] | 0 | 0 | 0 | 0 | 0 | 0 | 0 | 0 | 0 | 0 | 0 | 0 | 0 | 0 | 0 | 0 | 0 | 0 | 0 | 0 | 0 | 0 | 0 | 0 | 0 | 0 | 0 | 0 | 0 | 0
Res CPP-With Enablement_KU_Winter_3.10.2021_1.34.36 PM.xlsx | Inputs_endUseLoadShapes.xlsx | Inputs_Global_KU_Winter.xlsx | Inputs_Product_Res CPP-With Enablement.xlsx | KU | 20 | Winter | Peak | 3 | Res CPP-With Enablement | Commercial | Grocery | 33.8466 | 0 | 0 | 0 | 0 | 0 | 0 | 0 | 0 | 0 | 0 | 0 | 0 | 0 | 0 | 0 | 0 | 0 | 0 | 0 | 0 | 0 | 0 | [10 empty] | 0 | 0 | 0 | 0 | 0 | 0 | 0 | 0 | 0 | 0 | 0 | 0 | 0 | 0 | 0 | 0 | 0 | 0 | 0 | 0 | 0 | 0 | 0 | 0 | 0 | 0 | 0 | 0 | 0 | 0
Res CPP-With Enablement_KU_Winter_3.10.2021_1.34.36 PM.xlsx | Inputs_endUseLoadShapes.xlsx | Inputs_Global_KU_Winter.xlsx | Inputs_Product_Res CPP-With Enablement.xlsx | KU | 20 | Winter | Peak | 3 | Res CPP-With Enablement | Commercial | Health | 72.7412 | 0 | 0 | 0 | 0 | 0 | 0 | 0 | 0 | 0 | 0 | 0 | 0 | 0 | 0 | 0 | 0 | 0 | 0 | 0 | 0 | 0 | 0 | [10 empty] | 0 | 0 | 0 | 0 | 0 | 0 | 0 | 0 | 0 | 0 | 0 | 0 | 0 | 0 | 0 | 0 | 0 | 0 | 0 | 0 | 0 | 0 | 0 | 0 | 0 | 0 | 0 | 0 | 0 | 0
Res CPP-With Enablement_KU_Winter_3.10.2021_1.34.36 PM.xlsx | Inputs_endUseLoadShapes.xlsx | Inputs_Global_KU_Winter.xlsx | Inputs_Product_Res CPP-With Enablement.xlsx | KU | 20 | Winter | Peak | 3 | Res CPP-With Enablement | Commercial | Large Office | 81.0748 | 0 | 0 | 0 | 0 | 0 | 0 | 0 | 0 | 0 | 0 | 0 | 0 | 0 | 0 | 0 | 0 | 0 | 0 | 0 | 0 | 0 | 0 | [10 empty] | 0 | 0 | 0 | 0 | 0 | 0 | 0 | 0 | 0 | 0 | 0 | 0 | 0 | 0 | 0 | 0 | 0 | 0 | 0 | 0 | 0 | 0 | 0 | 0 | 0 | 0 | 0 | 0 | 0 | 0
Res CPP-With Enablement_KU_Winter_3.10.2021_1.34.36 PM.xlsx | Inputs_endUseLoadShapes.xlsx | Inputs_Global_KU_Winter.xlsx | Inputs_Product_Res CPP-With Enablement.xlsx | KU | 20 | Winter | Peak | 3 | Res CPP-With Enablement | Commercial | Large Retail | 30.8019 | 0 | 0 | 0 | 0 | 0 | 0 | 0 | 0 | 0 | 0 | 0 | 0 | 0 | 0 | 0 | 0 | 0 | 0 | 0 | 0 | 0 | 0 | [10 empty] | 0 | 0 | 0 | 0 | 0 | 0 | 0 | 0 | 0 | 0 | 0 | 0 | 0 | 0 | 0 | 0 | 0 | 0 | 0 | 0 | 0 | 0 | 0 | 0 | 0 | 0 | 0 | 0 | 0 | 0
Res CPP-With Enablement_KU_Winter_3.10.2021_1.34.36 PM.xlsx | Inputs_endUseLoadShapes.xlsx | Inputs_Global_KU_Winter.xlsx | Inputs_Product_Res CPP-With Enablement.xlsx | KU | 20 | Winter | Peak | 3 | Res CPP-With Enablement | Commercial | Lodging | 12.3122 | 0 | 0 | 0 | 0 | 0 | 0 | 0 | 0 | 0 | 0 | 0 | 0 | 0 | 0 | 0 | 0 | 0 | 0 | 0 | 0 | 0 | 0 | [10 empty] | 0 | 0 | 0 | 0 | 0 | 0 | 0 | 0 | 0 | 0 | 0 | 0 | 0 | 0 | 0 | 0 | 0 | 0 | 0 | 0 | 0 | 0 | 0 | 0 | 0 | 0 | 0 | 0 | 0 | 0
Res CPP-With Enablement_KU_Winter_3.10.2021_1.34.36 PM.xlsx | Inputs_endUseLoadShapes.xlsx | Inputs_Global_KU_Winter.xlsx | Inputs_Product_Res CPP-With Enablement.xlsx | KU | 20 | Winter | Peak | 3 | Res CPP-With Enablement | Commercial | Miscellaneous | 280.9956 | 0 | 0 | 0 | 0 | 0 | 0 | 0 | 0 | 0 | 0 | 0 | 0 | 0 | 0 | 0 | 0 | 0 | 0 | 0 | 0 | 0 | 0 | [10 empty] | 0 | 0 | 0 | 0 | 0 | 0 | 0 | 0 | 0 | 0 | 0 | 0 | 0 | 0 | 0 | 0 | 0 | 0 | 0 | 0 | 0 | 0 | 0 | 0 | 0 | 0 | 0 | 0 | 0 | 0
Res CPP-With Enablement_KU_Winter_3.10.2021_1.34.36 PM.xlsx | Inputs_endUseLoadShapes.xlsx | Inputs_Global_KU_Winter.xlsx | Inputs_Product_Res CPP-With Enablement.xlsx | KU | 20 | Winter | Peak | 3 | Res CPP-With Enablement | Commercial | Restaurant | 26.9859 | 0 | 0 | 0 | 0 | 0 | 0 | 0 | 0 | 0 | 0 | 0 | 0 | 0 | 0 | 0 | 0 | 0 | 0 | 0 | 0 | 0 | 0 | [10 empty] | 0 | 0 | 0 | 0 | 0 | 0 | 0 | 0 | 0 | 0 | 0 | 0 | 0 | 0 | 0 | 0 | 0 | 0 | 0 | 0 | 0 | 0 | 0 | 0 | 0 | 0 | 0 | 0 | 0 | 0
Res CPP-With Enablement_KU_Winter_3.10.2021_1.34.36 PM.xlsx | Inputs_endUseLoadShapes.xlsx | Inputs_Global_KU_Winter.xlsx | Inputs_Product_Res CPP-With Enablement.xlsx | KU | 20 | Winter | Peak | 3 | Res CPP-With Enablement | Commercial | School | 374.2592 | 0 | 0 | 0 | 0 | 0 | 0 | 0 | 0 | 0 | 0 | 0 | 0 | 0 | 0 | 0 | 0 | 0 | 0 | 0 | 0 | 0 | 0 | [10 empty] | 0 | 0 | 0 | 0 | 0 | 0 | 0 | 0 | 0 | 0 | 0 | 0 | 0 | 0 | 0 | 0 | 0 | 0 | 0 | 0 | 0 | 0 | 0 | 0 | 0 | 0 | 0 | 0 | 0 | 0
Res CPP-With Enablement_KU_Winter_3.10.2021_1.34.36 PM.xlsx | Inputs_endUseLoadShapes.xlsx | Inputs_Global_KU_Winter.xlsx | Inputs_Product_Res CPP-With Enablement.xlsx | KU | 20 | Winter | Peak | 3 | Res CPP-With Enablement | Commercial | Small Office | 115.7711 | 0 | 0 | 0 | 0 | 0 | 0 | 0 | 0 | 0 | 0 | 0 | 0 | 0 | 0 | 0 | 0 | 0 | 0 | 0 | 0 | 0 | 0 | [10 empty] | 0 | 0 | 0 | 0 | 0 | 0 | 0 | 0 | 0 | 0 | 0 | 0 | 0 | 0 | 0 | 0 | 0 | 0 | 0 | 0 | 0 | 0 | 0 | 0 | 0 | 0 | 0 | 0 | 0 | 0
Res CPP-With Enablement_KU_Winter_3.10.2021_1.34.36 PM.xlsx | Inputs_endUseLoadShapes.xlsx | Inputs_Global_KU_Winter.xlsx | Inputs_Product_Res CPP-With Enablement.xlsx | KU | 20 | Winter | Peak | 3 | Res CPP-With Enablement | Commercial | Small Retail | 5.0074 | 0 | 0 | 0 | 0 | 0 | 0 | 0 | 0 | 0 | 0 | 0 | 0 | 0 | 0 | 0 | 0 | 0 | 0 | 0 | 0 | 0 | 0 | [10 empty] | 0 | 0 | 0 | 0 | 0 | 0 | 0 | 0 | 0 | 0 | 0 | 0 | 0 | 0 | 0 | 0 | 0 | 0 | 0 | 0 | 0 | 0 | 0 | 0 | 0 | 0 | 0 | 0 | 0 | 0
Res CPP-With Enablement_KU_Winter_3.10.2021_1.34.36 PM.xlsx | Inputs_endUseLoadShapes.xlsx | Inputs_Global_KU_Winter.xlsx | Inputs_Product_Res CPP-With Enablement.xlsx | KU | 20 | Winter | Peak | 3 | Res CPP-With Enablement | Commercial | Warehouse | 11.6768 | 0 | 0 | 0 | 0 | 0 | 0 | 0 | 0 | 0 | 0 | 0 | 0 | 0 | 0 | 0 | 0 | 0 | 0 | 0 | 0 | 0 | 0 | [10 empty] | 0 | 0 | 0 | 0 | 0 | 0 | 0 | 0 | 0 | 0 | 0 | 0 | 0 | 0 | 0 | 0 | 0 | 0 | 0 | 0 | 0 | 0 | 0 | 0 | 0 | 0 | 0 | 0 | 0 | 0
Res CPP-With Enablement_KU_Winter_3.10.2021_1.34.36 PM.xlsx | Inputs_endUseLoadShapes.xlsx | Inputs_Global_KU_Winter.xlsx | Inputs_Product_Res CPP-With Enablement.xlsx | KU | 20 | Winter | Peak | 3 | Res CPP-With Enablement | Industrial | Apparel | 3.2397 | 0 | 0 | 0 | 0 | 0 | 0 | 0 | 0 | 0 | 0 | 0 | 0 | 0 | 0 | 0 | 0 | 0 | 0 | 0 | 0 | 0 | 0 | [10 empty] | 0 | 0 | 0 | 0 | 0 | 0 | 0 | 0 | 0 | 0 | 0 | 0 | 0 | 0 | 0 | 0 | 0 | 0 | 0 | 0 | 0 | 0 | 0 | 0 | 0 | 0 | 0 | 0 | 0 | 0
Res CPP-With Enablement_KU_Winter_3.10.2021_1.34.36 PM.xlsx | Inputs_endUseLoadShapes.xlsx | Inputs_Global_KU_Winter.xlsx | Inputs_Product_Res CPP-With Enablement.xlsx | KU | 20 | Winter | Peak | 3 | Res CPP-With Enablement | Industrial | Beverage and Tobacco Products | 16.6991 | 0 | 0 | 0 | 0 | 0 | 0 | 0 | 0 | 0 | 0 | 0 | 0 | 0 | 0 | 0 | 0 | 0 | 0 | 0 | 0 | 0 | 0 | [10 empty] | 0 | 0 | 0 | 0 | 0 | 0 | 0 | 0 | 0 | 0 | 0 | 0 | 0 | 0 | 0 | 0 | 0 | 0 | 0 | 0 | 0 | 0 | 0 | 0 | 0 | 0 | 0 | 0 | 0 | 0
Res CPP-With Enablement_KU_Winter_3.10.2021_1.34.36 PM.xlsx | Inputs_endUseLoadShapes.xlsx | Inputs_Global_KU_Winter.xlsx | Inputs_Product_Res CPP-With Enablement.xlsx | KU | 20 | Winter | Peak | 3 | Res CPP-With Enablement | Industrial | Chemicals | 43.6551 | 0 | 0 | 0 | 0 | 0 | 0 | 0 | 0 | 0 | 0 | 0 | 0 | 0 | 0 | 0 | 0 | 0 | 0 | 0 | 0 | 0 | 0 | [10 empty] | 0 | 0 | 0 | 0 | 0 | 0 | 0 | 0 | 0 | 0 | 0 | 0 | 0 | 0 | 0 | 0 | 0 | 0 | 0 | 0 | 0 | 0 | 0 | 0 | 0 | 0 | 0 | 0 | 0 | 0
Res CPP-With Enablement_KU_Winter_3.10.2021_1.34.36 PM.xlsx | Inputs_endUseLoadShapes.xlsx | Inputs_Global_KU_Winter.xlsx | Inputs_Product_Res CPP-With Enablement.xlsx | KU | 20 | Winter | Peak | 3 | Res CPP-With Enablement | Industrial | Computer and Electronic Products | 0.71049 | 0 | 0 | 0 | 0 | 0 | 0 | 0 | 0 | 0 | 0 | 0 | 0 | 0 | 0 | 0 | 0 | 0 | 0 | 0 | 0 | 0 | 0 | [10 empty] | 0 | 0 | 0 | 0 | 0 | 0 | 0 | 0 | 0 | 0 | 0 | 0 | 0 | 0 | 0 | 0 | 0 | 0 | 0 | 0 | 0 | 0 | 0 | 0 | 0 | 0 | 0 | 0 | 0 | 0
Res CPP-With Enablement_KU_Winter_3.10.2021_1.34.36 PM.xlsx | Inputs_endUseLoadShapes.xlsx | Inputs_Global_KU_Winter.xlsx | Inputs_Product_Res CPP-With Enablement.xlsx | KU | 20 | Winter | Peak | 3 | Res CPP-With Enablement | Industrial | Electrical Equip., Appliances, and Components | 30.7217 | 0 | 0 | 0 | 0 | 0 | 0 | 0 | 0 | 0 | 0 | 0 | 0 | 0 | 0 | 0 | 0 | 0 | 0 | 0 | 0 | 0 | 0 | [10 empty] | 0 | 0 | 0 | 0 | 0 | 0 | 0 | 0 | 0 | 0 | 0 | 0 | 0 | 0 | 0 | 0 | 0 | 0 | 0 | 0 | 0 | 0 | 0 | 0 | 0 | 0 | 0 | 0 | 0 | 0
Res CPP-With Enablement_KU_Winter_3.10.2021_1.34.36 PM.xlsx | Inputs_endUseLoadShapes.xlsx | Inputs_Global_KU_Winter.xlsx | Inputs_Product_Res CPP-With Enablement.xlsx | KU | 20 | Winter | Peak | 3 | Res CPP-With Enablement | Industrial | Fabricated Metal Products | 34.2705 | 0 | 0 | 0 | 0 | 0 | 0 | 0 | 0 | 0 | 0 | 0 | 0 | 0 | 0 | 0 | 0 | 0 | 0 | 0 | 0 | 0 | 0 | [10 empty] | 0 | 0 | 0 | 0 | 0 | 0 | 0 | 0 | 0 | 0 | 0 | 0 | 0 | 0 | 0 | 0 | 0 | 0 | 0 | 0 | 0 | 0 | 0 | 0 | 0 | 0 | 0 | 0 | 0 | 0
Res CPP-With Enablement_KU_Winter_3.10.2021_1.34.36 PM.xlsx | Inputs_endUseLoadShapes.xlsx | Inputs_Global_KU_Winter.xlsx | Inputs_Product_Res CPP-With Enablement.xlsx | KU | 20 | Winter | Peak | 3 | Res CPP-With Enablement | Industrial | Food | 47.1223 | 0 | 0 | 0 | 0 | 0 | 0 | 0 | 0 | 0 | 0 | 0 | 0 | 0 | 0 | 0 | 0 | 0 | 0 | 0 | 0 | 0 | 0 | [10 empty] | 0 | 0 | 0 | 0 | 0 | 0 | 0 | 0 | 0 | 0 | 0 | 0 | 0 | 0 | 0 | 0 | 0 | 0 | 0 | 0 | 0 | 0 | 0 | 0 | 0 | 0 | 0 | 0 | 0 | 0
Res CPP-With Enablement_KU_Winter_3.10.2021_1.34.36 PM.xlsx | Inputs_endUseLoadShapes.xlsx | Inputs_Global_KU_Winter.xlsx | Inputs_Product_Res CPP-With Enablement.xlsx | KU | 20 | Winter | Peak | 3 | Res CPP-With Enablement | Industrial | Furniture and Related Products | 2.817 | 0 | 0 | 0 | 0 | 0 | 0 | 0 | 0 | 0 | 0 | 0 | 0 | 0 | 0 | 0 | 0 | 0 | 0 | 0 | 0 | 0 | 0 | [10 empty] | 0 | 0 | 0 | 0 | 0 | 0 | 0 | 0 | 0 | 0 | 0 | 0 | 0 | 0 | 0 | 0 | 0 | 0 | 0 | 0 | 0 | 0 | 0 | 0 | 0 | 0 | 0 | 0 | 0 | 0
Res CPP-With Enablement_KU_Winter_3.10.2021_1.34.36 PM.xlsx | Inputs_endUseLoadShapes.xlsx | Inputs_Global_KU_Winter.xlsx | Inputs_Product_Res CPP-With Enablement.xlsx | KU | 20 | Winter | Peak | 3 | Res CPP-With Enablement | Industrial | Machinery | 9.4036 | 0 | 0 | 0 | 0 | 0 | 0 | 0 | 0 | 0 | 0 | 0 | 0 | 0 | 0 | 0 | 0 | 0 | 0 | 0 | 0 | 0 | 0 | [10 empty] | 0 | 0 | 0 | 0 | 0 | 0 | 0 | 0 | 0 | 0 | 0 | 0 | 0 | 0 | 0 | 0 | 0 | 0 | 0 | 0 | 0 | 0 | 0 | 0 | 0 | 0 | 0 | 0 | 0 | 0
Res CPP-With Enablement_KU_Winter_3.10.2021_1.34.36 PM.xlsx | Inputs_endUseLoadShapes.xlsx | Inputs_Global_KU_Winter.xlsx | Inputs_Product_Res CPP-With Enablement.xlsx | KU | 20 | Winter | Peak | 3 | Res CPP-With Enablement | Industrial | Mining | 20.147 | 0 | 0 | 0 | 0 | 0 | 0 | 0 | 0 | 0 | 0 | 0 | 0 | 0 | 0 | 0 | 0 | 0 | 0 | 0 | 0 | 0 | 0 | [10 empty] | 0 | 0 | 0 | 0 | 0 | 0 | 0 | 0 | 0 | 0 | 0 | 0 | 0 | 0 | 0 | 0 | 0 | 0 | 0 | 0 | 0 | 0 | 0 | 0 | 0 | 0 | 0 | 0 | 0 | 0
Res CPP-With Enablement_KU_Winter_3.10.2021_1.34.36 PM.xlsx | Inputs_endUseLoadShapes.xlsx | Inputs_Global_KU_Winter.xlsx | Inputs_Product_Res CPP-With Enablement.xlsx | KU | 20 | Winter | Peak | 3 | Res CPP-With Enablement | Industrial | Miscellaneous | 56.4196 | 0 | 0 | 0 | 0 | 0 | 0 | 0 | 0 | 0 | 0 | 0 | 0 | 0 | 0 | 0 | 0 | 0 | 0 | 0 | 0 | 0 | 0 | [10 empty] | 0 | 0 | 0 | 0 | 0 | 0 | 0 | 0 | 0 | 0 | 0 | 0 | 0 | 0 | 0 | 0 | 0 | 0 | 0 | 0 | 0 | 0 | 0 | 0 | 0 | 0 | 0 | 0 | 0 | 0
Res CPP-With Enablement_KU_Winter_3.10.2021_1.34.36 PM.xlsx | Inputs_endUseLoadShapes.xlsx | Inputs_Global_KU_Winter.xlsx | Inputs_Product_Res CPP-With Enablement.xlsx | KU | 20 | Winter | Peak | 3 | Res CPP-With Enablement | Industrial | Nonmetallic Mineral Products | 31.3759 | 0 | 0 | 0 | 0 | 0 | 0 | 0 | 0 | 0 | 0 | 0 | 0 | 0 | 0 | 0 | 0 | 0 | 0 | 0 | 0 | 0 | 0 | [10 empty] | 0 | 0 | 0 | 0 | 0 | 0 | 0 | 0 | 0 | 0 | 0 | 0 | 0 | 0 | 0 | 0 | 0 | 0 | 0 | 0 | 0 | 0 | 0 | 0 | 0 | 0 | 0 | 0 | 0 | 0
Res CPP-With Enablement_KU_Winter_3.10.2021_1.34.36 PM.xlsx | Inputs_endUseLoadShapes.xlsx | Inputs_Global_KU_Winter.xlsx | Inputs_Product_Res CPP-With Enablement.xlsx | KU | 20 | Winter | Peak | 3 | Res CPP-With Enablement | Industrial | Paper | 19.3787 | 0 | 0 | 0 | 0 | 0 | 0 | 0 | 0 | 0 | 0 | 0 | 0 | 0 | 0 | 0 | 0 | 0 | 0 | 0 | 0 | 0 | 0 | [10 empty] | 0 | 0 | 0 | 0 | 0 | 0 | 0 | 0 | 0 | 0 | 0 | 0 | 0 | 0 | 0 | 0 | 0 | 0 | 0 | 0 | 0 | 0 | 0 | 0 | 0 | 0 | 0 | 0 | 0 | 0
Res CPP-With Enablement_KU_Winter_3.10.2021_1.34.36 PM.xlsx | Inputs_endUseLoadShapes.xlsx | Inputs_Global_KU_Winter.xlsx | Inputs_Product_Res CPP-With Enablement.xlsx | KU | 20 | Winter | Peak | 3 | Res CPP-With Enablement | Industrial | Petroleum and Coal Products | 27.2069 | 0 | 0 | 0 | 0 | 0 | 0 | 0 | 0 | 0 | 0 | 0 | 0 | 0 | 0 | 0 | 0 | 0 | 0 | 0 | 0 | 0 | 0 | [10 empty] | 0 | 0 | 0 | 0 | 0 | 0 | 0 | 0 | 0 | 0 | 0 | 0 | 0 | 0 | 0 | 0 | 0 | 0 | 0 | 0 | 0 | 0 | 0 | 0 | 0 | 0 | 0 | 0 | 0 | 0
Res CPP-With Enablement_KU_Winter_3.10.2021_1.34.36 PM.xlsx | Inputs_endUseLoadShapes.xlsx | Inputs_Global_KU_Winter.xlsx | Inputs_Product_Res CPP-With Enablement.xlsx | KU | 20 | Winter | Peak | 3 | Res CPP-With Enablement | Industrial | Plastics and Rubber Products | 67.4645 | 0 | 0 | 0 | 0 | 0 | 0 | 0 | 0 | 0 | 0 | 0 | 0 | 0 | 0 | 0 | 0 | 0 | 0 | 0 | 0 | 0 | 0 | [10 empty] | 0 | 0 | 0 | 0 | 0 | 0 | 0 | 0 | 0 | 0 | 0 | 0 | 0 | 0 | 0 | 0 | 0 | 0 | 0 | 0 | 0 | 0 | 0 | 0 | 0 | 0 | 0 | 0 | 0 | 0
Res CPP-With Enablement_KU_Winter_3.10.2021_1.34.36 PM.xlsx | Inputs_endUseLoadShapes.xlsx | Inputs_Global_KU_Winter.xlsx | Inputs_Product_Res CPP-With Enablement.xlsx | KU | 20 | Winter | Peak | 3 | Res CPP-With Enablement | Industrial | Primary Metals | 194.5089 | 0 | 0 | 0 | 0 | 0 | 0 | 0 | 0 | 0 | 0 | 0 | 0 | 0 | 0 | 0 | 0 | 0 | 0 | 0 | 0 | 0 | 0 | [10 empty] | 0 | 0 | 0 | 0 | 0 | 0 | 0 | 0 | 0 | 0 | 0 | 0 | 0 | 0 | 0 | 0 | 0 | 0 | 0 | 0 | 0 | 0 | 0 | 0 | 0 | 0 | 0 | 0 | 0 | 0
Res CPP-With Enablement_KU_Winter_3.10.2021_1.34.36 PM.xlsx | Inputs_endUseLoadShapes.xlsx | Inputs_Global_KU_Winter.xlsx | Inputs_Product_Res CPP-With Enablement.xlsx | KU | 20 | Winter | Peak | 3 | Res CPP-With Enablement | Industrial | Printing and Related Support | 6.4735 | 0 | 0 | 0 | 0 | 0 | 0 | 0 | 0 | 0 | 0 | 0 | 0 | 0 | 0 | 0 | 0 | 0 | 0 | 0 | 0 | 0 | 0 | [10 empty] | 0 | 0 | 0 | 0 | 0 | 0 | 0 | 0 | 0 | 0 | 0 | 0 | 0 | 0 | 0 | 0 | 0 | 0 | 0 | 0 | 0 | 0 | 0 | 0 | 0 | 0 | 0 | 0 | 0 | 0
Res CPP-With Enablement_KU_Winter_3.10.2021_1.34.36 PM.xlsx | Inputs_endUseLoadShapes.xlsx | Inputs_Global_KU_Winter.xlsx | Inputs_Product_Res CPP-With Enablement.xlsx | KU | 20 | Winter | Peak | 3 | Res CPP-With Enablement | Industrial | Textiles | 0.21101 | 0 | 0 | 0 | 0 | 0 | 0 | 0 | 0 | 0 | 0 | 0 | 0 | 0 | 0 | 0 | 0 | 0 | 0 | 0 | 0 | 0 | 0 | [10 empty] | 0 | 0 | 0 | 0 | 0 | 0 | 0 | 0 | 0 | 0 | 0 | 0 | 0 | 0 | 0 | 0 | 0 | 0 | 0 | 0 | 0 | 0 | 0 | 0 | 0 | 0 | 0 | 0 | 0 | 0
Res CPP-With Enablement_KU_Winter_3.10.2021_1.34.36 PM.xlsx | Inputs_endUseLoadShapes.xlsx | Inputs_Global_KU_Winter.xlsx | Inputs_Product_Res CPP-With Enablement.xlsx | KU | 20 | Winter | Peak | 3 | Res CPP-With Enablement | Industrial | Transportation Equipment | 125.5878 | 0 | 0 | 0 | 0 | 0 | 0 | 0 | 0 | 0 | 0 | 0 | 0 | 0 | 0 | 0 | 0 | 0 | 0 | 0 | 0 | 0 | 0 | [10 empty] | 0 | 0 | 0 | 0 | 0 | 0 | 0 | 0 | 0 | 0 | 0 | 0 | 0 | 0 | 0 | 0 | 0 | 0 | 0 | 0 | 0 | 0 | 0 | 0 | 0 | 0 | 0 | 0 | 0 | 0
Res CPP-With Enablement_KU_Winter_3.10.2021_1.34.36 PM.xlsx | Inputs_endUseLoadShapes.xlsx | Inputs_Global_KU_Winter.xlsx | Inputs_Product_Res CPP-With Enablement.xlsx | KU | 20 | Winter | Peak | 3 | Res CPP-With Enablement | Industrial | Wastewater | 1.2551 | 0 | 0 | 0 | 0 | 0 | 0 | 0 | 0 | 0 | 0 | 0 | 0 | 0 | 0 | 0 | 0 | 0 | 0 | 0 | 0 | 0 | 0 | [10 empty] | 0 | 0 | 0 | 0 | 0 | 0 | 0 | 0 | 0 | 0 | 0 | 0 | 0 | 0 | 0 | 0 | 0 | 0 | 0 | 0 | 0 | 0 | 0 | 0 | 0 | 0 | 0 | 0 | 0 | 0
Res CPP-With Enablement_KU_Winter_3.10.2021_1.34.36 PM.xlsx | Inputs_endUseLoadShapes.xlsx | Inputs_Global_KU_Winter.xlsx | Inputs_Product_Res CPP-With Enablement.xlsx | KU | 20 | Winter | Peak | 3 | Res CPP-With Enablement | Industrial | Water | 20.4778 | 0 | 0 | 0 | 0 | 0 | 0 | 0 | 0 | 0 | 0 | 0 | 0 | 0 | 0 | 0 | 0 | 0 | 0 | 0 | 0 | 0 | 0 | [10 empty] | 0 | 0 | 0 | 0 | 0 | 0 | 0 | 0 | 0 | 0 | 0 | 0 | 0 | 0 | 0 | 0 | 0 | 0 | 0 | 0 | 0 | 0 | 0 | 0 | 0 | 0 | 0 | 0 | 0 | 0
Res CPP-With Enablement_KU_Winter_3.10.2021_1.34.36 PM.xlsx | Inputs_endUseLoadShapes.xlsx | Inputs_Global_KU_Winter.xlsx | Inputs_Product_Res CPP-With Enablement.xlsx | KU | 20 | Winter | Peak | 3 | Res CPP-With Enablement | Industrial | Wood Products | 4.7458 | 0 | 0 | 0 | 0 | 0 | 0 | 0 | 0 | 0 | 0 | 0 | 0 | 0 | 0 | 0 | 0 | 0 | 0 | 0 | 0 | 0 | 0 | [10 empty] | 0 | 0 | 0 | 0 | 0 | 0 | 0 | 0 | 0 | 0 | 0 | 0 | 0 | 0 | 0 | 0 | 0 | 0 | 0 | 0 | 0 | 0 | 0 | 0 | 0 | 0 | 0 | 0 | 0 | 0
Res CPP-With Enablement_KU_Winter_3.10.2021_1.34.36 PM.xlsx | Inputs_endUseLoadShapes.xlsx | Inputs_Global_KU_Winter.xlsx | Inputs_Product_Res CPP-With Enablement.xlsx | KU | 20 | Winter | Peak | 3 | Res CPP-With Enablement | Residential | Manufactured | 181.067 | 181.067 | 54.6783 | 3.8386 | 3.8431 | 3.8311 | 3.8194 | 3.808 | 3.8094 | 3.7906 | 3.7783 | 3.7802 | 3.7945 | 3.7888 | 3.7951 | 3.8025 | 3.8227 | 3.8219 | 3.8327 | 3.8435 | 3.864 | 3.8619 | 3.8703 | [10 empty] | 4420.4918 | 4425.6825 | 4411.8718 | 4398.3932 | 4385.2941 | 4386.8645 | 4365.1676 | 4351.0318 | 4353.221 | 4369.6901 | 4363.1599 | 4370.3935 | 4378.951 | 4402.1649 | 4401.264 | 4413.6884 | 4426.1482 | 4449.6943 | 4447.3284 | 4456.955 | 0 | 0 | 0 | 0 | 0 | 0 | 0 | 0 | 0 | 0
Res CPP-With Enablement_KU_Winter_3.10.2021_1.34.36 PM.xlsx | Inputs_endUseLoadShapes.xlsx | Inputs_Global_KU_Winter.xlsx | Inputs_Product_Res CPP-With Enablement.xlsx | KU | 20 | Winter | Peak | 3 | Res CPP-With Enablement | Residential | Multifamily | 183.0531 | 183.0531 | 52.9167 | 4.2371 | 4.2421 | 4.2289 | 4.216 | 4.2034 | 4.2049 | 4.1841 | 4.1706 | 4.1727 | 4.1884 | 4.1822 | 4.1891 | 4.1973 | 4.2196 | 4.2187 | 4.2306 | 4.2426 | 4.2651 | 4.2629 | 4.2721 | [10 empty] | 4879.4352 | 4885.1647 | 4869.9202 | 4855.0422 | 4840.5831 | 4842.3166 | 4818.367 | 4802.7637 | 4805.1802 | 4823.3592 | 4816.1509 | 4824.1355 | 4833.5815 | 4859.2055 | 4858.2111 | 4871.9254 | 4885.6788 | 4911.6695 | 4909.058 | 4919.684 | 0 | 0 | 0 | 0 | 0 | 0 | 0 | 0 | 0 | 0
Res CPP-With Enablement_KU_Winter_3.10.2021_1.34.36 PM.xlsx | Inputs_endUseLoadShapes.xlsx | Inputs_Global_KU_Winter.xlsx | Inputs_Product_Res CPP-With Enablement.xlsx | KU | 20 | Winter | Peak | 3 | Res CPP-With Enablement | Residential | Single Family | 1201.5545 | 1201.5545 | 332.3262 | 29.0116 | 29.0457 | 28.9551 | 28.8666 | 28.7806 | 28.7909 | 28.6485 | 28.5558 | 28.5701 | 28.6782 | 28.6354 | 28.6828 | 28.739 | 28.8914 | 28.8854 | 28.967 | 29.0488 | 29.2033 | 29.1878 | 29.2509 | [10 empty] | 33409.4072 | 33448.6371 | 33344.2579 | 33242.3888 | 33143.3876 | 33155.2565 | 32991.2746 | 32884.4388 | 32900.9845 | 33025.4556 | 32976.1006 | 33030.7714 | 33095.4477 | 33270.8947 | 33264.0864 | 33357.9878 | 33452.1571 | 33630.1146 | 33612.2339 | 33684.9901 | 0 | 0 | 0 | 0 | 0 | 0 | 0 | 0 | 0 | 0
Res CPP-With Enablement_KU_Winter_3.10.2021_1.34.36 PM.xlsx | Inputs_endUseLoadShapes.xlsx | Inputs_Global_KU_Winter.xlsx | Inputs_Product_Res CPP-With Enablement.xlsx | KU | 20 | Winter | Peak | 3 | Res CPP-With Enablement | 0 | 0 | 0 | 0 | 0 | 0 | 0 | 0 | 0 | 0 | 0 | 0 | 0 | 0 | 0 | 0 | 0 | 0 | 0 | 0 | 0 | 0 | 0 | 0 | 0 | [10 empty] | 0 | 0 | 0 | 0 | 0 | 0 | 0 | 0 | 0 | 0 | 0 | 0 | 0 | 0 | 0 | 0 | 0 | 0 | 0 | 0 | 0 | 0 | 0 | 0 | 0 | 0 | 0 | 0 | 0 | 0
Res CPP-With Enablement_KU_Winter_3.10.2021_1.34.36 PM.xlsx | Inputs_endUseLoadShapes.xlsx | Inputs_Global_KU_Winter.xlsx | Inputs_Product_Res CPP-With Enablement.xlsx | KU | 20 | Winter | Peak | 3 | Res CPP-With Enablement | 0 | 0 | 0 | 0 | 0 | 0 | 0 | 0 | 0 | 0 | 0 | 0 | 0 | 0 | 0 | 0 | 0 | 0 | 0 | 0 | 0 | 0 | 0 | 0 | 0 | [10 empty] | 0 | 0 | 0 | 0 | 0 | 0 | 0 | 0 | 0 | 0 | 0 | 0 | 0 | 0 | 0 | 0 | 0 | 0 | 0 | 0 | 0 | 0 | 0 | 0 | 0 | 0 | 0 | 0 | 0 | 0
Res CPP-With Enablement_KU_Winter_3.10.2021_1.34.36 PM.xlsx | Inputs_endUseLoadShapes.xlsx | Inputs_Global_KU_Winter.xlsx | Inputs_Product_Res CPP-With Enablement.xlsx | KU | 20 | Winter | Peak | 3 | Res CPP-With Enablement | 0 | 0 | 0 | 0 | 0 | 0 | 0 | 0 | 0 | 0 | 0 | 0 | 0 | 0 | 0 | 0 | 0 | 0 | 0 | 0 | 0 | 0 | 0 | 0 | 0 | [10 empty] | 0 | 0 | 0 | 0 | 0 | 0 | 0 | 0 | 0 | 0 | 0 | 0 | 0 | 0 | 0 | 0 | 0 | 0 | 0 | 0 | 0 | 0 | 0 | 0 | 0 | 0 | 0 | 0 | 0 | 0
Res CPP-With Enablement_KU_Winter_3.10.2021_1.34.36 PM.xlsx | Inputs_endUseLoadShapes.xlsx | Inputs_Global_KU_Winter.xlsx | Inputs_Product_Res CPP-With Enablement.xlsx | KU | 20 | Winter | Peak | 3 | Res CPP-With Enablement | 0 | 0 | 0 | 0 | 0 | 0 | 0 | 0 | 0 | 0 | 0 | 0 | 0 | 0 | 0 | 0 | 0 | 0 | 0 | 0 | 0 | 0 | 0 | 0 | 0 | [10 empty] | 0 | 0 | 0 | 0 | 0 | 0 | 0 | 0 | 0 | 0 | 0 | 0 | 0 | 0 | 0 | 0 | 0 | 0 | 0 | 0 | 0 | 0 | 0 | 0 | 0 | 0 | 0 | 0 | 0 | 0
Res CPR-No Enablement_KU_Winter_3.10.2021_1.36.15 PM.xlsx | Inputs_endUseLoadShapes.xlsx | Inputs_Global_KU_Winter.xlsx | Inputs_Product_Res CPR-No Enablement.xlsx | KU | 20 | Winter | Peak | 3 | Res CPR-No Enablement | Commercial | Grocery | 33.8466 | 0 | 0 | 0 | 0 | 0 | 0 | 0 | 0 | 0 | 0 | 0 | 0 | 0 | 0 | 0 | 0 | 0 | 0 | 0 | 0 | 0 | 0 | [10 empty] | 0 | 0 | 0 | 0 | 0 | 0 | 0 | 0 | 0 | 0 | 0 | 0 | 0 | 0 | 0 | 0 | 0 | 0 | 0 | 0 | 0 | 0 | 0 | 0 | 0 | 0 | 0 | 0 | 0 | 0
Res CPR-No Enablement_KU_Winter_3.10.2021_1.36.15 PM.xlsx | Inputs_endUseLoadShapes.xlsx | Inputs_Global_KU_Winter.xlsx | Inputs_Product_Res CPR-No Enablement.xlsx | KU | 20 | Winter | Peak | 3 | Res CPR-No Enablement | Commercial | Health | 72.7412 | 0 | 0 | 0 | 0 | 0 | 0 | 0 | 0 | 0 | 0 | 0 | 0 | 0 | 0 | 0 | 0 | 0 | 0 | 0 | 0 | 0 | 0 | [10 empty] | 0 | 0 | 0 | 0 | 0 | 0 | 0 | 0 | 0 | 0 | 0 | 0 | 0 | 0 | 0 | 0 | 0 | 0 | 0 | 0 | 0 | 0 | 0 | 0 | 0 | 0 | 0 | 0 | 0 | 0
Res CPR-No Enablement_KU_Winter_3.10.2021_1.36.15 PM.xlsx | Inputs_endUseLoadShapes.xlsx | Inputs_Global_KU_Winter.xlsx | Inputs_Product_Res CPR-No Enablement.xlsx | KU | 20 | Winter | Peak | 3 | Res CPR-No Enablement | Commercial | Large Office | 81.0748 | 0 | 0 | 0 | 0 | 0 | 0 | 0 | 0 | 0 | 0 | 0 | 0 | 0 | 0 | 0 | 0 | 0 | 0 | 0 | 0 | 0 | 0 | [10 empty] | 0 | 0 | 0 | 0 | 0 | 0 | 0 | 0 | 0 | 0 | 0 | 0 | 0 | 0 | 0 | 0 | 0 | 0 | 0 | 0 | 0 | 0 | 0 | 0 | 0 | 0 | 0 | 0 | 0 | 0
Res CPR-No Enablement_KU_Winter_3.10.2021_1.36.15 PM.xlsx | Inputs_endUseLoadShapes.xlsx | Inputs_Global_KU_Winter.xlsx | Inputs_Product_Res CPR-No Enablement.xlsx | KU | 20 | Winter | Peak | 3 | Res CPR-No Enablement | Commercial | Large Retail | 30.8019 | 0 | 0 | 0 | 0 | 0 | 0 | 0 | 0 | 0 | 0 | 0 | 0 | 0 | 0 | 0 | 0 | 0 | 0 | 0 | 0 | 0 | 0 | [10 empty] | 0 | 0 | 0 | 0 | 0 | 0 | 0 | 0 | 0 | 0 | 0 | 0 | 0 | 0 | 0 | 0 | 0 | 0 | 0 | 0 | 0 | 0 | 0 | 0 | 0 | 0 | 0 | 0 | 0 | 0
Res CPR-No Enablement_KU_Winter_3.10.2021_1.36.15 PM.xlsx | Inputs_endUseLoadShapes.xlsx | Inputs_Global_KU_Winter.xlsx | Inputs_Product_Res CPR-No Enablement.xlsx | KU | 20 | Winter | Peak | 3 | Res CPR-No Enablement | Commercial | Lodging | 12.3122 | 0 | 0 | 0 | 0 | 0 | 0 | 0 | 0 | 0 | 0 | 0 | 0 | 0 | 0 | 0 | 0 | 0 | 0 | 0 | 0 | 0 | 0 | [10 empty] | 0 | 0 | 0 | 0 | 0 | 0 | 0 | 0 | 0 | 0 | 0 | 0 | 0 | 0 | 0 | 0 | 0 | 0 | 0 | 0 | 0 | 0 | 0 | 0 | 0 | 0 | 0 | 0 | 0 | 0
Res CPR-No Enablement_KU_Winter_3.10.2021_1.36.15 PM.xlsx | Inputs_endUseLoadShapes.xlsx | Inputs_Global_KU_Winter.xlsx | Inputs_Product_Res CPR-No Enablement.xlsx | KU | 20 | Winter | Peak | 3 | Res CPR-No Enablement | Commercial | Miscellaneous | 280.9956 | 0 | 0 | 0 | 0 | 0 | 0 | 0 | 0 | 0 | 0 | 0 | 0 | 0 | 0 | 0 | 0 | 0 | 0 | 0 | 0 | 0 | 0 | [10 empty] | 0 | 0 | 0 | 0 | 0 | 0 | 0 | 0 | 0 | 0 | 0 | 0 | 0 | 0 | 0 | 0 | 0 | 0 | 0 | 0 | 0 | 0 | 0 | 0 | 0 | 0 | 0 | 0 | 0 | 0
Res CPR-No Enablement_KU_Winter_3.10.2021_1.36.15 PM.xlsx | Inputs_endUseLoadShapes.xlsx | Inputs_Global_KU_Winter.xlsx | Inputs_Product_Res CPR-No Enablement.xlsx | KU | 20 | Winter | Peak | 3 | Res CPR-No Enablement | Commercial | Restaurant | 26.9859 | 0 | 0 | 0 | 0 | 0 | 0 | 0 | 0 | 0 | 0 | 0 | 0 | 0 | 0 | 0 | 0 | 0 | 0 | 0 | 0 | 0 | 0 | [10 empty] | 0 | 0 | 0 | 0 | 0 | 0 | 0 | 0 | 0 | 0 | 0 | 0 | 0 | 0 | 0 | 0 | 0 | 0 | 0 | 0 | 0 | 0 | 0 | 0 | 0 | 0 | 0 | 0 | 0 | 0
Res CPR-No Enablement_KU_Winter_3.10.2021_1.36.15 PM.xlsx | Inputs_endUseLoadShapes.xlsx | Inputs_Global_KU_Winter.xlsx | Inputs_Product_Res CPR-No Enablement.xlsx | KU | 20 | Winter | Peak | 3 | Res CPR-No Enablement | Commercial | School | 374.2592 | 0 | 0 | 0 | 0 | 0 | 0 | 0 | 0 | 0 | 0 | 0 | 0 | 0 | 0 | 0 | 0 | 0 | 0 | 0 | 0 | 0 | 0 | [10 empty] | 0 | 0 | 0 | 0 | 0 | 0 | 0 | 0 | 0 | 0 | 0 | 0 | 0 | 0 | 0 | 0 | 0 | 0 | 0 | 0 | 0 | 0 | 0 | 0 | 0 | 0 | 0 | 0 | 0 | 0
Res CPR-No Enablement_KU_Winter_3.10.2021_1.36.15 PM.xlsx | Inputs_endUseLoadShapes.xlsx | Inputs_Global_KU_Winter.xlsx | Inputs_Product_Res CPR-No Enablement.xlsx | KU | 20 | Winter | Peak | 3 | Res CPR-No Enablement | Commercial | Small Office | 115.7711 | 0 | 0 | 0 | 0 | 0 | 0 | 0 | 0 | 0 | 0 | 0 | 0 | 0 | 0 | 0 | 0 | 0 | 0 | 0 | 0 | 0 | 0 | [10 empty] | 0 | 0 | 0 | 0 | 0 | 0 | 0 | 0 | 0 | 0 | 0 | 0 | 0 | 0 | 0 | 0 | 0 | 0 | 0 | 0 | 0 | 0 | 0 | 0 | 0 | 0 | 0 | 0 | 0 | 0
Res CPR-No Enablement_KU_Winter_3.10.2021_1.36.15 PM.xlsx | Inputs_endUseLoadShapes.xlsx | Inputs_Global_KU_Winter.xlsx | Inputs_Product_Res CPR-No Enablement.xlsx | KU | 20 | Winter | Peak | 3 | Res CPR-No Enablement | Commercial | Small Retail | 5.0074 | 0 | 0 | 0 | 0 | 0 | 0 | 0 | 0 | 0 | 0 | 0 | 0 | 0 | 0 | 0 | 0 | 0 | 0 | 0 | 0 | 0 | 0 | [10 empty] | 0 | 0 | 0 | 0 | 0 | 0 | 0 | 0 | 0 | 0 | 0 | 0 | 0 | 0 | 0 | 0 | 0 | 0 | 0 | 0 | 0 | 0 | 0 | 0 | 0 | 0 | 0 | 0 | 0 | 0
Res CPR-No Enablement_KU_Winter_3.10.2021_1.36.15 PM.xlsx | Inputs_endUseLoadShapes.xlsx | Inputs_Global_KU_Winter.xlsx | Inputs_Product_Res CPR-No Enablement.xlsx | KU | 20 | Winter | Peak | 3 | Res CPR-No Enablement | Commercial | Warehouse | 11.6768 | 0 | 0 | 0 | 0 | 0 | 0 | 0 | 0 | 0 | 0 | 0 | 0 | 0 | 0 | 0 | 0 | 0 | 0 | 0 | 0 | 0 | 0 | [10 empty] | 0 | 0 | 0 | 0 | 0 | 0 | 0 | 0 | 0 | 0 | 0 | 0 | 0 | 0 | 0 | 0 | 0 | 0 | 0 | 0 | 0 | 0 | 0 | 0 | 0 | 0 | 0 | 0 | 0 | 0
Res CPR-No Enablement_KU_Winter_3.10.2021_1.36.15 PM.xlsx | Inputs_endUseLoadShapes.xlsx | Inputs_Global_KU_Winter.xlsx | Inputs_Product_Res CPR-No Enablement.xlsx | KU | 20 | Winter | Peak | 3 | Res CPR-No Enablement | Industrial | Apparel | 3.2397 | 0 | 0 | 0 | 0 | 0 | 0 | 0 | 0 | 0 | 0 | 0 | 0 | 0 | 0 | 0 | 0 | 0 | 0 | 0 | 0 | 0 | 0 | [10 empty] | 0 | 0 | 0 | 0 | 0 | 0 | 0 | 0 | 0 | 0 | 0 | 0 | 0 | 0 | 0 | 0 | 0 | 0 | 0 | 0 | 0 | 0 | 0 | 0 | 0 | 0 | 0 | 0 | 0 | 0
Res CPR-No Enablement_KU_Winter_3.10.2021_1.36.15 PM.xlsx | Inputs_endUseLoadShapes.xlsx | Inputs_Global_KU_Winter.xlsx | Inputs_Product_Res CPR-No Enablement.xlsx | KU | 20 | Winter | Peak | 3 | Res CPR-No Enablement | Industrial | Beverage and Tobacco Products | 16.6991 | 0 | 0 | 0 | 0 | 0 | 0 | 0 | 0 | 0 | 0 | 0 | 0 | 0 | 0 | 0 | 0 | 0 | 0 | 0 | 0 | 0 | 0 | [10 empty] | 0 | 0 | 0 | 0 | 0 | 0 | 0 | 0 | 0 | 0 | 0 | 0 | 0 | 0 | 0 | 0 | 0 | 0 | 0 | 0 | 0 | 0 | 0 | 0 | 0 | 0 | 0 | 0 | 0 | 0
Res CPR-No Enablement_KU_Winter_3.10.2021_1.36.15 PM.xlsx | Inputs_endUseLoadShapes.xlsx | Inputs_Global_KU_Winter.xlsx | Inputs_Product_Res CPR-No Enablement.xlsx | KU | 20 | Winter | Peak | 3 | Res CPR-No Enablement | Industrial | Chemicals | 43.6551 | 0 | 0 | 0 | 0 | 0 | 0 | 0 | 0 | 0 | 0 | 0 | 0 | 0 | 0 | 0 | 0 | 0 | 0 | 0 | 0 | 0 | 0 | [10 empty] | 0 | 0 | 0 | 0 | 0 | 0 | 0 | 0 | 0 | 0 | 0 | 0 | 0 | 0 | 0 | 0 | 0 | 0 | 0 | 0 | 0 | 0 | 0 | 0 | 0 | 0 | 0 | 0 | 0 | 0
Res CPR-No Enablement_KU_Winter_3.10.2021_1.36.15 PM.xlsx | Inputs_endUseLoadShapes.xlsx | Inputs_Global_KU_Winter.xlsx | Inputs_Product_Res CPR-No Enablement.xlsx | KU | 20 | Winter | Peak | 3 | Res CPR-No Enablement | Industrial | Computer and Electronic Products | 0.71049 | 0 | 0 | 0 | 0 | 0 | 0 | 0 | 0 | 0 | 0 | 0 | 0 | 0 | 0 | 0 | 0 | 0 | 0 | 0 | 0 | 0 | 0 | [10 empty] | 0 | 0 | 0 | 0 | 0 | 0 | 0 | 0 | 0 | 0 | 0 | 0 | 0 | 0 | 0 | 0 | 0 | 0 | 0 | 0 | 0 | 0 | 0 | 0 | 0 | 0 | 0 | 0 | 0 | 0
Res CPR-No Enablement_KU_Winter_3.10.2021_1.36.15 PM.xlsx | Inputs_endUseLoadShapes.xlsx | Inputs_Global_KU_Winter.xlsx | Inputs_Product_Res CPR-No Enablement.xlsx | KU | 20 | Winter | Peak | 3 | Res CPR-No Enablement | Industrial | Electrical Equip., Appliances, and Components | 30.7217 | 0 | 0 | 0 | 0 | 0 | 0 | 0 | 0 | 0 | 0 | 0 | 0 | 0 | 0 | 0 | 0 | 0 | 0 | 0 | 0 | 0 | 0 | [10 empty] | 0 | 0 | 0 | 0 | 0 | 0 | 0 | 0 | 0 | 0 | 0 | 0 | 0 | 0 | 0 | 0 | 0 | 0 | 0 | 0 | 0 | 0 | 0 | 0 | 0 | 0 | 0 | 0 | 0 | 0
Res CPR-No Enablement_KU_Winter_3.10.2021_1.36.15 PM.xlsx | Inputs_endUseLoadShapes.xlsx | Inputs_Global_KU_Winter.xlsx | Inputs_Product_Res CPR-No Enablement.xlsx | KU | 20 | Winter | Peak | 3 | Res CPR-No Enablement | Industrial | Fabricated Metal Products | 34.2705 | 0 | 0 | 0 | 0 | 0 | 0 | 0 | 0 | 0 | 0 | 0 | 0 | 0 | 0 | 0 | 0 | 0 | 0 | 0 | 0 | 0 | 0 | [10 empty] | 0 | 0 | 0 | 0 | 0 | 0 | 0 | 0 | 0 | 0 | 0 | 0 | 0 | 0 | 0 | 0 | 0 | 0 | 0 | 0 | 0 | 0 | 0 | 0 | 0 | 0 | 0 | 0 | 0 | 0
Res CPR-No Enablement_KU_Winter_3.10.2021_1.36.15 PM.xlsx | Inputs_endUseLoadShapes.xlsx | Inputs_Global_KU_Winter.xlsx | Inputs_Product_Res CPR-No Enablement.xlsx | KU | 20 | Winter | Peak | 3 | Res CPR-No Enablement | Industrial | Food | 47.1223 | 0 | 0 | 0 | 0 | 0 | 0 | 0 | 0 | 0 | 0 | 0 | 0 | 0 | 0 | 0 | 0 | 0 | 0 | 0 | 0 | 0 | 0 | [10 empty] | 0 | 0 | 0 | 0 | 0 | 0 | 0 | 0 | 0 | 0 | 0 | 0 | 0 | 0 | 0 | 0 | 0 | 0 | 0 | 0 | 0 | 0 | 0 | 0 | 0 | 0 | 0 | 0 | 0 | 0
Res CPR-No Enablement_KU_Winter_3.10.2021_1.36.15 PM.xlsx | Inputs_endUseLoadShapes.xlsx | Inputs_Global_KU_Winter.xlsx | Inputs_Product_Res CPR-No Enablement.xlsx | KU | 20 | Winter | Peak | 3 | Res CPR-No Enablement | Industrial | Furniture and Related Products | 2.817 | 0 | 0 | 0 | 0 | 0 | 0 | 0 | 0 | 0 | 0 | 0 | 0 | 0 | 0 | 0 | 0 | 0 | 0 | 0 | 0 | 0 | 0 | [10 empty] | 0 | 0 | 0 | 0 | 0 | 0 | 0 | 0 | 0 | 0 | 0 | 0 | 0 | 0 | 0 | 0 | 0 | 0 | 0 | 0 | 0 | 0 | 0 | 0 | 0 | 0 | 0 | 0 | 0 | 0
Res CPR-No Enablement_KU_Winter_3.10.2021_1.36.15 PM.xlsx | Inputs_endUseLoadShapes.xlsx | Inputs_Global_KU_Winter.xlsx | Inputs_Product_Res CPR-No Enablement.xlsx | KU | 20 | Winter | Peak | 3 | Res CPR-No Enablement | Industrial | Machinery | 9.4036 | 0 | 0 | 0 | 0 | 0 | 0 | 0 | 0 | 0 | 0 | 0 | 0 | 0 | 0 | 0 | 0 | 0 | 0 | 0 | 0 | 0 | 0 | [10 empty] | 0 | 0 | 0 | 0 | 0 | 0 | 0 | 0 | 0 | 0 | 0 | 0 | 0 | 0 | 0 | 0 | 0 | 0 | 0 | 0 | 0 | 0 | 0 | 0 | 0 | 0 | 0 | 0 | 0 | 0
Res CPR-No Enablement_KU_Winter_3.10.2021_1.36.15 PM.xlsx | Inputs_endUseLoadShapes.xlsx | Inputs_Global_KU_Winter.xlsx | Inputs_Product_Res CPR-No Enablement.xlsx | KU | 20 | Winter | Peak | 3 | Res CPR-No Enablement | Industrial | Mining | 20.147 | 0 | 0 | 0 | 0 | 0 | 0 | 0 | 0 | 0 | 0 | 0 | 0 | 0 | 0 | 0 | 0 | 0 | 0 | 0 | 0 | 0 | 0 | [10 empty] | 0 | 0 | 0 | 0 | 0 | 0 | 0 | 0 | 0 | 0 | 0 | 0 | 0 | 0 | 0 | 0 | 0 | 0 | 0 | 0 | 0 | 0 | 0 | 0 | 0 | 0 | 0 | 0 | 0 | 0
Res CPR-No Enablement_KU_Winter_3.10.2021_1.36.15 PM.xlsx | Inputs_endUseLoadShapes.xlsx | Inputs_Global_KU_Winter.xlsx | Inputs_Product_Res CPR-No Enablement.xlsx | KU | 20 | Winter | Peak | 3 | Res CPR-No Enablement | Industrial | Miscellaneous | 56.4196 | 0 | 0 | 0 | 0 | 0 | 0 | 0 | 0 | 0 | 0 | 0 | 0 | 0 | 0 | 0 | 0 | 0 | 0 | 0 | 0 | 0 | 0 | [10 empty] | 0 | 0 | 0 | 0 | 0 | 0 | 0 | 0 | 0 | 0 | 0 | 0 | 0 | 0 | 0 | 0 | 0 | 0 | 0 | 0 | 0 | 0 | 0 | 0 | 0 | 0 | 0 | 0 | 0 | 0
Res CPR-No Enablement_KU_Winter_3.10.2021_1.36.15 PM.xlsx | Inputs_endUseLoadShapes.xlsx | Inputs_Global_KU_Winter.xlsx | Inputs_Product_Res CPR-No Enablement.xlsx | KU | 20 | Winter | Peak | 3 | Res CPR-No Enablement | Industrial | Nonmetallic Mineral Products | 31.3759 | 0 | 0 | 0 | 0 | 0 | 0 | 0 | 0 | 0 | 0 | 0 | 0 | 0 | 0 | 0 | 0 | 0 | 0 | 0 | 0 | 0 | 0 | [10 empty] | 0 | 0 | 0 | 0 | 0 | 0 | 0 | 0 | 0 | 0 | 0 | 0 | 0 | 0 | 0 | 0 | 0 | 0 | 0 | 0 | 0 | 0 | 0 | 0 | 0 | 0 | 0 | 0 | 0 | 0
Res CPR-No Enablement_KU_Winter_3.10.2021_1.36.15 PM.xlsx | Inputs_endUseLoadShapes.xlsx | Inputs_Global_KU_Winter.xlsx | Inputs_Product_Res CPR-No Enablement.xlsx | KU | 20 | Winter | Peak | 3 | Res CPR-No Enablement | Industrial | Paper | 19.3787 | 0 | 0 | 0 | 0 | 0 | 0 | 0 | 0 | 0 | 0 | 0 | 0 | 0 | 0 | 0 | 0 | 0 | 0 | 0 | 0 | 0 | 0 | [10 empty] | 0 | 0 | 0 | 0 | 0 | 0 | 0 | 0 | 0 | 0 | 0 | 0 | 0 | 0 | 0 | 0 | 0 | 0 | 0 | 0 | 0 | 0 | 0 | 0 | 0 | 0 | 0 | 0 | 0 | 0
Res CPR-No Enablement_KU_Winter_3.10.2021_1.36.15 PM.xlsx | Inputs_endUseLoadShapes.xlsx | Inputs_Global_KU_Winter.xlsx | Inputs_Product_Res CPR-No Enablement.xlsx | KU | 20 | Winter | Peak | 3 | Res CPR-No Enablement | Industrial | Petroleum and Coal Products | 27.2069 | 0 | 0 | 0 | 0 | 0 | 0 | 0 | 0 | 0 | 0 | 0 | 0 | 0 | 0 | 0 | 0 | 0 | 0 | 0 | 0 | 0 | 0 | [10 empty] | 0 | 0 | 0 | 0 | 0 | 0 | 0 | 0 | 0 | 0 | 0 | 0 | 0 | 0 | 0 | 0 | 0 | 0 | 0 | 0 | 0 | 0 | 0 | 0 | 0 | 0 | 0 | 0 | 0 | 0
Res CPR-No Enablement_KU_Winter_3.10.2021_1.36.15 PM.xlsx | Inputs_endUseLoadShapes.xlsx | Inputs_Global_KU_Winter.xlsx | Inputs_Product_Res CPR-No Enablement.xlsx | KU | 20 | Winter | Peak | 3 | Res CPR-No Enablement | Industrial | Plastics and Rubber Products | 67.4645 | 0 | 0 | 0 | 0 | 0 | 0 | 0 | 0 | 0 | 0 | 0 | 0 | 0 | 0 | 0 | 0 | 0 | 0 | 0 | 0 | 0 | 0 | [10 empty] | 0 | 0 | 0 | 0 | 0 | 0 | 0 | 0 | 0 | 0 | 0 | 0 | 0 | 0 | 0 | 0 | 0 | 0 | 0 | 0 | 0 | 0 | 0 | 0 | 0 | 0 | 0 | 0 | 0 | 0
Res CPR-No Enablement_KU_Winter_3.10.2021_1.36.15 PM.xlsx | Inputs_endUseLoadShapes.xlsx | Inputs_Global_KU_Winter.xlsx | Inputs_Product_Res CPR-No Enablement.xlsx | KU | 20 | Winter | Peak | 3 | Res CPR-No Enablement | Industrial | Primary Metals | 194.5089 | 0 | 0 | 0 | 0 | 0 | 0 | 0 | 0 | 0 | 0 | 0 | 0 | 0 | 0 | 0 | 0 | 0 | 0 | 0 | 0 | 0 | 0 | [10 empty] | 0 | 0 | 0 | 0 | 0 | 0 | 0 | 0 | 0 | 0 | 0 | 0 | 0 | 0 | 0 | 0 | 0 | 0 | 0 | 0 | 0 | 0 | 0 | 0 | 0 | 0 | 0 | 0 | 0 | 0
Res CPR-No Enablement_KU_Winter_3.10.2021_1.36.15 PM.xlsx | Inputs_endUseLoadShapes.xlsx | Inputs_Global_KU_Winter.xlsx | Inputs_Product_Res CPR-No Enablement.xlsx | KU | 20 | Winter | Peak | 3 | Res CPR-No Enablement | Industrial | Printing and Related Support | 6.4735 | 0 | 0 | 0 | 0 | 0 | 0 | 0 | 0 | 0 | 0 | 0 | 0 | 0 | 0 | 0 | 0 | 0 | 0 | 0 | 0 | 0 | 0 | [10 empty] | 0 | 0 | 0 | 0 | 0 | 0 | 0 | 0 | 0 | 0 | 0 | 0 | 0 | 0 | 0 | 0 | 0 | 0 | 0 | 0 | 0 | 0 | 0 | 0 | 0 | 0 | 0 | 0 | 0 | 0
Res CPR-No Enablement_KU_Winter_3.10.2021_1.36.15 PM.xlsx | Inputs_endUseLoadShapes.xlsx | Inputs_Global_KU_Winter.xlsx | Inputs_Product_Res CPR-No Enablement.xlsx | KU | 20 | Winter | Peak | 3 | Res CPR-No Enablement | Industrial | Textiles | 0.21101 | 0 | 0 | 0 | 0 | 0 | 0 | 0 | 0 | 0 | 0 | 0 | 0 | 0 | 0 | 0 | 0 | 0 | 0 | 0 | 0 | 0 | 0 | [10 empty] | 0 | 0 | 0 | 0 | 0 | 0 | 0 | 0 | 0 | 0 | 0 | 0 | 0 | 0 | 0 | 0 | 0 | 0 | 0 | 0 | 0 | 0 | 0 | 0 | 0 | 0 | 0 | 0 | 0 | 0
Res CPR-No Enablement_KU_Winter_3.10.2021_1.36.15 PM.xlsx | Inputs_endUseLoadShapes.xlsx | Inputs_Global_KU_Winter.xlsx | Inputs_Product_Res CPR-No Enablement.xlsx | KU | 20 | Winter | Peak | 3 | Res CPR-No Enablement | Industrial | Transportation Equipment | 125.5878 | 0 | 0 | 0 | 0 | 0 | 0 | 0 | 0 | 0 | 0 | 0 | 0 | 0 | 0 | 0 | 0 | 0 | 0 | 0 | 0 | 0 | 0 | [10 empty] | 0 | 0 | 0 | 0 | 0 | 0 | 0 | 0 | 0 | 0 | 0 | 0 | 0 | 0 | 0 | 0 | 0 | 0 | 0 | 0 | 0 | 0 | 0 | 0 | 0 | 0 | 0 | 0 | 0 | 0
Res CPR-No Enablement_KU_Winter_3.10.2021_1.36.15 PM.xlsx | Inputs_endUseLoadShapes.xlsx | Inputs_Global_KU_Winter.xlsx | Inputs_Product_Res CPR-No Enablement.xlsx | KU | 20 | Winter | Peak | 3 | Res CPR-No Enablement | Industrial | Wastewater | 1.2551 | 0 | 0 | 0 | 0 | 0 | 0 | 0 | 0 | 0 | 0 | 0 | 0 | 0 | 0 | 0 | 0 | 0 | 0 | 0 | 0 | 0 | 0 | [10 empty] | 0 | 0 | 0 | 0 | 0 | 0 | 0 | 0 | 0 | 0 | 0 | 0 | 0 | 0 | 0 | 0 | 0 | 0 | 0 | 0 | 0 | 0 | 0 | 0 | 0 | 0 | 0 | 0 | 0 | 0
Res CPR-No Enablement_KU_Winter_3.10.2021_1.36.15 PM.xlsx | Inputs_endUseLoadShapes.xlsx | Inputs_Global_KU_Winter.xlsx | Inputs_Product_Res CPR-No Enablement.xlsx | KU | 20 | Winter | Peak | 3 | Res CPR-No Enablement | Industrial | Water | 20.4778 | 0 | 0 | 0 | 0 | 0 | 0 | 0 | 0 | 0 | 0 | 0 | 0 | 0 | 0 | 0 | 0 | 0 | 0 | 0 | 0 | 0 | 0 | [10 empty] | 0 | 0 | 0 | 0 | 0 | 0 | 0 | 0 | 0 | 0 | 0 | 0 | 0 | 0 | 0 | 0 | 0 | 0 | 0 | 0 | 0 | 0 | 0 | 0 | 0 | 0 | 0 | 0 | 0 | 0
Res CPR-No Enablement_KU_Winter_3.10.2021_1.36.15 PM.xlsx | Inputs_endUseLoadShapes.xlsx | Inputs_Global_KU_Winter.xlsx | Inputs_Product_Res CPR-No Enablement.xlsx | KU | 20 | Winter | Peak | 3 | Res CPR-No Enablement | Industrial | Wood Products | 4.7458 | 0 | 0 | 0 | 0 | 0 | 0 | 0 | 0 | 0 | 0 | 0 | 0 | 0 | 0 | 0 | 0 | 0 | 0 | 0 | 0 | 0 | 0 | [10 empty] | 0 | 0 | 0 | 0 | 0 | 0 | 0 | 0 | 0 | 0 | 0 | 0 | 0 | 0 | 0 | 0 | 0 | 0 | 0 | 0 | 0 | 0 | 0 | 0 | 0 | 0 | 0 | 0 | 0 | 0
Res CPR-No Enablement_KU_Winter_3.10.2021_1.36.15 PM.xlsx | Inputs_endUseLoadShapes.xlsx | Inputs_Global_KU_Winter.xlsx | Inputs_Product_Res CPR-No Enablement.xlsx | KU | 20 | Winter | Peak | 3 | Res CPR-No Enablement | Residential | Manufactured | 181.067 | 181.067 | 20.3842 | 1.733 | 1.735 | 1.7296 | 1.7243 | 1.7192 | 1.7198 | 1.7113 | 1.7057 | 1.7066 | 1.7131 | 1.7105 | 1.7133 | 1.7167 | 1.7258 | 1.7254 | 1.7303 | 1.7352 | 1.7444 | 1.7435 | 1.7473 | [10 empty] | 4420.4918 | 4425.6825 | 4411.8718 | 4398.3932 | 4385.2941 | 4386.8645 | 4365.1676 | 4351.0318 | 4353.221 | 4369.6901 | 4363.1599 | 4370.3935 | 4378.951 | 4402.1649 | 4401.264 | 4413.6884 | 4426.1482 | 4449.6943 | 4447.3284 | 4456.955 | 0 | 0 | 0 | 0 | 0 | 0 | 0 | 0 | 0 | 0
Res CPR-No Enablement_KU_Winter_3.10.2021_1.36.15 PM.xlsx | Inputs_endUseLoadShapes.xlsx | Inputs_Global_KU_Winter.xlsx | Inputs_Product_Res CPR-No Enablement.xlsx | KU | 20 | Winter | Peak | 3 | Res CPR-No Enablement | Residential | Multifamily | 183.0531 | 183.0531 | 20.5989 | 1.9129 | 1.9151 | 1.9092 | 1.9033 | 1.8977 | 1.8983 | 1.889 | 1.8828 | 1.8838 | 1.8909 | 1.8881 | 1.8912 | 1.8949 | 1.905 | 1.9046 | 1.91 | 1.9153 | 1.9255 | 1.9245 | 1.9287 | [10 empty] | 4879.4352 | 4885.1647 | 4869.9202 | 4855.0422 | 4840.5831 | 4842.3166 | 4818.367 | 4802.7637 | 4805.1802 | 4823.3592 | 4816.1509 | 4824.1355 | 4833.5815 | 4859.2055 | 4858.2111 | 4871.9254 | 4885.6788 | 4911.6695 | 4909.058 | 4919.684 | 0 | 0 | 0 | 0 | 0 | 0 | 0 | 0 | 0 | 0
Res CPR-No Enablement_KU_Winter_3.10.2021_1.36.15 PM.xlsx | Inputs_endUseLoadShapes.xlsx | Inputs_Global_KU_Winter.xlsx | Inputs_Product_Res CPR-No Enablement.xlsx | KU | 20 | Winter | Peak | 3 | Res CPR-No Enablement | Residential | Single Family | 1201.5545 | 1201.5545 | 127.8327 | 13.0976 | 13.113 | 13.0721 | 13.0321 | 12.9933 | 12.998 | 12.9337 | 12.8918 | 12.8983 | 12.9471 | 12.9277 | 12.9492 | 12.9745 | 13.0433 | 13.0406 | 13.0774 | 13.1144 | 13.1841 | 13.1771 | 13.2056 | [10 empty] | 33409.4072 | 33448.6371 | 33344.2579 | 33242.3888 | 33143.3876 | 33155.2565 | 32991.2746 | 32884.4388 | 32900.9845 | 33025.4556 | 32976.1006 | 33030.7714 | 33095.4477 | 33270.8947 | 33264.0864 | 33357.9878 | 33452.1571 | 33630.1146 | 33612.2339 | 33684.9901 | 0 | 0 | 0 | 0 | 0 | 0 | 0 | 0 | 0 | 0
Res CPR-No Enablement_KU_Winter_3.10.2021_1.36.15 PM.xlsx | Inputs_endUseLoadShapes.xlsx | Inputs_Global_KU_Winter.xlsx | Inputs_Product_Res CPR-No Enablement.xlsx | KU | 20 | Winter | Peak | 3 | Res CPR-No Enablement | 0 | 0 | 0 | 0 | 0 | 0 | 0 | 0 | 0 | 0 | 0 | 0 | 0 | 0 | 0 | 0 | 0 | 0 | 0 | 0 | 0 | 0 | 0 | 0 | 0 | [10 empty] | 0 | 0 | 0 | 0 | 0 | 0 | 0 | 0 | 0 | 0 | 0 | 0 | 0 | 0 | 0 | 0 | 0 | 0 | 0 | 0 | 0 | 0 | 0 | 0 | 0 | 0 | 0 | 0 | 0 | 0
Res CPR-No Enablement_KU_Winter_3.10.2021_1.36.15 PM.xlsx | Inputs_endUseLoadShapes.xlsx | Inputs_Global_KU_Winter.xlsx | Inputs_Product_Res CPR-No Enablement.xlsx | KU | 20 | Winter | Peak | 3 | Res CPR-No Enablement | 0 | 0 | 0 | 0 | 0 | 0 | 0 | 0 | 0 | 0 | 0 | 0 | 0 | 0 | 0 | 0 | 0 | 0 | 0 | 0 | 0 | 0 | 0 | 0 | 0 | [10 empty] | 0 | 0 | 0 | 0 | 0 | 0 | 0 | 0 | 0 | 0 | 0 | 0 | 0 | 0 | 0 | 0 | 0 | 0 | 0 | 0 | 0 | 0 | 0 | 0 | 0 | 0 | 0 | 0 | 0 | 0
Res CPR-No Enablement_KU_Winter_3.10.2021_1.36.15 PM.xlsx | Inputs_endUseLoadShapes.xlsx | Inputs_Global_KU_Winter.xlsx | Inputs_Product_Res CPR-No Enablement.xlsx | KU | 20 | Winter | Peak | 3 | Res CPR-No Enablement | 0 | 0 | 0 | 0 | 0 | 0 | 0 | 0 | 0 | 0 | 0 | 0 | 0 | 0 | 0 | 0 | 0 | 0 | 0 | 0 | 0 | 0 | 0 | 0 | 0 | [10 empty] | 0 | 0 | 0 | 0 | 0 | 0 | 0 | 0 | 0 | 0 | 0 | 0 | 0 | 0 | 0 | 0 | 0 | 0 | 0 | 0 | 0 | 0 | 0 | 0 | 0 | 0 | 0 | 0 | 0 | 0
Res CPR-No Enablement_KU_Winter_3.10.2021_1.36.15 PM.xlsx | Inputs_endUseLoadShapes.xlsx | Inputs_Global_KU_Winter.xlsx | Inputs_Product_Res CPR-No Enablement.xlsx | KU | 20 | Winter | Peak | 3 | Res CPR-No Enablement | 0 | 0 | 0 | 0 | 0 | 0 | 0 | 0 | 0 | 0 | 0 | 0 | 0 | 0 | 0 | 0 | 0 | 0 | 0 | 0 | 0 | 0 | 0 | 0 | 0 | [10 empty] | 0 | 0 | 0 | 0 | 0 | 0 | 0 | 0 | 0 | 0 | 0 | 0 | 0 | 0 | 0 | 0 | 0 | 0 | 0 | 0 | 0 | 0 | 0 | 0 | 0 | 0 | 0 | 0 | 0 | 0
Res CPR-With Enablement_KU_Winter_3.10.2021_1.37.40 PM.xlsx | Inputs_endUseLoadShapes.xlsx | Inputs_Global_KU_Winter.xlsx | Inputs_Product_Res CPR-With Enablement.xlsx | KU | 20 | Winter | Peak | 3 | Res CPR-With Enablement | Commercial | Grocery | 33.8466 | 0 | 0 | 0 | 0 | 0 | 0 | 0 | 0 | 0 | 0 | 0 | 0 | 0 | 0 | 0 | 0 | 0 | 0 | 0 | 0 | 0 | 0 | [10 empty] | 0 | 0 | 0 | 0 | 0 | 0 | 0 | 0 | 0 | 0 | 0 | 0 | 0 | 0 | 0 | 0 | 0 | 0 | 0 | 0 | 0 | 0 | 0 | 0 | 0 | 0 | 0 | 0 | 0 | 0
Res CPR-With Enablement_KU_Winter_3.10.2021_1.37.40 PM.xlsx | Inputs_endUseLoadShapes.xlsx | Inputs_Global_KU_Winter.xlsx | Inputs_Product_Res CPR-With Enablement.xlsx | KU | 20 | Winter | Peak | 3 | Res CPR-With Enablement | Commercial | Health | 72.7412 | 0 | 0 | 0 | 0 | 0 | 0 | 0 | 0 | 0 | 0 | 0 | 0 | 0 | 0 | 0 | 0 | 0 | 0 | 0 | 0 | 0 | 0 | [10 empty] | 0 | 0 | 0 | 0 | 0 | 0 | 0 | 0 | 0 | 0 | 0 | 0 | 0 | 0 | 0 | 0 | 0 | 0 | 0 | 0 | 0 | 0 | 0 | 0 | 0 | 0 | 0 | 0 | 0 | 0
Res CPR-With Enablement_KU_Winter_3.10.2021_1.37.40 PM.xlsx | Inputs_endUseLoadShapes.xlsx | Inputs_Global_KU_Winter.xlsx | Inputs_Product_Res CPR-With Enablement.xlsx | KU | 20 | Winter | Peak | 3 | Res CPR-With Enablement | Commercial | Large Office | 81.0748 | 0 | 0 | 0 | 0 | 0 | 0 | 0 | 0 | 0 | 0 | 0 | 0 | 0 | 0 | 0 | 0 | 0 | 0 | 0 | 0 | 0 | 0 | [10 empty] | 0 | 0 | 0 | 0 | 0 | 0 | 0 | 0 | 0 | 0 | 0 | 0 | 0 | 0 | 0 | 0 | 0 | 0 | 0 | 0 | 0 | 0 | 0 | 0 | 0 | 0 | 0 | 0 | 0 | 0
Res CPR-With Enablement_KU_Winter_3.10.2021_1.37.40 PM.xlsx | Inputs_endUseLoadShapes.xlsx | Inputs_Global_KU_Winter.xlsx | Inputs_Product_Res CPR-With Enablement.xlsx | KU | 20 | Winter | Peak | 3 | Res CPR-With Enablement | Commercial | Large Retail | 30.8019 | 0 | 0 | 0 | 0 | 0 | 0 | 0 | 0 | 0 | 0 | 0 | 0 | 0 | 0 | 0 | 0 | 0 | 0 | 0 | 0 | 0 | 0 | [10 empty] | 0 | 0 | 0 | 0 | 0 | 0 | 0 | 0 | 0 | 0 | 0 | 0 | 0 | 0 | 0 | 0 | 0 | 0 | 0 | 0 | 0 | 0 | 0 | 0 | 0 | 0 | 0 | 0 | 0 | 0
Res CPR-With Enablement_KU_Winter_3.10.2021_1.37.40 PM.xlsx | Inputs_endUseLoadShapes.xlsx | Inputs_Global_KU_Winter.xlsx | Inputs_Product_Res CPR-With Enablement.xlsx | KU | 20 | Winter | Peak | 3 | Res CPR-With Enablement | Commercial | Lodging | 12.3122 | 0 | 0 | 0 | 0 | 0 | 0 | 0 | 0 | 0 | 0 | 0 | 0 | 0 | 0 | 0 | 0 | 0 | 0 | 0 | 0 | 0 | 0 | [10 empty] | 0 | 0 | 0 | 0 | 0 | 0 | 0 | 0 | 0 | 0 | 0 | 0 | 0 | 0 | 0 | 0 | 0 | 0 | 0 | 0 | 0 | 0 | 0 | 0 | 0 | 0 | 0 | 0 | 0 | 0
Res CPR-With Enablement_KU_Winter_3.10.2021_1.37.40 PM.xlsx | Inputs_endUseLoadShapes.xlsx | Inputs_Global_KU_Winter.xlsx | Inputs_Product_Res CPR-With Enablement.xlsx | KU | 20 | Winter | Peak | 3 | Res CPR-With Enablement | Commercial | Miscellaneous | 280.9956 | 0 | 0 | 0 | 0 | 0 | 0 | 0 | 0 | 0 | 0 | 0 | 0 | 0 | 0 | 0 | 0 | 0 | 0 | 0 | 0 | 0 | 0 | [10 empty] | 0 | 0 | 0 | 0 | 0 | 0 | 0 | 0 | 0 | 0 | 0 | 0 | 0 | 0 | 0 | 0 | 0 | 0 | 0 | 0 | 0 | 0 | 0 | 0 | 0 | 0 | 0 | 0 | 0 | 0
Res CPR-With Enablement_KU_Winter_3.10.2021_1.37.40 PM.xlsx | Inputs_endUseLoadShapes.xlsx | Inputs_Global_KU_Winter.xlsx | Inputs_Product_Res CPR-With Enablement.xlsx | KU | 20 | Winter | Peak | 3 | Res CPR-With Enablement | Commercial | Restaurant | 26.9859 | 0 | 0 | 0 | 0 | 0 | 0 | 0 | 0 | 0 | 0 | 0 | 0 | 0 | 0 | 0 | 0 | 0 | 0 | 0 | 0 | 0 | 0 | [10 empty] | 0 | 0 | 0 | 0 | 0 | 0 | 0 | 0 | 0 | 0 | 0 | 0 | 0 | 0 | 0 | 0 | 0 | 0 | 0 | 0 | 0 | 0 | 0 | 0 | 0 | 0 | 0 | 0 | 0 | 0
Res CPR-With Enablement_KU_Winter_3.10.2021_1.37.40 PM.xlsx | Inputs_endUseLoadShapes.xlsx | Inputs_Global_KU_Winter.xlsx | Inputs_Product_Res CPR-With Enablement.xlsx | KU | 20 | Winter | Peak | 3 | Res CPR-With Enablement | Commercial | School | 374.2592 | 0 | 0 | 0 | 0 | 0 | 0 | 0 | 0 | 0 | 0 | 0 | 0 | 0 | 0 | 0 | 0 | 0 | 0 | 0 | 0 | 0 | 0 | [10 empty] | 0 | 0 | 0 | 0 | 0 | 0 | 0 | 0 | 0 | 0 | 0 | 0 | 0 | 0 | 0 | 0 | 0 | 0 | 0 | 0 | 0 | 0 | 0 | 0 | 0 | 0 | 0 | 0 | 0 | 0
Res CPR-With Enablement_KU_Winter_3.10.2021_1.37.40 PM.xlsx | Inputs_endUseLoadShapes.xlsx | Inputs_Global_KU_Winter.xlsx | Inputs_Product_Res CPR-With Enablement.xlsx | KU | 20 | Winter | Peak | 3 | Res CPR-With Enablement | Commercial | Small Office | 115.7711 | 0 | 0 | 0 | 0 | 0 | 0 | 0 | 0 | 0 | 0 | 0 | 0 | 0 | 0 | 0 | 0 | 0 | 0 | 0 | 0 | 0 | 0 | [10 empty] | 0 | 0 | 0 | 0 | 0 | 0 | 0 | 0 | 0 | 0 | 0 | 0 | 0 | 0 | 0 | 0 | 0 | 0 | 0 | 0 | 0 | 0 | 0 | 0 | 0 | 0 | 0 | 0 | 0 | 0
Res CPR-With Enablement_KU_Winter_3.10.2021_1.37.40 PM.xlsx | Inputs_endUseLoadShapes.xlsx | Inputs_Global_KU_Winter.xlsx | Inputs_Product_Res CPR-With Enablement.xlsx | KU | 20 | Winter | Peak | 3 | Res CPR-With Enablement | Commercial | Small Retail | 5.0074 | 0 | 0 | 0 | 0 | 0 | 0 | 0 | 0 | 0 | 0 | 0 | 0 | 0 | 0 | 0 | 0 | 0 | 0 | 0 | 0 | 0 | 0 | [10 empty] | 0 | 0 | 0 | 0 | 0 | 0 | 0 | 0 | 0 | 0 | 0 | 0 | 0 | 0 | 0 | 0 | 0 | 0 | 0 | 0 | 0 | 0 | 0 | 0 | 0 | 0 | 0 | 0 | 0 | 0
Res CPR-With Enablement_KU_Winter_3.10.2021_1.37.40 PM.xlsx | Inputs_endUseLoadShapes.xlsx | Inputs_Global_KU_Winter.xlsx | Inputs_Product_Res CPR-With Enablement.xlsx | KU | 20 | Winter | Peak | 3 | Res CPR-With Enablement | Commercial | Warehouse | 11.6768 | 0 | 0 | 0 | 0 | 0 | 0 | 0 | 0 | 0 | 0 | 0 | 0 | 0 | 0 | 0 | 0 | 0 | 0 | 0 | 0 | 0 | 0 | [10 empty] | 0 | 0 | 0 | 0 | 0 | 0 | 0 | 0 | 0 | 0 | 0 | 0 | 0 | 0 | 0 | 0 | 0 | 0 | 0 | 0 | 0 | 0 | 0 | 0 | 0 | 0 | 0 | 0 | 0 | 0
Res CPR-With Enablement_KU_Winter_3.10.2021_1.37.40 PM.xlsx | Inputs_endUseLoadShapes.xlsx | Inputs_Global_KU_Winter.xlsx | Inputs_Product_Res CPR-With Enablement.xlsx | KU | 20 | Winter | Peak | 3 | Res CPR-With Enablement | Industrial | Apparel | 3.2397 | 0 | 0 | 0 | 0 | 0 | 0 | 0 | 0 | 0 | 0 | 0 | 0 | 0 | 0 | 0 | 0 | 0 | 0 | 0 | 0 | 0 | 0 | [10 empty] | 0 | 0 | 0 | 0 | 0 | 0 | 0 | 0 | 0 | 0 | 0 | 0 | 0 | 0 | 0 | 0 | 0 | 0 | 0 | 0 | 0 | 0 | 0 | 0 | 0 | 0 | 0 | 0 | 0 | 0
Res CPR-With Enablement_KU_Winter_3.10.2021_1.37.40 PM.xlsx | Inputs_endUseLoadShapes.xlsx | Inputs_Global_KU_Winter.xlsx | Inputs_Product_Res CPR-With Enablement.xlsx | KU | 20 | Winter | Peak | 3 | Res CPR-With Enablement | Industrial | Beverage and Tobacco Products | 16.6991 | 0 | 0 | 0 | 0 | 0 | 0 | 0 | 0 | 0 | 0 | 0 | 0 | 0 | 0 | 0 | 0 | 0 | 0 | 0 | 0 | 0 | 0 | [10 empty] | 0 | 0 | 0 | 0 | 0 | 0 | 0 | 0 | 0 | 0 | 0 | 0 | 0 | 0 | 0 | 0 | 0 | 0 | 0 | 0 | 0 | 0 | 0 | 0 | 0 | 0 | 0 | 0 | 0 | 0
Res CPR-With Enablement_KU_Winter_3.10.2021_1.37.40 PM.xlsx | Inputs_endUseLoadShapes.xlsx | Inputs_Global_KU_Winter.xlsx | Inputs_Product_Res CPR-With Enablement.xlsx | KU | 20 | Winter | Peak | 3 | Res CPR-With Enablement | Industrial | Chemicals | 43.6551 | 0 | 0 | 0 | 0 | 0 | 0 | 0 | 0 | 0 | 0 | 0 | 0 | 0 | 0 | 0 | 0 | 0 | 0 | 0 | 0 | 0 | 0 | [10 empty] | 0 | 0 | 0 | 0 | 0 | 0 | 0 | 0 | 0 | 0 | 0 | 0 | 0 | 0 | 0 | 0 | 0 | 0 | 0 | 0 | 0 | 0 | 0 | 0 | 0 | 0 | 0 | 0 | 0 | 0
Res CPR-With Enablement_KU_Winter_3.10.2021_1.37.40 PM.xlsx | Inputs_endUseLoadShapes.xlsx | Inputs_Global_KU_Winter.xlsx | Inputs_Product_Res CPR-With Enablement.xlsx | KU | 20 | Winter | Peak | 3 | Res CPR-With Enablement | Industrial | Computer and Electronic Products | 0.71049 | 0 | 0 | 0 | 0 | 0 | 0 | 0 | 0 | 0 | 0 | 0 | 0 | 0 | 0 | 0 | 0 | 0 | 0 | 0 | 0 | 0 | 0 | [10 empty] | 0 | 0 | 0 | 0 | 0 | 0 | 0 | 0 | 0 | 0 | 0 | 0 | 0 | 0 | 0 | 0 | 0 | 0 | 0 | 0 | 0 | 0 | 0 | 0 | 0 | 0 | 0 | 0 | 0 | 0
Res CPR-With Enablement_KU_Winter_3.10.2021_1.37.40 PM.xlsx | Inputs_endUseLoadShapes.xlsx | Inputs_Global_KU_Winter.xlsx | Inputs_Product_Res CPR-With Enablement.xlsx | KU | 20 | Winter | Peak | 3 | Res CPR-With Enablement | Industrial | Electrical Equip., Appliances, and Components | 30.7217 | 0 | 0 | 0 | 0 | 0 | 0 | 0 | 0 | 0 | 0 | 0 | 0 | 0 | 0 | 0 | 0 | 0 | 0 | 0 | 0 | 0 | 0 | [10 empty] | 0 | 0 | 0 | 0 | 0 | 0 | 0 | 0 | 0 | 0 | 0 | 0 | 0 | 0 | 0 | 0 | 0 | 0 | 0 | 0 | 0 | 0 | 0 | 0 | 0 | 0 | 0 | 0 | 0 | 0
Res CPR-With Enablement_KU_Winter_3.10.2021_1.37.40 PM.xlsx | Inputs_endUseLoadShapes.xlsx | Inputs_Global_KU_Winter.xlsx | Inputs_Product_Res CPR-With Enablement.xlsx | KU | 20 | Winter | Peak | 3 | Res CPR-With Enablement | Industrial | Fabricated Metal Products | 34.2705 | 0 | 0 | 0 | 0 | 0 | 0 | 0 | 0 | 0 | 0 | 0 | 0 | 0 | 0 | 0 | 0 | 0 | 0 | 0 | 0 | 0 | 0 | [10 empty] | 0 | 0 | 0 | 0 | 0 | 0 | 0 | 0 | 0 | 0 | 0 | 0 | 0 | 0 | 0 | 0 | 0 | 0 | 0 | 0 | 0 | 0 | 0 | 0 | 0 | 0 | 0 | 0 | 0 | 0
Res CPR-With Enablement_KU_Winter_3.10.2021_1.37.40 PM.xlsx | Inputs_endUseLoadShapes.xlsx | Inputs_Global_KU_Winter.xlsx | Inputs_Product_Res CPR-With Enablement.xlsx | KU | 20 | Winter | Peak | 3 | Res CPR-With Enablement | Industrial | Food | 47.1223 | 0 | 0 | 0 | 0 | 0 | 0 | 0 | 0 | 0 | 0 | 0 | 0 | 0 | 0 | 0 | 0 | 0 | 0 | 0 | 0 | 0 | 0 | [10 empty] | 0 | 0 | 0 | 0 | 0 | 0 | 0 | 0 | 0 | 0 | 0 | 0 | 0 | 0 | 0 | 0 | 0 | 0 | 0 | 0 | 0 | 0 | 0 | 0 | 0 | 0 | 0 | 0 | 0 | 0
Res CPR-With Enablement_KU_Winter_3.10.2021_1.37.40 PM.xlsx | Inputs_endUseLoadShapes.xlsx | Inputs_Global_KU_Winter.xlsx | Inputs_Product_Res CPR-With Enablement.xlsx | KU | 20 | Winter | Peak | 3 | Res CPR-With Enablement | Industrial | Furniture and Related Products | 2.817 | 0 | 0 | 0 | 0 | 0 | 0 | 0 | 0 | 0 | 0 | 0 | 0 | 0 | 0 | 0 | 0 | 0 | 0 | 0 | 0 | 0 | 0 | [10 empty] | 0 | 0 | 0 | 0 | 0 | 0 | 0 | 0 | 0 | 0 | 0 | 0 | 0 | 0 | 0 | 0 | 0 | 0 | 0 | 0 | 0 | 0 | 0 | 0 | 0 | 0 | 0 | 0 | 0 | 0
Res CPR-With Enablement_KU_Winter_3.10.2021_1.37.40 PM.xlsx | Inputs_endUseLoadShapes.xlsx | Inputs_Global_KU_Winter.xlsx | Inputs_Product_Res CPR-With Enablement.xlsx | KU | 20 | Winter | Peak | 3 | Res CPR-With Enablement | Industrial | Machinery | 9.4036 | 0 | 0 | 0 | 0 | 0 | 0 | 0 | 0 | 0 | 0 | 0 | 0 | 0 | 0 | 0 | 0 | 0 | 0 | 0 | 0 | 0 | 0 | [10 empty] | 0 | 0 | 0 | 0 | 0 | 0 | 0 | 0 | 0 | 0 | 0 | 0 | 0 | 0 | 0 | 0 | 0 | 0 | 0 | 0 | 0 | 0 | 0 | 0 | 0 | 0 | 0 | 0 | 0 | 0
Res CPR-With Enablement_KU_Winter_3.10.2021_1.37.40 PM.xlsx | Inputs_endUseLoadShapes.xlsx | Inputs_Global_KU_Winter.xlsx | Inputs_Product_Res CPR-With Enablement.xlsx | KU | 20 | Winter | Peak | 3 | Res CPR-With Enablement | Industrial | Mining | 20.147 | 0 | 0 | 0 | 0 | 0 | 0 | 0 | 0 | 0 | 0 | 0 | 0 | 0 | 0 | 0 | 0 | 0 | 0 | 0 | 0 | 0 | 0 | [10 empty] | 0 | 0 | 0 | 0 | 0 | 0 | 0 | 0 | 0 | 0 | 0 | 0 | 0 | 0 | 0 | 0 | 0 | 0 | 0 | 0 | 0 | 0 | 0 | 0 | 0 | 0 | 0 | 0 | 0 | 0
Res CPR-With Enablement_KU_Winter_3.10.2021_1.37.40 PM.xlsx | Inputs_endUseLoadShapes.xlsx | Inputs_Global_KU_Winter.xlsx | Inputs_Product_Res CPR-With Enablement.xlsx | KU | 20 | Winter | Peak | 3 | Res CPR-With Enablement | Industrial | Miscellaneous | 56.4196 | 0 | 0 | 0 | 0 | 0 | 0 | 0 | 0 | 0 | 0 | 0 | 0 | 0 | 0 | 0 | 0 | 0 | 0 | 0 | 0 | 0 | 0 | [10 empty] | 0 | 0 | 0 | 0 | 0 | 0 | 0 | 0 | 0 | 0 | 0 | 0 | 0 | 0 | 0 | 0 | 0 | 0 | 0 | 0 | 0 | 0 | 0 | 0 | 0 | 0 | 0 | 0 | 0 | 0
Res CPR-With Enablement_KU_Winter_3.10.2021_1.37.40 PM.xlsx | Inputs_endUseLoadShapes.xlsx | Inputs_Global_KU_Winter.xlsx | Inputs_Product_Res CPR-With Enablement.xlsx | KU | 20 | Winter | Peak | 3 | Res CPR-With Enablement | Industrial | Nonmetallic Mineral Products | 31.3759 | 0 | 0 | 0 | 0 | 0 | 0 | 0 | 0 | 0 | 0 | 0 | 0 | 0 | 0 | 0 | 0 | 0 | 0 | 0 | 0 | 0 | 0 | [10 empty] | 0 | 0 | 0 | 0 | 0 | 0 | 0 | 0 | 0 | 0 | 0 | 0 | 0 | 0 | 0 | 0 | 0 | 0 | 0 | 0 | 0 | 0 | 0 | 0 | 0 | 0 | 0 | 0 | 0 | 0
Res CPR-With Enablement_KU_Winter_3.10.2021_1.37.40 PM.xlsx | Inputs_endUseLoadShapes.xlsx | Inputs_Global_KU_Winter.xlsx | Inputs_Product_Res CPR-With Enablement.xlsx | KU | 20 | Winter | Peak | 3 | Res CPR-With Enablement | Industrial | Paper | 19.3787 | 0 | 0 | 0 | 0 | 0 | 0 | 0 | 0 | 0 | 0 | 0 | 0 | 0 | 0 | 0 | 0 | 0 | 0 | 0 | 0 | 0 | 0 | [10 empty] | 0 | 0 | 0 | 0 | 0 | 0 | 0 | 0 | 0 | 0 | 0 | 0 | 0 | 0 | 0 | 0 | 0 | 0 | 0 | 0 | 0 | 0 | 0 | 0 | 0 | 0 | 0 | 0 | 0 | 0
Res CPR-With Enablement_KU_Winter_3.10.2021_1.37.40 PM.xlsx | Inputs_endUseLoadShapes.xlsx | Inputs_Global_KU_Winter.xlsx | Inputs_Product_Res CPR-With Enablement.xlsx | KU | 20 | Winter | Peak | 3 | Res CPR-With Enablement | Industrial | Petroleum and Coal Products | 27.2069 | 0 | 0 | 0 | 0 | 0 | 0 | 0 | 0 | 0 | 0 | 0 | 0 | 0 | 0 | 0 | 0 | 0 | 0 | 0 | 0 | 0 | 0 | [10 empty] | 0 | 0 | 0 | 0 | 0 | 0 | 0 | 0 | 0 | 0 | 0 | 0 | 0 | 0 | 0 | 0 | 0 | 0 | 0 | 0 | 0 | 0 | 0 | 0 | 0 | 0 | 0 | 0 | 0 | 0
Res CPR-With Enablement_KU_Winter_3.10.2021_1.37.40 PM.xlsx | Inputs_endUseLoadShapes.xlsx | Inputs_Global_KU_Winter.xlsx | Inputs_Product_Res CPR-With Enablement.xlsx | KU | 20 | Winter | Peak | 3 | Res CPR-With Enablement | Industrial | Plastics and Rubber Products | 67.4645 | 0 | 0 | 0 | 0 | 0 | 0 | 0 | 0 | 0 | 0 | 0 | 0 | 0 | 0 | 0 | 0 | 0 | 0 | 0 | 0 | 0 | 0 | [10 empty] | 0 | 0 | 0 | 0 | 0 | 0 | 0 | 0 | 0 | 0 | 0 | 0 | 0 | 0 | 0 | 0 | 0 | 0 | 0 | 0 | 0 | 0 | 0 | 0 | 0 | 0 | 0 | 0 | 0 | 0
Res CPR-With Enablement_KU_Winter_3.10.2021_1.37.40 PM.xlsx | Inputs_endUseLoadShapes.xlsx | Inputs_Global_KU_Winter.xlsx | Inputs_Product_Res CPR-With Enablement.xlsx | KU | 20 | Winter | Peak | 3 | Res CPR-With Enablement | Industrial | Primary Metals | 194.5089 | 0 | 0 | 0 | 0 | 0 | 0 | 0 | 0 | 0 | 0 | 0 | 0 | 0 | 0 | 0 | 0 | 0 | 0 | 0 | 0 | 0 | 0 | [10 empty] | 0 | 0 | 0 | 0 | 0 | 0 | 0 | 0 | 0 | 0 | 0 | 0 | 0 | 0 | 0 | 0 | 0 | 0 | 0 | 0 | 0 | 0 | 0 | 0 | 0 | 0 | 0 | 0 | 0 | 0
Res CPR-With Enablement_KU_Winter_3.10.2021_1.37.40 PM.xlsx | Inputs_endUseLoadShapes.xlsx | Inputs_Global_KU_Winter.xlsx | Inputs_Product_Res CPR-With Enablement.xlsx | KU | 20 | Winter | Peak | 3 | Res CPR-With Enablement | Industrial | Printing and Related Support | 6.4735 | 0 | 0 | 0 | 0 | 0 | 0 | 0 | 0 | 0 | 0 | 0 | 0 | 0 | 0 | 0 | 0 | 0 | 0 | 0 | 0 | 0 | 0 | [10 empty] | 0 | 0 | 0 | 0 | 0 | 0 | 0 | 0 | 0 | 0 | 0 | 0 | 0 | 0 | 0 | 0 | 0 | 0 | 0 | 0 | 0 | 0 | 0 | 0 | 0 | 0 | 0 | 0 | 0 | 0
Res CPR-With Enablement_KU_Winter_3.10.2021_1.37.40 PM.xlsx | Inputs_endUseLoadShapes.xlsx | Inputs_Global_KU_Winter.xlsx | Inputs_Product_Res CPR-With Enablement.xlsx | KU | 20 | Winter | Peak | 3 | Res CPR-With Enablement | Industrial | Textiles | 0.21101 | 0 | 0 | 0 | 0 | 0 | 0 | 0 | 0 | 0 | 0 | 0 | 0 | 0 | 0 | 0 | 0 | 0 | 0 | 0 | 0 | 0 | 0 | [10 empty] | 0 | 0 | 0 | 0 | 0 | 0 | 0 | 0 | 0 | 0 | 0 | 0 | 0 | 0 | 0 | 0 | 0 | 0 | 0 | 0 | 0 | 0 | 0 | 0 | 0 | 0 | 0 | 0 | 0 | 0
Res CPR-With Enablement_KU_Winter_3.10.2021_1.37.40 PM.xlsx | Inputs_endUseLoadShapes.xlsx | Inputs_Global_KU_Winter.xlsx | Inputs_Product_Res CPR-With Enablement.xlsx | KU | 20 | Winter | Peak | 3 | Res CPR-With Enablement | Industrial | Transportation Equipment | 125.5878 | 0 | 0 | 0 | 0 | 0 | 0 | 0 | 0 | 0 | 0 | 0 | 0 | 0 | 0 | 0 | 0 | 0 | 0 | 0 | 0 | 0 | 0 | [10 empty] | 0 | 0 | 0 | 0 | 0 | 0 | 0 | 0 | 0 | 0 | 0 | 0 | 0 | 0 | 0 | 0 | 0 | 0 | 0 | 0 | 0 | 0 | 0 | 0 | 0 | 0 | 0 | 0 | 0 | 0
Res CPR-With Enablement_KU_Winter_3.10.2021_1.37.40 PM.xlsx | Inputs_endUseLoadShapes.xlsx | Inputs_Global_KU_Winter.xlsx | Inputs_Product_Res CPR-With Enablement.xlsx | KU | 20 | Winter | Peak | 3 | Res CPR-With Enablement | Industrial | Wastewater | 1.2551 | 0 | 0 | 0 | 0 | 0 | 0 | 0 | 0 | 0 | 0 | 0 | 0 | 0 | 0 | 0 | 0 | 0 | 0 | 0 | 0 | 0 | 0 | [10 empty] | 0 | 0 | 0 | 0 | 0 | 0 | 0 | 0 | 0 | 0 | 0 | 0 | 0 | 0 | 0 | 0 | 0 | 0 | 0 | 0 | 0 | 0 | 0 | 0 | 0 | 0 | 0 | 0 | 0 | 0
Res CPR-With Enablement_KU_Winter_3.10.2021_1.37.40 PM.xlsx | Inputs_endUseLoadShapes.xlsx | Inputs_Global_KU_Winter.xlsx | Inputs_Product_Res CPR-With Enablement.xlsx | KU | 20 | Winter | Peak | 3 | Res CPR-With Enablement | Industrial | Water | 20.4778 | 0 | 0 | 0 | 0 | 0 | 0 | 0 | 0 | 0 | 0 | 0 | 0 | 0 | 0 | 0 | 0 | 0 | 0 | 0 | 0 | 0 | 0 | [10 empty] | 0 | 0 | 0 | 0 | 0 | 0 | 0 | 0 | 0 | 0 | 0 | 0 | 0 | 0 | 0 | 0 | 0 | 0 | 0 | 0 | 0 | 0 | 0 | 0 | 0 | 0 | 0 | 0 | 0 | 0
Res CPR-With Enablement_KU_Winter_3.10.2021_1.37.40 PM.xlsx | Inputs_endUseLoadShapes.xlsx | Inputs_Global_KU_Winter.xlsx | Inputs_Product_Res CPR-With Enablement.xlsx | KU | 20 | Winter | Peak | 3 | Res CPR-With Enablement | Industrial | Wood Products | 4.7458 | 0 | 0 | 0 | 0 | 0 | 0 | 0 | 0 | 0 | 0 | 0 | 0 | 0 | 0 | 0 | 0 | 0 | 0 | 0 | 0 | 0 | 0 | [10 empty] | 0 | 0 | 0 | 0 | 0 | 0 | 0 | 0 | 0 | 0 | 0 | 0 | 0 | 0 | 0 | 0 | 0 | 0 | 0 | 0 | 0 | 0 | 0 | 0 | 0 | 0 | 0 | 0 | 0 | 0
Res CPR-With Enablement_KU_Winter_3.10.2021_1.37.40 PM.xlsx | Inputs_endUseLoadShapes.xlsx | Inputs_Global_KU_Winter.xlsx | Inputs_Product_Res CPR-With Enablement.xlsx | KU | 20 | Winter | Peak | 3 | Res CPR-With Enablement | Residential | Manufactured | 181.067 | 181.067 | 54.6783 | 3.8386 | 3.8431 | 3.8311 | 3.8194 | 3.808 | 3.8094 | 3.7906 | 3.7783 | 3.7802 | 3.7945 | 3.7888 | 3.7951 | 3.8025 | 3.8227 | 3.8219 | 3.8327 | 3.8435 | 3.864 | 3.8619 | 3.8703 | [10 empty] | 4420.4918 | 4425.6825 | 4411.8718 | 4398.3932 | 4385.2941 | 4386.8645 | 4365.1676 | 4351.0318 | 4353.221 | 4369.6901 | 4363.1599 | 4370.3935 | 4378.951 | 4402.1649 | 4401.264 | 4413.6884 | 4426.1482 | 4449.6943 | 4447.3284 | 4456.955 | 0 | 0 | 0 | 0 | 0 | 0 | 0 | 0 | 0 | 0
Res CPR-With Enablement_KU_Winter_3.10.2021_1.37.40 PM.xlsx | Inputs_endUseLoadShapes.xlsx | Inputs_Global_KU_Winter.xlsx | Inputs_Product_Res CPR-With Enablement.xlsx | KU | 20 | Winter | Peak | 3 | Res CPR-With Enablement | Residential | Multifamily | 183.0531 | 183.0531 | 52.9167 | 4.2371 | 4.2421 | 4.2289 | 4.216 | 4.2034 | 4.2049 | 4.1841 | 4.1706 | 4.1727 | 4.1884 | 4.1822 | 4.1891 | 4.1973 | 4.2196 | 4.2187 | 4.2306 | 4.2426 | 4.2651 | 4.2629 | 4.2721 | [10 empty] | 4879.4352 | 4885.1647 | 4869.9202 | 4855.0422 | 4840.5831 | 4842.3166 | 4818.367 | 4802.7637 | 4805.1802 | 4823.3592 | 4816.1509 | 4824.1355 | 4833.5815 | 4859.2055 | 4858.2111 | 4871.9254 | 4885.6788 | 4911.6695 | 4909.058 | 4919.684 | 0 | 0 | 0 | 0 | 0 | 0 | 0 | 0 | 0 | 0
Res CPR-With Enablement_KU_Winter_3.10.2021_1.37.40 PM.xlsx | Inputs_endUseLoadShapes.xlsx | Inputs_Global_KU_Winter.xlsx | Inputs_Product_Res CPR-With Enablement.xlsx | KU | 20 | Winter | Peak | 3 | Res CPR-With Enablement | Residential | Single Family | 1201.5545 | 1201.5545 | 332.3262 | 29.0116 | 29.0457 | 28.9551 | 28.8666 | 28.7806 | 28.7909 | 28.6485 | 28.5558 | 28.5701 | 28.6782 | 28.6354 | 28.6828 | 28.739 | 28.8914 | 28.8854 | 28.967 | 29.0488 | 29.2033 | 29.1878 | 29.2509 | [10 empty] | 33409.4072 | 33448.6371 | 33344.2579 | 33242.3888 | 33143.3876 | 33155.2565 | 32991.2746 | 32884.4388 | 32900.9845 | 33025.4556 | 32976.1006 | 33030.7714 | 33095.4477 | 33270.8947 | 33264.0864 | 33357.9878 | 33452.1571 | 33630.1146 | 33612.2339 | 33684.9901 | 0 | 0 | 0 | 0 | 0 | 0 | 0 | 0 | 0 | 0
Res CPR-With Enablement_KU_Winter_3.10.2021_1.37.40 PM.xlsx | Inputs_endUseLoadShapes.xlsx | Inputs_Global_KU_Winter.xlsx | Inputs_Product_Res CPR-With Enablement.xlsx | KU | 20 | Winter | Peak | 3 | Res CPR-With Enablement | 0 | 0 | 0 | 0 | 0 | 0 | 0 | 0 | 0 | 0 | 0 | 0 | 0 | 0 | 0 | 0 | 0 | 0 | 0 | 0 | 0 | 0 | 0 | 0 | 0 | [10 empty] | 0 | 0 | 0 | 0 | 0 | 0 | 0 | 0 | 0 | 0 | 0 | 0 | 0 | 0 | 0 | 0 | 0 | 0 | 0 | 0 | 0 | 0 | 0 | 0 | 0 | 0 | 0 | 0 | 0 | 0
Res CPR-With Enablement_KU_Winter_3.10.2021_1.37.40 PM.xlsx | Inputs_endUseLoadShapes.xlsx | Inputs_Global_KU_Winter.xlsx | Inputs_Product_Res CPR-With Enablement.xlsx | KU | 20 | Winter | Peak | 3 | Res CPR-With Enablement | 0 | 0 | 0 | 0 | 0 | 0 | 0 | 0 | 0 | 0 | 0 | 0 | 0 | 0 | 0 | 0 | 0 | 0 | 0 | 0 | 0 | 0 | 0 | 0 | 0 | [10 empty] | 0 | 0 | 0 | 0 | 0 | 0 | 0 | 0 | 0 | 0 | 0 | 0 | 0 | 0 | 0 | 0 | 0 | 0 | 0 | 0 | 0 | 0 | 0 | 0 | 0 | 0 | 0 | 0 | 0 | 0
Res CPR-With Enablement_KU_Winter_3.10.2021_1.37.40 PM.xlsx | Inputs_endUseLoadShapes.xlsx | Inputs_Global_KU_Winter.xlsx | Inputs_Product_Res CPR-With Enablement.xlsx | KU | 20 | Winter | Peak | 3 | Res CPR-With Enablement | 0 | 0 | 0 | 0 | 0 | 0 | 0 | 0 | 0 | 0 | 0 | 0 | 0 | 0 | 0 | 0 | 0 | 0 | 0 | 0 | 0 | 0 | 0 | 0 | 0 | [10 empty] | 0 | 0 | 0 | 0 | 0 | 0 | 0 | 0 | 0 | 0 | 0 | 0 | 0 | 0 | 0 | 0 | 0 | 0 | 0 | 0 | 0 | 0 | 0 | 0 | 0 | 0 | 0 | 0 | 0 | 0
Res CPR-With Enablement_KU_Winter_3.10.2021_1.37.40 PM.xlsx | Inputs_endUseLoadShapes.xlsx | Inputs_Global_KU_Winter.xlsx | Inputs_Product_Res CPR-With Enablement.xlsx | KU | 20 | Winter | Peak | 3 | Res CPR-With Enablement | 0 | 0 | 0 | 0 | 0 | 0 | 0 | 0 | 0 | 0 | 0 | 0 | 0 | 0 | 0 | 0 | 0 | 0 | 0 | 0 | 0 | 0 | 0 | 0 | 0 | [10 empty] | 0 | 0 | 0 | 0 | 0 | 0 | 0 | 0 | 0 | 0 | 0 | 0 | 0 | 0 | 0 | 0 | 0 | 0 | 0 | 0 | 0 | 0 | 0 | 0 | 0 | 0 | 0 | 0 | 0 | 0
Res TOU-time of use_KU_Winter_3.10.2021_1.39.35 PM.xlsx | Inputs_endUseLoadShapes.xlsx | Inputs_Global_KU_Winter.xlsx | Inputs_Product_Res TOU.xlsx | KU | 20 | Winter | Peak | 3 | Res TOU-time of use | Commercial | Grocery | 33.8466 | 0 | 0 | 0 | 0 | 0 | 0 | 0 | 0 | 0 | 0 | 0 | 0 | 0 | 0 | 0 | 0 | 0 | 0 | 0 | 0 | 0 | 0 | [10 empty] | 0 | 0 | 0 | 0 | 0 | 0 | 0 | 0 | 0 | 0 | 0 | 0 | 0 | 0 | 0 | 0 | 0 | 0 | 0 | 0 | 0 | 0 | 0 | 0 | 0 | 0 | 0 | 0 | 0 | 0
Res TOU-time of use_KU_Winter_3.10.2021_1.39.35 PM.xlsx | Inputs_endUseLoadShapes.xlsx | Inputs_Global_KU_Winter.xlsx | Inputs_Product_Res TOU.xlsx | KU | 20 | Winter | Peak | 3 | Res TOU-time of use | Commercial | Health | 72.7412 | 0 | 0 | 0 | 0 | 0 | 0 | 0 | 0 | 0 | 0 | 0 | 0 | 0 | 0 | 0 | 0 | 0 | 0 | 0 | 0 | 0 | 0 | [10 empty] | 0 | 0 | 0 | 0 | 0 | 0 | 0 | 0 | 0 | 0 | 0 | 0 | 0 | 0 | 0 | 0 | 0 | 0 | 0 | 0 | 0 | 0 | 0 | 0 | 0 | 0 | 0 | 0 | 0 | 0
Res TOU-time of use_KU_Winter_3.10.2021_1.39.35 PM.xlsx | Inputs_endUseLoadShapes.xlsx | Inputs_Global_KU_Winter.xlsx | Inputs_Product_Res TOU.xlsx | KU | 20 | Winter | Peak | 3 | Res TOU-time of use | Commercial | Large Office | 81.0748 | 0 | 0 | 0 | 0 | 0 | 0 | 0 | 0 | 0 | 0 | 0 | 0 | 0 | 0 | 0 | 0 | 0 | 0 | 0 | 0 | 0 | 0 | [10 empty] | 0 | 0 | 0 | 0 | 0 | 0 | 0 | 0 | 0 | 0 | 0 | 0 | 0 | 0 | 0 | 0 | 0 | 0 | 0 | 0 | 0 | 0 | 0 | 0 | 0 | 0 | 0 | 0 | 0 | 0
Res TOU-time of use_KU_Winter_3.10.2021_1.39.35 PM.xlsx | Inputs_endUseLoadShapes.xlsx | Inputs_Global_KU_Winter.xlsx | Inputs_Product_Res TOU.xlsx | KU | 20 | Winter | Peak | 3 | Res TOU-time of use | Commercial | Large Retail | 30.8019 | 0 | 0 | 0 | 0 | 0 | 0 | 0 | 0 | 0 | 0 | 0 | 0 | 0 | 0 | 0 | 0 | 0 | 0 | 0 | 0 | 0 | 0 | [10 empty] | 0 | 0 | 0 | 0 | 0 | 0 | 0 | 0 | 0 | 0 | 0 | 0 | 0 | 0 | 0 | 0 | 0 | 0 | 0 | 0 | 0 | 0 | 0 | 0 | 0 | 0 | 0 | 0 | 0 | 0
Res TOU-time of use_KU_Winter_3.10.2021_1.39.35 PM.xlsx | Inputs_endUseLoadShapes.xlsx | Inputs_Global_KU_Winter.xlsx | Inputs_Product_Res TOU.xlsx | KU | 20 | Winter | Peak | 3 | Res TOU-time of use | Commercial | Lodging | 12.3122 | 0 | 0 | 0 | 0 | 0 | 0 | 0 | 0 | 0 | 0 | 0 | 0 | 0 | 0 | 0 | 0 | 0 | 0 | 0 | 0 | 0 | 0 | [10 empty] | 0 | 0 | 0 | 0 | 0 | 0 | 0 | 0 | 0 | 0 | 0 | 0 | 0 | 0 | 0 | 0 | 0 | 0 | 0 | 0 | 0 | 0 | 0 | 0 | 0 | 0 | 0 | 0 | 0 | 0
Res TOU-time of use_KU_Winter_3.10.2021_1.39.35 PM.xlsx | Inputs_endUseLoadShapes.xlsx | Inputs_Global_KU_Winter.xlsx | Inputs_Product_Res TOU.xlsx | KU | 20 | Winter | Peak | 3 | Res TOU-time of use | Commercial | Miscellaneous | 280.9956 | 0 | 0 | 0 | 0 | 0 | 0 | 0 | 0 | 0 | 0 | 0 | 0 | 0 | 0 | 0 | 0 | 0 | 0 | 0 | 0 | 0 | 0 | [10 empty] | 0 | 0 | 0 | 0 | 0 | 0 | 0 | 0 | 0 | 0 | 0 | 0 | 0 | 0 | 0 | 0 | 0 | 0 | 0 | 0 | 0 | 0 | 0 | 0 | 0 | 0 | 0 | 0 | 0 | 0
Res TOU-time of use_KU_Winter_3.10.2021_1.39.35 PM.xlsx | Inputs_endUseLoadShapes.xlsx | Inputs_Global_KU_Winter.xlsx | Inputs_Product_Res TOU.xlsx | KU | 20 | Winter | Peak | 3 | Res TOU-time of use | Commercial | Restaurant | 26.9859 | 0 | 0 | 0 | 0 | 0 | 0 | 0 | 0 | 0 | 0 | 0 | 0 | 0 | 0 | 0 | 0 | 0 | 0 | 0 | 0 | 0 | 0 | [10 empty] | 0 | 0 | 0 | 0 | 0 | 0 | 0 | 0 | 0 | 0 | 0 | 0 | 0 | 0 | 0 | 0 | 0 | 0 | 0 | 0 | 0 | 0 | 0 | 0 | 0 | 0 | 0 | 0 | 0 | 0
Res TOU-time of use_KU_Winter_3.10.2021_1.39.35 PM.xlsx | Inputs_endUseLoadShapes.xlsx | Inputs_Global_KU_Winter.xlsx | Inputs_Product_Res TOU.xlsx | KU | 20 | Winter | Peak | 3 | Res TOU-time of use | Commercial | School | 374.2592 | 0 | 0 | 0 | 0 | 0 | 0 | 0 | 0 | 0 | 0 | 0 | 0 | 0 | 0 | 0 | 0 | 0 | 0 | 0 | 0 | 0 | 0 | [10 empty] | 0 | 0 | 0 | 0 | 0 | 0 | 0 | 0 | 0 | 0 | 0 | 0 | 0 | 0 | 0 | 0 | 0 | 0 | 0 | 0 | 0 | 0 | 0 | 0 | 0 | 0 | 0 | 0 | 0 | 0
Res TOU-time of use_KU_Winter_3.10.2021_1.39.35 PM.xlsx | Inputs_endUseLoadShapes.xlsx | Inputs_Global_KU_Winter.xlsx | Inputs_Product_Res TOU.xlsx | KU | 20 | Winter | Peak | 3 | Res TOU-time of use | Commercial | Small Office | 115.7711 | 0 | 0 | 0 | 0 | 0 | 0 | 0 | 0 | 0 | 0 | 0 | 0 | 0 | 0 | 0 | 0 | 0 | 0 | 0 | 0 | 0 | 0 | [10 empty] | 0 | 0 | 0 | 0 | 0 | 0 | 0 | 0 | 0 | 0 | 0 | 0 | 0 | 0 | 0 | 0 | 0 | 0 | 0 | 0 | 0 | 0 | 0 | 0 | 0 | 0 | 0 | 0 | 0 | 0
Res TOU-time of use_KU_Winter_3.10.2021_1.39.35 PM.xlsx | Inputs_endUseLoadShapes.xlsx | Inputs_Global_KU_Winter.xlsx | Inputs_Product_Res TOU.xlsx | KU | 20 | Winter | Peak | 3 | Res TOU-time of use | Commercial | Small Retail | 5.0074 | 0 | 0 | 0 | 0 | 0 | 0 | 0 | 0 | 0 | 0 | 0 | 0 | 0 | 0 | 0 | 0 | 0 | 0 | 0 | 0 | 0 | 0 | [10 empty] | 0 | 0 | 0 | 0 | 0 | 0 | 0 | 0 | 0 | 0 | 0 | 0 | 0 | 0 | 0 | 0 | 0 | 0 | 0 | 0 | 0 | 0 | 0 | 0 | 0 | 0 | 0 | 0 | 0 | 0
Res TOU-time of use_KU_Winter_3.10.2021_1.39.35 PM.xlsx | Inputs_endUseLoadShapes.xlsx | Inputs_Global_KU_Winter.xlsx | Inputs_Product_Res TOU.xlsx | KU | 20 | Winter | Peak | 3 | Res TOU-time of use | Commercial | Warehouse | 11.6768 | 0 | 0 | 0 | 0 | 0 | 0 | 0 | 0 | 0 | 0 | 0 | 0 | 0 | 0 | 0 | 0 | 0 | 0 | 0 | 0 | 0 | 0 | [10 empty] | 0 | 0 | 0 | 0 | 0 | 0 | 0 | 0 | 0 | 0 | 0 | 0 | 0 | 0 | 0 | 0 | 0 | 0 | 0 | 0 | 0 | 0 | 0 | 0 | 0 | 0 | 0 | 0 | 0 | 0
Res TOU-time of use_KU_Winter_3.10.2021_1.39.35 PM.xlsx | Inputs_endUseLoadShapes.xlsx | Inputs_Global_KU_Winter.xlsx | Inputs_Product_Res TOU.xlsx | KU | 20 | Winter | Peak | 3 | Res TOU-time of use | Industrial | Apparel | 3.2397 | 0 | 0 | 0 | 0 | 0 | 0 | 0 | 0 | 0 | 0 | 0 | 0 | 0 | 0 | 0 | 0 | 0 | 0 | 0 | 0 | 0 | 0 | [10 empty] | 0 | 0 | 0 | 0 | 0 | 0 | 0 | 0 | 0 | 0 | 0 | 0 | 0 | 0 | 0 | 0 | 0 | 0 | 0 | 0 | 0 | 0 | 0 | 0 | 0 | 0 | 0 | 0 | 0 | 0
Res TOU-time of use_KU_Winter_3.10.2021_1.39.35 PM.xlsx | Inputs_endUseLoadShapes.xlsx | Inputs_Global_KU_Winter.xlsx | Inputs_Product_Res TOU.xlsx | KU | 20 | Winter | Peak | 3 | Res TOU-time of use | Industrial | Beverage and Tobacco Products | 16.6991 | 0 | 0 | 0 | 0 | 0 | 0 | 0 | 0 | 0 | 0 | 0 | 0 | 0 | 0 | 0 | 0 | 0 | 0 | 0 | 0 | 0 | 0 | [10 empty] | 0 | 0 | 0 | 0 | 0 | 0 | 0 | 0 | 0 | 0 | 0 | 0 | 0 | 0 | 0 | 0 | 0 | 0 | 0 | 0 | 0 | 0 | 0 | 0 | 0 | 0 | 0 | 0 | 0 | 0
Res TOU-time of use_KU_Winter_3.10.2021_1.39.35 PM.xlsx | Inputs_endUseLoadShapes.xlsx | Inputs_Global_KU_Winter.xlsx | Inputs_Product_Res TOU.xlsx | KU | 20 | Winter | Peak | 3 | Res TOU-time of use | Industrial | Chemicals | 43.6551 | 0 | 0 | 0 | 0 | 0 | 0 | 0 | 0 | 0 | 0 | 0 | 0 | 0 | 0 | 0 | 0 | 0 | 0 | 0 | 0 | 0 | 0 | [10 empty] | 0 | 0 | 0 | 0 | 0 | 0 | 0 | 0 | 0 | 0 | 0 | 0 | 0 | 0 | 0 | 0 | 0 | 0 | 0 | 0 | 0 | 0 | 0 | 0 | 0 | 0 | 0 | 0 | 0 | 0
Res TOU-time of use_KU_Winter_3.10.2021_1.39.35 PM.xlsx | Inputs_endUseLoadShapes.xlsx | Inputs_Global_KU_Winter.xlsx | Inputs_Product_Res TOU.xlsx | KU | 20 | Winter | Peak | 3 | Res TOU-time of use | Industrial | Computer and Electronic Products | 0.71049 | 0 | 0 | 0 | 0 | 0 | 0 | 0 | 0 | 0 | 0 | 0 | 0 | 0 | 0 | 0 | 0 | 0 | 0 | 0 | 0 | 0 | 0 | [10 empty] | 0 | 0 | 0 | 0 | 0 | 0 | 0 | 0 | 0 | 0 | 0 | 0 | 0 | 0 | 0 | 0 | 0 | 0 | 0 | 0 | 0 | 0 | 0 | 0 | 0 | 0 | 0 | 0 | 0 | 0
Res TOU-time of use_KU_Winter_3.10.2021_1.39.35 PM.xlsx | Inputs_endUseLoadShapes.xlsx | Inputs_Global_KU_Winter.xlsx | Inputs_Product_Res TOU.xlsx | KU | 20 | Winter | Peak | 3 | Res TOU-time of use | Industrial | Electrical Equip., Appliances, and Components | 30.7217 | 0 | 0 | 0 | 0 | 0 | 0 | 0 | 0 | 0 | 0 | 0 | 0 | 0 | 0 | 0 | 0 | 0 | 0 | 0 | 0 | 0 | 0 | [10 empty] | 0 | 0 | 0 | 0 | 0 | 0 | 0 | 0 | 0 | 0 | 0 | 0 | 0 | 0 | 0 | 0 | 0 | 0 | 0 | 0 | 0 | 0 | 0 | 0 | 0 | 0 | 0 | 0 | 0 | 0
Res TOU-time of use_KU_Winter_3.10.2021_1.39.35 PM.xlsx | Inputs_endUseLoadShapes.xlsx | Inputs_Global_KU_Winter.xlsx | Inputs_Product_Res TOU.xlsx | KU | 20 | Winter | Peak | 3 | Res TOU-time of use | Industrial | Fabricated Metal Products | 34.2705 | 0 | 0 | 0 | 0 | 0 | 0 | 0 | 0 | 0 | 0 | 0 | 0 | 0 | 0 | 0 | 0 | 0 | 0 | 0 | 0 | 0 | 0 | [10 empty] | 0 | 0 | 0 | 0 | 0 | 0 | 0 | 0 | 0 | 0 | 0 | 0 | 0 | 0 | 0 | 0 | 0 | 0 | 0 | 0 | 0 | 0 | 0 | 0 | 0 | 0 | 0 | 0 | 0 | 0
Res TOU-time of use_KU_Winter_3.10.2021_1.39.35 PM.xlsx | Inputs_endUseLoadShapes.xlsx | Inputs_Global_KU_Winter.xlsx | Inputs_Product_Res TOU.xlsx | KU | 20 | Winter | Peak | 3 | Res TOU-time of use | Industrial | Food | 47.1223 | 0 | 0 | 0 | 0 | 0 | 0 | 0 | 0 | 0 | 0 | 0 | 0 | 0 | 0 | 0 | 0 | 0 | 0 | 0 | 0 | 0 | 0 | [10 empty] | 0 | 0 | 0 | 0 | 0 | 0 | 0 | 0 | 0 | 0 | 0 | 0 | 0 | 0 | 0 | 0 | 0 | 0 | 0 | 0 | 0 | 0 | 0 | 0 | 0 | 0 | 0 | 0 | 0 | 0
Res TOU-time of use_KU_Winter_3.10.2021_1.39.35 PM.xlsx | Inputs_endUseLoadShapes.xlsx | Inputs_Global_KU_Winter.xlsx | Inputs_Product_Res TOU.xlsx | KU | 20 | Winter | Peak | 3 | Res TOU-time of use | Industrial | Furniture and Related Products | 2.817 | 0 | 0 | 0 | 0 | 0 | 0 | 0 | 0 | 0 | 0 | 0 | 0 | 0 | 0 | 0 | 0 | 0 | 0 | 0 | 0 | 0 | 0 | [10 empty] | 0 | 0 | 0 | 0 | 0 | 0 | 0 | 0 | 0 | 0 | 0 | 0 | 0 | 0 | 0 | 0 | 0 | 0 | 0 | 0 | 0 | 0 | 0 | 0 | 0 | 0 | 0 | 0 | 0 | 0
Res TOU-time of use_KU_Winter_3.10.2021_1.39.35 PM.xlsx | Inputs_endUseLoadShapes.xlsx | Inputs_Global_KU_Winter.xlsx | Inputs_Product_Res TOU.xlsx | KU | 20 | Winter | Peak | 3 | Res TOU-time of use | Industrial | Machinery | 9.4036 | 0 | 0 | 0 | 0 | 0 | 0 | 0 | 0 | 0 | 0 | 0 | 0 | 0 | 0 | 0 | 0 | 0 | 0 | 0 | 0 | 0 | 0 | [10 empty] | 0 | 0 | 0 | 0 | 0 | 0 | 0 | 0 | 0 | 0 | 0 | 0 | 0 | 0 | 0 | 0 | 0 | 0 | 0 | 0 | 0 | 0 | 0 | 0 | 0 | 0 | 0 | 0 | 0 | 0
Res TOU-time of use_KU_Winter_3.10.2021_1.39.35 PM.xlsx | Inputs_endUseLoadShapes.xlsx | Inputs_Global_KU_Winter.xlsx | Inputs_Product_Res TOU.xlsx | KU | 20 | Winter | Peak | 3 | Res TOU-time of use | Industrial | Mining | 20.147 | 0 | 0 | 0 | 0 | 0 | 0 | 0 | 0 | 0 | 0 | 0 | 0 | 0 | 0 | 0 | 0 | 0 | 0 | 0 | 0 | 0 | 0 | [10 empty] | 0 | 0 | 0 | 0 | 0 | 0 | 0 | 0 | 0 | 0 | 0 | 0 | 0 | 0 | 0 | 0 | 0 | 0 | 0 | 0 | 0 | 0 | 0 | 0 | 0 | 0 | 0 | 0 | 0 | 0
Res TOU-time of use_KU_Winter_3.10.2021_1.39.35 PM.xlsx | Inputs_endUseLoadShapes.xlsx | Inputs_Global_KU_Winter.xlsx | Inputs_Product_Res TOU.xlsx | KU | 20 | Winter | Peak | 3 | Res TOU-time of use | Industrial | Miscellaneous | 56.4196 | 0 | 0 | 0 | 0 | 0 | 0 | 0 | 0 | 0 | 0 | 0 | 0 | 0 | 0 | 0 | 0 | 0 | 0 | 0 | 0 | 0 | 0 | [10 empty] | 0 | 0 | 0 | 0 | 0 | 0 | 0 | 0 | 0 | 0 | 0 | 0 | 0 | 0 | 0 | 0 | 0 | 0 | 0 | 0 | 0 | 0 | 0 | 0 | 0 | 0 | 0 | 0 | 0 | 0
Res TOU-time of use_KU_Winter_3.10.2021_1.39.35 PM.xlsx | Inputs_endUseLoadShapes.xlsx | Inputs_Global_KU_Winter.xlsx | Inputs_Product_Res TOU.xlsx | KU | 20 | Winter | Peak | 3 | Res TOU-time of use | Industrial | Nonmetallic Mineral Products | 31.3759 | 0 | 0 | 0 | 0 | 0 | 0 | 0 | 0 | 0 | 0 | 0 | 0 | 0 | 0 | 0 | 0 | 0 | 0 | 0 | 0 | 0 | 0 | [10 empty] | 0 | 0 | 0 | 0 | 0 | 0 | 0 | 0 | 0 | 0 | 0 | 0 | 0 | 0 | 0 | 0 | 0 | 0 | 0 | 0 | 0 | 0 | 0 | 0 | 0 | 0 | 0 | 0 | 0 | 0
Res TOU-time of use_KU_Winter_3.10.2021_1.39.35 PM.xlsx | Inputs_endUseLoadShapes.xlsx | Inputs_Global_KU_Winter.xlsx | Inputs_Product_Res TOU.xlsx | KU | 20 | Winter | Peak | 3 | Res TOU-time of use | Industrial | Paper | 19.3787 | 0 | 0 | 0 | 0 | 0 | 0 | 0 | 0 | 0 | 0 | 0 | 0 | 0 | 0 | 0 | 0 | 0 | 0 | 0 | 0 | 0 | 0 | [10 empty] | 0 | 0 | 0 | 0 | 0 | 0 | 0 | 0 | 0 | 0 | 0 | 0 | 0 | 0 | 0 | 0 | 0 | 0 | 0 | 0 | 0 | 0 | 0 | 0 | 0 | 0 | 0 | 0 | 0 | 0
Res TOU-time of use_KU_Winter_3.10.2021_1.39.35 PM.xlsx | Inputs_endUseLoadShapes.xlsx | Inputs_Global_KU_Winter.xlsx | Inputs_Product_Res TOU.xlsx | KU | 20 | Winter | Peak | 3 | Res TOU-time of use | Industrial | Petroleum and Coal Products | 27.2069 | 0 | 0 | 0 | 0 | 0 | 0 | 0 | 0 | 0 | 0 | 0 | 0 | 0 | 0 | 0 | 0 | 0 | 0 | 0 | 0 | 0 | 0 | [10 empty] | 0 | 0 | 0 | 0 | 0 | 0 | 0 | 0 | 0 | 0 | 0 | 0 | 0 | 0 | 0 | 0 | 0 | 0 | 0 | 0 | 0 | 0 | 0 | 0 | 0 | 0 | 0 | 0 | 0 | 0
Res TOU-time of use_KU_Winter_3.10.2021_1.39.35 PM.xlsx | Inputs_endUseLoadShapes.xlsx | Inputs_Global_KU_Winter.xlsx | Inputs_Product_Res TOU.xlsx | KU | 20 | Winter | Peak | 3 | Res TOU-time of use | Industrial | Plastics and Rubber Products | 67.4645 | 0 | 0 | 0 | 0 | 0 | 0 | 0 | 0 | 0 | 0 | 0 | 0 | 0 | 0 | 0 | 0 | 0 | 0 | 0 | 0 | 0 | 0 | [10 empty] | 0 | 0 | 0 | 0 | 0 | 0 | 0 | 0 | 0 | 0 | 0 | 0 | 0 | 0 | 0 | 0 | 0 | 0 | 0 | 0 | 0 | 0 | 0 | 0 | 0 | 0 | 0 | 0 | 0 | 0
Res TOU-time of use_KU_Winter_3.10.2021_1.39.35 PM.xlsx | Inputs_endUseLoadShapes.xlsx | Inputs_Global_KU_Winter.xlsx | Inputs_Product_Res TOU.xlsx | KU | 20 | Winter | Peak | 3 | Res TOU-time of use | Industrial | Primary Metals | 194.5089 | 0 | 0 | 0 | 0 | 0 | 0 | 0 | 0 | 0 | 0 | 0 | 0 | 0 | 0 | 0 | 0 | 0 | 0 | 0 | 0 | 0 | 0 | [10 empty] | 0 | 0 | 0 | 0 | 0 | 0 | 0 | 0 | 0 | 0 | 0 | 0 | 0 | 0 | 0 | 0 | 0 | 0 | 0 | 0 | 0 | 0 | 0 | 0 | 0 | 0 | 0 | 0 | 0 | 0
Res TOU-time of use_KU_Winter_3.10.2021_1.39.35 PM.xlsx | Inputs_endUseLoadShapes.xlsx | Inputs_Global_KU_Winter.xlsx | Inputs_Product_Res TOU.xlsx | KU | 20 | Winter | Peak | 3 | Res TOU-time of use | Industrial | Printing and Related Support | 6.4735 | 0 | 0 | 0 | 0 | 0 | 0 | 0 | 0 | 0 | 0 | 0 | 0 | 0 | 0 | 0 | 0 | 0 | 0 | 0 | 0 | 0 | 0 | [10 empty] | 0 | 0 | 0 | 0 | 0 | 0 | 0 | 0 | 0 | 0 | 0 | 0 | 0 | 0 | 0 | 0 | 0 | 0 | 0 | 0 | 0 | 0 | 0 | 0 | 0 | 0 | 0 | 0 | 0 | 0
Res TOU-time of use_KU_Winter_3.10.2021_1.39.35 PM.xlsx | Inputs_endUseLoadShapes.xlsx | Inputs_Global_KU_Winter.xlsx | Inputs_Product_Res TOU.xlsx | KU | 20 | Winter | Peak | 3 | Res TOU-time of use | Industrial | Textiles | 0.21101 | 0 | 0 | 0 | 0 | 0 | 0 | 0 | 0 | 0 | 0 | 0 | 0 | 0 | 0 | 0 | 0 | 0 | 0 | 0 | 0 | 0 | 0 | [10 empty] | 0 | 0 | 0 | 0 | 0 | 0 | 0 | 0 | 0 | 0 | 0 | 0 | 0 | 0 | 0 | 0 | 0 | 0 | 0 | 0 | 0 | 0 | 0 | 0 | 0 | 0 | 0 | 0 | 0 | 0
Res TOU-time of use_KU_Winter_3.10.2021_1.39.35 PM.xlsx | Inputs_endUseLoadShapes.xlsx | Inputs_Global_KU_Winter.xlsx | Inputs_Product_Res TOU.xlsx | KU | 20 | Winter | Peak | 3 | Res TOU-time of use | Industrial | Transportation Equipment | 125.5878 | 0 | 0 | 0 | 0 | 0 | 0 | 0 | 0 | 0 | 0 | 0 | 0 | 0 | 0 | 0 | 0 | 0 | 0 | 0 | 0 | 0 | 0 | [10 empty] | 0 | 0 | 0 | 0 | 0 | 0 | 0 | 0 | 0 | 0 | 0 | 0 | 0 | 0 | 0 | 0 | 0 | 0 | 0 | 0 | 0 | 0 | 0 | 0 | 0 | 0 | 0 | 0 | 0 | 0
Res TOU-time of use_KU_Winter_3.10.2021_1.39.35 PM.xlsx | Inputs_endUseLoadShapes.xlsx | Inputs_Global_KU_Winter.xlsx | Inputs_Product_Res TOU.xlsx | KU | 20 | Winter | Peak | 3 | Res TOU-time of use | Industrial | Wastewater | 1.2551 | 0 | 0 | 0 | 0 | 0 | 0 | 0 | 0 | 0 | 0 | 0 | 0 | 0 | 0 | 0 | 0 | 0 | 0 | 0 | 0 | 0 | 0 | [10 empty] | 0 | 0 | 0 | 0 | 0 | 0 | 0 | 0 | 0 | 0 | 0 | 0 | 0 | 0 | 0 | 0 | 0 | 0 | 0 | 0 | 0 | 0 | 0 | 0 | 0 | 0 | 0 | 0 | 0 | 0
Res TOU-time of use_KU_Winter_3.10.2021_1.39.35 PM.xlsx | Inputs_endUseLoadShapes.xlsx | Inputs_Global_KU_Winter.xlsx | Inputs_Product_Res TOU.xlsx | KU | 20 | Winter | Peak | 3 | Res TOU-time of use | Industrial | Water | 20.4778 | 0 | 0 | 0 | 0 | 0 | 0 | 0 | 0 | 0 | 0 | 0 | 0 | 0 | 0 | 0 | 0 | 0 | 0 | 0 | 0 | 0 | 0 | [10 empty] | 0 | 0 | 0 | 0 | 0 | 0 | 0 | 0 | 0 | 0 | 0 | 0 | 0 | 0 | 0 | 0 | 0 | 0 | 0 | 0 | 0 | 0 | 0 | 0 | 0 | 0 | 0 | 0 | 0 | 0
Res TOU-time of use_KU_Winter_3.10.2021_1.39.35 PM.xlsx | Inputs_endUseLoadShapes.xlsx | Inputs_Global_KU_Winter.xlsx | Inputs_Product_Res TOU.xlsx | KU | 20 | Winter | Peak | 3 | Res TOU-time of use | Industrial | Wood Products | 4.7458 | 0 | 0 | 0 | 0 | 0 | 0 | 0 | 0 | 0 | 0 | 0 | 0 | 0 | 0 | 0 | 0 | 0 | 0 | 0 | 0 | 0 | 0 | [10 empty] | 0 | 0 | 0 | 0 | 0 | 0 | 0 | 0 | 0 | 0 | 0 | 0 | 0 | 0 | 0 | 0 | 0 | 0 | 0 | 0 | 0 | 0 | 0 | 0 | 0 | 0 | 0 | 0 | 0 | 0
Res TOU-time of use_KU_Winter_3.10.2021_1.39.35 PM.xlsx | Inputs_endUseLoadShapes.xlsx | Inputs_Global_KU_Winter.xlsx | Inputs_Product_Res TOU.xlsx | KU | 20 | Winter | Peak | 3 | Res TOU-time of use | Residential | Manufactured | 181.067 | 181.067 | 18.1067 | 3.2145 | 3.2183 | 3.2082 | 3.1984 | 3.1889 | 3.19 | 3.1743 | 3.164 | 3.1656 | 3.1775 | 3.1728 | 3.1781 | 3.1843 | 3.2012 | 3.2005 | 3.2095 | 3.2186 | 3.2357 | 3.234 | 3.241 | [10 empty] | 8840.9837 | 8851.3649 | 8823.7435 | 8796.7864 | 8770.5881 | 8773.7289 | 8730.3351 | 8702.0636 | 8706.4421 | 8739.3803 | 8726.3197 | 8740.787 | 8757.902 | 8804.3298 | 8802.5281 | 8827.3768 | 8852.2964 | 8899.3885 | 8894.6568 | 8913.91 | 0 | 0 | 0 | 0 | 0 | 0 | 0 | 0 | 0 | 0
Res TOU-time of use_KU_Winter_3.10.2021_1.39.35 PM.xlsx | Inputs_endUseLoadShapes.xlsx | Inputs_Global_KU_Winter.xlsx | Inputs_Product_Res TOU.xlsx | KU | 20 | Winter | Peak | 3 | Res TOU-time of use | Residential | Multifamily | 183.0531 | 183.0531 | 18.3053 | 3.5482 | 3.5524 | 3.5413 | 3.5305 | 3.52 | 3.5212 | 3.5038 | 3.4925 | 3.4942 | 3.5074 | 3.5022 | 3.508 | 3.5149 | 3.5335 | 3.5328 | 3.5428 | 3.5528 | 3.5717 | 3.5698 | 3.5775 | [10 empty] | 9758.8704 | 9770.3294 | 9739.8403 | 9710.0844 | 9681.1662 | 9684.6331 | 9636.7341 | 9605.5274 | 9610.3604 | 9646.7183 | 9632.3018 | 9648.2711 | 9667.163 | 9718.411 | 9716.4223 | 9743.8508 | 9771.3576 | 9823.3389 | 9818.116 | 9839.368 | 0 | 0 | 0 | 0 | 0 | 0 | 0 | 0 | 0 | 0
Res TOU-time of use_KU_Winter_3.10.2021_1.39.35 PM.xlsx | Inputs_endUseLoadShapes.xlsx | Inputs_Global_KU_Winter.xlsx | Inputs_Product_Res TOU.xlsx | KU | 20 | Winter | Peak | 3 | Res TOU-time of use | Residential | Single Family | 1201.5545 | 1201.5545 | 120.1554 | 24.2946 | 24.3231 | 24.2472 | 24.1732 | 24.1012 | 24.1098 | 23.9905 | 23.9129 | 23.9249 | 24.0154 | 23.9795 | 24.0193 | 24.0663 | 24.1939 | 24.1889 | 24.2572 | 24.3257 | 24.4551 | 24.4421 | 24.495 | [10 empty] | 66818.8143 | 66897.2741 | 66688.5158 | 66484.7775 | 66286.7753 | 66310.513 | 65982.5492 | 65768.8776 | 65801.9691 | 66050.9111 | 65952.2013 | 66061.5429 | 66190.8955 | 66541.7895 | 66528.1728 | 66715.9756 | 66904.3142 | 67260.2292 | 67224.4678 | 67369.9801 | 0 | 0 | 0 | 0 | 0 | 0 | 0 | 0 | 0 | 0
Res TOU-time of use_KU_Winter_3.10.2021_1.39.35 PM.xlsx | Inputs_endUseLoadShapes.xlsx | Inputs_Global_KU_Winter.xlsx | Inputs_Product_Res TOU.xlsx | KU | 20 | Winter | Peak | 3 | Res TOU-time of use | 0 | 0 | 0 | 0 | 0 | 0 | 0 | 0 | 0 | 0 | 0 | 0 | 0 | 0 | 0 | 0 | 0 | 0 | 0 | 0 | 0 | 0 | 0 | 0 | 0 | [10 empty] | 0 | 0 | 0 | 0 | 0 | 0 | 0 | 0 | 0 | 0 | 0 | 0 | 0 | 0 | 0 | 0 | 0 | 0 | 0 | 0 | 0 | 0 | 0 | 0 | 0 | 0 | 0 | 0 | 0 | 0
Res TOU-time of use_KU_Winter_3.10.2021_1.39.35 PM.xlsx | Inputs_endUseLoadShapes.xlsx | Inputs_Global_KU_Winter.xlsx | Inputs_Product_Res TOU.xlsx | KU | 20 | Winter | Peak | 3 | Res TOU-time of use | 0 | 0 | 0 | 0 | 0 | 0 | 0 | 0 | 0 | 0 | 0 | 0 | 0 | 0 | 0 | 0 | 0 | 0 | 0 | 0 | 0 | 0 | 0 | 0 | 0 | [10 empty] | 0 | 0 | 0 | 0 | 0 | 0 | 0 | 0 | 0 | 0 | 0 | 0 | 0 | 0 | 0 | 0 | 0 | 0 | 0 | 0 | 0 | 0 | 0 | 0 | 0 | 0 | 0 | 0 | 0 | 0
Res TOU-time of use_KU_Winter_3.10.2021_1.39.35 PM.xlsx | Inputs_endUseLoadShapes.xlsx | Inputs_Global_KU_Winter.xlsx | Inputs_Product_Res TOU.xlsx | KU | 20 | Winter | Peak | 3 | Res TOU-time of use | 0 | 0 | 0 | 0 | 0 | 0 | 0 | 0 | 0 | 0 | 0 | 0 | 0 | 0 | 0 | 0 | 0 | 0 | 0 | 0 | 0 | 0 | 0 | 0 | 0 | [10 empty] | 0 | 0 | 0 | 0 | 0 | 0 | 0 | 0 | 0 | 0 | 0 | 0 | 0 | 0 | 0 | 0 | 0 | 0 | 0 | 0 | 0 | 0 | 0 | 0 | 0 | 0 | 0 | 0 | 0 | 0
Res TOU-time of use_KU_Winter_3.10.2021_1.39.35 PM.xlsx | Inputs_endUseLoadShapes.xlsx | Inputs_Global_KU_Winter.xlsx | Inputs_Product_Res TOU.xlsx | KU | 20 | Winter | Peak | 3 | Res TOU-time of use | 0 | 0 | 0 | 0 | 0 | 0 | 0 | 0 | 0 | 0 | 0 | 0 | 0 | 0 | 0 | 0 | 0 | 0 | 0 | 0 | 0 | 0 | 0 | 0 | 0 | [10 empty] | 0 | 0 | 0 | 0 | 0 | 0 | 0 | 0 | 0 | 0 | 0 | 0 | 0 | 0 | 0 | 0 | 0 | 0 | 0 | 0 | 0 | 0 | 0 | 0 | 0 | 0 | 0 | 0 | 0 | 0

## Portfolio Summary Data at Gen
FileName | Inputs_endUseLoadShapes File Name | Inputs_Global File Name | Inputs_Product File Name | Region | Maximum # of Hours per Season | Season | Daily Period | Event Length | Product-Scenario | Sector | Segment | Load Basis (MW) End Year | Eligible Load Basis (MW) End Year | Technical Potential (MW) End Year | Achievable Potential (MW) Year 1 | Achievable Potential (MW) Year 2 | Achievable Potential (MW) Year 3 | Achievable Potential (MW) Year 4 | Achievable Potential (MW) Year 5 | Achievable Potential (MW) Year 6 | Achievable Potential (MW) Year 7 | Achievable Potential (MW) Year 8 | Achievable Potential (MW) Year 9 | Achievable Potential (MW) Year 10 | Achievable Potential (MW) Year 11 | Achievable Potential (MW) Year 12 | Achievable Potential (MW) Year 13 | Achievable Potential (MW) Year 14 | Achievable Potential (MW) Year 15 | Achievable Potential (MW) Year 16 | Achievable Potential (MW) Year 17 | Achievable Potential (MW) Year 18 | Achievable Potential (MW) Year 19 | Achievable Potential (MW) Year 20 | Achievable Potential (MW) Year 21 | Achievable Potential (MW) Year 22 | Achievable Potential (MW) Year 23 | Achievable Potential (MW) Year 24 | Achievable Potential (MW) Year 25 | Achievable Potential (MW) Year 26 | Achievable Potential (MW) Year 27 | Achievable Potential (MW) Year 28 | Achievable Potential (MW) Year 29 | Achievable Potential (MW) Year 30 | Program Participants Year 1 | Program Participants Year 2 | Program Participants Year 3 | Program Participants Year 4 | Program Participants Year 5 | Program Participants Year 6 | Program Participants Year 7 | Program Participants Year 8 | Program Participants Year 9 | Program Participants Year 10 | Program Participants Year 11 | Program Participants Year 12 | Program Participants Year 13 | Program Participants Year 14 | Program Participants Year 15 | Program Participants Year 16 | Program Participants Year 17 | Program Participants Year 18 | Program Participants Year 19 | Program Participants Year 20 | Program Participants Year 21 | Program Participants Year 22 | Program Participants Year 23 | Program Participants Year 24 | Program Participants Year 25 | Program Participants Year 26 | Program Participants Year 27 | Program Participants Year 28 | Program Participants Year 29 | Program Participants Year 30
C&I Curtailment-AutoDR Com_KU_Winter_3.10.2021_8.01.54 PM.xlsx | Inputs_endUseLoadShapes.xlsx | Inputs_Global_KU_Winter.xlsx | Inputs_Product_C&I Curtailment-AutoDR-Com.xlsx | KU | 20 | Winter | Peak | 3 | C&I Curtailment-AutoDR Com | Commercial | Grocery | 36.0838 | 18.6437 | 5.5931 | 1.2837 | 1.2808 | 1.2755 | 1.2671 | 1.2591 | 1.2509 | 1.2424 | 1.2326 | 1.2274 | 1.2229 | 1.2187 | 1.215 | 1.2118 | 1.209 | 1.2066 | 1.2044 | 1.2021 | 1.1983 | 1.1949 | 1.1918 | [10 empty] | 303.0389 | 302.3527 | 301.1217 | 299.1311 | 297.2317 | 295.3078 | 293.2996 | 290.9766 | 289.747 | 288.7012 | 287.7072 | 286.8321 | 286.0825 | 285.4148 | 284.8367 | 284.328 | 283.7891 | 282.8908 | 282.0823 | 281.3516 | 0 | 0 | 0 | 0 | 0 | 0 | 0 | 0 | 0 | 0
C&I Curtailment-AutoDR Com_KU_Winter_3.10.2021_8.01.54 PM.xlsx | Inputs_endUseLoadShapes.xlsx | Inputs_Global_KU_Winter.xlsx | Inputs_Product_C&I Curtailment-AutoDR-Com.xlsx | KU | 20 | Winter | Peak | 3 | C&I Curtailment-AutoDR Com | Commercial | Health | 77.5493 | 40.068 | 12.0204 | 2.3848 | 2.3794 | 2.3697 | 2.354 | 2.3391 | 2.3239 | 2.3081 | 2.2898 | 2.2802 | 2.2719 | 2.2641 | 2.2572 | 2.2513 | 2.2461 | 2.2415 | 2.2375 | 2.2333 | 2.2262 | 2.2198 | 2.2141 | [10 empty] | 562.9795 | 561.7045 | 559.4177 | 555.7196 | 552.191 | 548.6166 | 544.886 | 540.5703 | 538.2859 | 536.3431 | 534.4964 | 532.8708 | 531.4781 | 530.2377 | 529.1636 | 528.2187 | 527.2176 | 525.5486 | 524.0467 | 522.6893 | 0 | 0 | 0 | 0 | 0 | 0 | 0 | 0 | 0 | 0
C&I Curtailment-AutoDR Com_KU_Winter_3.10.2021_8.01.54 PM.xlsx | Inputs_endUseLoadShapes.xlsx | Inputs_Global_KU_Winter.xlsx | Inputs_Product_C&I Curtailment-AutoDR-Com.xlsx | KU | 20 | Winter | Peak | 3 | C&I Curtailment-AutoDR Com | Commercial | Large Office | 86.4336 | 44.6583 | 13.3975 | 1.2895 | 1.2865 | 1.2813 | 1.2728 | 1.2647 | 1.2566 | 1.248 | 1.2381 | 1.2329 | 1.2284 | 1.2242 | 1.2205 | 1.2173 | 1.2145 | 1.212 | 1.2098 | 1.2075 | 1.2037 | 1.2003 | 1.1972 | [10 empty] | 304.4056 | 303.7163 | 302.4798 | 300.4802 | 298.5723 | 296.6396 | 294.6224 | 292.2889 | 291.0537 | 290.0032 | 289.0047 | 288.1257 | 287.3727 | 286.702 | 286.1213 | 285.6103 | 285.069 | 284.1666 | 283.3545 | 282.6205 | 0 | 0 | 0 | 0 | 0 | 0 | 0 | 0 | 0 | 0
C&I Curtailment-AutoDR Com_KU_Winter_3.10.2021_8.01.54 PM.xlsx | Inputs_endUseLoadShapes.xlsx | Inputs_Global_KU_Winter.xlsx | Inputs_Product_C&I Curtailment-AutoDR-Com.xlsx | KU | 20 | Winter | Peak | 3 | C&I Curtailment-AutoDR Com | Commercial | Large Retail | 32.8378 | 16.9666 | 5.09 | 1.5032 | 1.4998 | 1.4937 | 1.4838 | 1.4744 | 1.4649 | 1.4549 | 1.4434 | 1.4373 | 1.4321 | 1.4272 | 1.4228 | 1.4191 | 1.4158 | 1.4129 | 1.4104 | 1.4077 | 1.4033 | 1.3993 | 1.3956 | [10 empty] | 354.8729 | 354.0693 | 352.6278 | 350.2967 | 348.0724 | 345.8193 | 343.4677 | 340.7474 | 339.3074 | 338.0828 | 336.9187 | 335.894 | 335.0161 | 334.2342 | 333.5572 | 332.9615 | 332.3305 | 331.2784 | 330.3317 | 329.4761 | 0 | 0 | 0 | 0 | 0 | 0 | 0 | 0 | 0 | 0
C&I Curtailment-AutoDR Com_KU_Winter_3.10.2021_8.01.54 PM.xlsx | Inputs_endUseLoadShapes.xlsx | Inputs_Global_KU_Winter.xlsx | Inputs_Product_C&I Curtailment-AutoDR-Com.xlsx | KU | 20 | Winter | Peak | 3 | C&I Curtailment-AutoDR Com | Commercial | Lodging | 13.126 | 6.7819 | 2.0346 | 0.32659 | 0.32585 | 0.32453 | 0.32238 | 0.32033 | 0.31826 | 0.31609 | 0.31359 | 0.31227 | 0.31114 | 0.31007 | 0.30912 | 0.30832 | 0.3076 | 0.30697 | 0.30643 | 0.30585 | 0.30488 | 0.30401 | 0.30322 | [10 empty] | 77.0997 | 76.9251 | 76.6119 | 76.1055 | 75.6222 | 75.1327 | 74.6218 | 74.0308 | 73.7179 | 73.4519 | 73.199 | 72.9763 | 72.7856 | 72.6157 | 72.4686 | 72.3392 | 72.2021 | 71.9736 | 71.7679 | 71.582 | 0 | 0 | 0 | 0 | 0 | 0 | 0 | 0 | 0 | 0
C&I Curtailment-AutoDR Com_KU_Winter_3.10.2021_8.01.54 PM.xlsx | Inputs_endUseLoadShapes.xlsx | Inputs_Global_KU_Winter.xlsx | Inputs_Product_C&I Curtailment-AutoDR-Com.xlsx | KU | 20 | Winter | Peak | 3 | C&I Curtailment-AutoDR Com | Commercial | Miscellaneous | 299.5689 | 154.7805 | 46.4341 | 5.2162 | 5.2044 | 5.1832 | 5.1489 | 5.1162 | 5.0831 | 5.0485 | 5.0086 | 4.9874 | 4.9694 | 4.9523 | 4.9372 | 4.9243 | 4.9128 | 4.9029 | 4.8941 | 4.8848 | 4.8694 | 4.8555 | 4.8429 | [10 empty] | 1231.407 | 1228.6183 | 1223.6164 | 1215.5275 | 1207.8094 | 1199.9912 | 1191.8311 | 1182.3915 | 1177.3948 | 1173.1453 | 1169.106 | 1165.5502 | 1162.504 | 1159.7909 | 1157.4416 | 1155.3746 | 1153.1849 | 1149.5344 | 1146.2492 | 1143.2802 | 0 | 0 | 0 | 0 | 0 | 0 | 0 | 0 | 0 | 0
C&I Curtailment-AutoDR Com_KU_Winter_3.10.2021_8.01.54 PM.xlsx | Inputs_endUseLoadShapes.xlsx | Inputs_Global_KU_Winter.xlsx | Inputs_Product_C&I Curtailment-AutoDR-Com.xlsx | KU | 20 | Winter | Peak | 3 | C&I Curtailment-AutoDR Com | Commercial | Restaurant | 28.7696 | 14.8646 | 4.4594 | 1.136 | 1.1334 | 1.1288 | 1.1214 | 1.1143 | 1.107 | 1.0995 | 1.0908 | 1.0862 | 1.0823 | 1.0785 | 1.0753 | 1.0725 | 1.07 | 1.0678 | 1.0659 | 1.0639 | 1.0605 | 1.0575 | 1.0547 | [10 empty] | 268.1847 | 267.5773 | 266.488 | 264.7263 | 263.0454 | 261.3427 | 259.5655 | 257.5097 | 256.4215 | 255.496 | 254.6163 | 253.8419 | 253.1785 | 252.5876 | 252.076 | 251.6258 | 251.1489 | 250.3539 | 249.6384 | 248.9918 | 0 | 0 | 0 | 0 | 0 | 0 | 0 | 0 | 0 | 0
C&I Curtailment-AutoDR Com_KU_Winter_3.10.2021_8.01.54 PM.xlsx | Inputs_endUseLoadShapes.xlsx | Inputs_Global_KU_Winter.xlsx | Inputs_Product_C&I Curtailment-AutoDR-Com.xlsx | KU | 20 | Winter | Peak | 3 | C&I Curtailment-AutoDR Com | Commercial | School | 398.997 | 206.1528 | 61.8458 | 4.3668 | 4.3569 | 4.3391 | 4.3105 | 4.2831 | 4.2554 | 4.2264 | 4.193 | 4.1752 | 4.1602 | 4.1458 | 4.1332 | 4.1224 | 4.1128 | 4.1045 | 4.0971 | 4.0894 | 4.0764 | 4.0648 | 4.0543 | [10 empty] | 1030.8801 | 1028.5456 | 1024.3582 | 1017.5865 | 1011.1252 | 1004.5802 | 997.7489 | 989.8464 | 985.6635 | 982.1059 | 978.7244 | 975.7477 | 973.1975 | 970.9262 | 968.9595 | 967.2291 | 965.396 | 962.3399 | 959.5897 | 957.1042 | 0 | 0 | 0 | 0 | 0 | 0 | 0 | 0 | 0 | 0
C&I Curtailment-AutoDR Com_KU_Winter_3.10.2021_8.01.54 PM.xlsx | Inputs_endUseLoadShapes.xlsx | Inputs_Global_KU_Winter.xlsx | Inputs_Product_C&I Curtailment-AutoDR-Com.xlsx | KU | 20 | Winter | Peak | 3 | C&I Curtailment-AutoDR Com | Commercial | Small Office | 123.4234 | 63.7701 | 19.131 | 2.0484 | 2.0437 | 2.0354 | 2.022 | 2.0091 | 1.9961 | 1.9825 | 1.9668 | 1.9585 | 1.9515 | 1.9447 | 1.9388 | 1.9338 | 1.9292 | 1.9253 | 1.9219 | 1.9183 | 1.9122 | 1.9067 | 1.9018 | [10 empty] | 483.5676 | 482.4725 | 480.5082 | 477.3318 | 474.3009 | 471.2307 | 468.0263 | 464.3194 | 462.3572 | 460.6885 | 459.1022 | 457.7059 | 456.5097 | 455.4443 | 454.5217 | 453.71 | 452.8501 | 451.4166 | 450.1265 | 448.9606 | 0 | 0 | 0 | 0 | 0 | 0 | 0 | 0 | 0 | 0
C&I Curtailment-AutoDR Com_KU_Winter_3.10.2021_8.01.54 PM.xlsx | Inputs_endUseLoadShapes.xlsx | Inputs_Global_KU_Winter.xlsx | Inputs_Product_C&I Curtailment-AutoDR-Com.xlsx | KU | 20 | Winter | Peak | 3 | C&I Curtailment-AutoDR Com | Commercial | Small Retail | 5.3384 | 2.7582 | 0.82747 | 0.20593 | 0.20547 | 0.20463 | 0.20328 | 0.20199 | 0.20068 | 0.19931 | 0.19774 | 0.1969 | 0.19619 | 0.19551 | 0.19492 | 0.19441 | 0.19396 | 0.19356 | 0.19322 | 0.19285 | 0.19224 | 0.19169 | 0.19119 | [10 empty] | 48.6154 | 48.5053 | 48.3078 | 47.9884 | 47.6837 | 47.3751 | 47.0529 | 46.6803 | 46.483 | 46.3152 | 46.1557 | 46.0154 | 45.8951 | 45.788 | 45.6952 | 45.6136 | 45.5272 | 45.3831 | 45.2534 | 45.1362 | 0 | 0 | 0 | 0 | 0 | 0 | 0 | 0 | 0 | 0
C&I Curtailment-AutoDR Com_KU_Winter_3.10.2021_8.01.54 PM.xlsx | Inputs_endUseLoadShapes.xlsx | Inputs_Global_KU_Winter.xlsx | Inputs_Product_C&I Curtailment-AutoDR-Com.xlsx | KU | 20 | Winter | Peak | 3 | C&I Curtailment-AutoDR Com | Commercial | Warehouse | 12.4486 | 6.4319 | 1.9296 | 0.28985 | 0.28919 | 0.28802 | 0.28611 | 0.2843 | 0.28246 | 0.28053 | 0.27831 | 0.27714 | 0.27614 | 0.27519 | 0.27435 | 0.27363 | 0.27299 | 0.27244 | 0.27195 | 0.27144 | 0.27058 | 0.26981 | 0.26911 | [10 empty] | 68.4261 | 68.2711 | 67.9932 | 67.5437 | 67.1148 | 66.6804 | 66.227 | 65.7024 | 65.4248 | 65.1886 | 64.9642 | 64.7666 | 64.5973 | 64.4466 | 64.316 | 64.2012 | 64.0795 | 63.8767 | 63.6941 | 63.5291 | 0 | 0 | 0 | 0 | 0 | 0 | 0 | 0 | 0 | 0
C&I Curtailment-AutoDR Com_KU_Winter_3.10.2021_8.01.54 PM.xlsx | Inputs_endUseLoadShapes.xlsx | Inputs_Global_KU_Winter.xlsx | Inputs_Product_C&I Curtailment-AutoDR-Com.xlsx | KU | 20 | Winter | Peak | 3 | C&I Curtailment-AutoDR Com | Industrial | Apparel | 3.4538 | 0 | 0 | 0 | 0 | 0 | 0 | 0 | 0 | 0 | 0 | 0 | 0 | 0 | 0 | 0 | 0 | 0 | 0 | 0 | 0 | 0 | 0 | [10 empty] | 0 | 0 | 0 | 0 | 0 | 0 | 0 | 0 | 0 | 0 | 0 | 0 | 0 | 0 | 0 | 0 | 0 | 0 | 0 | 0 | 0 | 0 | 0 | 0 | 0 | 0 | 0 | 0 | 0 | 0
C&I Curtailment-AutoDR Com_KU_Winter_3.10.2021_8.01.54 PM.xlsx | Inputs_endUseLoadShapes.xlsx | Inputs_Global_KU_Winter.xlsx | Inputs_Product_C&I Curtailment-AutoDR-Com.xlsx | KU | 20 | Winter | Peak | 3 | C&I Curtailment-AutoDR Com | Industrial | Beverage and Tobacco Products | 17.8028 | 0 | 0 | 0 | 0 | 0 | 0 | 0 | 0 | 0 | 0 | 0 | 0 | 0 | 0 | 0 | 0 | 0 | 0 | 0 | 0 | 0 | 0 | [10 empty] | 0 | 0 | 0 | 0 | 0 | 0 | 0 | 0 | 0 | 0 | 0 | 0 | 0 | 0 | 0 | 0 | 0 | 0 | 0 | 0 | 0 | 0 | 0 | 0 | 0 | 0 | 0 | 0 | 0 | 0
C&I Curtailment-AutoDR Com_KU_Winter_3.10.2021_8.01.54 PM.xlsx | Inputs_endUseLoadShapes.xlsx | Inputs_Global_KU_Winter.xlsx | Inputs_Product_C&I Curtailment-AutoDR-Com.xlsx | KU | 20 | Winter | Peak | 3 | C&I Curtailment-AutoDR Com | Industrial | Chemicals | 46.5406 | 0 | 0 | 0 | 0 | 0 | 0 | 0 | 0 | 0 | 0 | 0 | 0 | 0 | 0 | 0 | 0 | 0 | 0 | 0 | 0 | 0 | 0 | [10 empty] | 0 | 0 | 0 | 0 | 0 | 0 | 0 | 0 | 0 | 0 | 0 | 0 | 0 | 0 | 0 | 0 | 0 | 0 | 0 | 0 | 0 | 0 | 0 | 0 | 0 | 0 | 0 | 0 | 0 | 0
C&I Curtailment-AutoDR Com_KU_Winter_3.10.2021_8.01.54 PM.xlsx | Inputs_endUseLoadShapes.xlsx | Inputs_Global_KU_Winter.xlsx | Inputs_Product_C&I Curtailment-AutoDR-Com.xlsx | KU | 20 | Winter | Peak | 3 | C&I Curtailment-AutoDR Com | Industrial | Computer and Electronic Products | 0.75745 | 0 | 0 | 0 | 0 | 0 | 0 | 0 | 0 | 0 | 0 | 0 | 0 | 0 | 0 | 0 | 0 | 0 | 0 | 0 | 0 | 0 | 0 | [10 empty] | 0 | 0 | 0 | 0 | 0 | 0 | 0 | 0 | 0 | 0 | 0 | 0 | 0 | 0 | 0 | 0 | 0 | 0 | 0 | 0 | 0 | 0 | 0 | 0 | 0 | 0 | 0 | 0 | 0 | 0
C&I Curtailment-AutoDR Com_KU_Winter_3.10.2021_8.01.54 PM.xlsx | Inputs_endUseLoadShapes.xlsx | Inputs_Global_KU_Winter.xlsx | Inputs_Product_C&I Curtailment-AutoDR-Com.xlsx | KU | 20 | Winter | Peak | 3 | C&I Curtailment-AutoDR Com | Industrial | Electrical Equip., Appliances, and Components | 32.7524 | 0 | 0 | 0 | 0 | 0 | 0 | 0 | 0 | 0 | 0 | 0 | 0 | 0 | 0 | 0 | 0 | 0 | 0 | 0 | 0 | 0 | 0 | [10 empty] | 0 | 0 | 0 | 0 | 0 | 0 | 0 | 0 | 0 | 0 | 0 | 0 | 0 | 0 | 0 | 0 | 0 | 0 | 0 | 0 | 0 | 0 | 0 | 0 | 0 | 0 | 0 | 0 | 0 | 0
C&I Curtailment-AutoDR Com_KU_Winter_3.10.2021_8.01.54 PM.xlsx | Inputs_endUseLoadShapes.xlsx | Inputs_Global_KU_Winter.xlsx | Inputs_Product_C&I Curtailment-AutoDR-Com.xlsx | KU | 20 | Winter | Peak | 3 | C&I Curtailment-AutoDR Com | Industrial | Fabricated Metal Products | 36.5357 | 0 | 0 | 0 | 0 | 0 | 0 | 0 | 0 | 0 | 0 | 0 | 0 | 0 | 0 | 0 | 0 | 0 | 0 | 0 | 0 | 0 | 0 | [10 empty] | 0 | 0 | 0 | 0 | 0 | 0 | 0 | 0 | 0 | 0 | 0 | 0 | 0 | 0 | 0 | 0 | 0 | 0 | 0 | 0 | 0 | 0 | 0 | 0 | 0 | 0 | 0 | 0 | 0 | 0
C&I Curtailment-AutoDR Com_KU_Winter_3.10.2021_8.01.54 PM.xlsx | Inputs_endUseLoadShapes.xlsx | Inputs_Global_KU_Winter.xlsx | Inputs_Product_C&I Curtailment-AutoDR-Com.xlsx | KU | 20 | Winter | Peak | 3 | C&I Curtailment-AutoDR Com | Industrial | Food | 50.237 | 0 | 0 | 0 | 0 | 0 | 0 | 0 | 0 | 0 | 0 | 0 | 0 | 0 | 0 | 0 | 0 | 0 | 0 | 0 | 0 | 0 | 0 | [10 empty] | 0 | 0 | 0 | 0 | 0 | 0 | 0 | 0 | 0 | 0 | 0 | 0 | 0 | 0 | 0 | 0 | 0 | 0 | 0 | 0 | 0 | 0 | 0 | 0 | 0 | 0 | 0 | 0 | 0 | 0
C&I Curtailment-AutoDR Com_KU_Winter_3.10.2021_8.01.54 PM.xlsx | Inputs_endUseLoadShapes.xlsx | Inputs_Global_KU_Winter.xlsx | Inputs_Product_C&I Curtailment-AutoDR-Com.xlsx | KU | 20 | Winter | Peak | 3 | C&I Curtailment-AutoDR Com | Industrial | Furniture and Related Products | 3.0032 | 0 | 0 | 0 | 0 | 0 | 0 | 0 | 0 | 0 | 0 | 0 | 0 | 0 | 0 | 0 | 0 | 0 | 0 | 0 | 0 | 0 | 0 | [10 empty] | 0 | 0 | 0 | 0 | 0 | 0 | 0 | 0 | 0 | 0 | 0 | 0 | 0 | 0 | 0 | 0 | 0 | 0 | 0 | 0 | 0 | 0 | 0 | 0 | 0 | 0 | 0 | 0 | 0 | 0
C&I Curtailment-AutoDR Com_KU_Winter_3.10.2021_8.01.54 PM.xlsx | Inputs_endUseLoadShapes.xlsx | Inputs_Global_KU_Winter.xlsx | Inputs_Product_C&I Curtailment-AutoDR-Com.xlsx | KU | 20 | Winter | Peak | 3 | C&I Curtailment-AutoDR Com | Industrial | Machinery | 10.0252 | 0 | 0 | 0 | 0 | 0 | 0 | 0 | 0 | 0 | 0 | 0 | 0 | 0 | 0 | 0 | 0 | 0 | 0 | 0 | 0 | 0 | 0 | [10 empty] | 0 | 0 | 0 | 0 | 0 | 0 | 0 | 0 | 0 | 0 | 0 | 0 | 0 | 0 | 0 | 0 | 0 | 0 | 0 | 0 | 0 | 0 | 0 | 0 | 0 | 0 | 0 | 0 | 0 | 0
C&I Curtailment-AutoDR Com_KU_Winter_3.10.2021_8.01.54 PM.xlsx | Inputs_endUseLoadShapes.xlsx | Inputs_Global_KU_Winter.xlsx | Inputs_Product_C&I Curtailment-AutoDR-Com.xlsx | KU | 20 | Winter | Peak | 3 | C&I Curtailment-AutoDR Com | Industrial | Mining | 21.4786 | 0 | 0 | 0 | 0 | 0 | 0 | 0 | 0 | 0 | 0 | 0 | 0 | 0 | 0 | 0 | 0 | 0 | 0 | 0 | 0 | 0 | 0 | [10 empty] | 0 | 0 | 0 | 0 | 0 | 0 | 0 | 0 | 0 | 0 | 0 | 0 | 0 | 0 | 0 | 0 | 0 | 0 | 0 | 0 | 0 | 0 | 0 | 0 | 0 | 0 | 0 | 0 | 0 | 0
C&I Curtailment-AutoDR Com_KU_Winter_3.10.2021_8.01.54 PM.xlsx | Inputs_endUseLoadShapes.xlsx | Inputs_Global_KU_Winter.xlsx | Inputs_Product_C&I Curtailment-AutoDR-Com.xlsx | KU | 20 | Winter | Peak | 3 | C&I Curtailment-AutoDR Com | Industrial | Miscellaneous | 60.1488 | 0 | 0 | 0 | 0 | 0 | 0 | 0 | 0 | 0 | 0 | 0 | 0 | 0 | 0 | 0 | 0 | 0 | 0 | 0 | 0 | 0 | 0 | [10 empty] | 0 | 0 | 0 | 0 | 0 | 0 | 0 | 0 | 0 | 0 | 0 | 0 | 0 | 0 | 0 | 0 | 0 | 0 | 0 | 0 | 0 | 0 | 0 | 0 | 0 | 0 | 0 | 0 | 0 | 0
C&I Curtailment-AutoDR Com_KU_Winter_3.10.2021_8.01.54 PM.xlsx | Inputs_endUseLoadShapes.xlsx | Inputs_Global_KU_Winter.xlsx | Inputs_Product_C&I Curtailment-AutoDR-Com.xlsx | KU | 20 | Winter | Peak | 3 | C&I Curtailment-AutoDR Com | Industrial | Nonmetallic Mineral Products | 33.4497 | 0 | 0 | 0 | 0 | 0 | 0 | 0 | 0 | 0 | 0 | 0 | 0 | 0 | 0 | 0 | 0 | 0 | 0 | 0 | 0 | 0 | 0 | [10 empty] | 0 | 0 | 0 | 0 | 0 | 0 | 0 | 0 | 0 | 0 | 0 | 0 | 0 | 0 | 0 | 0 | 0 | 0 | 0 | 0 | 0 | 0 | 0 | 0 | 0 | 0 | 0 | 0 | 0 | 0
C&I Curtailment-AutoDR Com_KU_Winter_3.10.2021_8.01.54 PM.xlsx | Inputs_endUseLoadShapes.xlsx | Inputs_Global_KU_Winter.xlsx | Inputs_Product_C&I Curtailment-AutoDR-Com.xlsx | KU | 20 | Winter | Peak | 3 | C&I Curtailment-AutoDR Com | Industrial | Paper | 20.6596 | 0 | 0 | 0 | 0 | 0 | 0 | 0 | 0 | 0 | 0 | 0 | 0 | 0 | 0 | 0 | 0 | 0 | 0 | 0 | 0 | 0 | 0 | [10 empty] | 0 | 0 | 0 | 0 | 0 | 0 | 0 | 0 | 0 | 0 | 0 | 0 | 0 | 0 | 0 | 0 | 0 | 0 | 0 | 0 | 0 | 0 | 0 | 0 | 0 | 0 | 0 | 0 | 0 | 0
C&I Curtailment-AutoDR Com_KU_Winter_3.10.2021_8.01.54 PM.xlsx | Inputs_endUseLoadShapes.xlsx | Inputs_Global_KU_Winter.xlsx | Inputs_Product_C&I Curtailment-AutoDR-Com.xlsx | KU | 20 | Winter | Peak | 3 | C&I Curtailment-AutoDR Com | Industrial | Petroleum and Coal Products | 29.0052 | 0 | 0 | 0 | 0 | 0 | 0 | 0 | 0 | 0 | 0 | 0 | 0 | 0 | 0 | 0 | 0 | 0 | 0 | 0 | 0 | 0 | 0 | [10 empty] | 0 | 0 | 0 | 0 | 0 | 0 | 0 | 0 | 0 | 0 | 0 | 0 | 0 | 0 | 0 | 0 | 0 | 0 | 0 | 0 | 0 | 0 | 0 | 0 | 0 | 0 | 0 | 0 | 0 | 0
C&I Curtailment-AutoDR Com_KU_Winter_3.10.2021_8.01.54 PM.xlsx | Inputs_endUseLoadShapes.xlsx | Inputs_Global_KU_Winter.xlsx | Inputs_Product_C&I Curtailment-AutoDR-Com.xlsx | KU | 20 | Winter | Peak | 3 | C&I Curtailment-AutoDR Com | Industrial | Plastics and Rubber Products | 71.9237 | 0 | 0 | 0 | 0 | 0 | 0 | 0 | 0 | 0 | 0 | 0 | 0 | 0 | 0 | 0 | 0 | 0 | 0 | 0 | 0 | 0 | 0 | [10 empty] | 0 | 0 | 0 | 0 | 0 | 0 | 0 | 0 | 0 | 0 | 0 | 0 | 0 | 0 | 0 | 0 | 0 | 0 | 0 | 0 | 0 | 0 | 0 | 0 | 0 | 0 | 0 | 0 | 0 | 0
C&I Curtailment-AutoDR Com_KU_Winter_3.10.2021_8.01.54 PM.xlsx | Inputs_endUseLoadShapes.xlsx | Inputs_Global_KU_Winter.xlsx | Inputs_Product_C&I Curtailment-AutoDR-Com.xlsx | KU | 20 | Winter | Peak | 3 | C&I Curtailment-AutoDR Com | Industrial | Primary Metals | 207.3656 | 0 | 0 | 0 | 0 | 0 | 0 | 0 | 0 | 0 | 0 | 0 | 0 | 0 | 0 | 0 | 0 | 0 | 0 | 0 | 0 | 0 | 0 | [10 empty] | 0 | 0 | 0 | 0 | 0 | 0 | 0 | 0 | 0 | 0 | 0 | 0 | 0 | 0 | 0 | 0 | 0 | 0 | 0 | 0 | 0 | 0 | 0 | 0 | 0 | 0 | 0 | 0 | 0 | 0
C&I Curtailment-AutoDR Com_KU_Winter_3.10.2021_8.01.54 PM.xlsx | Inputs_endUseLoadShapes.xlsx | Inputs_Global_KU_Winter.xlsx | Inputs_Product_C&I Curtailment-AutoDR-Com.xlsx | KU | 20 | Winter | Peak | 3 | C&I Curtailment-AutoDR Com | Industrial | Printing and Related Support | 6.9014 | 0 | 0 | 0 | 0 | 0 | 0 | 0 | 0 | 0 | 0 | 0 | 0 | 0 | 0 | 0 | 0 | 0 | 0 | 0 | 0 | 0 | 0 | [10 empty] | 0 | 0 | 0 | 0 | 0 | 0 | 0 | 0 | 0 | 0 | 0 | 0 | 0 | 0 | 0 | 0 | 0 | 0 | 0 | 0 | 0 | 0 | 0 | 0 | 0 | 0 | 0 | 0 | 0 | 0
C&I Curtailment-AutoDR Com_KU_Winter_3.10.2021_8.01.54 PM.xlsx | Inputs_endUseLoadShapes.xlsx | Inputs_Global_KU_Winter.xlsx | Inputs_Product_C&I Curtailment-AutoDR-Com.xlsx | KU | 20 | Winter | Peak | 3 | C&I Curtailment-AutoDR Com | Industrial | Textiles | 0.22496 | 0 | 0 | 0 | 0 | 0 | 0 | 0 | 0 | 0 | 0 | 0 | 0 | 0 | 0 | 0 | 0 | 0 | 0 | 0 | 0 | 0 | 0 | [10 empty] | 0 | 0 | 0 | 0 | 0 | 0 | 0 | 0 | 0 | 0 | 0 | 0 | 0 | 0 | 0 | 0 | 0 | 0 | 0 | 0 | 0 | 0 | 0 | 0 | 0 | 0 | 0 | 0 | 0 | 0
C&I Curtailment-AutoDR Com_KU_Winter_3.10.2021_8.01.54 PM.xlsx | Inputs_endUseLoadShapes.xlsx | Inputs_Global_KU_Winter.xlsx | Inputs_Product_C&I Curtailment-AutoDR-Com.xlsx | KU | 20 | Winter | Peak | 3 | C&I Curtailment-AutoDR Com | Industrial | Transportation Equipment | 133.8889 | 0 | 0 | 0 | 0 | 0 | 0 | 0 | 0 | 0 | 0 | 0 | 0 | 0 | 0 | 0 | 0 | 0 | 0 | 0 | 0 | 0 | 0 | [10 empty] | 0 | 0 | 0 | 0 | 0 | 0 | 0 | 0 | 0 | 0 | 0 | 0 | 0 | 0 | 0 | 0 | 0 | 0 | 0 | 0 | 0 | 0 | 0 | 0 | 0 | 0 | 0 | 0 | 0 | 0
C&I Curtailment-AutoDR Com_KU_Winter_3.10.2021_8.01.54 PM.xlsx | Inputs_endUseLoadShapes.xlsx | Inputs_Global_KU_Winter.xlsx | Inputs_Product_C&I Curtailment-AutoDR-Com.xlsx | KU | 20 | Winter | Peak | 3 | C&I Curtailment-AutoDR Com | Industrial | Wastewater | 1.3381 | 0 | 0 | 0 | 0 | 0 | 0 | 0 | 0 | 0 | 0 | 0 | 0 | 0 | 0 | 0 | 0 | 0 | 0 | 0 | 0 | 0 | 0 | [10 empty] | 0 | 0 | 0 | 0 | 0 | 0 | 0 | 0 | 0 | 0 | 0 | 0 | 0 | 0 | 0 | 0 | 0 | 0 | 0 | 0 | 0 | 0 | 0 | 0 | 0 | 0 | 0 | 0 | 0 | 0
C&I Curtailment-AutoDR Com_KU_Winter_3.10.2021_8.01.54 PM.xlsx | Inputs_endUseLoadShapes.xlsx | Inputs_Global_KU_Winter.xlsx | Inputs_Product_C&I Curtailment-AutoDR-Com.xlsx | KU | 20 | Winter | Peak | 3 | C&I Curtailment-AutoDR Com | Industrial | Water | 21.8313 | 0 | 0 | 0 | 0 | 0 | 0 | 0 | 0 | 0 | 0 | 0 | 0 | 0 | 0 | 0 | 0 | 0 | 0 | 0 | 0 | 0 | 0 | [10 empty] | 0 | 0 | 0 | 0 | 0 | 0 | 0 | 0 | 0 | 0 | 0 | 0 | 0 | 0 | 0 | 0 | 0 | 0 | 0 | 0 | 0 | 0 | 0 | 0 | 0 | 0 | 0 | 0 | 0 | 0
C&I Curtailment-AutoDR Com_KU_Winter_3.10.2021_8.01.54 PM.xlsx | Inputs_endUseLoadShapes.xlsx | Inputs_Global_KU_Winter.xlsx | Inputs_Product_C&I Curtailment-AutoDR-Com.xlsx | KU | 20 | Winter | Peak | 3 | C&I Curtailment-AutoDR Com | Industrial | Wood Products | 5.0595 | 0 | 0 | 0 | 0 | 0 | 0 | 0 | 0 | 0 | 0 | 0 | 0 | 0 | 0 | 0 | 0 | 0 | 0 | 0 | 0 | 0 | 0 | [10 empty] | 0 | 0 | 0 | 0 | 0 | 0 | 0 | 0 | 0 | 0 | 0 | 0 | 0 | 0 | 0 | 0 | 0 | 0 | 0 | 0 | 0 | 0 | 0 | 0 | 0 | 0 | 0 | 0 | 0 | 0
C&I Curtailment-AutoDR Com_KU_Winter_3.10.2021_8.01.54 PM.xlsx | Inputs_endUseLoadShapes.xlsx | Inputs_Global_KU_Winter.xlsx | Inputs_Product_C&I Curtailment-AutoDR-Com.xlsx | KU | 20 | Winter | Peak | 3 | C&I Curtailment-AutoDR Com | Residential | Manufactured | 193.0352 | 0 | 0 | 0 | 0 | 0 | 0 | 0 | 0 | 0 | 0 | 0 | 0 | 0 | 0 | 0 | 0 | 0 | 0 | 0 | 0 | 0 | 0 | [10 empty] | 0 | 0 | 0 | 0 | 0 | 0 | 0 | 0 | 0 | 0 | 0 | 0 | 0 | 0 | 0 | 0 | 0 | 0 | 0 | 0 | 0 | 0 | 0 | 0 | 0 | 0 | 0 | 0 | 0 | 0
C&I Curtailment-AutoDR Com_KU_Winter_3.10.2021_8.01.54 PM.xlsx | Inputs_endUseLoadShapes.xlsx | Inputs_Global_KU_Winter.xlsx | Inputs_Product_C&I Curtailment-AutoDR-Com.xlsx | KU | 20 | Winter | Peak | 3 | C&I Curtailment-AutoDR Com | Residential | Multifamily | 195.1526 | 0 | 0 | 0 | 0 | 0 | 0 | 0 | 0 | 0 | 0 | 0 | 0 | 0 | 0 | 0 | 0 | 0 | 0 | 0 | 0 | 0 | 0 | [10 empty] | 0 | 0 | 0 | 0 | 0 | 0 | 0 | 0 | 0 | 0 | 0 | 0 | 0 | 0 | 0 | 0 | 0 | 0 | 0 | 0 | 0 | 0 | 0 | 0 | 0 | 0 | 0 | 0 | 0 | 0
C&I Curtailment-AutoDR Com_KU_Winter_3.10.2021_8.01.54 PM.xlsx | Inputs_endUseLoadShapes.xlsx | Inputs_Global_KU_Winter.xlsx | Inputs_Product_C&I Curtailment-AutoDR-Com.xlsx | KU | 20 | Winter | Peak | 3 | C&I Curtailment-AutoDR Com | Residential | Single Family | 1280.9749 | 0 | 0 | 0 | 0 | 0 | 0 | 0 | 0 | 0 | 0 | 0 | 0 | 0 | 0 | 0 | 0 | 0 | 0 | 0 | 0 | 0 | 0 | [10 empty] | 0 | 0 | 0 | 0 | 0 | 0 | 0 | 0 | 0 | 0 | 0 | 0 | 0 | 0 | 0 | 0 | 0 | 0 | 0 | 0 | 0 | 0 | 0 | 0 | 0 | 0 | 0 | 0 | 0 | 0
C&I Curtailment-AutoDR Com_KU_Winter_3.10.2021_8.01.54 PM.xlsx | Inputs_endUseLoadShapes.xlsx | Inputs_Global_KU_Winter.xlsx | Inputs_Product_C&I Curtailment-AutoDR-Com.xlsx | KU | 20 | Winter | Peak | 3 | C&I Curtailment-AutoDR Com | 0 | 0 | 0 | 0 | 0 | 0 | 0 | 0 | 0 | 0 | 0 | 0 | 0 | 0 | 0 | 0 | 0 | 0 | 0 | 0 | 0 | 0 | 0 | 0 | 0 | [10 empty] | 0 | 0 | 0 | 0 | 0 | 0 | 0 | 0 | 0 | 0 | 0 | 0 | 0 | 0 | 0 | 0 | 0 | 0 | 0 | 0 | 0 | 0 | 0 | 0 | 0 | 0 | 0 | 0 | 0 | 0
C&I Curtailment-AutoDR Com_KU_Winter_3.10.2021_8.01.54 PM.xlsx | Inputs_endUseLoadShapes.xlsx | Inputs_Global_KU_Winter.xlsx | Inputs_Product_C&I Curtailment-AutoDR-Com.xlsx | KU | 20 | Winter | Peak | 3 | C&I Curtailment-AutoDR Com | 0 | 0 | 0 | 0 | 0 | 0 | 0 | 0 | 0 | 0 | 0 | 0 | 0 | 0 | 0 | 0 | 0 | 0 | 0 | 0 | 0 | 0 | 0 | 0 | 0 | [10 empty] | 0 | 0 | 0 | 0 | 0 | 0 | 0 | 0 | 0 | 0 | 0 | 0 | 0 | 0 | 0 | 0 | 0 | 0 | 0 | 0 | 0 | 0 | 0 | 0 | 0 | 0 | 0 | 0 | 0 | 0
C&I Curtailment-AutoDR Com_KU_Winter_3.10.2021_8.01.54 PM.xlsx | Inputs_endUseLoadShapes.xlsx | Inputs_Global_KU_Winter.xlsx | Inputs_Product_C&I Curtailment-AutoDR-Com.xlsx | KU | 20 | Winter | Peak | 3 | C&I Curtailment-AutoDR Com | 0 | 0 | 0 | 0 | 0 | 0 | 0 | 0 | 0 | 0 | 0 | 0 | 0 | 0 | 0 | 0 | 0 | 0 | 0 | 0 | 0 | 0 | 0 | 0 | 0 | [10 empty] | 0 | 0 | 0 | 0 | 0 | 0 | 0 | 0 | 0 | 0 | 0 | 0 | 0 | 0 | 0 | 0 | 0 | 0 | 0 | 0 | 0 | 0 | 0 | 0 | 0 | 0 | 0 | 0 | 0 | 0
C&I Curtailment-AutoDR Com_KU_Winter_3.10.2021_8.01.54 PM.xlsx | Inputs_endUseLoadShapes.xlsx | Inputs_Global_KU_Winter.xlsx | Inputs_Product_C&I Curtailment-AutoDR-Com.xlsx | KU | 20 | Winter | Peak | 3 | C&I Curtailment-AutoDR Com | 0 | 0 | 0 | 0 | 0 | 0 | 0 | 0 | 0 | 0 | 0 | 0 | 0 | 0 | 0 | 0 | 0 | 0 | 0 | 0 | 0 | 0 | 0 | 0 | 0 | [10 empty] | 0 | 0 | 0 | 0 | 0 | 0 | 0 | 0 | 0 | 0 | 0 | 0 | 0 | 0 | 0 | 0 | 0 | 0 | 0 | 0 | 0 | 0 | 0 | 0 | 0 | 0 | 0 | 0 | 0 | 0
C&I Curtailment-AutoDR Ind_KU_Winter_3.10.2021_8.04.41 PM.xlsx | Inputs_endUseLoadShapes.xlsx | Inputs_Global_KU_Winter.xlsx | Inputs_Product_C&I Curtailment-AutoDR-Ind.xlsx | KU | 20 | Winter | Peak | 3 | C&I Curtailment-AutoDR Ind | Commercial | Grocery | 36.0838 | 0 | 0 | 0 | 0 | 0 | 0 | 0 | 0 | 0 | 0 | 0 | 0 | 0 | 0 | 0 | 0 | 0 | 0 | 0 | 0 | 0 | 0 | [10 empty] | 0 | 0 | 0 | 0 | 0 | 0 | 0 | 0 | 0 | 0 | 0 | 0 | 0 | 0 | 0 | 0 | 0 | 0 | 0 | 0 | 0 | 0 | 0 | 0 | 0 | 0 | 0 | 0 | 0 | 0
C&I Curtailment-AutoDR Ind_KU_Winter_3.10.2021_8.04.41 PM.xlsx | Inputs_endUseLoadShapes.xlsx | Inputs_Global_KU_Winter.xlsx | Inputs_Product_C&I Curtailment-AutoDR-Ind.xlsx | KU | 20 | Winter | Peak | 3 | C&I Curtailment-AutoDR Ind | Commercial | Health | 77.5493 | 0 | 0 | 0 | 0 | 0 | 0 | 0 | 0 | 0 | 0 | 0 | 0 | 0 | 0 | 0 | 0 | 0 | 0 | 0 | 0 | 0 | 0 | [10 empty] | 0 | 0 | 0 | 0 | 0 | 0 | 0 | 0 | 0 | 0 | 0 | 0 | 0 | 0 | 0 | 0 | 0 | 0 | 0 | 0 | 0 | 0 | 0 | 0 | 0 | 0 | 0 | 0 | 0 | 0
C&I Curtailment-AutoDR Ind_KU_Winter_3.10.2021_8.04.41 PM.xlsx | Inputs_endUseLoadShapes.xlsx | Inputs_Global_KU_Winter.xlsx | Inputs_Product_C&I Curtailment-AutoDR-Ind.xlsx | KU | 20 | Winter | Peak | 3 | C&I Curtailment-AutoDR Ind | Commercial | Large Office | 86.4336 | 0 | 0 | 0 | 0 | 0 | 0 | 0 | 0 | 0 | 0 | 0 | 0 | 0 | 0 | 0 | 0 | 0 | 0 | 0 | 0 | 0 | 0 | [10 empty] | 0 | 0 | 0 | 0 | 0 | 0 | 0 | 0 | 0 | 0 | 0 | 0 | 0 | 0 | 0 | 0 | 0 | 0 | 0 | 0 | 0 | 0 | 0 | 0 | 0 | 0 | 0 | 0 | 0 | 0
C&I Curtailment-AutoDR Ind_KU_Winter_3.10.2021_8.04.41 PM.xlsx | Inputs_endUseLoadShapes.xlsx | Inputs_Global_KU_Winter.xlsx | Inputs_Product_C&I Curtailment-AutoDR-Ind.xlsx | KU | 20 | Winter | Peak | 3 | C&I Curtailment-AutoDR Ind | Commercial | Large Retail | 32.8378 | 0 | 0 | 0 | 0 | 0 | 0 | 0 | 0 | 0 | 0 | 0 | 0 | 0 | 0 | 0 | 0 | 0 | 0 | 0 | 0 | 0 | 0 | [10 empty] | 0 | 0 | 0 | 0 | 0 | 0 | 0 | 0 | 0 | 0 | 0 | 0 | 0 | 0 | 0 | 0 | 0 | 0 | 0 | 0 | 0 | 0 | 0 | 0 | 0 | 0 | 0 | 0 | 0 | 0
C&I Curtailment-AutoDR Ind_KU_Winter_3.10.2021_8.04.41 PM.xlsx | Inputs_endUseLoadShapes.xlsx | Inputs_Global_KU_Winter.xlsx | Inputs_Product_C&I Curtailment-AutoDR-Ind.xlsx | KU | 20 | Winter | Peak | 3 | C&I Curtailment-AutoDR Ind | Commercial | Lodging | 13.126 | 0 | 0 | 0 | 0 | 0 | 0 | 0 | 0 | 0 | 0 | 0 | 0 | 0 | 0 | 0 | 0 | 0 | 0 | 0 | 0 | 0 | 0 | [10 empty] | 0 | 0 | 0 | 0 | 0 | 0 | 0 | 0 | 0 | 0 | 0 | 0 | 0 | 0 | 0 | 0 | 0 | 0 | 0 | 0 | 0 | 0 | 0 | 0 | 0 | 0 | 0 | 0 | 0 | 0
C&I Curtailment-AutoDR Ind_KU_Winter_3.10.2021_8.04.41 PM.xlsx | Inputs_endUseLoadShapes.xlsx | Inputs_Global_KU_Winter.xlsx | Inputs_Product_C&I Curtailment-AutoDR-Ind.xlsx | KU | 20 | Winter | Peak | 3 | C&I Curtailment-AutoDR Ind | Commercial | Miscellaneous | 299.5689 | 0 | 0 | 0 | 0 | 0 | 0 | 0 | 0 | 0 | 0 | 0 | 0 | 0 | 0 | 0 | 0 | 0 | 0 | 0 | 0 | 0 | 0 | [10 empty] | 0 | 0 | 0 | 0 | 0 | 0 | 0 | 0 | 0 | 0 | 0 | 0 | 0 | 0 | 0 | 0 | 0 | 0 | 0 | 0 | 0 | 0 | 0 | 0 | 0 | 0 | 0 | 0 | 0 | 0
C&I Curtailment-AutoDR Ind_KU_Winter_3.10.2021_8.04.41 PM.xlsx | Inputs_endUseLoadShapes.xlsx | Inputs_Global_KU_Winter.xlsx | Inputs_Product_C&I Curtailment-AutoDR-Ind.xlsx | KU | 20 | Winter | Peak | 3 | C&I Curtailment-AutoDR Ind | Commercial | Restaurant | 28.7696 | 0 | 0 | 0 | 0 | 0 | 0 | 0 | 0 | 0 | 0 | 0 | 0 | 0 | 0 | 0 | 0 | 0 | 0 | 0 | 0 | 0 | 0 | [10 empty] | 0 | 0 | 0 | 0 | 0 | 0 | 0 | 0 | 0 | 0 | 0 | 0 | 0 | 0 | 0 | 0 | 0 | 0 | 0 | 0 | 0 | 0 | 0 | 0 | 0 | 0 | 0 | 0 | 0 | 0
C&I Curtailment-AutoDR Ind_KU_Winter_3.10.2021_8.04.41 PM.xlsx | Inputs_endUseLoadShapes.xlsx | Inputs_Global_KU_Winter.xlsx | Inputs_Product_C&I Curtailment-AutoDR-Ind.xlsx | KU | 20 | Winter | Peak | 3 | C&I Curtailment-AutoDR Ind | Commercial | School | 398.997 | 0 | 0 | 0 | 0 | 0 | 0 | 0 | 0 | 0 | 0 | 0 | 0 | 0 | 0 | 0 | 0 | 0 | 0 | 0 | 0 | 0 | 0 | [10 empty] | 0 | 0 | 0 | 0 | 0 | 0 | 0 | 0 | 0 | 0 | 0 | 0 | 0 | 0 | 0 | 0 | 0 | 0 | 0 | 0 | 0 | 0 | 0 | 0 | 0 | 0 | 0 | 0 | 0 | 0
C&I Curtailment-AutoDR Ind_KU_Winter_3.10.2021_8.04.41 PM.xlsx | Inputs_endUseLoadShapes.xlsx | Inputs_Global_KU_Winter.xlsx | Inputs_Product_C&I Curtailment-AutoDR-Ind.xlsx | KU | 20 | Winter | Peak | 3 | C&I Curtailment-AutoDR Ind | Commercial | Small Office | 123.4234 | 0 | 0 | 0 | 0 | 0 | 0 | 0 | 0 | 0 | 0 | 0 | 0 | 0 | 0 | 0 | 0 | 0 | 0 | 0 | 0 | 0 | 0 | [10 empty] | 0 | 0 | 0 | 0 | 0 | 0 | 0 | 0 | 0 | 0 | 0 | 0 | 0 | 0 | 0 | 0 | 0 | 0 | 0 | 0 | 0 | 0 | 0 | 0 | 0 | 0 | 0 | 0 | 0 | 0
C&I Curtailment-AutoDR Ind_KU_Winter_3.10.2021_8.04.41 PM.xlsx | Inputs_endUseLoadShapes.xlsx | Inputs_Global_KU_Winter.xlsx | Inputs_Product_C&I Curtailment-AutoDR-Ind.xlsx | KU | 20 | Winter | Peak | 3 | C&I Curtailment-AutoDR Ind | Commercial | Small Retail | 5.3384 | 0 | 0 | 0 | 0 | 0 | 0 | 0 | 0 | 0 | 0 | 0 | 0 | 0 | 0 | 0 | 0 | 0 | 0 | 0 | 0 | 0 | 0 | [10 empty] | 0 | 0 | 0 | 0 | 0 | 0 | 0 | 0 | 0 | 0 | 0 | 0 | 0 | 0 | 0 | 0 | 0 | 0 | 0 | 0 | 0 | 0 | 0 | 0 | 0 | 0 | 0 | 0 | 0 | 0
C&I Curtailment-AutoDR Ind_KU_Winter_3.10.2021_8.04.41 PM.xlsx | Inputs_endUseLoadShapes.xlsx | Inputs_Global_KU_Winter.xlsx | Inputs_Product_C&I Curtailment-AutoDR-Ind.xlsx | KU | 20 | Winter | Peak | 3 | C&I Curtailment-AutoDR Ind | Commercial | Warehouse | 12.4486 | 0 | 0 | 0 | 0 | 0 | 0 | 0 | 0 | 0 | 0 | 0 | 0 | 0 | 0 | 0 | 0 | 0 | 0 | 0 | 0 | 0 | 0 | [10 empty] | 0 | 0 | 0 | 0 | 0 | 0 | 0 | 0 | 0 | 0 | 0 | 0 | 0 | 0 | 0 | 0 | 0 | 0 | 0 | 0 | 0 | 0 | 0 | 0 | 0 | 0 | 0 | 0 | 0 | 0
C&I Curtailment-AutoDR Ind_KU_Winter_3.10.2021_8.04.41 PM.xlsx | Inputs_endUseLoadShapes.xlsx | Inputs_Global_KU_Winter.xlsx | Inputs_Product_C&I Curtailment-AutoDR-Ind.xlsx | KU | 20 | Winter | Peak | 3 | C&I Curtailment-AutoDR Ind | Industrial | Apparel | 3.4538 | 3.1993 | 0.95978 | 0.074546 | 0.074435 | 0.074107 | 0.073826 | 0.073594 | 0.073313 | 0.07281 | 0.072349 | 0.072291 | 0.072243 | 0.072199 | 0.07216 | 0.072129 | 0.072102 | 0.07208 | 0.072062 | 0.072041 | 0.071997 | 0.071957 | 0.071921 | [10 empty] | 0.60274 | 0.60185 | 0.59919 | 0.59692 | 0.59504 | 0.59277 | 0.5887 | 0.58498 | 0.58451 | 0.58412 | 0.58376 | 0.58345 | 0.5832 | 0.58298 | 0.5828 | 0.58266 | 0.58249 | 0.58213 | 0.58181 | 0.58152 | 0 | 0 | 0 | 0 | 0 | 0 | 0 | 0 | 0 | 0
C&I Curtailment-AutoDR Ind_KU_Winter_3.10.2021_8.04.41 PM.xlsx | Inputs_endUseLoadShapes.xlsx | Inputs_Global_KU_Winter.xlsx | Inputs_Product_C&I Curtailment-AutoDR-Ind.xlsx | KU | 20 | Winter | Peak | 3 | C&I Curtailment-AutoDR Ind | Industrial | Beverage and Tobacco Products | 17.8028 | 16.4907 | 4.9472 | 0.38425 | 0.38368 | 0.38198 | 0.38054 | 0.37934 | 0.37789 | 0.3753 | 0.37293 | 0.37263 | 0.37238 | 0.37215 | 0.37195 | 0.37179 | 0.37165 | 0.37154 | 0.37145 | 0.37134 | 0.37111 | 0.37091 | 0.37072 | [10 empty] | 3.1068 | 3.1022 | 3.0885 | 3.0768 | 3.0672 | 3.0555 | 3.0345 | 3.0153 | 3.0129 | 3.0109 | 3.009 | 3.0074 | 3.0061 | 3.005 | 3.0041 | 3.0033 | 3.0025 | 3.0006 | 2.999 | 2.9974 | 0 | 0 | 0 | 0 | 0 | 0 | 0 | 0 | 0 | 0
C&I Curtailment-AutoDR Ind_KU_Winter_3.10.2021_8.04.41 PM.xlsx | Inputs_endUseLoadShapes.xlsx | Inputs_Global_KU_Winter.xlsx | Inputs_Product_C&I Curtailment-AutoDR-Ind.xlsx | KU | 20 | Winter | Peak | 3 | C&I Curtailment-AutoDR Ind | Industrial | Chemicals | 46.5406 | 43.1103 | 12.9331 | 1.2238 | 1.222 | 1.2166 | 1.212 | 1.2082 | 1.2036 | 1.1953 | 1.1878 | 1.1868 | 1.186 | 1.1853 | 1.1847 | 1.1842 | 1.1837 | 1.1834 | 1.1831 | 1.1827 | 1.182 | 1.1813 | 1.1807 | [10 empty] | 9.8954 | 9.8807 | 9.8371 | 9.7998 | 9.769 | 9.7317 | 9.6649 | 9.6038 | 9.596 | 9.5897 | 9.5838 | 9.5787 | 9.5745 | 9.571 | 9.5681 | 9.5657 | 9.5629 | 9.557 | 9.5517 | 9.5469 | 0 | 0 | 0 | 0 | 0 | 0 | 0 | 0 | 0 | 0
C&I Curtailment-AutoDR Ind_KU_Winter_3.10.2021_8.04.41 PM.xlsx | Inputs_endUseLoadShapes.xlsx | Inputs_Global_KU_Winter.xlsx | Inputs_Product_C&I Curtailment-AutoDR-Ind.xlsx | KU | 20 | Winter | Peak | 3 | C&I Curtailment-AutoDR Ind | Industrial | Computer and Electronic Products | 0.75745 | 0.70162 | 0.21049 | 0.022289 | 0.022256 | 0.022158 | 0.022074 | 0.022005 | 0.021921 | 0.02177 | 0.021633 | 0.021615 | 0.021601 | 0.021588 | 0.021576 | 0.021567 | 0.021559 | 0.021552 | 0.021547 | 0.021541 | 0.021527 | 0.021515 | 0.021505 | [10 empty] | 0.18022 | 0.17995 | 0.17916 | 0.17848 | 0.17792 | 0.17724 | 0.17602 | 0.17491 | 0.17477 | 0.17465 | 0.17455 | 0.17445 | 0.17438 | 0.17431 | 0.17426 | 0.17422 | 0.17417 | 0.17406 | 0.17396 | 0.17387 | 0 | 0 | 0 | 0 | 0 | 0 | 0 | 0 | 0 | 0
C&I Curtailment-AutoDR Ind_KU_Winter_3.10.2021_8.04.41 PM.xlsx | Inputs_endUseLoadShapes.xlsx | Inputs_Global_KU_Winter.xlsx | Inputs_Product_C&I Curtailment-AutoDR-Ind.xlsx | KU | 20 | Winter | Peak | 3 | C&I Curtailment-AutoDR Ind | Industrial | Electrical Equip., Appliances, and Components | 32.7524 | 30.3383 | 9.1015 | 0.69759 | 0.69656 | 0.69348 | 0.69085 | 0.68868 | 0.68605 | 0.68134 | 0.67703 | 0.67649 | 0.67604 | 0.67563 | 0.67527 | 0.67497 | 0.67472 | 0.67452 | 0.67435 | 0.67415 | 0.67373 | 0.67337 | 0.67303 | [10 empty] | 5.6404 | 5.632 | 5.6071 | 5.5859 | 5.5683 | 5.5471 | 5.509 | 5.4741 | 5.4697 | 5.4661 | 5.4628 | 5.4599 | 5.4575 | 5.4554 | 5.4538 | 5.4524 | 5.4509 | 5.4475 | 5.4445 | 5.4417 | 0 | 0 | 0 | 0 | 0 | 0 | 0 | 0 | 0 | 0
C&I Curtailment-AutoDR Ind_KU_Winter_3.10.2021_8.04.41 PM.xlsx | Inputs_endUseLoadShapes.xlsx | Inputs_Global_KU_Winter.xlsx | Inputs_Product_C&I Curtailment-AutoDR-Ind.xlsx | KU | 20 | Winter | Peak | 3 | C&I Curtailment-AutoDR Ind | Industrial | Fabricated Metal Products | 36.5357 | 33.8428 | 10.1528 | 0.74548 | 0.74437 | 0.74109 | 0.73828 | 0.73596 | 0.73315 | 0.72812 | 0.72351 | 0.72293 | 0.72245 | 0.72201 | 0.72162 | 0.72131 | 0.72104 | 0.72082 | 0.72064 | 0.72043 | 0.71999 | 0.71959 | 0.71923 | [10 empty] | 6.0276 | 6.0186 | 5.992 | 5.9693 | 5.9506 | 5.9279 | 5.8872 | 5.8499 | 5.8452 | 5.8414 | 5.8378 | 5.8347 | 5.8321 | 5.8299 | 5.8282 | 5.8267 | 5.8251 | 5.8214 | 5.8182 | 5.8153 | 0 | 0 | 0 | 0 | 0 | 0 | 0 | 0 | 0 | 0
C&I Curtailment-AutoDR Ind_KU_Winter_3.10.2021_8.04.41 PM.xlsx | Inputs_endUseLoadShapes.xlsx | Inputs_Global_KU_Winter.xlsx | Inputs_Product_C&I Curtailment-AutoDR-Ind.xlsx | KU | 20 | Winter | Peak | 3 | C&I Curtailment-AutoDR Ind | Industrial | Food | 50.237 | 46.5343 | 13.9603 | 1.1447 | 1.143 | 1.138 | 1.1337 | 1.1301 | 1.1258 | 1.1181 | 1.111 | 1.1101 | 1.1094 | 1.1087 | 1.1081 | 1.1076 | 1.1072 | 1.1069 | 1.1066 | 1.1063 | 1.1056 | 1.105 | 1.1044 | [10 empty] | 9.2557 | 9.2419 | 9.2011 | 9.1663 | 9.1374 | 9.1026 | 9.0401 | 8.9829 | 8.9757 | 8.9697 | 8.9642 | 8.9595 | 8.9556 | 8.9522 | 8.9495 | 8.9472 | 8.9447 | 8.9391 | 8.9342 | 8.9297 | 0 | 0 | 0 | 0 | 0 | 0 | 0 | 0 | 0 | 0
C&I Curtailment-AutoDR Ind_KU_Winter_3.10.2021_8.04.41 PM.xlsx | Inputs_endUseLoadShapes.xlsx | Inputs_Global_KU_Winter.xlsx | Inputs_Product_C&I Curtailment-AutoDR-Ind.xlsx | KU | 20 | Winter | Peak | 3 | C&I Curtailment-AutoDR Ind | Industrial | Furniture and Related Products | 3.0032 | 2.7819 | 0.83456 | 0.06482 | 0.064724 | 0.064438 | 0.064194 | 0.063992 | 0.063748 | 0.06331 | 0.06291 | 0.062859 | 0.062818 | 0.062779 | 0.062746 | 0.062718 | 0.062695 | 0.062676 | 0.06266 | 0.062642 | 0.062603 | 0.062569 | 0.062538 | [10 empty] | 0.5241 | 0.52333 | 0.52101 | 0.51904 | 0.51741 | 0.51543 | 0.5119 | 0.50866 | 0.50825 | 0.50791 | 0.5076 | 0.50733 | 0.50711 | 0.50692 | 0.50677 | 0.50664 | 0.50649 | 0.50618 | 0.5059 | 0.50565 | 0 | 0 | 0 | 0 | 0 | 0 | 0 | 0 | 0 | 0
C&I Curtailment-AutoDR Ind_KU_Winter_3.10.2021_8.04.41 PM.xlsx | Inputs_endUseLoadShapes.xlsx | Inputs_Global_KU_Winter.xlsx | Inputs_Product_C&I Curtailment-AutoDR-Ind.xlsx | KU | 20 | Winter | Peak | 3 | C&I Curtailment-AutoDR Ind | Industrial | Machinery | 10.0252 | 9.2863 | 2.7859 | 0.21638 | 0.21606 | 0.2151 | 0.21429 | 0.21362 | 0.2128 | 0.21134 | 0.21 | 0.20983 | 0.2097 | 0.20957 | 0.20946 | 0.20936 | 0.20929 | 0.20922 | 0.20917 | 0.20911 | 0.20898 | 0.20887 | 0.20876 | [10 empty] | 1.7495 | 1.7469 | 1.7392 | 1.7326 | 1.7272 | 1.7206 | 1.7088 | 1.698 | 1.6966 | 1.6955 | 1.6944 | 1.6936 | 1.6928 | 1.6922 | 1.6917 | 1.6912 | 1.6908 | 1.6897 | 1.6888 | 1.6879 | 0 | 0 | 0 | 0 | 0 | 0 | 0 | 0 | 0 | 0
C&I Curtailment-AutoDR Ind_KU_Winter_3.10.2021_8.04.41 PM.xlsx | Inputs_endUseLoadShapes.xlsx | Inputs_Global_KU_Winter.xlsx | Inputs_Product_C&I Curtailment-AutoDR-Ind.xlsx | KU | 20 | Winter | Peak | 3 | C&I Curtailment-AutoDR Ind | Industrial | Mining | 21.4786 | 19.8956 | 5.9687 | 0.46359 | 0.4629 | 0.46085 | 0.45911 | 0.45767 | 0.45592 | 0.45279 | 0.44992 | 0.44956 | 0.44927 | 0.44899 | 0.44875 | 0.44856 | 0.44839 | 0.44825 | 0.44814 | 0.44801 | 0.44773 | 0.44749 | 0.44726 | [10 empty] | 3.7483 | 3.7428 | 3.7262 | 3.7121 | 3.7004 | 3.6863 | 3.661 | 3.6379 | 3.6349 | 3.6325 | 3.6303 | 3.6284 | 3.6268 | 3.6254 | 3.6243 | 3.6234 | 3.6224 | 3.6201 | 3.6182 | 3.6163 | 0 | 0 | 0 | 0 | 0 | 0 | 0 | 0 | 0 | 0
C&I Curtailment-AutoDR Ind_KU_Winter_3.10.2021_8.04.41 PM.xlsx | Inputs_endUseLoadShapes.xlsx | Inputs_Global_KU_Winter.xlsx | Inputs_Product_C&I Curtailment-AutoDR-Ind.xlsx | KU | 20 | Winter | Peak | 3 | C&I Curtailment-AutoDR Ind | Industrial | Miscellaneous | 60.1488 | 55.7155 | 16.7147 | 1.2982 | 1.2963 | 1.2906 | 1.2857 | 1.2816 | 1.2768 | 1.268 | 1.26 | 1.259 | 1.2581 | 1.2574 | 1.2567 | 1.2561 | 1.2557 | 1.2553 | 1.255 | 1.2546 | 1.2538 | 1.2531 | 1.2525 | [10 empty] | 10.4968 | 10.4813 | 10.435 | 10.3954 | 10.3627 | 10.3232 | 10.2523 | 10.1875 | 10.1793 | 10.1726 | 10.1663 | 10.1609 | 10.1565 | 10.1527 | 10.1496 | 10.1471 | 10.1442 | 10.1378 | 10.1323 | 10.1272 | 0 | 0 | 0 | 0 | 0 | 0 | 0 | 0 | 0 | 0
C&I Curtailment-AutoDR Ind_KU_Winter_3.10.2021_8.04.41 PM.xlsx | Inputs_endUseLoadShapes.xlsx | Inputs_Global_KU_Winter.xlsx | Inputs_Product_C&I Curtailment-AutoDR-Ind.xlsx | KU | 20 | Winter | Peak | 3 | C&I Curtailment-AutoDR Ind | Industrial | Nonmetallic Mineral Products | 33.4497 | 30.9843 | 9.2953 | 0.93799 | 0.9366 | 0.93247 | 0.92894 | 0.92601 | 0.92248 | 0.91615 | 0.91035 | 0.90962 | 0.90902 | 0.90846 | 0.90798 | 0.90758 | 0.90724 | 0.90697 | 0.90674 | 0.90648 | 0.90592 | 0.90542 | 0.90496 | [10 empty] | 7.5841 | 7.5729 | 7.5395 | 7.5109 | 7.4873 | 7.4587 | 7.4075 | 7.3606 | 7.3547 | 7.3499 | 7.3453 | 7.3414 | 7.3382 | 7.3355 | 7.3333 | 7.3314 | 7.3293 | 7.3248 | 7.3208 | 7.3171 | 0 | 0 | 0 | 0 | 0 | 0 | 0 | 0 | 0 | 0
C&I Curtailment-AutoDR Ind_KU_Winter_3.10.2021_8.04.41 PM.xlsx | Inputs_endUseLoadShapes.xlsx | Inputs_Global_KU_Winter.xlsx | Inputs_Product_C&I Curtailment-AutoDR-Ind.xlsx | KU | 20 | Winter | Peak | 3 | C&I Curtailment-AutoDR Ind | Industrial | Paper | 20.6596 | 19.1369 | 5.7411 | 0.44591 | 0.44525 | 0.44328 | 0.4416 | 0.44021 | 0.43853 | 0.43552 | 0.43277 | 0.43242 | 0.43213 | 0.43187 | 0.43164 | 0.43145 | 0.43129 | 0.43116 | 0.43105 | 0.43093 | 0.43066 | 0.43042 | 0.43021 | [10 empty] | 3.6054 | 3.6 | 3.5841 | 3.5706 | 3.5593 | 3.5458 | 3.5214 | 3.4991 | 3.4963 | 3.494 | 3.4919 | 3.49 | 3.4885 | 3.4872 | 3.4861 | 3.4853 | 3.4843 | 3.4821 | 3.4802 | 3.4784 | 0 | 0 | 0 | 0 | 0 | 0 | 0 | 0 | 0 | 0
C&I Curtailment-AutoDR Ind_KU_Winter_3.10.2021_8.04.41 PM.xlsx | Inputs_endUseLoadShapes.xlsx | Inputs_Global_KU_Winter.xlsx | Inputs_Product_C&I Curtailment-AutoDR-Ind.xlsx | KU | 20 | Winter | Peak | 3 | C&I Curtailment-AutoDR Ind | Industrial | Petroleum and Coal Products | 29.0052 | 26.8673 | 8.0602 | 0.67493 | 0.67393 | 0.67096 | 0.66841 | 0.66631 | 0.66377 | 0.65921 | 0.65504 | 0.65451 | 0.65408 | 0.65368 | 0.65333 | 0.65305 | 0.65281 | 0.65261 | 0.65244 | 0.65226 | 0.65185 | 0.65149 | 0.65117 | [10 empty] | 5.4572 | 5.4491 | 5.425 | 5.4045 | 5.3875 | 5.3669 | 5.3301 | 5.2963 | 5.2921 | 5.2886 | 5.2853 | 5.2825 | 5.2802 | 5.2782 | 5.2767 | 5.2753 | 5.2738 | 5.2705 | 5.2676 | 5.265 | 0 | 0 | 0 | 0 | 0 | 0 | 0 | 0 | 0 | 0
C&I Curtailment-AutoDR Ind_KU_Winter_3.10.2021_8.04.41 PM.xlsx | Inputs_endUseLoadShapes.xlsx | Inputs_Global_KU_Winter.xlsx | Inputs_Product_C&I Curtailment-AutoDR-Ind.xlsx | KU | 20 | Winter | Peak | 3 | C&I Curtailment-AutoDR Ind | Industrial | Plastics and Rubber Products | 71.9237 | 66.6226 | 19.9868 | 1.6581 | 1.6557 | 1.6483 | 1.6421 | 1.6369 | 1.6307 | 1.6195 | 1.6092 | 1.6079 | 1.6069 | 1.6059 | 1.605 | 1.6043 | 1.6037 | 1.6033 | 1.6029 | 1.6024 | 1.6014 | 1.6005 | 1.5997 | [10 empty] | 13.4066 | 13.3867 | 13.3276 | 13.2771 | 13.2354 | 13.1849 | 13.0944 | 13.0115 | 13.001 | 12.9925 | 12.9845 | 12.9776 | 12.9719 | 12.9671 | 12.9632 | 12.9599 | 12.9562 | 12.9481 | 12.941 | 12.9345 | 0 | 0 | 0 | 0 | 0 | 0 | 0 | 0 | 0 | 0
C&I Curtailment-AutoDR Ind_KU_Winter_3.10.2021_8.04.41 PM.xlsx | Inputs_endUseLoadShapes.xlsx | Inputs_Global_KU_Winter.xlsx | Inputs_Product_C&I Curtailment-AutoDR-Ind.xlsx | KU | 20 | Winter | Peak | 3 | C&I Curtailment-AutoDR Ind | Industrial | Primary Metals | 207.3656 | 192.0816 | 57.6245 | 4.6412 | 4.6343 | 4.6138 | 4.5964 | 4.5819 | 4.5644 | 4.5331 | 4.5044 | 4.5008 | 4.4978 | 4.4951 | 4.4927 | 4.4907 | 4.489 | 4.4877 | 4.4866 | 4.4853 | 4.4825 | 4.48 | 4.4778 | [10 empty] | 37.5264 | 37.4707 | 37.3052 | 37.1639 | 37.047 | 36.9057 | 36.6524 | 36.4204 | 36.3911 | 36.3671 | 36.3447 | 36.3255 | 36.3096 | 36.296 | 36.2851 | 36.2759 | 36.2656 | 36.243 | 36.2232 | 36.2049 | 0 | 0 | 0 | 0 | 0 | 0 | 0 | 0 | 0 | 0
C&I Curtailment-AutoDR Ind_KU_Winter_3.10.2021_8.04.41 PM.xlsx | Inputs_endUseLoadShapes.xlsx | Inputs_Global_KU_Winter.xlsx | Inputs_Product_C&I Curtailment-AutoDR-Ind.xlsx | KU | 20 | Winter | Peak | 3 | C&I Curtailment-AutoDR Ind | Industrial | Printing and Related Support | 6.9014 | 6.3927 | 1.9178 | 0.14896 | 0.14874 | 0.14808 | 0.14752 | 0.14705 | 0.14649 | 0.14549 | 0.14457 | 0.14445 | 0.14436 | 0.14427 | 0.14419 | 0.14413 | 0.14407 | 0.14403 | 0.14399 | 0.14395 | 0.14386 | 0.14378 | 0.14371 | [10 empty] | 1.2044 | 1.2026 | 1.1973 | 1.1928 | 1.189 | 1.1845 | 1.1763 | 1.1689 | 1.168 | 1.1672 | 1.1665 | 1.1659 | 1.1653 | 1.1649 | 1.1646 | 1.1643 | 1.1639 | 1.1632 | 1.1626 | 1.162 | 0 | 0 | 0 | 0 | 0 | 0 | 0 | 0 | 0 | 0
C&I Curtailment-AutoDR Ind_KU_Winter_3.10.2021_8.04.41 PM.xlsx | Inputs_endUseLoadShapes.xlsx | Inputs_Global_KU_Winter.xlsx | Inputs_Product_C&I Curtailment-AutoDR-Ind.xlsx | KU | 20 | Winter | Peak | 3 | C&I Curtailment-AutoDR Ind | Industrial | Textiles | 0.22496 | 0.20837 | 0.062512 | 0.0048553 | 0.0048481 | 0.0048267 | 0.0048085 | 0.0047933 | 0.004775 | 0.0047423 | 0.0047123 | 0.0047085 | 0.0047054 | 0.0047025 | 0.0047 | 0.0046979 | 0.0046962 | 0.0046947 | 0.0046936 | 0.0046922 | 0.0046893 | 0.0046867 | 0.0046844 | [10 empty] | 0.039258 | 0.0392 | 0.039026 | 0.038879 | 0.038756 | 0.038609 | 0.038344 | 0.038101 | 0.03807 | 0.038045 | 0.038022 | 0.038002 | 0.037985 | 0.037971 | 0.037959 | 0.03795 | 0.037939 | 0.037915 | 0.037895 | 0.037875 | 0 | 0 | 0 | 0 | 0 | 0 | 0 | 0 | 0 | 0
C&I Curtailment-AutoDR Ind_KU_Winter_3.10.2021_8.04.41 PM.xlsx | Inputs_endUseLoadShapes.xlsx | Inputs_Global_KU_Winter.xlsx | Inputs_Product_C&I Curtailment-AutoDR-Ind.xlsx | KU | 20 | Winter | Peak | 3 | C&I Curtailment-AutoDR Ind | Industrial | Transportation Equipment | 133.8889 | 124.0206 | 37.2062 | 3.0784 | 3.0739 | 3.0603 | 3.0487 | 3.0391 | 3.0275 | 3.0067 | 2.9877 | 2.9853 | 2.9833 | 2.9815 | 2.9799 | 2.9786 | 2.9775 | 2.9766 | 2.9759 | 2.975 | 2.9732 | 2.9715 | 2.97 | [10 empty] | 24.8907 | 24.8538 | 24.744 | 24.6503 | 24.5727 | 24.4791 | 24.311 | 24.1571 | 24.1377 | 24.1218 | 24.1069 | 24.0942 | 24.0837 | 24.0746 | 24.0674 | 24.0613 | 24.0545 | 24.0395 | 24.0263 | 24.0142 | 0 | 0 | 0 | 0 | 0 | 0 | 0 | 0 | 0 | 0
C&I Curtailment-AutoDR Ind_KU_Winter_3.10.2021_8.04.41 PM.xlsx | Inputs_endUseLoadShapes.xlsx | Inputs_Global_KU_Winter.xlsx | Inputs_Product_C&I Curtailment-AutoDR-Ind.xlsx | KU | 20 | Winter | Peak | 3 | C&I Curtailment-AutoDR Ind | Industrial | Wastewater | 1.3381 | 1.2394 | 0.37183 | 0.02888 | 0.028838 | 0.02871 | 0.028601 | 0.028511 | 0.028403 | 0.028208 | 0.028029 | 0.028007 | 0.027988 | 0.027971 | 0.027956 | 0.027944 | 0.027933 | 0.027925 | 0.027918 | 0.02791 | 0.027893 | 0.027877 | 0.027863 | [10 empty] | 0.23351 | 0.23317 | 0.23214 | 0.23126 | 0.23053 | 0.22965 | 0.22807 | 0.22663 | 0.22645 | 0.2263 | 0.22616 | 0.22604 | 0.22594 | 0.22586 | 0.22579 | 0.22573 | 0.22567 | 0.22553 | 0.2254 | 0.22529 | 0 | 0 | 0 | 0 | 0 | 0 | 0 | 0 | 0 | 0
C&I Curtailment-AutoDR Ind_KU_Winter_3.10.2021_8.04.41 PM.xlsx | Inputs_endUseLoadShapes.xlsx | Inputs_Global_KU_Winter.xlsx | Inputs_Product_C&I Curtailment-AutoDR-Ind.xlsx | KU | 20 | Winter | Peak | 3 | C&I Curtailment-AutoDR Ind | Industrial | Water | 21.8313 | 20.2222 | 6.0667 | 0.4712 | 0.4705 | 0.46842 | 0.46665 | 0.46518 | 0.46341 | 0.46022 | 0.45731 | 0.45694 | 0.45664 | 0.45636 | 0.45612 | 0.45592 | 0.45575 | 0.45561 | 0.4555 | 0.45537 | 0.45508 | 0.45484 | 0.45461 | [10 empty] | 3.8099 | 3.8042 | 3.7874 | 3.7731 | 3.7612 | 3.7469 | 3.7211 | 3.6976 | 3.6946 | 3.6922 | 3.6899 | 3.688 | 3.6863 | 3.685 | 3.6839 | 3.6829 | 3.6819 | 3.6796 | 3.6776 | 3.6757 | 0 | 0 | 0 | 0 | 0 | 0 | 0 | 0 | 0 | 0
C&I Curtailment-AutoDR Ind_KU_Winter_3.10.2021_8.04.41 PM.xlsx | Inputs_endUseLoadShapes.xlsx | Inputs_Global_KU_Winter.xlsx | Inputs_Product_C&I Curtailment-AutoDR-Ind.xlsx | KU | 20 | Winter | Peak | 3 | C&I Curtailment-AutoDR Ind | Industrial | Wood Products | 5.0595 | 4.6866 | 1.406 | 0.1092 | 0.10904 | 0.10856 | 0.10815 | 0.10781 | 0.1074 | 0.10666 | 0.10598 | 0.1059 | 0.10583 | 0.10576 | 0.10571 | 0.10566 | 0.10562 | 0.10559 | 0.10556 | 0.10553 | 0.10547 | 0.10541 | 0.10536 | [10 empty] | 0.88296 | 0.88165 | 0.87775 | 0.87443 | 0.87168 | 0.86836 | 0.86239 | 0.85694 | 0.85625 | 0.85568 | 0.85516 | 0.8547 | 0.85433 | 0.85401 | 0.85375 | 0.85354 | 0.85329 | 0.85276 | 0.8523 | 0.85187 | 0 | 0 | 0 | 0 | 0 | 0 | 0 | 0 | 0 | 0
C&I Curtailment-AutoDR Ind_KU_Winter_3.10.2021_8.04.41 PM.xlsx | Inputs_endUseLoadShapes.xlsx | Inputs_Global_KU_Winter.xlsx | Inputs_Product_C&I Curtailment-AutoDR-Ind.xlsx | KU | 20 | Winter | Peak | 3 | C&I Curtailment-AutoDR Ind | Residential | Manufactured | 193.0352 | 0 | 0 | 0 | 0 | 0 | 0 | 0 | 0 | 0 | 0 | 0 | 0 | 0 | 0 | 0 | 0 | 0 | 0 | 0 | 0 | 0 | 0 | [10 empty] | 0 | 0 | 0 | 0 | 0 | 0 | 0 | 0 | 0 | 0 | 0 | 0 | 0 | 0 | 0 | 0 | 0 | 0 | 0 | 0 | 0 | 0 | 0 | 0 | 0 | 0 | 0 | 0 | 0 | 0
C&I Curtailment-AutoDR Ind_KU_Winter_3.10.2021_8.04.41 PM.xlsx | Inputs_endUseLoadShapes.xlsx | Inputs_Global_KU_Winter.xlsx | Inputs_Product_C&I Curtailment-AutoDR-Ind.xlsx | KU | 20 | Winter | Peak | 3 | C&I Curtailment-AutoDR Ind | Residential | Multifamily | 195.1526 | 0 | 0 | 0 | 0 | 0 | 0 | 0 | 0 | 0 | 0 | 0 | 0 | 0 | 0 | 0 | 0 | 0 | 0 | 0 | 0 | 0 | 0 | [10 empty] | 0 | 0 | 0 | 0 | 0 | 0 | 0 | 0 | 0 | 0 | 0 | 0 | 0 | 0 | 0 | 0 | 0 | 0 | 0 | 0 | 0 | 0 | 0 | 0 | 0 | 0 | 0 | 0 | 0 | 0
C&I Curtailment-AutoDR Ind_KU_Winter_3.10.2021_8.04.41 PM.xlsx | Inputs_endUseLoadShapes.xlsx | Inputs_Global_KU_Winter.xlsx | Inputs_Product_C&I Curtailment-AutoDR-Ind.xlsx | KU | 20 | Winter | Peak | 3 | C&I Curtailment-AutoDR Ind | Residential | Single Family | 1280.9749 | 0 | 0 | 0 | 0 | 0 | 0 | 0 | 0 | 0 | 0 | 0 | 0 | 0 | 0 | 0 | 0 | 0 | 0 | 0 | 0 | 0 | 0 | [10 empty] | 0 | 0 | 0 | 0 | 0 | 0 | 0 | 0 | 0 | 0 | 0 | 0 | 0 | 0 | 0 | 0 | 0 | 0 | 0 | 0 | 0 | 0 | 0 | 0 | 0 | 0 | 0 | 0 | 0 | 0
C&I Curtailment-AutoDR Ind_KU_Winter_3.10.2021_8.04.41 PM.xlsx | Inputs_endUseLoadShapes.xlsx | Inputs_Global_KU_Winter.xlsx | Inputs_Product_C&I Curtailment-AutoDR-Ind.xlsx | KU | 20 | Winter | Peak | 3 | C&I Curtailment-AutoDR Ind | 0 | 0 | 0 | 0 | 0 | 0 | 0 | 0 | 0 | 0 | 0 | 0 | 0 | 0 | 0 | 0 | 0 | 0 | 0 | 0 | 0 | 0 | 0 | 0 | 0 | [10 empty] | 0 | 0 | 0 | 0 | 0 | 0 | 0 | 0 | 0 | 0 | 0 | 0 | 0 | 0 | 0 | 0 | 0 | 0 | 0 | 0 | 0 | 0 | 0 | 0 | 0 | 0 | 0 | 0 | 0 | 0
C&I Curtailment-AutoDR Ind_KU_Winter_3.10.2021_8.04.41 PM.xlsx | Inputs_endUseLoadShapes.xlsx | Inputs_Global_KU_Winter.xlsx | Inputs_Product_C&I Curtailment-AutoDR-Ind.xlsx | KU | 20 | Winter | Peak | 3 | C&I Curtailment-AutoDR Ind | 0 | 0 | 0 | 0 | 0 | 0 | 0 | 0 | 0 | 0 | 0 | 0 | 0 | 0 | 0 | 0 | 0 | 0 | 0 | 0 | 0 | 0 | 0 | 0 | 0 | [10 empty] | 0 | 0 | 0 | 0 | 0 | 0 | 0 | 0 | 0 | 0 | 0 | 0 | 0 | 0 | 0 | 0 | 0 | 0 | 0 | 0 | 0 | 0 | 0 | 0 | 0 | 0 | 0 | 0 | 0 | 0
C&I Curtailment-AutoDR Ind_KU_Winter_3.10.2021_8.04.41 PM.xlsx | Inputs_endUseLoadShapes.xlsx | Inputs_Global_KU_Winter.xlsx | Inputs_Product_C&I Curtailment-AutoDR-Ind.xlsx | KU | 20 | Winter | Peak | 3 | C&I Curtailment-AutoDR Ind | 0 | 0 | 0 | 0 | 0 | 0 | 0 | 0 | 0 | 0 | 0 | 0 | 0 | 0 | 0 | 0 | 0 | 0 | 0 | 0 | 0 | 0 | 0 | 0 | 0 | [10 empty] | 0 | 0 | 0 | 0 | 0 | 0 | 0 | 0 | 0 | 0 | 0 | 0 | 0 | 0 | 0 | 0 | 0 | 0 | 0 | 0 | 0 | 0 | 0 | 0 | 0 | 0 | 0 | 0 | 0 | 0
C&I Curtailment-AutoDR Ind_KU_Winter_3.10.2021_8.04.41 PM.xlsx | Inputs_endUseLoadShapes.xlsx | Inputs_Global_KU_Winter.xlsx | Inputs_Product_C&I Curtailment-AutoDR-Ind.xlsx | KU | 20 | Winter | Peak | 3 | C&I Curtailment-AutoDR Ind | 0 | 0 | 0 | 0 | 0 | 0 | 0 | 0 | 0 | 0 | 0 | 0 | 0 | 0 | 0 | 0 | 0 | 0 | 0 | 0 | 0 | 0 | 0 | 0 | 0 | [10 empty] | 0 | 0 | 0 | 0 | 0 | 0 | 0 | 0 | 0 | 0 | 0 | 0 | 0 | 0 | 0 | 0 | 0 | 0 | 0 | 0 | 0 | 0 | 0 | 0 | 0 | 0 | 0 | 0 | 0 | 0
C&I Curtailment-Backup Gen_KU_Winter_3.10.2021_8.07.52 PM.xlsx | Inputs_endUseLoadShapes.xlsx | Inputs_Global_KU_Winter.xlsx | Inputs_Product_C&I Curtailment-Backup Gen.xlsx | KU | 20 | Winter | Peak | 3 | C&I Curtailment-Backup Gen | Commercial | Grocery | 36.0838 | 17.6151 | 3.0163 | 0.28534 | 0.28469 | 0.28353 | 0.28166 | 0.27987 | 0.27806 | 0.27617 | 0.27398 | 0.27282 | 0.27184 | 0.2709 | 0.27008 | 0.26937 | 0.26874 | 0.2682 | 0.26772 | 0.26721 | 0.26637 | 0.2656 | 0.26492 | [10 empty] | 82.1613 | 81.9753 | 81.6415 | 81.1018 | 80.5869 | 80.0652 | 79.5208 | 78.8909 | 78.5576 | 78.274 | 78.0045 | 77.7673 | 77.564 | 77.383 | 77.2263 | 77.0883 | 76.9422 | 76.6987 | 76.4795 | 76.2814 | 0 | 0 | 0 | 0 | 0 | 0 | 0 | 0 | 0 | 0
C&I Curtailment-Backup Gen_KU_Winter_3.10.2021_8.07.52 PM.xlsx | Inputs_endUseLoadShapes.xlsx | Inputs_Global_KU_Winter.xlsx | Inputs_Product_C&I Curtailment-Backup Gen.xlsx | KU | 20 | Winter | Peak | 3 | C&I Curtailment-Backup Gen | Commercial | Health | 77.5493 | 61.3747 | 10.5095 | 0.53009 | 0.52889 | 0.52674 | 0.52326 | 0.51994 | 0.51657 | 0.51306 | 0.50899 | 0.50684 | 0.50501 | 0.50327 | 0.50174 | 0.50043 | 0.49926 | 0.49825 | 0.49736 | 0.49642 | 0.49485 | 0.49344 | 0.49216 | [10 empty] | 247.4574 | 246.897 | 245.8919 | 244.2664 | 242.7154 | 241.1443 | 239.5045 | 237.6075 | 236.6034 | 235.7495 | 234.9377 | 234.2232 | 233.611 | 233.0658 | 232.5937 | 232.1783 | 231.7383 | 231.0047 | 230.3446 | 229.7479 | 0 | 0 | 0 | 0 | 0 | 0 | 0 | 0 | 0 | 0
C&I Curtailment-Backup Gen_KU_Winter_3.10.2021_8.07.52 PM.xlsx | Inputs_endUseLoadShapes.xlsx | Inputs_Global_KU_Winter.xlsx | Inputs_Product_C&I Curtailment-Backup Gen.xlsx | KU | 20 | Winter | Peak | 3 | C&I Curtailment-Backup Gen | Commercial | Large Office | 86.4336 | 64.7087 | 11.0804 | 0.28662 | 0.28598 | 0.28481 | 0.28293 | 0.28113 | 0.27931 | 0.27741 | 0.27522 | 0.27405 | 0.27306 | 0.27212 | 0.2713 | 0.27059 | 0.26995 | 0.26941 | 0.26893 | 0.26842 | 0.26757 | 0.2668 | 0.26611 | [10 empty] | 126.5694 | 126.2828 | 125.7687 | 124.9372 | 124.1439 | 123.3403 | 122.5016 | 121.5314 | 121.0178 | 120.581 | 120.1658 | 119.8004 | 119.4872 | 119.2084 | 118.9669 | 118.7545 | 118.5294 | 118.1542 | 117.8165 | 117.5113 | 0 | 0 | 0 | 0 | 0 | 0 | 0 | 0 | 0 | 0
C&I Curtailment-Backup Gen_KU_Winter_3.10.2021_8.07.52 PM.xlsx | Inputs_endUseLoadShapes.xlsx | Inputs_Global_KU_Winter.xlsx | Inputs_Product_C&I Curtailment-Backup Gen.xlsx | KU | 20 | Winter | Peak | 3 | C&I Curtailment-Backup Gen | Commercial | Large Retail | 32.8378 | 27.0639 | 4.6343 | 0.33414 | 0.33339 | 0.33203 | 0.32983 | 0.32774 | 0.32562 | 0.3234 | 0.32084 | 0.31949 | 0.31833 | 0.31724 | 0.31627 | 0.31545 | 0.31471 | 0.31407 | 0.31351 | 0.31292 | 0.31193 | 0.31104 | 0.31023 | [10 empty] | 162.4372 | 162.0694 | 161.4095 | 160.3425 | 159.3244 | 158.2931 | 157.2167 | 155.9715 | 155.3124 | 154.7518 | 154.219 | 153.7499 | 153.3481 | 152.9902 | 152.6803 | 152.4076 | 152.1188 | 151.6372 | 151.2039 | 150.8122 | 0 | 0 | 0 | 0 | 0 | 0 | 0 | 0 | 0 | 0
C&I Curtailment-Backup Gen_KU_Winter_3.10.2021_8.07.52 PM.xlsx | Inputs_endUseLoadShapes.xlsx | Inputs_Global_KU_Winter.xlsx | Inputs_Product_C&I Curtailment-Backup Gen.xlsx | KU | 20 | Winter | Peak | 3 | C&I Curtailment-Backup Gen | Commercial | Lodging | 13.126 | 5.4407 | 0.93164 | 0.072596 | 0.072432 | 0.072137 | 0.07166 | 0.071205 | 0.070744 | 0.070263 | 0.069706 | 0.069412 | 0.069161 | 0.068923 | 0.068714 | 0.068534 | 0.068374 | 0.068235 | 0.068114 | 0.067985 | 0.067769 | 0.067576 | 0.067401 | [10 empty] | 17.7489 | 17.7087 | 17.6366 | 17.52 | 17.4088 | 17.2961 | 17.1785 | 17.0424 | 16.9704 | 16.9092 | 16.8509 | 16.7997 | 16.7558 | 16.7167 | 16.6828 | 16.653 | 16.6215 | 16.5688 | 16.5215 | 16.4787 | 0 | 0 | 0 | 0 | 0 | 0 | 0 | 0 | 0 | 0
C&I Curtailment-Backup Gen_KU_Winter_3.10.2021_8.07.52 PM.xlsx | Inputs_endUseLoadShapes.xlsx | Inputs_Global_KU_Winter.xlsx | Inputs_Product_C&I Curtailment-Backup Gen.xlsx | KU | 20 | Winter | Peak | 3 | C&I Curtailment-Backup Gen | Commercial | Miscellaneous | 299.5689 | 202.3319 | 34.6462 | 1.1595 | 1.1569 | 1.1521 | 1.1445 | 1.1373 | 1.1299 | 1.1222 | 1.1133 | 1.1086 | 1.1046 | 1.1008 | 1.0975 | 1.0946 | 1.092 | 1.0898 | 1.0879 | 1.0858 | 1.0824 | 1.0793 | 1.0765 | [10 empty] | 461.9187 | 460.8726 | 458.9963 | 455.9621 | 453.0668 | 450.1341 | 447.0732 | 443.5322 | 441.6579 | 440.0638 | 438.5486 | 437.2148 | 436.0721 | 435.0544 | 434.1732 | 433.3978 | 432.5764 | 431.207 | 429.9747 | 428.861 | 0 | 0 | 0 | 0 | 0 | 0 | 0 | 0 | 0 | 0
C&I Curtailment-Backup Gen_KU_Winter_3.10.2021_8.07.52 PM.xlsx | Inputs_endUseLoadShapes.xlsx | Inputs_Global_KU_Winter.xlsx | Inputs_Product_C&I Curtailment-Backup Gen.xlsx | KU | 20 | Winter | Peak | 3 | C&I Curtailment-Backup Gen | Commercial | Restaurant | 28.7696 | 3.9561 | 0.67742 | 0.25252 | 0.25195 | 0.25092 | 0.24926 | 0.24768 | 0.24608 | 0.2444 | 0.24247 | 0.24144 | 0.24057 | 0.23974 | 0.23901 | 0.23839 | 0.23783 | 0.23735 | 0.23693 | 0.23648 | 0.23573 | 0.23506 | 0.23445 | [10 empty] | 20.4816 | 20.4352 | 20.352 | 20.2174 | 20.0891 | 19.959 | 19.8233 | 19.6663 | 19.5832 | 19.5125 | 19.4453 | 19.3862 | 19.3355 | 19.2904 | 19.2513 | 19.2169 | 19.1805 | 19.1198 | 19.0652 | 19.0158 | 0 | 0 | 0 | 0 | 0 | 0 | 0 | 0 | 0 | 0
C&I Curtailment-Backup Gen_KU_Winter_3.10.2021_8.07.52 PM.xlsx | Inputs_endUseLoadShapes.xlsx | Inputs_Global_KU_Winter.xlsx | Inputs_Product_C&I Curtailment-Backup Gen.xlsx | KU | 20 | Winter | Peak | 3 | C&I Curtailment-Backup Gen | Commercial | School | 398.997 | 359.0373 | 61.4796 | 0.97066 | 0.96846 | 0.96452 | 0.95815 | 0.95206 | 0.9459 | 0.93947 | 0.93203 | 0.92809 | 0.92474 | 0.92155 | 0.91875 | 0.91635 | 0.91421 | 0.91236 | 0.91073 | 0.909 | 0.90613 | 0.90354 | 0.9012 | [10 empty] | 515.1982 | 514.0314 | 511.9387 | 508.5545 | 505.3253 | 502.0543 | 498.6403 | 494.6909 | 492.6004 | 490.8225 | 489.1325 | 487.6449 | 486.3704 | 485.2353 | 484.2524 | 483.3876 | 482.4715 | 480.9441 | 479.5697 | 478.3275 | 0 | 0 | 0 | 0 | 0 | 0 | 0 | 0 | 0 | 0
C&I Curtailment-Backup Gen_KU_Winter_3.10.2021_8.07.52 PM.xlsx | Inputs_endUseLoadShapes.xlsx | Inputs_Global_KU_Winter.xlsx | Inputs_Product_C&I Curtailment-Backup Gen.xlsx | KU | 20 | Winter | Peak | 3 | C&I Curtailment-Backup Gen | Commercial | Small Office | 123.4234 | 0 | 0 | 0.45532 | 0.45429 | 0.45244 | 0.44945 | 0.4466 | 0.4437 | 0.44069 | 0.4372 | 0.43535 | 0.43378 | 0.43228 | 0.43097 | 0.42984 | 0.42884 | 0.42797 | 0.42721 | 0.4264 | 0.42505 | 0.42383 | 0.42274 | [10 empty] | 0 | 0 | 0 | 0 | 0 | 0 | 0 | 0 | 0 | 0 | 0 | 0 | 0 | 0 | 0 | 0 | 0 | 0 | 0 | 0 | 0 | 0 | 0 | 0 | 0 | 0 | 0 | 0 | 0 | 0
C&I Curtailment-Backup Gen_KU_Winter_3.10.2021_8.07.52 PM.xlsx | Inputs_endUseLoadShapes.xlsx | Inputs_Global_KU_Winter.xlsx | Inputs_Product_C&I Curtailment-Backup Gen.xlsx | KU | 20 | Winter | Peak | 3 | C&I Curtailment-Backup Gen | Commercial | Small Retail | 5.3384 | 0 | 0 | 0.045776 | 0.045672 | 0.045486 | 0.045185 | 0.044898 | 0.044608 | 0.044304 | 0.043953 | 0.043768 | 0.04361 | 0.04346 | 0.043327 | 0.043214 | 0.043113 | 0.043026 | 0.042949 | 0.042868 | 0.042732 | 0.04261 | 0.0425 | [10 empty] | 0 | 0 | 0 | 0 | 0 | 0 | 0 | 0 | 0 | 0 | 0 | 0 | 0 | 0 | 0 | 0 | 0 | 0 | 0 | 0 | 0 | 0 | 0 | 0 | 0 | 0 | 0 | 0 | 0 | 0
C&I Curtailment-Backup Gen_KU_Winter_3.10.2021_8.07.52 PM.xlsx | Inputs_endUseLoadShapes.xlsx | Inputs_Global_KU_Winter.xlsx | Inputs_Product_C&I Curtailment-Backup Gen.xlsx | KU | 20 | Winter | Peak | 3 | C&I Curtailment-Backup Gen | Commercial | Warehouse | 12.4486 | 8.4353 | 1.4444 | 0.064429 | 0.064283 | 0.064021 | 0.063598 | 0.063194 | 0.062785 | 0.062358 | 0.061865 | 0.061603 | 0.061381 | 0.061169 | 0.060983 | 0.060824 | 0.060682 | 0.060559 | 0.060451 | 0.060336 | 0.060145 | 0.059974 | 0.059818 | [10 empty] | 25.7513 | 25.693 | 25.5884 | 25.4192 | 25.2578 | 25.0943 | 24.9237 | 24.7263 | 24.6218 | 24.5329 | 24.4484 | 24.3741 | 24.3104 | 24.2536 | 24.2045 | 24.1613 | 24.1155 | 24.0392 | 23.9705 | 23.9084 | 0 | 0 | 0 | 0 | 0 | 0 | 0 | 0 | 0 | 0
C&I Curtailment-Backup Gen_KU_Winter_3.10.2021_8.07.52 PM.xlsx | Inputs_endUseLoadShapes.xlsx | Inputs_Global_KU_Winter.xlsx | Inputs_Product_C&I Curtailment-Backup Gen.xlsx | KU | 20 | Winter | Peak | 3 | C&I Curtailment-Backup Gen | Industrial | Apparel | 3.4538 | 2.4512 | 0.41973 | 0.017181 | 0.017156 | 0.01708 | 0.017015 | 0.016962 | 0.016897 | 0.016781 | 0.016675 | 0.016661 | 0.01665 | 0.01664 | 0.016631 | 0.016624 | 0.016618 | 0.016613 | 0.016609 | 0.016604 | 0.016593 | 0.016584 | 0.016576 | [10 empty] | 0.1807 | 0.18044 | 0.17964 | 0.17896 | 0.1784 | 0.17772 | 0.1765 | 0.17538 | 0.17524 | 0.17512 | 0.17501 | 0.17492 | 0.17485 | 0.17478 | 0.17473 | 0.17468 | 0.17463 | 0.17453 | 0.17443 | 0.17434 | 0 | 0 | 0 | 0 | 0 | 0 | 0 | 0 | 0 | 0
C&I Curtailment-Backup Gen_KU_Winter_3.10.2021_8.07.52 PM.xlsx | Inputs_endUseLoadShapes.xlsx | Inputs_Global_KU_Winter.xlsx | Inputs_Product_C&I Curtailment-Backup Gen.xlsx | KU | 20 | Winter | Peak | 3 | C&I Curtailment-Backup Gen | Industrial | Beverage and Tobacco Products | 17.8028 | 13.5292 | 2.3167 | 0.08856 | 0.088429 | 0.088038 | 0.087705 | 0.087429 | 0.087096 | 0.086498 | 0.08595 | 0.085881 | 0.085824 | 0.085772 | 0.085726 | 0.085689 | 0.085657 | 0.085631 | 0.085609 | 0.085585 | 0.085532 | 0.085485 | 0.085442 | [10 empty] | 0.9974 | 0.99592 | 0.99152 | 0.98776 | 0.98466 | 0.9809 | 0.97417 | 0.968 | 0.96722 | 0.96659 | 0.96599 | 0.96548 | 0.96506 | 0.9647 | 0.96441 | 0.96416 | 0.96389 | 0.96329 | 0.96276 | 0.96227 | 0 | 0 | 0 | 0 | 0 | 0 | 0 | 0 | 0 | 0
C&I Curtailment-Backup Gen_KU_Winter_3.10.2021_8.07.52 PM.xlsx | Inputs_endUseLoadShapes.xlsx | Inputs_Global_KU_Winter.xlsx | Inputs_Product_C&I Curtailment-Backup Gen.xlsx | KU | 20 | Winter | Peak | 3 | C&I Curtailment-Backup Gen | Industrial | Chemicals | 46.5406 | 44.3363 | 7.5919 | 0.28207 | 0.28165 | 0.2804 | 0.27934 | 0.27846 | 0.2774 | 0.2755 | 0.27375 | 0.27353 | 0.27335 | 0.27318 | 0.27304 | 0.27292 | 0.27282 | 0.27274 | 0.27267 | 0.27259 | 0.27242 | 0.27227 | 0.27213 | [10 empty] | 3.9822 | 3.9763 | 3.9588 | 3.9438 | 3.9314 | 3.9164 | 3.8895 | 3.8649 | 3.8618 | 3.8592 | 3.8568 | 3.8548 | 3.8531 | 3.8517 | 3.8505 | 3.8495 | 3.8484 | 3.846 | 3.8439 | 3.842 | 0 | 0 | 0 | 0 | 0 | 0 | 0 | 0 | 0 | 0
C&I Curtailment-Backup Gen_KU_Winter_3.10.2021_8.07.52 PM.xlsx | Inputs_endUseLoadShapes.xlsx | Inputs_Global_KU_Winter.xlsx | Inputs_Product_C&I Curtailment-Backup Gen.xlsx | KU | 20 | Winter | Peak | 3 | C&I Curtailment-Backup Gen | Industrial | Computer and Electronic Products | 0.75745 | 0.44742 | 0.076614 | 0.0051372 | 0.0051296 | 0.0051069 | 0.0050876 | 0.0050716 | 0.0050522 | 0.0050175 | 0.0049858 | 0.0049818 | 0.0049785 | 0.0049754 | 0.0049728 | 0.0049706 | 0.0049687 | 0.0049673 | 0.004966 | 0.0049646 | 0.0049615 | 0.0049588 | 0.0049563 | [10 empty] | 0.044971 | 0.044904 | 0.044706 | 0.044537 | 0.044396 | 0.044227 | 0.043924 | 0.043646 | 0.04361 | 0.043582 | 0.043555 | 0.043532 | 0.043513 | 0.043497 | 0.043483 | 0.043472 | 0.04346 | 0.043433 | 0.043409 | 0.043387 | 0 | 0 | 0 | 0 | 0 | 0 | 0 | 0 | 0 | 0
C&I Curtailment-Backup Gen_KU_Winter_3.10.2021_8.07.52 PM.xlsx | Inputs_endUseLoadShapes.xlsx | Inputs_Global_KU_Winter.xlsx | Inputs_Product_C&I Curtailment-Backup Gen.xlsx | KU | 20 | Winter | Peak | 3 | C&I Curtailment-Backup Gen | Industrial | Electrical Equip., Appliances, and Components | 32.7524 | 30.9294 | 5.2962 | 0.16078 | 0.16054 | 0.15983 | 0.15922 | 0.15872 | 0.15812 | 0.15703 | 0.15604 | 0.15591 | 0.15581 | 0.15572 | 0.15563 | 0.15556 | 0.15551 | 0.15546 | 0.15542 | 0.15538 | 0.15528 | 0.15519 | 0.15512 | [10 empty] | 2.2501 | 2.2468 | 2.2368 | 2.2284 | 2.2214 | 2.2129 | 2.1977 | 2.1838 | 2.182 | 2.1806 | 2.1792 | 2.1781 | 2.1771 | 2.1763 | 2.1757 | 2.1751 | 2.1745 | 2.1731 | 2.172 | 2.1709 | 0 | 0 | 0 | 0 | 0 | 0 | 0 | 0 | 0 | 0
C&I Curtailment-Backup Gen_KU_Winter_3.10.2021_8.07.52 PM.xlsx | Inputs_endUseLoadShapes.xlsx | Inputs_Global_KU_Winter.xlsx | Inputs_Product_C&I Curtailment-Backup Gen.xlsx | KU | 20 | Winter | Peak | 3 | C&I Curtailment-Backup Gen | Industrial | Fabricated Metal Products | 36.5357 | 30.5041 | 5.2234 | 0.17181 | 0.17156 | 0.1708 | 0.17016 | 0.16962 | 0.16897 | 0.16781 | 0.16675 | 0.16662 | 0.16651 | 0.1664 | 0.16632 | 0.16624 | 0.16618 | 0.16613 | 0.16609 | 0.16604 | 0.16594 | 0.16585 | 0.16576 | [10 empty] | 2.1259 | 2.1228 | 2.1134 | 2.1054 | 2.0988 | 2.0908 | 2.0764 | 2.0633 | 2.0616 | 2.0602 | 2.059 | 2.0579 | 2.057 | 2.0562 | 2.0556 | 2.0551 | 2.0545 | 2.0532 | 2.0521 | 2.0511 | 0 | 0 | 0 | 0 | 0 | 0 | 0 | 0 | 0 | 0
C&I Curtailment-Backup Gen_KU_Winter_3.10.2021_8.07.52 PM.xlsx | Inputs_endUseLoadShapes.xlsx | Inputs_Global_KU_Winter.xlsx | Inputs_Product_C&I Curtailment-Backup Gen.xlsx | KU | 20 | Winter | Peak | 3 | C&I Curtailment-Backup Gen | Industrial | Food | 50.237 | 47.5993 | 8.1506 | 0.26383 | 0.26344 | 0.26228 | 0.26128 | 0.26046 | 0.25947 | 0.25769 | 0.25606 | 0.25585 | 0.25568 | 0.25552 | 0.25539 | 0.25528 | 0.25518 | 0.2551 | 0.25504 | 0.25497 | 0.25481 | 0.25467 | 0.25454 | [10 empty] | 3.7047 | 3.6992 | 3.6828 | 3.6689 | 3.6573 | 3.6434 | 3.6184 | 3.5955 | 3.5926 | 3.5902 | 3.588 | 3.5861 | 3.5846 | 3.5832 | 3.5821 | 3.5812 | 3.5802 | 3.578 | 3.576 | 3.5742 | 0 | 0 | 0 | 0 | 0 | 0 | 0 | 0 | 0 | 0
C&I Curtailment-Backup Gen_KU_Winter_3.10.2021_8.07.52 PM.xlsx | Inputs_endUseLoadShapes.xlsx | Inputs_Global_KU_Winter.xlsx | Inputs_Product_C&I Curtailment-Backup Gen.xlsx | KU | 20 | Winter | Peak | 3 | C&I Curtailment-Backup Gen | Industrial | Furniture and Related Products | 3.0032 | 1.5222 | 0.26066 | 0.014939 | 0.014917 | 0.014851 | 0.014795 | 0.014749 | 0.014692 | 0.014592 | 0.014499 | 0.014488 | 0.014478 | 0.014469 | 0.014461 | 0.014455 | 0.01445 | 0.014445 | 0.014442 | 0.014438 | 0.014429 | 0.014421 | 0.014413 | [10 empty] | 0.11222 | 0.11206 | 0.11156 | 0.11114 | 0.11079 | 0.11037 | 0.10961 | 0.10891 | 0.10883 | 0.10876 | 0.10869 | 0.10863 | 0.10858 | 0.10854 | 0.10851 | 0.10848 | 0.10845 | 0.10838 | 0.10832 | 0.10827 | 0 | 0 | 0 | 0 | 0 | 0 | 0 | 0 | 0 | 0
C&I Curtailment-Backup Gen_KU_Winter_3.10.2021_8.07.52 PM.xlsx | Inputs_endUseLoadShapes.xlsx | Inputs_Global_KU_Winter.xlsx | Inputs_Product_C&I Curtailment-Backup Gen.xlsx | KU | 20 | Winter | Peak | 3 | C&I Curtailment-Backup Gen | Industrial | Machinery | 10.0252 | 7.9445 | 1.3604 | 0.04987 | 0.049796 | 0.049576 | 0.049389 | 0.049233 | 0.049046 | 0.048709 | 0.048401 | 0.048362 | 0.04833 | 0.0483 | 0.048274 | 0.048253 | 0.048235 | 0.048221 | 0.048209 | 0.048195 | 0.048165 | 0.048138 | 0.048114 | [10 empty] | 0.58568 | 0.58481 | 0.58223 | 0.58003 | 0.5782 | 0.576 | 0.57204 | 0.56842 | 0.56796 | 0.56759 | 0.56724 | 0.56694 | 0.56669 | 0.56648 | 0.56631 | 0.56617 | 0.566 | 0.56565 | 0.56534 | 0.56506 | 0 | 0 | 0 | 0 | 0 | 0 | 0 | 0 | 0 | 0
C&I Curtailment-Backup Gen_KU_Winter_3.10.2021_8.07.52 PM.xlsx | Inputs_endUseLoadShapes.xlsx | Inputs_Global_KU_Winter.xlsx | Inputs_Product_C&I Curtailment-Backup Gen.xlsx | KU | 20 | Winter | Peak | 3 | C&I Curtailment-Backup Gen | Industrial | Mining | 21.4786 | 21.3433 | 3.6547 | 0.10685 | 0.10669 | 0.10622 | 0.10581 | 0.10548 | 0.10508 | 0.10436 | 0.1037 | 0.10361 | 0.10354 | 0.10348 | 0.10343 | 0.10338 | 0.10334 | 0.10331 | 0.10329 | 0.10326 | 0.10319 | 0.10314 | 0.10308 | [10 empty] | 1.5735 | 1.5711 | 1.5642 | 1.5583 | 1.5534 | 1.5474 | 1.5368 | 1.5271 | 1.5259 | 1.5249 | 1.5239 | 1.5231 | 1.5224 | 1.5219 | 1.5214 | 1.521 | 1.5206 | 1.5197 | 1.5188 | 1.5181 | 0 | 0 | 0 | 0 | 0 | 0 | 0 | 0 | 0 | 0
C&I Curtailment-Backup Gen_KU_Winter_3.10.2021_8.07.52 PM.xlsx | Inputs_endUseLoadShapes.xlsx | Inputs_Global_KU_Winter.xlsx | Inputs_Product_C&I Curtailment-Backup Gen.xlsx | KU | 20 | Winter | Peak | 3 | C&I Curtailment-Backup Gen | Industrial | Miscellaneous | 60.1488 | 40.6251 | 6.9564 | 0.29921 | 0.29877 | 0.29745 | 0.29632 | 0.29539 | 0.29426 | 0.29224 | 0.29039 | 0.29016 | 0.28997 | 0.28979 | 0.28964 | 0.28951 | 0.2894 | 0.28931 | 0.28924 | 0.28916 | 0.28898 | 0.28882 | 0.28867 | [10 empty] | 2.995 | 2.9905 | 2.9773 | 2.966 | 2.9567 | 2.9454 | 2.9252 | 2.9067 | 2.9044 | 2.9024 | 2.9007 | 2.8991 | 2.8978 | 2.8968 | 2.8959 | 2.8952 | 2.8943 | 2.8925 | 2.8909 | 2.8895 | 0 | 0 | 0 | 0 | 0 | 0 | 0 | 0 | 0 | 0
C&I Curtailment-Backup Gen_KU_Winter_3.10.2021_8.07.52 PM.xlsx | Inputs_endUseLoadShapes.xlsx | Inputs_Global_KU_Winter.xlsx | Inputs_Product_C&I Curtailment-Backup Gen.xlsx | KU | 20 | Winter | Peak | 3 | C&I Curtailment-Backup Gen | Industrial | Nonmetallic Mineral Products | 33.4497 | 32.087 | 5.4944 | 0.21618 | 0.21586 | 0.21491 | 0.2141 | 0.21342 | 0.21261 | 0.21115 | 0.20981 | 0.20964 | 0.20951 | 0.20938 | 0.20927 | 0.20918 | 0.2091 | 0.20903 | 0.20898 | 0.20892 | 0.20879 | 0.20868 | 0.20857 | [10 empty] | 3.0733 | 3.0688 | 3.0552 | 3.0436 | 3.0341 | 3.0225 | 3.0017 | 2.9827 | 2.9804 | 2.9784 | 2.9766 | 2.975 | 2.9737 | 2.9726 | 2.9717 | 2.9709 | 2.9701 | 2.9682 | 2.9666 | 2.9651 | 0 | 0 | 0 | 0 | 0 | 0 | 0 | 0 | 0 | 0
C&I Curtailment-Backup Gen_KU_Winter_3.10.2021_8.07.52 PM.xlsx | Inputs_endUseLoadShapes.xlsx | Inputs_Global_KU_Winter.xlsx | Inputs_Product_C&I Curtailment-Backup Gen.xlsx | KU | 20 | Winter | Peak | 3 | C&I Curtailment-Backup Gen | Industrial | Paper | 20.6596 | 19.8045 | 3.3912 | 0.10277 | 0.10262 | 0.10217 | 0.10178 | 0.10146 | 0.10107 | 0.10038 | 0.099742 | 0.099662 | 0.099596 | 0.099535 | 0.099482 | 0.099439 | 0.099402 | 0.099372 | 0.099347 | 0.099318 | 0.099257 | 0.099202 | 0.099152 | [10 empty] | 1.46 | 1.4579 | 1.4514 | 1.4459 | 1.4414 | 1.4359 | 1.426 | 1.417 | 1.4159 | 1.4149 | 1.4141 | 1.4133 | 1.4127 | 1.4122 | 1.4117 | 1.4114 | 1.411 | 1.4101 | 1.4093 | 1.4086 | 0 | 0 | 0 | 0 | 0 | 0 | 0 | 0 | 0 | 0
C&I Curtailment-Backup Gen_KU_Winter_3.10.2021_8.07.52 PM.xlsx | Inputs_endUseLoadShapes.xlsx | Inputs_Global_KU_Winter.xlsx | Inputs_Product_C&I Curtailment-Backup Gen.xlsx | KU | 20 | Winter | Peak | 3 | C&I Curtailment-Backup Gen | Industrial | Petroleum and Coal Products | 29.0052 | 28.4162 | 4.8658 | 0.15556 | 0.15532 | 0.15464 | 0.15405 | 0.15357 | 0.15298 | 0.15193 | 0.15097 | 0.15085 | 0.15075 | 0.15066 | 0.15058 | 0.15051 | 0.15046 | 0.15041 | 0.15037 | 0.15033 | 0.15024 | 0.15015 | 0.15008 | [10 empty] | 2.2585 | 2.2552 | 2.2452 | 2.2367 | 2.2297 | 2.2212 | 2.2059 | 2.1919 | 2.1902 | 2.1887 | 2.1874 | 2.1862 | 2.1853 | 2.1845 | 2.1838 | 2.1833 | 2.1826 | 2.1813 | 2.1801 | 2.179 | 0 | 0 | 0 | 0 | 0 | 0 | 0 | 0 | 0 | 0
C&I Curtailment-Backup Gen_KU_Winter_3.10.2021_8.07.52 PM.xlsx | Inputs_endUseLoadShapes.xlsx | Inputs_Global_KU_Winter.xlsx | Inputs_Product_C&I Curtailment-Backup Gen.xlsx | KU | 20 | Winter | Peak | 3 | C&I Curtailment-Backup Gen | Industrial | Plastics and Rubber Products | 71.9237 | 68.3417 | 11.7025 | 0.38215 | 0.38159 | 0.3799 | 0.37846 | 0.37727 | 0.37583 | 0.37325 | 0.37089 | 0.37059 | 0.37035 | 0.37012 | 0.36992 | 0.36976 | 0.36962 | 0.36951 | 0.36942 | 0.36931 | 0.36908 | 0.36888 | 0.3687 | [10 empty] | 5.3814 | 5.3735 | 5.3497 | 5.3295 | 5.3127 | 5.2924 | 5.2561 | 5.2228 | 5.2186 | 5.2152 | 5.212 | 5.2092 | 5.2069 | 5.205 | 5.2034 | 5.2021 | 5.2006 | 5.1974 | 5.1946 | 5.1919 | 0 | 0 | 0 | 0 | 0 | 0 | 0 | 0 | 0 | 0
C&I Curtailment-Backup Gen_KU_Winter_3.10.2021_8.07.52 PM.xlsx | Inputs_endUseLoadShapes.xlsx | Inputs_Global_KU_Winter.xlsx | Inputs_Product_C&I Curtailment-Backup Gen.xlsx | KU | 20 | Winter | Peak | 3 | C&I Curtailment-Backup Gen | Industrial | Primary Metals | 207.3656 | 205.5769 | 35.2019 | 1.0697 | 1.0681 | 1.0634 | 1.0594 | 1.056 | 1.052 | 1.0448 | 1.0382 | 1.0373 | 1.0366 | 1.036 | 1.0355 | 1.035 | 1.0346 | 1.0343 | 1.034 | 1.0337 | 1.0331 | 1.0325 | 1.032 | [10 empty] | 15.7159 | 15.6926 | 15.6233 | 15.5641 | 15.5151 | 15.456 | 15.3499 | 15.2527 | 15.2405 | 15.2304 | 15.221 | 15.213 | 15.2063 | 15.2007 | 15.1961 | 15.1922 | 15.1879 | 15.1785 | 15.1701 | 15.1625 | 0 | 0 | 0 | 0 | 0 | 0 | 0 | 0 | 0 | 0
C&I Curtailment-Backup Gen_KU_Winter_3.10.2021_8.07.52 PM.xlsx | Inputs_endUseLoadShapes.xlsx | Inputs_Global_KU_Winter.xlsx | Inputs_Product_C&I Curtailment-Backup Gen.xlsx | KU | 20 | Winter | Peak | 3 | C&I Curtailment-Backup Gen | Industrial | Printing and Related Support | 6.9014 | 6.1566 | 1.0542 | 0.034331 | 0.03428 | 0.034129 | 0.033999 | 0.033892 | 0.033763 | 0.033531 | 0.033319 | 0.033292 | 0.033271 | 0.03325 | 0.033232 | 0.033218 | 0.033205 | 0.033195 | 0.033187 | 0.033178 | 0.033157 | 0.033139 | 0.033122 | [10 empty] | 0.45388 | 0.4532 | 0.4512 | 0.44949 | 0.44808 | 0.44637 | 0.4433 | 0.4405 | 0.44014 | 0.43986 | 0.43958 | 0.43935 | 0.43916 | 0.439 | 0.43886 | 0.43875 | 0.43863 | 0.43835 | 0.43811 | 0.43789 | 0 | 0 | 0 | 0 | 0 | 0 | 0 | 0 | 0 | 0
C&I Curtailment-Backup Gen_KU_Winter_3.10.2021_8.07.52 PM.xlsx | Inputs_endUseLoadShapes.xlsx | Inputs_Global_KU_Winter.xlsx | Inputs_Product_C&I Curtailment-Backup Gen.xlsx | KU | 20 | Winter | Peak | 3 | C&I Curtailment-Backup Gen | Industrial | Textiles | 0.22496 | 0 | 0 | 0.001119 | 0.0011174 | 0.0011124 | 0.0011082 | 0.0011047 | 0.0011005 | 0.001093 | 0.0010861 | 0.0010852 | 0.0010845 | 0.0010838 | 0.0010832 | 0.0010828 | 0.0010824 | 0.001082 | 0.0010818 | 0.0010814 | 0.0010808 | 0.0010802 | 0.0010796 | [10 empty] | 0 | 0 | 0 | 0 | 0 | 0 | 0 | 0 | 0 | 0 | 0 | 0 | 0 | 0 | 0 | 0 | 0 | 0 | 0 | 0 | 0 | 0 | 0 | 0 | 0 | 0 | 0 | 0 | 0 | 0
C&I Curtailment-Backup Gen_KU_Winter_3.10.2021_8.07.52 PM.xlsx | Inputs_endUseLoadShapes.xlsx | Inputs_Global_KU_Winter.xlsx | Inputs_Product_C&I Curtailment-Backup Gen.xlsx | KU | 20 | Winter | Peak | 3 | C&I Curtailment-Backup Gen | Industrial | Transportation Equipment | 133.8889 | 130.2472 | 22.3028 | 0.70951 | 0.70845 | 0.70532 | 0.70265 | 0.70044 | 0.69777 | 0.69298 | 0.6886 | 0.68804 | 0.68759 | 0.68716 | 0.6868 | 0.6865 | 0.68624 | 0.68604 | 0.68586 | 0.68567 | 0.68524 | 0.68487 | 0.68452 | [10 empty] | 10.2288 | 10.2137 | 10.1685 | 10.13 | 10.0982 | 10.0597 | 9.9906 | 9.9274 | 9.9194 | 9.9129 | 9.9067 | 9.9015 | 9.8972 | 9.8935 | 9.8905 | 9.888 | 9.8852 | 9.879 | 9.8736 | 9.8686 | 0 | 0 | 0 | 0 | 0 | 0 | 0 | 0 | 0 | 0
C&I Curtailment-Backup Gen_KU_Winter_3.10.2021_8.07.52 PM.xlsx | Inputs_endUseLoadShapes.xlsx | Inputs_Global_KU_Winter.xlsx | Inputs_Product_C&I Curtailment-Backup Gen.xlsx | KU | 20 | Winter | Peak | 3 | C&I Curtailment-Backup Gen | Industrial | Wastewater | 1.3381 | 0.64203 | 0.10994 | 0.0066562 | 0.0066463 | 0.006617 | 0.0065919 | 0.0065712 | 0.0065461 | 0.0065012 | 0.00646 | 0.0064548 | 0.0064506 | 0.0064466 | 0.0064432 | 0.0064404 | 0.006438 | 0.006436 | 0.0064344 | 0.0064326 | 0.0064286 | 0.0064251 | 0.0064218 | [10 empty] | 0.047332 | 0.047261 | 0.047053 | 0.046874 | 0.046727 | 0.046549 | 0.046229 | 0.045937 | 0.0459 | 0.045869 | 0.045841 | 0.045817 | 0.045797 | 0.04578 | 0.045766 | 0.045754 | 0.045741 | 0.045713 | 0.045688 | 0.045665 | 0 | 0 | 0 | 0 | 0 | 0 | 0 | 0 | 0 | 0
C&I Curtailment-Backup Gen_KU_Winter_3.10.2021_8.07.52 PM.xlsx | Inputs_endUseLoadShapes.xlsx | Inputs_Global_KU_Winter.xlsx | Inputs_Product_C&I Curtailment-Backup Gen.xlsx | KU | 20 | Winter | Peak | 3 | C&I Curtailment-Backup Gen | Industrial | Water | 21.8313 | 11.1005 | 1.9008 | 0.1086 | 0.10844 | 0.10796 | 0.10755 | 0.10721 | 0.1068 | 0.10607 | 0.1054 | 0.10531 | 0.10525 | 0.10518 | 0.10512 | 0.10508 | 0.10504 | 0.10501 | 0.10498 | 0.10495 | 0.10489 | 0.10483 | 0.10478 | [10 empty] | 0.81835 | 0.81714 | 0.81353 | 0.81045 | 0.8079 | 0.80482 | 0.79929 | 0.79423 | 0.79359 | 0.79307 | 0.79258 | 0.79216 | 0.79182 | 0.79152 | 0.79128 | 0.79108 | 0.79086 | 0.79036 | 0.78993 | 0.78953 | 0 | 0 | 0 | 0 | 0 | 0 | 0 | 0 | 0 | 0
C&I Curtailment-Backup Gen_KU_Winter_3.10.2021_8.07.52 PM.xlsx | Inputs_endUseLoadShapes.xlsx | Inputs_Global_KU_Winter.xlsx | Inputs_Product_C&I Curtailment-Backup Gen.xlsx | KU | 20 | Winter | Peak | 3 | C&I Curtailment-Backup Gen | Industrial | Wood Products | 5.0595 | 3.3723 | 0.57745 | 0.025169 | 0.025131 | 0.02502 | 0.024926 | 0.024847 | 0.024752 | 0.024582 | 0.024427 | 0.024407 | 0.024391 | 0.024376 | 0.024363 | 0.024353 | 0.024343 | 0.024336 | 0.02433 | 0.024323 | 0.024308 | 0.024295 | 0.024282 | [10 empty] | 0.24861 | 0.24824 | 0.24714 | 0.24621 | 0.24543 | 0.2445 | 0.24282 | 0.24128 | 0.24109 | 0.24093 | 0.24078 | 0.24065 | 0.24055 | 0.24046 | 0.24039 | 0.24032 | 0.24026 | 0.24011 | 0.23998 | 0.23985 | 0 | 0 | 0 | 0 | 0 | 0 | 0 | 0 | 0 | 0
C&I Curtailment-Backup Gen_KU_Winter_3.10.2021_8.07.52 PM.xlsx | Inputs_endUseLoadShapes.xlsx | Inputs_Global_KU_Winter.xlsx | Inputs_Product_C&I Curtailment-Backup Gen.xlsx | KU | 20 | Winter | Peak | 3 | C&I Curtailment-Backup Gen | Residential | Manufactured | 193.0352 | 0 | 0 | 0 | 0 | 0 | 0 | 0 | 0 | 0 | 0 | 0 | 0 | 0 | 0 | 0 | 0 | 0 | 0 | 0 | 0 | 0 | 0 | [10 empty] | 0 | 0 | 0 | 0 | 0 | 0 | 0 | 0 | 0 | 0 | 0 | 0 | 0 | 0 | 0 | 0 | 0 | 0 | 0 | 0 | 0 | 0 | 0 | 0 | 0 | 0 | 0 | 0 | 0 | 0
C&I Curtailment-Backup Gen_KU_Winter_3.10.2021_8.07.52 PM.xlsx | Inputs_endUseLoadShapes.xlsx | Inputs_Global_KU_Winter.xlsx | Inputs_Product_C&I Curtailment-Backup Gen.xlsx | KU | 20 | Winter | Peak | 3 | C&I Curtailment-Backup Gen | Residential | Multifamily | 195.1526 | 0 | 0 | 0 | 0 | 0 | 0 | 0 | 0 | 0 | 0 | 0 | 0 | 0 | 0 | 0 | 0 | 0 | 0 | 0 | 0 | 0 | 0 | [10 empty] | 0 | 0 | 0 | 0 | 0 | 0 | 0 | 0 | 0 | 0 | 0 | 0 | 0 | 0 | 0 | 0 | 0 | 0 | 0 | 0 | 0 | 0 | 0 | 0 | 0 | 0 | 0 | 0 | 0 | 0
C&I Curtailment-Backup Gen_KU_Winter_3.10.2021_8.07.52 PM.xlsx | Inputs_endUseLoadShapes.xlsx | Inputs_Global_KU_Winter.xlsx | Inputs_Product_C&I Curtailment-Backup Gen.xlsx | KU | 20 | Winter | Peak | 3 | C&I Curtailment-Backup Gen | Residential | Single Family | 1280.9749 | 0 | 0 | 0 | 0 | 0 | 0 | 0 | 0 | 0 | 0 | 0 | 0 | 0 | 0 | 0 | 0 | 0 | 0 | 0 | 0 | 0 | 0 | [10 empty] | 0 | 0 | 0 | 0 | 0 | 0 | 0 | 0 | 0 | 0 | 0 | 0 | 0 | 0 | 0 | 0 | 0 | 0 | 0 | 0 | 0 | 0 | 0 | 0 | 0 | 0 | 0 | 0 | 0 | 0
C&I Curtailment-Backup Gen_KU_Winter_3.10.2021_8.07.52 PM.xlsx | Inputs_endUseLoadShapes.xlsx | Inputs_Global_KU_Winter.xlsx | Inputs_Product_C&I Curtailment-Backup Gen.xlsx | KU | 20 | Winter | Peak | 3 | C&I Curtailment-Backup Gen | 0 | 0 | 0 | 0 | 0 | 0 | 0 | 0 | 0 | 0 | 0 | 0 | 0 | 0 | 0 | 0 | 0 | 0 | 0 | 0 | 0 | 0 | 0 | 0 | 0 | [10 empty] | 0 | 0 | 0 | 0 | 0 | 0 | 0 | 0 | 0 | 0 | 0 | 0 | 0 | 0 | 0 | 0 | 0 | 0 | 0 | 0 | 0 | 0 | 0 | 0 | 0 | 0 | 0 | 0 | 0 | 0
C&I Curtailment-Backup Gen_KU_Winter_3.10.2021_8.07.52 PM.xlsx | Inputs_endUseLoadShapes.xlsx | Inputs_Global_KU_Winter.xlsx | Inputs_Product_C&I Curtailment-Backup Gen.xlsx | KU | 20 | Winter | Peak | 3 | C&I Curtailment-Backup Gen | 0 | 0 | 0 | 0 | 0 | 0 | 0 | 0 | 0 | 0 | 0 | 0 | 0 | 0 | 0 | 0 | 0 | 0 | 0 | 0 | 0 | 0 | 0 | 0 | 0 | [10 empty] | 0 | 0 | 0 | 0 | 0 | 0 | 0 | 0 | 0 | 0 | 0 | 0 | 0 | 0 | 0 | 0 | 0 | 0 | 0 | 0 | 0 | 0 | 0 | 0 | 0 | 0 | 0 | 0 | 0 | 0
C&I Curtailment-Backup Gen_KU_Winter_3.10.2021_8.07.52 PM.xlsx | Inputs_endUseLoadShapes.xlsx | Inputs_Global_KU_Winter.xlsx | Inputs_Product_C&I Curtailment-Backup Gen.xlsx | KU | 20 | Winter | Peak | 3 | C&I Curtailment-Backup Gen | 0 | 0 | 0 | 0 | 0 | 0 | 0 | 0 | 0 | 0 | 0 | 0 | 0 | 0 | 0 | 0 | 0 | 0 | 0 | 0 | 0 | 0 | 0 | 0 | 0 | [10 empty] | 0 | 0 | 0 | 0 | 0 | 0 | 0 | 0 | 0 | 0 | 0 | 0 | 0 | 0 | 0 | 0 | 0 | 0 | 0 | 0 | 0 | 0 | 0 | 0 | 0 | 0 | 0 | 0 | 0 | 0
C&I Curtailment-Backup Gen_KU_Winter_3.10.2021_8.07.52 PM.xlsx | Inputs_endUseLoadShapes.xlsx | Inputs_Global_KU_Winter.xlsx | Inputs_Product_C&I Curtailment-Backup Gen.xlsx | KU | 20 | Winter | Peak | 3 | C&I Curtailment-Backup Gen | 0 | 0 | 0 | 0 | 0 | 0 | 0 | 0 | 0 | 0 | 0 | 0 | 0 | 0 | 0 | 0 | 0 | 0 | 0 | 0 | 0 | 0 | 0 | 0 | 0 | [10 empty] | 0 | 0 | 0 | 0 | 0 | 0 | 0 | 0 | 0 | 0 | 0 | 0 | 0 | 0 | 0 | 0 | 0 | 0 | 0 | 0 | 0 | 0 | 0 | 0 | 0 | 0 | 0 | 0 | 0 | 0
C&I Int. Rates-_KU_Winter_3.10.2021_8.11.44 PM.xlsx | Inputs_endUseLoadShapes.xlsx | Inputs_Global_KU_Winter.xlsx | Inputs_Product_C&I Int. Rates.xlsx | KU | 20 | Winter | Peak | 3 | C&I Int. Rates- | Commercial | Grocery | 36.0838 | 29.3497 | 8.8049 | 1.5443 | 1.5408 | 1.5345 | 1.5244 | 1.5147 | 1.5049 | 1.4947 | 1.4828 | 1.4766 | 1.4712 | 1.4662 | 1.4617 | 1.4579 | 1.4545 | 1.4516 | 1.449 | 1.4462 | 1.4416 | 1.4375 | 1.4338 | [10 empty] | 349.8419 | 349.0496 | 347.6286 | 345.3305 | 343.1378 | 340.9167 | 338.5984 | 335.9166 | 334.497 | 333.2897 | 332.1422 | 331.132 | 330.2666 | 329.4958 | 328.8283 | 328.2411 | 327.619 | 326.5819 | 325.6486 | 324.8051 | 0 | 0 | 0 | 0 | 0 | 0 | 0 | 0 | 0 | 0
C&I Int. Rates-_KU_Winter_3.10.2021_8.11.44 PM.xlsx | Inputs_endUseLoadShapes.xlsx | Inputs_Global_KU_Winter.xlsx | Inputs_Product_C&I Int. Rates.xlsx | KU | 20 | Winter | Peak | 3 | C&I Int. Rates- | Commercial | Health | 77.5493 | 63.0767 | 18.923 | 2.869 | 2.8625 | 2.8508 | 2.832 | 2.814 | 2.7958 | 2.7768 | 2.7548 | 2.7432 | 2.7333 | 2.7238 | 2.7156 | 2.7085 | 2.7021 | 2.6967 | 2.6918 | 2.6867 | 2.6782 | 2.6706 | 2.6637 | [10 empty] | 649.929 | 648.4571 | 645.8172 | 641.5479 | 637.4743 | 633.3479 | 629.041 | 624.0589 | 621.4217 | 619.1788 | 617.0469 | 615.1702 | 613.5624 | 612.1304 | 610.8905 | 609.7996 | 608.6439 | 606.7171 | 604.9832 | 603.4162 | 0 | 0 | 0 | 0 | 0 | 0 | 0 | 0 | 0 | 0
C&I Int. Rates-_KU_Winter_3.10.2021_8.11.44 PM.xlsx | Inputs_endUseLoadShapes.xlsx | Inputs_Global_KU_Winter.xlsx | Inputs_Product_C&I Int. Rates.xlsx | KU | 20 | Winter | Peak | 3 | C&I Int. Rates- | Commercial | Large Office | 86.4336 | 70.3031 | 21.0909 | 1.5513 | 1.5478 | 1.5415 | 1.5313 | 1.5216 | 1.5117 | 1.5014 | 1.4895 | 1.4832 | 1.4779 | 1.4728 | 1.4683 | 1.4645 | 1.4611 | 1.4581 | 1.4555 | 1.4527 | 1.4481 | 1.444 | 1.4403 | [10 empty] | 351.4197 | 350.6238 | 349.1964 | 346.888 | 344.6853 | 342.4542 | 340.1254 | 337.4316 | 336.0056 | 334.7929 | 333.6401 | 332.6254 | 331.7561 | 330.9818 | 330.3114 | 329.7215 | 329.0966 | 328.0548 | 327.1173 | 326.27 | 0 | 0 | 0 | 0 | 0 | 0 | 0 | 0 | 0 | 0
C&I Int. Rates-_KU_Winter_3.10.2021_8.11.44 PM.xlsx | Inputs_endUseLoadShapes.xlsx | Inputs_Global_KU_Winter.xlsx | Inputs_Product_C&I Int. Rates.xlsx | KU | 20 | Winter | Peak | 3 | C&I Int. Rates- | Commercial | Large Retail | 32.8378 | 26.7095 | 8.0128 | 1.8085 | 1.8044 | 1.797 | 1.7851 | 1.7738 | 1.7623 | 1.7503 | 1.7365 | 1.7291 | 1.7229 | 1.717 | 1.7117 | 1.7073 | 1.7033 | 1.6998 | 1.6968 | 1.6936 | 1.6882 | 1.6834 | 1.679 | [10 empty] | 409.6814 | 408.7536 | 407.0895 | 404.3984 | 401.8306 | 399.2295 | 396.5147 | 393.3742 | 391.7118 | 390.298 | 388.9542 | 387.7712 | 386.7578 | 385.8551 | 385.0735 | 384.3859 | 383.6574 | 382.4428 | 381.3499 | 380.3621 | 0 | 0 | 0 | 0 | 0 | 0 | 0 | 0 | 0 | 0
C&I Int. Rates-_KU_Winter_3.10.2021_8.11.44 PM.xlsx | Inputs_endUseLoadShapes.xlsx | Inputs_Global_KU_Winter.xlsx | Inputs_Product_C&I Int. Rates.xlsx | KU | 20 | Winter | Peak | 3 | C&I Int. Rates- | Commercial | Lodging | 13.126 | 10.6764 | 3.2029 | 0.39291 | 0.39202 | 0.39042 | 0.38784 | 0.38538 | 0.38288 | 0.38028 | 0.37727 | 0.37567 | 0.37432 | 0.37303 | 0.37189 | 0.37092 | 0.37006 | 0.36931 | 0.36865 | 0.36795 | 0.36678 | 0.36574 | 0.36479 | [10 empty] | 89.0074 | 88.8058 | 88.4443 | 87.8596 | 87.3017 | 86.7366 | 86.1468 | 85.4645 | 85.1033 | 84.7962 | 84.5042 | 84.2472 | 84.027 | 83.8309 | 83.6611 | 83.5117 | 83.3534 | 83.0895 | 82.8521 | 82.6375 | 0 | 0 | 0 | 0 | 0 | 0 | 0 | 0 | 0 | 0
C&I Int. Rates-_KU_Winter_3.10.2021_8.11.44 PM.xlsx | Inputs_endUseLoadShapes.xlsx | Inputs_Global_KU_Winter.xlsx | Inputs_Product_C&I Int. Rates.xlsx | KU | 20 | Winter | Peak | 3 | C&I Int. Rates- | Commercial | Miscellaneous | 299.5689 | 243.6622 | 73.0987 | 6.2754 | 6.2611 | 6.2357 | 6.1944 | 6.1551 | 6.1153 | 6.0737 | 6.0256 | 6.0001 | 5.9785 | 5.9579 | 5.9397 | 5.9242 | 5.9104 | 5.8984 | 5.8879 | 5.8767 | 5.8581 | 5.8414 | 5.8263 | [10 empty] | 1421.5921 | 1418.3727 | 1412.5982 | 1403.2601 | 1394.3499 | 1385.3242 | 1375.9038 | 1365.0063 | 1359.2379 | 1354.3321 | 1349.6689 | 1345.564 | 1342.0472 | 1338.9151 | 1336.203 | 1333.8168 | 1331.2889 | 1327.0745 | 1323.282 | 1319.8544 | 0 | 0 | 0 | 0 | 0 | 0 | 0 | 0 | 0 | 0
C&I Int. Rates-_KU_Winter_3.10.2021_8.11.44 PM.xlsx | Inputs_endUseLoadShapes.xlsx | Inputs_Global_KU_Winter.xlsx | Inputs_Product_C&I Int. Rates.xlsx | KU | 20 | Winter | Peak | 3 | C&I Int. Rates- | Commercial | Restaurant | 28.7696 | 23.4005 | 7.0202 | 1.3667 | 1.3636 | 1.358 | 1.3491 | 1.3405 | 1.3318 | 1.3228 | 1.3123 | 1.3067 | 1.302 | 1.2975 | 1.2936 | 1.2902 | 1.2872 | 1.2846 | 1.2823 | 1.2799 | 1.2758 | 1.2722 | 1.2689 | [10 empty] | 309.6046 | 308.9034 | 307.6458 | 305.6121 | 303.6715 | 301.7059 | 299.6542 | 297.2809 | 296.0246 | 294.9562 | 293.9406 | 293.0466 | 292.2807 | 291.5986 | 291.0079 | 290.4882 | 289.9377 | 289.0198 | 288.1939 | 287.4474 | 0 | 0 | 0 | 0 | 0 | 0 | 0 | 0 | 0 | 0
C&I Int. Rates-_KU_Winter_3.10.2021_8.11.44 PM.xlsx | Inputs_endUseLoadShapes.xlsx | Inputs_Global_KU_Winter.xlsx | Inputs_Product_C&I Int. Rates.xlsx | KU | 20 | Winter | Peak | 3 | C&I Int. Rates- | Commercial | School | 398.997 | 324.5347 | 97.3604 | 5.2535 | 5.2416 | 5.2202 | 5.1857 | 5.1528 | 5.1194 | 5.0846 | 5.0443 | 5.023 | 5.0049 | 4.9877 | 4.9725 | 4.9595 | 4.9479 | 4.9379 | 4.9291 | 4.9197 | 4.9042 | 4.8902 | 4.8775 | [10 empty] | 1190.0947 | 1187.3996 | 1182.5655 | 1174.748 | 1167.2887 | 1159.7328 | 1151.8465 | 1142.7236 | 1137.8946 | 1133.7876 | 1129.8838 | 1126.4473 | 1123.5033 | 1120.8812 | 1118.6107 | 1116.6131 | 1114.4969 | 1110.9688 | 1107.7939 | 1104.9244 | 0 | 0 | 0 | 0 | 0 | 0 | 0 | 0 | 0 | 0
C&I Int. Rates-_KU_Winter_3.10.2021_8.11.44 PM.xlsx | Inputs_endUseLoadShapes.xlsx | Inputs_Global_KU_Winter.xlsx | Inputs_Product_C&I Int. Rates.xlsx | KU | 20 | Winter | Peak | 3 | C&I Int. Rates- | Commercial | Small Office | 123.4234 | 100.3896 | 30.1169 | 2.4643 | 2.4587 | 2.4487 | 2.4325 | 2.4171 | 2.4014 | 2.3851 | 2.3662 | 2.3562 | 2.3477 | 2.3396 | 2.3325 | 2.3264 | 2.321 | 2.3163 | 2.3121 | 2.3078 | 2.3005 | 2.2939 | 2.2879 | [10 empty] | 558.2523 | 556.9881 | 554.7205 | 551.0534 | 547.5544 | 544.0101 | 540.3107 | 536.0313 | 533.7661 | 531.8396 | 530.0084 | 528.3964 | 527.0154 | 525.7855 | 524.7204 | 523.7834 | 522.7907 | 521.1357 | 519.6464 | 518.3004 | 0 | 0 | 0 | 0 | 0 | 0 | 0 | 0 | 0 | 0
C&I Int. Rates-_KU_Winter_3.10.2021_8.11.44 PM.xlsx | Inputs_endUseLoadShapes.xlsx | Inputs_Global_KU_Winter.xlsx | Inputs_Product_C&I Int. Rates.xlsx | KU | 20 | Winter | Peak | 3 | C&I Int. Rates- | Commercial | Small Retail | 5.3384 | 4.3421 | 1.3026 | 0.24775 | 0.24719 | 0.24618 | 0.24455 | 0.243 | 0.24143 | 0.23979 | 0.23789 | 0.23688 | 0.23603 | 0.23521 | 0.2345 | 0.23389 | 0.23334 | 0.23287 | 0.23245 | 0.23201 | 0.23128 | 0.23062 | 0.23002 | [10 empty] | 56.1238 | 55.9967 | 55.7687 | 55.4 | 55.0483 | 54.6919 | 54.32 | 53.8898 | 53.6621 | 53.4684 | 53.2843 | 53.1222 | 52.9834 | 52.8597 | 52.7527 | 52.6585 | 52.5587 | 52.3923 | 52.2425 | 52.1072 | 0 | 0 | 0 | 0 | 0 | 0 | 0 | 0 | 0 | 0
C&I Int. Rates-_KU_Winter_3.10.2021_8.11.44 PM.xlsx | Inputs_endUseLoadShapes.xlsx | Inputs_Global_KU_Winter.xlsx | Inputs_Product_C&I Int. Rates.xlsx | KU | 20 | Winter | Peak | 3 | C&I Int. Rates- | Commercial | Warehouse | 12.4486 | 10.1254 | 3.0376 | 0.34871 | 0.34792 | 0.3465 | 0.34421 | 0.34202 | 0.33981 | 0.3375 | 0.33483 | 0.33341 | 0.33221 | 0.33106 | 0.33006 | 0.32919 | 0.32843 | 0.32776 | 0.32717 | 0.32655 | 0.32552 | 0.32459 | 0.32375 | [10 empty] | 78.9942 | 78.8153 | 78.4944 | 77.9755 | 77.4804 | 76.9789 | 76.4554 | 75.8499 | 75.5293 | 75.2567 | 74.9976 | 74.7695 | 74.5741 | 74.4001 | 74.2493 | 74.1168 | 73.9763 | 73.7421 | 73.5314 | 73.3409 | 0 | 0 | 0 | 0 | 0 | 0 | 0 | 0 | 0 | 0
C&I Int. Rates-_KU_Winter_3.10.2021_8.11.44 PM.xlsx | Inputs_endUseLoadShapes.xlsx | Inputs_Global_KU_Winter.xlsx | Inputs_Product_C&I Int. Rates.xlsx | KU | 20 | Winter | Peak | 3 | C&I Int. Rates- | Industrial | Apparel | 3.4538 | 2.8093 | 0.84278 | 0.068215 | 0.068114 | 0.067813 | 0.067556 | 0.067343 | 0.067087 | 0.066626 | 0.066204 | 0.066151 | 0.066107 | 0.066067 | 0.066032 | 0.066003 | 0.065978 | 0.065958 | 0.065942 | 0.065923 | 0.065882 | 0.065846 | 0.065813 | [10 empty] | 0.52926 | 0.52848 | 0.52614 | 0.52415 | 0.5225 | 0.52051 | 0.51694 | 0.51367 | 0.51325 | 0.51291 | 0.5126 | 0.51233 | 0.5121 | 0.51191 | 0.51176 | 0.51163 | 0.51148 | 0.51116 | 0.51088 | 0.51063 | 0 | 0 | 0 | 0 | 0 | 0 | 0 | 0 | 0 | 0
C&I Int. Rates-_KU_Winter_3.10.2021_8.11.44 PM.xlsx | Inputs_endUseLoadShapes.xlsx | Inputs_Global_KU_Winter.xlsx | Inputs_Product_C&I Int. Rates.xlsx | KU | 20 | Winter | Peak | 3 | C&I Int. Rates- | Industrial | Beverage and Tobacco Products | 17.8028 | 14.4804 | 4.3441 | 0.35161 | 0.35109 | 0.34954 | 0.34822 | 0.34712 | 0.3458 | 0.34343 | 0.34125 | 0.34098 | 0.34075 | 0.34054 | 0.34036 | 0.34021 | 0.34009 | 0.33998 | 0.3399 | 0.3398 | 0.33959 | 0.3394 | 0.33923 | [10 empty] | 2.7281 | 2.7241 | 2.712 | 2.7018 | 2.6933 | 2.683 | 2.6646 | 2.6477 | 2.6456 | 2.6438 | 2.6422 | 2.6408 | 2.6397 | 2.6387 | 2.6379 | 2.6372 | 2.6365 | 2.6348 | 2.6334 | 2.632 | 0 | 0 | 0 | 0 | 0 | 0 | 0 | 0 | 0 | 0
C&I Int. Rates-_KU_Winter_3.10.2021_8.11.44 PM.xlsx | Inputs_endUseLoadShapes.xlsx | Inputs_Global_KU_Winter.xlsx | Inputs_Product_C&I Int. Rates.xlsx | KU | 20 | Winter | Peak | 3 | C&I Int. Rates- | Industrial | Chemicals | 46.5406 | 37.855 | 11.3565 | 1.1199 | 1.1182 | 1.1133 | 1.1091 | 1.1056 | 1.1014 | 1.0938 | 1.0869 | 1.086 | 1.0853 | 1.0846 | 1.0841 | 1.0836 | 1.0832 | 1.0829 | 1.0826 | 1.0823 | 1.0816 | 1.081 | 1.0805 | [10 empty] | 8.6891 | 8.6762 | 8.6379 | 8.6052 | 8.5781 | 8.5454 | 8.4867 | 8.433 | 8.4262 | 8.4207 | 8.4155 | 8.411 | 8.4074 | 8.4042 | 8.4017 | 8.3996 | 8.3972 | 8.392 | 8.3874 | 8.3831 | 0 | 0 | 0 | 0 | 0 | 0 | 0 | 0 | 0 | 0
C&I Int. Rates-_KU_Winter_3.10.2021_8.11.44 PM.xlsx | Inputs_endUseLoadShapes.xlsx | Inputs_Global_KU_Winter.xlsx | Inputs_Product_C&I Int. Rates.xlsx | KU | 20 | Winter | Peak | 3 | C&I Int. Rates- | Industrial | Computer and Electronic Products | 0.75745 | 0.61609 | 0.18483 | 0.020396 | 0.020366 | 0.020276 | 0.020199 | 0.020136 | 0.020059 | 0.019921 | 0.019795 | 0.019779 | 0.019766 | 0.019754 | 0.019744 | 0.019735 | 0.019728 | 0.019722 | 0.019717 | 0.019711 | 0.019699 | 0.019688 | 0.019678 | [10 empty] | 0.15825 | 0.15802 | 0.15732 | 0.15672 | 0.15623 | 0.15563 | 0.15457 | 0.15359 | 0.15346 | 0.15336 | 0.15327 | 0.15319 | 0.15312 | 0.15306 | 0.15302 | 0.15298 | 0.15293 | 0.15284 | 0.15276 | 0.15268 | 0 | 0 | 0 | 0 | 0 | 0 | 0 | 0 | 0 | 0
C&I Int. Rates-_KU_Winter_3.10.2021_8.11.44 PM.xlsx | Inputs_endUseLoadShapes.xlsx | Inputs_Global_KU_Winter.xlsx | Inputs_Product_C&I Int. Rates.xlsx | KU | 20 | Winter | Peak | 3 | C&I Int. Rates- | Industrial | Electrical Equip., Appliances, and Components | 32.7524 | 26.64 | 7.992 | 0.63834 | 0.6374 | 0.63458 | 0.63218 | 0.63019 | 0.62779 | 0.62348 | 0.61953 | 0.61903 | 0.61862 | 0.61824 | 0.61792 | 0.61765 | 0.61742 | 0.61723 | 0.61707 | 0.6169 | 0.61651 | 0.61618 | 0.61587 | [10 empty] | 4.9528 | 4.9454 | 4.9236 | 4.9049 | 4.8895 | 4.8709 | 4.8374 | 4.8068 | 4.803 | 4.7998 | 4.7968 | 4.7943 | 4.7922 | 4.7904 | 4.789 | 4.7878 | 4.7864 | 4.7834 | 4.7808 | 4.7784 | 0 | 0 | 0 | 0 | 0 | 0 | 0 | 0 | 0 | 0
C&I Int. Rates-_KU_Winter_3.10.2021_8.11.44 PM.xlsx | Inputs_endUseLoadShapes.xlsx | Inputs_Global_KU_Winter.xlsx | Inputs_Product_C&I Int. Rates.xlsx | KU | 20 | Winter | Peak | 3 | C&I Int. Rates- | Industrial | Fabricated Metal Products | 36.5357 | 29.7173 | 8.9152 | 0.68216 | 0.68115 | 0.67814 | 0.67558 | 0.67345 | 0.67088 | 0.66628 | 0.66206 | 0.66153 | 0.66109 | 0.66068 | 0.66033 | 0.66005 | 0.6598 | 0.6596 | 0.65943 | 0.65925 | 0.65884 | 0.65847 | 0.65814 | [10 empty] | 5.2928 | 5.2849 | 5.2616 | 5.2417 | 5.2252 | 5.2052 | 5.1695 | 5.1368 | 5.1327 | 5.1293 | 5.1261 | 5.1234 | 5.1212 | 5.1193 | 5.1177 | 5.1164 | 5.115 | 5.1118 | 5.109 | 5.1064 | 0 | 0 | 0 | 0 | 0 | 0 | 0 | 0 | 0 | 0
C&I Int. Rates-_KU_Winter_3.10.2021_8.11.44 PM.xlsx | Inputs_endUseLoadShapes.xlsx | Inputs_Global_KU_Winter.xlsx | Inputs_Product_C&I Int. Rates.xlsx | KU | 20 | Winter | Peak | 3 | C&I Int. Rates- | Industrial | Food | 50.237 | 40.8616 | 12.2585 | 1.0475 | 1.0459 | 1.0413 | 1.0374 | 1.0341 | 1.0302 | 1.0231 | 1.0166 | 1.0158 | 1.0151 | 1.0145 | 1.014 | 1.0135 | 1.0132 | 1.0129 | 1.0126 | 1.0123 | 1.0117 | 1.0111 | 1.0106 | [10 empty] | 8.1274 | 8.1153 | 8.0795 | 8.0489 | 8.0235 | 7.9929 | 7.9381 | 7.8878 | 7.8815 | 7.8763 | 7.8714 | 7.8673 | 7.8638 | 7.8609 | 7.8585 | 7.8565 | 7.8543 | 7.8494 | 7.8451 | 7.8412 | 0 | 0 | 0 | 0 | 0 | 0 | 0 | 0 | 0 | 0
C&I Int. Rates-_KU_Winter_3.10.2021_8.11.44 PM.xlsx | Inputs_endUseLoadShapes.xlsx | Inputs_Global_KU_Winter.xlsx | Inputs_Product_C&I Int. Rates.xlsx | KU | 20 | Winter | Peak | 3 | C&I Int. Rates- | Industrial | Furniture and Related Products | 3.0032 | 2.4427 | 0.73282 | 0.059315 | 0.059227 | 0.058965 | 0.058742 | 0.058557 | 0.058334 | 0.057933 | 0.057567 | 0.05752 | 0.057483 | 0.057447 | 0.057417 | 0.057392 | 0.05737 | 0.057353 | 0.057338 | 0.057322 | 0.057286 | 0.057255 | 0.057226 | [10 empty] | 0.46021 | 0.45953 | 0.4575 | 0.45577 | 0.45433 | 0.4526 | 0.44949 | 0.44665 | 0.44629 | 0.446 | 0.44572 | 0.44549 | 0.44529 | 0.44512 | 0.44499 | 0.44488 | 0.44475 | 0.44447 | 0.44423 | 0.44401 | 0 | 0 | 0 | 0 | 0 | 0 | 0 | 0 | 0 | 0
C&I Int. Rates-_KU_Winter_3.10.2021_8.11.44 PM.xlsx | Inputs_endUseLoadShapes.xlsx | Inputs_Global_KU_Winter.xlsx | Inputs_Product_C&I Int. Rates.xlsx | KU | 20 | Winter | Peak | 3 | C&I Int. Rates- | Industrial | Machinery | 10.0252 | 8.1543 | 2.4463 | 0.198 | 0.19771 | 0.19684 | 0.19609 | 0.19547 | 0.19473 | 0.19339 | 0.19217 | 0.19201 | 0.19189 | 0.19177 | 0.19167 | 0.19158 | 0.19151 | 0.19145 | 0.1914 | 0.19135 | 0.19123 | 0.19113 | 0.19103 | [10 empty] | 1.5363 | 1.534 | 1.5272 | 1.5214 | 1.5166 | 1.5109 | 1.5005 | 1.491 | 1.4898 | 1.4888 | 1.4879 | 1.4871 | 1.4865 | 1.4859 | 1.4854 | 1.4851 | 1.4846 | 1.4837 | 1.4829 | 1.4822 | 0 | 0 | 0 | 0 | 0 | 0 | 0 | 0 | 0 | 0
C&I Int. Rates-_KU_Winter_3.10.2021_8.11.44 PM.xlsx | Inputs_endUseLoadShapes.xlsx | Inputs_Global_KU_Winter.xlsx | Inputs_Product_C&I Int. Rates.xlsx | KU | 20 | Winter | Peak | 3 | C&I Int. Rates- | Industrial | Mining | 21.4786 | 17.4702 | 5.2411 | 0.42421 | 0.42359 | 0.42171 | 0.42012 | 0.4188 | 0.4172 | 0.41433 | 0.41171 | 0.41138 | 0.41111 | 0.41086 | 0.41064 | 0.41046 | 0.41031 | 0.41018 | 0.41008 | 0.40996 | 0.40971 | 0.40948 | 0.40928 | [10 empty] | 3.2914 | 3.2865 | 3.272 | 3.2596 | 3.2493 | 3.237 | 3.2147 | 3.1944 | 3.1918 | 3.1897 | 3.1878 | 3.1861 | 3.1847 | 3.1835 | 3.1825 | 3.1817 | 3.1808 | 3.1788 | 3.1771 | 3.1755 | 0 | 0 | 0 | 0 | 0 | 0 | 0 | 0 | 0 | 0
C&I Int. Rates-_KU_Winter_3.10.2021_8.11.44 PM.xlsx | Inputs_endUseLoadShapes.xlsx | Inputs_Global_KU_Winter.xlsx | Inputs_Product_C&I Int. Rates.xlsx | KU | 20 | Winter | Peak | 3 | C&I Int. Rates- | Industrial | Miscellaneous | 60.1488 | 48.9236 | 14.6771 | 1.188 | 1.1862 | 1.181 | 1.1765 | 1.1728 | 1.1683 | 1.1603 | 1.153 | 1.152 | 1.1513 | 1.1506 | 1.15 | 1.1495 | 1.149 | 1.1487 | 1.1484 | 1.1481 | 1.1473 | 1.1467 | 1.1461 | [10 empty] | 9.2172 | 9.2036 | 9.1629 | 9.1282 | 9.0995 | 9.0648 | 9.0026 | 8.9456 | 8.9384 | 8.9325 | 8.927 | 8.9223 | 8.9184 | 8.915 | 8.9123 | 8.9101 | 8.9076 | 8.902 | 8.8971 | 8.8926 | 0 | 0 | 0 | 0 | 0 | 0 | 0 | 0 | 0 | 0
C&I Int. Rates-_KU_Winter_3.10.2021_8.11.44 PM.xlsx | Inputs_endUseLoadShapes.xlsx | Inputs_Global_KU_Winter.xlsx | Inputs_Product_C&I Int. Rates.xlsx | KU | 20 | Winter | Peak | 3 | C&I Int. Rates- | Industrial | Nonmetallic Mineral Products | 33.4497 | 27.2072 | 8.1622 | 0.85833 | 0.85706 | 0.85327 | 0.85004 | 0.84737 | 0.84413 | 0.83834 | 0.83303 | 0.83236 | 0.83182 | 0.8313 | 0.83086 | 0.8305 | 0.83019 | 0.82994 | 0.82973 | 0.82949 | 0.82898 | 0.82852 | 0.82811 | [10 empty] | 6.6596 | 6.6497 | 6.6204 | 6.5953 | 6.5745 | 6.5495 | 6.5045 | 6.4633 | 6.4581 | 6.4539 | 6.4499 | 6.4465 | 6.4437 | 6.4413 | 6.4393 | 6.4377 | 6.4359 | 6.4319 | 6.4283 | 6.4251 | 0 | 0 | 0 | 0 | 0 | 0 | 0 | 0 | 0 | 0
C&I Int. Rates-_KU_Winter_3.10.2021_8.11.44 PM.xlsx | Inputs_endUseLoadShapes.xlsx | Inputs_Global_KU_Winter.xlsx | Inputs_Product_C&I Int. Rates.xlsx | KU | 20 | Winter | Peak | 3 | C&I Int. Rates- | Industrial | Paper | 20.6596 | 16.804 | 5.0412 | 0.40804 | 0.40743 | 0.40563 | 0.4041 | 0.40283 | 0.40129 | 0.39853 | 0.39601 | 0.39569 | 0.39543 | 0.39519 | 0.39498 | 0.39481 | 0.39466 | 0.39454 | 0.39444 | 0.39433 | 0.39408 | 0.39387 | 0.39367 | [10 empty] | 3.1659 | 3.1612 | 3.1472 | 3.1353 | 3.1254 | 3.1135 | 3.0921 | 3.0726 | 3.0701 | 3.0681 | 3.0662 | 3.0646 | 3.0632 | 3.0621 | 3.0612 | 3.0604 | 3.0595 | 3.0576 | 3.0559 | 3.0544 | 0 | 0 | 0 | 0 | 0 | 0 | 0 | 0 | 0 | 0
C&I Int. Rates-_KU_Winter_3.10.2021_8.11.44 PM.xlsx | Inputs_endUseLoadShapes.xlsx | Inputs_Global_KU_Winter.xlsx | Inputs_Product_C&I Int. Rates.xlsx | KU | 20 | Winter | Peak | 3 | C&I Int. Rates- | Industrial | Petroleum and Coal Products | 29.0052 | 23.5921 | 7.0776 | 0.61761 | 0.61669 | 0.61397 | 0.61165 | 0.60972 | 0.6074 | 0.60323 | 0.59941 | 0.59893 | 0.59853 | 0.59816 | 0.59785 | 0.59759 | 0.59736 | 0.59718 | 0.59703 | 0.59686 | 0.59649 | 0.59616 | 0.59586 | [10 empty] | 4.7919 | 4.7848 | 4.7637 | 4.7456 | 4.7307 | 4.7127 | 4.6803 | 4.6507 | 4.647 | 4.6439 | 4.641 | 4.6386 | 4.6365 | 4.6348 | 4.6334 | 4.6322 | 4.6309 | 4.628 | 4.6255 | 4.6232 | 0 | 0 | 0 | 0 | 0 | 0 | 0 | 0 | 0 | 0
C&I Int. Rates-_KU_Winter_3.10.2021_8.11.44 PM.xlsx | Inputs_endUseLoadShapes.xlsx | Inputs_Global_KU_Winter.xlsx | Inputs_Product_C&I Int. Rates.xlsx | KU | 20 | Winter | Peak | 3 | C&I Int. Rates- | Industrial | Plastics and Rubber Products | 71.9237 | 58.5011 | 17.5503 | 1.5173 | 1.515 | 1.5083 | 1.5026 | 1.4979 | 1.4922 | 1.4819 | 1.4726 | 1.4714 | 1.4704 | 1.4695 | 1.4687 | 1.4681 | 1.4675 | 1.4671 | 1.4667 | 1.4663 | 1.4654 | 1.4646 | 1.4639 | [10 empty] | 11.7723 | 11.7549 | 11.7029 | 11.6586 | 11.6219 | 11.5776 | 11.4981 | 11.4254 | 11.4162 | 11.4087 | 11.4016 | 11.3956 | 11.3906 | 11.3863 | 11.3829 | 11.38 | 11.3768 | 11.3697 | 11.3635 | 11.3578 | 0 | 0 | 0 | 0 | 0 | 0 | 0 | 0 | 0 | 0
C&I Int. Rates-_KU_Winter_3.10.2021_8.11.44 PM.xlsx | Inputs_endUseLoadShapes.xlsx | Inputs_Global_KU_Winter.xlsx | Inputs_Product_C&I Int. Rates.xlsx | KU | 20 | Winter | Peak | 3 | C&I Int. Rates- | Industrial | Primary Metals | 207.3656 | 168.6662 | 50.5999 | 4.247 | 4.2407 | 4.222 | 4.206 | 4.1928 | 4.1768 | 4.1481 | 4.1219 | 4.1185 | 4.1158 | 4.1133 | 4.1111 | 4.1093 | 4.1078 | 4.1065 | 4.1055 | 4.1043 | 4.1018 | 4.0995 | 4.0975 | [10 empty] | 32.9518 | 32.9029 | 32.7576 | 32.6335 | 32.5308 | 32.4068 | 32.1843 | 31.9806 | 31.9549 | 31.9339 | 31.9142 | 31.8973 | 31.8834 | 31.8714 | 31.8618 | 31.8538 | 31.8447 | 31.8249 | 31.8074 | 31.7914 | 0 | 0 | 0 | 0 | 0 | 0 | 0 | 0 | 0 | 0
C&I Int. Rates-_KU_Winter_3.10.2021_8.11.44 PM.xlsx | Inputs_endUseLoadShapes.xlsx | Inputs_Global_KU_Winter.xlsx | Inputs_Product_C&I Int. Rates.xlsx | KU | 20 | Winter | Peak | 3 | C&I Int. Rates- | Industrial | Printing and Related Support | 6.9014 | 5.6134 | 1.684 | 0.13631 | 0.1361 | 0.1355 | 0.13499 | 0.13456 | 0.13405 | 0.13313 | 0.13229 | 0.13218 | 0.1321 | 0.13201 | 0.13194 | 0.13189 | 0.13184 | 0.1318 | 0.13176 | 0.13173 | 0.13164 | 0.13157 | 0.13151 | [10 empty] | 1.0576 | 1.056 | 1.0513 | 1.0474 | 1.0441 | 1.0401 | 1.0329 | 1.0264 | 1.0256 | 1.0249 | 1.0243 | 1.0237 | 1.0233 | 1.0229 | 1.0226 | 1.0223 | 1.022 | 1.0214 | 1.0208 | 1.0203 | 0 | 0 | 0 | 0 | 0 | 0 | 0 | 0 | 0 | 0
C&I Int. Rates-_KU_Winter_3.10.2021_8.11.44 PM.xlsx | Inputs_endUseLoadShapes.xlsx | Inputs_Global_KU_Winter.xlsx | Inputs_Product_C&I Int. Rates.xlsx | KU | 20 | Winter | Peak | 3 | C&I Int. Rates- | Industrial | Textiles | 0.22496 | 0.18297 | 0.054892 | 0.004443 | 0.0044364 | 0.0044168 | 0.0044001 | 0.0043862 | 0.0043695 | 0.0043395 | 0.004312 | 0.0043086 | 0.0043057 | 0.0043031 | 0.0043008 | 0.0042989 | 0.0042973 | 0.004296 | 0.0042949 | 0.0042937 | 0.004291 | 0.0042887 | 0.0042865 | [10 empty] | 0.034472 | 0.034421 | 0.034269 | 0.034139 | 0.034032 | 0.033902 | 0.033669 | 0.033456 | 0.033429 | 0.033407 | 0.033387 | 0.033369 | 0.033354 | 0.033342 | 0.033332 | 0.033324 | 0.033314 | 0.033293 | 0.033275 | 0.033258 | 0 | 0 | 0 | 0 | 0 | 0 | 0 | 0 | 0 | 0
C&I Int. Rates-_KU_Winter_3.10.2021_8.11.44 PM.xlsx | Inputs_endUseLoadShapes.xlsx | Inputs_Global_KU_Winter.xlsx | Inputs_Product_C&I Int. Rates.xlsx | KU | 20 | Winter | Peak | 3 | C&I Int. Rates- | Industrial | Transportation Equipment | 133.8889 | 108.9021 | 32.6706 | 2.817 | 2.8128 | 2.8004 | 2.7898 | 2.781 | 2.7704 | 2.7514 | 2.734 | 2.7318 | 2.73 | 2.7283 | 2.7268 | 2.7256 | 2.7246 | 2.7238 | 2.7231 | 2.7223 | 2.7207 | 2.7192 | 2.7178 | [10 empty] | 21.8564 | 21.824 | 21.7276 | 21.6453 | 21.5772 | 21.495 | 21.3474 | 21.2123 | 21.1952 | 21.1813 | 21.1682 | 21.157 | 21.1478 | 21.1399 | 21.1335 | 21.1282 | 21.1221 | 21.109 | 21.0974 | 21.0868 | 0 | 0 | 0 | 0 | 0 | 0 | 0 | 0 | 0 | 0
C&I Int. Rates-_KU_Winter_3.10.2021_8.11.44 PM.xlsx | Inputs_endUseLoadShapes.xlsx | Inputs_Global_KU_Winter.xlsx | Inputs_Product_C&I Int. Rates.xlsx | KU | 20 | Winter | Peak | 3 | C&I Int. Rates- | Industrial | Wastewater | 1.3381 | 1.0884 | 0.32651 | 0.026427 | 0.026388 | 0.026272 | 0.026172 | 0.02609 | 0.02599 | 0.025812 | 0.025649 | 0.025628 | 0.025611 | 0.025595 | 0.025582 | 0.025571 | 0.025561 | 0.025553 | 0.025547 | 0.02554 | 0.025524 | 0.02551 | 0.025497 | [10 empty] | 0.20505 | 0.20474 | 0.20384 | 0.20307 | 0.20243 | 0.20165 | 0.20027 | 0.199 | 0.19884 | 0.19871 | 0.19859 | 0.19848 | 0.1984 | 0.19832 | 0.19826 | 0.19821 | 0.19816 | 0.19803 | 0.19792 | 0.19783 | 0 | 0 | 0 | 0 | 0 | 0 | 0 | 0 | 0 | 0
C&I Int. Rates-_KU_Winter_3.10.2021_8.11.44 PM.xlsx | Inputs_endUseLoadShapes.xlsx | Inputs_Global_KU_Winter.xlsx | Inputs_Product_C&I Int. Rates.xlsx | KU | 20 | Winter | Peak | 3 | C&I Int. Rates- | Industrial | Water | 21.8313 | 17.7571 | 5.3271 | 0.43118 | 0.43054 | 0.42864 | 0.42702 | 0.42567 | 0.42405 | 0.42114 | 0.41847 | 0.41814 | 0.41786 | 0.4176 | 0.41738 | 0.4172 | 0.41704 | 0.41692 | 0.41681 | 0.41669 | 0.41643 | 0.41621 | 0.416 | [10 empty] | 3.3454 | 3.3405 | 3.3257 | 3.3131 | 3.3027 | 3.2901 | 3.2675 | 3.2468 | 3.2442 | 3.2421 | 3.2401 | 3.2384 | 3.237 | 3.2358 | 3.2348 | 3.234 | 3.233 | 3.231 | 3.2293 | 3.2276 | 0 | 0 | 0 | 0 | 0 | 0 | 0 | 0 | 0 | 0
C&I Int. Rates-_KU_Winter_3.10.2021_8.11.44 PM.xlsx | Inputs_endUseLoadShapes.xlsx | Inputs_Global_KU_Winter.xlsx | Inputs_Product_C&I Int. Rates.xlsx | KU | 20 | Winter | Peak | 3 | C&I Int. Rates- | Industrial | Wood Products | 5.0595 | 4.1153 | 1.2346 | 0.099928 | 0.09978 | 0.099339 | 0.098963 | 0.098652 | 0.098276 | 0.097601 | 0.096983 | 0.096905 | 0.096841 | 0.096782 | 0.09673 | 0.096688 | 0.096652 | 0.096623 | 0.096598 | 0.096571 | 0.096511 | 0.096458 | 0.096409 | [10 empty] | 0.77532 | 0.77417 | 0.77075 | 0.76783 | 0.76542 | 0.7625 | 0.75727 | 0.75247 | 0.75187 | 0.75137 | 0.75091 | 0.75051 | 0.75018 | 0.7499 | 0.74968 | 0.74949 | 0.74927 | 0.74881 | 0.7484 | 0.74802 | 0 | 0 | 0 | 0 | 0 | 0 | 0 | 0 | 0 | 0
C&I Int. Rates-_KU_Winter_3.10.2021_8.11.44 PM.xlsx | Inputs_endUseLoadShapes.xlsx | Inputs_Global_KU_Winter.xlsx | Inputs_Product_C&I Int. Rates.xlsx | KU | 20 | Winter | Peak | 3 | C&I Int. Rates- | Residential | Manufactured | 193.0352 | 0 | 0 | 0 | 0 | 0 | 0 | 0 | 0 | 0 | 0 | 0 | 0 | 0 | 0 | 0 | 0 | 0 | 0 | 0 | 0 | 0 | 0 | [10 empty] | 0 | 0 | 0 | 0 | 0 | 0 | 0 | 0 | 0 | 0 | 0 | 0 | 0 | 0 | 0 | 0 | 0 | 0 | 0 | 0 | 0 | 0 | 0 | 0 | 0 | 0 | 0 | 0 | 0 | 0
C&I Int. Rates-_KU_Winter_3.10.2021_8.11.44 PM.xlsx | Inputs_endUseLoadShapes.xlsx | Inputs_Global_KU_Winter.xlsx | Inputs_Product_C&I Int. Rates.xlsx | KU | 20 | Winter | Peak | 3 | C&I Int. Rates- | Residential | Multifamily | 195.1526 | 0 | 0 | 0 | 0 | 0 | 0 | 0 | 0 | 0 | 0 | 0 | 0 | 0 | 0 | 0 | 0 | 0 | 0 | 0 | 0 | 0 | 0 | [10 empty] | 0 | 0 | 0 | 0 | 0 | 0 | 0 | 0 | 0 | 0 | 0 | 0 | 0 | 0 | 0 | 0 | 0 | 0 | 0 | 0 | 0 | 0 | 0 | 0 | 0 | 0 | 0 | 0 | 0 | 0
C&I Int. Rates-_KU_Winter_3.10.2021_8.11.44 PM.xlsx | Inputs_endUseLoadShapes.xlsx | Inputs_Global_KU_Winter.xlsx | Inputs_Product_C&I Int. Rates.xlsx | KU | 20 | Winter | Peak | 3 | C&I Int. Rates- | Residential | Single Family | 1280.9749 | 0 | 0 | 0 | 0 | 0 | 0 | 0 | 0 | 0 | 0 | 0 | 0 | 0 | 0 | 0 | 0 | 0 | 0 | 0 | 0 | 0 | 0 | [10 empty] | 0 | 0 | 0 | 0 | 0 | 0 | 0 | 0 | 0 | 0 | 0 | 0 | 0 | 0 | 0 | 0 | 0 | 0 | 0 | 0 | 0 | 0 | 0 | 0 | 0 | 0 | 0 | 0 | 0 | 0
C&I Int. Rates-_KU_Winter_3.10.2021_8.11.44 PM.xlsx | Inputs_endUseLoadShapes.xlsx | Inputs_Global_KU_Winter.xlsx | Inputs_Product_C&I Int. Rates.xlsx | KU | 20 | Winter | Peak | 3 | C&I Int. Rates- | 0 | 0 | 0 | 0 | 0 | 0 | 0 | 0 | 0 | 0 | 0 | 0 | 0 | 0 | 0 | 0 | 0 | 0 | 0 | 0 | 0 | 0 | 0 | 0 | 0 | [10 empty] | 0 | 0 | 0 | 0 | 0 | 0 | 0 | 0 | 0 | 0 | 0 | 0 | 0 | 0 | 0 | 0 | 0 | 0 | 0 | 0 | 0 | 0 | 0 | 0 | 0 | 0 | 0 | 0 | 0 | 0
C&I Int. Rates-_KU_Winter_3.10.2021_8.11.44 PM.xlsx | Inputs_endUseLoadShapes.xlsx | Inputs_Global_KU_Winter.xlsx | Inputs_Product_C&I Int. Rates.xlsx | KU | 20 | Winter | Peak | 3 | C&I Int. Rates- | 0 | 0 | 0 | 0 | 0 | 0 | 0 | 0 | 0 | 0 | 0 | 0 | 0 | 0 | 0 | 0 | 0 | 0 | 0 | 0 | 0 | 0 | 0 | 0 | 0 | [10 empty] | 0 | 0 | 0 | 0 | 0 | 0 | 0 | 0 | 0 | 0 | 0 | 0 | 0 | 0 | 0 | 0 | 0 | 0 | 0 | 0 | 0 | 0 | 0 | 0 | 0 | 0 | 0 | 0 | 0 | 0
C&I Int. Rates-_KU_Winter_3.10.2021_8.11.44 PM.xlsx | Inputs_endUseLoadShapes.xlsx | Inputs_Global_KU_Winter.xlsx | Inputs_Product_C&I Int. Rates.xlsx | KU | 20 | Winter | Peak | 3 | C&I Int. Rates- | 0 | 0 | 0 | 0 | 0 | 0 | 0 | 0 | 0 | 0 | 0 | 0 | 0 | 0 | 0 | 0 | 0 | 0 | 0 | 0 | 0 | 0 | 0 | 0 | 0 | [10 empty] | 0 | 0 | 0 | 0 | 0 | 0 | 0 | 0 | 0 | 0 | 0 | 0 | 0 | 0 | 0 | 0 | 0 | 0 | 0 | 0 | 0 | 0 | 0 | 0 | 0 | 0 | 0 | 0 | 0 | 0
C&I Int. Rates-_KU_Winter_3.10.2021_8.11.44 PM.xlsx | Inputs_endUseLoadShapes.xlsx | Inputs_Global_KU_Winter.xlsx | Inputs_Product_C&I Int. Rates.xlsx | KU | 20 | Winter | Peak | 3 | C&I Int. Rates- | 0 | 0 | 0 | 0 | 0 | 0 | 0 | 0 | 0 | 0 | 0 | 0 | 0 | 0 | 0 | 0 | 0 | 0 | 0 | 0 | 0 | 0 | 0 | 0 | 0 | [10 empty] | 0 | 0 | 0 | 0 | 0 | 0 | 0 | 0 | 0 | 0 | 0 | 0 | 0 | 0 | 0 | 0 | 0 | 0 | 0 | 0 | 0 | 0 | 0 | 0 | 0 | 0 | 0 | 0 | 0 | 0
DVR-_KU_Winter_3.5.2021_8.27.06 PM.xlsx | Inputs_endUseLoadShapes.xlsx | Inputs_Global_KU_Winter.xlsx | Inputs_Product_DVR.xlsx | KU | 20 | Winter | Peak | 3 | DVR- | Commercial | Grocery | 36.0838 | 30.6712 | 0.14415 | 0.29783 | 0.29715 | 0.29594 | 0.29399 | 0.29212 | 0.29023 | 0.28826 | 0.28597 | 0.28476 | 0.28374 | 0.28276 | 0.2819 | 0.28116 | 0.28051 | 0.27994 | 0.27944 | 0.27891 | 0.27803 | 0.27723 | 0.27651 | [10 empty] | 4395.3024 | 4385.3486 | 4367.4951 | 4338.6232 | 4311.0745 | 4283.1688 | 4254.0425 | 4220.3495 | 4202.5148 | 4187.3467 | 4172.9291 | 4160.2374 | 4149.3643 | 4139.6805 | 4131.295 | 4123.9173 | 4116.1017 | 4103.0715 | 4091.3458 | 4080.7482 | 0 | 0 | 0 | 0 | 0 | 0 | 0 | 0 | 0 | 0
DVR-_KU_Winter_3.5.2021_8.27.06 PM.xlsx | Inputs_endUseLoadShapes.xlsx | Inputs_Global_KU_Winter.xlsx | Inputs_Product_DVR.xlsx | KU | 20 | Winter | Peak | 3 | DVR- | Commercial | Health | 77.5493 | 65.9169 | 0.30981 | 0.5533 | 0.55205 | 0.5498 | 0.54616 | 0.5427 | 0.53918 | 0.53552 | 0.53127 | 0.52903 | 0.52712 | 0.52531 | 0.52371 | 0.52234 | 0.52112 | 0.52006 | 0.51914 | 0.51815 | 0.51651 | 0.51504 | 0.5137 | [10 empty] | 8165.5019 | 8147.01 | 8113.8421 | 8060.2045 | 8009.0249 | 7957.1823 | 7903.0722 | 7840.478 | 7807.3451 | 7779.1661 | 7752.3813 | 7728.803 | 7708.6032 | 7690.6127 | 7675.0344 | 7661.3283 | 7646.8085 | 7622.6013 | 7600.8176 | 7581.1296 | 0 | 0 | 0 | 0 | 0 | 0 | 0 | 0 | 0 | 0
DVR-_KU_Winter_3.5.2021_8.27.06 PM.xlsx | Inputs_endUseLoadShapes.xlsx | Inputs_Global_KU_Winter.xlsx | Inputs_Product_DVR.xlsx | KU | 20 | Winter | Peak | 3 | DVR- | Commercial | Large Office | 86.4336 | 73.4686 | 0.3453 | 0.29917 | 0.29849 | 0.29728 | 0.29531 | 0.29344 | 0.29154 | 0.28956 | 0.28726 | 0.28605 | 0.28502 | 0.28404 | 0.28317 | 0.28243 | 0.28177 | 0.2812 | 0.2807 | 0.28017 | 0.27928 | 0.27848 | 0.27776 | [10 empty] | 4415.1252 | 4405.1265 | 4387.1925 | 4358.1904 | 4330.5174 | 4302.4858 | 4273.2283 | 4239.3833 | 4221.4681 | 4206.2316 | 4191.749 | 4179 | 4168.0779 | 4158.3504 | 4149.9271 | 4142.5162 | 4134.6653 | 4121.5763 | 4109.7978 | 4099.1524 | 0 | 0 | 0 | 0 | 0 | 0 | 0 | 0 | 0 | 0
DVR-_KU_Winter_3.5.2021_8.27.06 PM.xlsx | Inputs_endUseLoadShapes.xlsx | Inputs_Global_KU_Winter.xlsx | Inputs_Product_DVR.xlsx | KU | 20 | Winter | Peak | 3 | DVR- | Commercial | Large Retail | 32.8378 | 27.9121 | 0.13119 | 0.34877 | 0.34798 | 0.34656 | 0.34427 | 0.34209 | 0.33987 | 0.33756 | 0.33489 | 0.33347 | 0.33227 | 0.33113 | 0.33012 | 0.32926 | 0.32849 | 0.32782 | 0.32724 | 0.32662 | 0.32558 | 0.32465 | 0.32381 | [10 empty] | 5147.1069 | 5135.4505 | 5114.5432 | 5080.7329 | 5048.472 | 5015.7931 | 4981.6849 | 4942.2288 | 4921.3435 | 4903.5809 | 4886.6972 | 4871.8346 | 4859.1018 | 4847.7615 | 4837.9417 | 4829.3021 | 4820.1496 | 4804.8907 | 4791.1593 | 4778.749 | 0 | 0 | 0 | 0 | 0 | 0 | 0 | 0 | 0 | 0
DVR-_KU_Winter_3.5.2021_8.27.06 PM.xlsx | Inputs_endUseLoadShapes.xlsx | Inputs_Global_KU_Winter.xlsx | Inputs_Product_DVR.xlsx | KU | 20 | Winter | Peak | 3 | DVR- | Commercial | Lodging | 13.126 | 11.1571 | 0.052439 | 0.075774 | 0.075602 | 0.075295 | 0.074797 | 0.074322 | 0.073841 | 0.073339 | 0.072758 | 0.07245 | 0.072189 | 0.07194 | 0.071721 | 0.071534 | 0.071367 | 0.071222 | 0.071095 | 0.070961 | 0.070736 | 0.070534 | 0.070351 | [10 empty] | 1118.2604 | 1115.728 | 1111.1856 | 1103.84 | 1096.831 | 1089.7312 | 1082.3208 | 1073.7486 | 1069.2111 | 1065.352 | 1061.6838 | 1058.4548 | 1055.6884 | 1053.2246 | 1051.0912 | 1049.2141 | 1047.2257 | 1043.9105 | 1040.9272 | 1038.231 | 0 | 0 | 0 | 0 | 0 | 0 | 0 | 0 | 0 | 0
DVR-_KU_Winter_3.5.2021_8.27.06 PM.xlsx | Inputs_endUseLoadShapes.xlsx | Inputs_Global_KU_Winter.xlsx | Inputs_Product_DVR.xlsx | KU | 20 | Winter | Peak | 3 | DVR- | Commercial | Miscellaneous | 299.5689 | 254.6336 | 1.1968 | 1.2102 | 1.2075 | 1.2026 | 1.1946 | 1.187 | 1.1794 | 1.1713 | 1.1621 | 1.1571 | 1.153 | 1.149 | 1.1455 | 1.1425 | 1.1398 | 1.1375 | 1.1355 | 1.1334 | 1.1298 | 1.1265 | 1.1236 | [10 empty] | 17860.4321 | 17819.9847 | 17747.4365 | 17630.1147 | 17518.1695 | 17404.774 | 17286.4188 | 17149.5062 | 17077.0344 | 17015.3985 | 16956.812 | 16905.239 | 16861.056 | 16821.7053 | 16787.6308 | 16757.6514 | 16725.8922 | 16672.9438 | 16625.2961 | 16582.2325 | 0 | 0 | 0 | 0 | 0 | 0 | 0 | 0 | 0 | 0
DVR-_KU_Winter_3.5.2021_8.27.06 PM.xlsx | Inputs_endUseLoadShapes.xlsx | Inputs_Global_KU_Winter.xlsx | Inputs_Product_DVR.xlsx | KU | 20 | Winter | Peak | 3 | DVR- | Commercial | Restaurant | 28.7696 | 24.4542 | 0.11493 | 0.26357 | 0.26298 | 0.26191 | 0.26017 | 0.25852 | 0.25685 | 0.2551 | 0.25308 | 0.25201 | 0.2511 | 0.25024 | 0.24948 | 0.24882 | 0.24824 | 0.24774 | 0.2473 | 0.24683 | 0.24605 | 0.24535 | 0.24471 | [10 empty] | 3889.7734 | 3880.9645 | 3865.1644 | 3839.6133 | 3815.233 | 3790.5369 | 3764.7607 | 3734.9429 | 3719.1595 | 3705.7359 | 3692.9765 | 3681.7446 | 3672.1221 | 3663.552 | 3656.131 | 3649.6019 | 3642.6852 | 3631.1537 | 3620.7766 | 3611.3979 | 0 | 0 | 0 | 0 | 0 | 0 | 0 | 0 | 0 | 0
DVR-_KU_Winter_3.5.2021_8.27.06 PM.xlsx | Inputs_endUseLoadShapes.xlsx | Inputs_Global_KU_Winter.xlsx | Inputs_Product_DVR.xlsx | KU | 20 | Winter | Peak | 3 | DVR- | Commercial | School | 398.997 | 339.1475 | 1.594 | 1.0132 | 1.0109 | 1.0067 | 1.0001 | 0.99374 | 0.98731 | 0.98059 | 0.97283 | 0.96871 | 0.96522 | 0.96189 | 0.95897 | 0.95646 | 0.95423 | 0.9523 | 0.9506 | 0.9488 | 0.94579 | 0.94309 | 0.94065 | [10 empty] | 14951.9729 | 14918.1121 | 14857.3779 | 14759.1612 | 14665.4456 | 14570.5158 | 14471.434 | 14356.8168 | 14296.1466 | 14244.5477 | 14195.5016 | 14152.3269 | 14115.3389 | 14082.3962 | 14053.8705 | 14028.7731 | 14002.1857 | 13957.8596 | 13917.971 | 13881.9201 | 0 | 0 | 0 | 0 | 0 | 0 | 0 | 0 | 0 | 0
DVR-_KU_Winter_3.5.2021_8.27.06 PM.xlsx | Inputs_endUseLoadShapes.xlsx | Inputs_Global_KU_Winter.xlsx | Inputs_Product_DVR.xlsx | KU | 20 | Winter | Peak | 3 | DVR- | Commercial | Small Office | 123.4234 | 104.9098 | 0.49308 | 0.47525 | 0.47418 | 0.47225 | 0.46912 | 0.46614 | 0.46313 | 0.45998 | 0.45634 | 0.45441 | 0.45277 | 0.45121 | 0.44984 | 0.44866 | 0.44761 | 0.44671 | 0.44591 | 0.44506 | 0.44365 | 0.44239 | 0.44124 | [10 empty] | 7013.7051 | 6997.8216 | 6969.3322 | 6923.2605 | 6879.3002 | 6834.7703 | 6788.2928 | 6734.5279 | 6706.0686 | 6681.8645 | 6658.8578 | 6638.6053 | 6621.2549 | 6605.8021 | 6592.4212 | 6580.6484 | 6568.1767 | 6547.3842 | 6528.6731 | 6511.7623 | 0 | 0 | 0 | 0 | 0 | 0 | 0 | 0 | 0 | 0
DVR-_KU_Winter_3.5.2021_8.27.06 PM.xlsx | Inputs_endUseLoadShapes.xlsx | Inputs_Global_KU_Winter.xlsx | Inputs_Product_DVR.xlsx | KU | 20 | Winter | Peak | 3 | DVR- | Commercial | Small Retail | 5.3384 | 4.5376 | 0.021327 | 0.047779 | 0.047671 | 0.047477 | 0.047163 | 0.046864 | 0.04656 | 0.046244 | 0.045878 | 0.045684 | 0.045519 | 0.045362 | 0.045224 | 0.045106 | 0.045001 | 0.044909 | 0.044829 | 0.044744 | 0.044603 | 0.044475 | 0.04436 | [10 empty] | 705.1214 | 703.5245 | 700.6603 | 696.0285 | 691.609 | 687.1322 | 682.4596 | 677.0543 | 674.1932 | 671.7598 | 669.4469 | 667.4108 | 665.6665 | 664.1129 | 662.7677 | 661.5841 | 660.3303 | 658.2399 | 656.3588 | 654.6586 | 0 | 0 | 0 | 0 | 0 | 0 | 0 | 0 | 0 | 0
DVR-_KU_Winter_3.5.2021_8.27.06 PM.xlsx | Inputs_endUseLoadShapes.xlsx | Inputs_Global_KU_Winter.xlsx | Inputs_Product_DVR.xlsx | KU | 20 | Winter | Peak | 3 | DVR- | Commercial | Warehouse | 12.4486 | 10.5813 | 0.049732 | 0.067249 | 0.067097 | 0.066824 | 0.066382 | 0.065961 | 0.065534 | 0.065088 | 0.064573 | 0.0643 | 0.064068 | 0.063847 | 0.063653 | 0.063487 | 0.063338 | 0.06321 | 0.063097 | 0.062978 | 0.062778 | 0.062599 | 0.062437 | [10 empty] | 992.458 | 990.2105 | 986.1791 | 979.6599 | 973.4394 | 967.1383 | 960.5616 | 952.9537 | 948.9266 | 945.5017 | 942.2462 | 939.3804 | 936.9253 | 934.7387 | 932.8452 | 931.1794 | 929.4146 | 926.4724 | 923.8247 | 921.4318 | 0 | 0 | 0 | 0 | 0 | 0 | 0 | 0 | 0 | 0
DVR-_KU_Winter_3.5.2021_8.27.06 PM.xlsx | Inputs_endUseLoadShapes.xlsx | Inputs_Global_KU_Winter.xlsx | Inputs_Product_DVR.xlsx | KU | 20 | Winter | Peak | 3 | DVR- | Industrial | Apparel | 3.4538 | 0.51807 | 0.0024349 | 0.0023216 | 0.0023181 | 0.0023079 | 0.0022991 | 0.0022919 | 0.0022832 | 0.0022675 | 0.0022531 | 0.0022513 | 0.0022498 | 0.0022485 | 0.0022473 | 0.0022463 | 0.0022454 | 0.0022448 | 0.0022442 | 0.0022436 | 0.0022422 | 0.0022409 | 0.0022398 | [10 empty] | 1.1734 | 1.1717 | 1.1665 | 1.1621 | 1.1585 | 1.154 | 1.1461 | 1.1389 | 1.1379 | 1.1372 | 1.1365 | 1.1359 | 1.1354 | 1.135 | 1.1346 | 1.1343 | 1.134 | 1.1333 | 1.1327 | 1.1321 | 0 | 0 | 0 | 0 | 0 | 0 | 0 | 0 | 0 | 0
DVR-_KU_Winter_3.5.2021_8.27.06 PM.xlsx | Inputs_endUseLoadShapes.xlsx | Inputs_Global_KU_Winter.xlsx | Inputs_Product_DVR.xlsx | KU | 20 | Winter | Peak | 3 | DVR- | Industrial | Beverage and Tobacco Products | 17.8028 | 2.6704 | 0.012551 | 0.011967 | 0.011949 | 0.011896 | 0.011851 | 0.011814 | 0.011769 | 0.011688 | 0.011614 | 0.011605 | 0.011597 | 0.01159 | 0.011584 | 0.011579 | 0.011574 | 0.011571 | 0.011568 | 0.011565 | 0.011557 | 0.011551 | 0.011545 | [10 empty] | 6.0485 | 6.0396 | 6.0129 | 5.9901 | 5.9713 | 5.9485 | 5.9077 | 5.8703 | 5.8656 | 5.8617 | 5.8581 | 5.855 | 5.8524 | 5.8502 | 5.8485 | 5.847 | 5.8453 | 5.8417 | 5.8385 | 5.8356 | 0 | 0 | 0 | 0 | 0 | 0 | 0 | 0 | 0 | 0
DVR-_KU_Winter_3.5.2021_8.27.06 PM.xlsx | Inputs_endUseLoadShapes.xlsx | Inputs_Global_KU_Winter.xlsx | Inputs_Product_DVR.xlsx | KU | 20 | Winter | Peak | 3 | DVR- | Industrial | Chemicals | 46.5406 | 6.9811 | 0.032811 | 0.038114 | 0.038057 | 0.037889 | 0.037746 | 0.037627 | 0.037484 | 0.037226 | 0.036991 | 0.036961 | 0.036936 | 0.036914 | 0.036894 | 0.036878 | 0.036864 | 0.036853 | 0.036844 | 0.036833 | 0.03681 | 0.03679 | 0.036772 | [10 empty] | 19.2648 | 19.2362 | 19.1513 | 19.0787 | 19.0187 | 18.9462 | 18.8161 | 18.697 | 18.682 | 18.6697 | 18.6582 | 18.6483 | 18.6402 | 18.6332 | 18.6276 | 18.6229 | 18.6176 | 18.606 | 18.5958 | 18.5864 | 0 | 0 | 0 | 0 | 0 | 0 | 0 | 0 | 0 | 0
DVR-_KU_Winter_3.5.2021_8.27.06 PM.xlsx | Inputs_endUseLoadShapes.xlsx | Inputs_Global_KU_Winter.xlsx | Inputs_Product_DVR.xlsx | KU | 20 | Winter | Peak | 3 | DVR- | Industrial | Computer and Electronic Products | 0.75745 | 0.11362 | 0.000534 | 0.00069415 | 0.00069312 | 0.00069006 | 0.00068745 | 0.00068529 | 0.00068267 | 0.00067799 | 0.0006737 | 0.00067315 | 0.00067271 | 0.0006723 | 0.00067194 | 0.00067165 | 0.0006714 | 0.00067119 | 0.00067102 | 0.00067083 | 0.00067042 | 0.00067005 | 0.00066971 | [10 empty] | 0.35086 | 0.35034 | 0.34879 | 0.34747 | 0.34638 | 0.34506 | 0.34269 | 0.34052 | 0.34025 | 0.34002 | 0.33981 | 0.33963 | 0.33949 | 0.33936 | 0.33926 | 0.33917 | 0.33907 | 0.33886 | 0.33868 | 0.33851 | 0 | 0 | 0 | 0 | 0 | 0 | 0 | 0 | 0 | 0
DVR-_KU_Winter_3.5.2021_8.27.06 PM.xlsx | Inputs_endUseLoadShapes.xlsx | Inputs_Global_KU_Winter.xlsx | Inputs_Product_DVR.xlsx | KU | 20 | Winter | Peak | 3 | DVR- | Industrial | Electrical Equip., Appliances, and Components | 32.7524 | 4.9129 | 0.02309 | 0.021725 | 0.021693 | 0.021597 | 0.021515 | 0.021447 | 0.021366 | 0.021219 | 0.021085 | 0.021068 | 0.021054 | 0.021041 | 0.02103 | 0.02102 | 0.021013 | 0.021006 | 0.021001 | 0.020995 | 0.020982 | 0.02097 | 0.02096 | [10 empty] | 10.9809 | 10.9646 | 10.9162 | 10.8749 | 10.8406 | 10.7993 | 10.7252 | 10.6573 | 10.6487 | 10.6417 | 10.6351 | 10.6295 | 10.6249 | 10.6209 | 10.6177 | 10.615 | 10.612 | 10.6054 | 10.5996 | 10.5942 | 0 | 0 | 0 | 0 | 0 | 0 | 0 | 0 | 0 | 0
DVR-_KU_Winter_3.5.2021_8.27.06 PM.xlsx | Inputs_endUseLoadShapes.xlsx | Inputs_Global_KU_Winter.xlsx | Inputs_Product_DVR.xlsx | KU | 20 | Winter | Peak | 3 | DVR- | Industrial | Fabricated Metal Products | 36.5357 | 5.4804 | 0.025758 | 0.023216 | 0.023182 | 0.023079 | 0.022992 | 0.02292 | 0.022832 | 0.022676 | 0.022532 | 0.022514 | 0.022499 | 0.022485 | 0.022473 | 0.022463 | 0.022455 | 0.022448 | 0.022443 | 0.022436 | 0.022422 | 0.02241 | 0.022399 | [10 empty] | 11.7347 | 11.7173 | 11.6656 | 11.6214 | 11.5848 | 11.5407 | 11.4614 | 11.3889 | 11.3797 | 11.3722 | 11.3652 | 11.3592 | 11.3543 | 11.35 | 11.3466 | 11.3437 | 11.3405 | 11.3334 | 11.3272 | 11.3215 | 0 | 0 | 0 | 0 | 0 | 0 | 0 | 0 | 0 | 0
DVR-_KU_Winter_3.5.2021_8.27.06 PM.xlsx | Inputs_endUseLoadShapes.xlsx | Inputs_Global_KU_Winter.xlsx | Inputs_Product_DVR.xlsx | KU | 20 | Winter | Peak | 3 | DVR- | Industrial | Food | 50.237 | 7.5355 | 0.035417 | 0.03565 | 0.035597 | 0.03544 | 0.035306 | 0.035194 | 0.03506 | 0.03482 | 0.034599 | 0.034571 | 0.034549 | 0.034527 | 0.034509 | 0.034494 | 0.034481 | 0.034471 | 0.034462 | 0.034452 | 0.034431 | 0.034412 | 0.034394 | [10 empty] | 18.0193 | 17.9926 | 17.9131 | 17.8453 | 17.7892 | 17.7213 | 17.5997 | 17.4883 | 17.4742 | 17.4627 | 17.4519 | 17.4427 | 17.4351 | 17.4286 | 17.4233 | 17.4189 | 17.414 | 17.4031 | 17.3936 | 17.3848 | 0 | 0 | 0 | 0 | 0 | 0 | 0 | 0 | 0 | 0
DVR-_KU_Winter_3.5.2021_8.27.06 PM.xlsx | Inputs_endUseLoadShapes.xlsx | Inputs_Global_KU_Winter.xlsx | Inputs_Product_DVR.xlsx | KU | 20 | Winter | Peak | 3 | DVR- | Industrial | Furniture and Related Products | 3.0032 | 0.45048 | 0.0021173 | 0.0020187 | 0.0020157 | 0.0020068 | 0.0019992 | 0.0019929 | 0.0019853 | 0.0019717 | 0.0019592 | 0.0019576 | 0.0019563 | 0.0019551 | 0.0019541 | 0.0019532 | 0.0019525 | 0.0019519 | 0.0019514 | 0.0019509 | 0.0019496 | 0.0019486 | 0.0019476 | [10 empty] | 1.0203 | 1.0188 | 1.0143 | 1.0105 | 1.0073 | 1.0035 | 0.99658 | 0.99028 | 0.98948 | 0.98883 | 0.98822 | 0.98769 | 0.98726 | 0.98689 | 0.9866 | 0.98635 | 0.98607 | 0.98545 | 0.98491 | 0.98442 | 0 | 0 | 0 | 0 | 0 | 0 | 0 | 0 | 0 | 0
DVR-_KU_Winter_3.5.2021_8.27.06 PM.xlsx | Inputs_endUseLoadShapes.xlsx | Inputs_Global_KU_Winter.xlsx | Inputs_Product_DVR.xlsx | KU | 20 | Winter | Peak | 3 | DVR- | Industrial | Machinery | 10.0252 | 1.5038 | 0.0070678 | 0.0067387 | 0.0067287 | 0.0066989 | 0.0066736 | 0.0066526 | 0.0066272 | 0.0065817 | 0.0065401 | 0.0065348 | 0.0065305 | 0.0065265 | 0.006523 | 0.0065202 | 0.0065177 | 0.0065158 | 0.0065141 | 0.0065123 | 0.0065082 | 0.0065046 | 0.0065014 | [10 empty] | 3.4061 | 3.401 | 3.386 | 3.3732 | 3.3626 | 3.3497 | 3.3268 | 3.3057 | 3.303 | 3.3009 | 3.2988 | 3.2971 | 3.2956 | 3.2944 | 3.2934 | 3.2926 | 3.2916 | 3.2896 | 3.2878 | 3.2861 | 0 | 0 | 0 | 0 | 0 | 0 | 0 | 0 | 0 | 0
DVR-_KU_Winter_3.5.2021_8.27.06 PM.xlsx | Inputs_endUseLoadShapes.xlsx | Inputs_Global_KU_Winter.xlsx | Inputs_Product_DVR.xlsx | KU | 20 | Winter | Peak | 3 | DVR- | Industrial | Mining | 21.4786 | 3.2218 | 0.015142 | 0.014437 | 0.014416 | 0.014352 | 0.014298 | 0.014253 | 0.014199 | 0.014101 | 0.014012 | 0.014001 | 0.013991 | 0.013983 | 0.013975 | 0.013969 | 0.013964 | 0.01396 | 0.013956 | 0.013952 | 0.013944 | 0.013936 | 0.013929 | [10 empty] | 7.2974 | 7.2866 | 7.2544 | 7.2269 | 7.2042 | 7.1767 | 7.1275 | 7.0824 | 7.0767 | 7.072 | 7.0676 | 7.0639 | 7.0608 | 7.0582 | 7.056 | 7.0543 | 7.0522 | 7.0479 | 7.044 | 7.0404 | 0 | 0 | 0 | 0 | 0 | 0 | 0 | 0 | 0 | 0
DVR-_KU_Winter_3.5.2021_8.27.06 PM.xlsx | Inputs_endUseLoadShapes.xlsx | Inputs_Global_KU_Winter.xlsx | Inputs_Product_DVR.xlsx | KU | 20 | Winter | Peak | 3 | DVR- | Industrial | Miscellaneous | 60.1488 | 9.0223 | 0.042405 | 0.04043 | 0.04037 | 0.040192 | 0.04004 | 0.039914 | 0.039762 | 0.039489 | 0.039239 | 0.039207 | 0.039181 | 0.039157 | 0.039137 | 0.039119 | 0.039105 | 0.039093 | 0.039083 | 0.039072 | 0.039048 | 0.039026 | 0.039007 | [10 empty] | 20.4357 | 20.4054 | 20.3153 | 20.2383 | 20.1746 | 20.0977 | 19.9597 | 19.8334 | 19.8175 | 19.8044 | 19.7922 | 19.7817 | 19.7731 | 19.7657 | 19.7597 | 19.7548 | 19.7491 | 19.7368 | 19.726 | 19.7161 | 0 | 0 | 0 | 0 | 0 | 0 | 0 | 0 | 0 | 0
DVR-_KU_Winter_3.5.2021_8.27.06 PM.xlsx | Inputs_endUseLoadShapes.xlsx | Inputs_Global_KU_Winter.xlsx | Inputs_Product_DVR.xlsx | KU | 20 | Winter | Peak | 3 | DVR- | Industrial | Nonmetallic Mineral Products | 33.4497 | 5.0175 | 0.023582 | 0.029212 | 0.029168 | 0.02904 | 0.02893 | 0.028839 | 0.028729 | 0.028531 | 0.028351 | 0.028328 | 0.028309 | 0.028292 | 0.028277 | 0.028265 | 0.028254 | 0.028245 | 0.028238 | 0.02823 | 0.028213 | 0.028197 | 0.028183 | [10 empty] | 14.7652 | 14.7433 | 14.6781 | 14.6226 | 14.5766 | 14.521 | 14.4213 | 14.33 | 14.3185 | 14.3091 | 14.3002 | 14.2927 | 14.2864 | 14.2811 | 14.2768 | 14.2732 | 14.2691 | 14.2602 | 14.2524 | 14.2452 | 0 | 0 | 0 | 0 | 0 | 0 | 0 | 0 | 0 | 0
DVR-_KU_Winter_3.5.2021_8.27.06 PM.xlsx | Inputs_endUseLoadShapes.xlsx | Inputs_Global_KU_Winter.xlsx | Inputs_Product_DVR.xlsx | KU | 20 | Winter | Peak | 3 | DVR- | Industrial | Paper | 20.6596 | 3.0989 | 0.014565 | 0.013887 | 0.013866 | 0.013805 | 0.013753 | 0.013709 | 0.013657 | 0.013563 | 0.013478 | 0.013467 | 0.013458 | 0.01345 | 0.013442 | 0.013437 | 0.013432 | 0.013427 | 0.013424 | 0.01342 | 0.013412 | 0.013405 | 0.013398 | [10 empty] | 7.0191 | 7.0087 | 6.9778 | 6.9514 | 6.9295 | 6.9031 | 6.8557 | 6.8123 | 6.8068 | 6.8023 | 6.7981 | 6.7945 | 6.7916 | 6.789 | 6.787 | 6.7853 | 6.7833 | 6.7791 | 6.7754 | 6.772 | 0 | 0 | 0 | 0 | 0 | 0 | 0 | 0 | 0 | 0
DVR-_KU_Winter_3.5.2021_8.27.06 PM.xlsx | Inputs_endUseLoadShapes.xlsx | Inputs_Global_KU_Winter.xlsx | Inputs_Product_DVR.xlsx | KU | 20 | Winter | Peak | 3 | DVR- | Industrial | Petroleum and Coal Products | 29.0052 | 4.3508 | 0.020449 | 0.021019 | 0.020988 | 0.020895 | 0.020816 | 0.020751 | 0.020672 | 0.02053 | 0.0204 | 0.020383 | 0.02037 | 0.020357 | 0.020347 | 0.020338 | 0.02033 | 0.020324 | 0.020319 | 0.020313 | 0.0203 | 0.020289 | 0.020279 | [10 empty] | 10.6243 | 10.6085 | 10.5616 | 10.5216 | 10.4885 | 10.4485 | 10.3768 | 10.3111 | 10.3029 | 10.2961 | 10.2897 | 10.2843 | 10.2798 | 10.2759 | 10.2728 | 10.2702 | 10.2673 | 10.2609 | 10.2553 | 10.2501 | 0 | 0 | 0 | 0 | 0 | 0 | 0 | 0 | 0 | 0
DVR-_KU_Winter_3.5.2021_8.27.06 PM.xlsx | Inputs_endUseLoadShapes.xlsx | Inputs_Global_KU_Winter.xlsx | Inputs_Product_DVR.xlsx | KU | 20 | Winter | Peak | 3 | DVR- | Industrial | Plastics and Rubber Products | 71.9237 | 10.7886 | 0.050706 | 0.051638 | 0.051561 | 0.051334 | 0.051139 | 0.050978 | 0.050784 | 0.050435 | 0.050116 | 0.050076 | 0.050043 | 0.050012 | 0.049986 | 0.049964 | 0.049945 | 0.04993 | 0.049917 | 0.049903 | 0.049872 | 0.049845 | 0.04982 | [10 empty] | 26.1006 | 26.0619 | 25.9468 | 25.8485 | 25.7672 | 25.669 | 25.4927 | 25.3314 | 25.311 | 25.2944 | 25.2788 | 25.2654 | 25.2544 | 25.2449 | 25.2373 | 25.2309 | 25.2237 | 25.208 | 25.1942 | 25.1815 | 0 | 0 | 0 | 0 | 0 | 0 | 0 | 0 | 0 | 0
DVR-_KU_Winter_3.5.2021_8.27.06 PM.xlsx | Inputs_endUseLoadShapes.xlsx | Inputs_Global_KU_Winter.xlsx | Inputs_Product_DVR.xlsx | KU | 20 | Winter | Peak | 3 | DVR- | Industrial | Primary Metals | 207.3656 | 31.1048 | 0.14619 | 0.14454 | 0.14433 | 0.14369 | 0.14314 | 0.14269 | 0.14215 | 0.14117 | 0.14028 | 0.14017 | 0.14007 | 0.13999 | 0.13991 | 0.13985 | 0.1398 | 0.13976 | 0.13972 | 0.13968 | 0.1396 | 0.13952 | 0.13945 | [10 empty] | 73.058 | 72.9497 | 72.6275 | 72.3525 | 72.1248 | 71.8498 | 71.3565 | 70.9049 | 70.8479 | 70.8012 | 70.7576 | 70.7201 | 70.6893 | 70.6628 | 70.6415 | 70.6237 | 70.6036 | 70.5596 | 70.5209 | 70.4854 | 0 | 0 | 0 | 0 | 0 | 0 | 0 | 0 | 0 | 0
DVR-_KU_Winter_3.5.2021_8.27.06 PM.xlsx | Inputs_endUseLoadShapes.xlsx | Inputs_Global_KU_Winter.xlsx | Inputs_Product_DVR.xlsx | KU | 20 | Winter | Peak | 3 | DVR- | Industrial | Printing and Related Support | 6.9014 | 1.0352 | 0.0048655 | 0.0046389 | 0.0046321 | 0.0046116 | 0.0045941 | 0.0045797 | 0.0045622 | 0.0045309 | 0.0045022 | 0.0044986 | 0.0044956 | 0.0044929 | 0.0044905 | 0.0044885 | 0.0044868 | 0.0044855 | 0.0044844 | 0.0044831 | 0.0044803 | 0.0044778 | 0.0044756 | [10 empty] | 2.3448 | 2.3413 | 2.3309 | 2.3221 | 2.3148 | 2.306 | 2.2902 | 2.2757 | 2.2738 | 2.2723 | 2.2709 | 2.2697 | 2.2687 | 2.2679 | 2.2672 | 2.2666 | 2.266 | 2.2646 | 2.2633 | 2.2622 | 0 | 0 | 0 | 0 | 0 | 0 | 0 | 0 | 0 | 0
DVR-_KU_Winter_3.5.2021_8.27.06 PM.xlsx | Inputs_endUseLoadShapes.xlsx | Inputs_Global_KU_Winter.xlsx | Inputs_Product_DVR.xlsx | KU | 20 | Winter | Peak | 3 | DVR- | Industrial | Textiles | 0.22496 | 0.033743 | 0.00015859 | 0.00015121 | 0.00015098 | 0.00015032 | 0.00014975 | 0.00014928 | 0.00014871 | 0.00014769 | 0.00014675 | 0.00014663 | 0.00014654 | 0.00014645 | 0.00014637 | 0.00014631 | 0.00014625 | 0.00014621 | 0.00014617 | 0.00014613 | 0.00014604 | 0.00014596 | 0.00014588 | [10 empty] | 0.076429 | 0.076316 | 0.075979 | 0.075691 | 0.075453 | 0.075165 | 0.074649 | 0.074176 | 0.074117 | 0.074068 | 0.074022 | 0.073983 | 0.073951 | 0.073923 | 0.073901 | 0.073882 | 0.073861 | 0.073815 | 0.073775 | 0.073738 | 0 | 0 | 0 | 0 | 0 | 0 | 0 | 0 | 0 | 0
DVR-_KU_Winter_3.5.2021_8.27.06 PM.xlsx | Inputs_endUseLoadShapes.xlsx | Inputs_Global_KU_Winter.xlsx | Inputs_Product_DVR.xlsx | KU | 20 | Winter | Peak | 3 | DVR- | Industrial | Transportation Equipment | 133.8889 | 20.0833 | 0.094392 | 0.095871 | 0.095729 | 0.095306 | 0.094945 | 0.094646 | 0.094285 | 0.093638 | 0.093046 | 0.092971 | 0.092909 | 0.092852 | 0.092803 | 0.092763 | 0.092728 | 0.0927 | 0.092676 | 0.09265 | 0.092592 | 0.092542 | 0.092495 | [10 empty] | 48.4583 | 48.3865 | 48.1728 | 47.9903 | 47.8393 | 47.6569 | 47.3298 | 47.0302 | 46.9924 | 46.9614 | 46.9325 | 46.9076 | 46.8872 | 46.8696 | 46.8555 | 46.8437 | 46.8303 | 46.8012 | 46.7755 | 46.752 | 0 | 0 | 0 | 0 | 0 | 0 | 0 | 0 | 0 | 0
DVR-_KU_Winter_3.5.2021_8.27.06 PM.xlsx | Inputs_endUseLoadShapes.xlsx | Inputs_Global_KU_Winter.xlsx | Inputs_Product_DVR.xlsx | KU | 20 | Winter | Peak | 3 | DVR- | Industrial | Wastewater | 1.3381 | 0.20071 | 0.00094334 | 0.00089941 | 0.00089808 | 0.00089411 | 0.00089072 | 0.00088792 | 0.00088454 | 0.00087846 | 0.0008729 | 0.0008722 | 0.00087163 | 0.00087109 | 0.00087063 | 0.00087025 | 0.00086992 | 0.00086966 | 0.00086944 | 0.00086919 | 0.00086865 | 0.00086818 | 0.00086774 | [10 empty] | 0.45461 | 0.45394 | 0.45193 | 0.45022 | 0.4488 | 0.44709 | 0.44402 | 0.44121 | 0.44086 | 0.44057 | 0.4403 | 0.44006 | 0.43987 | 0.43971 | 0.43957 | 0.43946 | 0.43934 | 0.43906 | 0.43882 | 0.4386 | 0 | 0 | 0 | 0 | 0 | 0 | 0 | 0 | 0 | 0
DVR-_KU_Winter_3.5.2021_8.27.06 PM.xlsx | Inputs_endUseLoadShapes.xlsx | Inputs_Global_KU_Winter.xlsx | Inputs_Product_DVR.xlsx | KU | 20 | Winter | Peak | 3 | DVR- | Industrial | Water | 21.8313 | 3.2747 | 0.015391 | 0.014674 | 0.014653 | 0.014588 | 0.014533 | 0.014487 | 0.014432 | 0.014333 | 0.014242 | 0.01423 | 0.014221 | 0.014212 | 0.014205 | 0.014199 | 0.014193 | 0.014189 | 0.014185 | 0.014181 | 0.014173 | 0.014165 | 0.014158 | [10 empty] | 7.4172 | 7.4062 | 7.3735 | 7.3456 | 7.3225 | 7.2946 | 7.2445 | 7.1986 | 7.1928 | 7.1881 | 7.1837 | 7.1799 | 7.1767 | 7.1741 | 7.1719 | 7.1701 | 7.168 | 7.1636 | 7.1597 | 7.156 | 0 | 0 | 0 | 0 | 0 | 0 | 0 | 0 | 0 | 0
DVR-_KU_Winter_3.5.2021_8.27.06 PM.xlsx | Inputs_endUseLoadShapes.xlsx | Inputs_Global_KU_Winter.xlsx | Inputs_Product_DVR.xlsx | KU | 20 | Winter | Peak | 3 | DVR- | Industrial | Wood Products | 5.0595 | 0.75893 | 0.003567 | 0.0034009 | 0.0033958 | 0.0033808 | 0.003368 | 0.0033574 | 0.0033446 | 0.0033217 | 0.0033006 | 0.003298 | 0.0032958 | 0.0032938 | 0.003292 | 0.0032906 | 0.0032894 | 0.0032884 | 0.0032876 | 0.0032866 | 0.0032846 | 0.0032828 | 0.0032811 | [10 empty] | 1.719 | 1.7164 | 1.7089 | 1.7024 | 1.697 | 1.6906 | 1.6789 | 1.6683 | 1.667 | 1.6659 | 1.6649 | 1.664 | 1.6632 | 1.6626 | 1.6621 | 1.6617 | 1.6612 | 1.6602 | 1.6593 | 1.6585 | 0 | 0 | 0 | 0 | 0 | 0 | 0 | 0 | 0 | 0
DVR-_KU_Winter_3.5.2021_8.27.06 PM.xlsx | Inputs_endUseLoadShapes.xlsx | Inputs_Global_KU_Winter.xlsx | Inputs_Product_DVR.xlsx | KU | 20 | Winter | Peak | 3 | DVR- | Residential | Manufactured | 193.0352 | 164.0799 | 0.77118 | 0.664 | 0.66478 | 0.6627 | 0.66068 | 0.65871 | 0.65895 | 0.65569 | 0.65357 | 0.65389 | 0.65637 | 0.65539 | 0.65647 | 0.65776 | 0.66125 | 0.66111 | 0.66298 | 0.66485 | 0.66839 | 0.66803 | 0.66948 | [10 empty] | 37574.1807 | 37618.3009 | 37500.91 | 37386.342 | 37274.9995 | 37288.3479 | 37103.9242 | 36983.7704 | 37002.3788 | 37142.3662 | 37086.8587 | 37148.3447 | 37221.0835 | 37418.4015 | 37410.7444 | 37516.3514 | 37622.2598 | 37822.4013 | 37802.2915 | 37884.1174 | 0 | 0 | 0 | 0 | 0 | 0 | 0 | 0 | 0 | 0
DVR-_KU_Winter_3.5.2021_8.27.06 PM.xlsx | Inputs_endUseLoadShapes.xlsx | Inputs_Global_KU_Winter.xlsx | Inputs_Product_DVR.xlsx | KU | 20 | Winter | Peak | 3 | DVR- | Residential | Multifamily | 195.1526 | 165.8797 | 0.77963 | 0.73294 | 0.7338 | 0.73151 | 0.72927 | 0.7271 | 0.72736 | 0.72376 | 0.72142 | 0.72178 | 0.72451 | 0.72343 | 0.72463 | 0.72605 | 0.7299 | 0.72975 | 0.73181 | 0.73387 | 0.73778 | 0.73739 | 0.73898 | [10 empty] | 41475.1991 | 41523.9 | 41394.3214 | 41267.8587 | 41144.9564 | 41159.6907 | 40956.1198 | 40823.4914 | 40844.0317 | 40998.5529 | 40937.2825 | 41005.1521 | 41085.4427 | 41303.2466 | 41294.7946 | 41411.3659 | 41528.2699 | 41749.1904 | 41726.9929 | 41817.314 | 0 | 0 | 0 | 0 | 0 | 0 | 0 | 0 | 0 | 0
DVR-_KU_Winter_3.5.2021_8.27.06 PM.xlsx | Inputs_endUseLoadShapes.xlsx | Inputs_Global_KU_Winter.xlsx | Inputs_Product_DVR.xlsx | KU | 20 | Winter | Peak | 3 | DVR- | Residential | Single Family | 1280.9749 | 1088.8287 | 5.1175 | 5.0184 | 5.0243 | 5.0086 | 4.9933 | 4.9784 | 4.9802 | 4.9556 | 4.9395 | 4.942 | 4.9607 | 4.9533 | 4.9615 | 4.9712 | 4.9976 | 4.9966 | 5.0107 | 5.0248 | 5.0516 | 5.0489 | 5.0598 | [10 empty] | 283979.9609 | 284313.4149 | 283426.1922 | 282560.3046 | 281718.7948 | 281819.6803 | 280425.834 | 279517.7298 | 279658.3686 | 280716.3723 | 280296.8554 | 280761.5573 | 281311.3057 | 282802.6053 | 282744.7342 | 283542.8962 | 284343.3354 | 285855.9743 | 285703.9882 | 286322.4155 | 0 | 0 | 0 | 0 | 0 | 0 | 0 | 0 | 0 | 0
DVR-_KU_Winter_3.5.2021_8.27.06 PM.xlsx | Inputs_endUseLoadShapes.xlsx | Inputs_Global_KU_Winter.xlsx | Inputs_Product_DVR.xlsx | KU | 20 | Winter | Peak | 3 | DVR- | 0 | 0 | 0 | 0 | 0 | 0 | 0 | 0 | 0 | 0 | 0 | 0 | 0 | 0 | 0 | 0 | 0 | 0 | 0 | 0 | 0 | 0 | 0 | 0 | 0 | [10 empty] | 0 | 0 | 0 | 0 | 0 | 0 | 0 | 0 | 0 | 0 | 0 | 0 | 0 | 0 | 0 | 0 | 0 | 0 | 0 | 0 | 0 | 0 | 0 | 0 | 0 | 0 | 0 | 0 | 0 | 0
DVR-_KU_Winter_3.5.2021_8.27.06 PM.xlsx | Inputs_endUseLoadShapes.xlsx | Inputs_Global_KU_Winter.xlsx | Inputs_Product_DVR.xlsx | KU | 20 | Winter | Peak | 3 | DVR- | 0 | 0 | 0 | 0 | 0 | 0 | 0 | 0 | 0 | 0 | 0 | 0 | 0 | 0 | 0 | 0 | 0 | 0 | 0 | 0 | 0 | 0 | 0 | 0 | 0 | [10 empty] | 0 | 0 | 0 | 0 | 0 | 0 | 0 | 0 | 0 | 0 | 0 | 0 | 0 | 0 | 0 | 0 | 0 | 0 | 0 | 0 | 0 | 0 | 0 | 0 | 0 | 0 | 0 | 0 | 0 | 0
DVR-_KU_Winter_3.5.2021_8.27.06 PM.xlsx | Inputs_endUseLoadShapes.xlsx | Inputs_Global_KU_Winter.xlsx | Inputs_Product_DVR.xlsx | KU | 20 | Winter | Peak | 3 | DVR- | 0 | 0 | 0 | 0 | 0 | 0 | 0 | 0 | 0 | 0 | 0 | 0 | 0 | 0 | 0 | 0 | 0 | 0 | 0 | 0 | 0 | 0 | 0 | 0 | 0 | [10 empty] | 0 | 0 | 0 | 0 | 0 | 0 | 0 | 0 | 0 | 0 | 0 | 0 | 0 | 0 | 0 | 0 | 0 | 0 | 0 | 0 | 0 | 0 | 0 | 0 | 0 | 0 | 0 | 0 | 0 | 0
DVR-_KU_Winter_3.5.2021_8.27.06 PM.xlsx | Inputs_endUseLoadShapes.xlsx | Inputs_Global_KU_Winter.xlsx | Inputs_Product_DVR.xlsx | KU | 20 | Winter | Peak | 3 | DVR- | 0 | 0 | 0 | 0 | 0 | 0 | 0 | 0 | 0 | 0 | 0 | 0 | 0 | 0 | 0 | 0 | 0 | 0 | 0 | 0 | 0 | 0 | 0 | 0 | 0 | [10 empty] | 0 | 0 | 0 | 0 | 0 | 0 | 0 | 0 | 0 | 0 | 0 | 0 | 0 | 0 | 0 | 0 | 0 | 0 | 0 | 0 | 0 | 0 | 0 | 0 | 0 | 0 | 0 | 0 | 0 | 0
Ind RTP-_KU_Winter_3.10.2021_1.29.46 PM.xlsx | Inputs_endUseLoadShapes.xlsx | Inputs_Global_KU_Winter.xlsx | Inputs_Product_Ind RTP.xlsx | KU | 20 | Winter | Peak | 3 | Ind RTP- | Commercial | Grocery | 36.0838 | 0 | 0 | 0 | 0 | 0 | 0 | 0 | 0 | 0 | 0 | 0 | 0 | 0 | 0 | 0 | 0 | 0 | 0 | 0 | 0 | 0 | 0 | [10 empty] | 0 | 0 | 0 | 0 | 0 | 0 | 0 | 0 | 0 | 0 | 0 | 0 | 0 | 0 | 0 | 0 | 0 | 0 | 0 | 0 | 0 | 0 | 0 | 0 | 0 | 0 | 0 | 0 | 0 | 0
Ind RTP-_KU_Winter_3.10.2021_1.29.46 PM.xlsx | Inputs_endUseLoadShapes.xlsx | Inputs_Global_KU_Winter.xlsx | Inputs_Product_Ind RTP.xlsx | KU | 20 | Winter | Peak | 3 | Ind RTP- | Commercial | Health | 77.5493 | 0 | 0 | 0 | 0 | 0 | 0 | 0 | 0 | 0 | 0 | 0 | 0 | 0 | 0 | 0 | 0 | 0 | 0 | 0 | 0 | 0 | 0 | [10 empty] | 0 | 0 | 0 | 0 | 0 | 0 | 0 | 0 | 0 | 0 | 0 | 0 | 0 | 0 | 0 | 0 | 0 | 0 | 0 | 0 | 0 | 0 | 0 | 0 | 0 | 0 | 0 | 0 | 0 | 0
Ind RTP-_KU_Winter_3.10.2021_1.29.46 PM.xlsx | Inputs_endUseLoadShapes.xlsx | Inputs_Global_KU_Winter.xlsx | Inputs_Product_Ind RTP.xlsx | KU | 20 | Winter | Peak | 3 | Ind RTP- | Commercial | Large Office | 86.4336 | 0 | 0 | 0 | 0 | 0 | 0 | 0 | 0 | 0 | 0 | 0 | 0 | 0 | 0 | 0 | 0 | 0 | 0 | 0 | 0 | 0 | 0 | [10 empty] | 0 | 0 | 0 | 0 | 0 | 0 | 0 | 0 | 0 | 0 | 0 | 0 | 0 | 0 | 0 | 0 | 0 | 0 | 0 | 0 | 0 | 0 | 0 | 0 | 0 | 0 | 0 | 0 | 0 | 0
Ind RTP-_KU_Winter_3.10.2021_1.29.46 PM.xlsx | Inputs_endUseLoadShapes.xlsx | Inputs_Global_KU_Winter.xlsx | Inputs_Product_Ind RTP.xlsx | KU | 20 | Winter | Peak | 3 | Ind RTP- | Commercial | Large Retail | 32.8378 | 0 | 0 | 0 | 0 | 0 | 0 | 0 | 0 | 0 | 0 | 0 | 0 | 0 | 0 | 0 | 0 | 0 | 0 | 0 | 0 | 0 | 0 | [10 empty] | 0 | 0 | 0 | 0 | 0 | 0 | 0 | 0 | 0 | 0 | 0 | 0 | 0 | 0 | 0 | 0 | 0 | 0 | 0 | 0 | 0 | 0 | 0 | 0 | 0 | 0 | 0 | 0 | 0 | 0
Ind RTP-_KU_Winter_3.10.2021_1.29.46 PM.xlsx | Inputs_endUseLoadShapes.xlsx | Inputs_Global_KU_Winter.xlsx | Inputs_Product_Ind RTP.xlsx | KU | 20 | Winter | Peak | 3 | Ind RTP- | Commercial | Lodging | 13.126 | 0 | 0 | 0 | 0 | 0 | 0 | 0 | 0 | 0 | 0 | 0 | 0 | 0 | 0 | 0 | 0 | 0 | 0 | 0 | 0 | 0 | 0 | [10 empty] | 0 | 0 | 0 | 0 | 0 | 0 | 0 | 0 | 0 | 0 | 0 | 0 | 0 | 0 | 0 | 0 | 0 | 0 | 0 | 0 | 0 | 0 | 0 | 0 | 0 | 0 | 0 | 0 | 0 | 0
Ind RTP-_KU_Winter_3.10.2021_1.29.46 PM.xlsx | Inputs_endUseLoadShapes.xlsx | Inputs_Global_KU_Winter.xlsx | Inputs_Product_Ind RTP.xlsx | KU | 20 | Winter | Peak | 3 | Ind RTP- | Commercial | Miscellaneous | 299.5689 | 0 | 0 | 0 | 0 | 0 | 0 | 0 | 0 | 0 | 0 | 0 | 0 | 0 | 0 | 0 | 0 | 0 | 0 | 0 | 0 | 0 | 0 | [10 empty] | 0 | 0 | 0 | 0 | 0 | 0 | 0 | 0 | 0 | 0 | 0 | 0 | 0 | 0 | 0 | 0 | 0 | 0 | 0 | 0 | 0 | 0 | 0 | 0 | 0 | 0 | 0 | 0 | 0 | 0
Ind RTP-_KU_Winter_3.10.2021_1.29.46 PM.xlsx | Inputs_endUseLoadShapes.xlsx | Inputs_Global_KU_Winter.xlsx | Inputs_Product_Ind RTP.xlsx | KU | 20 | Winter | Peak | 3 | Ind RTP- | Commercial | Restaurant | 28.7696 | 0 | 0 | 0 | 0 | 0 | 0 | 0 | 0 | 0 | 0 | 0 | 0 | 0 | 0 | 0 | 0 | 0 | 0 | 0 | 0 | 0 | 0 | [10 empty] | 0 | 0 | 0 | 0 | 0 | 0 | 0 | 0 | 0 | 0 | 0 | 0 | 0 | 0 | 0 | 0 | 0 | 0 | 0 | 0 | 0 | 0 | 0 | 0 | 0 | 0 | 0 | 0 | 0 | 0
Ind RTP-_KU_Winter_3.10.2021_1.29.46 PM.xlsx | Inputs_endUseLoadShapes.xlsx | Inputs_Global_KU_Winter.xlsx | Inputs_Product_Ind RTP.xlsx | KU | 20 | Winter | Peak | 3 | Ind RTP- | Commercial | School | 398.997 | 0 | 0 | 0 | 0 | 0 | 0 | 0 | 0 | 0 | 0 | 0 | 0 | 0 | 0 | 0 | 0 | 0 | 0 | 0 | 0 | 0 | 0 | [10 empty] | 0 | 0 | 0 | 0 | 0 | 0 | 0 | 0 | 0 | 0 | 0 | 0 | 0 | 0 | 0 | 0 | 0 | 0 | 0 | 0 | 0 | 0 | 0 | 0 | 0 | 0 | 0 | 0 | 0 | 0
Ind RTP-_KU_Winter_3.10.2021_1.29.46 PM.xlsx | Inputs_endUseLoadShapes.xlsx | Inputs_Global_KU_Winter.xlsx | Inputs_Product_Ind RTP.xlsx | KU | 20 | Winter | Peak | 3 | Ind RTP- | Commercial | Small Office | 123.4234 | 0 | 0 | 0 | 0 | 0 | 0 | 0 | 0 | 0 | 0 | 0 | 0 | 0 | 0 | 0 | 0 | 0 | 0 | 0 | 0 | 0 | 0 | [10 empty] | 0 | 0 | 0 | 0 | 0 | 0 | 0 | 0 | 0 | 0 | 0 | 0 | 0 | 0 | 0 | 0 | 0 | 0 | 0 | 0 | 0 | 0 | 0 | 0 | 0 | 0 | 0 | 0 | 0 | 0
Ind RTP-_KU_Winter_3.10.2021_1.29.46 PM.xlsx | Inputs_endUseLoadShapes.xlsx | Inputs_Global_KU_Winter.xlsx | Inputs_Product_Ind RTP.xlsx | KU | 20 | Winter | Peak | 3 | Ind RTP- | Commercial | Small Retail | 5.3384 | 0 | 0 | 0 | 0 | 0 | 0 | 0 | 0 | 0 | 0 | 0 | 0 | 0 | 0 | 0 | 0 | 0 | 0 | 0 | 0 | 0 | 0 | [10 empty] | 0 | 0 | 0 | 0 | 0 | 0 | 0 | 0 | 0 | 0 | 0 | 0 | 0 | 0 | 0 | 0 | 0 | 0 | 0 | 0 | 0 | 0 | 0 | 0 | 0 | 0 | 0 | 0 | 0 | 0
Ind RTP-_KU_Winter_3.10.2021_1.29.46 PM.xlsx | Inputs_endUseLoadShapes.xlsx | Inputs_Global_KU_Winter.xlsx | Inputs_Product_Ind RTP.xlsx | KU | 20 | Winter | Peak | 3 | Ind RTP- | Commercial | Warehouse | 12.4486 | 0 | 0 | 0 | 0 | 0 | 0 | 0 | 0 | 0 | 0 | 0 | 0 | 0 | 0 | 0 | 0 | 0 | 0 | 0 | 0 | 0 | 0 | [10 empty] | 0 | 0 | 0 | 0 | 0 | 0 | 0 | 0 | 0 | 0 | 0 | 0 | 0 | 0 | 0 | 0 | 0 | 0 | 0 | 0 | 0 | 0 | 0 | 0 | 0 | 0 | 0 | 0 | 0 | 0
Ind RTP-_KU_Winter_3.10.2021_1.29.46 PM.xlsx | Inputs_endUseLoadShapes.xlsx | Inputs_Global_KU_Winter.xlsx | Inputs_Product_Ind RTP.xlsx | KU | 20 | Winter | Peak | 3 | Ind RTP- | Industrial | Apparel | 3.4538 | 3.4538 | 0.29012 | 0.011407 | 0.01139 | 0.011339 | 0.011296 | 0.011261 | 0.011218 | 0.011141 | 0.01107 | 0.011062 | 0.011054 | 0.011047 | 0.011042 | 0.011037 | 0.011033 | 0.011029 | 0.011027 | 0.011023 | 0.011017 | 0.011011 | 0.011005 | [10 empty] | 0.31292 | 0.31245 | 0.31107 | 0.3099 | 0.30892 | 0.30774 | 0.30563 | 0.3037 | 0.30345 | 0.30325 | 0.30306 | 0.3029 | 0.30277 | 0.30266 | 0.30257 | 0.30249 | 0.30241 | 0.30222 | 0.30205 | 0.3019 | 0 | 0 | 0 | 0 | 0 | 0 | 0 | 0 | 0 | 0
Ind RTP-_KU_Winter_3.10.2021_1.29.46 PM.xlsx | Inputs_endUseLoadShapes.xlsx | Inputs_Global_KU_Winter.xlsx | Inputs_Product_Ind RTP.xlsx | KU | 20 | Winter | Peak | 3 | Ind RTP- | Industrial | Beverage and Tobacco Products | 17.8028 | 17.8028 | 1.4954 | 0.058796 | 0.058709 | 0.05845 | 0.058228 | 0.058045 | 0.057824 | 0.057427 | 0.057063 | 0.057017 | 0.05698 | 0.056945 | 0.056915 | 0.05689 | 0.056868 | 0.056851 | 0.056837 | 0.056821 | 0.056785 | 0.056754 | 0.056726 | [10 empty] | 1.6129 | 1.6106 | 1.6034 | 1.5974 | 1.5923 | 1.5863 | 1.5754 | 1.5654 | 1.5642 | 1.5631 | 1.5622 | 1.5613 | 1.5606 | 1.5601 | 1.5596 | 1.5592 | 1.5588 | 1.5578 | 1.5569 | 1.5561 | 0 | 0 | 0 | 0 | 0 | 0 | 0 | 0 | 0 | 0
Ind RTP-_KU_Winter_3.10.2021_1.29.46 PM.xlsx | Inputs_endUseLoadShapes.xlsx | Inputs_Global_KU_Winter.xlsx | Inputs_Product_Ind RTP.xlsx | KU | 20 | Winter | Peak | 3 | Ind RTP- | Industrial | Chemicals | 46.5406 | 46.5406 | 3.9094 | 0.18727 | 0.18699 | 0.18616 | 0.18546 | 0.18487 | 0.18417 | 0.18291 | 0.18175 | 0.1816 | 0.18148 | 0.18137 | 0.18127 | 0.1812 | 0.18113 | 0.18107 | 0.18103 | 0.18098 | 0.18086 | 0.18076 | 0.18067 | [10 empty] | 5.1373 | 5.1297 | 5.107 | 5.0877 | 5.0717 | 5.0523 | 5.0176 | 4.9859 | 4.9819 | 4.9786 | 4.9755 | 4.9729 | 4.9707 | 4.9689 | 4.9674 | 4.9661 | 4.9647 | 4.9616 | 4.9589 | 4.9564 | 0 | 0 | 0 | 0 | 0 | 0 | 0 | 0 | 0 | 0
Ind RTP-_KU_Winter_3.10.2021_1.29.46 PM.xlsx | Inputs_endUseLoadShapes.xlsx | Inputs_Global_KU_Winter.xlsx | Inputs_Product_Ind RTP.xlsx | KU | 20 | Winter | Peak | 3 | Ind RTP- | Industrial | Computer and Electronic Products | 0.75745 | 0.75745 | 0.063626 | 0.0034106 | 0.0034056 | 0.0033905 | 0.0033777 | 0.0033671 | 0.0033542 | 0.0033312 | 0.0033101 | 0.0033074 | 0.0033053 | 0.0033032 | 0.0033015 | 0.0033 | 0.0032988 | 0.0032978 | 0.003297 | 0.003296 | 0.003294 | 0.0032922 | 0.0032905 | [10 empty] | 0.093563 | 0.093425 | 0.093012 | 0.09266 | 0.092368 | 0.092016 | 0.091384 | 0.090806 | 0.090733 | 0.090673 | 0.090617 | 0.090569 | 0.09053 | 0.090496 | 0.090469 | 0.090446 | 0.09042 | 0.090364 | 0.090314 | 0.090269 | 0 | 0 | 0 | 0 | 0 | 0 | 0 | 0 | 0 | 0
Ind RTP-_KU_Winter_3.10.2021_1.29.46 PM.xlsx | Inputs_endUseLoadShapes.xlsx | Inputs_Global_KU_Winter.xlsx | Inputs_Product_Ind RTP.xlsx | KU | 20 | Winter | Peak | 3 | Ind RTP- | Industrial | Electrical Equip., Appliances, and Components | 32.7524 | 32.7524 | 2.7512 | 0.10674 | 0.10658 | 0.10611 | 0.10571 | 0.10538 | 0.10498 | 0.10426 | 0.1036 | 0.10351 | 0.10344 | 0.10338 | 0.10333 | 0.10328 | 0.10324 | 0.10321 | 0.10319 | 0.10316 | 0.10309 | 0.10304 | 0.10298 | [10 empty] | 2.9282 | 2.9239 | 2.911 | 2.9 | 2.8908 | 2.8798 | 2.86 | 2.8419 | 2.8397 | 2.8378 | 2.836 | 2.8345 | 2.8333 | 2.8322 | 2.8314 | 2.8307 | 2.8299 | 2.8281 | 2.8266 | 2.8251 | 0 | 0 | 0 | 0 | 0 | 0 | 0 | 0 | 0 | 0
Ind RTP-_KU_Winter_3.10.2021_1.29.46 PM.xlsx | Inputs_endUseLoadShapes.xlsx | Inputs_Global_KU_Winter.xlsx | Inputs_Product_Ind RTP.xlsx | KU | 20 | Winter | Peak | 3 | Ind RTP- | Industrial | Fabricated Metal Products | 36.5357 | 36.5357 | 3.069 | 0.11407 | 0.1139 | 0.1134 | 0.11297 | 0.11261 | 0.11218 | 0.11141 | 0.11071 | 0.11062 | 0.11055 | 0.11048 | 0.11042 | 0.11037 | 0.11033 | 0.1103 | 0.11027 | 0.11024 | 0.11017 | 0.11011 | 0.11005 | [10 empty] | 3.1293 | 3.1246 | 3.1108 | 3.099 | 3.0893 | 3.0775 | 3.0564 | 3.037 | 3.0346 | 3.0326 | 3.0307 | 3.0291 | 3.0278 | 3.0267 | 3.0258 | 3.025 | 3.0241 | 3.0222 | 3.0206 | 3.0191 | 0 | 0 | 0 | 0 | 0 | 0 | 0 | 0 | 0 | 0
Ind RTP-_KU_Winter_3.10.2021_1.29.46 PM.xlsx | Inputs_endUseLoadShapes.xlsx | Inputs_Global_KU_Winter.xlsx | Inputs_Product_Ind RTP.xlsx | KU | 20 | Winter | Peak | 3 | Ind RTP- | Industrial | Food | 50.237 | 50.237 | 4.2199 | 0.17516 | 0.1749 | 0.17413 | 0.17347 | 0.17292 | 0.17226 | 0.17108 | 0.17 | 0.16986 | 0.16975 | 0.16964 | 0.16956 | 0.16948 | 0.16942 | 0.16937 | 0.16932 | 0.16928 | 0.16917 | 0.16908 | 0.16899 | [10 empty] | 4.8052 | 4.798 | 4.7768 | 4.7587 | 4.7438 | 4.7257 | 4.6932 | 4.6635 | 4.6598 | 4.6567 | 4.6539 | 4.6514 | 4.6494 | 4.6476 | 4.6462 | 4.645 | 4.6437 | 4.6408 | 4.6383 | 4.6359 | 0 | 0 | 0 | 0 | 0 | 0 | 0 | 0 | 0 | 0
Ind RTP-_KU_Winter_3.10.2021_1.29.46 PM.xlsx | Inputs_endUseLoadShapes.xlsx | Inputs_Global_KU_Winter.xlsx | Inputs_Product_Ind RTP.xlsx | KU | 20 | Winter | Peak | 3 | Ind RTP- | Industrial | Furniture and Related Products | 3.0032 | 3.0032 | 0.25227 | 0.0099185 | 0.0099038 | 0.00986 | 0.0098227 | 0.0097918 | 0.0097544 | 0.0096875 | 0.0096262 | 0.0096184 | 0.0096121 | 0.0096062 | 0.0096011 | 0.0095969 | 0.0095933 | 0.0095904 | 0.009588 | 0.0095852 | 0.0095793 | 0.009574 | 0.0095692 | [10 empty] | 0.27209 | 0.27169 | 0.27049 | 0.26946 | 0.26862 | 0.26759 | 0.26576 | 0.26407 | 0.26386 | 0.26369 | 0.26352 | 0.26339 | 0.26327 | 0.26317 | 0.26309 | 0.26303 | 0.26295 | 0.26279 | 0.26264 | 0.26251 | 0 | 0 | 0 | 0 | 0 | 0 | 0 | 0 | 0 | 0
Ind RTP-_KU_Winter_3.10.2021_1.29.46 PM.xlsx | Inputs_endUseLoadShapes.xlsx | Inputs_Global_KU_Winter.xlsx | Inputs_Product_Ind RTP.xlsx | KU | 20 | Winter | Peak | 3 | Ind RTP- | Industrial | Machinery | 10.0252 | 10.0252 | 0.84212 | 0.033109 | 0.03306 | 0.032914 | 0.03279 | 0.032686 | 0.032562 | 0.032338 | 0.032134 | 0.032108 | 0.032087 | 0.032067 | 0.03205 | 0.032036 | 0.032024 | 0.032014 | 0.032006 | 0.031997 | 0.031977 | 0.03196 | 0.031944 | [10 empty] | 0.90829 | 0.90694 | 0.90293 | 0.89952 | 0.89669 | 0.89327 | 0.88713 | 0.88152 | 0.88081 | 0.88023 | 0.87969 | 0.87922 | 0.87884 | 0.87851 | 0.87824 | 0.87802 | 0.87777 | 0.87723 | 0.87675 | 0.8763 | 0 | 0 | 0 | 0 | 0 | 0 | 0 | 0 | 0 | 0
Ind RTP-_KU_Winter_3.10.2021_1.29.46 PM.xlsx | Inputs_endUseLoadShapes.xlsx | Inputs_Global_KU_Winter.xlsx | Inputs_Product_Ind RTP.xlsx | KU | 20 | Winter | Peak | 3 | Ind RTP- | Industrial | Mining | 21.4786 | 21.4786 | 1.8042 | 0.070936 | 0.070831 | 0.070518 | 0.070251 | 0.07003 | 0.069763 | 0.069284 | 0.068845 | 0.06879 | 0.068745 | 0.068702 | 0.068666 | 0.068636 | 0.06861 | 0.06859 | 0.068572 | 0.068553 | 0.06851 | 0.068472 | 0.068438 | [10 empty] | 1.946 | 1.9431 | 1.9345 | 1.9272 | 1.9211 | 1.9138 | 1.9007 | 1.8886 | 1.8871 | 1.8859 | 1.8847 | 1.8837 | 1.8829 | 1.8822 | 1.8816 | 1.8811 | 1.8806 | 1.8794 | 1.8784 | 1.8775 | 0 | 0 | 0 | 0 | 0 | 0 | 0 | 0 | 0 | 0
Ind RTP-_KU_Winter_3.10.2021_1.29.46 PM.xlsx | Inputs_endUseLoadShapes.xlsx | Inputs_Global_KU_Winter.xlsx | Inputs_Product_Ind RTP.xlsx | KU | 20 | Winter | Peak | 3 | Ind RTP- | Industrial | Miscellaneous | 60.1488 | 60.1488 | 5.0525 | 0.19865 | 0.19835 | 0.19748 | 0.19673 | 0.19611 | 0.19536 | 0.19402 | 0.19279 | 0.19264 | 0.19251 | 0.19239 | 0.19229 | 0.19221 | 0.19214 | 0.19208 | 0.19203 | 0.19198 | 0.19186 | 0.19175 | 0.19165 | [10 empty] | 5.4495 | 5.4414 | 5.4174 | 5.3969 | 5.3799 | 5.3594 | 5.3226 | 5.2889 | 5.2847 | 5.2812 | 5.2779 | 5.2751 | 5.2728 | 5.2709 | 5.2693 | 5.2679 | 5.2664 | 5.2632 | 5.2603 | 5.2576 | 0 | 0 | 0 | 0 | 0 | 0 | 0 | 0 | 0 | 0
Ind RTP-_KU_Winter_3.10.2021_1.29.46 PM.xlsx | Inputs_endUseLoadShapes.xlsx | Inputs_Global_KU_Winter.xlsx | Inputs_Product_Ind RTP.xlsx | KU | 20 | Winter | Peak | 3 | Ind RTP- | Industrial | Nonmetallic Mineral Products | 33.4497 | 33.4497 | 2.8098 | 0.14353 | 0.14331 | 0.14268 | 0.14214 | 0.14169 | 0.14115 | 0.14018 | 0.1393 | 0.13919 | 0.13909 | 0.13901 | 0.13893 | 0.13887 | 0.13882 | 0.13878 | 0.13875 | 0.13871 | 0.13862 | 0.13854 | 0.13847 | [10 empty] | 3.9374 | 3.9315 | 3.9142 | 3.8994 | 3.8871 | 3.8723 | 3.8457 | 3.8213 | 3.8183 | 3.8157 | 3.8134 | 3.8114 | 3.8097 | 3.8083 | 3.8071 | 3.8062 | 3.8051 | 3.8027 | 3.8006 | 3.7987 | 0 | 0 | 0 | 0 | 0 | 0 | 0 | 0 | 0 | 0
Ind RTP-_KU_Winter_3.10.2021_1.29.46 PM.xlsx | Inputs_endUseLoadShapes.xlsx | Inputs_Global_KU_Winter.xlsx | Inputs_Product_Ind RTP.xlsx | KU | 20 | Winter | Peak | 3 | Ind RTP- | Industrial | Paper | 20.6596 | 20.6596 | 1.7354 | 0.068231 | 0.06813 | 0.067829 | 0.067572 | 0.067359 | 0.067102 | 0.066642 | 0.06622 | 0.066167 | 0.066123 | 0.066082 | 0.066047 | 0.066019 | 0.065994 | 0.065974 | 0.065957 | 0.065939 | 0.065898 | 0.065861 | 0.065828 | [10 empty] | 1.8718 | 1.869 | 1.8607 | 1.8537 | 1.8479 | 1.8408 | 1.8282 | 1.8166 | 1.8151 | 1.814 | 1.8128 | 1.8119 | 1.8111 | 1.8104 | 1.8099 | 1.8094 | 1.8089 | 1.8078 | 1.8068 | 1.8059 | 0 | 0 | 0 | 0 | 0 | 0 | 0 | 0 | 0 | 0
Ind RTP-_KU_Winter_3.10.2021_1.29.46 PM.xlsx | Inputs_endUseLoadShapes.xlsx | Inputs_Global_KU_Winter.xlsx | Inputs_Product_Ind RTP.xlsx | KU | 20 | Winter | Peak | 3 | Ind RTP- | Industrial | Petroleum and Coal Products | 29.0052 | 29.0052 | 2.4364 | 0.10328 | 0.10312 | 0.10267 | 0.10228 | 0.10196 | 0.10157 | 0.10087 | 0.10023 | 0.10015 | 0.10008 | 0.10002 | 0.09997 | 0.099927 | 0.099889 | 0.099859 | 0.099834 | 0.099805 | 0.099743 | 0.099689 | 0.099638 | [10 empty] | 2.8331 | 2.8289 | 2.8164 | 2.8058 | 2.7969 | 2.7863 | 2.7672 | 2.7496 | 2.7474 | 2.7456 | 2.7439 | 2.7425 | 2.7413 | 2.7402 | 2.7394 | 2.7387 | 2.738 | 2.7362 | 2.7347 | 2.7334 | 0 | 0 | 0 | 0 | 0 | 0 | 0 | 0 | 0 | 0
Ind RTP-_KU_Winter_3.10.2021_1.29.46 PM.xlsx | Inputs_endUseLoadShapes.xlsx | Inputs_Global_KU_Winter.xlsx | Inputs_Product_Ind RTP.xlsx | KU | 20 | Winter | Peak | 3 | Ind RTP- | Industrial | Plastics and Rubber Products | 71.9237 | 71.9237 | 6.0416 | 0.25372 | 0.25334 | 0.25222 | 0.25127 | 0.25047 | 0.24952 | 0.24781 | 0.24624 | 0.24604 | 0.24588 | 0.24573 | 0.2456 | 0.24549 | 0.2454 | 0.24532 | 0.24526 | 0.24519 | 0.24504 | 0.24491 | 0.24478 | [10 empty] | 6.9602 | 6.9498 | 6.9191 | 6.8929 | 6.8713 | 6.8451 | 6.7981 | 6.755 | 6.7496 | 6.7452 | 6.741 | 6.7374 | 6.7345 | 6.732 | 6.7299 | 6.7282 | 6.7263 | 6.7221 | 6.7185 | 6.7151 | 0 | 0 | 0 | 0 | 0 | 0 | 0 | 0 | 0 | 0
Ind RTP-_KU_Winter_3.10.2021_1.29.46 PM.xlsx | Inputs_endUseLoadShapes.xlsx | Inputs_Global_KU_Winter.xlsx | Inputs_Product_Ind RTP.xlsx | KU | 20 | Winter | Peak | 3 | Ind RTP- | Industrial | Primary Metals | 207.3656 | 207.3656 | 17.4187 | 0.71017 | 0.70912 | 0.70599 | 0.70332 | 0.7011 | 0.69843 | 0.69363 | 0.68924 | 0.68869 | 0.68824 | 0.68781 | 0.68745 | 0.68715 | 0.68689 | 0.68668 | 0.68651 | 0.68632 | 0.68589 | 0.68551 | 0.68517 | [10 empty] | 19.4821 | 19.4533 | 19.3673 | 19.294 | 19.2333 | 19.1599 | 19.0284 | 18.908 | 18.8928 | 18.8803 | 18.8687 | 18.8587 | 18.8505 | 18.8434 | 18.8377 | 18.833 | 18.8276 | 18.8159 | 18.8056 | 18.7961 | 0 | 0 | 0 | 0 | 0 | 0 | 0 | 0 | 0 | 0
Ind RTP-_KU_Winter_3.10.2021_1.29.46 PM.xlsx | Inputs_endUseLoadShapes.xlsx | Inputs_Global_KU_Winter.xlsx | Inputs_Product_Ind RTP.xlsx | KU | 20 | Winter | Peak | 3 | Ind RTP- | Industrial | Printing and Related Support | 6.9014 | 6.9014 | 0.57972 | 0.022793 | 0.022759 | 0.022658 | 0.022573 | 0.022502 | 0.022416 | 0.022262 | 0.022121 | 0.022103 | 0.022089 | 0.022075 | 0.022063 | 0.022054 | 0.022045 | 0.022039 | 0.022033 | 0.022027 | 0.022013 | 0.022001 | 0.02199 | [10 empty] | 0.62527 | 0.62434 | 0.62159 | 0.61923 | 0.61728 | 0.61493 | 0.61071 | 0.60684 | 0.60636 | 0.60596 | 0.60558 | 0.60526 | 0.605 | 0.60477 | 0.60459 | 0.60444 | 0.60426 | 0.60389 | 0.60356 | 0.60325 | 0 | 0 | 0 | 0 | 0 | 0 | 0 | 0 | 0 | 0
Ind RTP-_KU_Winter_3.10.2021_1.29.46 PM.xlsx | Inputs_endUseLoadShapes.xlsx | Inputs_Global_KU_Winter.xlsx | Inputs_Product_Ind RTP.xlsx | KU | 20 | Winter | Peak | 3 | Ind RTP- | Industrial | Textiles | 0.22496 | 0.22496 | 0.018896 | 0.00074294 | 0.00074184 | 0.00073856 | 0.00073577 | 0.00073345 | 0.00073066 | 0.00072564 | 0.00072105 | 0.00072047 | 0.00071999 | 0.00071955 | 0.00071917 | 0.00071885 | 0.00071858 | 0.00071837 | 0.00071819 | 0.00071798 | 0.00071753 | 0.00071714 | 0.00071678 | [10 empty] | 0.020381 | 0.020351 | 0.020261 | 0.020184 | 0.020121 | 0.020044 | 0.019906 | 0.01978 | 0.019764 | 0.019751 | 0.019739 | 0.019729 | 0.01972 | 0.019713 | 0.019707 | 0.019702 | 0.019696 | 0.019684 | 0.019673 | 0.019663 | 0 | 0 | 0 | 0 | 0 | 0 | 0 | 0 | 0 | 0
Ind RTP-_KU_Winter_3.10.2021_1.29.46 PM.xlsx | Inputs_endUseLoadShapes.xlsx | Inputs_Global_KU_Winter.xlsx | Inputs_Product_Ind RTP.xlsx | KU | 20 | Winter | Peak | 3 | Ind RTP- | Industrial | Transportation Equipment | 133.8889 | 133.8889 | 11.2467 | 0.47105 | 0.47035 | 0.46827 | 0.4665 | 0.46503 | 0.46326 | 0.46008 | 0.45717 | 0.4568 | 0.4565 | 0.45622 | 0.45597 | 0.45578 | 0.4556 | 0.45547 | 0.45535 | 0.45522 | 0.45494 | 0.45469 | 0.45446 | [10 empty] | 12.9222 | 12.9031 | 12.8461 | 12.7974 | 12.7572 | 12.7085 | 12.6213 | 12.5414 | 12.5313 | 12.5231 | 12.5153 | 12.5087 | 12.5032 | 12.4986 | 12.4948 | 12.4916 | 12.4881 | 12.4803 | 12.4735 | 12.4672 | 0 | 0 | 0 | 0 | 0 | 0 | 0 | 0 | 0 | 0
Ind RTP-_KU_Winter_3.10.2021_1.29.46 PM.xlsx | Inputs_endUseLoadShapes.xlsx | Inputs_Global_KU_Winter.xlsx | Inputs_Product_Ind RTP.xlsx | KU | 20 | Winter | Peak | 3 | Ind RTP- | Industrial | Wastewater | 1.3381 | 1.3381 | 0.1124 | 0.0044191 | 0.0044126 | 0.0043931 | 0.0043765 | 0.0043627 | 0.004346 | 0.0043162 | 0.0042889 | 0.0042854 | 0.0042826 | 0.00428 | 0.0042777 | 0.0042758 | 0.0042742 | 0.004273 | 0.0042719 | 0.0042707 | 0.004268 | 0.0042657 | 0.0042635 | [10 empty] | 0.12123 | 0.12105 | 0.12052 | 0.12006 | 0.11968 | 0.11922 | 0.11841 | 0.11766 | 0.11756 | 0.11748 | 0.11741 | 0.11735 | 0.1173 | 0.11726 | 0.11722 | 0.11719 | 0.11716 | 0.11708 | 0.11702 | 0.11696 | 0 | 0 | 0 | 0 | 0 | 0 | 0 | 0 | 0 | 0
Ind RTP-_KU_Winter_3.10.2021_1.29.46 PM.xlsx | Inputs_endUseLoadShapes.xlsx | Inputs_Global_KU_Winter.xlsx | Inputs_Product_Ind RTP.xlsx | KU | 20 | Winter | Peak | 3 | Ind RTP- | Industrial | Water | 21.8313 | 21.8313 | 1.8338 | 0.072101 | 0.071994 | 0.071676 | 0.071404 | 0.07118 | 0.070908 | 0.070421 | 0.069976 | 0.069919 | 0.069873 | 0.06983 | 0.069793 | 0.069763 | 0.069737 | 0.069716 | 0.069698 | 0.069678 | 0.069635 | 0.069597 | 0.069562 | [10 empty] | 1.9779 | 1.975 | 1.9663 | 1.9588 | 1.9527 | 1.9452 | 1.9319 | 1.9196 | 1.9181 | 1.9168 | 1.9156 | 1.9146 | 1.9138 | 1.9131 | 1.9125 | 1.912 | 1.9115 | 1.9103 | 1.9092 | 1.9083 | 0 | 0 | 0 | 0 | 0 | 0 | 0 | 0 | 0 | 0
Ind RTP-_KU_Winter_3.10.2021_1.29.46 PM.xlsx | Inputs_endUseLoadShapes.xlsx | Inputs_Global_KU_Winter.xlsx | Inputs_Product_Ind RTP.xlsx | KU | 20 | Winter | Peak | 3 | Ind RTP- | Industrial | Wood Products | 5.0595 | 5.0595 | 0.425 | 0.01671 | 0.016685 | 0.016611 | 0.016548 | 0.016496 | 0.016433 | 0.016321 | 0.016217 | 0.016204 | 0.016194 | 0.016184 | 0.016175 | 0.016168 | 0.016162 | 0.016157 | 0.016153 | 0.016148 | 0.016138 | 0.016129 | 0.016121 | [10 empty] | 0.4584 | 0.45772 | 0.45569 | 0.45397 | 0.45254 | 0.45081 | 0.44772 | 0.44489 | 0.44453 | 0.44424 | 0.44396 | 0.44373 | 0.44353 | 0.44337 | 0.44323 | 0.44312 | 0.443 | 0.44272 | 0.44248 | 0.44225 | 0 | 0 | 0 | 0 | 0 | 0 | 0 | 0 | 0 | 0
Ind RTP-_KU_Winter_3.10.2021_1.29.46 PM.xlsx | Inputs_endUseLoadShapes.xlsx | Inputs_Global_KU_Winter.xlsx | Inputs_Product_Ind RTP.xlsx | KU | 20 | Winter | Peak | 3 | Ind RTP- | Residential | Manufactured | 193.0352 | 0 | 0 | 0 | 0 | 0 | 0 | 0 | 0 | 0 | 0 | 0 | 0 | 0 | 0 | 0 | 0 | 0 | 0 | 0 | 0 | 0 | 0 | [10 empty] | 0 | 0 | 0 | 0 | 0 | 0 | 0 | 0 | 0 | 0 | 0 | 0 | 0 | 0 | 0 | 0 | 0 | 0 | 0 | 0 | 0 | 0 | 0 | 0 | 0 | 0 | 0 | 0 | 0 | 0
Ind RTP-_KU_Winter_3.10.2021_1.29.46 PM.xlsx | Inputs_endUseLoadShapes.xlsx | Inputs_Global_KU_Winter.xlsx | Inputs_Product_Ind RTP.xlsx | KU | 20 | Winter | Peak | 3 | Ind RTP- | Residential | Multifamily | 195.1526 | 0 | 0 | 0 | 0 | 0 | 0 | 0 | 0 | 0 | 0 | 0 | 0 | 0 | 0 | 0 | 0 | 0 | 0 | 0 | 0 | 0 | 0 | [10 empty] | 0 | 0 | 0 | 0 | 0 | 0 | 0 | 0 | 0 | 0 | 0 | 0 | 0 | 0 | 0 | 0 | 0 | 0 | 0 | 0 | 0 | 0 | 0 | 0 | 0 | 0 | 0 | 0 | 0 | 0
Ind RTP-_KU_Winter_3.10.2021_1.29.46 PM.xlsx | Inputs_endUseLoadShapes.xlsx | Inputs_Global_KU_Winter.xlsx | Inputs_Product_Ind RTP.xlsx | KU | 20 | Winter | Peak | 3 | Ind RTP- | Residential | Single Family | 1280.9749 | 0 | 0 | 0 | 0 | 0 | 0 | 0 | 0 | 0 | 0 | 0 | 0 | 0 | 0 | 0 | 0 | 0 | 0 | 0 | 0 | 0 | 0 | [10 empty] | 0 | 0 | 0 | 0 | 0 | 0 | 0 | 0 | 0 | 0 | 0 | 0 | 0 | 0 | 0 | 0 | 0 | 0 | 0 | 0 | 0 | 0 | 0 | 0 | 0 | 0 | 0 | 0 | 0 | 0
Ind RTP-_KU_Winter_3.10.2021_1.29.46 PM.xlsx | Inputs_endUseLoadShapes.xlsx | Inputs_Global_KU_Winter.xlsx | Inputs_Product_Ind RTP.xlsx | KU | 20 | Winter | Peak | 3 | Ind RTP- | 0 | 0 | 0 | 0 | 0 | 0 | 0 | 0 | 0 | 0 | 0 | 0 | 0 | 0 | 0 | 0 | 0 | 0 | 0 | 0 | 0 | 0 | 0 | 0 | 0 | [10 empty] | 0 | 0 | 0 | 0 | 0 | 0 | 0 | 0 | 0 | 0 | 0 | 0 | 0 | 0 | 0 | 0 | 0 | 0 | 0 | 0 | 0 | 0 | 0 | 0 | 0 | 0 | 0 | 0 | 0 | 0
Ind RTP-_KU_Winter_3.10.2021_1.29.46 PM.xlsx | Inputs_endUseLoadShapes.xlsx | Inputs_Global_KU_Winter.xlsx | Inputs_Product_Ind RTP.xlsx | KU | 20 | Winter | Peak | 3 | Ind RTP- | 0 | 0 | 0 | 0 | 0 | 0 | 0 | 0 | 0 | 0 | 0 | 0 | 0 | 0 | 0 | 0 | 0 | 0 | 0 | 0 | 0 | 0 | 0 | 0 | 0 | [10 empty] | 0 | 0 | 0 | 0 | 0 | 0 | 0 | 0 | 0 | 0 | 0 | 0 | 0 | 0 | 0 | 0 | 0 | 0 | 0 | 0 | 0 | 0 | 0 | 0 | 0 | 0 | 0 | 0 | 0 | 0
Ind RTP-_KU_Winter_3.10.2021_1.29.46 PM.xlsx | Inputs_endUseLoadShapes.xlsx | Inputs_Global_KU_Winter.xlsx | Inputs_Product_Ind RTP.xlsx | KU | 20 | Winter | Peak | 3 | Ind RTP- | 0 | 0 | 0 | 0 | 0 | 0 | 0 | 0 | 0 | 0 | 0 | 0 | 0 | 0 | 0 | 0 | 0 | 0 | 0 | 0 | 0 | 0 | 0 | 0 | 0 | [10 empty] | 0 | 0 | 0 | 0 | 0 | 0 | 0 | 0 | 0 | 0 | 0 | 0 | 0 | 0 | 0 | 0 | 0 | 0 | 0 | 0 | 0 | 0 | 0 | 0 | 0 | 0 | 0 | 0 | 0 | 0
Ind RTP-_KU_Winter_3.10.2021_1.29.46 PM.xlsx | Inputs_endUseLoadShapes.xlsx | Inputs_Global_KU_Winter.xlsx | Inputs_Product_Ind RTP.xlsx | KU | 20 | Winter | Peak | 3 | Ind RTP- | 0 | 0 | 0 | 0 | 0 | 0 | 0 | 0 | 0 | 0 | 0 | 0 | 0 | 0 | 0 | 0 | 0 | 0 | 0 | 0 | 0 | 0 | 0 | 0 | 0 | [10 empty] | 0 | 0 | 0 | 0 | 0 | 0 | 0 | 0 | 0 | 0 | 0 | 0 | 0 | 0 | 0 | 0 | 0 | 0 | 0 | 0 | 0 | 0 | 0 | 0 | 0 | 0 | 0 | 0 | 0 | 0
Inputs_Product_Res DLC ERWH-Switch.xlsx | Inputs_endUseLoadShapes.xlsx | Inputs_Global_KU_Winter.xlsx | Inputs_Product_Res DLC ERWH-Switch.xlsx | KU | 20 | Winter | Peak | 3 | Res DLC ERWH-Switch | 0 | 0 | 0 | 0 | 0 | 0 | 0 | 0 | 0 | 0 | 0 | 0 | 0 | 0 | 0 | 0 | 0 | 0 | 0 | 0 | 0 | 0 | 0 | 0 | 0 | 0 | 0 | 0 | 0 | 0 | 0 | 0 | 0 | 0 | 0 | 0 | 0 | 0 | 0 | 0 | 0 | 0 | 0 | 0 | 0 | 0 | 0 | 0 | 0 | 0 | 0 | 0 | 0 | 0 | 0 | 0 | 0 | 0 | 0 | 0 | 0 | 0 | 0 | 0 | 0
Inputs_Product_Res DLC ERWH-Switch.xlsx | Inputs_endUseLoadShapes.xlsx | Inputs_Global_KU_Winter.xlsx | Inputs_Product_Res DLC ERWH-Switch.xlsx | KU | 20 | Winter | Peak | 3 | Res DLC ERWH-Switch | 0 | 0 | 0 | 0 | 0 | 0 | 0 | 0 | 0 | 0 | 0 | 0 | 0 | 0 | 0 | 0 | 0 | 0 | 0 | 0 | 0 | 0 | 0 | 0 | 0 | 0 | 0 | 0 | 0 | 0 | 0 | 0 | 0 | 0 | 0 | 0 | 0 | 0 | 0 | 0 | 0 | 0 | 0 | 0 | 0 | 0 | 0 | 0 | 0 | 0 | 0 | 0 | 0 | 0 | 0 | 0 | 0 | 0 | 0 | 0 | 0 | 0 | 0 | 0 | 0
Inputs_Product_Res DLC ERWH-Switch.xlsx | Inputs_endUseLoadShapes.xlsx | Inputs_Global_KU_Winter.xlsx | Inputs_Product_Res DLC ERWH-Switch.xlsx | KU | 20 | Winter | Peak | 3 | Res DLC ERWH-Switch | 0 | 0 | 0 | 0 | 0 | 0 | 0 | 0 | 0 | 0 | 0 | 0 | 0 | 0 | 0 | 0 | 0 | 0 | 0 | 0 | 0 | 0 | 0 | 0 | 0 | 0 | 0 | 0 | 0 | 0 | 0 | 0 | 0 | 0 | 0 | 0 | 0 | 0 | 0 | 0 | 0 | 0 | 0 | 0 | 0 | 0 | 0 | 0 | 0 | 0 | 0 | 0 | 0 | 0 | 0 | 0 | 0 | 0 | 0 | 0 | 0 | 0 | 0 | 0 | 0
Inputs_Product_Res DLC ERWH-Switch.xlsx | Inputs_endUseLoadShapes.xlsx | Inputs_Global_KU_Winter.xlsx | Inputs_Product_Res DLC ERWH-Switch.xlsx | KU | 20 | Winter | Peak | 3 | Res DLC ERWH-Switch | 0 | 0 | 0 | 0 | 0 | 0 | 0 | 0 | 0 | 0 | 0 | 0 | 0 | 0 | 0 | 0 | 0 | 0 | 0 | 0 | 0 | 0 | 0 | 0 | 0 | 0 | 0 | 0 | 0 | 0 | 0 | 0 | 0 | 0 | 0 | 0 | 0 | 0 | 0 | 0 | 0 | 0 | 0 | 0 | 0 | 0 | 0 | 0 | 0 | 0 | 0 | 0 | 0 | 0 | 0 | 0 | 0 | 0 | 0 | 0 | 0 | 0 | 0 | 0 | 0
Inputs_Product_Res DLC ERWH-Switch.xlsx | Inputs_endUseLoadShapes.xlsx | Inputs_Global_KU_Winter.xlsx | Inputs_Product_Res DLC ERWH-Switch.xlsx | KU | 20 | Winter | Peak | 3 | Res DLC ERWH-Switch | 0 | 0 | 0 | 0 | 0 | 0 | 0 | 0 | 0 | 0 | 0 | 0 | 0 | 0 | 0 | 0 | 0 | 0 | 0 | 0 | 0 | 0 | 0 | 0 | 0 | 0 | 0 | 0 | 0 | 0 | 0 | 0 | 0 | 0 | 0 | 0 | 0 | 0 | 0 | 0 | 0 | 0 | 0 | 0 | 0 | 0 | 0 | 0 | 0 | 0 | 0 | 0 | 0 | 0 | 0 | 0 | 0 | 0 | 0 | 0 | 0 | 0 | 0 | 0 | 0
Inputs_Product_Res DLC ERWH-Switch.xlsx | Inputs_endUseLoadShapes.xlsx | Inputs_Global_KU_Winter.xlsx | Inputs_Product_Res DLC ERWH-Switch.xlsx | KU | 20 | Winter | Peak | 3 | Res DLC ERWH-Switch | 0 | 0 | 0 | 0 | 0 | 0 | 0 | 0 | 0 | 0 | 0 | 0 | 0 | 0 | 0 | 0 | 0 | 0 | 0 | 0 | 0 | 0 | 0 | 0 | 0 | 0 | 0 | 0 | 0 | 0 | 0 | 0 | 0 | 0 | 0 | 0 | 0 | 0 | 0 | 0 | 0 | 0 | 0 | 0 | 0 | 0 | 0 | 0 | 0 | 0 | 0 | 0 | 0 | 0 | 0 | 0 | 0 | 0 | 0 | 0 | 0 | 0 | 0 | 0 | 0
Inputs_Product_Res DLC ERWH-Switch.xlsx | Inputs_endUseLoadShapes.xlsx | Inputs_Global_KU_Winter.xlsx | Inputs_Product_Res DLC ERWH-Switch.xlsx | KU | 20 | Winter | Peak | 3 | Res DLC ERWH-Switch | 0 | 0 | 0 | 0 | 0 | 0 | 0 | 0 | 0 | 0 | 0 | 0 | 0 | 0 | 0 | 0 | 0 | 0 | 0 | 0 | 0 | 0 | 0 | 0 | 0 | 0 | 0 | 0 | 0 | 0 | 0 | 0 | 0 | 0 | 0 | 0 | 0 | 0 | 0 | 0 | 0 | 0 | 0 | 0 | 0 | 0 | 0 | 0 | 0 | 0 | 0 | 0 | 0 | 0 | 0 | 0 | 0 | 0 | 0 | 0 | 0 | 0 | 0 | 0 | 0
Inputs_Product_Res DLC ERWH-Switch.xlsx | Inputs_endUseLoadShapes.xlsx | Inputs_Global_KU_Winter.xlsx | Inputs_Product_Res DLC ERWH-Switch.xlsx | KU | 20 | Winter | Peak | 3 | Res DLC ERWH-Switch | 0 | 0 | 0 | 0 | 0 | 0 | 0 | 0 | 0 | 0 | 0 | 0 | 0 | 0 | 0 | 0 | 0 | 0 | 0 | 0 | 0 | 0 | 0 | 0 | 0 | 0 | 0 | 0 | 0 | 0 | 0 | 0 | 0 | 0 | 0 | 0 | 0 | 0 | 0 | 0 | 0 | 0 | 0 | 0 | 0 | 0 | 0 | 0 | 0 | 0 | 0 | 0 | 0 | 0 | 0 | 0 | 0 | 0 | 0 | 0 | 0 | 0 | 0 | 0 | 0
Inputs_Product_Res DLC ERWH-Switch.xlsx | Inputs_endUseLoadShapes.xlsx | Inputs_Global_KU_Winter.xlsx | Inputs_Product_Res DLC ERWH-Switch.xlsx | KU | 20 | Winter | Peak | 3 | Res DLC ERWH-Switch | 0 | 0 | 0 | 0 | 0 | 0 | 0 | 0 | 0 | 0 | 0 | 0 | 0 | 0 | 0 | 0 | 0 | 0 | 0 | 0 | 0 | 0 | 0 | 0 | 0 | 0 | 0 | 0 | 0 | 0 | 0 | 0 | 0 | 0 | 0 | 0 | 0 | 0 | 0 | 0 | 0 | 0 | 0 | 0 | 0 | 0 | 0 | 0 | 0 | 0 | 0 | 0 | 0 | 0 | 0 | 0 | 0 | 0 | 0 | 0 | 0 | 0 | 0 | 0 | 0
Inputs_Product_Res DLC ERWH-Switch.xlsx | Inputs_endUseLoadShapes.xlsx | Inputs_Global_KU_Winter.xlsx | Inputs_Product_Res DLC ERWH-Switch.xlsx | KU | 20 | Winter | Peak | 3 | Res DLC ERWH-Switch | 0 | 0 | 0 | 0 | 0 | 0 | 0 | 0 | 0 | 0 | 0 | 0 | 0 | 0 | 0 | 0 | 0 | 0 | 0 | 0 | 0 | 0 | 0 | 0 | 0 | 0 | 0 | 0 | 0 | 0 | 0 | 0 | 0 | 0 | 0 | 0 | 0 | 0 | 0 | 0 | 0 | 0 | 0 | 0 | 0 | 0 | 0 | 0 | 0 | 0 | 0 | 0 | 0 | 0 | 0 | 0 | 0 | 0 | 0 | 0 | 0 | 0 | 0 | 0 | 0
Inputs_Product_Res DLC ERWH-Switch.xlsx | Inputs_endUseLoadShapes.xlsx | Inputs_Global_KU_Winter.xlsx | Inputs_Product_Res DLC ERWH-Switch.xlsx | KU | 20 | Winter | Peak | 3 | Res DLC ERWH-Switch | 0 | 0 | 0 | 0 | 0 | 0 | 0 | 0 | 0 | 0 | 0 | 0 | 0 | 0 | 0 | 0 | 0 | 0 | 0 | 0 | 0 | 0 | 0 | 0 | 0 | 0 | 0 | 0 | 0 | 0 | 0 | 0 | 0 | 0 | 0 | 0 | 0 | 0 | 0 | 0 | 0 | 0 | 0 | 0 | 0 | 0 | 0 | 0 | 0 | 0 | 0 | 0 | 0 | 0 | 0 | 0 | 0 | 0 | 0 | 0 | 0 | 0 | 0 | 0 | 0
Inputs_Product_Res DLC ERWH-Switch.xlsx | Inputs_endUseLoadShapes.xlsx | Inputs_Global_KU_Winter.xlsx | Inputs_Product_Res DLC ERWH-Switch.xlsx | KU | 20 | Winter | Peak | 3 | Res DLC ERWH-Switch | 0 | 0 | 0 | 0 | 0 | 0 | 0 | 0 | 0 | 0 | 0 | 0 | 0 | 0 | 0 | 0 | 0 | 0 | 0 | 0 | 0 | 0 | 0 | 0 | 0 | 0 | 0 | 0 | 0 | 0 | 0 | 0 | 0 | 0 | 0 | 0 | 0 | 0 | 0 | 0 | 0 | 0 | 0 | 0 | 0 | 0 | 0 | 0 | 0 | 0 | 0 | 0 | 0 | 0 | 0 | 0 | 0 | 0 | 0 | 0 | 0 | 0 | 0 | 0 | 0
Inputs_Product_Res DLC ERWH-Switch.xlsx | Inputs_endUseLoadShapes.xlsx | Inputs_Global_KU_Winter.xlsx | Inputs_Product_Res DLC ERWH-Switch.xlsx | KU | 20 | Winter | Peak | 3 | Res DLC ERWH-Switch | 0 | 0 | 0 | 0 | 0 | 0 | 0 | 0 | 0 | 0 | 0 | 0 | 0 | 0 | 0 | 0 | 0 | 0 | 0 | 0 | 0 | 0 | 0 | 0 | 0 | 0 | 0 | 0 | 0 | 0 | 0 | 0 | 0 | 0 | 0 | 0 | 0 | 0 | 0 | 0 | 0 | 0 | 0 | 0 | 0 | 0 | 0 | 0 | 0 | 0 | 0 | 0 | 0 | 0 | 0 | 0 | 0 | 0 | 0 | 0 | 0 | 0 | 0 | 0 | 0
Inputs_Product_Res DLC ERWH-Switch.xlsx | Inputs_endUseLoadShapes.xlsx | Inputs_Global_KU_Winter.xlsx | Inputs_Product_Res DLC ERWH-Switch.xlsx | KU | 20 | Winter | Peak | 3 | Res DLC ERWH-Switch | 0 | 0 | 0 | 0 | 0 | 0 | 0 | 0 | 0 | 0 | 0 | 0 | 0 | 0 | 0 | 0 | 0 | 0 | 0 | 0 | 0 | 0 | 0 | 0 | 0 | 0 | 0 | 0 | 0 | 0 | 0 | 0 | 0 | 0 | 0 | 0 | 0 | 0 | 0 | 0 | 0 | 0 | 0 | 0 | 0 | 0 | 0 | 0 | 0 | 0 | 0 | 0 | 0 | 0 | 0 | 0 | 0 | 0 | 0 | 0 | 0 | 0 | 0 | 0 | 0
Inputs_Product_Res DLC ERWH-Switch.xlsx | Inputs_endUseLoadShapes.xlsx | Inputs_Global_KU_Winter.xlsx | Inputs_Product_Res DLC ERWH-Switch.xlsx | KU | 20 | Winter | Peak | 3 | Res DLC ERWH-Switch | 0 | 0 | 0 | 0 | 0 | 0 | 0 | 0 | 0 | 0 | 0 | 0 | 0 | 0 | 0 | 0 | 0 | 0 | 0 | 0 | 0 | 0 | 0 | 0 | 0 | 0 | 0 | 0 | 0 | 0 | 0 | 0 | 0 | 0 | 0 | 0 | 0 | 0 | 0 | 0 | 0 | 0 | 0 | 0 | 0 | 0 | 0 | 0 | 0 | 0 | 0 | 0 | 0 | 0 | 0 | 0 | 0 | 0 | 0 | 0 | 0 | 0 | 0 | 0 | 0
Inputs_Product_Res DLC ERWH-Switch.xlsx | Inputs_endUseLoadShapes.xlsx | Inputs_Global_KU_Winter.xlsx | Inputs_Product_Res DLC ERWH-Switch.xlsx | KU | 20 | Winter | Peak | 3 | Res DLC ERWH-Switch | 0 | 0 | 0 | 0 | 0 | 0 | 0 | 0 | 0 | 0 | 0 | 0 | 0 | 0 | 0 | 0 | 0 | 0 | 0 | 0 | 0 | 0 | 0 | 0 | 0 | 0 | 0 | 0 | 0 | 0 | 0 | 0 | 0 | 0 | 0 | 0 | 0 | 0 | 0 | 0 | 0 | 0 | 0 | 0 | 0 | 0 | 0 | 0 | 0 | 0 | 0 | 0 | 0 | 0 | 0 | 0 | 0 | 0 | 0 | 0 | 0 | 0 | 0 | 0 | 0
Inputs_Product_Res DLC ERWH-Switch.xlsx | Inputs_endUseLoadShapes.xlsx | Inputs_Global_KU_Winter.xlsx | Inputs_Product_Res DLC ERWH-Switch.xlsx | KU | 20 | Winter | Peak | 3 | Res DLC ERWH-Switch | 0 | 0 | 0 | 0 | 0 | 0 | 0 | 0 | 0 | 0 | 0 | 0 | 0 | 0 | 0 | 0 | 0 | 0 | 0 | 0 | 0 | 0 | 0 | 0 | 0 | 0 | 0 | 0 | 0 | 0 | 0 | 0 | 0 | 0 | 0 | 0 | 0 | 0 | 0 | 0 | 0 | 0 | 0 | 0 | 0 | 0 | 0 | 0 | 0 | 0 | 0 | 0 | 0 | 0 | 0 | 0 | 0 | 0 | 0 | 0 | 0 | 0 | 0 | 0 | 0
Inputs_Product_Res DLC ERWH-Switch.xlsx | Inputs_endUseLoadShapes.xlsx | Inputs_Global_KU_Winter.xlsx | Inputs_Product_Res DLC ERWH-Switch.xlsx | KU | 20 | Winter | Peak | 3 | Res DLC ERWH-Switch | 0 | 0 | 0 | 0 | 0 | 0 | 0 | 0 | 0 | 0 | 0 | 0 | 0 | 0 | 0 | 0 | 0 | 0 | 0 | 0 | 0 | 0 | 0 | 0 | 0 | 0 | 0 | 0 | 0 | 0 | 0 | 0 | 0 | 0 | 0 | 0 | 0 | 0 | 0 | 0 | 0 | 0 | 0 | 0 | 0 | 0 | 0 | 0 | 0 | 0 | 0 | 0 | 0 | 0 | 0 | 0 | 0 | 0 | 0 | 0 | 0 | 0 | 0 | 0 | 0
Inputs_Product_Res DLC ERWH-Switch.xlsx | Inputs_endUseLoadShapes.xlsx | Inputs_Global_KU_Winter.xlsx | Inputs_Product_Res DLC ERWH-Switch.xlsx | KU | 20 | Winter | Peak | 3 | Res DLC ERWH-Switch | 0 | 0 | 0 | 0 | 0 | 0 | 0 | 0 | 0 | 0 | 0 | 0 | 0 | 0 | 0 | 0 | 0 | 0 | 0 | 0 | 0 | 0 | 0 | 0 | 0 | 0 | 0 | 0 | 0 | 0 | 0 | 0 | 0 | 0 | 0 | 0 | 0 | 0 | 0 | 0 | 0 | 0 | 0 | 0 | 0 | 0 | 0 | 0 | 0 | 0 | 0 | 0 | 0 | 0 | 0 | 0 | 0 | 0 | 0 | 0 | 0 | 0 | 0 | 0 | 0
Inputs_Product_Res DLC ERWH-Switch.xlsx | Inputs_endUseLoadShapes.xlsx | Inputs_Global_KU_Winter.xlsx | Inputs_Product_Res DLC ERWH-Switch.xlsx | KU | 20 | Winter | Peak | 3 | Res DLC ERWH-Switch | 0 | 0 | 0 | 0 | 0 | 0 | 0 | 0 | 0 | 0 | 0 | 0 | 0 | 0 | 0 | 0 | 0 | 0 | 0 | 0 | 0 | 0 | 0 | 0 | 0 | 0 | 0 | 0 | 0 | 0 | 0 | 0 | 0 | 0 | 0 | 0 | 0 | 0 | 0 | 0 | 0 | 0 | 0 | 0 | 0 | 0 | 0 | 0 | 0 | 0 | 0 | 0 | 0 | 0 | 0 | 0 | 0 | 0 | 0 | 0 | 0 | 0 | 0 | 0 | 0
Inputs_Product_Res DLC ERWH-Switch.xlsx | Inputs_endUseLoadShapes.xlsx | Inputs_Global_KU_Winter.xlsx | Inputs_Product_Res DLC ERWH-Switch.xlsx | KU | 20 | Winter | Peak | 3 | Res DLC ERWH-Switch | 0 | 0 | 0 | 0 | 0 | 0 | 0 | 0 | 0 | 0 | 0 | 0 | 0 | 0 | 0 | 0 | 0 | 0 | 0 | 0 | 0 | 0 | 0 | 0 | 0 | 0 | 0 | 0 | 0 | 0 | 0 | 0 | 0 | 0 | 0 | 0 | 0 | 0 | 0 | 0 | 0 | 0 | 0 | 0 | 0 | 0 | 0 | 0 | 0 | 0 | 0 | 0 | 0 | 0 | 0 | 0 | 0 | 0 | 0 | 0 | 0 | 0 | 0 | 0 | 0
Inputs_Product_Res DLC ERWH-Switch.xlsx | Inputs_endUseLoadShapes.xlsx | Inputs_Global_KU_Winter.xlsx | Inputs_Product_Res DLC ERWH-Switch.xlsx | KU | 20 | Winter | Peak | 3 | Res DLC ERWH-Switch | 0 | 0 | 0 | 0 | 0 | 0 | 0 | 0 | 0 | 0 | 0 | 0 | 0 | 0 | 0 | 0 | 0 | 0 | 0 | 0 | 0 | 0 | 0 | 0 | 0 | 0 | 0 | 0 | 0 | 0 | 0 | 0 | 0 | 0 | 0 | 0 | 0 | 0 | 0 | 0 | 0 | 0 | 0 | 0 | 0 | 0 | 0 | 0 | 0 | 0 | 0 | 0 | 0 | 0 | 0 | 0 | 0 | 0 | 0 | 0 | 0 | 0 | 0 | 0 | 0
Inputs_Product_Res DLC ERWH-Switch.xlsx | Inputs_endUseLoadShapes.xlsx | Inputs_Global_KU_Winter.xlsx | Inputs_Product_Res DLC ERWH-Switch.xlsx | KU | 20 | Winter | Peak | 3 | Res DLC ERWH-Switch | 0 | 0 | 0 | 0 | 0 | 0 | 0 | 0 | 0 | 0 | 0 | 0 | 0 | 0 | 0 | 0 | 0 | 0 | 0 | 0 | 0 | 0 | 0 | 0 | 0 | 0 | 0 | 0 | 0 | 0 | 0 | 0 | 0 | 0 | 0 | 0 | 0 | 0 | 0 | 0 | 0 | 0 | 0 | 0 | 0 | 0 | 0 | 0 | 0 | 0 | 0 | 0 | 0 | 0 | 0 | 0 | 0 | 0 | 0 | 0 | 0 | 0 | 0 | 0 | 0
Inputs_Product_Res DLC ERWH-Switch.xlsx | Inputs_endUseLoadShapes.xlsx | Inputs_Global_KU_Winter.xlsx | Inputs_Product_Res DLC ERWH-Switch.xlsx | KU | 20 | Winter | Peak | 3 | Res DLC ERWH-Switch | 0 | 0 | 0 | 0 | 0 | 0 | 0 | 0 | 0 | 0 | 0 | 0 | 0 | 0 | 0 | 0 | 0 | 0 | 0 | 0 | 0 | 0 | 0 | 0 | 0 | 0 | 0 | 0 | 0 | 0 | 0 | 0 | 0 | 0 | 0 | 0 | 0 | 0 | 0 | 0 | 0 | 0 | 0 | 0 | 0 | 0 | 0 | 0 | 0 | 0 | 0 | 0 | 0 | 0 | 0 | 0 | 0 | 0 | 0 | 0 | 0 | 0 | 0 | 0 | 0
Inputs_Product_Res DLC ERWH-Switch.xlsx | Inputs_endUseLoadShapes.xlsx | Inputs_Global_KU_Winter.xlsx | Inputs_Product_Res DLC ERWH-Switch.xlsx | KU | 20 | Winter | Peak | 3 | Res DLC ERWH-Switch | 0 | 0 | 0 | 0 | 0 | 0 | 0 | 0 | 0 | 0 | 0 | 0 | 0 | 0 | 0 | 0 | 0 | 0 | 0 | 0 | 0 | 0 | 0 | 0 | 0 | 0 | 0 | 0 | 0 | 0 | 0 | 0 | 0 | 0 | 0 | 0 | 0 | 0 | 0 | 0 | 0 | 0 | 0 | 0 | 0 | 0 | 0 | 0 | 0 | 0 | 0 | 0 | 0 | 0 | 0 | 0 | 0 | 0 | 0 | 0 | 0 | 0 | 0 | 0 | 0
Inputs_Product_Res DLC ERWH-Switch.xlsx | Inputs_endUseLoadShapes.xlsx | Inputs_Global_KU_Winter.xlsx | Inputs_Product_Res DLC ERWH-Switch.xlsx | KU | 20 | Winter | Peak | 3 | Res DLC ERWH-Switch | 0 | 0 | 0 | 0 | 0 | 0 | 0 | 0 | 0 | 0 | 0 | 0 | 0 | 0 | 0 | 0 | 0 | 0 | 0 | 0 | 0 | 0 | 0 | 0 | 0 | 0 | 0 | 0 | 0 | 0 | 0 | 0 | 0 | 0 | 0 | 0 | 0 | 0 | 0 | 0 | 0 | 0 | 0 | 0 | 0 | 0 | 0 | 0 | 0 | 0 | 0 | 0 | 0 | 0 | 0 | 0 | 0 | 0 | 0 | 0 | 0 | 0 | 0 | 0 | 0
Inputs_Product_Res DLC ERWH-Switch.xlsx | Inputs_endUseLoadShapes.xlsx | Inputs_Global_KU_Winter.xlsx | Inputs_Product_Res DLC ERWH-Switch.xlsx | KU | 20 | Winter | Peak | 3 | Res DLC ERWH-Switch | 0 | 0 | 0 | 0 | 0 | 0 | 0 | 0 | 0 | 0 | 0 | 0 | 0 | 0 | 0 | 0 | 0 | 0 | 0 | 0 | 0 | 0 | 0 | 0 | 0 | 0 | 0 | 0 | 0 | 0 | 0 | 0 | 0 | 0 | 0 | 0 | 0 | 0 | 0 | 0 | 0 | 0 | 0 | 0 | 0 | 0 | 0 | 0 | 0 | 0 | 0 | 0 | 0 | 0 | 0 | 0 | 0 | 0 | 0 | 0 | 0 | 0 | 0 | 0 | 0
Inputs_Product_Res DLC ERWH-Switch.xlsx | Inputs_endUseLoadShapes.xlsx | Inputs_Global_KU_Winter.xlsx | Inputs_Product_Res DLC ERWH-Switch.xlsx | KU | 20 | Winter | Peak | 3 | Res DLC ERWH-Switch | 0 | 0 | 0 | 0 | 0 | 0 | 0 | 0 | 0 | 0 | 0 | 0 | 0 | 0 | 0 | 0 | 0 | 0 | 0 | 0 | 0 | 0 | 0 | 0 | 0 | 0 | 0 | 0 | 0 | 0 | 0 | 0 | 0 | 0 | 0 | 0 | 0 | 0 | 0 | 0 | 0 | 0 | 0 | 0 | 0 | 0 | 0 | 0 | 0 | 0 | 0 | 0 | 0 | 0 | 0 | 0 | 0 | 0 | 0 | 0 | 0 | 0 | 0 | 0 | 0
Inputs_Product_Res DLC ERWH-Switch.xlsx | Inputs_endUseLoadShapes.xlsx | Inputs_Global_KU_Winter.xlsx | Inputs_Product_Res DLC ERWH-Switch.xlsx | KU | 20 | Winter | Peak | 3 | Res DLC ERWH-Switch | 0 | 0 | 0 | 0 | 0 | 0 | 0 | 0 | 0 | 0 | 0 | 0 | 0 | 0 | 0 | 0 | 0 | 0 | 0 | 0 | 0 | 0 | 0 | 0 | 0 | 0 | 0 | 0 | 0 | 0 | 0 | 0 | 0 | 0 | 0 | 0 | 0 | 0 | 0 | 0 | 0 | 0 | 0 | 0 | 0 | 0 | 0 | 0 | 0 | 0 | 0 | 0 | 0 | 0 | 0 | 0 | 0 | 0 | 0 | 0 | 0 | 0 | 0 | 0 | 0
Inputs_Product_Res DLC ERWH-Switch.xlsx | Inputs_endUseLoadShapes.xlsx | Inputs_Global_KU_Winter.xlsx | Inputs_Product_Res DLC ERWH-Switch.xlsx | KU | 20 | Winter | Peak | 3 | Res DLC ERWH-Switch | 0 | 0 | 0 | 0 | 0 | 0 | 0 | 0 | 0 | 0 | 0 | 0 | 0 | 0 | 0 | 0 | 0 | 0 | 0 | 0 | 0 | 0 | 0 | 0 | 0 | 0 | 0 | 0 | 0 | 0 | 0 | 0 | 0 | 0 | 0 | 0 | 0 | 0 | 0 | 0 | 0 | 0 | 0 | 0 | 0 | 0 | 0 | 0 | 0 | 0 | 0 | 0 | 0 | 0 | 0 | 0 | 0 | 0 | 0 | 0 | 0 | 0 | 0 | 0 | 0
Inputs_Product_Res DLC ERWH-Switch.xlsx | Inputs_endUseLoadShapes.xlsx | Inputs_Global_KU_Winter.xlsx | Inputs_Product_Res DLC ERWH-Switch.xlsx | KU | 20 | Winter | Peak | 3 | Res DLC ERWH-Switch | 0 | 0 | 0 | 0 | 0 | 0 | 0 | 0 | 0 | 0 | 0 | 0 | 0 | 0 | 0 | 0 | 0 | 0 | 0 | 0 | 0 | 0 | 0 | 0 | 0 | 0 | 0 | 0 | 0 | 0 | 0 | 0 | 0 | 0 | 0 | 0 | 0 | 0 | 0 | 0 | 0 | 0 | 0 | 0 | 0 | 0 | 0 | 0 | 0 | 0 | 0 | 0 | 0 | 0 | 0 | 0 | 0 | 0 | 0 | 0 | 0 | 0 | 0 | 0 | 0
Inputs_Product_Res DLC ERWH-Switch.xlsx | Inputs_endUseLoadShapes.xlsx | Inputs_Global_KU_Winter.xlsx | Inputs_Product_Res DLC ERWH-Switch.xlsx | KU | 20 | Winter | Peak | 3 | Res DLC ERWH-Switch | 0 | 0 | 0 | 0 | 0 | 0 | 0 | 0 | 0 | 0 | 0 | 0 | 0 | 0 | 0 | 0 | 0 | 0 | 0 | 0 | 0 | 0 | 0 | 0 | 0 | 0 | 0 | 0 | 0 | 0 | 0 | 0 | 0 | 0 | 0 | 0 | 0 | 0 | 0 | 0 | 0 | 0 | 0 | 0 | 0 | 0 | 0 | 0 | 0 | 0 | 0 | 0 | 0 | 0 | 0 | 0 | 0 | 0 | 0 | 0 | 0 | 0 | 0 | 0 | 0
Inputs_Product_Res DLC ERWH-Switch.xlsx | Inputs_endUseLoadShapes.xlsx | Inputs_Global_KU_Winter.xlsx | Inputs_Product_Res DLC ERWH-Switch.xlsx | KU | 20 | Winter | Peak | 3 | Res DLC ERWH-Switch | 0 | 0 | 0 | 0 | 0 | 0 | 0 | 0 | 0 | 0 | 0 | 0 | 0 | 0 | 0 | 0 | 0 | 0 | 0 | 0 | 0 | 0 | 0 | 0 | 0 | 0 | 0 | 0 | 0 | 0 | 0 | 0 | 0 | 0 | 0 | 0 | 0 | 0 | 0 | 0 | 0 | 0 | 0 | 0 | 0 | 0 | 0 | 0 | 0 | 0 | 0 | 0 | 0 | 0 | 0 | 0 | 0 | 0 | 0 | 0 | 0 | 0 | 0 | 0 | 0
Inputs_Product_Res DLC ERWH-Switch.xlsx | Inputs_endUseLoadShapes.xlsx | Inputs_Global_KU_Winter.xlsx | Inputs_Product_Res DLC ERWH-Switch.xlsx | KU | 20 | Winter | Peak | 3 | Res DLC ERWH-Switch | 0 | 0 | 0 | 0 | 0 | 0.15862 | 0.15803 | 0.15745 | 0.15687 | 0.1563 | 0 | 0 | 0 | 0 | 0 | 0 | 0 | 0 | 0 | 0 | 0 | 0 | 0 | 0 | 0 | 0 | 0 | 0 | 0 | 0 | 0 | 0 | 0 | 0 | 0 | 850.2145 | 847.0585 | 843.9535 | 840.8484 | 837.7434 | 0 | 0 | 0 | 0 | 0 | 0 | 0 | 0 | 0 | 0 | 0 | 0 | 0 | 0 | 0 | 0 | 0 | 0 | 0 | 0 | 0 | 0 | 0 | 0 | 0
Inputs_Product_Res DLC ERWH-Switch.xlsx | Inputs_endUseLoadShapes.xlsx | Inputs_Global_KU_Winter.xlsx | Inputs_Product_Res DLC ERWH-Switch.xlsx | KU | 20 | Winter | Peak | 3 | Res DLC ERWH-Switch | 0 | 0 | 0 | 0 | 0 | 0.17509 | 0.17444 | 0.1738 | 0.17316 | 0.17252 | 0 | 0 | 0 | 0 | 0 | 0 | 0 | 0 | 0 | 0 | 0 | 0 | 0 | 0 | 0 | 0 | 0 | 0 | 0 | 0 | 0 | 0 | 0 | 0 | 0 | 938.4853 | 935.0016 | 931.5742 | 928.1468 | 924.7194 | 0 | 0 | 0 | 0 | 0 | 0 | 0 | 0 | 0 | 0 | 0 | 0 | 0 | 0 | 0 | 0 | 0 | 0 | 0 | 0 | 0 | 0 | 0 | 0 | 0
Inputs_Product_Res DLC ERWH-Switch.xlsx | Inputs_endUseLoadShapes.xlsx | Inputs_Global_KU_Winter.xlsx | Inputs_Product_Res DLC ERWH-Switch.xlsx | KU | 20 | Winter | Peak | 3 | Res DLC ERWH-Switch | 0 | 0 | 0 | 0 | 0 | 1.1988 | 1.1944 | 1.19 | 1.1856 | 1.1813 | 0 | 0 | 0 | 0 | 0 | 0 | 0 | 0 | 0 | 0 | 0 | 0 | 0 | 0 | 0 | 0 | 0 | 0 | 0 | 0 | 0 | 0 | 0 | 0 | 0 | 6425.7926 | 6401.9398 | 6378.4723 | 6355.0048 | 6331.5373 | 0 | 0 | 0 | 0 | 0 | 0 | 0 | 0 | 0 | 0 | 0 | 0 | 0 | 0 | 0 | 0 | 0 | 0 | 0 | 0 | 0 | 0 | 0 | 0 | 0
Inputs_Product_Res DLC ERWH-Switch.xlsx | Inputs_endUseLoadShapes.xlsx | Inputs_Global_KU_Winter.xlsx | Inputs_Product_Res DLC ERWH-Switch.xlsx | KU | 20 | Winter | Peak | 3 | Res DLC ERWH-Switch | 0 | 0 | 0 | 0 | 0 | 0 | 0 | 0 | 0 | 0 | 0 | 0 | 0 | 0 | 0 | 0 | 0 | 0 | 0 | 0 | 0 | 0 | 0 | 0 | 0 | 0 | 0 | 0 | 0 | 0 | 0 | 0 | 0 | 0 | 0 | 0 | 0 | 0 | 0 | 0 | 0 | 0 | 0 | 0 | 0 | 0 | 0 | 0 | 0 | 0 | 0 | 0 | 0 | 0 | 0 | 0 | 0 | 0 | 0 | 0 | 0 | 0 | 0 | 0 | 0
Inputs_Product_Res DLC ERWH-Switch.xlsx | Inputs_endUseLoadShapes.xlsx | Inputs_Global_KU_Winter.xlsx | Inputs_Product_Res DLC ERWH-Switch.xlsx | KU | 20 | Winter | Peak | 3 | Res DLC ERWH-Switch | 0 | 0 | 0 | 0 | 0 | 0 | 0 | 0 | 0 | 0 | 0 | 0 | 0 | 0 | 0 | 0 | 0 | 0 | 0 | 0 | 0 | 0 | 0 | 0 | 0 | 0 | 0 | 0 | 0 | 0 | 0 | 0 | 0 | 0 | 0 | 0 | 0 | 0 | 0 | 0 | 0 | 0 | 0 | 0 | 0 | 0 | 0 | 0 | 0 | 0 | 0 | 0 | 0 | 0 | 0 | 0 | 0 | 0 | 0 | 0 | 0 | 0 | 0 | 0 | 0
Inputs_Product_Res DLC ERWH-Switch.xlsx | Inputs_endUseLoadShapes.xlsx | Inputs_Global_KU_Winter.xlsx | Inputs_Product_Res DLC ERWH-Switch.xlsx | KU | 20 | Winter | Peak | 3 | Res DLC ERWH-Switch | 0 | 0 | 0 | 0 | 0 | 0 | 0 | 0 | 0 | 0 | 0 | 0 | 0 | 0 | 0 | 0 | 0 | 0 | 0 | 0 | 0 | 0 | 0 | 0 | 0 | 0 | 0 | 0 | 0 | 0 | 0 | 0 | 0 | 0 | 0 | 0 | 0 | 0 | 0 | 0 | 0 | 0 | 0 | 0 | 0 | 0 | 0 | 0 | 0 | 0 | 0 | 0 | 0 | 0 | 0 | 0 | 0 | 0 | 0 | 0 | 0 | 0 | 0 | 0 | 0
Inputs_Product_Res DLC ERWH-Switch.xlsx | Inputs_endUseLoadShapes.xlsx | Inputs_Global_KU_Winter.xlsx | Inputs_Product_Res DLC ERWH-Switch.xlsx | KU | 20 | Winter | Peak | 3 | Res DLC ERWH-Switch | 0 | 0 | 0 | 0 | 0 | 0 | 0 | 0 | 0 | 0 | 0 | 0 | 0 | 0 | 0 | 0 | 0 | 0 | 0 | 0 | 0 | 0 | 0 | 0 | 0 | 0 | 0 | 0 | 0 | 0 | 0 | 0 | 0 | 0 | 0 | 0 | 0 | 0 | 0 | 0 | 0 | 0 | 0 | 0 | 0 | 0 | 0 | 0 | 0 | 0 | 0 | 0 | 0 | 0 | 0 | 0 | 0 | 0 | 0 | 0 | 0 | 0 | 0 | 0 | 0
Inputs_Product_Res DLC Heat-BYOT.xlsx | Inputs_endUseLoadShapes.xlsx | Inputs_Global_KU_Winter.xlsx | Inputs_Product_Res DLC Heat-BYOT.xlsx | KU | 20 | Winter | Peak | 3 | Res DLC Heat-BYOT | 0 | 0 | 0 | 0 | 0 | 0 | 0 | 0 | 0 | 0 | 0 | 0 | 0 | 0 | 0 | 0 | 0 | 0 | 0 | 0 | 0 | 0 | 0 | 0 | 0 | 0 | 0 | 0 | 0 | 0 | 0 | 0 | 0 | 0 | 0 | 0 | 0 | 0 | 0 | 0 | 0 | 0 | 0 | 0 | 0 | 0 | 0 | 0 | 0 | 0 | 0 | 0 | 0 | 0 | 0 | 0 | 0 | 0 | 0 | 0 | 0 | 0 | 0 | 0 | 0
Inputs_Product_Res DLC Heat-BYOT.xlsx | Inputs_endUseLoadShapes.xlsx | Inputs_Global_KU_Winter.xlsx | Inputs_Product_Res DLC Heat-BYOT.xlsx | KU | 20 | Winter | Peak | 3 | Res DLC Heat-BYOT | 0 | 0 | 0 | 0 | 0 | 0 | 0 | 0 | 0 | 0 | 0 | 0 | 0 | 0 | 0 | 0 | 0 | 0 | 0 | 0 | 0 | 0 | 0 | 0 | 0 | 0 | 0 | 0 | 0 | 0 | 0 | 0 | 0 | 0 | 0 | 0 | 0 | 0 | 0 | 0 | 0 | 0 | 0 | 0 | 0 | 0 | 0 | 0 | 0 | 0 | 0 | 0 | 0 | 0 | 0 | 0 | 0 | 0 | 0 | 0 | 0 | 0 | 0 | 0 | 0
Inputs_Product_Res DLC Heat-BYOT.xlsx | Inputs_endUseLoadShapes.xlsx | Inputs_Global_KU_Winter.xlsx | Inputs_Product_Res DLC Heat-BYOT.xlsx | KU | 20 | Winter | Peak | 3 | Res DLC Heat-BYOT | 0 | 0 | 0 | 0 | 0 | 0 | 0 | 0 | 0 | 0 | 0 | 0 | 0 | 0 | 0 | 0 | 0 | 0 | 0 | 0 | 0 | 0 | 0 | 0 | 0 | 0 | 0 | 0 | 0 | 0 | 0 | 0 | 0 | 0 | 0 | 0 | 0 | 0 | 0 | 0 | 0 | 0 | 0 | 0 | 0 | 0 | 0 | 0 | 0 | 0 | 0 | 0 | 0 | 0 | 0 | 0 | 0 | 0 | 0 | 0 | 0 | 0 | 0 | 0 | 0
Inputs_Product_Res DLC Heat-BYOT.xlsx | Inputs_endUseLoadShapes.xlsx | Inputs_Global_KU_Winter.xlsx | Inputs_Product_Res DLC Heat-BYOT.xlsx | KU | 20 | Winter | Peak | 3 | Res DLC Heat-BYOT | 0 | 0 | 0 | 0 | 0 | 0 | 0 | 0 | 0 | 0 | 0 | 0 | 0 | 0 | 0 | 0 | 0 | 0 | 0 | 0 | 0 | 0 | 0 | 0 | 0 | 0 | 0 | 0 | 0 | 0 | 0 | 0 | 0 | 0 | 0 | 0 | 0 | 0 | 0 | 0 | 0 | 0 | 0 | 0 | 0 | 0 | 0 | 0 | 0 | 0 | 0 | 0 | 0 | 0 | 0 | 0 | 0 | 0 | 0 | 0 | 0 | 0 | 0 | 0 | 0
Inputs_Product_Res DLC Heat-BYOT.xlsx | Inputs_endUseLoadShapes.xlsx | Inputs_Global_KU_Winter.xlsx | Inputs_Product_Res DLC Heat-BYOT.xlsx | KU | 20 | Winter | Peak | 3 | Res DLC Heat-BYOT | 0 | 0 | 0 | 0 | 0 | 0 | 0 | 0 | 0 | 0 | 0 | 0 | 0 | 0 | 0 | 0 | 0 | 0 | 0 | 0 | 0 | 0 | 0 | 0 | 0 | 0 | 0 | 0 | 0 | 0 | 0 | 0 | 0 | 0 | 0 | 0 | 0 | 0 | 0 | 0 | 0 | 0 | 0 | 0 | 0 | 0 | 0 | 0 | 0 | 0 | 0 | 0 | 0 | 0 | 0 | 0 | 0 | 0 | 0 | 0 | 0 | 0 | 0 | 0 | 0
Inputs_Product_Res DLC Heat-BYOT.xlsx | Inputs_endUseLoadShapes.xlsx | Inputs_Global_KU_Winter.xlsx | Inputs_Product_Res DLC Heat-BYOT.xlsx | KU | 20 | Winter | Peak | 3 | Res DLC Heat-BYOT | 0 | 0 | 0 | 0 | 0 | 0 | 0 | 0 | 0 | 0 | 0 | 0 | 0 | 0 | 0 | 0 | 0 | 0 | 0 | 0 | 0 | 0 | 0 | 0 | 0 | 0 | 0 | 0 | 0 | 0 | 0 | 0 | 0 | 0 | 0 | 0 | 0 | 0 | 0 | 0 | 0 | 0 | 0 | 0 | 0 | 0 | 0 | 0 | 0 | 0 | 0 | 0 | 0 | 0 | 0 | 0 | 0 | 0 | 0 | 0 | 0 | 0 | 0 | 0 | 0
Inputs_Product_Res DLC Heat-BYOT.xlsx | Inputs_endUseLoadShapes.xlsx | Inputs_Global_KU_Winter.xlsx | Inputs_Product_Res DLC Heat-BYOT.xlsx | KU | 20 | Winter | Peak | 3 | Res DLC Heat-BYOT | 0 | 0 | 0 | 0 | 0 | 0 | 0 | 0 | 0 | 0 | 0 | 0 | 0 | 0 | 0 | 0 | 0 | 0 | 0 | 0 | 0 | 0 | 0 | 0 | 0 | 0 | 0 | 0 | 0 | 0 | 0 | 0 | 0 | 0 | 0 | 0 | 0 | 0 | 0 | 0 | 0 | 0 | 0 | 0 | 0 | 0 | 0 | 0 | 0 | 0 | 0 | 0 | 0 | 0 | 0 | 0 | 0 | 0 | 0 | 0 | 0 | 0 | 0 | 0 | 0
Inputs_Product_Res DLC Heat-BYOT.xlsx | Inputs_endUseLoadShapes.xlsx | Inputs_Global_KU_Winter.xlsx | Inputs_Product_Res DLC Heat-BYOT.xlsx | KU | 20 | Winter | Peak | 3 | Res DLC Heat-BYOT | 0 | 0 | 0 | 0 | 0 | 0 | 0 | 0 | 0 | 0 | 0 | 0 | 0 | 0 | 0 | 0 | 0 | 0 | 0 | 0 | 0 | 0 | 0 | 0 | 0 | 0 | 0 | 0 | 0 | 0 | 0 | 0 | 0 | 0 | 0 | 0 | 0 | 0 | 0 | 0 | 0 | 0 | 0 | 0 | 0 | 0 | 0 | 0 | 0 | 0 | 0 | 0 | 0 | 0 | 0 | 0 | 0 | 0 | 0 | 0 | 0 | 0 | 0 | 0 | 0
Inputs_Product_Res DLC Heat-BYOT.xlsx | Inputs_endUseLoadShapes.xlsx | Inputs_Global_KU_Winter.xlsx | Inputs_Product_Res DLC Heat-BYOT.xlsx | KU | 20 | Winter | Peak | 3 | Res DLC Heat-BYOT | 0 | 0 | 0 | 0 | 0 | 0 | 0 | 0 | 0 | 0 | 0 | 0 | 0 | 0 | 0 | 0 | 0 | 0 | 0 | 0 | 0 | 0 | 0 | 0 | 0 | 0 | 0 | 0 | 0 | 0 | 0 | 0 | 0 | 0 | 0 | 0 | 0 | 0 | 0 | 0 | 0 | 0 | 0 | 0 | 0 | 0 | 0 | 0 | 0 | 0 | 0 | 0 | 0 | 0 | 0 | 0 | 0 | 0 | 0 | 0 | 0 | 0 | 0 | 0 | 0
Inputs_Product_Res DLC Heat-BYOT.xlsx | Inputs_endUseLoadShapes.xlsx | Inputs_Global_KU_Winter.xlsx | Inputs_Product_Res DLC Heat-BYOT.xlsx | KU | 20 | Winter | Peak | 3 | Res DLC Heat-BYOT | 0 | 0 | 0 | 0 | 0 | 0 | 0 | 0 | 0 | 0 | 0 | 0 | 0 | 0 | 0 | 0 | 0 | 0 | 0 | 0 | 0 | 0 | 0 | 0 | 0 | 0 | 0 | 0 | 0 | 0 | 0 | 0 | 0 | 0 | 0 | 0 | 0 | 0 | 0 | 0 | 0 | 0 | 0 | 0 | 0 | 0 | 0 | 0 | 0 | 0 | 0 | 0 | 0 | 0 | 0 | 0 | 0 | 0 | 0 | 0 | 0 | 0 | 0 | 0 | 0
Inputs_Product_Res DLC Heat-BYOT.xlsx | Inputs_endUseLoadShapes.xlsx | Inputs_Global_KU_Winter.xlsx | Inputs_Product_Res DLC Heat-BYOT.xlsx | KU | 20 | Winter | Peak | 3 | Res DLC Heat-BYOT | 0 | 0 | 0 | 0 | 0 | 0 | 0 | 0 | 0 | 0 | 0 | 0 | 0 | 0 | 0 | 0 | 0 | 0 | 0 | 0 | 0 | 0 | 0 | 0 | 0 | 0 | 0 | 0 | 0 | 0 | 0 | 0 | 0 | 0 | 0 | 0 | 0 | 0 | 0 | 0 | 0 | 0 | 0 | 0 | 0 | 0 | 0 | 0 | 0 | 0 | 0 | 0 | 0 | 0 | 0 | 0 | 0 | 0 | 0 | 0 | 0 | 0 | 0 | 0 | 0
Inputs_Product_Res DLC Heat-BYOT.xlsx | Inputs_endUseLoadShapes.xlsx | Inputs_Global_KU_Winter.xlsx | Inputs_Product_Res DLC Heat-BYOT.xlsx | KU | 20 | Winter | Peak | 3 | Res DLC Heat-BYOT | 0 | 0 | 0 | 0 | 0 | 0 | 0 | 0 | 0 | 0 | 0 | 0 | 0 | 0 | 0 | 0 | 0 | 0 | 0 | 0 | 0 | 0 | 0 | 0 | 0 | 0 | 0 | 0 | 0 | 0 | 0 | 0 | 0 | 0 | 0 | 0 | 0 | 0 | 0 | 0 | 0 | 0 | 0 | 0 | 0 | 0 | 0 | 0 | 0 | 0 | 0 | 0 | 0 | 0 | 0 | 0 | 0 | 0 | 0 | 0 | 0 | 0 | 0 | 0 | 0
Inputs_Product_Res DLC Heat-BYOT.xlsx | Inputs_endUseLoadShapes.xlsx | Inputs_Global_KU_Winter.xlsx | Inputs_Product_Res DLC Heat-BYOT.xlsx | KU | 20 | Winter | Peak | 3 | Res DLC Heat-BYOT | 0 | 0 | 0 | 0 | 0 | 0 | 0 | 0 | 0 | 0 | 0 | 0 | 0 | 0 | 0 | 0 | 0 | 0 | 0 | 0 | 0 | 0 | 0 | 0 | 0 | 0 | 0 | 0 | 0 | 0 | 0 | 0 | 0 | 0 | 0 | 0 | 0 | 0 | 0 | 0 | 0 | 0 | 0 | 0 | 0 | 0 | 0 | 0 | 0 | 0 | 0 | 0 | 0 | 0 | 0 | 0 | 0 | 0 | 0 | 0 | 0 | 0 | 0 | 0 | 0
Inputs_Product_Res DLC Heat-BYOT.xlsx | Inputs_endUseLoadShapes.xlsx | Inputs_Global_KU_Winter.xlsx | Inputs_Product_Res DLC Heat-BYOT.xlsx | KU | 20 | Winter | Peak | 3 | Res DLC Heat-BYOT | 0 | 0 | 0 | 0 | 0 | 0 | 0 | 0 | 0 | 0 | 0 | 0 | 0 | 0 | 0 | 0 | 0 | 0 | 0 | 0 | 0 | 0 | 0 | 0 | 0 | 0 | 0 | 0 | 0 | 0 | 0 | 0 | 0 | 0 | 0 | 0 | 0 | 0 | 0 | 0 | 0 | 0 | 0 | 0 | 0 | 0 | 0 | 0 | 0 | 0 | 0 | 0 | 0 | 0 | 0 | 0 | 0 | 0 | 0 | 0 | 0 | 0 | 0 | 0 | 0
Inputs_Product_Res DLC Heat-BYOT.xlsx | Inputs_endUseLoadShapes.xlsx | Inputs_Global_KU_Winter.xlsx | Inputs_Product_Res DLC Heat-BYOT.xlsx | KU | 20 | Winter | Peak | 3 | Res DLC Heat-BYOT | 0 | 0 | 0 | 0 | 0 | 0 | 0 | 0 | 0 | 0 | 0 | 0 | 0 | 0 | 0 | 0 | 0 | 0 | 0 | 0 | 0 | 0 | 0 | 0 | 0 | 0 | 0 | 0 | 0 | 0 | 0 | 0 | 0 | 0 | 0 | 0 | 0 | 0 | 0 | 0 | 0 | 0 | 0 | 0 | 0 | 0 | 0 | 0 | 0 | 0 | 0 | 0 | 0 | 0 | 0 | 0 | 0 | 0 | 0 | 0 | 0 | 0 | 0 | 0 | 0
Inputs_Product_Res DLC Heat-BYOT.xlsx | Inputs_endUseLoadShapes.xlsx | Inputs_Global_KU_Winter.xlsx | Inputs_Product_Res DLC Heat-BYOT.xlsx | KU | 20 | Winter | Peak | 3 | Res DLC Heat-BYOT | 0 | 0 | 0 | 0 | 0 | 0 | 0 | 0 | 0 | 0 | 0 | 0 | 0 | 0 | 0 | 0 | 0 | 0 | 0 | 0 | 0 | 0 | 0 | 0 | 0 | 0 | 0 | 0 | 0 | 0 | 0 | 0 | 0 | 0 | 0 | 0 | 0 | 0 | 0 | 0 | 0 | 0 | 0 | 0 | 0 | 0 | 0 | 0 | 0 | 0 | 0 | 0 | 0 | 0 | 0 | 0 | 0 | 0 | 0 | 0 | 0 | 0 | 0 | 0 | 0
Inputs_Product_Res DLC Heat-BYOT.xlsx | Inputs_endUseLoadShapes.xlsx | Inputs_Global_KU_Winter.xlsx | Inputs_Product_Res DLC Heat-BYOT.xlsx | KU | 20 | Winter | Peak | 3 | Res DLC Heat-BYOT | 0 | 0 | 0 | 0 | 0 | 0 | 0 | 0 | 0 | 0 | 0 | 0 | 0 | 0 | 0 | 0 | 0 | 0 | 0 | 0 | 0 | 0 | 0 | 0 | 0 | 0 | 0 | 0 | 0 | 0 | 0 | 0 | 0 | 0 | 0 | 0 | 0 | 0 | 0 | 0 | 0 | 0 | 0 | 0 | 0 | 0 | 0 | 0 | 0 | 0 | 0 | 0 | 0 | 0 | 0 | 0 | 0 | 0 | 0 | 0 | 0 | 0 | 0 | 0 | 0
Inputs_Product_Res DLC Heat-BYOT.xlsx | Inputs_endUseLoadShapes.xlsx | Inputs_Global_KU_Winter.xlsx | Inputs_Product_Res DLC Heat-BYOT.xlsx | KU | 20 | Winter | Peak | 3 | Res DLC Heat-BYOT | 0 | 0 | 0 | 0 | 0 | 0 | 0 | 0 | 0 | 0 | 0 | 0 | 0 | 0 | 0 | 0 | 0 | 0 | 0 | 0 | 0 | 0 | 0 | 0 | 0 | 0 | 0 | 0 | 0 | 0 | 0 | 0 | 0 | 0 | 0 | 0 | 0 | 0 | 0 | 0 | 0 | 0 | 0 | 0 | 0 | 0 | 0 | 0 | 0 | 0 | 0 | 0 | 0 | 0 | 0 | 0 | 0 | 0 | 0 | 0 | 0 | 0 | 0 | 0 | 0
Inputs_Product_Res DLC Heat-BYOT.xlsx | Inputs_endUseLoadShapes.xlsx | Inputs_Global_KU_Winter.xlsx | Inputs_Product_Res DLC Heat-BYOT.xlsx | KU | 20 | Winter | Peak | 3 | Res DLC Heat-BYOT | 0 | 0 | 0 | 0 | 0 | 0 | 0 | 0 | 0 | 0 | 0 | 0 | 0 | 0 | 0 | 0 | 0 | 0 | 0 | 0 | 0 | 0 | 0 | 0 | 0 | 0 | 0 | 0 | 0 | 0 | 0 | 0 | 0 | 0 | 0 | 0 | 0 | 0 | 0 | 0 | 0 | 0 | 0 | 0 | 0 | 0 | 0 | 0 | 0 | 0 | 0 | 0 | 0 | 0 | 0 | 0 | 0 | 0 | 0 | 0 | 0 | 0 | 0 | 0 | 0
Inputs_Product_Res DLC Heat-BYOT.xlsx | Inputs_endUseLoadShapes.xlsx | Inputs_Global_KU_Winter.xlsx | Inputs_Product_Res DLC Heat-BYOT.xlsx | KU | 20 | Winter | Peak | 3 | Res DLC Heat-BYOT | 0 | 0 | 0 | 0 | 0 | 0 | 0 | 0 | 0 | 0 | 0 | 0 | 0 | 0 | 0 | 0 | 0 | 0 | 0 | 0 | 0 | 0 | 0 | 0 | 0 | 0 | 0 | 0 | 0 | 0 | 0 | 0 | 0 | 0 | 0 | 0 | 0 | 0 | 0 | 0 | 0 | 0 | 0 | 0 | 0 | 0 | 0 | 0 | 0 | 0 | 0 | 0 | 0 | 0 | 0 | 0 | 0 | 0 | 0 | 0 | 0 | 0 | 0 | 0 | 0
Inputs_Product_Res DLC Heat-BYOT.xlsx | Inputs_endUseLoadShapes.xlsx | Inputs_Global_KU_Winter.xlsx | Inputs_Product_Res DLC Heat-BYOT.xlsx | KU | 20 | Winter | Peak | 3 | Res DLC Heat-BYOT | 0 | 0 | 0 | 0 | 0 | 0 | 0 | 0 | 0 | 0 | 0 | 0 | 0 | 0 | 0 | 0 | 0 | 0 | 0 | 0 | 0 | 0 | 0 | 0 | 0 | 0 | 0 | 0 | 0 | 0 | 0 | 0 | 0 | 0 | 0 | 0 | 0 | 0 | 0 | 0 | 0 | 0 | 0 | 0 | 0 | 0 | 0 | 0 | 0 | 0 | 0 | 0 | 0 | 0 | 0 | 0 | 0 | 0 | 0 | 0 | 0 | 0 | 0 | 0 | 0
Inputs_Product_Res DLC Heat-BYOT.xlsx | Inputs_endUseLoadShapes.xlsx | Inputs_Global_KU_Winter.xlsx | Inputs_Product_Res DLC Heat-BYOT.xlsx | KU | 20 | Winter | Peak | 3 | Res DLC Heat-BYOT | 0 | 0 | 0 | 0 | 0 | 0 | 0 | 0 | 0 | 0 | 0 | 0 | 0 | 0 | 0 | 0 | 0 | 0 | 0 | 0 | 0 | 0 | 0 | 0 | 0 | 0 | 0 | 0 | 0 | 0 | 0 | 0 | 0 | 0 | 0 | 0 | 0 | 0 | 0 | 0 | 0 | 0 | 0 | 0 | 0 | 0 | 0 | 0 | 0 | 0 | 0 | 0 | 0 | 0 | 0 | 0 | 0 | 0 | 0 | 0 | 0 | 0 | 0 | 0 | 0
Inputs_Product_Res DLC Heat-BYOT.xlsx | Inputs_endUseLoadShapes.xlsx | Inputs_Global_KU_Winter.xlsx | Inputs_Product_Res DLC Heat-BYOT.xlsx | KU | 20 | Winter | Peak | 3 | Res DLC Heat-BYOT | 0 | 0 | 0 | 0 | 0 | 0 | 0 | 0 | 0 | 0 | 0 | 0 | 0 | 0 | 0 | 0 | 0 | 0 | 0 | 0 | 0 | 0 | 0 | 0 | 0 | 0 | 0 | 0 | 0 | 0 | 0 | 0 | 0 | 0 | 0 | 0 | 0 | 0 | 0 | 0 | 0 | 0 | 0 | 0 | 0 | 0 | 0 | 0 | 0 | 0 | 0 | 0 | 0 | 0 | 0 | 0 | 0 | 0 | 0 | 0 | 0 | 0 | 0 | 0 | 0
Inputs_Product_Res DLC Heat-BYOT.xlsx | Inputs_endUseLoadShapes.xlsx | Inputs_Global_KU_Winter.xlsx | Inputs_Product_Res DLC Heat-BYOT.xlsx | KU | 20 | Winter | Peak | 3 | Res DLC Heat-BYOT | 0 | 0 | 0 | 0 | 0 | 0 | 0 | 0 | 0 | 0 | 0 | 0 | 0 | 0 | 0 | 0 | 0 | 0 | 0 | 0 | 0 | 0 | 0 | 0 | 0 | 0 | 0 | 0 | 0 | 0 | 0 | 0 | 0 | 0 | 0 | 0 | 0 | 0 | 0 | 0 | 0 | 0 | 0 | 0 | 0 | 0 | 0 | 0 | 0 | 0 | 0 | 0 | 0 | 0 | 0 | 0 | 0 | 0 | 0 | 0 | 0 | 0 | 0 | 0 | 0
Inputs_Product_Res DLC Heat-BYOT.xlsx | Inputs_endUseLoadShapes.xlsx | Inputs_Global_KU_Winter.xlsx | Inputs_Product_Res DLC Heat-BYOT.xlsx | KU | 20 | Winter | Peak | 3 | Res DLC Heat-BYOT | 0 | 0 | 0 | 0 | 0 | 0 | 0 | 0 | 0 | 0 | 0 | 0 | 0 | 0 | 0 | 0 | 0 | 0 | 0 | 0 | 0 | 0 | 0 | 0 | 0 | 0 | 0 | 0 | 0 | 0 | 0 | 0 | 0 | 0 | 0 | 0 | 0 | 0 | 0 | 0 | 0 | 0 | 0 | 0 | 0 | 0 | 0 | 0 | 0 | 0 | 0 | 0 | 0 | 0 | 0 | 0 | 0 | 0 | 0 | 0 | 0 | 0 | 0 | 0 | 0
Inputs_Product_Res DLC Heat-BYOT.xlsx | Inputs_endUseLoadShapes.xlsx | Inputs_Global_KU_Winter.xlsx | Inputs_Product_Res DLC Heat-BYOT.xlsx | KU | 20 | Winter | Peak | 3 | Res DLC Heat-BYOT | 0 | 0 | 0 | 0 | 0 | 0 | 0 | 0 | 0 | 0 | 0 | 0 | 0 | 0 | 0 | 0 | 0 | 0 | 0 | 0 | 0 | 0 | 0 | 0 | 0 | 0 | 0 | 0 | 0 | 0 | 0 | 0 | 0 | 0 | 0 | 0 | 0 | 0 | 0 | 0 | 0 | 0 | 0 | 0 | 0 | 0 | 0 | 0 | 0 | 0 | 0 | 0 | 0 | 0 | 0 | 0 | 0 | 0 | 0 | 0 | 0 | 0 | 0 | 0 | 0
Inputs_Product_Res DLC Heat-BYOT.xlsx | Inputs_endUseLoadShapes.xlsx | Inputs_Global_KU_Winter.xlsx | Inputs_Product_Res DLC Heat-BYOT.xlsx | KU | 20 | Winter | Peak | 3 | Res DLC Heat-BYOT | 0 | 0 | 0 | 0 | 0 | 0 | 0 | 0 | 0 | 0 | 0 | 0 | 0 | 0 | 0 | 0 | 0 | 0 | 0 | 0 | 0 | 0 | 0 | 0 | 0 | 0 | 0 | 0 | 0 | 0 | 0 | 0 | 0 | 0 | 0 | 0 | 0 | 0 | 0 | 0 | 0 | 0 | 0 | 0 | 0 | 0 | 0 | 0 | 0 | 0 | 0 | 0 | 0 | 0 | 0 | 0 | 0 | 0 | 0 | 0 | 0 | 0 | 0 | 0 | 0
Inputs_Product_Res DLC Heat-BYOT.xlsx | Inputs_endUseLoadShapes.xlsx | Inputs_Global_KU_Winter.xlsx | Inputs_Product_Res DLC Heat-BYOT.xlsx | KU | 20 | Winter | Peak | 3 | Res DLC Heat-BYOT | 0 | 0 | 0 | 0 | 0 | 0 | 0 | 0 | 0 | 0 | 0 | 0 | 0 | 0 | 0 | 0 | 0 | 0 | 0 | 0 | 0 | 0 | 0 | 0 | 0 | 0 | 0 | 0 | 0 | 0 | 0 | 0 | 0 | 0 | 0 | 0 | 0 | 0 | 0 | 0 | 0 | 0 | 0 | 0 | 0 | 0 | 0 | 0 | 0 | 0 | 0 | 0 | 0 | 0 | 0 | 0 | 0 | 0 | 0 | 0 | 0 | 0 | 0 | 0 | 0
Inputs_Product_Res DLC Heat-BYOT.xlsx | Inputs_endUseLoadShapes.xlsx | Inputs_Global_KU_Winter.xlsx | Inputs_Product_Res DLC Heat-BYOT.xlsx | KU | 20 | Winter | Peak | 3 | Res DLC Heat-BYOT | 0 | 0 | 0 | 0 | 0 | 0 | 0 | 0 | 0 | 0 | 0 | 0 | 0 | 0 | 0 | 0 | 0 | 0 | 0 | 0 | 0 | 0 | 0 | 0 | 0 | 0 | 0 | 0 | 0 | 0 | 0 | 0 | 0 | 0 | 0 | 0 | 0 | 0 | 0 | 0 | 0 | 0 | 0 | 0 | 0 | 0 | 0 | 0 | 0 | 0 | 0 | 0 | 0 | 0 | 0 | 0 | 0 | 0 | 0 | 0 | 0 | 0 | 0 | 0 | 0
Inputs_Product_Res DLC Heat-BYOT.xlsx | Inputs_endUseLoadShapes.xlsx | Inputs_Global_KU_Winter.xlsx | Inputs_Product_Res DLC Heat-BYOT.xlsx | KU | 20 | Winter | Peak | 3 | Res DLC Heat-BYOT | 0 | 0 | 0 | 0 | 0 | 0 | 0 | 0 | 0 | 0 | 0 | 0 | 0 | 0 | 0 | 0 | 0 | 0 | 0 | 0 | 0 | 0 | 0 | 0 | 0 | 0 | 0 | 0 | 0 | 0 | 0 | 0 | 0 | 0 | 0 | 0 | 0 | 0 | 0 | 0 | 0 | 0 | 0 | 0 | 0 | 0 | 0 | 0 | 0 | 0 | 0 | 0 | 0 | 0 | 0 | 0 | 0 | 0 | 0 | 0 | 0 | 0 | 0 | 0 | 0
Inputs_Product_Res DLC Heat-BYOT.xlsx | Inputs_endUseLoadShapes.xlsx | Inputs_Global_KU_Winter.xlsx | Inputs_Product_Res DLC Heat-BYOT.xlsx | KU | 20 | Winter | Peak | 3 | Res DLC Heat-BYOT | 0 | 0 | 0 | 0 | 0 | 0 | 0 | 0 | 0 | 0 | 0 | 0 | 0 | 0 | 0 | 0 | 0 | 0 | 0 | 0 | 0 | 0 | 0 | 0 | 0 | 0 | 0 | 0 | 0 | 0 | 0 | 0 | 0 | 0 | 0 | 0 | 0 | 0 | 0 | 0 | 0 | 0 | 0 | 0 | 0 | 0 | 0 | 0 | 0 | 0 | 0 | 0 | 0 | 0 | 0 | 0 | 0 | 0 | 0 | 0 | 0 | 0 | 0 | 0 | 0
Inputs_Product_Res DLC Heat-BYOT.xlsx | Inputs_endUseLoadShapes.xlsx | Inputs_Global_KU_Winter.xlsx | Inputs_Product_Res DLC Heat-BYOT.xlsx | KU | 20 | Winter | Peak | 3 | Res DLC Heat-BYOT | 0 | 0 | 0 | 0 | 0 | 0 | 0 | 0 | 0 | 0 | 0 | 0 | 0 | 0 | 0 | 0 | 0 | 0 | 0 | 0 | 0 | 0 | 0 | 0 | 0 | 0 | 0 | 0 | 0 | 0 | 0 | 0 | 0 | 0 | 0 | 0 | 0 | 0 | 0 | 0 | 0 | 0 | 0 | 0 | 0 | 0 | 0 | 0 | 0 | 0 | 0 | 0 | 0 | 0 | 0 | 0 | 0 | 0 | 0 | 0 | 0 | 0 | 0 | 0 | 0
Inputs_Product_Res DLC Heat-BYOT.xlsx | Inputs_endUseLoadShapes.xlsx | Inputs_Global_KU_Winter.xlsx | Inputs_Product_Res DLC Heat-BYOT.xlsx | KU | 20 | Winter | Peak | 3 | Res DLC Heat-BYOT | 0 | 0 | 0 | 0 | 0 | 0 | 0 | 0 | 0 | 0 | 0 | 0 | 0 | 0 | 0 | 0 | 0 | 0 | 0 | 0 | 0 | 0 | 0 | 0 | 0 | 0 | 0 | 0 | 0 | 0 | 0 | 0 | 0 | 0 | 0 | 0 | 0 | 0 | 0 | 0 | 0 | 0 | 0 | 0 | 0 | 0 | 0 | 0 | 0 | 0 | 0 | 0 | 0 | 0 | 0 | 0 | 0 | 0 | 0 | 0 | 0 | 0 | 0 | 0 | 0
Inputs_Product_Res DLC Heat-BYOT.xlsx | Inputs_endUseLoadShapes.xlsx | Inputs_Global_KU_Winter.xlsx | Inputs_Product_Res DLC Heat-BYOT.xlsx | KU | 20 | Winter | Peak | 3 | Res DLC Heat-BYOT | 0 | 0 | 0 | 0 | 0 | 1.2406 | 1.2421 | 1.2382 | 1.2344 | 1.2307 | 1.2312 | 1.2251 | 1.2211 | 1.2217 | 1.2264 | 1.2245 | 1.2266 | 1.229 | 1.2355 | 1.2352 | 1.2387 | 1.2422 | 1.2488 | 1.2481 | 1.2508 | 0 | 0 | 0 | 0 | 0 | 0 | 0 | 0 | 0 | 0 | 2068.7902 | 2071.2194 | 2064.756 | 2058.448 | 2052.3176 | 2053.0526 | 2042.8984 | 2036.2829 | 2037.3074 | 2045.015 | 2041.9588 | 2045.3442 | 2049.3491 | 2060.2132 | 2059.7916 | 2065.6062 | 2071.4374 | 2082.4569 | 2081.3497 | 2085.8549 | 0 | 0 | 0 | 0 | 0 | 0 | 0 | 0 | 0 | 0
Inputs_Product_Res DLC Heat-BYOT.xlsx | Inputs_endUseLoadShapes.xlsx | Inputs_Global_KU_Winter.xlsx | Inputs_Product_Res DLC Heat-BYOT.xlsx | KU | 20 | Winter | Peak | 3 | Res DLC Heat-BYOT | 0 | 0 | 0 | 0 | 0 | 1.3694 | 1.371 | 1.3667 | 1.3626 | 1.3585 | 1.359 | 1.3523 | 1.3479 | 1.3486 | 1.3537 | 1.3517 | 1.3539 | 1.3565 | 1.3637 | 1.3635 | 1.3673 | 1.3712 | 1.3785 | 1.3777 | 1.3807 | 0 | 0 | 0 | 0 | 0 | 0 | 0 | 0 | 0 | 0 | 2283.5757 | 2286.2571 | 2279.1226 | 2272.1597 | 2265.3929 | 2266.2041 | 2254.9958 | 2247.6934 | 2248.8243 | 2257.3321 | 2253.9586 | 2257.6954 | 2262.1161 | 2274.1082 | 2273.6428 | 2280.0611 | 2286.4977 | 2298.6613 | 2297.4391 | 2302.4121 | 0 | 0 | 0 | 0 | 0 | 0 | 0 | 0 | 0 | 0
Inputs_Product_Res DLC Heat-BYOT.xlsx | Inputs_endUseLoadShapes.xlsx | Inputs_Global_KU_Winter.xlsx | Inputs_Product_Res DLC Heat-BYOT.xlsx | KU | 20 | Winter | Peak | 3 | Res DLC Heat-BYOT | 0 | 0 | 0 | 0 | 0 | 9.3764 | 9.3874 | 9.3581 | 9.3295 | 9.3017 | 9.305 | 9.259 | 9.229 | 9.2337 | 9.2686 | 9.2548 | 9.2701 | 9.2882 | 9.3375 | 9.3356 | 9.3619 | 9.3884 | 9.4383 | 9.4333 | 9.4537 | 0 | 0 | 0 | 0 | 0 | 0 | 0 | 0 | 0 | 0 | 15635.6026 | 15653.9621 | 15605.1127 | 15557.4379 | 15511.1054 | 15516.66 | 15439.9165 | 15389.9174 | 15397.6608 | 15455.9132 | 15432.8151 | 15458.401 | 15488.6695 | 15570.7787 | 15567.5924 | 15611.5383 | 15655.6095 | 15738.8936 | 15730.5255 | 15764.5753 | 0 | 0 | 0 | 0 | 0 | 0 | 0 | 0 | 0 | 0
Inputs_Product_Res DLC Heat-BYOT.xlsx | Inputs_endUseLoadShapes.xlsx | Inputs_Global_KU_Winter.xlsx | Inputs_Product_Res DLC Heat-BYOT.xlsx | KU | 20 | Winter | Peak | 3 | Res DLC Heat-BYOT | 0 | 0 | 0 | 0 | 0 | 0 | 0 | 0 | 0 | 0 | 0 | 0 | 0 | 0 | 0 | 0 | 0 | 0 | 0 | 0 | 0 | 0 | 0 | 0 | 0 | 0 | 0 | 0 | 0 | 0 | 0 | 0 | 0 | 0 | 0 | 0 | 0 | 0 | 0 | 0 | 0 | 0 | 0 | 0 | 0 | 0 | 0 | 0 | 0 | 0 | 0 | 0 | 0 | 0 | 0 | 0 | 0 | 0 | 0 | 0 | 0 | 0 | 0 | 0 | 0
Inputs_Product_Res DLC Heat-BYOT.xlsx | Inputs_endUseLoadShapes.xlsx | Inputs_Global_KU_Winter.xlsx | Inputs_Product_Res DLC Heat-BYOT.xlsx | KU | 20 | Winter | Peak | 3 | Res DLC Heat-BYOT | 0 | 0 | 0 | 0 | 0 | 0 | 0 | 0 | 0 | 0 | 0 | 0 | 0 | 0 | 0 | 0 | 0 | 0 | 0 | 0 | 0 | 0 | 0 | 0 | 0 | 0 | 0 | 0 | 0 | 0 | 0 | 0 | 0 | 0 | 0 | 0 | 0 | 0 | 0 | 0 | 0 | 0 | 0 | 0 | 0 | 0 | 0 | 0 | 0 | 0 | 0 | 0 | 0 | 0 | 0 | 0 | 0 | 0 | 0 | 0 | 0 | 0 | 0 | 0 | 0
Inputs_Product_Res DLC Heat-BYOT.xlsx | Inputs_endUseLoadShapes.xlsx | Inputs_Global_KU_Winter.xlsx | Inputs_Product_Res DLC Heat-BYOT.xlsx | KU | 20 | Winter | Peak | 3 | Res DLC Heat-BYOT | 0 | 0 | 0 | 0 | 0 | 0 | 0 | 0 | 0 | 0 | 0 | 0 | 0 | 0 | 0 | 0 | 0 | 0 | 0 | 0 | 0 | 0 | 0 | 0 | 0 | 0 | 0 | 0 | 0 | 0 | 0 | 0 | 0 | 0 | 0 | 0 | 0 | 0 | 0 | 0 | 0 | 0 | 0 | 0 | 0 | 0 | 0 | 0 | 0 | 0 | 0 | 0 | 0 | 0 | 0 | 0 | 0 | 0 | 0 | 0 | 0 | 0 | 0 | 0 | 0
Inputs_Product_Res DLC Heat-BYOT.xlsx | Inputs_endUseLoadShapes.xlsx | Inputs_Global_KU_Winter.xlsx | Inputs_Product_Res DLC Heat-BYOT.xlsx | KU | 20 | Winter | Peak | 3 | Res DLC Heat-BYOT | 0 | 0 | 0 | 0 | 0 | 0 | 0 | 0 | 0 | 0 | 0 | 0 | 0 | 0 | 0 | 0 | 0 | 0 | 0 | 0 | 0 | 0 | 0 | 0 | 0 | 0 | 0 | 0 | 0 | 0 | 0 | 0 | 0 | 0 | 0 | 0 | 0 | 0 | 0 | 0 | 0 | 0 | 0 | 0 | 0 | 0 | 0 | 0 | 0 | 0 | 0 | 0 | 0 | 0 | 0 | 0 | 0 | 0 | 0 | 0 | 0 | 0 | 0 | 0 | 0
Inputs_Product_Res DLC Heat-One Way Switch.xlsx | Inputs_endUseLoadShapes.xlsx | Inputs_Global_KU_Winter.xlsx | Inputs_Product_Res DLC Heat-One Way Switch.xlsx | KU | 20 | Winter | Peak | 3 | Res DLC Heat-One Way Switch | 0 | 0 | 0 | 0 | 0 | 0 | 0 | 0 | 0 | 0 | 0 | 0 | 0 | 0 | 0 | 0 | 0 | 0 | 0 | 0 | 0 | 0 | 0 | 0 | 0 | 0 | 0 | 0 | 0 | 0 | 0 | 0 | 0 | 0 | 0 | 0 | 0 | 0 | 0 | 0 | 0 | 0 | 0 | 0 | 0 | 0 | 0 | 0 | 0 | 0 | 0 | 0 | 0 | 0 | 0 | 0 | 0 | 0 | 0 | 0 | 0 | 0 | 0 | 0 | 0
Inputs_Product_Res DLC Heat-One Way Switch.xlsx | Inputs_endUseLoadShapes.xlsx | Inputs_Global_KU_Winter.xlsx | Inputs_Product_Res DLC Heat-One Way Switch.xlsx | KU | 20 | Winter | Peak | 3 | Res DLC Heat-One Way Switch | 0 | 0 | 0 | 0 | 0 | 0 | 0 | 0 | 0 | 0 | 0 | 0 | 0 | 0 | 0 | 0 | 0 | 0 | 0 | 0 | 0 | 0 | 0 | 0 | 0 | 0 | 0 | 0 | 0 | 0 | 0 | 0 | 0 | 0 | 0 | 0 | 0 | 0 | 0 | 0 | 0 | 0 | 0 | 0 | 0 | 0 | 0 | 0 | 0 | 0 | 0 | 0 | 0 | 0 | 0 | 0 | 0 | 0 | 0 | 0 | 0 | 0 | 0 | 0 | 0
Inputs_Product_Res DLC Heat-One Way Switch.xlsx | Inputs_endUseLoadShapes.xlsx | Inputs_Global_KU_Winter.xlsx | Inputs_Product_Res DLC Heat-One Way Switch.xlsx | KU | 20 | Winter | Peak | 3 | Res DLC Heat-One Way Switch | 0 | 0 | 0 | 0 | 0 | 0 | 0 | 0 | 0 | 0 | 0 | 0 | 0 | 0 | 0 | 0 | 0 | 0 | 0 | 0 | 0 | 0 | 0 | 0 | 0 | 0 | 0 | 0 | 0 | 0 | 0 | 0 | 0 | 0 | 0 | 0 | 0 | 0 | 0 | 0 | 0 | 0 | 0 | 0 | 0 | 0 | 0 | 0 | 0 | 0 | 0 | 0 | 0 | 0 | 0 | 0 | 0 | 0 | 0 | 0 | 0 | 0 | 0 | 0 | 0
Inputs_Product_Res DLC Heat-One Way Switch.xlsx | Inputs_endUseLoadShapes.xlsx | Inputs_Global_KU_Winter.xlsx | Inputs_Product_Res DLC Heat-One Way Switch.xlsx | KU | 20 | Winter | Peak | 3 | Res DLC Heat-One Way Switch | 0 | 0 | 0 | 0 | 0 | 0 | 0 | 0 | 0 | 0 | 0 | 0 | 0 | 0 | 0 | 0 | 0 | 0 | 0 | 0 | 0 | 0 | 0 | 0 | 0 | 0 | 0 | 0 | 0 | 0 | 0 | 0 | 0 | 0 | 0 | 0 | 0 | 0 | 0 | 0 | 0 | 0 | 0 | 0 | 0 | 0 | 0 | 0 | 0 | 0 | 0 | 0 | 0 | 0 | 0 | 0 | 0 | 0 | 0 | 0 | 0 | 0 | 0 | 0 | 0
Inputs_Product_Res DLC Heat-One Way Switch.xlsx | Inputs_endUseLoadShapes.xlsx | Inputs_Global_KU_Winter.xlsx | Inputs_Product_Res DLC Heat-One Way Switch.xlsx | KU | 20 | Winter | Peak | 3 | Res DLC Heat-One Way Switch | 0 | 0 | 0 | 0 | 0 | 0 | 0 | 0 | 0 | 0 | 0 | 0 | 0 | 0 | 0 | 0 | 0 | 0 | 0 | 0 | 0 | 0 | 0 | 0 | 0 | 0 | 0 | 0 | 0 | 0 | 0 | 0 | 0 | 0 | 0 | 0 | 0 | 0 | 0 | 0 | 0 | 0 | 0 | 0 | 0 | 0 | 0 | 0 | 0 | 0 | 0 | 0 | 0 | 0 | 0 | 0 | 0 | 0 | 0 | 0 | 0 | 0 | 0 | 0 | 0
Inputs_Product_Res DLC Heat-One Way Switch.xlsx | Inputs_endUseLoadShapes.xlsx | Inputs_Global_KU_Winter.xlsx | Inputs_Product_Res DLC Heat-One Way Switch.xlsx | KU | 20 | Winter | Peak | 3 | Res DLC Heat-One Way Switch | 0 | 0 | 0 | 0 | 0 | 0 | 0 | 0 | 0 | 0 | 0 | 0 | 0 | 0 | 0 | 0 | 0 | 0 | 0 | 0 | 0 | 0 | 0 | 0 | 0 | 0 | 0 | 0 | 0 | 0 | 0 | 0 | 0 | 0 | 0 | 0 | 0 | 0 | 0 | 0 | 0 | 0 | 0 | 0 | 0 | 0 | 0 | 0 | 0 | 0 | 0 | 0 | 0 | 0 | 0 | 0 | 0 | 0 | 0 | 0 | 0 | 0 | 0 | 0 | 0
Inputs_Product_Res DLC Heat-One Way Switch.xlsx | Inputs_endUseLoadShapes.xlsx | Inputs_Global_KU_Winter.xlsx | Inputs_Product_Res DLC Heat-One Way Switch.xlsx | KU | 20 | Winter | Peak | 3 | Res DLC Heat-One Way Switch | 0 | 0 | 0 | 0 | 0 | 0 | 0 | 0 | 0 | 0 | 0 | 0 | 0 | 0 | 0 | 0 | 0 | 0 | 0 | 0 | 0 | 0 | 0 | 0 | 0 | 0 | 0 | 0 | 0 | 0 | 0 | 0 | 0 | 0 | 0 | 0 | 0 | 0 | 0 | 0 | 0 | 0 | 0 | 0 | 0 | 0 | 0 | 0 | 0 | 0 | 0 | 0 | 0 | 0 | 0 | 0 | 0 | 0 | 0 | 0 | 0 | 0 | 0 | 0 | 0
Inputs_Product_Res DLC Heat-One Way Switch.xlsx | Inputs_endUseLoadShapes.xlsx | Inputs_Global_KU_Winter.xlsx | Inputs_Product_Res DLC Heat-One Way Switch.xlsx | KU | 20 | Winter | Peak | 3 | Res DLC Heat-One Way Switch | 0 | 0 | 0 | 0 | 0 | 0 | 0 | 0 | 0 | 0 | 0 | 0 | 0 | 0 | 0 | 0 | 0 | 0 | 0 | 0 | 0 | 0 | 0 | 0 | 0 | 0 | 0 | 0 | 0 | 0 | 0 | 0 | 0 | 0 | 0 | 0 | 0 | 0 | 0 | 0 | 0 | 0 | 0 | 0 | 0 | 0 | 0 | 0 | 0 | 0 | 0 | 0 | 0 | 0 | 0 | 0 | 0 | 0 | 0 | 0 | 0 | 0 | 0 | 0 | 0
Inputs_Product_Res DLC Heat-One Way Switch.xlsx | Inputs_endUseLoadShapes.xlsx | Inputs_Global_KU_Winter.xlsx | Inputs_Product_Res DLC Heat-One Way Switch.xlsx | KU | 20 | Winter | Peak | 3 | Res DLC Heat-One Way Switch | 0 | 0 | 0 | 0 | 0 | 0 | 0 | 0 | 0 | 0 | 0 | 0 | 0 | 0 | 0 | 0 | 0 | 0 | 0 | 0 | 0 | 0 | 0 | 0 | 0 | 0 | 0 | 0 | 0 | 0 | 0 | 0 | 0 | 0 | 0 | 0 | 0 | 0 | 0 | 0 | 0 | 0 | 0 | 0 | 0 | 0 | 0 | 0 | 0 | 0 | 0 | 0 | 0 | 0 | 0 | 0 | 0 | 0 | 0 | 0 | 0 | 0 | 0 | 0 | 0
Inputs_Product_Res DLC Heat-One Way Switch.xlsx | Inputs_endUseLoadShapes.xlsx | Inputs_Global_KU_Winter.xlsx | Inputs_Product_Res DLC Heat-One Way Switch.xlsx | KU | 20 | Winter | Peak | 3 | Res DLC Heat-One Way Switch | 0 | 0 | 0 | 0 | 0 | 0 | 0 | 0 | 0 | 0 | 0 | 0 | 0 | 0 | 0 | 0 | 0 | 0 | 0 | 0 | 0 | 0 | 0 | 0 | 0 | 0 | 0 | 0 | 0 | 0 | 0 | 0 | 0 | 0 | 0 | 0 | 0 | 0 | 0 | 0 | 0 | 0 | 0 | 0 | 0 | 0 | 0 | 0 | 0 | 0 | 0 | 0 | 0 | 0 | 0 | 0 | 0 | 0 | 0 | 0 | 0 | 0 | 0 | 0 | 0
Inputs_Product_Res DLC Heat-One Way Switch.xlsx | Inputs_endUseLoadShapes.xlsx | Inputs_Global_KU_Winter.xlsx | Inputs_Product_Res DLC Heat-One Way Switch.xlsx | KU | 20 | Winter | Peak | 3 | Res DLC Heat-One Way Switch | 0 | 0 | 0 | 0 | 0 | 0 | 0 | 0 | 0 | 0 | 0 | 0 | 0 | 0 | 0 | 0 | 0 | 0 | 0 | 0 | 0 | 0 | 0 | 0 | 0 | 0 | 0 | 0 | 0 | 0 | 0 | 0 | 0 | 0 | 0 | 0 | 0 | 0 | 0 | 0 | 0 | 0 | 0 | 0 | 0 | 0 | 0 | 0 | 0 | 0 | 0 | 0 | 0 | 0 | 0 | 0 | 0 | 0 | 0 | 0 | 0 | 0 | 0 | 0 | 0
Inputs_Product_Res DLC Heat-One Way Switch.xlsx | Inputs_endUseLoadShapes.xlsx | Inputs_Global_KU_Winter.xlsx | Inputs_Product_Res DLC Heat-One Way Switch.xlsx | KU | 20 | Winter | Peak | 3 | Res DLC Heat-One Way Switch | 0 | 0 | 0 | 0 | 0 | 0 | 0 | 0 | 0 | 0 | 0 | 0 | 0 | 0 | 0 | 0 | 0 | 0 | 0 | 0 | 0 | 0 | 0 | 0 | 0 | 0 | 0 | 0 | 0 | 0 | 0 | 0 | 0 | 0 | 0 | 0 | 0 | 0 | 0 | 0 | 0 | 0 | 0 | 0 | 0 | 0 | 0 | 0 | 0 | 0 | 0 | 0 | 0 | 0 | 0 | 0 | 0 | 0 | 0 | 0 | 0 | 0 | 0 | 0 | 0
Inputs_Product_Res DLC Heat-One Way Switch.xlsx | Inputs_endUseLoadShapes.xlsx | Inputs_Global_KU_Winter.xlsx | Inputs_Product_Res DLC Heat-One Way Switch.xlsx | KU | 20 | Winter | Peak | 3 | Res DLC Heat-One Way Switch | 0 | 0 | 0 | 0 | 0 | 0 | 0 | 0 | 0 | 0 | 0 | 0 | 0 | 0 | 0 | 0 | 0 | 0 | 0 | 0 | 0 | 0 | 0 | 0 | 0 | 0 | 0 | 0 | 0 | 0 | 0 | 0 | 0 | 0 | 0 | 0 | 0 | 0 | 0 | 0 | 0 | 0 | 0 | 0 | 0 | 0 | 0 | 0 | 0 | 0 | 0 | 0 | 0 | 0 | 0 | 0 | 0 | 0 | 0 | 0 | 0 | 0 | 0 | 0 | 0
Inputs_Product_Res DLC Heat-One Way Switch.xlsx | Inputs_endUseLoadShapes.xlsx | Inputs_Global_KU_Winter.xlsx | Inputs_Product_Res DLC Heat-One Way Switch.xlsx | KU | 20 | Winter | Peak | 3 | Res DLC Heat-One Way Switch | 0 | 0 | 0 | 0 | 0 | 0 | 0 | 0 | 0 | 0 | 0 | 0 | 0 | 0 | 0 | 0 | 0 | 0 | 0 | 0 | 0 | 0 | 0 | 0 | 0 | 0 | 0 | 0 | 0 | 0 | 0 | 0 | 0 | 0 | 0 | 0 | 0 | 0 | 0 | 0 | 0 | 0 | 0 | 0 | 0 | 0 | 0 | 0 | 0 | 0 | 0 | 0 | 0 | 0 | 0 | 0 | 0 | 0 | 0 | 0 | 0 | 0 | 0 | 0 | 0
Inputs_Product_Res DLC Heat-One Way Switch.xlsx | Inputs_endUseLoadShapes.xlsx | Inputs_Global_KU_Winter.xlsx | Inputs_Product_Res DLC Heat-One Way Switch.xlsx | KU | 20 | Winter | Peak | 3 | Res DLC Heat-One Way Switch | 0 | 0 | 0 | 0 | 0 | 0 | 0 | 0 | 0 | 0 | 0 | 0 | 0 | 0 | 0 | 0 | 0 | 0 | 0 | 0 | 0 | 0 | 0 | 0 | 0 | 0 | 0 | 0 | 0 | 0 | 0 | 0 | 0 | 0 | 0 | 0 | 0 | 0 | 0 | 0 | 0 | 0 | 0 | 0 | 0 | 0 | 0 | 0 | 0 | 0 | 0 | 0 | 0 | 0 | 0 | 0 | 0 | 0 | 0 | 0 | 0 | 0 | 0 | 0 | 0
Inputs_Product_Res DLC Heat-One Way Switch.xlsx | Inputs_endUseLoadShapes.xlsx | Inputs_Global_KU_Winter.xlsx | Inputs_Product_Res DLC Heat-One Way Switch.xlsx | KU | 20 | Winter | Peak | 3 | Res DLC Heat-One Way Switch | 0 | 0 | 0 | 0 | 0 | 0 | 0 | 0 | 0 | 0 | 0 | 0 | 0 | 0 | 0 | 0 | 0 | 0 | 0 | 0 | 0 | 0 | 0 | 0 | 0 | 0 | 0 | 0 | 0 | 0 | 0 | 0 | 0 | 0 | 0 | 0 | 0 | 0 | 0 | 0 | 0 | 0 | 0 | 0 | 0 | 0 | 0 | 0 | 0 | 0 | 0 | 0 | 0 | 0 | 0 | 0 | 0 | 0 | 0 | 0 | 0 | 0 | 0 | 0 | 0
Inputs_Product_Res DLC Heat-One Way Switch.xlsx | Inputs_endUseLoadShapes.xlsx | Inputs_Global_KU_Winter.xlsx | Inputs_Product_Res DLC Heat-One Way Switch.xlsx | KU | 20 | Winter | Peak | 3 | Res DLC Heat-One Way Switch | 0 | 0 | 0 | 0 | 0 | 0 | 0 | 0 | 0 | 0 | 0 | 0 | 0 | 0 | 0 | 0 | 0 | 0 | 0 | 0 | 0 | 0 | 0 | 0 | 0 | 0 | 0 | 0 | 0 | 0 | 0 | 0 | 0 | 0 | 0 | 0 | 0 | 0 | 0 | 0 | 0 | 0 | 0 | 0 | 0 | 0 | 0 | 0 | 0 | 0 | 0 | 0 | 0 | 0 | 0 | 0 | 0 | 0 | 0 | 0 | 0 | 0 | 0 | 0 | 0
Inputs_Product_Res DLC Heat-One Way Switch.xlsx | Inputs_endUseLoadShapes.xlsx | Inputs_Global_KU_Winter.xlsx | Inputs_Product_Res DLC Heat-One Way Switch.xlsx | KU | 20 | Winter | Peak | 3 | Res DLC Heat-One Way Switch | 0 | 0 | 0 | 0 | 0 | 0 | 0 | 0 | 0 | 0 | 0 | 0 | 0 | 0 | 0 | 0 | 0 | 0 | 0 | 0 | 0 | 0 | 0 | 0 | 0 | 0 | 0 | 0 | 0 | 0 | 0 | 0 | 0 | 0 | 0 | 0 | 0 | 0 | 0 | 0 | 0 | 0 | 0 | 0 | 0 | 0 | 0 | 0 | 0 | 0 | 0 | 0 | 0 | 0 | 0 | 0 | 0 | 0 | 0 | 0 | 0 | 0 | 0 | 0 | 0
Inputs_Product_Res DLC Heat-One Way Switch.xlsx | Inputs_endUseLoadShapes.xlsx | Inputs_Global_KU_Winter.xlsx | Inputs_Product_Res DLC Heat-One Way Switch.xlsx | KU | 20 | Winter | Peak | 3 | Res DLC Heat-One Way Switch | 0 | 0 | 0 | 0 | 0 | 0 | 0 | 0 | 0 | 0 | 0 | 0 | 0 | 0 | 0 | 0 | 0 | 0 | 0 | 0 | 0 | 0 | 0 | 0 | 0 | 0 | 0 | 0 | 0 | 0 | 0 | 0 | 0 | 0 | 0 | 0 | 0 | 0 | 0 | 0 | 0 | 0 | 0 | 0 | 0 | 0 | 0 | 0 | 0 | 0 | 0 | 0 | 0 | 0 | 0 | 0 | 0 | 0 | 0 | 0 | 0 | 0 | 0 | 0 | 0
Inputs_Product_Res DLC Heat-One Way Switch.xlsx | Inputs_endUseLoadShapes.xlsx | Inputs_Global_KU_Winter.xlsx | Inputs_Product_Res DLC Heat-One Way Switch.xlsx | KU | 20 | Winter | Peak | 3 | Res DLC Heat-One Way Switch | 0 | 0 | 0 | 0 | 0 | 0 | 0 | 0 | 0 | 0 | 0 | 0 | 0 | 0 | 0 | 0 | 0 | 0 | 0 | 0 | 0 | 0 | 0 | 0 | 0 | 0 | 0 | 0 | 0 | 0 | 0 | 0 | 0 | 0 | 0 | 0 | 0 | 0 | 0 | 0 | 0 | 0 | 0 | 0 | 0 | 0 | 0 | 0 | 0 | 0 | 0 | 0 | 0 | 0 | 0 | 0 | 0 | 0 | 0 | 0 | 0 | 0 | 0 | 0 | 0
Inputs_Product_Res DLC Heat-One Way Switch.xlsx | Inputs_endUseLoadShapes.xlsx | Inputs_Global_KU_Winter.xlsx | Inputs_Product_Res DLC Heat-One Way Switch.xlsx | KU | 20 | Winter | Peak | 3 | Res DLC Heat-One Way Switch | 0 | 0 | 0 | 0 | 0 | 0 | 0 | 0 | 0 | 0 | 0 | 0 | 0 | 0 | 0 | 0 | 0 | 0 | 0 | 0 | 0 | 0 | 0 | 0 | 0 | 0 | 0 | 0 | 0 | 0 | 0 | 0 | 0 | 0 | 0 | 0 | 0 | 0 | 0 | 0 | 0 | 0 | 0 | 0 | 0 | 0 | 0 | 0 | 0 | 0 | 0 | 0 | 0 | 0 | 0 | 0 | 0 | 0 | 0 | 0 | 0 | 0 | 0 | 0 | 0
Inputs_Product_Res DLC Heat-One Way Switch.xlsx | Inputs_endUseLoadShapes.xlsx | Inputs_Global_KU_Winter.xlsx | Inputs_Product_Res DLC Heat-One Way Switch.xlsx | KU | 20 | Winter | Peak | 3 | Res DLC Heat-One Way Switch | 0 | 0 | 0 | 0 | 0 | 0 | 0 | 0 | 0 | 0 | 0 | 0 | 0 | 0 | 0 | 0 | 0 | 0 | 0 | 0 | 0 | 0 | 0 | 0 | 0 | 0 | 0 | 0 | 0 | 0 | 0 | 0 | 0 | 0 | 0 | 0 | 0 | 0 | 0 | 0 | 0 | 0 | 0 | 0 | 0 | 0 | 0 | 0 | 0 | 0 | 0 | 0 | 0 | 0 | 0 | 0 | 0 | 0 | 0 | 0 | 0 | 0 | 0 | 0 | 0
Inputs_Product_Res DLC Heat-One Way Switch.xlsx | Inputs_endUseLoadShapes.xlsx | Inputs_Global_KU_Winter.xlsx | Inputs_Product_Res DLC Heat-One Way Switch.xlsx | KU | 20 | Winter | Peak | 3 | Res DLC Heat-One Way Switch | 0 | 0 | 0 | 0 | 0 | 0 | 0 | 0 | 0 | 0 | 0 | 0 | 0 | 0 | 0 | 0 | 0 | 0 | 0 | 0 | 0 | 0 | 0 | 0 | 0 | 0 | 0 | 0 | 0 | 0 | 0 | 0 | 0 | 0 | 0 | 0 | 0 | 0 | 0 | 0 | 0 | 0 | 0 | 0 | 0 | 0 | 0 | 0 | 0 | 0 | 0 | 0 | 0 | 0 | 0 | 0 | 0 | 0 | 0 | 0 | 0 | 0 | 0 | 0 | 0
Inputs_Product_Res DLC Heat-One Way Switch.xlsx | Inputs_endUseLoadShapes.xlsx | Inputs_Global_KU_Winter.xlsx | Inputs_Product_Res DLC Heat-One Way Switch.xlsx | KU | 20 | Winter | Peak | 3 | Res DLC Heat-One Way Switch | 0 | 0 | 0 | 0 | 0 | 0 | 0 | 0 | 0 | 0 | 0 | 0 | 0 | 0 | 0 | 0 | 0 | 0 | 0 | 0 | 0 | 0 | 0 | 0 | 0 | 0 | 0 | 0 | 0 | 0 | 0 | 0 | 0 | 0 | 0 | 0 | 0 | 0 | 0 | 0 | 0 | 0 | 0 | 0 | 0 | 0 | 0 | 0 | 0 | 0 | 0 | 0 | 0 | 0 | 0 | 0 | 0 | 0 | 0 | 0 | 0 | 0 | 0 | 0 | 0
Inputs_Product_Res DLC Heat-One Way Switch.xlsx | Inputs_endUseLoadShapes.xlsx | Inputs_Global_KU_Winter.xlsx | Inputs_Product_Res DLC Heat-One Way Switch.xlsx | KU | 20 | Winter | Peak | 3 | Res DLC Heat-One Way Switch | 0 | 0 | 0 | 0 | 0 | 0 | 0 | 0 | 0 | 0 | 0 | 0 | 0 | 0 | 0 | 0 | 0 | 0 | 0 | 0 | 0 | 0 | 0 | 0 | 0 | 0 | 0 | 0 | 0 | 0 | 0 | 0 | 0 | 0 | 0 | 0 | 0 | 0 | 0 | 0 | 0 | 0 | 0 | 0 | 0 | 0 | 0 | 0 | 0 | 0 | 0 | 0 | 0 | 0 | 0 | 0 | 0 | 0 | 0 | 0 | 0 | 0 | 0 | 0 | 0
Inputs_Product_Res DLC Heat-One Way Switch.xlsx | Inputs_endUseLoadShapes.xlsx | Inputs_Global_KU_Winter.xlsx | Inputs_Product_Res DLC Heat-One Way Switch.xlsx | KU | 20 | Winter | Peak | 3 | Res DLC Heat-One Way Switch | 0 | 0 | 0 | 0 | 0 | 0 | 0 | 0 | 0 | 0 | 0 | 0 | 0 | 0 | 0 | 0 | 0 | 0 | 0 | 0 | 0 | 0 | 0 | 0 | 0 | 0 | 0 | 0 | 0 | 0 | 0 | 0 | 0 | 0 | 0 | 0 | 0 | 0 | 0 | 0 | 0 | 0 | 0 | 0 | 0 | 0 | 0 | 0 | 0 | 0 | 0 | 0 | 0 | 0 | 0 | 0 | 0 | 0 | 0 | 0 | 0 | 0 | 0 | 0 | 0
Inputs_Product_Res DLC Heat-One Way Switch.xlsx | Inputs_endUseLoadShapes.xlsx | Inputs_Global_KU_Winter.xlsx | Inputs_Product_Res DLC Heat-One Way Switch.xlsx | KU | 20 | Winter | Peak | 3 | Res DLC Heat-One Way Switch | 0 | 0 | 0 | 0 | 0 | 0 | 0 | 0 | 0 | 0 | 0 | 0 | 0 | 0 | 0 | 0 | 0 | 0 | 0 | 0 | 0 | 0 | 0 | 0 | 0 | 0 | 0 | 0 | 0 | 0 | 0 | 0 | 0 | 0 | 0 | 0 | 0 | 0 | 0 | 0 | 0 | 0 | 0 | 0 | 0 | 0 | 0 | 0 | 0 | 0 | 0 | 0 | 0 | 0 | 0 | 0 | 0 | 0 | 0 | 0 | 0 | 0 | 0 | 0 | 0
Inputs_Product_Res DLC Heat-One Way Switch.xlsx | Inputs_endUseLoadShapes.xlsx | Inputs_Global_KU_Winter.xlsx | Inputs_Product_Res DLC Heat-One Way Switch.xlsx | KU | 20 | Winter | Peak | 3 | Res DLC Heat-One Way Switch | 0 | 0 | 0 | 0 | 0 | 0 | 0 | 0 | 0 | 0 | 0 | 0 | 0 | 0 | 0 | 0 | 0 | 0 | 0 | 0 | 0 | 0 | 0 | 0 | 0 | 0 | 0 | 0 | 0 | 0 | 0 | 0 | 0 | 0 | 0 | 0 | 0 | 0 | 0 | 0 | 0 | 0 | 0 | 0 | 0 | 0 | 0 | 0 | 0 | 0 | 0 | 0 | 0 | 0 | 0 | 0 | 0 | 0 | 0 | 0 | 0 | 0 | 0 | 0 | 0
Inputs_Product_Res DLC Heat-One Way Switch.xlsx | Inputs_endUseLoadShapes.xlsx | Inputs_Global_KU_Winter.xlsx | Inputs_Product_Res DLC Heat-One Way Switch.xlsx | KU | 20 | Winter | Peak | 3 | Res DLC Heat-One Way Switch | 0 | 0 | 0 | 0 | 0 | 0 | 0 | 0 | 0 | 0 | 0 | 0 | 0 | 0 | 0 | 0 | 0 | 0 | 0 | 0 | 0 | 0 | 0 | 0 | 0 | 0 | 0 | 0 | 0 | 0 | 0 | 0 | 0 | 0 | 0 | 0 | 0 | 0 | 0 | 0 | 0 | 0 | 0 | 0 | 0 | 0 | 0 | 0 | 0 | 0 | 0 | 0 | 0 | 0 | 0 | 0 | 0 | 0 | 0 | 0 | 0 | 0 | 0 | 0 | 0
Inputs_Product_Res DLC Heat-One Way Switch.xlsx | Inputs_endUseLoadShapes.xlsx | Inputs_Global_KU_Winter.xlsx | Inputs_Product_Res DLC Heat-One Way Switch.xlsx | KU | 20 | Winter | Peak | 3 | Res DLC Heat-One Way Switch | 0 | 0 | 0 | 0 | 0 | 0 | 0 | 0 | 0 | 0 | 0 | 0 | 0 | 0 | 0 | 0 | 0 | 0 | 0 | 0 | 0 | 0 | 0 | 0 | 0 | 0 | 0 | 0 | 0 | 0 | 0 | 0 | 0 | 0 | 0 | 0 | 0 | 0 | 0 | 0 | 0 | 0 | 0 | 0 | 0 | 0 | 0 | 0 | 0 | 0 | 0 | 0 | 0 | 0 | 0 | 0 | 0 | 0 | 0 | 0 | 0 | 0 | 0 | 0 | 0
Inputs_Product_Res DLC Heat-One Way Switch.xlsx | Inputs_endUseLoadShapes.xlsx | Inputs_Global_KU_Winter.xlsx | Inputs_Product_Res DLC Heat-One Way Switch.xlsx | KU | 20 | Winter | Peak | 3 | Res DLC Heat-One Way Switch | 0 | 0 | 0 | 0 | 0 | 0 | 0 | 0 | 0 | 0 | 0 | 0 | 0 | 0 | 0 | 0 | 0 | 0 | 0 | 0 | 0 | 0 | 0 | 0 | 0 | 0 | 0 | 0 | 0 | 0 | 0 | 0 | 0 | 0 | 0 | 0 | 0 | 0 | 0 | 0 | 0 | 0 | 0 | 0 | 0 | 0 | 0 | 0 | 0 | 0 | 0 | 0 | 0 | 0 | 0 | 0 | 0 | 0 | 0 | 0 | 0 | 0 | 0 | 0 | 0
Inputs_Product_Res DLC Heat-One Way Switch.xlsx | Inputs_endUseLoadShapes.xlsx | Inputs_Global_KU_Winter.xlsx | Inputs_Product_Res DLC Heat-One Way Switch.xlsx | KU | 20 | Winter | Peak | 3 | Res DLC Heat-One Way Switch | 0 | 0 | 0 | 0 | 0 | 0 | 0 | 0 | 0 | 0 | 0 | 0 | 0 | 0 | 0 | 0 | 0 | 0 | 0 | 0 | 0 | 0 | 0 | 0 | 0 | 0 | 0 | 0 | 0 | 0 | 0 | 0 | 0 | 0 | 0 | 0 | 0 | 0 | 0 | 0 | 0 | 0 | 0 | 0 | 0 | 0 | 0 | 0 | 0 | 0 | 0 | 0 | 0 | 0 | 0 | 0 | 0 | 0 | 0 | 0 | 0 | 0 | 0 | 0 | 0
Inputs_Product_Res DLC Heat-One Way Switch.xlsx | Inputs_endUseLoadShapes.xlsx | Inputs_Global_KU_Winter.xlsx | Inputs_Product_Res DLC Heat-One Way Switch.xlsx | KU | 20 | Winter | Peak | 3 | Res DLC Heat-One Way Switch | 0 | 0 | 0 | 0 | 0 | 0 | 0 | 0 | 0 | 0 | 0 | 0 | 0 | 0 | 0 | 0 | 0 | 0 | 0 | 0 | 0 | 0 | 0 | 0 | 0 | 0 | 0 | 0 | 0 | 0 | 0 | 0 | 0 | 0 | 0 | 0 | 0 | 0 | 0 | 0 | 0 | 0 | 0 | 0 | 0 | 0 | 0 | 0 | 0 | 0 | 0 | 0 | 0 | 0 | 0 | 0 | 0 | 0 | 0 | 0 | 0 | 0 | 0 | 0 | 0
Inputs_Product_Res DLC Heat-One Way Switch.xlsx | Inputs_endUseLoadShapes.xlsx | Inputs_Global_KU_Winter.xlsx | Inputs_Product_Res DLC Heat-One Way Switch.xlsx | KU | 20 | Winter | Peak | 3 | Res DLC Heat-One Way Switch | 0 | 0 | 0 | 0 | 0 | 0.63231 | 0.59903 | 0.56575 | 0.53248 | 0.4992 | 0.46592 | 0.43264 | 0.39936 | 0.36608 | 0.3328 | 0.29952 | 0.26624 | 0.23296 | 0.19968 | 0.1664 | 0.13312 | 0.099839 | 0.066559 | 0.03328 | 2.6419e-16 | 0 | 0 | 0 | 0 | 0 | 0 | 0 | 0 | 0 | 0 | 1581.6289 | 1498.3853 | 1415.1417 | 1331.898 | 1248.6544 | 1165.4108 | 1082.1672 | 998.9235 | 915.6799 | 832.4363 | 749.1927 | 665.949 | 582.7054 | 499.4618 | 416.2181 | 332.9745 | 249.7309 | 166.4873 | 83.2436 | 6.6082e-13 | 0 | 0 | 0 | 0 | 0 | 0 | 0 | 0 | 0 | 0
Inputs_Product_Res DLC Heat-One Way Switch.xlsx | Inputs_endUseLoadShapes.xlsx | Inputs_Global_KU_Winter.xlsx | Inputs_Product_Res DLC Heat-One Way Switch.xlsx | KU | 20 | Winter | Peak | 3 | Res DLC Heat-One Way Switch | 0 | 0 | 0 | 0 | 0 | 0.69796 | 0.66123 | 0.62449 | 0.58776 | 0.55102 | 0.51429 | 0.47755 | 0.44082 | 0.40408 | 0.36735 | 0.33061 | 0.29388 | 0.25714 | 0.22041 | 0.18367 | 0.14694 | 0.1102 | 0.07347 | 0.036735 | 2.9162e-16 | 0 | 0 | 0 | 0 | 0 | 0 | 0 | 0 | 0 | 0 | 1745.8365 | 1653.9503 | 1562.0642 | 1470.1781 | 1378.2919 | 1286.4058 | 1194.5197 | 1102.6336 | 1010.7474 | 918.8613 | 826.9752 | 735.089 | 643.2029 | 551.3168 | 459.4306 | 367.5445 | 275.6584 | 183.7723 | 91.8861 | 7.2943e-13 | 0 | 0 | 0 | 0 | 0 | 0 | 0 | 0 | 0 | 0
Inputs_Product_Res DLC Heat-One Way Switch.xlsx | Inputs_endUseLoadShapes.xlsx | Inputs_Global_KU_Winter.xlsx | Inputs_Product_Res DLC Heat-One Way Switch.xlsx | KU | 20 | Winter | Peak | 3 | Res DLC Heat-One Way Switch | 0 | 0 | 0 | 0 | 0 | 4.7789 | 4.5274 | 4.2759 | 4.0244 | 3.7728 | 3.5213 | 3.2698 | 3.0183 | 2.7668 | 2.5152 | 2.2637 | 2.0122 | 1.7607 | 1.5091 | 1.2576 | 1.0061 | 0.75457 | 0.50305 | 0.25152 | 1.9967e-15 | 0 | 0 | 0 | 0 | 0 | 0 | 0 | 0 | 0 | 0 | 11953.7117 | 11324.569 | 10695.4262 | 10066.2835 | 9437.1408 | 8807.9981 | 8178.8554 | 7549.7126 | 6920.5699 | 6291.4272 | 5662.2845 | 5033.1418 | 4403.999 | 3774.8563 | 3145.7136 | 2516.5709 | 1887.4282 | 1258.2854 | 629.1427 | 4.9944e-12 | 0 | 0 | 0 | 0 | 0 | 0 | 0 | 0 | 0 | 0
Inputs_Product_Res DLC Heat-One Way Switch.xlsx | Inputs_endUseLoadShapes.xlsx | Inputs_Global_KU_Winter.xlsx | Inputs_Product_Res DLC Heat-One Way Switch.xlsx | KU | 20 | Winter | Peak | 3 | Res DLC Heat-One Way Switch | 0 | 0 | 0 | 0 | 0 | 0 | 0 | 0 | 0 | 0 | 0 | 0 | 0 | 0 | 0 | 0 | 0 | 0 | 0 | 0 | 0 | 0 | 0 | 0 | 0 | 0 | 0 | 0 | 0 | 0 | 0 | 0 | 0 | 0 | 0 | 0 | 0 | 0 | 0 | 0 | 0 | 0 | 0 | 0 | 0 | 0 | 0 | 0 | 0 | 0 | 0 | 0 | 0 | 0 | 0 | 0 | 0 | 0 | 0 | 0 | 0 | 0 | 0 | 0 | 0
Inputs_Product_Res DLC Heat-One Way Switch.xlsx | Inputs_endUseLoadShapes.xlsx | Inputs_Global_KU_Winter.xlsx | Inputs_Product_Res DLC Heat-One Way Switch.xlsx | KU | 20 | Winter | Peak | 3 | Res DLC Heat-One Way Switch | 0 | 0 | 0 | 0 | 0 | 0 | 0 | 0 | 0 | 0 | 0 | 0 | 0 | 0 | 0 | 0 | 0 | 0 | 0 | 0 | 0 | 0 | 0 | 0 | 0 | 0 | 0 | 0 | 0 | 0 | 0 | 0 | 0 | 0 | 0 | 0 | 0 | 0 | 0 | 0 | 0 | 0 | 0 | 0 | 0 | 0 | 0 | 0 | 0 | 0 | 0 | 0 | 0 | 0 | 0 | 0 | 0 | 0 | 0 | 0 | 0 | 0 | 0 | 0 | 0
Inputs_Product_Res DLC Heat-One Way Switch.xlsx | Inputs_endUseLoadShapes.xlsx | Inputs_Global_KU_Winter.xlsx | Inputs_Product_Res DLC Heat-One Way Switch.xlsx | KU | 20 | Winter | Peak | 3 | Res DLC Heat-One Way Switch | 0 | 0 | 0 | 0 | 0 | 0 | 0 | 0 | 0 | 0 | 0 | 0 | 0 | 0 | 0 | 0 | 0 | 0 | 0 | 0 | 0 | 0 | 0 | 0 | 0 | 0 | 0 | 0 | 0 | 0 | 0 | 0 | 0 | 0 | 0 | 0 | 0 | 0 | 0 | 0 | 0 | 0 | 0 | 0 | 0 | 0 | 0 | 0 | 0 | 0 | 0 | 0 | 0 | 0 | 0 | 0 | 0 | 0 | 0 | 0 | 0 | 0 | 0 | 0 | 0
Inputs_Product_Res DLC Heat-One Way Switch.xlsx | Inputs_endUseLoadShapes.xlsx | Inputs_Global_KU_Winter.xlsx | Inputs_Product_Res DLC Heat-One Way Switch.xlsx | KU | 20 | Winter | Peak | 3 | Res DLC Heat-One Way Switch | 0 | 0 | 0 | 0 | 0 | 0 | 0 | 0 | 0 | 0 | 0 | 0 | 0 | 0 | 0 | 0 | 0 | 0 | 0 | 0 | 0 | 0 | 0 | 0 | 0 | 0 | 0 | 0 | 0 | 0 | 0 | 0 | 0 | 0 | 0 | 0 | 0 | 0 | 0 | 0 | 0 | 0 | 0 | 0 | 0 | 0 | 0 | 0 | 0 | 0 | 0 | 0 | 0 | 0 | 0 | 0 | 0 | 0 | 0 | 0 | 0 | 0 | 0 | 0 | 0
Inputs_Product_Res DLC Heat-Two Way Switch Existing.xlsx | Inputs_endUseLoadShapes.xlsx | Inputs_Global_KU_Winter.xlsx | Inputs_Product_Res DLC Heat-Two Way Switch Existing.xlsx | KU | 20 | Winter | Peak | 3 | Res DLC Heat-Two Way Switch Existing | 0 | 0 | 0 | 0 | 0 | 0 | 0 | 0 | 0 | 0 | 0 | 0 | 0 | 0 | 0 | 0 | 0 | 0 | 0 | 0 | 0 | 0 | 0 | 0 | 0 | 0 | 0 | 0 | 0 | 0 | 0 | 0 | 0 | 0 | 0 | 0 | 0 | 0 | 0 | 0 | 0 | 0 | 0 | 0 | 0 | 0 | 0 | 0 | 0 | 0 | 0 | 0 | 0 | 0 | 0 | 0 | 0 | 0 | 0 | 0 | 0 | 0 | 0 | 0 | 0
Inputs_Product_Res DLC Heat-Two Way Switch Existing.xlsx | Inputs_endUseLoadShapes.xlsx | Inputs_Global_KU_Winter.xlsx | Inputs_Product_Res DLC Heat-Two Way Switch Existing.xlsx | KU | 20 | Winter | Peak | 3 | Res DLC Heat-Two Way Switch Existing | 0 | 0 | 0 | 0 | 0 | 0 | 0 | 0 | 0 | 0 | 0 | 0 | 0 | 0 | 0 | 0 | 0 | 0 | 0 | 0 | 0 | 0 | 0 | 0 | 0 | 0 | 0 | 0 | 0 | 0 | 0 | 0 | 0 | 0 | 0 | 0 | 0 | 0 | 0 | 0 | 0 | 0 | 0 | 0 | 0 | 0 | 0 | 0 | 0 | 0 | 0 | 0 | 0 | 0 | 0 | 0 | 0 | 0 | 0 | 0 | 0 | 0 | 0 | 0 | 0
Inputs_Product_Res DLC Heat-Two Way Switch Existing.xlsx | Inputs_endUseLoadShapes.xlsx | Inputs_Global_KU_Winter.xlsx | Inputs_Product_Res DLC Heat-Two Way Switch Existing.xlsx | KU | 20 | Winter | Peak | 3 | Res DLC Heat-Two Way Switch Existing | 0 | 0 | 0 | 0 | 0 | 0 | 0 | 0 | 0 | 0 | 0 | 0 | 0 | 0 | 0 | 0 | 0 | 0 | 0 | 0 | 0 | 0 | 0 | 0 | 0 | 0 | 0 | 0 | 0 | 0 | 0 | 0 | 0 | 0 | 0 | 0 | 0 | 0 | 0 | 0 | 0 | 0 | 0 | 0 | 0 | 0 | 0 | 0 | 0 | 0 | 0 | 0 | 0 | 0 | 0 | 0 | 0 | 0 | 0 | 0 | 0 | 0 | 0 | 0 | 0
Inputs_Product_Res DLC Heat-Two Way Switch Existing.xlsx | Inputs_endUseLoadShapes.xlsx | Inputs_Global_KU_Winter.xlsx | Inputs_Product_Res DLC Heat-Two Way Switch Existing.xlsx | KU | 20 | Winter | Peak | 3 | Res DLC Heat-Two Way Switch Existing | 0 | 0 | 0 | 0 | 0 | 0 | 0 | 0 | 0 | 0 | 0 | 0 | 0 | 0 | 0 | 0 | 0 | 0 | 0 | 0 | 0 | 0 | 0 | 0 | 0 | 0 | 0 | 0 | 0 | 0 | 0 | 0 | 0 | 0 | 0 | 0 | 0 | 0 | 0 | 0 | 0 | 0 | 0 | 0 | 0 | 0 | 0 | 0 | 0 | 0 | 0 | 0 | 0 | 0 | 0 | 0 | 0 | 0 | 0 | 0 | 0 | 0 | 0 | 0 | 0
Inputs_Product_Res DLC Heat-Two Way Switch Existing.xlsx | Inputs_endUseLoadShapes.xlsx | Inputs_Global_KU_Winter.xlsx | Inputs_Product_Res DLC Heat-Two Way Switch Existing.xlsx | KU | 20 | Winter | Peak | 3 | Res DLC Heat-Two Way Switch Existing | 0 | 0 | 0 | 0 | 0 | 0 | 0 | 0 | 0 | 0 | 0 | 0 | 0 | 0 | 0 | 0 | 0 | 0 | 0 | 0 | 0 | 0 | 0 | 0 | 0 | 0 | 0 | 0 | 0 | 0 | 0 | 0 | 0 | 0 | 0 | 0 | 0 | 0 | 0 | 0 | 0 | 0 | 0 | 0 | 0 | 0 | 0 | 0 | 0 | 0 | 0 | 0 | 0 | 0 | 0 | 0 | 0 | 0 | 0 | 0 | 0 | 0 | 0 | 0 | 0
Inputs_Product_Res DLC Heat-Two Way Switch Existing.xlsx | Inputs_endUseLoadShapes.xlsx | Inputs_Global_KU_Winter.xlsx | Inputs_Product_Res DLC Heat-Two Way Switch Existing.xlsx | KU | 20 | Winter | Peak | 3 | Res DLC Heat-Two Way Switch Existing | 0 | 0 | 0 | 0 | 0 | 0 | 0 | 0 | 0 | 0 | 0 | 0 | 0 | 0 | 0 | 0 | 0 | 0 | 0 | 0 | 0 | 0 | 0 | 0 | 0 | 0 | 0 | 0 | 0 | 0 | 0 | 0 | 0 | 0 | 0 | 0 | 0 | 0 | 0 | 0 | 0 | 0 | 0 | 0 | 0 | 0 | 0 | 0 | 0 | 0 | 0 | 0 | 0 | 0 | 0 | 0 | 0 | 0 | 0 | 0 | 0 | 0 | 0 | 0 | 0
Inputs_Product_Res DLC Heat-Two Way Switch Existing.xlsx | Inputs_endUseLoadShapes.xlsx | Inputs_Global_KU_Winter.xlsx | Inputs_Product_Res DLC Heat-Two Way Switch Existing.xlsx | KU | 20 | Winter | Peak | 3 | Res DLC Heat-Two Way Switch Existing | 0 | 0 | 0 | 0 | 0 | 0 | 0 | 0 | 0 | 0 | 0 | 0 | 0 | 0 | 0 | 0 | 0 | 0 | 0 | 0 | 0 | 0 | 0 | 0 | 0 | 0 | 0 | 0 | 0 | 0 | 0 | 0 | 0 | 0 | 0 | 0 | 0 | 0 | 0 | 0 | 0 | 0 | 0 | 0 | 0 | 0 | 0 | 0 | 0 | 0 | 0 | 0 | 0 | 0 | 0 | 0 | 0 | 0 | 0 | 0 | 0 | 0 | 0 | 0 | 0
Inputs_Product_Res DLC Heat-Two Way Switch Existing.xlsx | Inputs_endUseLoadShapes.xlsx | Inputs_Global_KU_Winter.xlsx | Inputs_Product_Res DLC Heat-Two Way Switch Existing.xlsx | KU | 20 | Winter | Peak | 3 | Res DLC Heat-Two Way Switch Existing | 0 | 0 | 0 | 0 | 0 | 0 | 0 | 0 | 0 | 0 | 0 | 0 | 0 | 0 | 0 | 0 | 0 | 0 | 0 | 0 | 0 | 0 | 0 | 0 | 0 | 0 | 0 | 0 | 0 | 0 | 0 | 0 | 0 | 0 | 0 | 0 | 0 | 0 | 0 | 0 | 0 | 0 | 0 | 0 | 0 | 0 | 0 | 0 | 0 | 0 | 0 | 0 | 0 | 0 | 0 | 0 | 0 | 0 | 0 | 0 | 0 | 0 | 0 | 0 | 0
Inputs_Product_Res DLC Heat-Two Way Switch Existing.xlsx | Inputs_endUseLoadShapes.xlsx | Inputs_Global_KU_Winter.xlsx | Inputs_Product_Res DLC Heat-Two Way Switch Existing.xlsx | KU | 20 | Winter | Peak | 3 | Res DLC Heat-Two Way Switch Existing | 0 | 0 | 0 | 0 | 0 | 0 | 0 | 0 | 0 | 0 | 0 | 0 | 0 | 0 | 0 | 0 | 0 | 0 | 0 | 0 | 0 | 0 | 0 | 0 | 0 | 0 | 0 | 0 | 0 | 0 | 0 | 0 | 0 | 0 | 0 | 0 | 0 | 0 | 0 | 0 | 0 | 0 | 0 | 0 | 0 | 0 | 0 | 0 | 0 | 0 | 0 | 0 | 0 | 0 | 0 | 0 | 0 | 0 | 0 | 0 | 0 | 0 | 0 | 0 | 0
Inputs_Product_Res DLC Heat-Two Way Switch Existing.xlsx | Inputs_endUseLoadShapes.xlsx | Inputs_Global_KU_Winter.xlsx | Inputs_Product_Res DLC Heat-Two Way Switch Existing.xlsx | KU | 20 | Winter | Peak | 3 | Res DLC Heat-Two Way Switch Existing | 0 | 0 | 0 | 0 | 0 | 0 | 0 | 0 | 0 | 0 | 0 | 0 | 0 | 0 | 0 | 0 | 0 | 0 | 0 | 0 | 0 | 0 | 0 | 0 | 0 | 0 | 0 | 0 | 0 | 0 | 0 | 0 | 0 | 0 | 0 | 0 | 0 | 0 | 0 | 0 | 0 | 0 | 0 | 0 | 0 | 0 | 0 | 0 | 0 | 0 | 0 | 0 | 0 | 0 | 0 | 0 | 0 | 0 | 0 | 0 | 0 | 0 | 0 | 0 | 0
Inputs_Product_Res DLC Heat-Two Way Switch Existing.xlsx | Inputs_endUseLoadShapes.xlsx | Inputs_Global_KU_Winter.xlsx | Inputs_Product_Res DLC Heat-Two Way Switch Existing.xlsx | KU | 20 | Winter | Peak | 3 | Res DLC Heat-Two Way Switch Existing | 0 | 0 | 0 | 0 | 0 | 0 | 0 | 0 | 0 | 0 | 0 | 0 | 0 | 0 | 0 | 0 | 0 | 0 | 0 | 0 | 0 | 0 | 0 | 0 | 0 | 0 | 0 | 0 | 0 | 0 | 0 | 0 | 0 | 0 | 0 | 0 | 0 | 0 | 0 | 0 | 0 | 0 | 0 | 0 | 0 | 0 | 0 | 0 | 0 | 0 | 0 | 0 | 0 | 0 | 0 | 0 | 0 | 0 | 0 | 0 | 0 | 0 | 0 | 0 | 0
Inputs_Product_Res DLC Heat-Two Way Switch Existing.xlsx | Inputs_endUseLoadShapes.xlsx | Inputs_Global_KU_Winter.xlsx | Inputs_Product_Res DLC Heat-Two Way Switch Existing.xlsx | KU | 20 | Winter | Peak | 3 | Res DLC Heat-Two Way Switch Existing | 0 | 0 | 0 | 0 | 0 | 0 | 0 | 0 | 0 | 0 | 0 | 0 | 0 | 0 | 0 | 0 | 0 | 0 | 0 | 0 | 0 | 0 | 0 | 0 | 0 | 0 | 0 | 0 | 0 | 0 | 0 | 0 | 0 | 0 | 0 | 0 | 0 | 0 | 0 | 0 | 0 | 0 | 0 | 0 | 0 | 0 | 0 | 0 | 0 | 0 | 0 | 0 | 0 | 0 | 0 | 0 | 0 | 0 | 0 | 0 | 0 | 0 | 0 | 0 | 0
Inputs_Product_Res DLC Heat-Two Way Switch Existing.xlsx | Inputs_endUseLoadShapes.xlsx | Inputs_Global_KU_Winter.xlsx | Inputs_Product_Res DLC Heat-Two Way Switch Existing.xlsx | KU | 20 | Winter | Peak | 3 | Res DLC Heat-Two Way Switch Existing | 0 | 0 | 0 | 0 | 0 | 0 | 0 | 0 | 0 | 0 | 0 | 0 | 0 | 0 | 0 | 0 | 0 | 0 | 0 | 0 | 0 | 0 | 0 | 0 | 0 | 0 | 0 | 0 | 0 | 0 | 0 | 0 | 0 | 0 | 0 | 0 | 0 | 0 | 0 | 0 | 0 | 0 | 0 | 0 | 0 | 0 | 0 | 0 | 0 | 0 | 0 | 0 | 0 | 0 | 0 | 0 | 0 | 0 | 0 | 0 | 0 | 0 | 0 | 0 | 0
Inputs_Product_Res DLC Heat-Two Way Switch Existing.xlsx | Inputs_endUseLoadShapes.xlsx | Inputs_Global_KU_Winter.xlsx | Inputs_Product_Res DLC Heat-Two Way Switch Existing.xlsx | KU | 20 | Winter | Peak | 3 | Res DLC Heat-Two Way Switch Existing | 0 | 0 | 0 | 0 | 0 | 0 | 0 | 0 | 0 | 0 | 0 | 0 | 0 | 0 | 0 | 0 | 0 | 0 | 0 | 0 | 0 | 0 | 0 | 0 | 0 | 0 | 0 | 0 | 0 | 0 | 0 | 0 | 0 | 0 | 0 | 0 | 0 | 0 | 0 | 0 | 0 | 0 | 0 | 0 | 0 | 0 | 0 | 0 | 0 | 0 | 0 | 0 | 0 | 0 | 0 | 0 | 0 | 0 | 0 | 0 | 0 | 0 | 0 | 0 | 0
Inputs_Product_Res DLC Heat-Two Way Switch Existing.xlsx | Inputs_endUseLoadShapes.xlsx | Inputs_Global_KU_Winter.xlsx | Inputs_Product_Res DLC Heat-Two Way Switch Existing.xlsx | KU | 20 | Winter | Peak | 3 | Res DLC Heat-Two Way Switch Existing | 0 | 0 | 0 | 0 | 0 | 0 | 0 | 0 | 0 | 0 | 0 | 0 | 0 | 0 | 0 | 0 | 0 | 0 | 0 | 0 | 0 | 0 | 0 | 0 | 0 | 0 | 0 | 0 | 0 | 0 | 0 | 0 | 0 | 0 | 0 | 0 | 0 | 0 | 0 | 0 | 0 | 0 | 0 | 0 | 0 | 0 | 0 | 0 | 0 | 0 | 0 | 0 | 0 | 0 | 0 | 0 | 0 | 0 | 0 | 0 | 0 | 0 | 0 | 0 | 0
Inputs_Product_Res DLC Heat-Two Way Switch Existing.xlsx | Inputs_endUseLoadShapes.xlsx | Inputs_Global_KU_Winter.xlsx | Inputs_Product_Res DLC Heat-Two Way Switch Existing.xlsx | KU | 20 | Winter | Peak | 3 | Res DLC Heat-Two Way Switch Existing | 0 | 0 | 0 | 0 | 0 | 0 | 0 | 0 | 0 | 0 | 0 | 0 | 0 | 0 | 0 | 0 | 0 | 0 | 0 | 0 | 0 | 0 | 0 | 0 | 0 | 0 | 0 | 0 | 0 | 0 | 0 | 0 | 0 | 0 | 0 | 0 | 0 | 0 | 0 | 0 | 0 | 0 | 0 | 0 | 0 | 0 | 0 | 0 | 0 | 0 | 0 | 0 | 0 | 0 | 0 | 0 | 0 | 0 | 0 | 0 | 0 | 0 | 0 | 0 | 0
Inputs_Product_Res DLC Heat-Two Way Switch Existing.xlsx | Inputs_endUseLoadShapes.xlsx | Inputs_Global_KU_Winter.xlsx | Inputs_Product_Res DLC Heat-Two Way Switch Existing.xlsx | KU | 20 | Winter | Peak | 3 | Res DLC Heat-Two Way Switch Existing | 0 | 0 | 0 | 0 | 0 | 0 | 0 | 0 | 0 | 0 | 0 | 0 | 0 | 0 | 0 | 0 | 0 | 0 | 0 | 0 | 0 | 0 | 0 | 0 | 0 | 0 | 0 | 0 | 0 | 0 | 0 | 0 | 0 | 0 | 0 | 0 | 0 | 0 | 0 | 0 | 0 | 0 | 0 | 0 | 0 | 0 | 0 | 0 | 0 | 0 | 0 | 0 | 0 | 0 | 0 | 0 | 0 | 0 | 0 | 0 | 0 | 0 | 0 | 0 | 0
Inputs_Product_Res DLC Heat-Two Way Switch Existing.xlsx | Inputs_endUseLoadShapes.xlsx | Inputs_Global_KU_Winter.xlsx | Inputs_Product_Res DLC Heat-Two Way Switch Existing.xlsx | KU | 20 | Winter | Peak | 3 | Res DLC Heat-Two Way Switch Existing | 0 | 0 | 0 | 0 | 0 | 0 | 0 | 0 | 0 | 0 | 0 | 0 | 0 | 0 | 0 | 0 | 0 | 0 | 0 | 0 | 0 | 0 | 0 | 0 | 0 | 0 | 0 | 0 | 0 | 0 | 0 | 0 | 0 | 0 | 0 | 0 | 0 | 0 | 0 | 0 | 0 | 0 | 0 | 0 | 0 | 0 | 0 | 0 | 0 | 0 | 0 | 0 | 0 | 0 | 0 | 0 | 0 | 0 | 0 | 0 | 0 | 0 | 0 | 0 | 0
Inputs_Product_Res DLC Heat-Two Way Switch Existing.xlsx | Inputs_endUseLoadShapes.xlsx | Inputs_Global_KU_Winter.xlsx | Inputs_Product_Res DLC Heat-Two Way Switch Existing.xlsx | KU | 20 | Winter | Peak | 3 | Res DLC Heat-Two Way Switch Existing | 0 | 0 | 0 | 0 | 0 | 0 | 0 | 0 | 0 | 0 | 0 | 0 | 0 | 0 | 0 | 0 | 0 | 0 | 0 | 0 | 0 | 0 | 0 | 0 | 0 | 0 | 0 | 0 | 0 | 0 | 0 | 0 | 0 | 0 | 0 | 0 | 0 | 0 | 0 | 0 | 0 | 0 | 0 | 0 | 0 | 0 | 0 | 0 | 0 | 0 | 0 | 0 | 0 | 0 | 0 | 0 | 0 | 0 | 0 | 0 | 0 | 0 | 0 | 0 | 0
Inputs_Product_Res DLC Heat-Two Way Switch Existing.xlsx | Inputs_endUseLoadShapes.xlsx | Inputs_Global_KU_Winter.xlsx | Inputs_Product_Res DLC Heat-Two Way Switch Existing.xlsx | KU | 20 | Winter | Peak | 3 | Res DLC Heat-Two Way Switch Existing | 0 | 0 | 0 | 0 | 0 | 0 | 0 | 0 | 0 | 0 | 0 | 0 | 0 | 0 | 0 | 0 | 0 | 0 | 0 | 0 | 0 | 0 | 0 | 0 | 0 | 0 | 0 | 0 | 0 | 0 | 0 | 0 | 0 | 0 | 0 | 0 | 0 | 0 | 0 | 0 | 0 | 0 | 0 | 0 | 0 | 0 | 0 | 0 | 0 | 0 | 0 | 0 | 0 | 0 | 0 | 0 | 0 | 0 | 0 | 0 | 0 | 0 | 0 | 0 | 0
Inputs_Product_Res DLC Heat-Two Way Switch Existing.xlsx | Inputs_endUseLoadShapes.xlsx | Inputs_Global_KU_Winter.xlsx | Inputs_Product_Res DLC Heat-Two Way Switch Existing.xlsx | KU | 20 | Winter | Peak | 3 | Res DLC Heat-Two Way Switch Existing | 0 | 0 | 0 | 0 | 0 | 0 | 0 | 0 | 0 | 0 | 0 | 0 | 0 | 0 | 0 | 0 | 0 | 0 | 0 | 0 | 0 | 0 | 0 | 0 | 0 | 0 | 0 | 0 | 0 | 0 | 0 | 0 | 0 | 0 | 0 | 0 | 0 | 0 | 0 | 0 | 0 | 0 | 0 | 0 | 0 | 0 | 0 | 0 | 0 | 0 | 0 | 0 | 0 | 0 | 0 | 0 | 0 | 0 | 0 | 0 | 0 | 0 | 0 | 0 | 0
Inputs_Product_Res DLC Heat-Two Way Switch Existing.xlsx | Inputs_endUseLoadShapes.xlsx | Inputs_Global_KU_Winter.xlsx | Inputs_Product_Res DLC Heat-Two Way Switch Existing.xlsx | KU | 20 | Winter | Peak | 3 | Res DLC Heat-Two Way Switch Existing | 0 | 0 | 0 | 0 | 0 | 0 | 0 | 0 | 0 | 0 | 0 | 0 | 0 | 0 | 0 | 0 | 0 | 0 | 0 | 0 | 0 | 0 | 0 | 0 | 0 | 0 | 0 | 0 | 0 | 0 | 0 | 0 | 0 | 0 | 0 | 0 | 0 | 0 | 0 | 0 | 0 | 0 | 0 | 0 | 0 | 0 | 0 | 0 | 0 | 0 | 0 | 0 | 0 | 0 | 0 | 0 | 0 | 0 | 0 | 0 | 0 | 0 | 0 | 0 | 0
Inputs_Product_Res DLC Heat-Two Way Switch Existing.xlsx | Inputs_endUseLoadShapes.xlsx | Inputs_Global_KU_Winter.xlsx | Inputs_Product_Res DLC Heat-Two Way Switch Existing.xlsx | KU | 20 | Winter | Peak | 3 | Res DLC Heat-Two Way Switch Existing | 0 | 0 | 0 | 0 | 0 | 0 | 0 | 0 | 0 | 0 | 0 | 0 | 0 | 0 | 0 | 0 | 0 | 0 | 0 | 0 | 0 | 0 | 0 | 0 | 0 | 0 | 0 | 0 | 0 | 0 | 0 | 0 | 0 | 0 | 0 | 0 | 0 | 0 | 0 | 0 | 0 | 0 | 0 | 0 | 0 | 0 | 0 | 0 | 0 | 0 | 0 | 0 | 0 | 0 | 0 | 0 | 0 | 0 | 0 | 0 | 0 | 0 | 0 | 0 | 0
Inputs_Product_Res DLC Heat-Two Way Switch Existing.xlsx | Inputs_endUseLoadShapes.xlsx | Inputs_Global_KU_Winter.xlsx | Inputs_Product_Res DLC Heat-Two Way Switch Existing.xlsx | KU | 20 | Winter | Peak | 3 | Res DLC Heat-Two Way Switch Existing | 0 | 0 | 0 | 0 | 0 | 0 | 0 | 0 | 0 | 0 | 0 | 0 | 0 | 0 | 0 | 0 | 0 | 0 | 0 | 0 | 0 | 0 | 0 | 0 | 0 | 0 | 0 | 0 | 0 | 0 | 0 | 0 | 0 | 0 | 0 | 0 | 0 | 0 | 0 | 0 | 0 | 0 | 0 | 0 | 0 | 0 | 0 | 0 | 0 | 0 | 0 | 0 | 0 | 0 | 0 | 0 | 0 | 0 | 0 | 0 | 0 | 0 | 0 | 0 | 0
Inputs_Product_Res DLC Heat-Two Way Switch Existing.xlsx | Inputs_endUseLoadShapes.xlsx | Inputs_Global_KU_Winter.xlsx | Inputs_Product_Res DLC Heat-Two Way Switch Existing.xlsx | KU | 20 | Winter | Peak | 3 | Res DLC Heat-Two Way Switch Existing | 0 | 0 | 0 | 0 | 0 | 0 | 0 | 0 | 0 | 0 | 0 | 0 | 0 | 0 | 0 | 0 | 0 | 0 | 0 | 0 | 0 | 0 | 0 | 0 | 0 | 0 | 0 | 0 | 0 | 0 | 0 | 0 | 0 | 0 | 0 | 0 | 0 | 0 | 0 | 0 | 0 | 0 | 0 | 0 | 0 | 0 | 0 | 0 | 0 | 0 | 0 | 0 | 0 | 0 | 0 | 0 | 0 | 0 | 0 | 0 | 0 | 0 | 0 | 0 | 0
Inputs_Product_Res DLC Heat-Two Way Switch Existing.xlsx | Inputs_endUseLoadShapes.xlsx | Inputs_Global_KU_Winter.xlsx | Inputs_Product_Res DLC Heat-Two Way Switch Existing.xlsx | KU | 20 | Winter | Peak | 3 | Res DLC Heat-Two Way Switch Existing | 0 | 0 | 0 | 0 | 0 | 0 | 0 | 0 | 0 | 0 | 0 | 0 | 0 | 0 | 0 | 0 | 0 | 0 | 0 | 0 | 0 | 0 | 0 | 0 | 0 | 0 | 0 | 0 | 0 | 0 | 0 | 0 | 0 | 0 | 0 | 0 | 0 | 0 | 0 | 0 | 0 | 0 | 0 | 0 | 0 | 0 | 0 | 0 | 0 | 0 | 0 | 0 | 0 | 0 | 0 | 0 | 0 | 0 | 0 | 0 | 0 | 0 | 0 | 0 | 0
Inputs_Product_Res DLC Heat-Two Way Switch Existing.xlsx | Inputs_endUseLoadShapes.xlsx | Inputs_Global_KU_Winter.xlsx | Inputs_Product_Res DLC Heat-Two Way Switch Existing.xlsx | KU | 20 | Winter | Peak | 3 | Res DLC Heat-Two Way Switch Existing | 0 | 0 | 0 | 0 | 0 | 0 | 0 | 0 | 0 | 0 | 0 | 0 | 0 | 0 | 0 | 0 | 0 | 0 | 0 | 0 | 0 | 0 | 0 | 0 | 0 | 0 | 0 | 0 | 0 | 0 | 0 | 0 | 0 | 0 | 0 | 0 | 0 | 0 | 0 | 0 | 0 | 0 | 0 | 0 | 0 | 0 | 0 | 0 | 0 | 0 | 0 | 0 | 0 | 0 | 0 | 0 | 0 | 0 | 0 | 0 | 0 | 0 | 0 | 0 | 0
Inputs_Product_Res DLC Heat-Two Way Switch Existing.xlsx | Inputs_endUseLoadShapes.xlsx | Inputs_Global_KU_Winter.xlsx | Inputs_Product_Res DLC Heat-Two Way Switch Existing.xlsx | KU | 20 | Winter | Peak | 3 | Res DLC Heat-Two Way Switch Existing | 0 | 0 | 0 | 0 | 0 | 0 | 0 | 0 | 0 | 0 | 0 | 0 | 0 | 0 | 0 | 0 | 0 | 0 | 0 | 0 | 0 | 0 | 0 | 0 | 0 | 0 | 0 | 0 | 0 | 0 | 0 | 0 | 0 | 0 | 0 | 0 | 0 | 0 | 0 | 0 | 0 | 0 | 0 | 0 | 0 | 0 | 0 | 0 | 0 | 0 | 0 | 0 | 0 | 0 | 0 | 0 | 0 | 0 | 0 | 0 | 0 | 0 | 0 | 0 | 0
Inputs_Product_Res DLC Heat-Two Way Switch Existing.xlsx | Inputs_endUseLoadShapes.xlsx | Inputs_Global_KU_Winter.xlsx | Inputs_Product_Res DLC Heat-Two Way Switch Existing.xlsx | KU | 20 | Winter | Peak | 3 | Res DLC Heat-Two Way Switch Existing | 0 | 0 | 0 | 0 | 0 | 0 | 0 | 0 | 0 | 0 | 0 | 0 | 0 | 0 | 0 | 0 | 0 | 0 | 0 | 0 | 0 | 0 | 0 | 0 | 0 | 0 | 0 | 0 | 0 | 0 | 0 | 0 | 0 | 0 | 0 | 0 | 0 | 0 | 0 | 0 | 0 | 0 | 0 | 0 | 0 | 0 | 0 | 0 | 0 | 0 | 0 | 0 | 0 | 0 | 0 | 0 | 0 | 0 | 0 | 0 | 0 | 0 | 0 | 0 | 0
Inputs_Product_Res DLC Heat-Two Way Switch Existing.xlsx | Inputs_endUseLoadShapes.xlsx | Inputs_Global_KU_Winter.xlsx | Inputs_Product_Res DLC Heat-Two Way Switch Existing.xlsx | KU | 20 | Winter | Peak | 3 | Res DLC Heat-Two Way Switch Existing | 0 | 0 | 0 | 0 | 0 | 0 | 0 | 0 | 0 | 0 | 0 | 0 | 0 | 0 | 0 | 0 | 0 | 0 | 0 | 0 | 0 | 0 | 0 | 0 | 0 | 0 | 0 | 0 | 0 | 0 | 0 | 0 | 0 | 0 | 0 | 0 | 0 | 0 | 0 | 0 | 0 | 0 | 0 | 0 | 0 | 0 | 0 | 0 | 0 | 0 | 0 | 0 | 0 | 0 | 0 | 0 | 0 | 0 | 0 | 0 | 0 | 0 | 0 | 0 | 0
Inputs_Product_Res DLC Heat-Two Way Switch Existing.xlsx | Inputs_endUseLoadShapes.xlsx | Inputs_Global_KU_Winter.xlsx | Inputs_Product_Res DLC Heat-Two Way Switch Existing.xlsx | KU | 20 | Winter | Peak | 3 | Res DLC Heat-Two Way Switch Existing | 0 | 0 | 0 | 0 | 0 | 0 | 0 | 0 | 0 | 0 | 0 | 0 | 0 | 0 | 0 | 0 | 0 | 0 | 0 | 0 | 0 | 0 | 0 | 0 | 0 | 0 | 0 | 0 | 0 | 0 | 0 | 0 | 0 | 0 | 0 | 0 | 0 | 0 | 0 | 0 | 0 | 0 | 0 | 0 | 0 | 0 | 0 | 0 | 0 | 0 | 0 | 0 | 0 | 0 | 0 | 0 | 0 | 0 | 0 | 0 | 0 | 0 | 0 | 0 | 0
Inputs_Product_Res DLC Heat-Two Way Switch Existing.xlsx | Inputs_endUseLoadShapes.xlsx | Inputs_Global_KU_Winter.xlsx | Inputs_Product_Res DLC Heat-Two Way Switch Existing.xlsx | KU | 20 | Winter | Peak | 3 | Res DLC Heat-Two Way Switch Existing | 0 | 0 | 0 | 0 | 0 | 0 | 0 | 0 | 0 | 0 | 0 | 0 | 0 | 0 | 0 | 0 | 0 | 0 | 0 | 0 | 0 | 0 | 0 | 0 | 0 | 0 | 0 | 0 | 0 | 0 | 0 | 0 | 0 | 0 | 0 | 0 | 0 | 0 | 0 | 0 | 0 | 0 | 0 | 0 | 0 | 0 | 0 | 0 | 0 | 0 | 0 | 0 | 0 | 0 | 0 | 0 | 0 | 0 | 0 | 0 | 0 | 0 | 0 | 0 | 0
Inputs_Product_Res DLC Heat-Two Way Switch Existing.xlsx | Inputs_endUseLoadShapes.xlsx | Inputs_Global_KU_Winter.xlsx | Inputs_Product_Res DLC Heat-Two Way Switch Existing.xlsx | KU | 20 | Winter | Peak | 3 | Res DLC Heat-Two Way Switch Existing | 0 | 0 | 0 | 0 | 0 | 0 | 0 | 0 | 0 | 0 | 0 | 0 | 0 | 0 | 0 | 0 | 0 | 0 | 0 | 0 | 0 | 0 | 0 | 0 | 0 | 0 | 0 | 0 | 0 | 0 | 0 | 0 | 0 | 0 | 0 | 0 | 0 | 0 | 0 | 0 | 0 | 0 | 0 | 0 | 0 | 0 | 0 | 0 | 0 | 0 | 0 | 0 | 0 | 0 | 0 | 0 | 0 | 0 | 0 | 0 | 0 | 0 | 0 | 0 | 0
Inputs_Product_Res DLC Heat-Two Way Switch Existing.xlsx | Inputs_endUseLoadShapes.xlsx | Inputs_Global_KU_Winter.xlsx | Inputs_Product_Res DLC Heat-Two Way Switch Existing.xlsx | KU | 20 | Winter | Peak | 3 | Res DLC Heat-Two Way Switch Existing | 0 | 0 | 0 | 0 | 0 | 0.1636 | 0.15378 | 0.14456 | 0.13589 | 0.12774 | 0.12008 | 0.11287 | 0.1061 | 0.099738 | 0.093756 | 0.088132 | 0.082846 | 0.077876 | 0.073205 | 0.068814 | 0.064686 | 0.060806 | 0.057159 | 0.05373 | 0.050507 | 0 | 0 | 0 | 0 | 0 | 0 | 0 | 0 | 0 | 0 | 217.665 | 204.6088 | 192.3358 | 180.799 | 169.9542 | 159.7599 | 150.1771 | 141.169 | 132.7013 | 124.7415 | 117.2592 | 110.2257 | 103.614 | 97.399 | 91.5567 | 86.0649 | 80.9025 | 76.0497 | 71.4881 | 67.2 | 0 | 0 | 0 | 0 | 0 | 0 | 0 | 0 | 0 | 0
Inputs_Product_Res DLC Heat-Two Way Switch Existing.xlsx | Inputs_endUseLoadShapes.xlsx | Inputs_Global_KU_Winter.xlsx | Inputs_Product_Res DLC Heat-Two Way Switch Existing.xlsx | KU | 20 | Winter | Peak | 3 | Res DLC Heat-Two Way Switch Existing | 0 | 0 | 0 | 0 | 0 | 0.18058 | 0.16975 | 0.15957 | 0.15 | 0.141 | 0.13254 | 0.12459 | 0.11712 | 0.11009 | 0.10349 | 0.097282 | 0.091447 | 0.085961 | 0.080805 | 0.075958 | 0.071402 | 0.067119 | 0.063093 | 0.059309 | 0.055751 | 0 | 0 | 0 | 0 | 0 | 0 | 0 | 0 | 0 | 0 | 240.2633 | 225.8517 | 212.3045 | 199.5699 | 187.5991 | 176.3464 | 165.7687 | 155.8254 | 146.4786 | 137.6924 | 129.4333 | 121.6695 | 114.3714 | 107.5111 | 101.0623 | 95.0003 | 89.3019 | 83.9454 | 78.9101 | 74.1769 | 0 | 0 | 0 | 0 | 0 | 0 | 0 | 0 | 0 | 0
Inputs_Product_Res DLC Heat-Two Way Switch Existing.xlsx | Inputs_endUseLoadShapes.xlsx | Inputs_Global_KU_Winter.xlsx | Inputs_Product_Res DLC Heat-Two Way Switch Existing.xlsx | KU | 20 | Winter | Peak | 3 | Res DLC Heat-Two Way Switch Existing | 0 | 0 | 0 | 0 | 0 | 1.2364 | 1.1623 | 1.0926 | 1.027 | 0.96542 | 0.90751 | 0.85308 | 0.80191 | 0.75381 | 0.70859 | 0.66609 | 0.62613 | 0.58858 | 0.55327 | 0.52009 | 0.48889 | 0.45956 | 0.432 | 0.40609 | 0.38173 | 0 | 0 | 0 | 0 | 0 | 0 | 0 | 0 | 0 | 0 | 1645.0789 | 1546.4026 | 1453.6451 | 1366.4515 | 1284.4881 | 1207.441 | 1135.0154 | 1066.9341 | 1002.9365 | 942.7776 | 886.2272 | 833.0689 | 783.0992 | 736.1268 | 691.9719 | 650.4655 | 611.4488 | 574.7725 | 540.296 | 507.8876 | 0 | 0 | 0 | 0 | 0 | 0 | 0 | 0 | 0 | 0
Inputs_Product_Res DLC Heat-Two Way Switch Existing.xlsx | Inputs_endUseLoadShapes.xlsx | Inputs_Global_KU_Winter.xlsx | Inputs_Product_Res DLC Heat-Two Way Switch Existing.xlsx | KU | 20 | Winter | Peak | 3 | Res DLC Heat-Two Way Switch Existing | 0 | 0 | 0 | 0 | 0 | 0 | 0 | 0 | 0 | 0 | 0 | 0 | 0 | 0 | 0 | 0 | 0 | 0 | 0 | 0 | 0 | 0 | 0 | 0 | 0 | 0 | 0 | 0 | 0 | 0 | 0 | 0 | 0 | 0 | 0 | 0 | 0 | 0 | 0 | 0 | 0 | 0 | 0 | 0 | 0 | 0 | 0 | 0 | 0 | 0 | 0 | 0 | 0 | 0 | 0 | 0 | 0 | 0 | 0 | 0 | 0 | 0 | 0 | 0 | 0
Inputs_Product_Res DLC Heat-Two Way Switch Existing.xlsx | Inputs_endUseLoadShapes.xlsx | Inputs_Global_KU_Winter.xlsx | Inputs_Product_Res DLC Heat-Two Way Switch Existing.xlsx | KU | 20 | Winter | Peak | 3 | Res DLC Heat-Two Way Switch Existing | 0 | 0 | 0 | 0 | 0 | 0 | 0 | 0 | 0 | 0 | 0 | 0 | 0 | 0 | 0 | 0 | 0 | 0 | 0 | 0 | 0 | 0 | 0 | 0 | 0 | 0 | 0 | 0 | 0 | 0 | 0 | 0 | 0 | 0 | 0 | 0 | 0 | 0 | 0 | 0 | 0 | 0 | 0 | 0 | 0 | 0 | 0 | 0 | 0 | 0 | 0 | 0 | 0 | 0 | 0 | 0 | 0 | 0 | 0 | 0 | 0 | 0 | 0 | 0 | 0
Inputs_Product_Res DLC Heat-Two Way Switch Existing.xlsx | Inputs_endUseLoadShapes.xlsx | Inputs_Global_KU_Winter.xlsx | Inputs_Product_Res DLC Heat-Two Way Switch Existing.xlsx | KU | 20 | Winter | Peak | 3 | Res DLC Heat-Two Way Switch Existing | 0 | 0 | 0 | 0 | 0 | 0 | 0 | 0 | 0 | 0 | 0 | 0 | 0 | 0 | 0 | 0 | 0 | 0 | 0 | 0 | 0 | 0 | 0 | 0 | 0 | 0 | 0 | 0 | 0 | 0 | 0 | 0 | 0 | 0 | 0 | 0 | 0 | 0 | 0 | 0 | 0 | 0 | 0 | 0 | 0 | 0 | 0 | 0 | 0 | 0 | 0 | 0 | 0 | 0 | 0 | 0 | 0 | 0 | 0 | 0 | 0 | 0 | 0 | 0 | 0
Inputs_Product_Res DLC Heat-Two Way Switch Existing.xlsx | Inputs_endUseLoadShapes.xlsx | Inputs_Global_KU_Winter.xlsx | Inputs_Product_Res DLC Heat-Two Way Switch Existing.xlsx | KU | 20 | Winter | Peak | 3 | Res DLC Heat-Two Way Switch Existing | 0 | 0 | 0 | 0 | 0 | 0 | 0 | 0 | 0 | 0 | 0 | 0 | 0 | 0 | 0 | 0 | 0 | 0 | 0 | 0 | 0 | 0 | 0 | 0 | 0 | 0 | 0 | 0 | 0 | 0 | 0 | 0 | 0 | 0 | 0 | 0 | 0 | 0 | 0 | 0 | 0 | 0 | 0 | 0 | 0 | 0 | 0 | 0 | 0 | 0 | 0 | 0 | 0 | 0 | 0 | 0 | 0 | 0 | 0 | 0 | 0 | 0 | 0 | 0 | 0
Inputs_Product_Res DLC Heat-Two Way Switch New.xlsx | Inputs_endUseLoadShapes.xlsx | Inputs_Global_KU_Winter.xlsx | Inputs_Product_Res DLC Heat-Two Way Switch New.xlsx | KU | 20 | Winter | Peak | 3 | Res DLC Heat-Two Way Switch New | 0 | 0 | 0 | 0 | 0 | 0 | 0 | 0 | 0 | 0 | 0 | 0 | 0 | 0 | 0 | 0 | 0 | 0 | 0 | 0 | 0 | 0 | 0 | 0 | 0 | 0 | 0 | 0 | 0 | 0 | 0 | 0 | 0 | 0 | 0 | 0 | 0 | 0 | 0 | 0 | 0 | 0 | 0 | 0 | 0 | 0 | 0 | 0 | 0 | 0 | 0 | 0 | 0 | 0 | 0 | 0 | 0 | 0 | 0 | 0 | 0 | 0 | 0 | 0 | 0
Inputs_Product_Res DLC Heat-Two Way Switch New.xlsx | Inputs_endUseLoadShapes.xlsx | Inputs_Global_KU_Winter.xlsx | Inputs_Product_Res DLC Heat-Two Way Switch New.xlsx | KU | 20 | Winter | Peak | 3 | Res DLC Heat-Two Way Switch New | 0 | 0 | 0 | 0 | 0 | 0 | 0 | 0 | 0 | 0 | 0 | 0 | 0 | 0 | 0 | 0 | 0 | 0 | 0 | 0 | 0 | 0 | 0 | 0 | 0 | 0 | 0 | 0 | 0 | 0 | 0 | 0 | 0 | 0 | 0 | 0 | 0 | 0 | 0 | 0 | 0 | 0 | 0 | 0 | 0 | 0 | 0 | 0 | 0 | 0 | 0 | 0 | 0 | 0 | 0 | 0 | 0 | 0 | 0 | 0 | 0 | 0 | 0 | 0 | 0
Inputs_Product_Res DLC Heat-Two Way Switch New.xlsx | Inputs_endUseLoadShapes.xlsx | Inputs_Global_KU_Winter.xlsx | Inputs_Product_Res DLC Heat-Two Way Switch New.xlsx | KU | 20 | Winter | Peak | 3 | Res DLC Heat-Two Way Switch New | 0 | 0 | 0 | 0 | 0 | 0 | 0 | 0 | 0 | 0 | 0 | 0 | 0 | 0 | 0 | 0 | 0 | 0 | 0 | 0 | 0 | 0 | 0 | 0 | 0 | 0 | 0 | 0 | 0 | 0 | 0 | 0 | 0 | 0 | 0 | 0 | 0 | 0 | 0 | 0 | 0 | 0 | 0 | 0 | 0 | 0 | 0 | 0 | 0 | 0 | 0 | 0 | 0 | 0 | 0 | 0 | 0 | 0 | 0 | 0 | 0 | 0 | 0 | 0 | 0
Inputs_Product_Res DLC Heat-Two Way Switch New.xlsx | Inputs_endUseLoadShapes.xlsx | Inputs_Global_KU_Winter.xlsx | Inputs_Product_Res DLC Heat-Two Way Switch New.xlsx | KU | 20 | Winter | Peak | 3 | Res DLC Heat-Two Way Switch New | 0 | 0 | 0 | 0 | 0 | 0 | 0 | 0 | 0 | 0 | 0 | 0 | 0 | 0 | 0 | 0 | 0 | 0 | 0 | 0 | 0 | 0 | 0 | 0 | 0 | 0 | 0 | 0 | 0 | 0 | 0 | 0 | 0 | 0 | 0 | 0 | 0 | 0 | 0 | 0 | 0 | 0 | 0 | 0 | 0 | 0 | 0 | 0 | 0 | 0 | 0 | 0 | 0 | 0 | 0 | 0 | 0 | 0 | 0 | 0 | 0 | 0 | 0 | 0 | 0
Inputs_Product_Res DLC Heat-Two Way Switch New.xlsx | Inputs_endUseLoadShapes.xlsx | Inputs_Global_KU_Winter.xlsx | Inputs_Product_Res DLC Heat-Two Way Switch New.xlsx | KU | 20 | Winter | Peak | 3 | Res DLC Heat-Two Way Switch New | 0 | 0 | 0 | 0 | 0 | 0 | 0 | 0 | 0 | 0 | 0 | 0 | 0 | 0 | 0 | 0 | 0 | 0 | 0 | 0 | 0 | 0 | 0 | 0 | 0 | 0 | 0 | 0 | 0 | 0 | 0 | 0 | 0 | 0 | 0 | 0 | 0 | 0 | 0 | 0 | 0 | 0 | 0 | 0 | 0 | 0 | 0 | 0 | 0 | 0 | 0 | 0 | 0 | 0 | 0 | 0 | 0 | 0 | 0 | 0 | 0 | 0 | 0 | 0 | 0
Inputs_Product_Res DLC Heat-Two Way Switch New.xlsx | Inputs_endUseLoadShapes.xlsx | Inputs_Global_KU_Winter.xlsx | Inputs_Product_Res DLC Heat-Two Way Switch New.xlsx | KU | 20 | Winter | Peak | 3 | Res DLC Heat-Two Way Switch New | 0 | 0 | 0 | 0 | 0 | 0 | 0 | 0 | 0 | 0 | 0 | 0 | 0 | 0 | 0 | 0 | 0 | 0 | 0 | 0 | 0 | 0 | 0 | 0 | 0 | 0 | 0 | 0 | 0 | 0 | 0 | 0 | 0 | 0 | 0 | 0 | 0 | 0 | 0 | 0 | 0 | 0 | 0 | 0 | 0 | 0 | 0 | 0 | 0 | 0 | 0 | 0 | 0 | 0 | 0 | 0 | 0 | 0 | 0 | 0 | 0 | 0 | 0 | 0 | 0
Inputs_Product_Res DLC Heat-Two Way Switch New.xlsx | Inputs_endUseLoadShapes.xlsx | Inputs_Global_KU_Winter.xlsx | Inputs_Product_Res DLC Heat-Two Way Switch New.xlsx | KU | 20 | Winter | Peak | 3 | Res DLC Heat-Two Way Switch New | 0 | 0 | 0 | 0 | 0 | 0 | 0 | 0 | 0 | 0 | 0 | 0 | 0 | 0 | 0 | 0 | 0 | 0 | 0 | 0 | 0 | 0 | 0 | 0 | 0 | 0 | 0 | 0 | 0 | 0 | 0 | 0 | 0 | 0 | 0 | 0 | 0 | 0 | 0 | 0 | 0 | 0 | 0 | 0 | 0 | 0 | 0 | 0 | 0 | 0 | 0 | 0 | 0 | 0 | 0 | 0 | 0 | 0 | 0 | 0 | 0 | 0 | 0 | 0 | 0
Inputs_Product_Res DLC Heat-Two Way Switch New.xlsx | Inputs_endUseLoadShapes.xlsx | Inputs_Global_KU_Winter.xlsx | Inputs_Product_Res DLC Heat-Two Way Switch New.xlsx | KU | 20 | Winter | Peak | 3 | Res DLC Heat-Two Way Switch New | 0 | 0 | 0 | 0 | 0 | 0 | 0 | 0 | 0 | 0 | 0 | 0 | 0 | 0 | 0 | 0 | 0 | 0 | 0 | 0 | 0 | 0 | 0 | 0 | 0 | 0 | 0 | 0 | 0 | 0 | 0 | 0 | 0 | 0 | 0 | 0 | 0 | 0 | 0 | 0 | 0 | 0 | 0 | 0 | 0 | 0 | 0 | 0 | 0 | 0 | 0 | 0 | 0 | 0 | 0 | 0 | 0 | 0 | 0 | 0 | 0 | 0 | 0 | 0 | 0
Inputs_Product_Res DLC Heat-Two Way Switch New.xlsx | Inputs_endUseLoadShapes.xlsx | Inputs_Global_KU_Winter.xlsx | Inputs_Product_Res DLC Heat-Two Way Switch New.xlsx | KU | 20 | Winter | Peak | 3 | Res DLC Heat-Two Way Switch New | 0 | 0 | 0 | 0 | 0 | 0 | 0 | 0 | 0 | 0 | 0 | 0 | 0 | 0 | 0 | 0 | 0 | 0 | 0 | 0 | 0 | 0 | 0 | 0 | 0 | 0 | 0 | 0 | 0 | 0 | 0 | 0 | 0 | 0 | 0 | 0 | 0 | 0 | 0 | 0 | 0 | 0 | 0 | 0 | 0 | 0 | 0 | 0 | 0 | 0 | 0 | 0 | 0 | 0 | 0 | 0 | 0 | 0 | 0 | 0 | 0 | 0 | 0 | 0 | 0
Inputs_Product_Res DLC Heat-Two Way Switch New.xlsx | Inputs_endUseLoadShapes.xlsx | Inputs_Global_KU_Winter.xlsx | Inputs_Product_Res DLC Heat-Two Way Switch New.xlsx | KU | 20 | Winter | Peak | 3 | Res DLC Heat-Two Way Switch New | 0 | 0 | 0 | 0 | 0 | 0 | 0 | 0 | 0 | 0 | 0 | 0 | 0 | 0 | 0 | 0 | 0 | 0 | 0 | 0 | 0 | 0 | 0 | 0 | 0 | 0 | 0 | 0 | 0 | 0 | 0 | 0 | 0 | 0 | 0 | 0 | 0 | 0 | 0 | 0 | 0 | 0 | 0 | 0 | 0 | 0 | 0 | 0 | 0 | 0 | 0 | 0 | 0 | 0 | 0 | 0 | 0 | 0 | 0 | 0 | 0 | 0 | 0 | 0 | 0
Inputs_Product_Res DLC Heat-Two Way Switch New.xlsx | Inputs_endUseLoadShapes.xlsx | Inputs_Global_KU_Winter.xlsx | Inputs_Product_Res DLC Heat-Two Way Switch New.xlsx | KU | 20 | Winter | Peak | 3 | Res DLC Heat-Two Way Switch New | 0 | 0 | 0 | 0 | 0 | 0 | 0 | 0 | 0 | 0 | 0 | 0 | 0 | 0 | 0 | 0 | 0 | 0 | 0 | 0 | 0 | 0 | 0 | 0 | 0 | 0 | 0 | 0 | 0 | 0 | 0 | 0 | 0 | 0 | 0 | 0 | 0 | 0 | 0 | 0 | 0 | 0 | 0 | 0 | 0 | 0 | 0 | 0 | 0 | 0 | 0 | 0 | 0 | 0 | 0 | 0 | 0 | 0 | 0 | 0 | 0 | 0 | 0 | 0 | 0
Inputs_Product_Res DLC Heat-Two Way Switch New.xlsx | Inputs_endUseLoadShapes.xlsx | Inputs_Global_KU_Winter.xlsx | Inputs_Product_Res DLC Heat-Two Way Switch New.xlsx | KU | 20 | Winter | Peak | 3 | Res DLC Heat-Two Way Switch New | 0 | 0 | 0 | 0 | 0 | 0 | 0 | 0 | 0 | 0 | 0 | 0 | 0 | 0 | 0 | 0 | 0 | 0 | 0 | 0 | 0 | 0 | 0 | 0 | 0 | 0 | 0 | 0 | 0 | 0 | 0 | 0 | 0 | 0 | 0 | 0 | 0 | 0 | 0 | 0 | 0 | 0 | 0 | 0 | 0 | 0 | 0 | 0 | 0 | 0 | 0 | 0 | 0 | 0 | 0 | 0 | 0 | 0 | 0 | 0 | 0 | 0 | 0 | 0 | 0
Inputs_Product_Res DLC Heat-Two Way Switch New.xlsx | Inputs_endUseLoadShapes.xlsx | Inputs_Global_KU_Winter.xlsx | Inputs_Product_Res DLC Heat-Two Way Switch New.xlsx | KU | 20 | Winter | Peak | 3 | Res DLC Heat-Two Way Switch New | 0 | 0 | 0 | 0 | 0 | 0 | 0 | 0 | 0 | 0 | 0 | 0 | 0 | 0 | 0 | 0 | 0 | 0 | 0 | 0 | 0 | 0 | 0 | 0 | 0 | 0 | 0 | 0 | 0 | 0 | 0 | 0 | 0 | 0 | 0 | 0 | 0 | 0 | 0 | 0 | 0 | 0 | 0 | 0 | 0 | 0 | 0 | 0 | 0 | 0 | 0 | 0 | 0 | 0 | 0 | 0 | 0 | 0 | 0 | 0 | 0 | 0 | 0 | 0 | 0
Inputs_Product_Res DLC Heat-Two Way Switch New.xlsx | Inputs_endUseLoadShapes.xlsx | Inputs_Global_KU_Winter.xlsx | Inputs_Product_Res DLC Heat-Two Way Switch New.xlsx | KU | 20 | Winter | Peak | 3 | Res DLC Heat-Two Way Switch New | 0 | 0 | 0 | 0 | 0 | 0 | 0 | 0 | 0 | 0 | 0 | 0 | 0 | 0 | 0 | 0 | 0 | 0 | 0 | 0 | 0 | 0 | 0 | 0 | 0 | 0 | 0 | 0 | 0 | 0 | 0 | 0 | 0 | 0 | 0 | 0 | 0 | 0 | 0 | 0 | 0 | 0 | 0 | 0 | 0 | 0 | 0 | 0 | 0 | 0 | 0 | 0 | 0 | 0 | 0 | 0 | 0 | 0 | 0 | 0 | 0 | 0 | 0 | 0 | 0
Inputs_Product_Res DLC Heat-Two Way Switch New.xlsx | Inputs_endUseLoadShapes.xlsx | Inputs_Global_KU_Winter.xlsx | Inputs_Product_Res DLC Heat-Two Way Switch New.xlsx | KU | 20 | Winter | Peak | 3 | Res DLC Heat-Two Way Switch New | 0 | 0 | 0 | 0 | 0 | 0 | 0 | 0 | 0 | 0 | 0 | 0 | 0 | 0 | 0 | 0 | 0 | 0 | 0 | 0 | 0 | 0 | 0 | 0 | 0 | 0 | 0 | 0 | 0 | 0 | 0 | 0 | 0 | 0 | 0 | 0 | 0 | 0 | 0 | 0 | 0 | 0 | 0 | 0 | 0 | 0 | 0 | 0 | 0 | 0 | 0 | 0 | 0 | 0 | 0 | 0 | 0 | 0 | 0 | 0 | 0 | 0 | 0 | 0 | 0
Inputs_Product_Res DLC Heat-Two Way Switch New.xlsx | Inputs_endUseLoadShapes.xlsx | Inputs_Global_KU_Winter.xlsx | Inputs_Product_Res DLC Heat-Two Way Switch New.xlsx | KU | 20 | Winter | Peak | 3 | Res DLC Heat-Two Way Switch New | 0 | 0 | 0 | 0 | 0 | 0 | 0 | 0 | 0 | 0 | 0 | 0 | 0 | 0 | 0 | 0 | 0 | 0 | 0 | 0 | 0 | 0 | 0 | 0 | 0 | 0 | 0 | 0 | 0 | 0 | 0 | 0 | 0 | 0 | 0 | 0 | 0 | 0 | 0 | 0 | 0 | 0 | 0 | 0 | 0 | 0 | 0 | 0 | 0 | 0 | 0 | 0 | 0 | 0 | 0 | 0 | 0 | 0 | 0 | 0 | 0 | 0 | 0 | 0 | 0
Inputs_Product_Res DLC Heat-Two Way Switch New.xlsx | Inputs_endUseLoadShapes.xlsx | Inputs_Global_KU_Winter.xlsx | Inputs_Product_Res DLC Heat-Two Way Switch New.xlsx | KU | 20 | Winter | Peak | 3 | Res DLC Heat-Two Way Switch New | 0 | 0 | 0 | 0 | 0 | 0 | 0 | 0 | 0 | 0 | 0 | 0 | 0 | 0 | 0 | 0 | 0 | 0 | 0 | 0 | 0 | 0 | 0 | 0 | 0 | 0 | 0 | 0 | 0 | 0 | 0 | 0 | 0 | 0 | 0 | 0 | 0 | 0 | 0 | 0 | 0 | 0 | 0 | 0 | 0 | 0 | 0 | 0 | 0 | 0 | 0 | 0 | 0 | 0 | 0 | 0 | 0 | 0 | 0 | 0 | 0 | 0 | 0 | 0 | 0
Inputs_Product_Res DLC Heat-Two Way Switch New.xlsx | Inputs_endUseLoadShapes.xlsx | Inputs_Global_KU_Winter.xlsx | Inputs_Product_Res DLC Heat-Two Way Switch New.xlsx | KU | 20 | Winter | Peak | 3 | Res DLC Heat-Two Way Switch New | 0 | 0 | 0 | 0 | 0 | 0 | 0 | 0 | 0 | 0 | 0 | 0 | 0 | 0 | 0 | 0 | 0 | 0 | 0 | 0 | 0 | 0 | 0 | 0 | 0 | 0 | 0 | 0 | 0 | 0 | 0 | 0 | 0 | 0 | 0 | 0 | 0 | 0 | 0 | 0 | 0 | 0 | 0 | 0 | 0 | 0 | 0 | 0 | 0 | 0 | 0 | 0 | 0 | 0 | 0 | 0 | 0 | 0 | 0 | 0 | 0 | 0 | 0 | 0 | 0
Inputs_Product_Res DLC Heat-Two Way Switch New.xlsx | Inputs_endUseLoadShapes.xlsx | Inputs_Global_KU_Winter.xlsx | Inputs_Product_Res DLC Heat-Two Way Switch New.xlsx | KU | 20 | Winter | Peak | 3 | Res DLC Heat-Two Way Switch New | 0 | 0 | 0 | 0 | 0 | 0 | 0 | 0 | 0 | 0 | 0 | 0 | 0 | 0 | 0 | 0 | 0 | 0 | 0 | 0 | 0 | 0 | 0 | 0 | 0 | 0 | 0 | 0 | 0 | 0 | 0 | 0 | 0 | 0 | 0 | 0 | 0 | 0 | 0 | 0 | 0 | 0 | 0 | 0 | 0 | 0 | 0 | 0 | 0 | 0 | 0 | 0 | 0 | 0 | 0 | 0 | 0 | 0 | 0 | 0 | 0 | 0 | 0 | 0 | 0
Inputs_Product_Res DLC Heat-Two Way Switch New.xlsx | Inputs_endUseLoadShapes.xlsx | Inputs_Global_KU_Winter.xlsx | Inputs_Product_Res DLC Heat-Two Way Switch New.xlsx | KU | 20 | Winter | Peak | 3 | Res DLC Heat-Two Way Switch New | 0 | 0 | 0 | 0 | 0 | 0 | 0 | 0 | 0 | 0 | 0 | 0 | 0 | 0 | 0 | 0 | 0 | 0 | 0 | 0 | 0 | 0 | 0 | 0 | 0 | 0 | 0 | 0 | 0 | 0 | 0 | 0 | 0 | 0 | 0 | 0 | 0 | 0 | 0 | 0 | 0 | 0 | 0 | 0 | 0 | 0 | 0 | 0 | 0 | 0 | 0 | 0 | 0 | 0 | 0 | 0 | 0 | 0 | 0 | 0 | 0 | 0 | 0 | 0 | 0
Inputs_Product_Res DLC Heat-Two Way Switch New.xlsx | Inputs_endUseLoadShapes.xlsx | Inputs_Global_KU_Winter.xlsx | Inputs_Product_Res DLC Heat-Two Way Switch New.xlsx | KU | 20 | Winter | Peak | 3 | Res DLC Heat-Two Way Switch New | 0 | 0 | 0 | 0 | 0 | 0 | 0 | 0 | 0 | 0 | 0 | 0 | 0 | 0 | 0 | 0 | 0 | 0 | 0 | 0 | 0 | 0 | 0 | 0 | 0 | 0 | 0 | 0 | 0 | 0 | 0 | 0 | 0 | 0 | 0 | 0 | 0 | 0 | 0 | 0 | 0 | 0 | 0 | 0 | 0 | 0 | 0 | 0 | 0 | 0 | 0 | 0 | 0 | 0 | 0 | 0 | 0 | 0 | 0 | 0 | 0 | 0 | 0 | 0 | 0
Inputs_Product_Res DLC Heat-Two Way Switch New.xlsx | Inputs_endUseLoadShapes.xlsx | Inputs_Global_KU_Winter.xlsx | Inputs_Product_Res DLC Heat-Two Way Switch New.xlsx | KU | 20 | Winter | Peak | 3 | Res DLC Heat-Two Way Switch New | 0 | 0 | 0 | 0 | 0 | 0 | 0 | 0 | 0 | 0 | 0 | 0 | 0 | 0 | 0 | 0 | 0 | 0 | 0 | 0 | 0 | 0 | 0 | 0 | 0 | 0 | 0 | 0 | 0 | 0 | 0 | 0 | 0 | 0 | 0 | 0 | 0 | 0 | 0 | 0 | 0 | 0 | 0 | 0 | 0 | 0 | 0 | 0 | 0 | 0 | 0 | 0 | 0 | 0 | 0 | 0 | 0 | 0 | 0 | 0 | 0 | 0 | 0 | 0 | 0
Inputs_Product_Res DLC Heat-Two Way Switch New.xlsx | Inputs_endUseLoadShapes.xlsx | Inputs_Global_KU_Winter.xlsx | Inputs_Product_Res DLC Heat-Two Way Switch New.xlsx | KU | 20 | Winter | Peak | 3 | Res DLC Heat-Two Way Switch New | 0 | 0 | 0 | 0 | 0 | 0 | 0 | 0 | 0 | 0 | 0 | 0 | 0 | 0 | 0 | 0 | 0 | 0 | 0 | 0 | 0 | 0 | 0 | 0 | 0 | 0 | 0 | 0 | 0 | 0 | 0 | 0 | 0 | 0 | 0 | 0 | 0 | 0 | 0 | 0 | 0 | 0 | 0 | 0 | 0 | 0 | 0 | 0 | 0 | 0 | 0 | 0 | 0 | 0 | 0 | 0 | 0 | 0 | 0 | 0 | 0 | 0 | 0 | 0 | 0
Inputs_Product_Res DLC Heat-Two Way Switch New.xlsx | Inputs_endUseLoadShapes.xlsx | Inputs_Global_KU_Winter.xlsx | Inputs_Product_Res DLC Heat-Two Way Switch New.xlsx | KU | 20 | Winter | Peak | 3 | Res DLC Heat-Two Way Switch New | 0 | 0 | 0 | 0 | 0 | 0 | 0 | 0 | 0 | 0 | 0 | 0 | 0 | 0 | 0 | 0 | 0 | 0 | 0 | 0 | 0 | 0 | 0 | 0 | 0 | 0 | 0 | 0 | 0 | 0 | 0 | 0 | 0 | 0 | 0 | 0 | 0 | 0 | 0 | 0 | 0 | 0 | 0 | 0 | 0 | 0 | 0 | 0 | 0 | 0 | 0 | 0 | 0 | 0 | 0 | 0 | 0 | 0 | 0 | 0 | 0 | 0 | 0 | 0 | 0
Inputs_Product_Res DLC Heat-Two Way Switch New.xlsx | Inputs_endUseLoadShapes.xlsx | Inputs_Global_KU_Winter.xlsx | Inputs_Product_Res DLC Heat-Two Way Switch New.xlsx | KU | 20 | Winter | Peak | 3 | Res DLC Heat-Two Way Switch New | 0 | 0 | 0 | 0 | 0 | 0 | 0 | 0 | 0 | 0 | 0 | 0 | 0 | 0 | 0 | 0 | 0 | 0 | 0 | 0 | 0 | 0 | 0 | 0 | 0 | 0 | 0 | 0 | 0 | 0 | 0 | 0 | 0 | 0 | 0 | 0 | 0 | 0 | 0 | 0 | 0 | 0 | 0 | 0 | 0 | 0 | 0 | 0 | 0 | 0 | 0 | 0 | 0 | 0 | 0 | 0 | 0 | 0 | 0 | 0 | 0 | 0 | 0 | 0 | 0
Inputs_Product_Res DLC Heat-Two Way Switch New.xlsx | Inputs_endUseLoadShapes.xlsx | Inputs_Global_KU_Winter.xlsx | Inputs_Product_Res DLC Heat-Two Way Switch New.xlsx | KU | 20 | Winter | Peak | 3 | Res DLC Heat-Two Way Switch New | 0 | 0 | 0 | 0 | 0 | 0 | 0 | 0 | 0 | 0 | 0 | 0 | 0 | 0 | 0 | 0 | 0 | 0 | 0 | 0 | 0 | 0 | 0 | 0 | 0 | 0 | 0 | 0 | 0 | 0 | 0 | 0 | 0 | 0 | 0 | 0 | 0 | 0 | 0 | 0 | 0 | 0 | 0 | 0 | 0 | 0 | 0 | 0 | 0 | 0 | 0 | 0 | 0 | 0 | 0 | 0 | 0 | 0 | 0 | 0 | 0 | 0 | 0 | 0 | 0
Inputs_Product_Res DLC Heat-Two Way Switch New.xlsx | Inputs_endUseLoadShapes.xlsx | Inputs_Global_KU_Winter.xlsx | Inputs_Product_Res DLC Heat-Two Way Switch New.xlsx | KU | 20 | Winter | Peak | 3 | Res DLC Heat-Two Way Switch New | 0 | 0 | 0 | 0 | 0 | 0 | 0 | 0 | 0 | 0 | 0 | 0 | 0 | 0 | 0 | 0 | 0 | 0 | 0 | 0 | 0 | 0 | 0 | 0 | 0 | 0 | 0 | 0 | 0 | 0 | 0 | 0 | 0 | 0 | 0 | 0 | 0 | 0 | 0 | 0 | 0 | 0 | 0 | 0 | 0 | 0 | 0 | 0 | 0 | 0 | 0 | 0 | 0 | 0 | 0 | 0 | 0 | 0 | 0 | 0 | 0 | 0 | 0 | 0 | 0
Inputs_Product_Res DLC Heat-Two Way Switch New.xlsx | Inputs_endUseLoadShapes.xlsx | Inputs_Global_KU_Winter.xlsx | Inputs_Product_Res DLC Heat-Two Way Switch New.xlsx | KU | 20 | Winter | Peak | 3 | Res DLC Heat-Two Way Switch New | 0 | 0 | 0 | 0 | 0 | 0 | 0 | 0 | 0 | 0 | 0 | 0 | 0 | 0 | 0 | 0 | 0 | 0 | 0 | 0 | 0 | 0 | 0 | 0 | 0 | 0 | 0 | 0 | 0 | 0 | 0 | 0 | 0 | 0 | 0 | 0 | 0 | 0 | 0 | 0 | 0 | 0 | 0 | 0 | 0 | 0 | 0 | 0 | 0 | 0 | 0 | 0 | 0 | 0 | 0 | 0 | 0 | 0 | 0 | 0 | 0 | 0 | 0 | 0 | 0
Inputs_Product_Res DLC Heat-Two Way Switch New.xlsx | Inputs_endUseLoadShapes.xlsx | Inputs_Global_KU_Winter.xlsx | Inputs_Product_Res DLC Heat-Two Way Switch New.xlsx | KU | 20 | Winter | Peak | 3 | Res DLC Heat-Two Way Switch New | 0 | 0 | 0 | 0 | 0 | 0 | 0 | 0 | 0 | 0 | 0 | 0 | 0 | 0 | 0 | 0 | 0 | 0 | 0 | 0 | 0 | 0 | 0 | 0 | 0 | 0 | 0 | 0 | 0 | 0 | 0 | 0 | 0 | 0 | 0 | 0 | 0 | 0 | 0 | 0 | 0 | 0 | 0 | 0 | 0 | 0 | 0 | 0 | 0 | 0 | 0 | 0 | 0 | 0 | 0 | 0 | 0 | 0 | 0 | 0 | 0 | 0 | 0 | 0 | 0
Inputs_Product_Res DLC Heat-Two Way Switch New.xlsx | Inputs_endUseLoadShapes.xlsx | Inputs_Global_KU_Winter.xlsx | Inputs_Product_Res DLC Heat-Two Way Switch New.xlsx | KU | 20 | Winter | Peak | 3 | Res DLC Heat-Two Way Switch New | 0 | 0 | 0 | 0 | 0 | 0 | 0 | 0 | 0 | 0 | 0 | 0 | 0 | 0 | 0 | 0 | 0 | 0 | 0 | 0 | 0 | 0 | 0 | 0 | 0 | 0 | 0 | 0 | 0 | 0 | 0 | 0 | 0 | 0 | 0 | 0 | 0 | 0 | 0 | 0 | 0 | 0 | 0 | 0 | 0 | 0 | 0 | 0 | 0 | 0 | 0 | 0 | 0 | 0 | 0 | 0 | 0 | 0 | 0 | 0 | 0 | 0 | 0 | 0 | 0
Inputs_Product_Res DLC Heat-Two Way Switch New.xlsx | Inputs_endUseLoadShapes.xlsx | Inputs_Global_KU_Winter.xlsx | Inputs_Product_Res DLC Heat-Two Way Switch New.xlsx | KU | 20 | Winter | Peak | 3 | Res DLC Heat-Two Way Switch New | 0 | 0 | 0 | 0 | 0 | 0 | 0 | 0 | 0 | 0 | 0 | 0 | 0 | 0 | 0 | 0 | 0 | 0 | 0 | 0 | 0 | 0 | 0 | 0 | 0 | 0 | 0 | 0 | 0 | 0 | 0 | 0 | 0 | 0 | 0 | 0 | 0 | 0 | 0 | 0 | 0 | 0 | 0 | 0 | 0 | 0 | 0 | 0 | 0 | 0 | 0 | 0 | 0 | 0 | 0 | 0 | 0 | 0 | 0 | 0 | 0 | 0 | 0 | 0 | 0
Inputs_Product_Res DLC Heat-Two Way Switch New.xlsx | Inputs_endUseLoadShapes.xlsx | Inputs_Global_KU_Winter.xlsx | Inputs_Product_Res DLC Heat-Two Way Switch New.xlsx | KU | 20 | Winter | Peak | 3 | Res DLC Heat-Two Way Switch New | 0 | 0 | 0 | 0 | 0 | 0 | 0 | 0 | 0 | 0 | 0 | 0 | 0 | 0 | 0 | 0 | 0 | 0 | 0 | 0 | 0 | 0 | 0 | 0 | 0 | 0 | 0 | 0 | 0 | 0 | 0 | 0 | 0 | 0 | 0 | 0 | 0 | 0 | 0 | 0 | 0 | 0 | 0 | 0 | 0 | 0 | 0 | 0 | 0 | 0 | 0 | 0 | 0 | 0 | 0 | 0 | 0 | 0 | 0 | 0 | 0 | 0 | 0 | 0 | 0
Inputs_Product_Res DLC Heat-Two Way Switch New.xlsx | Inputs_endUseLoadShapes.xlsx | Inputs_Global_KU_Winter.xlsx | Inputs_Product_Res DLC Heat-Two Way Switch New.xlsx | KU | 20 | Winter | Peak | 3 | Res DLC Heat-Two Way Switch New | 0 | 0 | 0 | 0 | 0 | 0 | 0 | 0 | 0 | 0 | 0 | 0 | 0 | 0 | 0 | 0 | 0 | 0 | 0 | 0 | 0 | 0 | 0 | 0 | 0 | 0 | 0 | 0 | 0 | 0 | 0 | 0 | 0 | 0 | 0 | 0 | 0 | 0 | 0 | 0 | 0 | 0 | 0 | 0 | 0 | 0 | 0 | 0 | 0 | 0 | 0 | 0 | 0 | 0 | 0 | 0 | 0 | 0 | 0 | 0 | 0 | 0 | 0 | 0 | 0
Inputs_Product_Res DLC Heat-Two Way Switch New.xlsx | Inputs_endUseLoadShapes.xlsx | Inputs_Global_KU_Winter.xlsx | Inputs_Product_Res DLC Heat-Two Way Switch New.xlsx | KU | 20 | Winter | Peak | 3 | Res DLC Heat-Two Way Switch New | 0 | 0 | 0 | 0 | 0 | 1.5549 | 1.5567 | 1.5519 | 1.5471 | 1.5425 | 1.5431 | 1.5354 | 1.5305 | 1.5312 | 1.537 | 1.5347 | 1.5373 | 1.5403 | 1.5485 | 1.5481 | 1.5525 | 1.5569 | 1.5652 | 1.5643 | 1.5677 | 0 | 0 | 0 | 0 | 0 | 0 | 0 | 0 | 0 | 0 | 2068.7902 | 2071.2194 | 2064.756 | 2058.448 | 2052.3176 | 2053.0526 | 2042.8984 | 2036.2829 | 2037.3074 | 2045.015 | 2041.9588 | 2045.3442 | 2049.3491 | 2060.2132 | 2059.7916 | 2065.6062 | 2071.4374 | 2082.4569 | 2081.3497 | 2085.8549 | 0 | 0 | 0 | 0 | 0 | 0 | 0 | 0 | 0 | 0
Inputs_Product_Res DLC Heat-Two Way Switch New.xlsx | Inputs_endUseLoadShapes.xlsx | Inputs_Global_KU_Winter.xlsx | Inputs_Product_Res DLC Heat-Two Way Switch New.xlsx | KU | 20 | Winter | Peak | 3 | Res DLC Heat-Two Way Switch New | 0 | 0 | 0 | 0 | 0 | 1.7163 | 1.7183 | 1.713 | 1.7078 | 1.7027 | 1.7033 | 1.6949 | 1.6894 | 1.6902 | 1.6966 | 1.6941 | 1.6969 | 1.7002 | 1.7092 | 1.7089 | 1.7137 | 1.7185 | 1.7277 | 1.7268 | 1.7305 | 0 | 0 | 0 | 0 | 0 | 0 | 0 | 0 | 0 | 0 | 2283.5757 | 2286.2571 | 2279.1226 | 2272.1597 | 2265.3929 | 2266.2041 | 2254.9958 | 2247.6934 | 2248.8243 | 2257.3321 | 2253.9586 | 2257.6954 | 2262.1161 | 2274.1082 | 2273.6428 | 2280.0611 | 2286.4977 | 2298.6613 | 2297.4391 | 2302.4121 | 0 | 0 | 0 | 0 | 0 | 0 | 0 | 0 | 0 | 0
Inputs_Product_Res DLC Heat-Two Way Switch New.xlsx | Inputs_endUseLoadShapes.xlsx | Inputs_Global_KU_Winter.xlsx | Inputs_Product_Res DLC Heat-Two Way Switch New.xlsx | KU | 20 | Winter | Peak | 3 | Res DLC Heat-Two Way Switch New | 0 | 0 | 0 | 0 | 0 | 11.7517 | 11.7655 | 11.7288 | 11.693 | 11.6581 | 11.6623 | 11.6046 | 11.567 | 11.5729 | 11.6167 | 11.5993 | 11.6185 | 11.6413 | 11.703 | 11.7006 | 11.7336 | 11.7667 | 11.8293 | 11.823 | 11.8486 | 0 | 0 | 0 | 0 | 0 | 0 | 0 | 0 | 0 | 0 | 15635.6026 | 15653.9621 | 15605.1127 | 15557.4379 | 15511.1054 | 15516.66 | 15439.9165 | 15389.9174 | 15397.6608 | 15455.9132 | 15432.8151 | 15458.401 | 15488.6695 | 15570.7787 | 15567.5924 | 15611.5383 | 15655.6095 | 15738.8936 | 15730.5255 | 15764.5753 | 0 | 0 | 0 | 0 | 0 | 0 | 0 | 0 | 0 | 0
Inputs_Product_Res DLC Heat-Two Way Switch New.xlsx | Inputs_endUseLoadShapes.xlsx | Inputs_Global_KU_Winter.xlsx | Inputs_Product_Res DLC Heat-Two Way Switch New.xlsx | KU | 20 | Winter | Peak | 3 | Res DLC Heat-Two Way Switch New | 0 | 0 | 0 | 0 | 0 | 0 | 0 | 0 | 0 | 0 | 0 | 0 | 0 | 0 | 0 | 0 | 0 | 0 | 0 | 0 | 0 | 0 | 0 | 0 | 0 | 0 | 0 | 0 | 0 | 0 | 0 | 0 | 0 | 0 | 0 | 0 | 0 | 0 | 0 | 0 | 0 | 0 | 0 | 0 | 0 | 0 | 0 | 0 | 0 | 0 | 0 | 0 | 0 | 0 | 0 | 0 | 0 | 0 | 0 | 0 | 0 | 0 | 0 | 0 | 0
Inputs_Product_Res DLC Heat-Two Way Switch New.xlsx | Inputs_endUseLoadShapes.xlsx | Inputs_Global_KU_Winter.xlsx | Inputs_Product_Res DLC Heat-Two Way Switch New.xlsx | KU | 20 | Winter | Peak | 3 | Res DLC Heat-Two Way Switch New | 0 | 0 | 0 | 0 | 0 | 0 | 0 | 0 | 0 | 0 | 0 | 0 | 0 | 0 | 0 | 0 | 0 | 0 | 0 | 0 | 0 | 0 | 0 | 0 | 0 | 0 | 0 | 0 | 0 | 0 | 0 | 0 | 0 | 0 | 0 | 0 | 0 | 0 | 0 | 0 | 0 | 0 | 0 | 0 | 0 | 0 | 0 | 0 | 0 | 0 | 0 | 0 | 0 | 0 | 0 | 0 | 0 | 0 | 0 | 0 | 0 | 0 | 0 | 0 | 0
Inputs_Product_Res DLC Heat-Two Way Switch New.xlsx | Inputs_endUseLoadShapes.xlsx | Inputs_Global_KU_Winter.xlsx | Inputs_Product_Res DLC Heat-Two Way Switch New.xlsx | KU | 20 | Winter | Peak | 3 | Res DLC Heat-Two Way Switch New | 0 | 0 | 0 | 0 | 0 | 0 | 0 | 0 | 0 | 0 | 0 | 0 | 0 | 0 | 0 | 0 | 0 | 0 | 0 | 0 | 0 | 0 | 0 | 0 | 0 | 0 | 0 | 0 | 0 | 0 | 0 | 0 | 0 | 0 | 0 | 0 | 0 | 0 | 0 | 0 | 0 | 0 | 0 | 0 | 0 | 0 | 0 | 0 | 0 | 0 | 0 | 0 | 0 | 0 | 0 | 0 | 0 | 0 | 0 | 0 | 0 | 0 | 0 | 0 | 0
Inputs_Product_Res DLC Heat-Two Way Switch New.xlsx | Inputs_endUseLoadShapes.xlsx | Inputs_Global_KU_Winter.xlsx | Inputs_Product_Res DLC Heat-Two Way Switch New.xlsx | KU | 20 | Winter | Peak | 3 | Res DLC Heat-Two Way Switch New | 0 | 0 | 0 | 0 | 0 | 0 | 0 | 0 | 0 | 0 | 0 | 0 | 0 | 0 | 0 | 0 | 0 | 0 | 0 | 0 | 0 | 0 | 0 | 0 | 0 | 0 | 0 | 0 | 0 | 0 | 0 | 0 | 0 | 0 | 0 | 0 | 0 | 0 | 0 | 0 | 0 | 0 | 0 | 0 | 0 | 0 | 0 | 0 | 0 | 0 | 0 | 0 | 0 | 0 | 0 | 0 | 0 | 0 | 0 | 0 | 0 | 0 | 0 | 0 | 0
Inputs_Product_Small Com DLC ERWH-Switch.xlsx | Inputs_endUseLoadShapes.xlsx | Inputs_Global_KU_Winter.xlsx | Inputs_Product_Small Com DLC ERWH-Switch.xlsx | KU | 20 | Winter | Peak | 3 | Small Com DLC ERWH-Switch | 0 | 0 | 0 | 0 | 0 | 0 | 0 | 0 | 0 | 0 | 0 | 0 | 0 | 0 | 0 | 0 | 0 | 0 | 0 | 0 | 0 | 0 | 0 | 0 | 0 | 0 | 0 | 0 | 0 | 0 | 0 | 0 | 0 | 0 | 0 | 0 | 0 | 0 | 0 | 0 | 0 | 0 | 0 | 0 | 0 | 0 | 0 | 0 | 0 | 0 | 0 | 0 | 0 | 0 | 0 | 0 | 0 | 0 | 0 | 0 | 0 | 0 | 0 | 0 | 0
Inputs_Product_Small Com DLC ERWH-Switch.xlsx | Inputs_endUseLoadShapes.xlsx | Inputs_Global_KU_Winter.xlsx | Inputs_Product_Small Com DLC ERWH-Switch.xlsx | KU | 20 | Winter | Peak | 3 | Small Com DLC ERWH-Switch | 0 | 0 | 0 | 0 | 0 | 0 | 0 | 0 | 0 | 0 | 0 | 0 | 0 | 0 | 0 | 0 | 0 | 0 | 0 | 0 | 0 | 0 | 0 | 0 | 0 | 0 | 0 | 0 | 0 | 0 | 0 | 0 | 0 | 0 | 0 | 0 | 0 | 0 | 0 | 0 | 0 | 0 | 0 | 0 | 0 | 0 | 0 | 0 | 0 | 0 | 0 | 0 | 0 | 0 | 0 | 0 | 0 | 0 | 0 | 0 | 0 | 0 | 0 | 0 | 0
Inputs_Product_Small Com DLC ERWH-Switch.xlsx | Inputs_endUseLoadShapes.xlsx | Inputs_Global_KU_Winter.xlsx | Inputs_Product_Small Com DLC ERWH-Switch.xlsx | KU | 20 | Winter | Peak | 3 | Small Com DLC ERWH-Switch | 0 | 0 | 0 | 0 | 0 | 0 | 0 | 0 | 0 | 0 | 0 | 0 | 0 | 0 | 0 | 0 | 0 | 0 | 0 | 0 | 0 | 0 | 0 | 0 | 0 | 0 | 0 | 0 | 0 | 0 | 0 | 0 | 0 | 0 | 0 | 0 | 0 | 0 | 0 | 0 | 0 | 0 | 0 | 0 | 0 | 0 | 0 | 0 | 0 | 0 | 0 | 0 | 0 | 0 | 0 | 0 | 0 | 0 | 0 | 0 | 0 | 0 | 0 | 0 | 0
Inputs_Product_Small Com DLC ERWH-Switch.xlsx | Inputs_endUseLoadShapes.xlsx | Inputs_Global_KU_Winter.xlsx | Inputs_Product_Small Com DLC ERWH-Switch.xlsx | KU | 20 | Winter | Peak | 3 | Small Com DLC ERWH-Switch | 0 | 0 | 0 | 0 | 0 | 0 | 0 | 0 | 0 | 0 | 0 | 0 | 0 | 0 | 0 | 0 | 0 | 0 | 0 | 0 | 0 | 0 | 0 | 0 | 0 | 0 | 0 | 0 | 0 | 0 | 0 | 0 | 0 | 0 | 0 | 0 | 0 | 0 | 0 | 0 | 0 | 0 | 0 | 0 | 0 | 0 | 0 | 0 | 0 | 0 | 0 | 0 | 0 | 0 | 0 | 0 | 0 | 0 | 0 | 0 | 0 | 0 | 0 | 0 | 0
Inputs_Product_Small Com DLC ERWH-Switch.xlsx | Inputs_endUseLoadShapes.xlsx | Inputs_Global_KU_Winter.xlsx | Inputs_Product_Small Com DLC ERWH-Switch.xlsx | KU | 20 | Winter | Peak | 3 | Small Com DLC ERWH-Switch | 0 | 0 | 0 | 0 | 0 | 0 | 0 | 0 | 0 | 0 | 0 | 0 | 0 | 0 | 0 | 0 | 0 | 0 | 0 | 0 | 0 | 0 | 0 | 0 | 0 | 0 | 0 | 0 | 0 | 0 | 0 | 0 | 0 | 0 | 0 | 0 | 0 | 0 | 0 | 0 | 0 | 0 | 0 | 0 | 0 | 0 | 0 | 0 | 0 | 0 | 0 | 0 | 0 | 0 | 0 | 0 | 0 | 0 | 0 | 0 | 0 | 0 | 0 | 0 | 0
Inputs_Product_Small Com DLC ERWH-Switch.xlsx | Inputs_endUseLoadShapes.xlsx | Inputs_Global_KU_Winter.xlsx | Inputs_Product_Small Com DLC ERWH-Switch.xlsx | KU | 20 | Winter | Peak | 3 | Small Com DLC ERWH-Switch | 0 | 0 | 0 | 0 | 0 | 0 | 0 | 0 | 0 | 0 | 0 | 0 | 0 | 0 | 0 | 0 | 0 | 0 | 0 | 0 | 0 | 0 | 0 | 0 | 0 | 0 | 0 | 0 | 0 | 0 | 0 | 0 | 0 | 0 | 0 | 0 | 0 | 0 | 0 | 0 | 0 | 0 | 0 | 0 | 0 | 0 | 0 | 0 | 0 | 0 | 0 | 0 | 0 | 0 | 0 | 0 | 0 | 0 | 0 | 0 | 0 | 0 | 0 | 0 | 0
Inputs_Product_Small Com DLC ERWH-Switch.xlsx | Inputs_endUseLoadShapes.xlsx | Inputs_Global_KU_Winter.xlsx | Inputs_Product_Small Com DLC ERWH-Switch.xlsx | KU | 20 | Winter | Peak | 3 | Small Com DLC ERWH-Switch | 0 | 0 | 0 | 0 | 0 | 0 | 0 | 0 | 0 | 0 | 0 | 0 | 0 | 0 | 0 | 0 | 0 | 0 | 0 | 0 | 0 | 0 | 0 | 0 | 0 | 0 | 0 | 0 | 0 | 0 | 0 | 0 | 0 | 0 | 0 | 0 | 0 | 0 | 0 | 0 | 0 | 0 | 0 | 0 | 0 | 0 | 0 | 0 | 0 | 0 | 0 | 0 | 0 | 0 | 0 | 0 | 0 | 0 | 0 | 0 | 0 | 0 | 0 | 0 | 0
Inputs_Product_Small Com DLC ERWH-Switch.xlsx | Inputs_endUseLoadShapes.xlsx | Inputs_Global_KU_Winter.xlsx | Inputs_Product_Small Com DLC ERWH-Switch.xlsx | KU | 20 | Winter | Peak | 3 | Small Com DLC ERWH-Switch | 0 | 0 | 0 | 0 | 0 | 0 | 0 | 0 | 0 | 0 | 0 | 0 | 0 | 0 | 0 | 0 | 0 | 0 | 0 | 0 | 0 | 0 | 0 | 0 | 0 | 0 | 0 | 0 | 0 | 0 | 0 | 0 | 0 | 0 | 0 | 0 | 0 | 0 | 0 | 0 | 0 | 0 | 0 | 0 | 0 | 0 | 0 | 0 | 0 | 0 | 0 | 0 | 0 | 0 | 0 | 0 | 0 | 0 | 0 | 0 | 0 | 0 | 0 | 0 | 0
Inputs_Product_Small Com DLC ERWH-Switch.xlsx | Inputs_endUseLoadShapes.xlsx | Inputs_Global_KU_Winter.xlsx | Inputs_Product_Small Com DLC ERWH-Switch.xlsx | KU | 20 | Winter | Peak | 3 | Small Com DLC ERWH-Switch | 0 | 0 | 0 | 0 | 0 | 0.022903 | 0.022886 | 0.022716 | 0.022716 | 0.022716 | 0 | 0 | 0 | 0 | 0 | 0 | 0 | 0 | 0 | 0 | 0 | 0 | 0 | 0 | 0 | 0 | 0 | 0 | 0 | 0 | 0 | 0 | 0 | 0 | 0 | 122.7624 | 122.6676 | 121.759 | 121.759 | 121.759 | 0 | 0 | 0 | 0 | 0 | 0 | 0 | 0 | 0 | 0 | 0 | 0 | 0 | 0 | 0 | 0 | 0 | 0 | 0 | 0 | 0 | 0 | 0 | 0 | 0
Inputs_Product_Small Com DLC ERWH-Switch.xlsx | Inputs_endUseLoadShapes.xlsx | Inputs_Global_KU_Winter.xlsx | Inputs_Product_Small Com DLC ERWH-Switch.xlsx | KU | 20 | Winter | Peak | 3 | Small Com DLC ERWH-Switch | 0 | 0 | 0 | 0 | 0 | 0.0023026 | 0.0023008 | 0.0022838 | 0.0022838 | 0.0022838 | 0 | 0 | 0 | 0 | 0 | 0 | 0 | 0 | 0 | 0 | 0 | 0 | 0 | 0 | 0 | 0 | 0 | 0 | 0 | 0 | 0 | 0 | 0 | 0 | 0 | 12.3419 | 12.3324 | 12.241 | 12.241 | 12.241 | 0 | 0 | 0 | 0 | 0 | 0 | 0 | 0 | 0 | 0 | 0 | 0 | 0 | 0 | 0 | 0 | 0 | 0 | 0 | 0 | 0 | 0 | 0 | 0 | 0
Inputs_Product_Small Com DLC ERWH-Switch.xlsx | Inputs_endUseLoadShapes.xlsx | Inputs_Global_KU_Winter.xlsx | Inputs_Product_Small Com DLC ERWH-Switch.xlsx | KU | 20 | Winter | Peak | 3 | Small Com DLC ERWH-Switch | 0 | 0 | 0 | 0 | 0 | 0 | 0 | 0 | 0 | 0 | 0 | 0 | 0 | 0 | 0 | 0 | 0 | 0 | 0 | 0 | 0 | 0 | 0 | 0 | 0 | 0 | 0 | 0 | 0 | 0 | 0 | 0 | 0 | 0 | 0 | 0 | 0 | 0 | 0 | 0 | 0 | 0 | 0 | 0 | 0 | 0 | 0 | 0 | 0 | 0 | 0 | 0 | 0 | 0 | 0 | 0 | 0 | 0 | 0 | 0 | 0 | 0 | 0 | 0 | 0
Inputs_Product_Small Com DLC ERWH-Switch.xlsx | Inputs_endUseLoadShapes.xlsx | Inputs_Global_KU_Winter.xlsx | Inputs_Product_Small Com DLC ERWH-Switch.xlsx | KU | 20 | Winter | Peak | 3 | Small Com DLC ERWH-Switch | 0 | 0 | 0 | 0 | 0 | 0 | 0 | 0 | 0 | 0 | 0 | 0 | 0 | 0 | 0 | 0 | 0 | 0 | 0 | 0 | 0 | 0 | 0 | 0 | 0 | 0 | 0 | 0 | 0 | 0 | 0 | 0 | 0 | 0 | 0 | 0 | 0 | 0 | 0 | 0 | 0 | 0 | 0 | 0 | 0 | 0 | 0 | 0 | 0 | 0 | 0 | 0 | 0 | 0 | 0 | 0 | 0 | 0 | 0 | 0 | 0 | 0 | 0 | 0 | 0
Inputs_Product_Small Com DLC ERWH-Switch.xlsx | Inputs_endUseLoadShapes.xlsx | Inputs_Global_KU_Winter.xlsx | Inputs_Product_Small Com DLC ERWH-Switch.xlsx | KU | 20 | Winter | Peak | 3 | Small Com DLC ERWH-Switch | 0 | 0 | 0 | 0 | 0 | 0 | 0 | 0 | 0 | 0 | 0 | 0 | 0 | 0 | 0 | 0 | 0 | 0 | 0 | 0 | 0 | 0 | 0 | 0 | 0 | 0 | 0 | 0 | 0 | 0 | 0 | 0 | 0 | 0 | 0 | 0 | 0 | 0 | 0 | 0 | 0 | 0 | 0 | 0 | 0 | 0 | 0 | 0 | 0 | 0 | 0 | 0 | 0 | 0 | 0 | 0 | 0 | 0 | 0 | 0 | 0 | 0 | 0 | 0 | 0
Inputs_Product_Small Com DLC ERWH-Switch.xlsx | Inputs_endUseLoadShapes.xlsx | Inputs_Global_KU_Winter.xlsx | Inputs_Product_Small Com DLC ERWH-Switch.xlsx | KU | 20 | Winter | Peak | 3 | Small Com DLC ERWH-Switch | 0 | 0 | 0 | 0 | 0 | 0 | 0 | 0 | 0 | 0 | 0 | 0 | 0 | 0 | 0 | 0 | 0 | 0 | 0 | 0 | 0 | 0 | 0 | 0 | 0 | 0 | 0 | 0 | 0 | 0 | 0 | 0 | 0 | 0 | 0 | 0 | 0 | 0 | 0 | 0 | 0 | 0 | 0 | 0 | 0 | 0 | 0 | 0 | 0 | 0 | 0 | 0 | 0 | 0 | 0 | 0 | 0 | 0 | 0 | 0 | 0 | 0 | 0 | 0 | 0
Inputs_Product_Small Com DLC ERWH-Switch.xlsx | Inputs_endUseLoadShapes.xlsx | Inputs_Global_KU_Winter.xlsx | Inputs_Product_Small Com DLC ERWH-Switch.xlsx | KU | 20 | Winter | Peak | 3 | Small Com DLC ERWH-Switch | 0 | 0 | 0 | 0 | 0 | 0 | 0 | 0 | 0 | 0 | 0 | 0 | 0 | 0 | 0 | 0 | 0 | 0 | 0 | 0 | 0 | 0 | 0 | 0 | 0 | 0 | 0 | 0 | 0 | 0 | 0 | 0 | 0 | 0 | 0 | 0 | 0 | 0 | 0 | 0 | 0 | 0 | 0 | 0 | 0 | 0 | 0 | 0 | 0 | 0 | 0 | 0 | 0 | 0 | 0 | 0 | 0 | 0 | 0 | 0 | 0 | 0 | 0 | 0 | 0
Inputs_Product_Small Com DLC ERWH-Switch.xlsx | Inputs_endUseLoadShapes.xlsx | Inputs_Global_KU_Winter.xlsx | Inputs_Product_Small Com DLC ERWH-Switch.xlsx | KU | 20 | Winter | Peak | 3 | Small Com DLC ERWH-Switch | 0 | 0 | 0 | 0 | 0 | 0 | 0 | 0 | 0 | 0 | 0 | 0 | 0 | 0 | 0 | 0 | 0 | 0 | 0 | 0 | 0 | 0 | 0 | 0 | 0 | 0 | 0 | 0 | 0 | 0 | 0 | 0 | 0 | 0 | 0 | 0 | 0 | 0 | 0 | 0 | 0 | 0 | 0 | 0 | 0 | 0 | 0 | 0 | 0 | 0 | 0 | 0 | 0 | 0 | 0 | 0 | 0 | 0 | 0 | 0 | 0 | 0 | 0 | 0 | 0
Inputs_Product_Small Com DLC ERWH-Switch.xlsx | Inputs_endUseLoadShapes.xlsx | Inputs_Global_KU_Winter.xlsx | Inputs_Product_Small Com DLC ERWH-Switch.xlsx | KU | 20 | Winter | Peak | 3 | Small Com DLC ERWH-Switch | 0 | 0 | 0 | 0 | 0 | 0 | 0 | 0 | 0 | 0 | 0 | 0 | 0 | 0 | 0 | 0 | 0 | 0 | 0 | 0 | 0 | 0 | 0 | 0 | 0 | 0 | 0 | 0 | 0 | 0 | 0 | 0 | 0 | 0 | 0 | 0 | 0 | 0 | 0 | 0 | 0 | 0 | 0 | 0 | 0 | 0 | 0 | 0 | 0 | 0 | 0 | 0 | 0 | 0 | 0 | 0 | 0 | 0 | 0 | 0 | 0 | 0 | 0 | 0 | 0
Inputs_Product_Small Com DLC ERWH-Switch.xlsx | Inputs_endUseLoadShapes.xlsx | Inputs_Global_KU_Winter.xlsx | Inputs_Product_Small Com DLC ERWH-Switch.xlsx | KU | 20 | Winter | Peak | 3 | Small Com DLC ERWH-Switch | 0 | 0 | 0 | 0 | 0 | 0 | 0 | 0 | 0 | 0 | 0 | 0 | 0 | 0 | 0 | 0 | 0 | 0 | 0 | 0 | 0 | 0 | 0 | 0 | 0 | 0 | 0 | 0 | 0 | 0 | 0 | 0 | 0 | 0 | 0 | 0 | 0 | 0 | 0 | 0 | 0 | 0 | 0 | 0 | 0 | 0 | 0 | 0 | 0 | 0 | 0 | 0 | 0 | 0 | 0 | 0 | 0 | 0 | 0 | 0 | 0 | 0 | 0 | 0 | 0
Inputs_Product_Small Com DLC ERWH-Switch.xlsx | Inputs_endUseLoadShapes.xlsx | Inputs_Global_KU_Winter.xlsx | Inputs_Product_Small Com DLC ERWH-Switch.xlsx | KU | 20 | Winter | Peak | 3 | Small Com DLC ERWH-Switch | 0 | 0 | 0 | 0 | 0 | 0 | 0 | 0 | 0 | 0 | 0 | 0 | 0 | 0 | 0 | 0 | 0 | 0 | 0 | 0 | 0 | 0 | 0 | 0 | 0 | 0 | 0 | 0 | 0 | 0 | 0 | 0 | 0 | 0 | 0 | 0 | 0 | 0 | 0 | 0 | 0 | 0 | 0 | 0 | 0 | 0 | 0 | 0 | 0 | 0 | 0 | 0 | 0 | 0 | 0 | 0 | 0 | 0 | 0 | 0 | 0 | 0 | 0 | 0 | 0
Inputs_Product_Small Com DLC ERWH-Switch.xlsx | Inputs_endUseLoadShapes.xlsx | Inputs_Global_KU_Winter.xlsx | Inputs_Product_Small Com DLC ERWH-Switch.xlsx | KU | 20 | Winter | Peak | 3 | Small Com DLC ERWH-Switch | 0 | 0 | 0 | 0 | 0 | 0 | 0 | 0 | 0 | 0 | 0 | 0 | 0 | 0 | 0 | 0 | 0 | 0 | 0 | 0 | 0 | 0 | 0 | 0 | 0 | 0 | 0 | 0 | 0 | 0 | 0 | 0 | 0 | 0 | 0 | 0 | 0 | 0 | 0 | 0 | 0 | 0 | 0 | 0 | 0 | 0 | 0 | 0 | 0 | 0 | 0 | 0 | 0 | 0 | 0 | 0 | 0 | 0 | 0 | 0 | 0 | 0 | 0 | 0 | 0
Inputs_Product_Small Com DLC ERWH-Switch.xlsx | Inputs_endUseLoadShapes.xlsx | Inputs_Global_KU_Winter.xlsx | Inputs_Product_Small Com DLC ERWH-Switch.xlsx | KU | 20 | Winter | Peak | 3 | Small Com DLC ERWH-Switch | 0 | 0 | 0 | 0 | 0 | 0 | 0 | 0 | 0 | 0 | 0 | 0 | 0 | 0 | 0 | 0 | 0 | 0 | 0 | 0 | 0 | 0 | 0 | 0 | 0 | 0 | 0 | 0 | 0 | 0 | 0 | 0 | 0 | 0 | 0 | 0 | 0 | 0 | 0 | 0 | 0 | 0 | 0 | 0 | 0 | 0 | 0 | 0 | 0 | 0 | 0 | 0 | 0 | 0 | 0 | 0 | 0 | 0 | 0 | 0 | 0 | 0 | 0 | 0 | 0
Inputs_Product_Small Com DLC ERWH-Switch.xlsx | Inputs_endUseLoadShapes.xlsx | Inputs_Global_KU_Winter.xlsx | Inputs_Product_Small Com DLC ERWH-Switch.xlsx | KU | 20 | Winter | Peak | 3 | Small Com DLC ERWH-Switch | 0 | 0 | 0 | 0 | 0 | 0 | 0 | 0 | 0 | 0 | 0 | 0 | 0 | 0 | 0 | 0 | 0 | 0 | 0 | 0 | 0 | 0 | 0 | 0 | 0 | 0 | 0 | 0 | 0 | 0 | 0 | 0 | 0 | 0 | 0 | 0 | 0 | 0 | 0 | 0 | 0 | 0 | 0 | 0 | 0 | 0 | 0 | 0 | 0 | 0 | 0 | 0 | 0 | 0 | 0 | 0 | 0 | 0 | 0 | 0 | 0 | 0 | 0 | 0 | 0
Inputs_Product_Small Com DLC ERWH-Switch.xlsx | Inputs_endUseLoadShapes.xlsx | Inputs_Global_KU_Winter.xlsx | Inputs_Product_Small Com DLC ERWH-Switch.xlsx | KU | 20 | Winter | Peak | 3 | Small Com DLC ERWH-Switch | 0 | 0 | 0 | 0 | 0 | 0 | 0 | 0 | 0 | 0 | 0 | 0 | 0 | 0 | 0 | 0 | 0 | 0 | 0 | 0 | 0 | 0 | 0 | 0 | 0 | 0 | 0 | 0 | 0 | 0 | 0 | 0 | 0 | 0 | 0 | 0 | 0 | 0 | 0 | 0 | 0 | 0 | 0 | 0 | 0 | 0 | 0 | 0 | 0 | 0 | 0 | 0 | 0 | 0 | 0 | 0 | 0 | 0 | 0 | 0 | 0 | 0 | 0 | 0 | 0
Inputs_Product_Small Com DLC ERWH-Switch.xlsx | Inputs_endUseLoadShapes.xlsx | Inputs_Global_KU_Winter.xlsx | Inputs_Product_Small Com DLC ERWH-Switch.xlsx | KU | 20 | Winter | Peak | 3 | Small Com DLC ERWH-Switch | 0 | 0 | 0 | 0 | 0 | 0 | 0 | 0 | 0 | 0 | 0 | 0 | 0 | 0 | 0 | 0 | 0 | 0 | 0 | 0 | 0 | 0 | 0 | 0 | 0 | 0 | 0 | 0 | 0 | 0 | 0 | 0 | 0 | 0 | 0 | 0 | 0 | 0 | 0 | 0 | 0 | 0 | 0 | 0 | 0 | 0 | 0 | 0 | 0 | 0 | 0 | 0 | 0 | 0 | 0 | 0 | 0 | 0 | 0 | 0 | 0 | 0 | 0 | 0 | 0
Inputs_Product_Small Com DLC ERWH-Switch.xlsx | Inputs_endUseLoadShapes.xlsx | Inputs_Global_KU_Winter.xlsx | Inputs_Product_Small Com DLC ERWH-Switch.xlsx | KU | 20 | Winter | Peak | 3 | Small Com DLC ERWH-Switch | 0 | 0 | 0 | 0 | 0 | 0 | 0 | 0 | 0 | 0 | 0 | 0 | 0 | 0 | 0 | 0 | 0 | 0 | 0 | 0 | 0 | 0 | 0 | 0 | 0 | 0 | 0 | 0 | 0 | 0 | 0 | 0 | 0 | 0 | 0 | 0 | 0 | 0 | 0 | 0 | 0 | 0 | 0 | 0 | 0 | 0 | 0 | 0 | 0 | 0 | 0 | 0 | 0 | 0 | 0 | 0 | 0 | 0 | 0 | 0 | 0 | 0 | 0 | 0 | 0
Inputs_Product_Small Com DLC ERWH-Switch.xlsx | Inputs_endUseLoadShapes.xlsx | Inputs_Global_KU_Winter.xlsx | Inputs_Product_Small Com DLC ERWH-Switch.xlsx | KU | 20 | Winter | Peak | 3 | Small Com DLC ERWH-Switch | 0 | 0 | 0 | 0 | 0 | 0 | 0 | 0 | 0 | 0 | 0 | 0 | 0 | 0 | 0 | 0 | 0 | 0 | 0 | 0 | 0 | 0 | 0 | 0 | 0 | 0 | 0 | 0 | 0 | 0 | 0 | 0 | 0 | 0 | 0 | 0 | 0 | 0 | 0 | 0 | 0 | 0 | 0 | 0 | 0 | 0 | 0 | 0 | 0 | 0 | 0 | 0 | 0 | 0 | 0 | 0 | 0 | 0 | 0 | 0 | 0 | 0 | 0 | 0 | 0
Inputs_Product_Small Com DLC ERWH-Switch.xlsx | Inputs_endUseLoadShapes.xlsx | Inputs_Global_KU_Winter.xlsx | Inputs_Product_Small Com DLC ERWH-Switch.xlsx | KU | 20 | Winter | Peak | 3 | Small Com DLC ERWH-Switch | 0 | 0 | 0 | 0 | 0 | 0 | 0 | 0 | 0 | 0 | 0 | 0 | 0 | 0 | 0 | 0 | 0 | 0 | 0 | 0 | 0 | 0 | 0 | 0 | 0 | 0 | 0 | 0 | 0 | 0 | 0 | 0 | 0 | 0 | 0 | 0 | 0 | 0 | 0 | 0 | 0 | 0 | 0 | 0 | 0 | 0 | 0 | 0 | 0 | 0 | 0 | 0 | 0 | 0 | 0 | 0 | 0 | 0 | 0 | 0 | 0 | 0 | 0 | 0 | 0
Inputs_Product_Small Com DLC ERWH-Switch.xlsx | Inputs_endUseLoadShapes.xlsx | Inputs_Global_KU_Winter.xlsx | Inputs_Product_Small Com DLC ERWH-Switch.xlsx | KU | 20 | Winter | Peak | 3 | Small Com DLC ERWH-Switch | 0 | 0 | 0 | 0 | 0 | 0 | 0 | 0 | 0 | 0 | 0 | 0 | 0 | 0 | 0 | 0 | 0 | 0 | 0 | 0 | 0 | 0 | 0 | 0 | 0 | 0 | 0 | 0 | 0 | 0 | 0 | 0 | 0 | 0 | 0 | 0 | 0 | 0 | 0 | 0 | 0 | 0 | 0 | 0 | 0 | 0 | 0 | 0 | 0 | 0 | 0 | 0 | 0 | 0 | 0 | 0 | 0 | 0 | 0 | 0 | 0 | 0 | 0 | 0 | 0
Inputs_Product_Small Com DLC ERWH-Switch.xlsx | Inputs_endUseLoadShapes.xlsx | Inputs_Global_KU_Winter.xlsx | Inputs_Product_Small Com DLC ERWH-Switch.xlsx | KU | 20 | Winter | Peak | 3 | Small Com DLC ERWH-Switch | 0 | 0 | 0 | 0 | 0 | 0 | 0 | 0 | 0 | 0 | 0 | 0 | 0 | 0 | 0 | 0 | 0 | 0 | 0 | 0 | 0 | 0 | 0 | 0 | 0 | 0 | 0 | 0 | 0 | 0 | 0 | 0 | 0 | 0 | 0 | 0 | 0 | 0 | 0 | 0 | 0 | 0 | 0 | 0 | 0 | 0 | 0 | 0 | 0 | 0 | 0 | 0 | 0 | 0 | 0 | 0 | 0 | 0 | 0 | 0 | 0 | 0 | 0 | 0 | 0
Inputs_Product_Small Com DLC ERWH-Switch.xlsx | Inputs_endUseLoadShapes.xlsx | Inputs_Global_KU_Winter.xlsx | Inputs_Product_Small Com DLC ERWH-Switch.xlsx | KU | 20 | Winter | Peak | 3 | Small Com DLC ERWH-Switch | 0 | 0 | 0 | 0 | 0 | 0 | 0 | 0 | 0 | 0 | 0 | 0 | 0 | 0 | 0 | 0 | 0 | 0 | 0 | 0 | 0 | 0 | 0 | 0 | 0 | 0 | 0 | 0 | 0 | 0 | 0 | 0 | 0 | 0 | 0 | 0 | 0 | 0 | 0 | 0 | 0 | 0 | 0 | 0 | 0 | 0 | 0 | 0 | 0 | 0 | 0 | 0 | 0 | 0 | 0 | 0 | 0 | 0 | 0 | 0 | 0 | 0 | 0 | 0 | 0
Inputs_Product_Small Com DLC ERWH-Switch.xlsx | Inputs_endUseLoadShapes.xlsx | Inputs_Global_KU_Winter.xlsx | Inputs_Product_Small Com DLC ERWH-Switch.xlsx | KU | 20 | Winter | Peak | 3 | Small Com DLC ERWH-Switch | 0 | 0 | 0 | 0 | 0 | 0 | 0 | 0 | 0 | 0 | 0 | 0 | 0 | 0 | 0 | 0 | 0 | 0 | 0 | 0 | 0 | 0 | 0 | 0 | 0 | 0 | 0 | 0 | 0 | 0 | 0 | 0 | 0 | 0 | 0 | 0 | 0 | 0 | 0 | 0 | 0 | 0 | 0 | 0 | 0 | 0 | 0 | 0 | 0 | 0 | 0 | 0 | 0 | 0 | 0 | 0 | 0 | 0 | 0 | 0 | 0 | 0 | 0 | 0 | 0
Inputs_Product_Small Com DLC ERWH-Switch.xlsx | Inputs_endUseLoadShapes.xlsx | Inputs_Global_KU_Winter.xlsx | Inputs_Product_Small Com DLC ERWH-Switch.xlsx | KU | 20 | Winter | Peak | 3 | Small Com DLC ERWH-Switch | 0 | 0 | 0 | 0 | 0 | 0 | 0 | 0 | 0 | 0 | 0 | 0 | 0 | 0 | 0 | 0 | 0 | 0 | 0 | 0 | 0 | 0 | 0 | 0 | 0 | 0 | 0 | 0 | 0 | 0 | 0 | 0 | 0 | 0 | 0 | 0 | 0 | 0 | 0 | 0 | 0 | 0 | 0 | 0 | 0 | 0 | 0 | 0 | 0 | 0 | 0 | 0 | 0 | 0 | 0 | 0 | 0 | 0 | 0 | 0 | 0 | 0 | 0 | 0 | 0
Inputs_Product_Small Com DLC ERWH-Switch.xlsx | Inputs_endUseLoadShapes.xlsx | Inputs_Global_KU_Winter.xlsx | Inputs_Product_Small Com DLC ERWH-Switch.xlsx | KU | 20 | Winter | Peak | 3 | Small Com DLC ERWH-Switch | 0 | 0 | 0 | 0 | 0 | 0 | 0 | 0 | 0 | 0 | 0 | 0 | 0 | 0 | 0 | 0 | 0 | 0 | 0 | 0 | 0 | 0 | 0 | 0 | 0 | 0 | 0 | 0 | 0 | 0 | 0 | 0 | 0 | 0 | 0 | 0 | 0 | 0 | 0 | 0 | 0 | 0 | 0 | 0 | 0 | 0 | 0 | 0 | 0 | 0 | 0 | 0 | 0 | 0 | 0 | 0 | 0 | 0 | 0 | 0 | 0 | 0 | 0 | 0 | 0
Inputs_Product_Small Com DLC ERWH-Switch.xlsx | Inputs_endUseLoadShapes.xlsx | Inputs_Global_KU_Winter.xlsx | Inputs_Product_Small Com DLC ERWH-Switch.xlsx | KU | 20 | Winter | Peak | 3 | Small Com DLC ERWH-Switch | 0 | 0 | 0 | 0 | 0 | 0 | 0 | 0 | 0 | 0 | 0 | 0 | 0 | 0 | 0 | 0 | 0 | 0 | 0 | 0 | 0 | 0 | 0 | 0 | 0 | 0 | 0 | 0 | 0 | 0 | 0 | 0 | 0 | 0 | 0 | 0 | 0 | 0 | 0 | 0 | 0 | 0 | 0 | 0 | 0 | 0 | 0 | 0 | 0 | 0 | 0 | 0 | 0 | 0 | 0 | 0 | 0 | 0 | 0 | 0 | 0 | 0 | 0 | 0 | 0
Inputs_Product_Small Com DLC ERWH-Switch.xlsx | Inputs_endUseLoadShapes.xlsx | Inputs_Global_KU_Winter.xlsx | Inputs_Product_Small Com DLC ERWH-Switch.xlsx | KU | 20 | Winter | Peak | 3 | Small Com DLC ERWH-Switch | 0 | 0 | 0 | 0 | 0 | 0 | 0 | 0 | 0 | 0 | 0 | 0 | 0 | 0 | 0 | 0 | 0 | 0 | 0 | 0 | 0 | 0 | 0 | 0 | 0 | 0 | 0 | 0 | 0 | 0 | 0 | 0 | 0 | 0 | 0 | 0 | 0 | 0 | 0 | 0 | 0 | 0 | 0 | 0 | 0 | 0 | 0 | 0 | 0 | 0 | 0 | 0 | 0 | 0 | 0 | 0 | 0 | 0 | 0 | 0 | 0 | 0 | 0 | 0 | 0
Inputs_Product_Small Com DLC ERWH-Switch.xlsx | Inputs_endUseLoadShapes.xlsx | Inputs_Global_KU_Winter.xlsx | Inputs_Product_Small Com DLC ERWH-Switch.xlsx | KU | 20 | Winter | Peak | 3 | Small Com DLC ERWH-Switch | 0 | 0 | 0 | 0 | 0 | 0 | 0 | 0 | 0 | 0 | 0 | 0 | 0 | 0 | 0 | 0 | 0 | 0 | 0 | 0 | 0 | 0 | 0 | 0 | 0 | 0 | 0 | 0 | 0 | 0 | 0 | 0 | 0 | 0 | 0 | 0 | 0 | 0 | 0 | 0 | 0 | 0 | 0 | 0 | 0 | 0 | 0 | 0 | 0 | 0 | 0 | 0 | 0 | 0 | 0 | 0 | 0 | 0 | 0 | 0 | 0 | 0 | 0 | 0 | 0
Inputs_Product_Small Com DLC ERWH-Switch.xlsx | Inputs_endUseLoadShapes.xlsx | Inputs_Global_KU_Winter.xlsx | Inputs_Product_Small Com DLC ERWH-Switch.xlsx | KU | 20 | Winter | Peak | 3 | Small Com DLC ERWH-Switch | 0 | 0 | 0 | 0 | 0 | 0 | 0 | 0 | 0 | 0 | 0 | 0 | 0 | 0 | 0 | 0 | 0 | 0 | 0 | 0 | 0 | 0 | 0 | 0 | 0 | 0 | 0 | 0 | 0 | 0 | 0 | 0 | 0 | 0 | 0 | 0 | 0 | 0 | 0 | 0 | 0 | 0 | 0 | 0 | 0 | 0 | 0 | 0 | 0 | 0 | 0 | 0 | 0 | 0 | 0 | 0 | 0 | 0 | 0 | 0 | 0 | 0 | 0 | 0 | 0
Inputs_Product_Small Com DLC ERWH-Switch.xlsx | Inputs_endUseLoadShapes.xlsx | Inputs_Global_KU_Winter.xlsx | Inputs_Product_Small Com DLC ERWH-Switch.xlsx | KU | 20 | Winter | Peak | 3 | Small Com DLC ERWH-Switch | 0 | 0 | 0 | 0 | 0 | 0 | 0 | 0 | 0 | 0 | 0 | 0 | 0 | 0 | 0 | 0 | 0 | 0 | 0 | 0 | 0 | 0 | 0 | 0 | 0 | 0 | 0 | 0 | 0 | 0 | 0 | 0 | 0 | 0 | 0 | 0 | 0 | 0 | 0 | 0 | 0 | 0 | 0 | 0 | 0 | 0 | 0 | 0 | 0 | 0 | 0 | 0 | 0 | 0 | 0 | 0 | 0 | 0 | 0 | 0 | 0 | 0 | 0 | 0 | 0
Inputs_Product_Small Com DLC ERWH-Switch.xlsx | Inputs_endUseLoadShapes.xlsx | Inputs_Global_KU_Winter.xlsx | Inputs_Product_Small Com DLC ERWH-Switch.xlsx | KU | 20 | Winter | Peak | 3 | Small Com DLC ERWH-Switch | 0 | 0 | 0 | 0 | 0 | 0 | 0 | 0 | 0 | 0 | 0 | 0 | 0 | 0 | 0 | 0 | 0 | 0 | 0 | 0 | 0 | 0 | 0 | 0 | 0 | 0 | 0 | 0 | 0 | 0 | 0 | 0 | 0 | 0 | 0 | 0 | 0 | 0 | 0 | 0 | 0 | 0 | 0 | 0 | 0 | 0 | 0 | 0 | 0 | 0 | 0 | 0 | 0 | 0 | 0 | 0 | 0 | 0 | 0 | 0 | 0 | 0 | 0 | 0 | 0
Inputs_Product_Small Com DLC ERWH-Switch.xlsx | Inputs_endUseLoadShapes.xlsx | Inputs_Global_KU_Winter.xlsx | Inputs_Product_Small Com DLC ERWH-Switch.xlsx | KU | 20 | Winter | Peak | 3 | Small Com DLC ERWH-Switch | 0 | 0 | 0 | 0 | 0 | 0 | 0 | 0 | 0 | 0 | 0 | 0 | 0 | 0 | 0 | 0 | 0 | 0 | 0 | 0 | 0 | 0 | 0 | 0 | 0 | 0 | 0 | 0 | 0 | 0 | 0 | 0 | 0 | 0 | 0 | 0 | 0 | 0 | 0 | 0 | 0 | 0 | 0 | 0 | 0 | 0 | 0 | 0 | 0 | 0 | 0 | 0 | 0 | 0 | 0 | 0 | 0 | 0 | 0 | 0 | 0 | 0 | 0 | 0 | 0
Inputs_Product_Small Com DLC Heat-One Way Switch.xlsx | Inputs_endUseLoadShapes.xlsx | Inputs_Global_KU_Winter.xlsx | Inputs_Product_Small Com DLC Heat-One Way Switch.xlsx | KU | 20 | Winter | Peak | 3 | Small Com DLC Heat-One Way Switch | 0 | 0 | 0 | 0 | 0 | 0 | 0 | 0 | 0 | 0 | 0 | 0 | 0 | 0 | 0 | 0 | 0 | 0 | 0 | 0 | 0 | 0 | 0 | 0 | 0 | 0 | 0 | 0 | 0 | 0 | 0 | 0 | 0 | 0 | 0 | 0 | 0 | 0 | 0 | 0 | 0 | 0 | 0 | 0 | 0 | 0 | 0 | 0 | 0 | 0 | 0 | 0 | 0 | 0 | 0 | 0 | 0 | 0 | 0 | 0 | 0 | 0 | 0 | 0 | 0
Inputs_Product_Small Com DLC Heat-One Way Switch.xlsx | Inputs_endUseLoadShapes.xlsx | Inputs_Global_KU_Winter.xlsx | Inputs_Product_Small Com DLC Heat-One Way Switch.xlsx | KU | 20 | Winter | Peak | 3 | Small Com DLC Heat-One Way Switch | 0 | 0 | 0 | 0 | 0 | 0 | 0 | 0 | 0 | 0 | 0 | 0 | 0 | 0 | 0 | 0 | 0 | 0 | 0 | 0 | 0 | 0 | 0 | 0 | 0 | 0 | 0 | 0 | 0 | 0 | 0 | 0 | 0 | 0 | 0 | 0 | 0 | 0 | 0 | 0 | 0 | 0 | 0 | 0 | 0 | 0 | 0 | 0 | 0 | 0 | 0 | 0 | 0 | 0 | 0 | 0 | 0 | 0 | 0 | 0 | 0 | 0 | 0 | 0 | 0
Inputs_Product_Small Com DLC Heat-One Way Switch.xlsx | Inputs_endUseLoadShapes.xlsx | Inputs_Global_KU_Winter.xlsx | Inputs_Product_Small Com DLC Heat-One Way Switch.xlsx | KU | 20 | Winter | Peak | 3 | Small Com DLC Heat-One Way Switch | 0 | 0 | 0 | 0 | 0 | 0 | 0 | 0 | 0 | 0 | 0 | 0 | 0 | 0 | 0 | 0 | 0 | 0 | 0 | 0 | 0 | 0 | 0 | 0 | 0 | 0 | 0 | 0 | 0 | 0 | 0 | 0 | 0 | 0 | 0 | 0 | 0 | 0 | 0 | 0 | 0 | 0 | 0 | 0 | 0 | 0 | 0 | 0 | 0 | 0 | 0 | 0 | 0 | 0 | 0 | 0 | 0 | 0 | 0 | 0 | 0 | 0 | 0 | 0 | 0
Inputs_Product_Small Com DLC Heat-One Way Switch.xlsx | Inputs_endUseLoadShapes.xlsx | Inputs_Global_KU_Winter.xlsx | Inputs_Product_Small Com DLC Heat-One Way Switch.xlsx | KU | 20 | Winter | Peak | 3 | Small Com DLC Heat-One Way Switch | 0 | 0 | 0 | 0 | 0 | 0 | 0 | 0 | 0 | 0 | 0 | 0 | 0 | 0 | 0 | 0 | 0 | 0 | 0 | 0 | 0 | 0 | 0 | 0 | 0 | 0 | 0 | 0 | 0 | 0 | 0 | 0 | 0 | 0 | 0 | 0 | 0 | 0 | 0 | 0 | 0 | 0 | 0 | 0 | 0 | 0 | 0 | 0 | 0 | 0 | 0 | 0 | 0 | 0 | 0 | 0 | 0 | 0 | 0 | 0 | 0 | 0 | 0 | 0 | 0
Inputs_Product_Small Com DLC Heat-One Way Switch.xlsx | Inputs_endUseLoadShapes.xlsx | Inputs_Global_KU_Winter.xlsx | Inputs_Product_Small Com DLC Heat-One Way Switch.xlsx | KU | 20 | Winter | Peak | 3 | Small Com DLC Heat-One Way Switch | 0 | 0 | 0 | 0 | 0 | 0 | 0 | 0 | 0 | 0 | 0 | 0 | 0 | 0 | 0 | 0 | 0 | 0 | 0 | 0 | 0 | 0 | 0 | 0 | 0 | 0 | 0 | 0 | 0 | 0 | 0 | 0 | 0 | 0 | 0 | 0 | 0 | 0 | 0 | 0 | 0 | 0 | 0 | 0 | 0 | 0 | 0 | 0 | 0 | 0 | 0 | 0 | 0 | 0 | 0 | 0 | 0 | 0 | 0 | 0 | 0 | 0 | 0 | 0 | 0
Inputs_Product_Small Com DLC Heat-One Way Switch.xlsx | Inputs_endUseLoadShapes.xlsx | Inputs_Global_KU_Winter.xlsx | Inputs_Product_Small Com DLC Heat-One Way Switch.xlsx | KU | 20 | Winter | Peak | 3 | Small Com DLC Heat-One Way Switch | 0 | 0 | 0 | 0 | 0 | 0 | 0 | 0 | 0 | 0 | 0 | 0 | 0 | 0 | 0 | 0 | 0 | 0 | 0 | 0 | 0 | 0 | 0 | 0 | 0 | 0 | 0 | 0 | 0 | 0 | 0 | 0 | 0 | 0 | 0 | 0 | 0 | 0 | 0 | 0 | 0 | 0 | 0 | 0 | 0 | 0 | 0 | 0 | 0 | 0 | 0 | 0 | 0 | 0 | 0 | 0 | 0 | 0 | 0 | 0 | 0 | 0 | 0 | 0 | 0
Inputs_Product_Small Com DLC Heat-One Way Switch.xlsx | Inputs_endUseLoadShapes.xlsx | Inputs_Global_KU_Winter.xlsx | Inputs_Product_Small Com DLC Heat-One Way Switch.xlsx | KU | 20 | Winter | Peak | 3 | Small Com DLC Heat-One Way Switch | 0 | 0 | 0 | 0 | 0 | 0 | 0 | 0 | 0 | 0 | 0 | 0 | 0 | 0 | 0 | 0 | 0 | 0 | 0 | 0 | 0 | 0 | 0 | 0 | 0 | 0 | 0 | 0 | 0 | 0 | 0 | 0 | 0 | 0 | 0 | 0 | 0 | 0 | 0 | 0 | 0 | 0 | 0 | 0 | 0 | 0 | 0 | 0 | 0 | 0 | 0 | 0 | 0 | 0 | 0 | 0 | 0 | 0 | 0 | 0 | 0 | 0 | 0 | 0 | 0
Inputs_Product_Small Com DLC Heat-One Way Switch.xlsx | Inputs_endUseLoadShapes.xlsx | Inputs_Global_KU_Winter.xlsx | Inputs_Product_Small Com DLC Heat-One Way Switch.xlsx | KU | 20 | Winter | Peak | 3 | Small Com DLC Heat-One Way Switch | 0 | 0 | 0 | 0 | 0 | 0 | 0 | 0 | 0 | 0 | 0 | 0 | 0 | 0 | 0 | 0 | 0 | 0 | 0 | 0 | 0 | 0 | 0 | 0 | 0 | 0 | 0 | 0 | 0 | 0 | 0 | 0 | 0 | 0 | 0 | 0 | 0 | 0 | 0 | 0 | 0 | 0 | 0 | 0 | 0 | 0 | 0 | 0 | 0 | 0 | 0 | 0 | 0 | 0 | 0 | 0 | 0 | 0 | 0 | 0 | 0 | 0 | 0 | 0 | 0
Inputs_Product_Small Com DLC Heat-One Way Switch.xlsx | Inputs_endUseLoadShapes.xlsx | Inputs_Global_KU_Winter.xlsx | Inputs_Product_Small Com DLC Heat-One Way Switch.xlsx | KU | 20 | Winter | Peak | 3 | Small Com DLC Heat-One Way Switch | 0 | 0 | 0 | 0 | 0 | 0.22796 | 0.21597 | 0.20397 | 0.19197 | 0.17997 | 0.16797 | 0.15598 | 0.14398 | 0.13198 | 0.11998 | 0.10798 | 0.095985 | 0.083987 | 0.071989 | 0.059991 | 0.047993 | 0.035994 | 0.023996 | 0.011998 | -9.0486e-17 | 0 | 0 | 0 | 0 | 0 | 0 | 0 | 0 | 0 | 0 | 228.3712 | 216.3517 | 204.3321 | 192.3126 | 180.2931 | 168.2735 | 156.254 | 144.2344 | 132.2149 | 120.1954 | 108.1758 | 96.1563 | 84.1368 | 72.1172 | 60.0977 | 48.0781 | 36.0586 | 24.0391 | 12.0195 | -9.0647e-14 | 0 | 0 | 0 | 0 | 0 | 0 | 0 | 0 | 0 | 0
Inputs_Product_Small Com DLC Heat-One Way Switch.xlsx | Inputs_endUseLoadShapes.xlsx | Inputs_Global_KU_Winter.xlsx | Inputs_Product_Small Com DLC Heat-One Way Switch.xlsx | KU | 20 | Winter | Peak | 3 | Small Com DLC Heat-One Way Switch | 0 | 0 | 0 | 0 | 0 | 0.022918 | 0.021712 | 0.020506 | 0.0193 | 0.018093 | 0.016887 | 0.015681 | 0.014475 | 0.013269 | 0.012062 | 0.010856 | 0.0096498 | 0.0084436 | 0.0072374 | 0.0060312 | 0.0048249 | 0.0036187 | 0.0024125 | 0.0012062 | -9.097e-18 | 0 | 0 | 0 | 0 | 0 | 0 | 0 | 0 | 0 | 0 | 22.9593 | 21.7509 | 20.5425 | 19.3341 | 18.1257 | 16.9173 | 15.709 | 14.5006 | 13.2922 | 12.0838 | 10.8754 | 9.6671 | 8.4587 | 7.2503 | 6.0419 | 4.8335 | 3.6251 | 2.4168 | 1.2084 | -9.1132e-15 | 0 | 0 | 0 | 0 | 0 | 0 | 0 | 0 | 0 | 0
Inputs_Product_Small Com DLC Heat-One Way Switch.xlsx | Inputs_endUseLoadShapes.xlsx | Inputs_Global_KU_Winter.xlsx | Inputs_Product_Small Com DLC Heat-One Way Switch.xlsx | KU | 20 | Winter | Peak | 3 | Small Com DLC Heat-One Way Switch | 0 | 0 | 0 | 0 | 0 | 0 | 0 | 0 | 0 | 0 | 0 | 0 | 0 | 0 | 0 | 0 | 0 | 0 | 0 | 0 | 0 | 0 | 0 | 0 | 0 | 0 | 0 | 0 | 0 | 0 | 0 | 0 | 0 | 0 | 0 | 0 | 0 | 0 | 0 | 0 | 0 | 0 | 0 | 0 | 0 | 0 | 0 | 0 | 0 | 0 | 0 | 0 | 0 | 0 | 0 | 0 | 0 | 0 | 0 | 0 | 0 | 0 | 0 | 0 | 0
Inputs_Product_Small Com DLC Heat-One Way Switch.xlsx | Inputs_endUseLoadShapes.xlsx | Inputs_Global_KU_Winter.xlsx | Inputs_Product_Small Com DLC Heat-One Way Switch.xlsx | KU | 20 | Winter | Peak | 3 | Small Com DLC Heat-One Way Switch | 0 | 0 | 0 | 0 | 0 | 0 | 0 | 0 | 0 | 0 | 0 | 0 | 0 | 0 | 0 | 0 | 0 | 0 | 0 | 0 | 0 | 0 | 0 | 0 | 0 | 0 | 0 | 0 | 0 | 0 | 0 | 0 | 0 | 0 | 0 | 0 | 0 | 0 | 0 | 0 | 0 | 0 | 0 | 0 | 0 | 0 | 0 | 0 | 0 | 0 | 0 | 0 | 0 | 0 | 0 | 0 | 0 | 0 | 0 | 0 | 0 | 0 | 0 | 0 | 0
Inputs_Product_Small Com DLC Heat-One Way Switch.xlsx | Inputs_endUseLoadShapes.xlsx | Inputs_Global_KU_Winter.xlsx | Inputs_Product_Small Com DLC Heat-One Way Switch.xlsx | KU | 20 | Winter | Peak | 3 | Small Com DLC Heat-One Way Switch | 0 | 0 | 0 | 0 | 0 | 0 | 0 | 0 | 0 | 0 | 0 | 0 | 0 | 0 | 0 | 0 | 0 | 0 | 0 | 0 | 0 | 0 | 0 | 0 | 0 | 0 | 0 | 0 | 0 | 0 | 0 | 0 | 0 | 0 | 0 | 0 | 0 | 0 | 0 | 0 | 0 | 0 | 0 | 0 | 0 | 0 | 0 | 0 | 0 | 0 | 0 | 0 | 0 | 0 | 0 | 0 | 0 | 0 | 0 | 0 | 0 | 0 | 0 | 0 | 0
Inputs_Product_Small Com DLC Heat-One Way Switch.xlsx | Inputs_endUseLoadShapes.xlsx | Inputs_Global_KU_Winter.xlsx | Inputs_Product_Small Com DLC Heat-One Way Switch.xlsx | KU | 20 | Winter | Peak | 3 | Small Com DLC Heat-One Way Switch | 0 | 0 | 0 | 0 | 0 | 0 | 0 | 0 | 0 | 0 | 0 | 0 | 0 | 0 | 0 | 0 | 0 | 0 | 0 | 0 | 0 | 0 | 0 | 0 | 0 | 0 | 0 | 0 | 0 | 0 | 0 | 0 | 0 | 0 | 0 | 0 | 0 | 0 | 0 | 0 | 0 | 0 | 0 | 0 | 0 | 0 | 0 | 0 | 0 | 0 | 0 | 0 | 0 | 0 | 0 | 0 | 0 | 0 | 0 | 0 | 0 | 0 | 0 | 0 | 0
Inputs_Product_Small Com DLC Heat-One Way Switch.xlsx | Inputs_endUseLoadShapes.xlsx | Inputs_Global_KU_Winter.xlsx | Inputs_Product_Small Com DLC Heat-One Way Switch.xlsx | KU | 20 | Winter | Peak | 3 | Small Com DLC Heat-One Way Switch | 0 | 0 | 0 | 0 | 0 | 0 | 0 | 0 | 0 | 0 | 0 | 0 | 0 | 0 | 0 | 0 | 0 | 0 | 0 | 0 | 0 | 0 | 0 | 0 | 0 | 0 | 0 | 0 | 0 | 0 | 0 | 0 | 0 | 0 | 0 | 0 | 0 | 0 | 0 | 0 | 0 | 0 | 0 | 0 | 0 | 0 | 0 | 0 | 0 | 0 | 0 | 0 | 0 | 0 | 0 | 0 | 0 | 0 | 0 | 0 | 0 | 0 | 0 | 0 | 0
Inputs_Product_Small Com DLC Heat-One Way Switch.xlsx | Inputs_endUseLoadShapes.xlsx | Inputs_Global_KU_Winter.xlsx | Inputs_Product_Small Com DLC Heat-One Way Switch.xlsx | KU | 20 | Winter | Peak | 3 | Small Com DLC Heat-One Way Switch | 0 | 0 | 0 | 0 | 0 | 0 | 0 | 0 | 0 | 0 | 0 | 0 | 0 | 0 | 0 | 0 | 0 | 0 | 0 | 0 | 0 | 0 | 0 | 0 | 0 | 0 | 0 | 0 | 0 | 0 | 0 | 0 | 0 | 0 | 0 | 0 | 0 | 0 | 0 | 0 | 0 | 0 | 0 | 0 | 0 | 0 | 0 | 0 | 0 | 0 | 0 | 0 | 0 | 0 | 0 | 0 | 0 | 0 | 0 | 0 | 0 | 0 | 0 | 0 | 0
Inputs_Product_Small Com DLC Heat-One Way Switch.xlsx | Inputs_endUseLoadShapes.xlsx | Inputs_Global_KU_Winter.xlsx | Inputs_Product_Small Com DLC Heat-One Way Switch.xlsx | KU | 20 | Winter | Peak | 3 | Small Com DLC Heat-One Way Switch | 0 | 0 | 0 | 0 | 0 | 0 | 0 | 0 | 0 | 0 | 0 | 0 | 0 | 0 | 0 | 0 | 0 | 0 | 0 | 0 | 0 | 0 | 0 | 0 | 0 | 0 | 0 | 0 | 0 | 0 | 0 | 0 | 0 | 0 | 0 | 0 | 0 | 0 | 0 | 0 | 0 | 0 | 0 | 0 | 0 | 0 | 0 | 0 | 0 | 0 | 0 | 0 | 0 | 0 | 0 | 0 | 0 | 0 | 0 | 0 | 0 | 0 | 0 | 0 | 0
Inputs_Product_Small Com DLC Heat-One Way Switch.xlsx | Inputs_endUseLoadShapes.xlsx | Inputs_Global_KU_Winter.xlsx | Inputs_Product_Small Com DLC Heat-One Way Switch.xlsx | KU | 20 | Winter | Peak | 3 | Small Com DLC Heat-One Way Switch | 0 | 0 | 0 | 0 | 0 | 0 | 0 | 0 | 0 | 0 | 0 | 0 | 0 | 0 | 0 | 0 | 0 | 0 | 0 | 0 | 0 | 0 | 0 | 0 | 0 | 0 | 0 | 0 | 0 | 0 | 0 | 0 | 0 | 0 | 0 | 0 | 0 | 0 | 0 | 0 | 0 | 0 | 0 | 0 | 0 | 0 | 0 | 0 | 0 | 0 | 0 | 0 | 0 | 0 | 0 | 0 | 0 | 0 | 0 | 0 | 0 | 0 | 0 | 0 | 0
Inputs_Product_Small Com DLC Heat-One Way Switch.xlsx | Inputs_endUseLoadShapes.xlsx | Inputs_Global_KU_Winter.xlsx | Inputs_Product_Small Com DLC Heat-One Way Switch.xlsx | KU | 20 | Winter | Peak | 3 | Small Com DLC Heat-One Way Switch | 0 | 0 | 0 | 0 | 0 | 0 | 0 | 0 | 0 | 0 | 0 | 0 | 0 | 0 | 0 | 0 | 0 | 0 | 0 | 0 | 0 | 0 | 0 | 0 | 0 | 0 | 0 | 0 | 0 | 0 | 0 | 0 | 0 | 0 | 0 | 0 | 0 | 0 | 0 | 0 | 0 | 0 | 0 | 0 | 0 | 0 | 0 | 0 | 0 | 0 | 0 | 0 | 0 | 0 | 0 | 0 | 0 | 0 | 0 | 0 | 0 | 0 | 0 | 0 | 0
Inputs_Product_Small Com DLC Heat-One Way Switch.xlsx | Inputs_endUseLoadShapes.xlsx | Inputs_Global_KU_Winter.xlsx | Inputs_Product_Small Com DLC Heat-One Way Switch.xlsx | KU | 20 | Winter | Peak | 3 | Small Com DLC Heat-One Way Switch | 0 | 0 | 0 | 0 | 0 | 0 | 0 | 0 | 0 | 0 | 0 | 0 | 0 | 0 | 0 | 0 | 0 | 0 | 0 | 0 | 0 | 0 | 0 | 0 | 0 | 0 | 0 | 0 | 0 | 0 | 0 | 0 | 0 | 0 | 0 | 0 | 0 | 0 | 0 | 0 | 0 | 0 | 0 | 0 | 0 | 0 | 0 | 0 | 0 | 0 | 0 | 0 | 0 | 0 | 0 | 0 | 0 | 0 | 0 | 0 | 0 | 0 | 0 | 0 | 0
Inputs_Product_Small Com DLC Heat-One Way Switch.xlsx | Inputs_endUseLoadShapes.xlsx | Inputs_Global_KU_Winter.xlsx | Inputs_Product_Small Com DLC Heat-One Way Switch.xlsx | KU | 20 | Winter | Peak | 3 | Small Com DLC Heat-One Way Switch | 0 | 0 | 0 | 0 | 0 | 0 | 0 | 0 | 0 | 0 | 0 | 0 | 0 | 0 | 0 | 0 | 0 | 0 | 0 | 0 | 0 | 0 | 0 | 0 | 0 | 0 | 0 | 0 | 0 | 0 | 0 | 0 | 0 | 0 | 0 | 0 | 0 | 0 | 0 | 0 | 0 | 0 | 0 | 0 | 0 | 0 | 0 | 0 | 0 | 0 | 0 | 0 | 0 | 0 | 0 | 0 | 0 | 0 | 0 | 0 | 0 | 0 | 0 | 0 | 0
Inputs_Product_Small Com DLC Heat-One Way Switch.xlsx | Inputs_endUseLoadShapes.xlsx | Inputs_Global_KU_Winter.xlsx | Inputs_Product_Small Com DLC Heat-One Way Switch.xlsx | KU | 20 | Winter | Peak | 3 | Small Com DLC Heat-One Way Switch | 0 | 0 | 0 | 0 | 0 | 0 | 0 | 0 | 0 | 0 | 0 | 0 | 0 | 0 | 0 | 0 | 0 | 0 | 0 | 0 | 0 | 0 | 0 | 0 | 0 | 0 | 0 | 0 | 0 | 0 | 0 | 0 | 0 | 0 | 0 | 0 | 0 | 0 | 0 | 0 | 0 | 0 | 0 | 0 | 0 | 0 | 0 | 0 | 0 | 0 | 0 | 0 | 0 | 0 | 0 | 0 | 0 | 0 | 0 | 0 | 0 | 0 | 0 | 0 | 0
Inputs_Product_Small Com DLC Heat-One Way Switch.xlsx | Inputs_endUseLoadShapes.xlsx | Inputs_Global_KU_Winter.xlsx | Inputs_Product_Small Com DLC Heat-One Way Switch.xlsx | KU | 20 | Winter | Peak | 3 | Small Com DLC Heat-One Way Switch | 0 | 0 | 0 | 0 | 0 | 0 | 0 | 0 | 0 | 0 | 0 | 0 | 0 | 0 | 0 | 0 | 0 | 0 | 0 | 0 | 0 | 0 | 0 | 0 | 0 | 0 | 0 | 0 | 0 | 0 | 0 | 0 | 0 | 0 | 0 | 0 | 0 | 0 | 0 | 0 | 0 | 0 | 0 | 0 | 0 | 0 | 0 | 0 | 0 | 0 | 0 | 0 | 0 | 0 | 0 | 0 | 0 | 0 | 0 | 0 | 0 | 0 | 0 | 0 | 0
Inputs_Product_Small Com DLC Heat-One Way Switch.xlsx | Inputs_endUseLoadShapes.xlsx | Inputs_Global_KU_Winter.xlsx | Inputs_Product_Small Com DLC Heat-One Way Switch.xlsx | KU | 20 | Winter | Peak | 3 | Small Com DLC Heat-One Way Switch | 0 | 0 | 0 | 0 | 0 | 0 | 0 | 0 | 0 | 0 | 0 | 0 | 0 | 0 | 0 | 0 | 0 | 0 | 0 | 0 | 0 | 0 | 0 | 0 | 0 | 0 | 0 | 0 | 0 | 0 | 0 | 0 | 0 | 0 | 0 | 0 | 0 | 0 | 0 | 0 | 0 | 0 | 0 | 0 | 0 | 0 | 0 | 0 | 0 | 0 | 0 | 0 | 0 | 0 | 0 | 0 | 0 | 0 | 0 | 0 | 0 | 0 | 0 | 0 | 0
Inputs_Product_Small Com DLC Heat-One Way Switch.xlsx | Inputs_endUseLoadShapes.xlsx | Inputs_Global_KU_Winter.xlsx | Inputs_Product_Small Com DLC Heat-One Way Switch.xlsx | KU | 20 | Winter | Peak | 3 | Small Com DLC Heat-One Way Switch | 0 | 0 | 0 | 0 | 0 | 0 | 0 | 0 | 0 | 0 | 0 | 0 | 0 | 0 | 0 | 0 | 0 | 0 | 0 | 0 | 0 | 0 | 0 | 0 | 0 | 0 | 0 | 0 | 0 | 0 | 0 | 0 | 0 | 0 | 0 | 0 | 0 | 0 | 0 | 0 | 0 | 0 | 0 | 0 | 0 | 0 | 0 | 0 | 0 | 0 | 0 | 0 | 0 | 0 | 0 | 0 | 0 | 0 | 0 | 0 | 0 | 0 | 0 | 0 | 0
Inputs_Product_Small Com DLC Heat-One Way Switch.xlsx | Inputs_endUseLoadShapes.xlsx | Inputs_Global_KU_Winter.xlsx | Inputs_Product_Small Com DLC Heat-One Way Switch.xlsx | KU | 20 | Winter | Peak | 3 | Small Com DLC Heat-One Way Switch | 0 | 0 | 0 | 0 | 0 | 0 | 0 | 0 | 0 | 0 | 0 | 0 | 0 | 0 | 0 | 0 | 0 | 0 | 0 | 0 | 0 | 0 | 0 | 0 | 0 | 0 | 0 | 0 | 0 | 0 | 0 | 0 | 0 | 0 | 0 | 0 | 0 | 0 | 0 | 0 | 0 | 0 | 0 | 0 | 0 | 0 | 0 | 0 | 0 | 0 | 0 | 0 | 0 | 0 | 0 | 0 | 0 | 0 | 0 | 0 | 0 | 0 | 0 | 0 | 0
Inputs_Product_Small Com DLC Heat-One Way Switch.xlsx | Inputs_endUseLoadShapes.xlsx | Inputs_Global_KU_Winter.xlsx | Inputs_Product_Small Com DLC Heat-One Way Switch.xlsx | KU | 20 | Winter | Peak | 3 | Small Com DLC Heat-One Way Switch | 0 | 0 | 0 | 0 | 0 | 0 | 0 | 0 | 0 | 0 | 0 | 0 | 0 | 0 | 0 | 0 | 0 | 0 | 0 | 0 | 0 | 0 | 0 | 0 | 0 | 0 | 0 | 0 | 0 | 0 | 0 | 0 | 0 | 0 | 0 | 0 | 0 | 0 | 0 | 0 | 0 | 0 | 0 | 0 | 0 | 0 | 0 | 0 | 0 | 0 | 0 | 0 | 0 | 0 | 0 | 0 | 0 | 0 | 0 | 0 | 0 | 0 | 0 | 0 | 0
Inputs_Product_Small Com DLC Heat-One Way Switch.xlsx | Inputs_endUseLoadShapes.xlsx | Inputs_Global_KU_Winter.xlsx | Inputs_Product_Small Com DLC Heat-One Way Switch.xlsx | KU | 20 | Winter | Peak | 3 | Small Com DLC Heat-One Way Switch | 0 | 0 | 0 | 0 | 0 | 0 | 0 | 0 | 0 | 0 | 0 | 0 | 0 | 0 | 0 | 0 | 0 | 0 | 0 | 0 | 0 | 0 | 0 | 0 | 0 | 0 | 0 | 0 | 0 | 0 | 0 | 0 | 0 | 0 | 0 | 0 | 0 | 0 | 0 | 0 | 0 | 0 | 0 | 0 | 0 | 0 | 0 | 0 | 0 | 0 | 0 | 0 | 0 | 0 | 0 | 0 | 0 | 0 | 0 | 0 | 0 | 0 | 0 | 0 | 0
Inputs_Product_Small Com DLC Heat-One Way Switch.xlsx | Inputs_endUseLoadShapes.xlsx | Inputs_Global_KU_Winter.xlsx | Inputs_Product_Small Com DLC Heat-One Way Switch.xlsx | KU | 20 | Winter | Peak | 3 | Small Com DLC Heat-One Way Switch | 0 | 0 | 0 | 0 | 0 | 0 | 0 | 0 | 0 | 0 | 0 | 0 | 0 | 0 | 0 | 0 | 0 | 0 | 0 | 0 | 0 | 0 | 0 | 0 | 0 | 0 | 0 | 0 | 0 | 0 | 0 | 0 | 0 | 0 | 0 | 0 | 0 | 0 | 0 | 0 | 0 | 0 | 0 | 0 | 0 | 0 | 0 | 0 | 0 | 0 | 0 | 0 | 0 | 0 | 0 | 0 | 0 | 0 | 0 | 0 | 0 | 0 | 0 | 0 | 0
Inputs_Product_Small Com DLC Heat-One Way Switch.xlsx | Inputs_endUseLoadShapes.xlsx | Inputs_Global_KU_Winter.xlsx | Inputs_Product_Small Com DLC Heat-One Way Switch.xlsx | KU | 20 | Winter | Peak | 3 | Small Com DLC Heat-One Way Switch | 0 | 0 | 0 | 0 | 0 | 0 | 0 | 0 | 0 | 0 | 0 | 0 | 0 | 0 | 0 | 0 | 0 | 0 | 0 | 0 | 0 | 0 | 0 | 0 | 0 | 0 | 0 | 0 | 0 | 0 | 0 | 0 | 0 | 0 | 0 | 0 | 0 | 0 | 0 | 0 | 0 | 0 | 0 | 0 | 0 | 0 | 0 | 0 | 0 | 0 | 0 | 0 | 0 | 0 | 0 | 0 | 0 | 0 | 0 | 0 | 0 | 0 | 0 | 0 | 0
Inputs_Product_Small Com DLC Heat-One Way Switch.xlsx | Inputs_endUseLoadShapes.xlsx | Inputs_Global_KU_Winter.xlsx | Inputs_Product_Small Com DLC Heat-One Way Switch.xlsx | KU | 20 | Winter | Peak | 3 | Small Com DLC Heat-One Way Switch | 0 | 0 | 0 | 0 | 0 | 0 | 0 | 0 | 0 | 0 | 0 | 0 | 0 | 0 | 0 | 0 | 0 | 0 | 0 | 0 | 0 | 0 | 0 | 0 | 0 | 0 | 0 | 0 | 0 | 0 | 0 | 0 | 0 | 0 | 0 | 0 | 0 | 0 | 0 | 0 | 0 | 0 | 0 | 0 | 0 | 0 | 0 | 0 | 0 | 0 | 0 | 0 | 0 | 0 | 0 | 0 | 0 | 0 | 0 | 0 | 0 | 0 | 0 | 0 | 0
Inputs_Product_Small Com DLC Heat-One Way Switch.xlsx | Inputs_endUseLoadShapes.xlsx | Inputs_Global_KU_Winter.xlsx | Inputs_Product_Small Com DLC Heat-One Way Switch.xlsx | KU | 20 | Winter | Peak | 3 | Small Com DLC Heat-One Way Switch | 0 | 0 | 0 | 0 | 0 | 0 | 0 | 0 | 0 | 0 | 0 | 0 | 0 | 0 | 0 | 0 | 0 | 0 | 0 | 0 | 0 | 0 | 0 | 0 | 0 | 0 | 0 | 0 | 0 | 0 | 0 | 0 | 0 | 0 | 0 | 0 | 0 | 0 | 0 | 0 | 0 | 0 | 0 | 0 | 0 | 0 | 0 | 0 | 0 | 0 | 0 | 0 | 0 | 0 | 0 | 0 | 0 | 0 | 0 | 0 | 0 | 0 | 0 | 0 | 0
Inputs_Product_Small Com DLC Heat-One Way Switch.xlsx | Inputs_endUseLoadShapes.xlsx | Inputs_Global_KU_Winter.xlsx | Inputs_Product_Small Com DLC Heat-One Way Switch.xlsx | KU | 20 | Winter | Peak | 3 | Small Com DLC Heat-One Way Switch | 0 | 0 | 0 | 0 | 0 | 0 | 0 | 0 | 0 | 0 | 0 | 0 | 0 | 0 | 0 | 0 | 0 | 0 | 0 | 0 | 0 | 0 | 0 | 0 | 0 | 0 | 0 | 0 | 0 | 0 | 0 | 0 | 0 | 0 | 0 | 0 | 0 | 0 | 0 | 0 | 0 | 0 | 0 | 0 | 0 | 0 | 0 | 0 | 0 | 0 | 0 | 0 | 0 | 0 | 0 | 0 | 0 | 0 | 0 | 0 | 0 | 0 | 0 | 0 | 0
Inputs_Product_Small Com DLC Heat-One Way Switch.xlsx | Inputs_endUseLoadShapes.xlsx | Inputs_Global_KU_Winter.xlsx | Inputs_Product_Small Com DLC Heat-One Way Switch.xlsx | KU | 20 | Winter | Peak | 3 | Small Com DLC Heat-One Way Switch | 0 | 0 | 0 | 0 | 0 | 0 | 0 | 0 | 0 | 0 | 0 | 0 | 0 | 0 | 0 | 0 | 0 | 0 | 0 | 0 | 0 | 0 | 0 | 0 | 0 | 0 | 0 | 0 | 0 | 0 | 0 | 0 | 0 | 0 | 0 | 0 | 0 | 0 | 0 | 0 | 0 | 0 | 0 | 0 | 0 | 0 | 0 | 0 | 0 | 0 | 0 | 0 | 0 | 0 | 0 | 0 | 0 | 0 | 0 | 0 | 0 | 0 | 0 | 0 | 0
Inputs_Product_Small Com DLC Heat-One Way Switch.xlsx | Inputs_endUseLoadShapes.xlsx | Inputs_Global_KU_Winter.xlsx | Inputs_Product_Small Com DLC Heat-One Way Switch.xlsx | KU | 20 | Winter | Peak | 3 | Small Com DLC Heat-One Way Switch | 0 | 0 | 0 | 0 | 0 | 0 | 0 | 0 | 0 | 0 | 0 | 0 | 0 | 0 | 0 | 0 | 0 | 0 | 0 | 0 | 0 | 0 | 0 | 0 | 0 | 0 | 0 | 0 | 0 | 0 | 0 | 0 | 0 | 0 | 0 | 0 | 0 | 0 | 0 | 0 | 0 | 0 | 0 | 0 | 0 | 0 | 0 | 0 | 0 | 0 | 0 | 0 | 0 | 0 | 0 | 0 | 0 | 0 | 0 | 0 | 0 | 0 | 0 | 0 | 0
Inputs_Product_Small Com DLC Heat-One Way Switch.xlsx | Inputs_endUseLoadShapes.xlsx | Inputs_Global_KU_Winter.xlsx | Inputs_Product_Small Com DLC Heat-One Way Switch.xlsx | KU | 20 | Winter | Peak | 3 | Small Com DLC Heat-One Way Switch | 0 | 0 | 0 | 0 | 0 | 0 | 0 | 0 | 0 | 0 | 0 | 0 | 0 | 0 | 0 | 0 | 0 | 0 | 0 | 0 | 0 | 0 | 0 | 0 | 0 | 0 | 0 | 0 | 0 | 0 | 0 | 0 | 0 | 0 | 0 | 0 | 0 | 0 | 0 | 0 | 0 | 0 | 0 | 0 | 0 | 0 | 0 | 0 | 0 | 0 | 0 | 0 | 0 | 0 | 0 | 0 | 0 | 0 | 0 | 0 | 0 | 0 | 0 | 0 | 0
Inputs_Product_Small Com DLC Heat-One Way Switch.xlsx | Inputs_endUseLoadShapes.xlsx | Inputs_Global_KU_Winter.xlsx | Inputs_Product_Small Com DLC Heat-One Way Switch.xlsx | KU | 20 | Winter | Peak | 3 | Small Com DLC Heat-One Way Switch | 0 | 0 | 0 | 0 | 0 | 0 | 0 | 0 | 0 | 0 | 0 | 0 | 0 | 0 | 0 | 0 | 0 | 0 | 0 | 0 | 0 | 0 | 0 | 0 | 0 | 0 | 0 | 0 | 0 | 0 | 0 | 0 | 0 | 0 | 0 | 0 | 0 | 0 | 0 | 0 | 0 | 0 | 0 | 0 | 0 | 0 | 0 | 0 | 0 | 0 | 0 | 0 | 0 | 0 | 0 | 0 | 0 | 0 | 0 | 0 | 0 | 0 | 0 | 0 | 0
Inputs_Product_Small Com DLC Heat-One Way Switch.xlsx | Inputs_endUseLoadShapes.xlsx | Inputs_Global_KU_Winter.xlsx | Inputs_Product_Small Com DLC Heat-One Way Switch.xlsx | KU | 20 | Winter | Peak | 3 | Small Com DLC Heat-One Way Switch | 0 | 0 | 0 | 0 | 0 | 0 | 0 | 0 | 0 | 0 | 0 | 0 | 0 | 0 | 0 | 0 | 0 | 0 | 0 | 0 | 0 | 0 | 0 | 0 | 0 | 0 | 0 | 0 | 0 | 0 | 0 | 0 | 0 | 0 | 0 | 0 | 0 | 0 | 0 | 0 | 0 | 0 | 0 | 0 | 0 | 0 | 0 | 0 | 0 | 0 | 0 | 0 | 0 | 0 | 0 | 0 | 0 | 0 | 0 | 0 | 0 | 0 | 0 | 0 | 0
Inputs_Product_Small Com DLC Heat-One Way Switch.xlsx | Inputs_endUseLoadShapes.xlsx | Inputs_Global_KU_Winter.xlsx | Inputs_Product_Small Com DLC Heat-One Way Switch.xlsx | KU | 20 | Winter | Peak | 3 | Small Com DLC Heat-One Way Switch | 0 | 0 | 0 | 0 | 0 | 0 | 0 | 0 | 0 | 0 | 0 | 0 | 0 | 0 | 0 | 0 | 0 | 0 | 0 | 0 | 0 | 0 | 0 | 0 | 0 | 0 | 0 | 0 | 0 | 0 | 0 | 0 | 0 | 0 | 0 | 0 | 0 | 0 | 0 | 0 | 0 | 0 | 0 | 0 | 0 | 0 | 0 | 0 | 0 | 0 | 0 | 0 | 0 | 0 | 0 | 0 | 0 | 0 | 0 | 0 | 0 | 0 | 0 | 0 | 0
Inputs_Product_Small Com DLC Heat-One Way Switch.xlsx | Inputs_endUseLoadShapes.xlsx | Inputs_Global_KU_Winter.xlsx | Inputs_Product_Small Com DLC Heat-One Way Switch.xlsx | KU | 20 | Winter | Peak | 3 | Small Com DLC Heat-One Way Switch | 0 | 0 | 0 | 0 | 0 | 0 | 0 | 0 | 0 | 0 | 0 | 0 | 0 | 0 | 0 | 0 | 0 | 0 | 0 | 0 | 0 | 0 | 0 | 0 | 0 | 0 | 0 | 0 | 0 | 0 | 0 | 0 | 0 | 0 | 0 | 0 | 0 | 0 | 0 | 0 | 0 | 0 | 0 | 0 | 0 | 0 | 0 | 0 | 0 | 0 | 0 | 0 | 0 | 0 | 0 | 0 | 0 | 0 | 0 | 0 | 0 | 0 | 0 | 0 | 0
Inputs_Product_Small Com DLC Heat-Two Way Switch Existing.xlsx | Inputs_endUseLoadShapes.xlsx | Inputs_Global_KU_Winter.xlsx | Inputs_Product_Small Com DLC Heat-Two Way Switch Existing.xlsx | KU | 20 | Winter | Peak | 3 | Small Com DLC Heat-Two Way Switch Existing | 0 | 0 | 0 | 0 | 0 | 0 | 0 | 0 | 0 | 0 | 0 | 0 | 0 | 0 | 0 | 0 | 0 | 0 | 0 | 0 | 0 | 0 | 0 | 0 | 0 | 0 | 0 | 0 | 0 | 0 | 0 | 0 | 0 | 0 | 0 | 0 | 0 | 0 | 0 | 0 | 0 | 0 | 0 | 0 | 0 | 0 | 0 | 0 | 0 | 0 | 0 | 0 | 0 | 0 | 0 | 0 | 0 | 0 | 0 | 0 | 0 | 0 | 0 | 0 | 0
Inputs_Product_Small Com DLC Heat-Two Way Switch Existing.xlsx | Inputs_endUseLoadShapes.xlsx | Inputs_Global_KU_Winter.xlsx | Inputs_Product_Small Com DLC Heat-Two Way Switch Existing.xlsx | KU | 20 | Winter | Peak | 3 | Small Com DLC Heat-Two Way Switch Existing | 0 | 0 | 0 | 0 | 0 | 0 | 0 | 0 | 0 | 0 | 0 | 0 | 0 | 0 | 0 | 0 | 0 | 0 | 0 | 0 | 0 | 0 | 0 | 0 | 0 | 0 | 0 | 0 | 0 | 0 | 0 | 0 | 0 | 0 | 0 | 0 | 0 | 0 | 0 | 0 | 0 | 0 | 0 | 0 | 0 | 0 | 0 | 0 | 0 | 0 | 0 | 0 | 0 | 0 | 0 | 0 | 0 | 0 | 0 | 0 | 0 | 0 | 0 | 0 | 0
Inputs_Product_Small Com DLC Heat-Two Way Switch Existing.xlsx | Inputs_endUseLoadShapes.xlsx | Inputs_Global_KU_Winter.xlsx | Inputs_Product_Small Com DLC Heat-Two Way Switch Existing.xlsx | KU | 20 | Winter | Peak | 3 | Small Com DLC Heat-Two Way Switch Existing | 0 | 0 | 0 | 0 | 0 | 0 | 0 | 0 | 0 | 0 | 0 | 0 | 0 | 0 | 0 | 0 | 0 | 0 | 0 | 0 | 0 | 0 | 0 | 0 | 0 | 0 | 0 | 0 | 0 | 0 | 0 | 0 | 0 | 0 | 0 | 0 | 0 | 0 | 0 | 0 | 0 | 0 | 0 | 0 | 0 | 0 | 0 | 0 | 0 | 0 | 0 | 0 | 0 | 0 | 0 | 0 | 0 | 0 | 0 | 0 | 0 | 0 | 0 | 0 | 0
Inputs_Product_Small Com DLC Heat-Two Way Switch Existing.xlsx | Inputs_endUseLoadShapes.xlsx | Inputs_Global_KU_Winter.xlsx | Inputs_Product_Small Com DLC Heat-Two Way Switch Existing.xlsx | KU | 20 | Winter | Peak | 3 | Small Com DLC Heat-Two Way Switch Existing | 0 | 0 | 0 | 0 | 0 | 0 | 0 | 0 | 0 | 0 | 0 | 0 | 0 | 0 | 0 | 0 | 0 | 0 | 0 | 0 | 0 | 0 | 0 | 0 | 0 | 0 | 0 | 0 | 0 | 0 | 0 | 0 | 0 | 0 | 0 | 0 | 0 | 0 | 0 | 0 | 0 | 0 | 0 | 0 | 0 | 0 | 0 | 0 | 0 | 0 | 0 | 0 | 0 | 0 | 0 | 0 | 0 | 0 | 0 | 0 | 0 | 0 | 0 | 0 | 0
Inputs_Product_Small Com DLC Heat-Two Way Switch Existing.xlsx | Inputs_endUseLoadShapes.xlsx | Inputs_Global_KU_Winter.xlsx | Inputs_Product_Small Com DLC Heat-Two Way Switch Existing.xlsx | KU | 20 | Winter | Peak | 3 | Small Com DLC Heat-Two Way Switch Existing | 0 | 0 | 0 | 0 | 0 | 0 | 0 | 0 | 0 | 0 | 0 | 0 | 0 | 0 | 0 | 0 | 0 | 0 | 0 | 0 | 0 | 0 | 0 | 0 | 0 | 0 | 0 | 0 | 0 | 0 | 0 | 0 | 0 | 0 | 0 | 0 | 0 | 0 | 0 | 0 | 0 | 0 | 0 | 0 | 0 | 0 | 0 | 0 | 0 | 0 | 0 | 0 | 0 | 0 | 0 | 0 | 0 | 0 | 0 | 0 | 0 | 0 | 0 | 0 | 0
Inputs_Product_Small Com DLC Heat-Two Way Switch Existing.xlsx | Inputs_endUseLoadShapes.xlsx | Inputs_Global_KU_Winter.xlsx | Inputs_Product_Small Com DLC Heat-Two Way Switch Existing.xlsx | KU | 20 | Winter | Peak | 3 | Small Com DLC Heat-Two Way Switch Existing | 0 | 0 | 0 | 0 | 0 | 0 | 0 | 0 | 0 | 0 | 0 | 0 | 0 | 0 | 0 | 0 | 0 | 0 | 0 | 0 | 0 | 0 | 0 | 0 | 0 | 0 | 0 | 0 | 0 | 0 | 0 | 0 | 0 | 0 | 0 | 0 | 0 | 0 | 0 | 0 | 0 | 0 | 0 | 0 | 0 | 0 | 0 | 0 | 0 | 0 | 0 | 0 | 0 | 0 | 0 | 0 | 0 | 0 | 0 | 0 | 0 | 0 | 0 | 0 | 0
Inputs_Product_Small Com DLC Heat-Two Way Switch Existing.xlsx | Inputs_endUseLoadShapes.xlsx | Inputs_Global_KU_Winter.xlsx | Inputs_Product_Small Com DLC Heat-Two Way Switch Existing.xlsx | KU | 20 | Winter | Peak | 3 | Small Com DLC Heat-Two Way Switch Existing | 0 | 0 | 0 | 0 | 0 | 0 | 0 | 0 | 0 | 0 | 0 | 0 | 0 | 0 | 0 | 0 | 0 | 0 | 0 | 0 | 0 | 0 | 0 | 0 | 0 | 0 | 0 | 0 | 0 | 0 | 0 | 0 | 0 | 0 | 0 | 0 | 0 | 0 | 0 | 0 | 0 | 0 | 0 | 0 | 0 | 0 | 0 | 0 | 0 | 0 | 0 | 0 | 0 | 0 | 0 | 0 | 0 | 0 | 0 | 0 | 0 | 0 | 0 | 0 | 0
Inputs_Product_Small Com DLC Heat-Two Way Switch Existing.xlsx | Inputs_endUseLoadShapes.xlsx | Inputs_Global_KU_Winter.xlsx | Inputs_Product_Small Com DLC Heat-Two Way Switch Existing.xlsx | KU | 20 | Winter | Peak | 3 | Small Com DLC Heat-Two Way Switch Existing | 0 | 0 | 0 | 0 | 0 | 0 | 0 | 0 | 0 | 0 | 0 | 0 | 0 | 0 | 0 | 0 | 0 | 0 | 0 | 0 | 0 | 0 | 0 | 0 | 0 | 0 | 0 | 0 | 0 | 0 | 0 | 0 | 0 | 0 | 0 | 0 | 0 | 0 | 0 | 0 | 0 | 0 | 0 | 0 | 0 | 0 | 0 | 0 | 0 | 0 | 0 | 0 | 0 | 0 | 0 | 0 | 0 | 0 | 0 | 0 | 0 | 0 | 0 | 0 | 0
Inputs_Product_Small Com DLC Heat-Two Way Switch Existing.xlsx | Inputs_endUseLoadShapes.xlsx | Inputs_Global_KU_Winter.xlsx | Inputs_Product_Small Com DLC Heat-Two Way Switch Existing.xlsx | KU | 20 | Winter | Peak | 3 | Small Com DLC Heat-Two Way Switch Existing | 0 | 0 | 0 | 0 | 0 | 0.059608 | 0.056033 | 0.052672 | 0.049512 | 0.046542 | 0.043751 | 0.041126 | 0.038659 | 0.036341 | 0.034161 | 0.032112 | 0.030186 | 0.028375 | 0.026673 | 0.025073 | 0.023569 | 0.022155 | 0.020826 | 0.019577 | 0.018403 | 0 | 0 | 0 | 0 | 0 | 0 | 0 | 0 | 0 | 0 | 31.4286 | 29.5434 | 27.7713 | 26.1055 | 24.5397 | 23.0677 | 21.684 | 20.3834 | 19.1607 | 18.0114 | 16.931 | 15.9155 | 14.9608 | 14.0634 | 13.2199 | 12.4269 | 11.6815 | 10.9808 | 10.3222 | 9.703 | 0 | 0 | 0 | 0 | 0 | 0 | 0 | 0 | 0 | 0
Inputs_Product_Small Com DLC Heat-Two Way Switch Existing.xlsx | Inputs_endUseLoadShapes.xlsx | Inputs_Global_KU_Winter.xlsx | Inputs_Product_Small Com DLC Heat-Two Way Switch Existing.xlsx | KU | 20 | Winter | Peak | 3 | Small Com DLC Heat-Two Way Switch Existing | 0 | 0 | 0 | 0 | 0 | 0.0059927 | 0.0056332 | 0.0052953 | 0.0049777 | 0.0046791 | 0.0043985 | 0.0041346 | 0.0038866 | 0.0036535 | 0.0034343 | 0.0032283 | 0.0030347 | 0.0028527 | 0.0026816 | 0.0025207 | 0.0023695 | 0.0022274 | 0.0020938 | 0.0019682 | 0.0018501 | 0 | 0 | 0 | 0 | 0 | 0 | 0 | 0 | 0 | 0 | 3.1597 | 2.9701 | 2.792 | 2.6245 | 2.4671 | 2.3191 | 2.18 | 2.0492 | 1.9263 | 1.8108 | 1.7022 | 1.6001 | 1.5041 | 1.4139 | 1.3291 | 1.2493 | 1.1744 | 1.104 | 1.0377 | 0.97549 | 0 | 0 | 0 | 0 | 0 | 0 | 0 | 0 | 0 | 0
Inputs_Product_Small Com DLC Heat-Two Way Switch Existing.xlsx | Inputs_endUseLoadShapes.xlsx | Inputs_Global_KU_Winter.xlsx | Inputs_Product_Small Com DLC Heat-Two Way Switch Existing.xlsx | KU | 20 | Winter | Peak | 3 | Small Com DLC Heat-Two Way Switch Existing | 0 | 0 | 0 | 0 | 0 | 0 | 0 | 0 | 0 | 0 | 0 | 0 | 0 | 0 | 0 | 0 | 0 | 0 | 0 | 0 | 0 | 0 | 0 | 0 | 0 | 0 | 0 | 0 | 0 | 0 | 0 | 0 | 0 | 0 | 0 | 0 | 0 | 0 | 0 | 0 | 0 | 0 | 0 | 0 | 0 | 0 | 0 | 0 | 0 | 0 | 0 | 0 | 0 | 0 | 0 | 0 | 0 | 0 | 0 | 0 | 0 | 0 | 0 | 0 | 0
Inputs_Product_Small Com DLC Heat-Two Way Switch Existing.xlsx | Inputs_endUseLoadShapes.xlsx | Inputs_Global_KU_Winter.xlsx | Inputs_Product_Small Com DLC Heat-Two Way Switch Existing.xlsx | KU | 20 | Winter | Peak | 3 | Small Com DLC Heat-Two Way Switch Existing | 0 | 0 | 0 | 0 | 0 | 0 | 0 | 0 | 0 | 0 | 0 | 0 | 0 | 0 | 0 | 0 | 0 | 0 | 0 | 0 | 0 | 0 | 0 | 0 | 0 | 0 | 0 | 0 | 0 | 0 | 0 | 0 | 0 | 0 | 0 | 0 | 0 | 0 | 0 | 0 | 0 | 0 | 0 | 0 | 0 | 0 | 0 | 0 | 0 | 0 | 0 | 0 | 0 | 0 | 0 | 0 | 0 | 0 | 0 | 0 | 0 | 0 | 0 | 0 | 0
Inputs_Product_Small Com DLC Heat-Two Way Switch Existing.xlsx | Inputs_endUseLoadShapes.xlsx | Inputs_Global_KU_Winter.xlsx | Inputs_Product_Small Com DLC Heat-Two Way Switch Existing.xlsx | KU | 20 | Winter | Peak | 3 | Small Com DLC Heat-Two Way Switch Existing | 0 | 0 | 0 | 0 | 0 | 0 | 0 | 0 | 0 | 0 | 0 | 0 | 0 | 0 | 0 | 0 | 0 | 0 | 0 | 0 | 0 | 0 | 0 | 0 | 0 | 0 | 0 | 0 | 0 | 0 | 0 | 0 | 0 | 0 | 0 | 0 | 0 | 0 | 0 | 0 | 0 | 0 | 0 | 0 | 0 | 0 | 0 | 0 | 0 | 0 | 0 | 0 | 0 | 0 | 0 | 0 | 0 | 0 | 0 | 0 | 0 | 0 | 0 | 0 | 0
Inputs_Product_Small Com DLC Heat-Two Way Switch Existing.xlsx | Inputs_endUseLoadShapes.xlsx | Inputs_Global_KU_Winter.xlsx | Inputs_Product_Small Com DLC Heat-Two Way Switch Existing.xlsx | KU | 20 | Winter | Peak | 3 | Small Com DLC Heat-Two Way Switch Existing | 0 | 0 | 0 | 0 | 0 | 0 | 0 | 0 | 0 | 0 | 0 | 0 | 0 | 0 | 0 | 0 | 0 | 0 | 0 | 0 | 0 | 0 | 0 | 0 | 0 | 0 | 0 | 0 | 0 | 0 | 0 | 0 | 0 | 0 | 0 | 0 | 0 | 0 | 0 | 0 | 0 | 0 | 0 | 0 | 0 | 0 | 0 | 0 | 0 | 0 | 0 | 0 | 0 | 0 | 0 | 0 | 0 | 0 | 0 | 0 | 0 | 0 | 0 | 0 | 0
Inputs_Product_Small Com DLC Heat-Two Way Switch Existing.xlsx | Inputs_endUseLoadShapes.xlsx | Inputs_Global_KU_Winter.xlsx | Inputs_Product_Small Com DLC Heat-Two Way Switch Existing.xlsx | KU | 20 | Winter | Peak | 3 | Small Com DLC Heat-Two Way Switch Existing | 0 | 0 | 0 | 0 | 0 | 0 | 0 | 0 | 0 | 0 | 0 | 0 | 0 | 0 | 0 | 0 | 0 | 0 | 0 | 0 | 0 | 0 | 0 | 0 | 0 | 0 | 0 | 0 | 0 | 0 | 0 | 0 | 0 | 0 | 0 | 0 | 0 | 0 | 0 | 0 | 0 | 0 | 0 | 0 | 0 | 0 | 0 | 0 | 0 | 0 | 0 | 0 | 0 | 0 | 0 | 0 | 0 | 0 | 0 | 0 | 0 | 0 | 0 | 0 | 0
Inputs_Product_Small Com DLC Heat-Two Way Switch Existing.xlsx | Inputs_endUseLoadShapes.xlsx | Inputs_Global_KU_Winter.xlsx | Inputs_Product_Small Com DLC Heat-Two Way Switch Existing.xlsx | KU | 20 | Winter | Peak | 3 | Small Com DLC Heat-Two Way Switch Existing | 0 | 0 | 0 | 0 | 0 | 0 | 0 | 0 | 0 | 0 | 0 | 0 | 0 | 0 | 0 | 0 | 0 | 0 | 0 | 0 | 0 | 0 | 0 | 0 | 0 | 0 | 0 | 0 | 0 | 0 | 0 | 0 | 0 | 0 | 0 | 0 | 0 | 0 | 0 | 0 | 0 | 0 | 0 | 0 | 0 | 0 | 0 | 0 | 0 | 0 | 0 | 0 | 0 | 0 | 0 | 0 | 0 | 0 | 0 | 0 | 0 | 0 | 0 | 0 | 0
Inputs_Product_Small Com DLC Heat-Two Way Switch Existing.xlsx | Inputs_endUseLoadShapes.xlsx | Inputs_Global_KU_Winter.xlsx | Inputs_Product_Small Com DLC Heat-Two Way Switch Existing.xlsx | KU | 20 | Winter | Peak | 3 | Small Com DLC Heat-Two Way Switch Existing | 0 | 0 | 0 | 0 | 0 | 0 | 0 | 0 | 0 | 0 | 0 | 0 | 0 | 0 | 0 | 0 | 0 | 0 | 0 | 0 | 0 | 0 | 0 | 0 | 0 | 0 | 0 | 0 | 0 | 0 | 0 | 0 | 0 | 0 | 0 | 0 | 0 | 0 | 0 | 0 | 0 | 0 | 0 | 0 | 0 | 0 | 0 | 0 | 0 | 0 | 0 | 0 | 0 | 0 | 0 | 0 | 0 | 0 | 0 | 0 | 0 | 0 | 0 | 0 | 0
Inputs_Product_Small Com DLC Heat-Two Way Switch Existing.xlsx | Inputs_endUseLoadShapes.xlsx | Inputs_Global_KU_Winter.xlsx | Inputs_Product_Small Com DLC Heat-Two Way Switch Existing.xlsx | KU | 20 | Winter | Peak | 3 | Small Com DLC Heat-Two Way Switch Existing | 0 | 0 | 0 | 0 | 0 | 0 | 0 | 0 | 0 | 0 | 0 | 0 | 0 | 0 | 0 | 0 | 0 | 0 | 0 | 0 | 0 | 0 | 0 | 0 | 0 | 0 | 0 | 0 | 0 | 0 | 0 | 0 | 0 | 0 | 0 | 0 | 0 | 0 | 0 | 0 | 0 | 0 | 0 | 0 | 0 | 0 | 0 | 0 | 0 | 0 | 0 | 0 | 0 | 0 | 0 | 0 | 0 | 0 | 0 | 0 | 0 | 0 | 0 | 0 | 0
Inputs_Product_Small Com DLC Heat-Two Way Switch Existing.xlsx | Inputs_endUseLoadShapes.xlsx | Inputs_Global_KU_Winter.xlsx | Inputs_Product_Small Com DLC Heat-Two Way Switch Existing.xlsx | KU | 20 | Winter | Peak | 3 | Small Com DLC Heat-Two Way Switch Existing | 0 | 0 | 0 | 0 | 0 | 0 | 0 | 0 | 0 | 0 | 0 | 0 | 0 | 0 | 0 | 0 | 0 | 0 | 0 | 0 | 0 | 0 | 0 | 0 | 0 | 0 | 0 | 0 | 0 | 0 | 0 | 0 | 0 | 0 | 0 | 0 | 0 | 0 | 0 | 0 | 0 | 0 | 0 | 0 | 0 | 0 | 0 | 0 | 0 | 0 | 0 | 0 | 0 | 0 | 0 | 0 | 0 | 0 | 0 | 0 | 0 | 0 | 0 | 0 | 0
Inputs_Product_Small Com DLC Heat-Two Way Switch Existing.xlsx | Inputs_endUseLoadShapes.xlsx | Inputs_Global_KU_Winter.xlsx | Inputs_Product_Small Com DLC Heat-Two Way Switch Existing.xlsx | KU | 20 | Winter | Peak | 3 | Small Com DLC Heat-Two Way Switch Existing | 0 | 0 | 0 | 0 | 0 | 0 | 0 | 0 | 0 | 0 | 0 | 0 | 0 | 0 | 0 | 0 | 0 | 0 | 0 | 0 | 0 | 0 | 0 | 0 | 0 | 0 | 0 | 0 | 0 | 0 | 0 | 0 | 0 | 0 | 0 | 0 | 0 | 0 | 0 | 0 | 0 | 0 | 0 | 0 | 0 | 0 | 0 | 0 | 0 | 0 | 0 | 0 | 0 | 0 | 0 | 0 | 0 | 0 | 0 | 0 | 0 | 0 | 0 | 0 | 0
Inputs_Product_Small Com DLC Heat-Two Way Switch Existing.xlsx | Inputs_endUseLoadShapes.xlsx | Inputs_Global_KU_Winter.xlsx | Inputs_Product_Small Com DLC Heat-Two Way Switch Existing.xlsx | KU | 20 | Winter | Peak | 3 | Small Com DLC Heat-Two Way Switch Existing | 0 | 0 | 0 | 0 | 0 | 0 | 0 | 0 | 0 | 0 | 0 | 0 | 0 | 0 | 0 | 0 | 0 | 0 | 0 | 0 | 0 | 0 | 0 | 0 | 0 | 0 | 0 | 0 | 0 | 0 | 0 | 0 | 0 | 0 | 0 | 0 | 0 | 0 | 0 | 0 | 0 | 0 | 0 | 0 | 0 | 0 | 0 | 0 | 0 | 0 | 0 | 0 | 0 | 0 | 0 | 0 | 0 | 0 | 0 | 0 | 0 | 0 | 0 | 0 | 0
Inputs_Product_Small Com DLC Heat-Two Way Switch Existing.xlsx | Inputs_endUseLoadShapes.xlsx | Inputs_Global_KU_Winter.xlsx | Inputs_Product_Small Com DLC Heat-Two Way Switch Existing.xlsx | KU | 20 | Winter | Peak | 3 | Small Com DLC Heat-Two Way Switch Existing | 0 | 0 | 0 | 0 | 0 | 0 | 0 | 0 | 0 | 0 | 0 | 0 | 0 | 0 | 0 | 0 | 0 | 0 | 0 | 0 | 0 | 0 | 0 | 0 | 0 | 0 | 0 | 0 | 0 | 0 | 0 | 0 | 0 | 0 | 0 | 0 | 0 | 0 | 0 | 0 | 0 | 0 | 0 | 0 | 0 | 0 | 0 | 0 | 0 | 0 | 0 | 0 | 0 | 0 | 0 | 0 | 0 | 0 | 0 | 0 | 0 | 0 | 0 | 0 | 0
Inputs_Product_Small Com DLC Heat-Two Way Switch Existing.xlsx | Inputs_endUseLoadShapes.xlsx | Inputs_Global_KU_Winter.xlsx | Inputs_Product_Small Com DLC Heat-Two Way Switch Existing.xlsx | KU | 20 | Winter | Peak | 3 | Small Com DLC Heat-Two Way Switch Existing | 0 | 0 | 0 | 0 | 0 | 0 | 0 | 0 | 0 | 0 | 0 | 0 | 0 | 0 | 0 | 0 | 0 | 0 | 0 | 0 | 0 | 0 | 0 | 0 | 0 | 0 | 0 | 0 | 0 | 0 | 0 | 0 | 0 | 0 | 0 | 0 | 0 | 0 | 0 | 0 | 0 | 0 | 0 | 0 | 0 | 0 | 0 | 0 | 0 | 0 | 0 | 0 | 0 | 0 | 0 | 0 | 0 | 0 | 0 | 0 | 0 | 0 | 0 | 0 | 0
Inputs_Product_Small Com DLC Heat-Two Way Switch Existing.xlsx | Inputs_endUseLoadShapes.xlsx | Inputs_Global_KU_Winter.xlsx | Inputs_Product_Small Com DLC Heat-Two Way Switch Existing.xlsx | KU | 20 | Winter | Peak | 3 | Small Com DLC Heat-Two Way Switch Existing | 0 | 0 | 0 | 0 | 0 | 0 | 0 | 0 | 0 | 0 | 0 | 0 | 0 | 0 | 0 | 0 | 0 | 0 | 0 | 0 | 0 | 0 | 0 | 0 | 0 | 0 | 0 | 0 | 0 | 0 | 0 | 0 | 0 | 0 | 0 | 0 | 0 | 0 | 0 | 0 | 0 | 0 | 0 | 0 | 0 | 0 | 0 | 0 | 0 | 0 | 0 | 0 | 0 | 0 | 0 | 0 | 0 | 0 | 0 | 0 | 0 | 0 | 0 | 0 | 0
Inputs_Product_Small Com DLC Heat-Two Way Switch Existing.xlsx | Inputs_endUseLoadShapes.xlsx | Inputs_Global_KU_Winter.xlsx | Inputs_Product_Small Com DLC Heat-Two Way Switch Existing.xlsx | KU | 20 | Winter | Peak | 3 | Small Com DLC Heat-Two Way Switch Existing | 0 | 0 | 0 | 0 | 0 | 0 | 0 | 0 | 0 | 0 | 0 | 0 | 0 | 0 | 0 | 0 | 0 | 0 | 0 | 0 | 0 | 0 | 0 | 0 | 0 | 0 | 0 | 0 | 0 | 0 | 0 | 0 | 0 | 0 | 0 | 0 | 0 | 0 | 0 | 0 | 0 | 0 | 0 | 0 | 0 | 0 | 0 | 0 | 0 | 0 | 0 | 0 | 0 | 0 | 0 | 0 | 0 | 0 | 0 | 0 | 0 | 0 | 0 | 0 | 0
Inputs_Product_Small Com DLC Heat-Two Way Switch Existing.xlsx | Inputs_endUseLoadShapes.xlsx | Inputs_Global_KU_Winter.xlsx | Inputs_Product_Small Com DLC Heat-Two Way Switch Existing.xlsx | KU | 20 | Winter | Peak | 3 | Small Com DLC Heat-Two Way Switch Existing | 0 | 0 | 0 | 0 | 0 | 0 | 0 | 0 | 0 | 0 | 0 | 0 | 0 | 0 | 0 | 0 | 0 | 0 | 0 | 0 | 0 | 0 | 0 | 0 | 0 | 0 | 0 | 0 | 0 | 0 | 0 | 0 | 0 | 0 | 0 | 0 | 0 | 0 | 0 | 0 | 0 | 0 | 0 | 0 | 0 | 0 | 0 | 0 | 0 | 0 | 0 | 0 | 0 | 0 | 0 | 0 | 0 | 0 | 0 | 0 | 0 | 0 | 0 | 0 | 0
Inputs_Product_Small Com DLC Heat-Two Way Switch Existing.xlsx | Inputs_endUseLoadShapes.xlsx | Inputs_Global_KU_Winter.xlsx | Inputs_Product_Small Com DLC Heat-Two Way Switch Existing.xlsx | KU | 20 | Winter | Peak | 3 | Small Com DLC Heat-Two Way Switch Existing | 0 | 0 | 0 | 0 | 0 | 0 | 0 | 0 | 0 | 0 | 0 | 0 | 0 | 0 | 0 | 0 | 0 | 0 | 0 | 0 | 0 | 0 | 0 | 0 | 0 | 0 | 0 | 0 | 0 | 0 | 0 | 0 | 0 | 0 | 0 | 0 | 0 | 0 | 0 | 0 | 0 | 0 | 0 | 0 | 0 | 0 | 0 | 0 | 0 | 0 | 0 | 0 | 0 | 0 | 0 | 0 | 0 | 0 | 0 | 0 | 0 | 0 | 0 | 0 | 0
Inputs_Product_Small Com DLC Heat-Two Way Switch Existing.xlsx | Inputs_endUseLoadShapes.xlsx | Inputs_Global_KU_Winter.xlsx | Inputs_Product_Small Com DLC Heat-Two Way Switch Existing.xlsx | KU | 20 | Winter | Peak | 3 | Small Com DLC Heat-Two Way Switch Existing | 0 | 0 | 0 | 0 | 0 | 0 | 0 | 0 | 0 | 0 | 0 | 0 | 0 | 0 | 0 | 0 | 0 | 0 | 0 | 0 | 0 | 0 | 0 | 0 | 0 | 0 | 0 | 0 | 0 | 0 | 0 | 0 | 0 | 0 | 0 | 0 | 0 | 0 | 0 | 0 | 0 | 0 | 0 | 0 | 0 | 0 | 0 | 0 | 0 | 0 | 0 | 0 | 0 | 0 | 0 | 0 | 0 | 0 | 0 | 0 | 0 | 0 | 0 | 0 | 0
Inputs_Product_Small Com DLC Heat-Two Way Switch Existing.xlsx | Inputs_endUseLoadShapes.xlsx | Inputs_Global_KU_Winter.xlsx | Inputs_Product_Small Com DLC Heat-Two Way Switch Existing.xlsx | KU | 20 | Winter | Peak | 3 | Small Com DLC Heat-Two Way Switch Existing | 0 | 0 | 0 | 0 | 0 | 0 | 0 | 0 | 0 | 0 | 0 | 0 | 0 | 0 | 0 | 0 | 0 | 0 | 0 | 0 | 0 | 0 | 0 | 0 | 0 | 0 | 0 | 0 | 0 | 0 | 0 | 0 | 0 | 0 | 0 | 0 | 0 | 0 | 0 | 0 | 0 | 0 | 0 | 0 | 0 | 0 | 0 | 0 | 0 | 0 | 0 | 0 | 0 | 0 | 0 | 0 | 0 | 0 | 0 | 0 | 0 | 0 | 0 | 0 | 0
Inputs_Product_Small Com DLC Heat-Two Way Switch Existing.xlsx | Inputs_endUseLoadShapes.xlsx | Inputs_Global_KU_Winter.xlsx | Inputs_Product_Small Com DLC Heat-Two Way Switch Existing.xlsx | KU | 20 | Winter | Peak | 3 | Small Com DLC Heat-Two Way Switch Existing | 0 | 0 | 0 | 0 | 0 | 0 | 0 | 0 | 0 | 0 | 0 | 0 | 0 | 0 | 0 | 0 | 0 | 0 | 0 | 0 | 0 | 0 | 0 | 0 | 0 | 0 | 0 | 0 | 0 | 0 | 0 | 0 | 0 | 0 | 0 | 0 | 0 | 0 | 0 | 0 | 0 | 0 | 0 | 0 | 0 | 0 | 0 | 0 | 0 | 0 | 0 | 0 | 0 | 0 | 0 | 0 | 0 | 0 | 0 | 0 | 0 | 0 | 0 | 0 | 0
Inputs_Product_Small Com DLC Heat-Two Way Switch Existing.xlsx | Inputs_endUseLoadShapes.xlsx | Inputs_Global_KU_Winter.xlsx | Inputs_Product_Small Com DLC Heat-Two Way Switch Existing.xlsx | KU | 20 | Winter | Peak | 3 | Small Com DLC Heat-Two Way Switch Existing | 0 | 0 | 0 | 0 | 0 | 0 | 0 | 0 | 0 | 0 | 0 | 0 | 0 | 0 | 0 | 0 | 0 | 0 | 0 | 0 | 0 | 0 | 0 | 0 | 0 | 0 | 0 | 0 | 0 | 0 | 0 | 0 | 0 | 0 | 0 | 0 | 0 | 0 | 0 | 0 | 0 | 0 | 0 | 0 | 0 | 0 | 0 | 0 | 0 | 0 | 0 | 0 | 0 | 0 | 0 | 0 | 0 | 0 | 0 | 0 | 0 | 0 | 0 | 0 | 0
Inputs_Product_Small Com DLC Heat-Two Way Switch Existing.xlsx | Inputs_endUseLoadShapes.xlsx | Inputs_Global_KU_Winter.xlsx | Inputs_Product_Small Com DLC Heat-Two Way Switch Existing.xlsx | KU | 20 | Winter | Peak | 3 | Small Com DLC Heat-Two Way Switch Existing | 0 | 0 | 0 | 0 | 0 | 0 | 0 | 0 | 0 | 0 | 0 | 0 | 0 | 0 | 0 | 0 | 0 | 0 | 0 | 0 | 0 | 0 | 0 | 0 | 0 | 0 | 0 | 0 | 0 | 0 | 0 | 0 | 0 | 0 | 0 | 0 | 0 | 0 | 0 | 0 | 0 | 0 | 0 | 0 | 0 | 0 | 0 | 0 | 0 | 0 | 0 | 0 | 0 | 0 | 0 | 0 | 0 | 0 | 0 | 0 | 0 | 0 | 0 | 0 | 0
Inputs_Product_Small Com DLC Heat-Two Way Switch Existing.xlsx | Inputs_endUseLoadShapes.xlsx | Inputs_Global_KU_Winter.xlsx | Inputs_Product_Small Com DLC Heat-Two Way Switch Existing.xlsx | KU | 20 | Winter | Peak | 3 | Small Com DLC Heat-Two Way Switch Existing | 0 | 0 | 0 | 0 | 0 | 0 | 0 | 0 | 0 | 0 | 0 | 0 | 0 | 0 | 0 | 0 | 0 | 0 | 0 | 0 | 0 | 0 | 0 | 0 | 0 | 0 | 0 | 0 | 0 | 0 | 0 | 0 | 0 | 0 | 0 | 0 | 0 | 0 | 0 | 0 | 0 | 0 | 0 | 0 | 0 | 0 | 0 | 0 | 0 | 0 | 0 | 0 | 0 | 0 | 0 | 0 | 0 | 0 | 0 | 0 | 0 | 0 | 0 | 0 | 0
Inputs_Product_Small Com DLC Heat-Two Way Switch Existing.xlsx | Inputs_endUseLoadShapes.xlsx | Inputs_Global_KU_Winter.xlsx | Inputs_Product_Small Com DLC Heat-Two Way Switch Existing.xlsx | KU | 20 | Winter | Peak | 3 | Small Com DLC Heat-Two Way Switch Existing | 0 | 0 | 0 | 0 | 0 | 0 | 0 | 0 | 0 | 0 | 0 | 0 | 0 | 0 | 0 | 0 | 0 | 0 | 0 | 0 | 0 | 0 | 0 | 0 | 0 | 0 | 0 | 0 | 0 | 0 | 0 | 0 | 0 | 0 | 0 | 0 | 0 | 0 | 0 | 0 | 0 | 0 | 0 | 0 | 0 | 0 | 0 | 0 | 0 | 0 | 0 | 0 | 0 | 0 | 0 | 0 | 0 | 0 | 0 | 0 | 0 | 0 | 0 | 0 | 0
Inputs_Product_Small Com DLC Heat-Two Way Switch Existing.xlsx | Inputs_endUseLoadShapes.xlsx | Inputs_Global_KU_Winter.xlsx | Inputs_Product_Small Com DLC Heat-Two Way Switch Existing.xlsx | KU | 20 | Winter | Peak | 3 | Small Com DLC Heat-Two Way Switch Existing | 0 | 0 | 0 | 0 | 0 | 0 | 0 | 0 | 0 | 0 | 0 | 0 | 0 | 0 | 0 | 0 | 0 | 0 | 0 | 0 | 0 | 0 | 0 | 0 | 0 | 0 | 0 | 0 | 0 | 0 | 0 | 0 | 0 | 0 | 0 | 0 | 0 | 0 | 0 | 0 | 0 | 0 | 0 | 0 | 0 | 0 | 0 | 0 | 0 | 0 | 0 | 0 | 0 | 0 | 0 | 0 | 0 | 0 | 0 | 0 | 0 | 0 | 0 | 0 | 0
Inputs_Product_Small Com DLC Heat-Two Way Switch Existing.xlsx | Inputs_endUseLoadShapes.xlsx | Inputs_Global_KU_Winter.xlsx | Inputs_Product_Small Com DLC Heat-Two Way Switch Existing.xlsx | KU | 20 | Winter | Peak | 3 | Small Com DLC Heat-Two Way Switch Existing | 0 | 0 | 0 | 0 | 0 | 0 | 0 | 0 | 0 | 0 | 0 | 0 | 0 | 0 | 0 | 0 | 0 | 0 | 0 | 0 | 0 | 0 | 0 | 0 | 0 | 0 | 0 | 0 | 0 | 0 | 0 | 0 | 0 | 0 | 0 | 0 | 0 | 0 | 0 | 0 | 0 | 0 | 0 | 0 | 0 | 0 | 0 | 0 | 0 | 0 | 0 | 0 | 0 | 0 | 0 | 0 | 0 | 0 | 0 | 0 | 0 | 0 | 0 | 0 | 0
Inputs_Product_Small Com DLC Heat-Two Way Switch Existing.xlsx | Inputs_endUseLoadShapes.xlsx | Inputs_Global_KU_Winter.xlsx | Inputs_Product_Small Com DLC Heat-Two Way Switch Existing.xlsx | KU | 20 | Winter | Peak | 3 | Small Com DLC Heat-Two Way Switch Existing | 0 | 0 | 0 | 0 | 0 | 0 | 0 | 0 | 0 | 0 | 0 | 0 | 0 | 0 | 0 | 0 | 0 | 0 | 0 | 0 | 0 | 0 | 0 | 0 | 0 | 0 | 0 | 0 | 0 | 0 | 0 | 0 | 0 | 0 | 0 | 0 | 0 | 0 | 0 | 0 | 0 | 0 | 0 | 0 | 0 | 0 | 0 | 0 | 0 | 0 | 0 | 0 | 0 | 0 | 0 | 0 | 0 | 0 | 0 | 0 | 0 | 0 | 0 | 0 | 0
Inputs_Product_Small Com DLC Heat-Two Way Switch Existing.xlsx | Inputs_endUseLoadShapes.xlsx | Inputs_Global_KU_Winter.xlsx | Inputs_Product_Small Com DLC Heat-Two Way Switch Existing.xlsx | KU | 20 | Winter | Peak | 3 | Small Com DLC Heat-Two Way Switch Existing | 0 | 0 | 0 | 0 | 0 | 0 | 0 | 0 | 0 | 0 | 0 | 0 | 0 | 0 | 0 | 0 | 0 | 0 | 0 | 0 | 0 | 0 | 0 | 0 | 0 | 0 | 0 | 0 | 0 | 0 | 0 | 0 | 0 | 0 | 0 | 0 | 0 | 0 | 0 | 0 | 0 | 0 | 0 | 0 | 0 | 0 | 0 | 0 | 0 | 0 | 0 | 0 | 0 | 0 | 0 | 0 | 0 | 0 | 0 | 0 | 0 | 0 | 0 | 0 | 0
Inputs_Product_Small Com DLC Heat-Two Way Switch Existing.xlsx | Inputs_endUseLoadShapes.xlsx | Inputs_Global_KU_Winter.xlsx | Inputs_Product_Small Com DLC Heat-Two Way Switch Existing.xlsx | KU | 20 | Winter | Peak | 3 | Small Com DLC Heat-Two Way Switch Existing | 0 | 0 | 0 | 0 | 0 | 0 | 0 | 0 | 0 | 0 | 0 | 0 | 0 | 0 | 0 | 0 | 0 | 0 | 0 | 0 | 0 | 0 | 0 | 0 | 0 | 0 | 0 | 0 | 0 | 0 | 0 | 0 | 0 | 0 | 0 | 0 | 0 | 0 | 0 | 0 | 0 | 0 | 0 | 0 | 0 | 0 | 0 | 0 | 0 | 0 | 0 | 0 | 0 | 0 | 0 | 0 | 0 | 0 | 0 | 0 | 0 | 0 | 0 | 0 | 0
Inputs_Product_Small Com DLC Heat-Two Way Switch Existing.xlsx | Inputs_endUseLoadShapes.xlsx | Inputs_Global_KU_Winter.xlsx | Inputs_Product_Small Com DLC Heat-Two Way Switch Existing.xlsx | KU | 20 | Winter | Peak | 3 | Small Com DLC Heat-Two Way Switch Existing | 0 | 0 | 0 | 0 | 0 | 0 | 0 | 0 | 0 | 0 | 0 | 0 | 0 | 0 | 0 | 0 | 0 | 0 | 0 | 0 | 0 | 0 | 0 | 0 | 0 | 0 | 0 | 0 | 0 | 0 | 0 | 0 | 0 | 0 | 0 | 0 | 0 | 0 | 0 | 0 | 0 | 0 | 0 | 0 | 0 | 0 | 0 | 0 | 0 | 0 | 0 | 0 | 0 | 0 | 0 | 0 | 0 | 0 | 0 | 0 | 0 | 0 | 0 | 0 | 0
Inputs_Product_Small Com DLC Heat-Two Way Switch New.xlsx | Inputs_endUseLoadShapes.xlsx | Inputs_Global_KU_Winter.xlsx | Inputs_Product_Small Com DLC Heat-Two Way Switch New.xlsx | KU | 20 | Winter | Peak | 3 | Small Com DLC Heat-Two Way Switch New | 0 | 0 | 0 | 0 | 0 | 0 | 0 | 0 | 0 | 0 | 0 | 0 | 0 | 0 | 0 | 0 | 0 | 0 | 0 | 0 | 0 | 0 | 0 | 0 | 0 | 0 | 0 | 0 | 0 | 0 | 0 | 0 | 0 | 0 | 0 | 0 | 0 | 0 | 0 | 0 | 0 | 0 | 0 | 0 | 0 | 0 | 0 | 0 | 0 | 0 | 0 | 0 | 0 | 0 | 0 | 0 | 0 | 0 | 0 | 0 | 0 | 0 | 0 | 0 | 0
Inputs_Product_Small Com DLC Heat-Two Way Switch New.xlsx | Inputs_endUseLoadShapes.xlsx | Inputs_Global_KU_Winter.xlsx | Inputs_Product_Small Com DLC Heat-Two Way Switch New.xlsx | KU | 20 | Winter | Peak | 3 | Small Com DLC Heat-Two Way Switch New | 0 | 0 | 0 | 0 | 0 | 0 | 0 | 0 | 0 | 0 | 0 | 0 | 0 | 0 | 0 | 0 | 0 | 0 | 0 | 0 | 0 | 0 | 0 | 0 | 0 | 0 | 0 | 0 | 0 | 0 | 0 | 0 | 0 | 0 | 0 | 0 | 0 | 0 | 0 | 0 | 0 | 0 | 0 | 0 | 0 | 0 | 0 | 0 | 0 | 0 | 0 | 0 | 0 | 0 | 0 | 0 | 0 | 0 | 0 | 0 | 0 | 0 | 0 | 0 | 0
Inputs_Product_Small Com DLC Heat-Two Way Switch New.xlsx | Inputs_endUseLoadShapes.xlsx | Inputs_Global_KU_Winter.xlsx | Inputs_Product_Small Com DLC Heat-Two Way Switch New.xlsx | KU | 20 | Winter | Peak | 3 | Small Com DLC Heat-Two Way Switch New | 0 | 0 | 0 | 0 | 0 | 0 | 0 | 0 | 0 | 0 | 0 | 0 | 0 | 0 | 0 | 0 | 0 | 0 | 0 | 0 | 0 | 0 | 0 | 0 | 0 | 0 | 0 | 0 | 0 | 0 | 0 | 0 | 0 | 0 | 0 | 0 | 0 | 0 | 0 | 0 | 0 | 0 | 0 | 0 | 0 | 0 | 0 | 0 | 0 | 0 | 0 | 0 | 0 | 0 | 0 | 0 | 0 | 0 | 0 | 0 | 0 | 0 | 0 | 0 | 0
Inputs_Product_Small Com DLC Heat-Two Way Switch New.xlsx | Inputs_endUseLoadShapes.xlsx | Inputs_Global_KU_Winter.xlsx | Inputs_Product_Small Com DLC Heat-Two Way Switch New.xlsx | KU | 20 | Winter | Peak | 3 | Small Com DLC Heat-Two Way Switch New | 0 | 0 | 0 | 0 | 0 | 0 | 0 | 0 | 0 | 0 | 0 | 0 | 0 | 0 | 0 | 0 | 0 | 0 | 0 | 0 | 0 | 0 | 0 | 0 | 0 | 0 | 0 | 0 | 0 | 0 | 0 | 0 | 0 | 0 | 0 | 0 | 0 | 0 | 0 | 0 | 0 | 0 | 0 | 0 | 0 | 0 | 0 | 0 | 0 | 0 | 0 | 0 | 0 | 0 | 0 | 0 | 0 | 0 | 0 | 0 | 0 | 0 | 0 | 0 | 0
Inputs_Product_Small Com DLC Heat-Two Way Switch New.xlsx | Inputs_endUseLoadShapes.xlsx | Inputs_Global_KU_Winter.xlsx | Inputs_Product_Small Com DLC Heat-Two Way Switch New.xlsx | KU | 20 | Winter | Peak | 3 | Small Com DLC Heat-Two Way Switch New | 0 | 0 | 0 | 0 | 0 | 0 | 0 | 0 | 0 | 0 | 0 | 0 | 0 | 0 | 0 | 0 | 0 | 0 | 0 | 0 | 0 | 0 | 0 | 0 | 0 | 0 | 0 | 0 | 0 | 0 | 0 | 0 | 0 | 0 | 0 | 0 | 0 | 0 | 0 | 0 | 0 | 0 | 0 | 0 | 0 | 0 | 0 | 0 | 0 | 0 | 0 | 0 | 0 | 0 | 0 | 0 | 0 | 0 | 0 | 0 | 0 | 0 | 0 | 0 | 0
Inputs_Product_Small Com DLC Heat-Two Way Switch New.xlsx | Inputs_endUseLoadShapes.xlsx | Inputs_Global_KU_Winter.xlsx | Inputs_Product_Small Com DLC Heat-Two Way Switch New.xlsx | KU | 20 | Winter | Peak | 3 | Small Com DLC Heat-Two Way Switch New | 0 | 0 | 0 | 0 | 0 | 0 | 0 | 0 | 0 | 0 | 0 | 0 | 0 | 0 | 0 | 0 | 0 | 0 | 0 | 0 | 0 | 0 | 0 | 0 | 0 | 0 | 0 | 0 | 0 | 0 | 0 | 0 | 0 | 0 | 0 | 0 | 0 | 0 | 0 | 0 | 0 | 0 | 0 | 0 | 0 | 0 | 0 | 0 | 0 | 0 | 0 | 0 | 0 | 0 | 0 | 0 | 0 | 0 | 0 | 0 | 0 | 0 | 0 | 0 | 0
Inputs_Product_Small Com DLC Heat-Two Way Switch New.xlsx | Inputs_endUseLoadShapes.xlsx | Inputs_Global_KU_Winter.xlsx | Inputs_Product_Small Com DLC Heat-Two Way Switch New.xlsx | KU | 20 | Winter | Peak | 3 | Small Com DLC Heat-Two Way Switch New | 0 | 0 | 0 | 0 | 0 | 0 | 0 | 0 | 0 | 0 | 0 | 0 | 0 | 0 | 0 | 0 | 0 | 0 | 0 | 0 | 0 | 0 | 0 | 0 | 0 | 0 | 0 | 0 | 0 | 0 | 0 | 0 | 0 | 0 | 0 | 0 | 0 | 0 | 0 | 0 | 0 | 0 | 0 | 0 | 0 | 0 | 0 | 0 | 0 | 0 | 0 | 0 | 0 | 0 | 0 | 0 | 0 | 0 | 0 | 0 | 0 | 0 | 0 | 0 | 0
Inputs_Product_Small Com DLC Heat-Two Way Switch New.xlsx | Inputs_endUseLoadShapes.xlsx | Inputs_Global_KU_Winter.xlsx | Inputs_Product_Small Com DLC Heat-Two Way Switch New.xlsx | KU | 20 | Winter | Peak | 3 | Small Com DLC Heat-Two Way Switch New | 0 | 0 | 0 | 0 | 0 | 0 | 0 | 0 | 0 | 0 | 0 | 0 | 0 | 0 | 0 | 0 | 0 | 0 | 0 | 0 | 0 | 0 | 0 | 0 | 0 | 0 | 0 | 0 | 0 | 0 | 0 | 0 | 0 | 0 | 0 | 0 | 0 | 0 | 0 | 0 | 0 | 0 | 0 | 0 | 0 | 0 | 0 | 0 | 0 | 0 | 0 | 0 | 0 | 0 | 0 | 0 | 0 | 0 | 0 | 0 | 0 | 0 | 0 | 0 | 0
Inputs_Product_Small Com DLC Heat-Two Way Switch New.xlsx | Inputs_endUseLoadShapes.xlsx | Inputs_Global_KU_Winter.xlsx | Inputs_Product_Small Com DLC Heat-Two Way Switch New.xlsx | KU | 20 | Winter | Peak | 3 | Small Com DLC Heat-Two Way Switch New | 0 | 0 | 0 | 0 | 0 | 0.47433 | 0.47326 | 0.47133 | 0.46821 | 0.46524 | 0.46223 | 0.45908 | 0.45545 | 0.45352 | 0.45189 | 0.45033 | 0.44896 | 0.44779 | 0.44674 | 0.44584 | 0.44504 | 0.4442 | 0.44279 | 0.44153 | 0.44038 | 0 | 0 | 0 | 0 | 0 | 0 | 0 | 0 | 0 | 0 | 250.0922 | 249.5259 | 248.51 | 246.8672 | 245.2997 | 243.7118 | 242.0546 | 240.1374 | 239.1226 | 238.2596 | 237.4392 | 236.7171 | 236.0984 | 235.5474 | 235.0702 | 234.6505 | 234.2057 | 233.4643 | 232.7971 | 232.1941 | 0 | 0 | 0 | 0 | 0 | 0 | 0 | 0 | 0 | 0
Inputs_Product_Small Com DLC Heat-Two Way Switch New.xlsx | Inputs_endUseLoadShapes.xlsx | Inputs_Global_KU_Winter.xlsx | Inputs_Product_Small Com DLC Heat-Two Way Switch New.xlsx | KU | 20 | Winter | Peak | 3 | Small Com DLC Heat-Two Way Switch New | 0 | 0 | 0 | 0 | 0 | 0.047687 | 0.047579 | 0.047385 | 0.047072 | 0.046773 | 0.04647 | 0.046154 | 0.045788 | 0.045595 | 0.04543 | 0.045274 | 0.045136 | 0.045018 | 0.044913 | 0.044822 | 0.044742 | 0.044657 | 0.044516 | 0.044389 | 0.044274 | 0 | 0 | 0 | 0 | 0 | 0 | 0 | 0 | 0 | 0 | 25.143 | 25.086 | 24.9839 | 24.8187 | 24.6612 | 24.5015 | 24.3349 | 24.1422 | 24.0401 | 23.9534 | 23.8709 | 23.7983 | 23.7361 | 23.6807 | 23.6327 | 23.5905 | 23.5458 | 23.4713 | 23.4042 | 23.3436 | 0 | 0 | 0 | 0 | 0 | 0 | 0 | 0 | 0 | 0
Inputs_Product_Small Com DLC Heat-Two Way Switch New.xlsx | Inputs_endUseLoadShapes.xlsx | Inputs_Global_KU_Winter.xlsx | Inputs_Product_Small Com DLC Heat-Two Way Switch New.xlsx | KU | 20 | Winter | Peak | 3 | Small Com DLC Heat-Two Way Switch New | 0 | 0 | 0 | 0 | 0 | 0 | 0 | 0 | 0 | 0 | 0 | 0 | 0 | 0 | 0 | 0 | 0 | 0 | 0 | 0 | 0 | 0 | 0 | 0 | 0 | 0 | 0 | 0 | 0 | 0 | 0 | 0 | 0 | 0 | 0 | 0 | 0 | 0 | 0 | 0 | 0 | 0 | 0 | 0 | 0 | 0 | 0 | 0 | 0 | 0 | 0 | 0 | 0 | 0 | 0 | 0 | 0 | 0 | 0 | 0 | 0 | 0 | 0 | 0 | 0
Inputs_Product_Small Com DLC Heat-Two Way Switch New.xlsx | Inputs_endUseLoadShapes.xlsx | Inputs_Global_KU_Winter.xlsx | Inputs_Product_Small Com DLC Heat-Two Way Switch New.xlsx | KU | 20 | Winter | Peak | 3 | Small Com DLC Heat-Two Way Switch New | 0 | 0 | 0 | 0 | 0 | 0 | 0 | 0 | 0 | 0 | 0 | 0 | 0 | 0 | 0 | 0 | 0 | 0 | 0 | 0 | 0 | 0 | 0 | 0 | 0 | 0 | 0 | 0 | 0 | 0 | 0 | 0 | 0 | 0 | 0 | 0 | 0 | 0 | 0 | 0 | 0 | 0 | 0 | 0 | 0 | 0 | 0 | 0 | 0 | 0 | 0 | 0 | 0 | 0 | 0 | 0 | 0 | 0 | 0 | 0 | 0 | 0 | 0 | 0 | 0
Inputs_Product_Small Com DLC Heat-Two Way Switch New.xlsx | Inputs_endUseLoadShapes.xlsx | Inputs_Global_KU_Winter.xlsx | Inputs_Product_Small Com DLC Heat-Two Way Switch New.xlsx | KU | 20 | Winter | Peak | 3 | Small Com DLC Heat-Two Way Switch New | 0 | 0 | 0 | 0 | 0 | 0 | 0 | 0 | 0 | 0 | 0 | 0 | 0 | 0 | 0 | 0 | 0 | 0 | 0 | 0 | 0 | 0 | 0 | 0 | 0 | 0 | 0 | 0 | 0 | 0 | 0 | 0 | 0 | 0 | 0 | 0 | 0 | 0 | 0 | 0 | 0 | 0 | 0 | 0 | 0 | 0 | 0 | 0 | 0 | 0 | 0 | 0 | 0 | 0 | 0 | 0 | 0 | 0 | 0 | 0 | 0 | 0 | 0 | 0 | 0
Inputs_Product_Small Com DLC Heat-Two Way Switch New.xlsx | Inputs_endUseLoadShapes.xlsx | Inputs_Global_KU_Winter.xlsx | Inputs_Product_Small Com DLC Heat-Two Way Switch New.xlsx | KU | 20 | Winter | Peak | 3 | Small Com DLC Heat-Two Way Switch New | 0 | 0 | 0 | 0 | 0 | 0 | 0 | 0 | 0 | 0 | 0 | 0 | 0 | 0 | 0 | 0 | 0 | 0 | 0 | 0 | 0 | 0 | 0 | 0 | 0 | 0 | 0 | 0 | 0 | 0 | 0 | 0 | 0 | 0 | 0 | 0 | 0 | 0 | 0 | 0 | 0 | 0 | 0 | 0 | 0 | 0 | 0 | 0 | 0 | 0 | 0 | 0 | 0 | 0 | 0 | 0 | 0 | 0 | 0 | 0 | 0 | 0 | 0 | 0 | 0
Inputs_Product_Small Com DLC Heat-Two Way Switch New.xlsx | Inputs_endUseLoadShapes.xlsx | Inputs_Global_KU_Winter.xlsx | Inputs_Product_Small Com DLC Heat-Two Way Switch New.xlsx | KU | 20 | Winter | Peak | 3 | Small Com DLC Heat-Two Way Switch New | 0 | 0 | 0 | 0 | 0 | 0 | 0 | 0 | 0 | 0 | 0 | 0 | 0 | 0 | 0 | 0 | 0 | 0 | 0 | 0 | 0 | 0 | 0 | 0 | 0 | 0 | 0 | 0 | 0 | 0 | 0 | 0 | 0 | 0 | 0 | 0 | 0 | 0 | 0 | 0 | 0 | 0 | 0 | 0 | 0 | 0 | 0 | 0 | 0 | 0 | 0 | 0 | 0 | 0 | 0 | 0 | 0 | 0 | 0 | 0 | 0 | 0 | 0 | 0 | 0
Inputs_Product_Small Com DLC Heat-Two Way Switch New.xlsx | Inputs_endUseLoadShapes.xlsx | Inputs_Global_KU_Winter.xlsx | Inputs_Product_Small Com DLC Heat-Two Way Switch New.xlsx | KU | 20 | Winter | Peak | 3 | Small Com DLC Heat-Two Way Switch New | 0 | 0 | 0 | 0 | 0 | 0 | 0 | 0 | 0 | 0 | 0 | 0 | 0 | 0 | 0 | 0 | 0 | 0 | 0 | 0 | 0 | 0 | 0 | 0 | 0 | 0 | 0 | 0 | 0 | 0 | 0 | 0 | 0 | 0 | 0 | 0 | 0 | 0 | 0 | 0 | 0 | 0 | 0 | 0 | 0 | 0 | 0 | 0 | 0 | 0 | 0 | 0 | 0 | 0 | 0 | 0 | 0 | 0 | 0 | 0 | 0 | 0 | 0 | 0 | 0
Inputs_Product_Small Com DLC Heat-Two Way Switch New.xlsx | Inputs_endUseLoadShapes.xlsx | Inputs_Global_KU_Winter.xlsx | Inputs_Product_Small Com DLC Heat-Two Way Switch New.xlsx | KU | 20 | Winter | Peak | 3 | Small Com DLC Heat-Two Way Switch New | 0 | 0 | 0 | 0 | 0 | 0 | 0 | 0 | 0 | 0 | 0 | 0 | 0 | 0 | 0 | 0 | 0 | 0 | 0 | 0 | 0 | 0 | 0 | 0 | 0 | 0 | 0 | 0 | 0 | 0 | 0 | 0 | 0 | 0 | 0 | 0 | 0 | 0 | 0 | 0 | 0 | 0 | 0 | 0 | 0 | 0 | 0 | 0 | 0 | 0 | 0 | 0 | 0 | 0 | 0 | 0 | 0 | 0 | 0 | 0 | 0 | 0 | 0 | 0 | 0
Inputs_Product_Small Com DLC Heat-Two Way Switch New.xlsx | Inputs_endUseLoadShapes.xlsx | Inputs_Global_KU_Winter.xlsx | Inputs_Product_Small Com DLC Heat-Two Way Switch New.xlsx | KU | 20 | Winter | Peak | 3 | Small Com DLC Heat-Two Way Switch New | 0 | 0 | 0 | 0 | 0 | 0 | 0 | 0 | 0 | 0 | 0 | 0 | 0 | 0 | 0 | 0 | 0 | 0 | 0 | 0 | 0 | 0 | 0 | 0 | 0 | 0 | 0 | 0 | 0 | 0 | 0 | 0 | 0 | 0 | 0 | 0 | 0 | 0 | 0 | 0 | 0 | 0 | 0 | 0 | 0 | 0 | 0 | 0 | 0 | 0 | 0 | 0 | 0 | 0 | 0 | 0 | 0 | 0 | 0 | 0 | 0 | 0 | 0 | 0 | 0
Inputs_Product_Small Com DLC Heat-Two Way Switch New.xlsx | Inputs_endUseLoadShapes.xlsx | Inputs_Global_KU_Winter.xlsx | Inputs_Product_Small Com DLC Heat-Two Way Switch New.xlsx | KU | 20 | Winter | Peak | 3 | Small Com DLC Heat-Two Way Switch New | 0 | 0 | 0 | 0 | 0 | 0 | 0 | 0 | 0 | 0 | 0 | 0 | 0 | 0 | 0 | 0 | 0 | 0 | 0 | 0 | 0 | 0 | 0 | 0 | 0 | 0 | 0 | 0 | 0 | 0 | 0 | 0 | 0 | 0 | 0 | 0 | 0 | 0 | 0 | 0 | 0 | 0 | 0 | 0 | 0 | 0 | 0 | 0 | 0 | 0 | 0 | 0 | 0 | 0 | 0 | 0 | 0 | 0 | 0 | 0 | 0 | 0 | 0 | 0 | 0
Inputs_Product_Small Com DLC Heat-Two Way Switch New.xlsx | Inputs_endUseLoadShapes.xlsx | Inputs_Global_KU_Winter.xlsx | Inputs_Product_Small Com DLC Heat-Two Way Switch New.xlsx | KU | 20 | Winter | Peak | 3 | Small Com DLC Heat-Two Way Switch New | 0 | 0 | 0 | 0 | 0 | 0 | 0 | 0 | 0 | 0 | 0 | 0 | 0 | 0 | 0 | 0 | 0 | 0 | 0 | 0 | 0 | 0 | 0 | 0 | 0 | 0 | 0 | 0 | 0 | 0 | 0 | 0 | 0 | 0 | 0 | 0 | 0 | 0 | 0 | 0 | 0 | 0 | 0 | 0 | 0 | 0 | 0 | 0 | 0 | 0 | 0 | 0 | 0 | 0 | 0 | 0 | 0 | 0 | 0 | 0 | 0 | 0 | 0 | 0 | 0
Inputs_Product_Small Com DLC Heat-Two Way Switch New.xlsx | Inputs_endUseLoadShapes.xlsx | Inputs_Global_KU_Winter.xlsx | Inputs_Product_Small Com DLC Heat-Two Way Switch New.xlsx | KU | 20 | Winter | Peak | 3 | Small Com DLC Heat-Two Way Switch New | 0 | 0 | 0 | 0 | 0 | 0 | 0 | 0 | 0 | 0 | 0 | 0 | 0 | 0 | 0 | 0 | 0 | 0 | 0 | 0 | 0 | 0 | 0 | 0 | 0 | 0 | 0 | 0 | 0 | 0 | 0 | 0 | 0 | 0 | 0 | 0 | 0 | 0 | 0 | 0 | 0 | 0 | 0 | 0 | 0 | 0 | 0 | 0 | 0 | 0 | 0 | 0 | 0 | 0 | 0 | 0 | 0 | 0 | 0 | 0 | 0 | 0 | 0 | 0 | 0
Inputs_Product_Small Com DLC Heat-Two Way Switch New.xlsx | Inputs_endUseLoadShapes.xlsx | Inputs_Global_KU_Winter.xlsx | Inputs_Product_Small Com DLC Heat-Two Way Switch New.xlsx | KU | 20 | Winter | Peak | 3 | Small Com DLC Heat-Two Way Switch New | 0 | 0 | 0 | 0 | 0 | 0 | 0 | 0 | 0 | 0 | 0 | 0 | 0 | 0 | 0 | 0 | 0 | 0 | 0 | 0 | 0 | 0 | 0 | 0 | 0 | 0 | 0 | 0 | 0 | 0 | 0 | 0 | 0 | 0 | 0 | 0 | 0 | 0 | 0 | 0 | 0 | 0 | 0 | 0 | 0 | 0 | 0 | 0 | 0 | 0 | 0 | 0 | 0 | 0 | 0 | 0 | 0 | 0 | 0 | 0 | 0 | 0 | 0 | 0 | 0
Inputs_Product_Small Com DLC Heat-Two Way Switch New.xlsx | Inputs_endUseLoadShapes.xlsx | Inputs_Global_KU_Winter.xlsx | Inputs_Product_Small Com DLC Heat-Two Way Switch New.xlsx | KU | 20 | Winter | Peak | 3 | Small Com DLC Heat-Two Way Switch New | 0 | 0 | 0 | 0 | 0 | 0 | 0 | 0 | 0 | 0 | 0 | 0 | 0 | 0 | 0 | 0 | 0 | 0 | 0 | 0 | 0 | 0 | 0 | 0 | 0 | 0 | 0 | 0 | 0 | 0 | 0 | 0 | 0 | 0 | 0 | 0 | 0 | 0 | 0 | 0 | 0 | 0 | 0 | 0 | 0 | 0 | 0 | 0 | 0 | 0 | 0 | 0 | 0 | 0 | 0 | 0 | 0 | 0 | 0 | 0 | 0 | 0 | 0 | 0 | 0
Inputs_Product_Small Com DLC Heat-Two Way Switch New.xlsx | Inputs_endUseLoadShapes.xlsx | Inputs_Global_KU_Winter.xlsx | Inputs_Product_Small Com DLC Heat-Two Way Switch New.xlsx | KU | 20 | Winter | Peak | 3 | Small Com DLC Heat-Two Way Switch New | 0 | 0 | 0 | 0 | 0 | 0 | 0 | 0 | 0 | 0 | 0 | 0 | 0 | 0 | 0 | 0 | 0 | 0 | 0 | 0 | 0 | 0 | 0 | 0 | 0 | 0 | 0 | 0 | 0 | 0 | 0 | 0 | 0 | 0 | 0 | 0 | 0 | 0 | 0 | 0 | 0 | 0 | 0 | 0 | 0 | 0 | 0 | 0 | 0 | 0 | 0 | 0 | 0 | 0 | 0 | 0 | 0 | 0 | 0 | 0 | 0 | 0 | 0 | 0 | 0
Inputs_Product_Small Com DLC Heat-Two Way Switch New.xlsx | Inputs_endUseLoadShapes.xlsx | Inputs_Global_KU_Winter.xlsx | Inputs_Product_Small Com DLC Heat-Two Way Switch New.xlsx | KU | 20 | Winter | Peak | 3 | Small Com DLC Heat-Two Way Switch New | 0 | 0 | 0 | 0 | 0 | 0 | 0 | 0 | 0 | 0 | 0 | 0 | 0 | 0 | 0 | 0 | 0 | 0 | 0 | 0 | 0 | 0 | 0 | 0 | 0 | 0 | 0 | 0 | 0 | 0 | 0 | 0 | 0 | 0 | 0 | 0 | 0 | 0 | 0 | 0 | 0 | 0 | 0 | 0 | 0 | 0 | 0 | 0 | 0 | 0 | 0 | 0 | 0 | 0 | 0 | 0 | 0 | 0 | 0 | 0 | 0 | 0 | 0 | 0 | 0
Inputs_Product_Small Com DLC Heat-Two Way Switch New.xlsx | Inputs_endUseLoadShapes.xlsx | Inputs_Global_KU_Winter.xlsx | Inputs_Product_Small Com DLC Heat-Two Way Switch New.xlsx | KU | 20 | Winter | Peak | 3 | Small Com DLC Heat-Two Way Switch New | 0 | 0 | 0 | 0 | 0 | 0 | 0 | 0 | 0 | 0 | 0 | 0 | 0 | 0 | 0 | 0 | 0 | 0 | 0 | 0 | 0 | 0 | 0 | 0 | 0 | 0 | 0 | 0 | 0 | 0 | 0 | 0 | 0 | 0 | 0 | 0 | 0 | 0 | 0 | 0 | 0 | 0 | 0 | 0 | 0 | 0 | 0 | 0 | 0 | 0 | 0 | 0 | 0 | 0 | 0 | 0 | 0 | 0 | 0 | 0 | 0 | 0 | 0 | 0 | 0
Inputs_Product_Small Com DLC Heat-Two Way Switch New.xlsx | Inputs_endUseLoadShapes.xlsx | Inputs_Global_KU_Winter.xlsx | Inputs_Product_Small Com DLC Heat-Two Way Switch New.xlsx | KU | 20 | Winter | Peak | 3 | Small Com DLC Heat-Two Way Switch New | 0 | 0 | 0 | 0 | 0 | 0 | 0 | 0 | 0 | 0 | 0 | 0 | 0 | 0 | 0 | 0 | 0 | 0 | 0 | 0 | 0 | 0 | 0 | 0 | 0 | 0 | 0 | 0 | 0 | 0 | 0 | 0 | 0 | 0 | 0 | 0 | 0 | 0 | 0 | 0 | 0 | 0 | 0 | 0 | 0 | 0 | 0 | 0 | 0 | 0 | 0 | 0 | 0 | 0 | 0 | 0 | 0 | 0 | 0 | 0 | 0 | 0 | 0 | 0 | 0
Inputs_Product_Small Com DLC Heat-Two Way Switch New.xlsx | Inputs_endUseLoadShapes.xlsx | Inputs_Global_KU_Winter.xlsx | Inputs_Product_Small Com DLC Heat-Two Way Switch New.xlsx | KU | 20 | Winter | Peak | 3 | Small Com DLC Heat-Two Way Switch New | 0 | 0 | 0 | 0 | 0 | 0 | 0 | 0 | 0 | 0 | 0 | 0 | 0 | 0 | 0 | 0 | 0 | 0 | 0 | 0 | 0 | 0 | 0 | 0 | 0 | 0 | 0 | 0 | 0 | 0 | 0 | 0 | 0 | 0 | 0 | 0 | 0 | 0 | 0 | 0 | 0 | 0 | 0 | 0 | 0 | 0 | 0 | 0 | 0 | 0 | 0 | 0 | 0 | 0 | 0 | 0 | 0 | 0 | 0 | 0 | 0 | 0 | 0 | 0 | 0
Inputs_Product_Small Com DLC Heat-Two Way Switch New.xlsx | Inputs_endUseLoadShapes.xlsx | Inputs_Global_KU_Winter.xlsx | Inputs_Product_Small Com DLC Heat-Two Way Switch New.xlsx | KU | 20 | Winter | Peak | 3 | Small Com DLC Heat-Two Way Switch New | 0 | 0 | 0 | 0 | 0 | 0 | 0 | 0 | 0 | 0 | 0 | 0 | 0 | 0 | 0 | 0 | 0 | 0 | 0 | 0 | 0 | 0 | 0 | 0 | 0 | 0 | 0 | 0 | 0 | 0 | 0 | 0 | 0 | 0 | 0 | 0 | 0 | 0 | 0 | 0 | 0 | 0 | 0 | 0 | 0 | 0 | 0 | 0 | 0 | 0 | 0 | 0 | 0 | 0 | 0 | 0 | 0 | 0 | 0 | 0 | 0 | 0 | 0 | 0 | 0
Inputs_Product_Small Com DLC Heat-Two Way Switch New.xlsx | Inputs_endUseLoadShapes.xlsx | Inputs_Global_KU_Winter.xlsx | Inputs_Product_Small Com DLC Heat-Two Way Switch New.xlsx | KU | 20 | Winter | Peak | 3 | Small Com DLC Heat-Two Way Switch New | 0 | 0 | 0 | 0 | 0 | 0 | 0 | 0 | 0 | 0 | 0 | 0 | 0 | 0 | 0 | 0 | 0 | 0 | 0 | 0 | 0 | 0 | 0 | 0 | 0 | 0 | 0 | 0 | 0 | 0 | 0 | 0 | 0 | 0 | 0 | 0 | 0 | 0 | 0 | 0 | 0 | 0 | 0 | 0 | 0 | 0 | 0 | 0 | 0 | 0 | 0 | 0 | 0 | 0 | 0 | 0 | 0 | 0 | 0 | 0 | 0 | 0 | 0 | 0 | 0
Inputs_Product_Small Com DLC Heat-Two Way Switch New.xlsx | Inputs_endUseLoadShapes.xlsx | Inputs_Global_KU_Winter.xlsx | Inputs_Product_Small Com DLC Heat-Two Way Switch New.xlsx | KU | 20 | Winter | Peak | 3 | Small Com DLC Heat-Two Way Switch New | 0 | 0 | 0 | 0 | 0 | 0 | 0 | 0 | 0 | 0 | 0 | 0 | 0 | 0 | 0 | 0 | 0 | 0 | 0 | 0 | 0 | 0 | 0 | 0 | 0 | 0 | 0 | 0 | 0 | 0 | 0 | 0 | 0 | 0 | 0 | 0 | 0 | 0 | 0 | 0 | 0 | 0 | 0 | 0 | 0 | 0 | 0 | 0 | 0 | 0 | 0 | 0 | 0 | 0 | 0 | 0 | 0 | 0 | 0 | 0 | 0 | 0 | 0 | 0 | 0
Inputs_Product_Small Com DLC Heat-Two Way Switch New.xlsx | Inputs_endUseLoadShapes.xlsx | Inputs_Global_KU_Winter.xlsx | Inputs_Product_Small Com DLC Heat-Two Way Switch New.xlsx | KU | 20 | Winter | Peak | 3 | Small Com DLC Heat-Two Way Switch New | 0 | 0 | 0 | 0 | 0 | 0 | 0 | 0 | 0 | 0 | 0 | 0 | 0 | 0 | 0 | 0 | 0 | 0 | 0 | 0 | 0 | 0 | 0 | 0 | 0 | 0 | 0 | 0 | 0 | 0 | 0 | 0 | 0 | 0 | 0 | 0 | 0 | 0 | 0 | 0 | 0 | 0 | 0 | 0 | 0 | 0 | 0 | 0 | 0 | 0 | 0 | 0 | 0 | 0 | 0 | 0 | 0 | 0 | 0 | 0 | 0 | 0 | 0 | 0 | 0
Inputs_Product_Small Com DLC Heat-Two Way Switch New.xlsx | Inputs_endUseLoadShapes.xlsx | Inputs_Global_KU_Winter.xlsx | Inputs_Product_Small Com DLC Heat-Two Way Switch New.xlsx | KU | 20 | Winter | Peak | 3 | Small Com DLC Heat-Two Way Switch New | 0 | 0 | 0 | 0 | 0 | 0 | 0 | 0 | 0 | 0 | 0 | 0 | 0 | 0 | 0 | 0 | 0 | 0 | 0 | 0 | 0 | 0 | 0 | 0 | 0 | 0 | 0 | 0 | 0 | 0 | 0 | 0 | 0 | 0 | 0 | 0 | 0 | 0 | 0 | 0 | 0 | 0 | 0 | 0 | 0 | 0 | 0 | 0 | 0 | 0 | 0 | 0 | 0 | 0 | 0 | 0 | 0 | 0 | 0 | 0 | 0 | 0 | 0 | 0 | 0
Inputs_Product_Small Com DLC Heat-Two Way Switch New.xlsx | Inputs_endUseLoadShapes.xlsx | Inputs_Global_KU_Winter.xlsx | Inputs_Product_Small Com DLC Heat-Two Way Switch New.xlsx | KU | 20 | Winter | Peak | 3 | Small Com DLC Heat-Two Way Switch New | 0 | 0 | 0 | 0 | 0 | 0 | 0 | 0 | 0 | 0 | 0 | 0 | 0 | 0 | 0 | 0 | 0 | 0 | 0 | 0 | 0 | 0 | 0 | 0 | 0 | 0 | 0 | 0 | 0 | 0 | 0 | 0 | 0 | 0 | 0 | 0 | 0 | 0 | 0 | 0 | 0 | 0 | 0 | 0 | 0 | 0 | 0 | 0 | 0 | 0 | 0 | 0 | 0 | 0 | 0 | 0 | 0 | 0 | 0 | 0 | 0 | 0 | 0 | 0 | 0
Inputs_Product_Small Com DLC Heat-Two Way Switch New.xlsx | Inputs_endUseLoadShapes.xlsx | Inputs_Global_KU_Winter.xlsx | Inputs_Product_Small Com DLC Heat-Two Way Switch New.xlsx | KU | 20 | Winter | Peak | 3 | Small Com DLC Heat-Two Way Switch New | 0 | 0 | 0 | 0 | 0 | 0 | 0 | 0 | 0 | 0 | 0 | 0 | 0 | 0 | 0 | 0 | 0 | 0 | 0 | 0 | 0 | 0 | 0 | 0 | 0 | 0 | 0 | 0 | 0 | 0 | 0 | 0 | 0 | 0 | 0 | 0 | 0 | 0 | 0 | 0 | 0 | 0 | 0 | 0 | 0 | 0 | 0 | 0 | 0 | 0 | 0 | 0 | 0 | 0 | 0 | 0 | 0 | 0 | 0 | 0 | 0 | 0 | 0 | 0 | 0
Inputs_Product_Small Com DLC Heat-Two Way Switch New.xlsx | Inputs_endUseLoadShapes.xlsx | Inputs_Global_KU_Winter.xlsx | Inputs_Product_Small Com DLC Heat-Two Way Switch New.xlsx | KU | 20 | Winter | Peak | 3 | Small Com DLC Heat-Two Way Switch New | 0 | 0 | 0 | 0 | 0 | 0 | 0 | 0 | 0 | 0 | 0 | 0 | 0 | 0 | 0 | 0 | 0 | 0 | 0 | 0 | 0 | 0 | 0 | 0 | 0 | 0 | 0 | 0 | 0 | 0 | 0 | 0 | 0 | 0 | 0 | 0 | 0 | 0 | 0 | 0 | 0 | 0 | 0 | 0 | 0 | 0 | 0 | 0 | 0 | 0 | 0 | 0 | 0 | 0 | 0 | 0 | 0 | 0 | 0 | 0 | 0 | 0 | 0 | 0 | 0
Inputs_Product_Small Com DLC Heat-Two Way Switch New.xlsx | Inputs_endUseLoadShapes.xlsx | Inputs_Global_KU_Winter.xlsx | Inputs_Product_Small Com DLC Heat-Two Way Switch New.xlsx | KU | 20 | Winter | Peak | 3 | Small Com DLC Heat-Two Way Switch New | 0 | 0 | 0 | 0 | 0 | 0 | 0 | 0 | 0 | 0 | 0 | 0 | 0 | 0 | 0 | 0 | 0 | 0 | 0 | 0 | 0 | 0 | 0 | 0 | 0 | 0 | 0 | 0 | 0 | 0 | 0 | 0 | 0 | 0 | 0 | 0 | 0 | 0 | 0 | 0 | 0 | 0 | 0 | 0 | 0 | 0 | 0 | 0 | 0 | 0 | 0 | 0 | 0 | 0 | 0 | 0 | 0 | 0 | 0 | 0 | 0 | 0 | 0 | 0 | 0
Inputs_Product_Small Com DLC Heat-Two Way Switch New.xlsx | Inputs_endUseLoadShapes.xlsx | Inputs_Global_KU_Winter.xlsx | Inputs_Product_Small Com DLC Heat-Two Way Switch New.xlsx | KU | 20 | Winter | Peak | 3 | Small Com DLC Heat-Two Way Switch New | 0 | 0 | 0 | 0 | 0 | 0 | 0 | 0 | 0 | 0 | 0 | 0 | 0 | 0 | 0 | 0 | 0 | 0 | 0 | 0 | 0 | 0 | 0 | 0 | 0 | 0 | 0 | 0 | 0 | 0 | 0 | 0 | 0 | 0 | 0 | 0 | 0 | 0 | 0 | 0 | 0 | 0 | 0 | 0 | 0 | 0 | 0 | 0 | 0 | 0 | 0 | 0 | 0 | 0 | 0 | 0 | 0 | 0 | 0 | 0 | 0 | 0 | 0 | 0 | 0
Inputs_Product_Small Com DLC Heat-Two Way Switch New.xlsx | Inputs_endUseLoadShapes.xlsx | Inputs_Global_KU_Winter.xlsx | Inputs_Product_Small Com DLC Heat-Two Way Switch New.xlsx | KU | 20 | Winter | Peak | 3 | Small Com DLC Heat-Two Way Switch New | 0 | 0 | 0 | 0 | 0 | 0 | 0 | 0 | 0 | 0 | 0 | 0 | 0 | 0 | 0 | 0 | 0 | 0 | 0 | 0 | 0 | 0 | 0 | 0 | 0 | 0 | 0 | 0 | 0 | 0 | 0 | 0 | 0 | 0 | 0 | 0 | 0 | 0 | 0 | 0 | 0 | 0 | 0 | 0 | 0 | 0 | 0 | 0 | 0 | 0 | 0 | 0 | 0 | 0 | 0 | 0 | 0 | 0 | 0 | 0 | 0 | 0 | 0 | 0 | 0
Inputs_Product_Small Com DLC Heat-Two Way Switch New.xlsx | Inputs_endUseLoadShapes.xlsx | Inputs_Global_KU_Winter.xlsx | Inputs_Product_Small Com DLC Heat-Two Way Switch New.xlsx | KU | 20 | Winter | Peak | 3 | Small Com DLC Heat-Two Way Switch New | 0 | 0 | 0 | 0 | 0 | 0 | 0 | 0 | 0 | 0 | 0 | 0 | 0 | 0 | 0 | 0 | 0 | 0 | 0 | 0 | 0 | 0 | 0 | 0 | 0 | 0 | 0 | 0 | 0 | 0 | 0 | 0 | 0 | 0 | 0 | 0 | 0 | 0 | 0 | 0 | 0 | 0 | 0 | 0 | 0 | 0 | 0 | 0 | 0 | 0 | 0 | 0 | 0 | 0 | 0 | 0 | 0 | 0 | 0 | 0 | 0 | 0 | 0 | 0 | 0
Res Behavioral-_KU_Winter_3.10.2021_1.31.25 PM.xlsx | Inputs_endUseLoadShapes.xlsx | Inputs_Global_KU_Winter.xlsx | Inputs_Product_Res Behavioral.xlsx | KU | 20 | Winter | Peak | 3 | Res Behavioral- | Commercial | Grocery | 36.0838 | 0 | 0 | 0 | 0 | 0 | 0 | 0 | 0 | 0 | 0 | 0 | 0 | 0 | 0 | 0 | 0 | 0 | 0 | 0 | 0 | 0 | 0 | [10 empty] | 0 | 0 | 0 | 0 | 0 | 0 | 0 | 0 | 0 | 0 | 0 | 0 | 0 | 0 | 0 | 0 | 0 | 0 | 0 | 0 | 0 | 0 | 0 | 0 | 0 | 0 | 0 | 0 | 0 | 0
Res Behavioral-_KU_Winter_3.10.2021_1.31.25 PM.xlsx | Inputs_endUseLoadShapes.xlsx | Inputs_Global_KU_Winter.xlsx | Inputs_Product_Res Behavioral.xlsx | KU | 20 | Winter | Peak | 3 | Res Behavioral- | Commercial | Health | 77.5493 | 0 | 0 | 0 | 0 | 0 | 0 | 0 | 0 | 0 | 0 | 0 | 0 | 0 | 0 | 0 | 0 | 0 | 0 | 0 | 0 | 0 | 0 | [10 empty] | 0 | 0 | 0 | 0 | 0 | 0 | 0 | 0 | 0 | 0 | 0 | 0 | 0 | 0 | 0 | 0 | 0 | 0 | 0 | 0 | 0 | 0 | 0 | 0 | 0 | 0 | 0 | 0 | 0 | 0
Res Behavioral-_KU_Winter_3.10.2021_1.31.25 PM.xlsx | Inputs_endUseLoadShapes.xlsx | Inputs_Global_KU_Winter.xlsx | Inputs_Product_Res Behavioral.xlsx | KU | 20 | Winter | Peak | 3 | Res Behavioral- | Commercial | Large Office | 86.4336 | 0 | 0 | 0 | 0 | 0 | 0 | 0 | 0 | 0 | 0 | 0 | 0 | 0 | 0 | 0 | 0 | 0 | 0 | 0 | 0 | 0 | 0 | [10 empty] | 0 | 0 | 0 | 0 | 0 | 0 | 0 | 0 | 0 | 0 | 0 | 0 | 0 | 0 | 0 | 0 | 0 | 0 | 0 | 0 | 0 | 0 | 0 | 0 | 0 | 0 | 0 | 0 | 0 | 0
Res Behavioral-_KU_Winter_3.10.2021_1.31.25 PM.xlsx | Inputs_endUseLoadShapes.xlsx | Inputs_Global_KU_Winter.xlsx | Inputs_Product_Res Behavioral.xlsx | KU | 20 | Winter | Peak | 3 | Res Behavioral- | Commercial | Large Retail | 32.8378 | 0 | 0 | 0 | 0 | 0 | 0 | 0 | 0 | 0 | 0 | 0 | 0 | 0 | 0 | 0 | 0 | 0 | 0 | 0 | 0 | 0 | 0 | [10 empty] | 0 | 0 | 0 | 0 | 0 | 0 | 0 | 0 | 0 | 0 | 0 | 0 | 0 | 0 | 0 | 0 | 0 | 0 | 0 | 0 | 0 | 0 | 0 | 0 | 0 | 0 | 0 | 0 | 0 | 0
Res Behavioral-_KU_Winter_3.10.2021_1.31.25 PM.xlsx | Inputs_endUseLoadShapes.xlsx | Inputs_Global_KU_Winter.xlsx | Inputs_Product_Res Behavioral.xlsx | KU | 20 | Winter | Peak | 3 | Res Behavioral- | Commercial | Lodging | 13.126 | 0 | 0 | 0 | 0 | 0 | 0 | 0 | 0 | 0 | 0 | 0 | 0 | 0 | 0 | 0 | 0 | 0 | 0 | 0 | 0 | 0 | 0 | [10 empty] | 0 | 0 | 0 | 0 | 0 | 0 | 0 | 0 | 0 | 0 | 0 | 0 | 0 | 0 | 0 | 0 | 0 | 0 | 0 | 0 | 0 | 0 | 0 | 0 | 0 | 0 | 0 | 0 | 0 | 0
Res Behavioral-_KU_Winter_3.10.2021_1.31.25 PM.xlsx | Inputs_endUseLoadShapes.xlsx | Inputs_Global_KU_Winter.xlsx | Inputs_Product_Res Behavioral.xlsx | KU | 20 | Winter | Peak | 3 | Res Behavioral- | Commercial | Miscellaneous | 299.5689 | 0 | 0 | 0 | 0 | 0 | 0 | 0 | 0 | 0 | 0 | 0 | 0 | 0 | 0 | 0 | 0 | 0 | 0 | 0 | 0 | 0 | 0 | [10 empty] | 0 | 0 | 0 | 0 | 0 | 0 | 0 | 0 | 0 | 0 | 0 | 0 | 0 | 0 | 0 | 0 | 0 | 0 | 0 | 0 | 0 | 0 | 0 | 0 | 0 | 0 | 0 | 0 | 0 | 0
Res Behavioral-_KU_Winter_3.10.2021_1.31.25 PM.xlsx | Inputs_endUseLoadShapes.xlsx | Inputs_Global_KU_Winter.xlsx | Inputs_Product_Res Behavioral.xlsx | KU | 20 | Winter | Peak | 3 | Res Behavioral- | Commercial | Restaurant | 28.7696 | 0 | 0 | 0 | 0 | 0 | 0 | 0 | 0 | 0 | 0 | 0 | 0 | 0 | 0 | 0 | 0 | 0 | 0 | 0 | 0 | 0 | 0 | [10 empty] | 0 | 0 | 0 | 0 | 0 | 0 | 0 | 0 | 0 | 0 | 0 | 0 | 0 | 0 | 0 | 0 | 0 | 0 | 0 | 0 | 0 | 0 | 0 | 0 | 0 | 0 | 0 | 0 | 0 | 0
Res Behavioral-_KU_Winter_3.10.2021_1.31.25 PM.xlsx | Inputs_endUseLoadShapes.xlsx | Inputs_Global_KU_Winter.xlsx | Inputs_Product_Res Behavioral.xlsx | KU | 20 | Winter | Peak | 3 | Res Behavioral- | Commercial | School | 398.997 | 0 | 0 | 0 | 0 | 0 | 0 | 0 | 0 | 0 | 0 | 0 | 0 | 0 | 0 | 0 | 0 | 0 | 0 | 0 | 0 | 0 | 0 | [10 empty] | 0 | 0 | 0 | 0 | 0 | 0 | 0 | 0 | 0 | 0 | 0 | 0 | 0 | 0 | 0 | 0 | 0 | 0 | 0 | 0 | 0 | 0 | 0 | 0 | 0 | 0 | 0 | 0 | 0 | 0
Res Behavioral-_KU_Winter_3.10.2021_1.31.25 PM.xlsx | Inputs_endUseLoadShapes.xlsx | Inputs_Global_KU_Winter.xlsx | Inputs_Product_Res Behavioral.xlsx | KU | 20 | Winter | Peak | 3 | Res Behavioral- | Commercial | Small Office | 123.4234 | 0 | 0 | 0 | 0 | 0 | 0 | 0 | 0 | 0 | 0 | 0 | 0 | 0 | 0 | 0 | 0 | 0 | 0 | 0 | 0 | 0 | 0 | [10 empty] | 0 | 0 | 0 | 0 | 0 | 0 | 0 | 0 | 0 | 0 | 0 | 0 | 0 | 0 | 0 | 0 | 0 | 0 | 0 | 0 | 0 | 0 | 0 | 0 | 0 | 0 | 0 | 0 | 0 | 0
Res Behavioral-_KU_Winter_3.10.2021_1.31.25 PM.xlsx | Inputs_endUseLoadShapes.xlsx | Inputs_Global_KU_Winter.xlsx | Inputs_Product_Res Behavioral.xlsx | KU | 20 | Winter | Peak | 3 | Res Behavioral- | Commercial | Small Retail | 5.3384 | 0 | 0 | 0 | 0 | 0 | 0 | 0 | 0 | 0 | 0 | 0 | 0 | 0 | 0 | 0 | 0 | 0 | 0 | 0 | 0 | 0 | 0 | [10 empty] | 0 | 0 | 0 | 0 | 0 | 0 | 0 | 0 | 0 | 0 | 0 | 0 | 0 | 0 | 0 | 0 | 0 | 0 | 0 | 0 | 0 | 0 | 0 | 0 | 0 | 0 | 0 | 0 | 0 | 0
Res Behavioral-_KU_Winter_3.10.2021_1.31.25 PM.xlsx | Inputs_endUseLoadShapes.xlsx | Inputs_Global_KU_Winter.xlsx | Inputs_Product_Res Behavioral.xlsx | KU | 20 | Winter | Peak | 3 | Res Behavioral- | Commercial | Warehouse | 12.4486 | 0 | 0 | 0 | 0 | 0 | 0 | 0 | 0 | 0 | 0 | 0 | 0 | 0 | 0 | 0 | 0 | 0 | 0 | 0 | 0 | 0 | 0 | [10 empty] | 0 | 0 | 0 | 0 | 0 | 0 | 0 | 0 | 0 | 0 | 0 | 0 | 0 | 0 | 0 | 0 | 0 | 0 | 0 | 0 | 0 | 0 | 0 | 0 | 0 | 0 | 0 | 0 | 0 | 0
Res Behavioral-_KU_Winter_3.10.2021_1.31.25 PM.xlsx | Inputs_endUseLoadShapes.xlsx | Inputs_Global_KU_Winter.xlsx | Inputs_Product_Res Behavioral.xlsx | KU | 20 | Winter | Peak | 3 | Res Behavioral- | Industrial | Apparel | 3.4538 | 0 | 0 | 0 | 0 | 0 | 0 | 0 | 0 | 0 | 0 | 0 | 0 | 0 | 0 | 0 | 0 | 0 | 0 | 0 | 0 | 0 | 0 | [10 empty] | 0 | 0 | 0 | 0 | 0 | 0 | 0 | 0 | 0 | 0 | 0 | 0 | 0 | 0 | 0 | 0 | 0 | 0 | 0 | 0 | 0 | 0 | 0 | 0 | 0 | 0 | 0 | 0 | 0 | 0
Res Behavioral-_KU_Winter_3.10.2021_1.31.25 PM.xlsx | Inputs_endUseLoadShapes.xlsx | Inputs_Global_KU_Winter.xlsx | Inputs_Product_Res Behavioral.xlsx | KU | 20 | Winter | Peak | 3 | Res Behavioral- | Industrial | Beverage and Tobacco Products | 17.8028 | 0 | 0 | 0 | 0 | 0 | 0 | 0 | 0 | 0 | 0 | 0 | 0 | 0 | 0 | 0 | 0 | 0 | 0 | 0 | 0 | 0 | 0 | [10 empty] | 0 | 0 | 0 | 0 | 0 | 0 | 0 | 0 | 0 | 0 | 0 | 0 | 0 | 0 | 0 | 0 | 0 | 0 | 0 | 0 | 0 | 0 | 0 | 0 | 0 | 0 | 0 | 0 | 0 | 0
Res Behavioral-_KU_Winter_3.10.2021_1.31.25 PM.xlsx | Inputs_endUseLoadShapes.xlsx | Inputs_Global_KU_Winter.xlsx | Inputs_Product_Res Behavioral.xlsx | KU | 20 | Winter | Peak | 3 | Res Behavioral- | Industrial | Chemicals | 46.5406 | 0 | 0 | 0 | 0 | 0 | 0 | 0 | 0 | 0 | 0 | 0 | 0 | 0 | 0 | 0 | 0 | 0 | 0 | 0 | 0 | 0 | 0 | [10 empty] | 0 | 0 | 0 | 0 | 0 | 0 | 0 | 0 | 0 | 0 | 0 | 0 | 0 | 0 | 0 | 0 | 0 | 0 | 0 | 0 | 0 | 0 | 0 | 0 | 0 | 0 | 0 | 0 | 0 | 0
Res Behavioral-_KU_Winter_3.10.2021_1.31.25 PM.xlsx | Inputs_endUseLoadShapes.xlsx | Inputs_Global_KU_Winter.xlsx | Inputs_Product_Res Behavioral.xlsx | KU | 20 | Winter | Peak | 3 | Res Behavioral- | Industrial | Computer and Electronic Products | 0.75745 | 0 | 0 | 0 | 0 | 0 | 0 | 0 | 0 | 0 | 0 | 0 | 0 | 0 | 0 | 0 | 0 | 0 | 0 | 0 | 0 | 0 | 0 | [10 empty] | 0 | 0 | 0 | 0 | 0 | 0 | 0 | 0 | 0 | 0 | 0 | 0 | 0 | 0 | 0 | 0 | 0 | 0 | 0 | 0 | 0 | 0 | 0 | 0 | 0 | 0 | 0 | 0 | 0 | 0
Res Behavioral-_KU_Winter_3.10.2021_1.31.25 PM.xlsx | Inputs_endUseLoadShapes.xlsx | Inputs_Global_KU_Winter.xlsx | Inputs_Product_Res Behavioral.xlsx | KU | 20 | Winter | Peak | 3 | Res Behavioral- | Industrial | Electrical Equip., Appliances, and Components | 32.7524 | 0 | 0 | 0 | 0 | 0 | 0 | 0 | 0 | 0 | 0 | 0 | 0 | 0 | 0 | 0 | 0 | 0 | 0 | 0 | 0 | 0 | 0 | [10 empty] | 0 | 0 | 0 | 0 | 0 | 0 | 0 | 0 | 0 | 0 | 0 | 0 | 0 | 0 | 0 | 0 | 0 | 0 | 0 | 0 | 0 | 0 | 0 | 0 | 0 | 0 | 0 | 0 | 0 | 0
Res Behavioral-_KU_Winter_3.10.2021_1.31.25 PM.xlsx | Inputs_endUseLoadShapes.xlsx | Inputs_Global_KU_Winter.xlsx | Inputs_Product_Res Behavioral.xlsx | KU | 20 | Winter | Peak | 3 | Res Behavioral- | Industrial | Fabricated Metal Products | 36.5357 | 0 | 0 | 0 | 0 | 0 | 0 | 0 | 0 | 0 | 0 | 0 | 0 | 0 | 0 | 0 | 0 | 0 | 0 | 0 | 0 | 0 | 0 | [10 empty] | 0 | 0 | 0 | 0 | 0 | 0 | 0 | 0 | 0 | 0 | 0 | 0 | 0 | 0 | 0 | 0 | 0 | 0 | 0 | 0 | 0 | 0 | 0 | 0 | 0 | 0 | 0 | 0 | 0 | 0
Res Behavioral-_KU_Winter_3.10.2021_1.31.25 PM.xlsx | Inputs_endUseLoadShapes.xlsx | Inputs_Global_KU_Winter.xlsx | Inputs_Product_Res Behavioral.xlsx | KU | 20 | Winter | Peak | 3 | Res Behavioral- | Industrial | Food | 50.237 | 0 | 0 | 0 | 0 | 0 | 0 | 0 | 0 | 0 | 0 | 0 | 0 | 0 | 0 | 0 | 0 | 0 | 0 | 0 | 0 | 0 | 0 | [10 empty] | 0 | 0 | 0 | 0 | 0 | 0 | 0 | 0 | 0 | 0 | 0 | 0 | 0 | 0 | 0 | 0 | 0 | 0 | 0 | 0 | 0 | 0 | 0 | 0 | 0 | 0 | 0 | 0 | 0 | 0
Res Behavioral-_KU_Winter_3.10.2021_1.31.25 PM.xlsx | Inputs_endUseLoadShapes.xlsx | Inputs_Global_KU_Winter.xlsx | Inputs_Product_Res Behavioral.xlsx | KU | 20 | Winter | Peak | 3 | Res Behavioral- | Industrial | Furniture and Related Products | 3.0032 | 0 | 0 | 0 | 0 | 0 | 0 | 0 | 0 | 0 | 0 | 0 | 0 | 0 | 0 | 0 | 0 | 0 | 0 | 0 | 0 | 0 | 0 | [10 empty] | 0 | 0 | 0 | 0 | 0 | 0 | 0 | 0 | 0 | 0 | 0 | 0 | 0 | 0 | 0 | 0 | 0 | 0 | 0 | 0 | 0 | 0 | 0 | 0 | 0 | 0 | 0 | 0 | 0 | 0
Res Behavioral-_KU_Winter_3.10.2021_1.31.25 PM.xlsx | Inputs_endUseLoadShapes.xlsx | Inputs_Global_KU_Winter.xlsx | Inputs_Product_Res Behavioral.xlsx | KU | 20 | Winter | Peak | 3 | Res Behavioral- | Industrial | Machinery | 10.0252 | 0 | 0 | 0 | 0 | 0 | 0 | 0 | 0 | 0 | 0 | 0 | 0 | 0 | 0 | 0 | 0 | 0 | 0 | 0 | 0 | 0 | 0 | [10 empty] | 0 | 0 | 0 | 0 | 0 | 0 | 0 | 0 | 0 | 0 | 0 | 0 | 0 | 0 | 0 | 0 | 0 | 0 | 0 | 0 | 0 | 0 | 0 | 0 | 0 | 0 | 0 | 0 | 0 | 0
Res Behavioral-_KU_Winter_3.10.2021_1.31.25 PM.xlsx | Inputs_endUseLoadShapes.xlsx | Inputs_Global_KU_Winter.xlsx | Inputs_Product_Res Behavioral.xlsx | KU | 20 | Winter | Peak | 3 | Res Behavioral- | Industrial | Mining | 21.4786 | 0 | 0 | 0 | 0 | 0 | 0 | 0 | 0 | 0 | 0 | 0 | 0 | 0 | 0 | 0 | 0 | 0 | 0 | 0 | 0 | 0 | 0 | [10 empty] | 0 | 0 | 0 | 0 | 0 | 0 | 0 | 0 | 0 | 0 | 0 | 0 | 0 | 0 | 0 | 0 | 0 | 0 | 0 | 0 | 0 | 0 | 0 | 0 | 0 | 0 | 0 | 0 | 0 | 0
Res Behavioral-_KU_Winter_3.10.2021_1.31.25 PM.xlsx | Inputs_endUseLoadShapes.xlsx | Inputs_Global_KU_Winter.xlsx | Inputs_Product_Res Behavioral.xlsx | KU | 20 | Winter | Peak | 3 | Res Behavioral- | Industrial | Miscellaneous | 60.1488 | 0 | 0 | 0 | 0 | 0 | 0 | 0 | 0 | 0 | 0 | 0 | 0 | 0 | 0 | 0 | 0 | 0 | 0 | 0 | 0 | 0 | 0 | [10 empty] | 0 | 0 | 0 | 0 | 0 | 0 | 0 | 0 | 0 | 0 | 0 | 0 | 0 | 0 | 0 | 0 | 0 | 0 | 0 | 0 | 0 | 0 | 0 | 0 | 0 | 0 | 0 | 0 | 0 | 0
Res Behavioral-_KU_Winter_3.10.2021_1.31.25 PM.xlsx | Inputs_endUseLoadShapes.xlsx | Inputs_Global_KU_Winter.xlsx | Inputs_Product_Res Behavioral.xlsx | KU | 20 | Winter | Peak | 3 | Res Behavioral- | Industrial | Nonmetallic Mineral Products | 33.4497 | 0 | 0 | 0 | 0 | 0 | 0 | 0 | 0 | 0 | 0 | 0 | 0 | 0 | 0 | 0 | 0 | 0 | 0 | 0 | 0 | 0 | 0 | [10 empty] | 0 | 0 | 0 | 0 | 0 | 0 | 0 | 0 | 0 | 0 | 0 | 0 | 0 | 0 | 0 | 0 | 0 | 0 | 0 | 0 | 0 | 0 | 0 | 0 | 0 | 0 | 0 | 0 | 0 | 0
Res Behavioral-_KU_Winter_3.10.2021_1.31.25 PM.xlsx | Inputs_endUseLoadShapes.xlsx | Inputs_Global_KU_Winter.xlsx | Inputs_Product_Res Behavioral.xlsx | KU | 20 | Winter | Peak | 3 | Res Behavioral- | Industrial | Paper | 20.6596 | 0 | 0 | 0 | 0 | 0 | 0 | 0 | 0 | 0 | 0 | 0 | 0 | 0 | 0 | 0 | 0 | 0 | 0 | 0 | 0 | 0 | 0 | [10 empty] | 0 | 0 | 0 | 0 | 0 | 0 | 0 | 0 | 0 | 0 | 0 | 0 | 0 | 0 | 0 | 0 | 0 | 0 | 0 | 0 | 0 | 0 | 0 | 0 | 0 | 0 | 0 | 0 | 0 | 0
Res Behavioral-_KU_Winter_3.10.2021_1.31.25 PM.xlsx | Inputs_endUseLoadShapes.xlsx | Inputs_Global_KU_Winter.xlsx | Inputs_Product_Res Behavioral.xlsx | KU | 20 | Winter | Peak | 3 | Res Behavioral- | Industrial | Petroleum and Coal Products | 29.0052 | 0 | 0 | 0 | 0 | 0 | 0 | 0 | 0 | 0 | 0 | 0 | 0 | 0 | 0 | 0 | 0 | 0 | 0 | 0 | 0 | 0 | 0 | [10 empty] | 0 | 0 | 0 | 0 | 0 | 0 | 0 | 0 | 0 | 0 | 0 | 0 | 0 | 0 | 0 | 0 | 0 | 0 | 0 | 0 | 0 | 0 | 0 | 0 | 0 | 0 | 0 | 0 | 0 | 0
Res Behavioral-_KU_Winter_3.10.2021_1.31.25 PM.xlsx | Inputs_endUseLoadShapes.xlsx | Inputs_Global_KU_Winter.xlsx | Inputs_Product_Res Behavioral.xlsx | KU | 20 | Winter | Peak | 3 | Res Behavioral- | Industrial | Plastics and Rubber Products | 71.9237 | 0 | 0 | 0 | 0 | 0 | 0 | 0 | 0 | 0 | 0 | 0 | 0 | 0 | 0 | 0 | 0 | 0 | 0 | 0 | 0 | 0 | 0 | [10 empty] | 0 | 0 | 0 | 0 | 0 | 0 | 0 | 0 | 0 | 0 | 0 | 0 | 0 | 0 | 0 | 0 | 0 | 0 | 0 | 0 | 0 | 0 | 0 | 0 | 0 | 0 | 0 | 0 | 0 | 0
Res Behavioral-_KU_Winter_3.10.2021_1.31.25 PM.xlsx | Inputs_endUseLoadShapes.xlsx | Inputs_Global_KU_Winter.xlsx | Inputs_Product_Res Behavioral.xlsx | KU | 20 | Winter | Peak | 3 | Res Behavioral- | Industrial | Primary Metals | 207.3656 | 0 | 0 | 0 | 0 | 0 | 0 | 0 | 0 | 0 | 0 | 0 | 0 | 0 | 0 | 0 | 0 | 0 | 0 | 0 | 0 | 0 | 0 | [10 empty] | 0 | 0 | 0 | 0 | 0 | 0 | 0 | 0 | 0 | 0 | 0 | 0 | 0 | 0 | 0 | 0 | 0 | 0 | 0 | 0 | 0 | 0 | 0 | 0 | 0 | 0 | 0 | 0 | 0 | 0
Res Behavioral-_KU_Winter_3.10.2021_1.31.25 PM.xlsx | Inputs_endUseLoadShapes.xlsx | Inputs_Global_KU_Winter.xlsx | Inputs_Product_Res Behavioral.xlsx | KU | 20 | Winter | Peak | 3 | Res Behavioral- | Industrial | Printing and Related Support | 6.9014 | 0 | 0 | 0 | 0 | 0 | 0 | 0 | 0 | 0 | 0 | 0 | 0 | 0 | 0 | 0 | 0 | 0 | 0 | 0 | 0 | 0 | 0 | [10 empty] | 0 | 0 | 0 | 0 | 0 | 0 | 0 | 0 | 0 | 0 | 0 | 0 | 0 | 0 | 0 | 0 | 0 | 0 | 0 | 0 | 0 | 0 | 0 | 0 | 0 | 0 | 0 | 0 | 0 | 0
Res Behavioral-_KU_Winter_3.10.2021_1.31.25 PM.xlsx | Inputs_endUseLoadShapes.xlsx | Inputs_Global_KU_Winter.xlsx | Inputs_Product_Res Behavioral.xlsx | KU | 20 | Winter | Peak | 3 | Res Behavioral- | Industrial | Textiles | 0.22496 | 0 | 0 | 0 | 0 | 0 | 0 | 0 | 0 | 0 | 0 | 0 | 0 | 0 | 0 | 0 | 0 | 0 | 0 | 0 | 0 | 0 | 0 | [10 empty] | 0 | 0 | 0 | 0 | 0 | 0 | 0 | 0 | 0 | 0 | 0 | 0 | 0 | 0 | 0 | 0 | 0 | 0 | 0 | 0 | 0 | 0 | 0 | 0 | 0 | 0 | 0 | 0 | 0 | 0
Res Behavioral-_KU_Winter_3.10.2021_1.31.25 PM.xlsx | Inputs_endUseLoadShapes.xlsx | Inputs_Global_KU_Winter.xlsx | Inputs_Product_Res Behavioral.xlsx | KU | 20 | Winter | Peak | 3 | Res Behavioral- | Industrial | Transportation Equipment | 133.8889 | 0 | 0 | 0 | 0 | 0 | 0 | 0 | 0 | 0 | 0 | 0 | 0 | 0 | 0 | 0 | 0 | 0 | 0 | 0 | 0 | 0 | 0 | [10 empty] | 0 | 0 | 0 | 0 | 0 | 0 | 0 | 0 | 0 | 0 | 0 | 0 | 0 | 0 | 0 | 0 | 0 | 0 | 0 | 0 | 0 | 0 | 0 | 0 | 0 | 0 | 0 | 0 | 0 | 0
Res Behavioral-_KU_Winter_3.10.2021_1.31.25 PM.xlsx | Inputs_endUseLoadShapes.xlsx | Inputs_Global_KU_Winter.xlsx | Inputs_Product_Res Behavioral.xlsx | KU | 20 | Winter | Peak | 3 | Res Behavioral- | Industrial | Wastewater | 1.3381 | 0 | 0 | 0 | 0 | 0 | 0 | 0 | 0 | 0 | 0 | 0 | 0 | 0 | 0 | 0 | 0 | 0 | 0 | 0 | 0 | 0 | 0 | [10 empty] | 0 | 0 | 0 | 0 | 0 | 0 | 0 | 0 | 0 | 0 | 0 | 0 | 0 | 0 | 0 | 0 | 0 | 0 | 0 | 0 | 0 | 0 | 0 | 0 | 0 | 0 | 0 | 0 | 0 | 0
Res Behavioral-_KU_Winter_3.10.2021_1.31.25 PM.xlsx | Inputs_endUseLoadShapes.xlsx | Inputs_Global_KU_Winter.xlsx | Inputs_Product_Res Behavioral.xlsx | KU | 20 | Winter | Peak | 3 | Res Behavioral- | Industrial | Water | 21.8313 | 0 | 0 | 0 | 0 | 0 | 0 | 0 | 0 | 0 | 0 | 0 | 0 | 0 | 0 | 0 | 0 | 0 | 0 | 0 | 0 | 0 | 0 | [10 empty] | 0 | 0 | 0 | 0 | 0 | 0 | 0 | 0 | 0 | 0 | 0 | 0 | 0 | 0 | 0 | 0 | 0 | 0 | 0 | 0 | 0 | 0 | 0 | 0 | 0 | 0 | 0 | 0 | 0 | 0
Res Behavioral-_KU_Winter_3.10.2021_1.31.25 PM.xlsx | Inputs_endUseLoadShapes.xlsx | Inputs_Global_KU_Winter.xlsx | Inputs_Product_Res Behavioral.xlsx | KU | 20 | Winter | Peak | 3 | Res Behavioral- | Industrial | Wood Products | 5.0595 | 0 | 0 | 0 | 0 | 0 | 0 | 0 | 0 | 0 | 0 | 0 | 0 | 0 | 0 | 0 | 0 | 0 | 0 | 0 | 0 | 0 | 0 | [10 empty] | 0 | 0 | 0 | 0 | 0 | 0 | 0 | 0 | 0 | 0 | 0 | 0 | 0 | 0 | 0 | 0 | 0 | 0 | 0 | 0 | 0 | 0 | 0 | 0 | 0 | 0 | 0 | 0 | 0 | 0
Res Behavioral-_KU_Winter_3.10.2021_1.31.25 PM.xlsx | Inputs_endUseLoadShapes.xlsx | Inputs_Global_KU_Winter.xlsx | Inputs_Product_Res Behavioral.xlsx | KU | 20 | Winter | Peak | 3 | Res Behavioral- | Residential | Manufactured | 193.0352 | 193.0352 | 2.3164 | 0.41123 | 0.41172 | 0.41043 | 0.40918 | 0.40796 | 0.40811 | 0.40609 | 0.40477 | 0.40498 | 0.40651 | 0.4059 | 0.40657 | 0.40737 | 0.40953 | 0.40945 | 0.4106 | 0.41176 | 0.41395 | 0.41373 | 0.41463 | [10 empty] | 8840.9837 | 8851.3649 | 8823.7435 | 8796.7864 | 8770.5881 | 8773.7289 | 8730.3351 | 8702.0636 | 8706.4421 | 8739.3803 | 8726.3197 | 8740.787 | 8757.902 | 8804.3298 | 8802.5281 | 8827.3768 | 8852.2964 | 8899.3885 | 8894.6568 | 8913.91 | 0 | 0 | 0 | 0 | 0 | 0 | 0 | 0 | 0 | 0
Res Behavioral-_KU_Winter_3.10.2021_1.31.25 PM.xlsx | Inputs_endUseLoadShapes.xlsx | Inputs_Global_KU_Winter.xlsx | Inputs_Product_Res Behavioral.xlsx | KU | 20 | Winter | Peak | 3 | Res Behavioral- | Residential | Multifamily | 195.1526 | 195.1526 | 2.3418 | 0.45393 | 0.45446 | 0.45304 | 0.45166 | 0.45032 | 0.45048 | 0.44825 | 0.4468 | 0.44702 | 0.44871 | 0.44804 | 0.44879 | 0.44966 | 0.45205 | 0.45196 | 0.45323 | 0.45451 | 0.45693 | 0.45669 | 0.45767 | [10 empty] | 9758.8704 | 9770.3294 | 9739.8403 | 9710.0844 | 9681.1662 | 9684.6331 | 9636.7341 | 9605.5274 | 9610.3604 | 9646.7183 | 9632.3018 | 9648.2711 | 9667.163 | 9718.411 | 9716.4223 | 9743.8508 | 9771.3576 | 9823.3389 | 9818.116 | 9839.368 | 0 | 0 | 0 | 0 | 0 | 0 | 0 | 0 | 0 | 0
Res Behavioral-_KU_Winter_3.10.2021_1.31.25 PM.xlsx | Inputs_endUseLoadShapes.xlsx | Inputs_Global_KU_Winter.xlsx | Inputs_Product_Res Behavioral.xlsx | KU | 20 | Winter | Peak | 3 | Res Behavioral- | Residential | Single Family | 1280.9749 | 1280.9749 | 15.3717 | 3.1081 | 3.1117 | 3.102 | 3.0925 | 3.0833 | 3.0844 | 3.0692 | 3.0592 | 3.0608 | 3.0723 | 3.0677 | 3.0728 | 3.0788 | 3.0952 | 3.0945 | 3.1033 | 3.112 | 3.1286 | 3.1269 | 3.1337 | [10 empty] | 66818.8143 | 66897.2741 | 66688.5158 | 66484.7775 | 66286.7753 | 66310.513 | 65982.5492 | 65768.8776 | 65801.9691 | 66050.9111 | 65952.2013 | 66061.5429 | 66190.8955 | 66541.7895 | 66528.1728 | 66715.9756 | 66904.3142 | 67260.2292 | 67224.4678 | 67369.9801 | 0 | 0 | 0 | 0 | 0 | 0 | 0 | 0 | 0 | 0
Res Behavioral-_KU_Winter_3.10.2021_1.31.25 PM.xlsx | Inputs_endUseLoadShapes.xlsx | Inputs_Global_KU_Winter.xlsx | Inputs_Product_Res Behavioral.xlsx | KU | 20 | Winter | Peak | 3 | Res Behavioral- | 0 | 0 | 0 | 0 | 0 | 0 | 0 | 0 | 0 | 0 | 0 | 0 | 0 | 0 | 0 | 0 | 0 | 0 | 0 | 0 | 0 | 0 | 0 | 0 | 0 | [10 empty] | 0 | 0 | 0 | 0 | 0 | 0 | 0 | 0 | 0 | 0 | 0 | 0 | 0 | 0 | 0 | 0 | 0 | 0 | 0 | 0 | 0 | 0 | 0 | 0 | 0 | 0 | 0 | 0 | 0 | 0
Res Behavioral-_KU_Winter_3.10.2021_1.31.25 PM.xlsx | Inputs_endUseLoadShapes.xlsx | Inputs_Global_KU_Winter.xlsx | Inputs_Product_Res Behavioral.xlsx | KU | 20 | Winter | Peak | 3 | Res Behavioral- | 0 | 0 | 0 | 0 | 0 | 0 | 0 | 0 | 0 | 0 | 0 | 0 | 0 | 0 | 0 | 0 | 0 | 0 | 0 | 0 | 0 | 0 | 0 | 0 | 0 | [10 empty] | 0 | 0 | 0 | 0 | 0 | 0 | 0 | 0 | 0 | 0 | 0 | 0 | 0 | 0 | 0 | 0 | 0 | 0 | 0 | 0 | 0 | 0 | 0 | 0 | 0 | 0 | 0 | 0 | 0 | 0
Res Behavioral-_KU_Winter_3.10.2021_1.31.25 PM.xlsx | Inputs_endUseLoadShapes.xlsx | Inputs_Global_KU_Winter.xlsx | Inputs_Product_Res Behavioral.xlsx | KU | 20 | Winter | Peak | 3 | Res Behavioral- | 0 | 0 | 0 | 0 | 0 | 0 | 0 | 0 | 0 | 0 | 0 | 0 | 0 | 0 | 0 | 0 | 0 | 0 | 0 | 0 | 0 | 0 | 0 | 0 | 0 | [10 empty] | 0 | 0 | 0 | 0 | 0 | 0 | 0 | 0 | 0 | 0 | 0 | 0 | 0 | 0 | 0 | 0 | 0 | 0 | 0 | 0 | 0 | 0 | 0 | 0 | 0 | 0 | 0 | 0 | 0 | 0
Res Behavioral-_KU_Winter_3.10.2021_1.31.25 PM.xlsx | Inputs_endUseLoadShapes.xlsx | Inputs_Global_KU_Winter.xlsx | Inputs_Product_Res Behavioral.xlsx | KU | 20 | Winter | Peak | 3 | Res Behavioral- | 0 | 0 | 0 | 0 | 0 | 0 | 0 | 0 | 0 | 0 | 0 | 0 | 0 | 0 | 0 | 0 | 0 | 0 | 0 | 0 | 0 | 0 | 0 | 0 | 0 | [10 empty] | 0 | 0 | 0 | 0 | 0 | 0 | 0 | 0 | 0 | 0 | 0 | 0 | 0 | 0 | 0 | 0 | 0 | 0 | 0 | 0 | 0 | 0 | 0 | 0 | 0 | 0 | 0 | 0 | 0 | 0
Res CPP-No Enablement_KU_Winter_3.10.2021_1.32.55 PM.xlsx | Inputs_endUseLoadShapes.xlsx | Inputs_Global_KU_Winter.xlsx | Inputs_Product_Res CPP-No Enablement.xlsx | KU | 20 | Winter | Peak | 3 | Res CPP-No Enablement | Commercial | Grocery | 36.0838 | 0 | 0 | 0 | 0 | 0 | 0 | 0 | 0 | 0 | 0 | 0 | 0 | 0 | 0 | 0 | 0 | 0 | 0 | 0 | 0 | 0 | 0 | [10 empty] | 0 | 0 | 0 | 0 | 0 | 0 | 0 | 0 | 0 | 0 | 0 | 0 | 0 | 0 | 0 | 0 | 0 | 0 | 0 | 0 | 0 | 0 | 0 | 0 | 0 | 0 | 0 | 0 | 0 | 0
Res CPP-No Enablement_KU_Winter_3.10.2021_1.32.55 PM.xlsx | Inputs_endUseLoadShapes.xlsx | Inputs_Global_KU_Winter.xlsx | Inputs_Product_Res CPP-No Enablement.xlsx | KU | 20 | Winter | Peak | 3 | Res CPP-No Enablement | Commercial | Health | 77.5493 | 0 | 0 | 0 | 0 | 0 | 0 | 0 | 0 | 0 | 0 | 0 | 0 | 0 | 0 | 0 | 0 | 0 | 0 | 0 | 0 | 0 | 0 | [10 empty] | 0 | 0 | 0 | 0 | 0 | 0 | 0 | 0 | 0 | 0 | 0 | 0 | 0 | 0 | 0 | 0 | 0 | 0 | 0 | 0 | 0 | 0 | 0 | 0 | 0 | 0 | 0 | 0 | 0 | 0
Res CPP-No Enablement_KU_Winter_3.10.2021_1.32.55 PM.xlsx | Inputs_endUseLoadShapes.xlsx | Inputs_Global_KU_Winter.xlsx | Inputs_Product_Res CPP-No Enablement.xlsx | KU | 20 | Winter | Peak | 3 | Res CPP-No Enablement | Commercial | Large Office | 86.4336 | 0 | 0 | 0 | 0 | 0 | 0 | 0 | 0 | 0 | 0 | 0 | 0 | 0 | 0 | 0 | 0 | 0 | 0 | 0 | 0 | 0 | 0 | [10 empty] | 0 | 0 | 0 | 0 | 0 | 0 | 0 | 0 | 0 | 0 | 0 | 0 | 0 | 0 | 0 | 0 | 0 | 0 | 0 | 0 | 0 | 0 | 0 | 0 | 0 | 0 | 0 | 0 | 0 | 0
Res CPP-No Enablement_KU_Winter_3.10.2021_1.32.55 PM.xlsx | Inputs_endUseLoadShapes.xlsx | Inputs_Global_KU_Winter.xlsx | Inputs_Product_Res CPP-No Enablement.xlsx | KU | 20 | Winter | Peak | 3 | Res CPP-No Enablement | Commercial | Large Retail | 32.8378 | 0 | 0 | 0 | 0 | 0 | 0 | 0 | 0 | 0 | 0 | 0 | 0 | 0 | 0 | 0 | 0 | 0 | 0 | 0 | 0 | 0 | 0 | [10 empty] | 0 | 0 | 0 | 0 | 0 | 0 | 0 | 0 | 0 | 0 | 0 | 0 | 0 | 0 | 0 | 0 | 0 | 0 | 0 | 0 | 0 | 0 | 0 | 0 | 0 | 0 | 0 | 0 | 0 | 0
Res CPP-No Enablement_KU_Winter_3.10.2021_1.32.55 PM.xlsx | Inputs_endUseLoadShapes.xlsx | Inputs_Global_KU_Winter.xlsx | Inputs_Product_Res CPP-No Enablement.xlsx | KU | 20 | Winter | Peak | 3 | Res CPP-No Enablement | Commercial | Lodging | 13.126 | 0 | 0 | 0 | 0 | 0 | 0 | 0 | 0 | 0 | 0 | 0 | 0 | 0 | 0 | 0 | 0 | 0 | 0 | 0 | 0 | 0 | 0 | [10 empty] | 0 | 0 | 0 | 0 | 0 | 0 | 0 | 0 | 0 | 0 | 0 | 0 | 0 | 0 | 0 | 0 | 0 | 0 | 0 | 0 | 0 | 0 | 0 | 0 | 0 | 0 | 0 | 0 | 0 | 0
Res CPP-No Enablement_KU_Winter_3.10.2021_1.32.55 PM.xlsx | Inputs_endUseLoadShapes.xlsx | Inputs_Global_KU_Winter.xlsx | Inputs_Product_Res CPP-No Enablement.xlsx | KU | 20 | Winter | Peak | 3 | Res CPP-No Enablement | Commercial | Miscellaneous | 299.5689 | 0 | 0 | 0 | 0 | 0 | 0 | 0 | 0 | 0 | 0 | 0 | 0 | 0 | 0 | 0 | 0 | 0 | 0 | 0 | 0 | 0 | 0 | [10 empty] | 0 | 0 | 0 | 0 | 0 | 0 | 0 | 0 | 0 | 0 | 0 | 0 | 0 | 0 | 0 | 0 | 0 | 0 | 0 | 0 | 0 | 0 | 0 | 0 | 0 | 0 | 0 | 0 | 0 | 0
Res CPP-No Enablement_KU_Winter_3.10.2021_1.32.55 PM.xlsx | Inputs_endUseLoadShapes.xlsx | Inputs_Global_KU_Winter.xlsx | Inputs_Product_Res CPP-No Enablement.xlsx | KU | 20 | Winter | Peak | 3 | Res CPP-No Enablement | Commercial | Restaurant | 28.7696 | 0 | 0 | 0 | 0 | 0 | 0 | 0 | 0 | 0 | 0 | 0 | 0 | 0 | 0 | 0 | 0 | 0 | 0 | 0 | 0 | 0 | 0 | [10 empty] | 0 | 0 | 0 | 0 | 0 | 0 | 0 | 0 | 0 | 0 | 0 | 0 | 0 | 0 | 0 | 0 | 0 | 0 | 0 | 0 | 0 | 0 | 0 | 0 | 0 | 0 | 0 | 0 | 0 | 0
Res CPP-No Enablement_KU_Winter_3.10.2021_1.32.55 PM.xlsx | Inputs_endUseLoadShapes.xlsx | Inputs_Global_KU_Winter.xlsx | Inputs_Product_Res CPP-No Enablement.xlsx | KU | 20 | Winter | Peak | 3 | Res CPP-No Enablement | Commercial | School | 398.997 | 0 | 0 | 0 | 0 | 0 | 0 | 0 | 0 | 0 | 0 | 0 | 0 | 0 | 0 | 0 | 0 | 0 | 0 | 0 | 0 | 0 | 0 | [10 empty] | 0 | 0 | 0 | 0 | 0 | 0 | 0 | 0 | 0 | 0 | 0 | 0 | 0 | 0 | 0 | 0 | 0 | 0 | 0 | 0 | 0 | 0 | 0 | 0 | 0 | 0 | 0 | 0 | 0 | 0
Res CPP-No Enablement_KU_Winter_3.10.2021_1.32.55 PM.xlsx | Inputs_endUseLoadShapes.xlsx | Inputs_Global_KU_Winter.xlsx | Inputs_Product_Res CPP-No Enablement.xlsx | KU | 20 | Winter | Peak | 3 | Res CPP-No Enablement | Commercial | Small Office | 123.4234 | 0 | 0 | 0 | 0 | 0 | 0 | 0 | 0 | 0 | 0 | 0 | 0 | 0 | 0 | 0 | 0 | 0 | 0 | 0 | 0 | 0 | 0 | [10 empty] | 0 | 0 | 0 | 0 | 0 | 0 | 0 | 0 | 0 | 0 | 0 | 0 | 0 | 0 | 0 | 0 | 0 | 0 | 0 | 0 | 0 | 0 | 0 | 0 | 0 | 0 | 0 | 0 | 0 | 0
Res CPP-No Enablement_KU_Winter_3.10.2021_1.32.55 PM.xlsx | Inputs_endUseLoadShapes.xlsx | Inputs_Global_KU_Winter.xlsx | Inputs_Product_Res CPP-No Enablement.xlsx | KU | 20 | Winter | Peak | 3 | Res CPP-No Enablement | Commercial | Small Retail | 5.3384 | 0 | 0 | 0 | 0 | 0 | 0 | 0 | 0 | 0 | 0 | 0 | 0 | 0 | 0 | 0 | 0 | 0 | 0 | 0 | 0 | 0 | 0 | [10 empty] | 0 | 0 | 0 | 0 | 0 | 0 | 0 | 0 | 0 | 0 | 0 | 0 | 0 | 0 | 0 | 0 | 0 | 0 | 0 | 0 | 0 | 0 | 0 | 0 | 0 | 0 | 0 | 0 | 0 | 0
Res CPP-No Enablement_KU_Winter_3.10.2021_1.32.55 PM.xlsx | Inputs_endUseLoadShapes.xlsx | Inputs_Global_KU_Winter.xlsx | Inputs_Product_Res CPP-No Enablement.xlsx | KU | 20 | Winter | Peak | 3 | Res CPP-No Enablement | Commercial | Warehouse | 12.4486 | 0 | 0 | 0 | 0 | 0 | 0 | 0 | 0 | 0 | 0 | 0 | 0 | 0 | 0 | 0 | 0 | 0 | 0 | 0 | 0 | 0 | 0 | [10 empty] | 0 | 0 | 0 | 0 | 0 | 0 | 0 | 0 | 0 | 0 | 0 | 0 | 0 | 0 | 0 | 0 | 0 | 0 | 0 | 0 | 0 | 0 | 0 | 0 | 0 | 0 | 0 | 0 | 0 | 0
Res CPP-No Enablement_KU_Winter_3.10.2021_1.32.55 PM.xlsx | Inputs_endUseLoadShapes.xlsx | Inputs_Global_KU_Winter.xlsx | Inputs_Product_Res CPP-No Enablement.xlsx | KU | 20 | Winter | Peak | 3 | Res CPP-No Enablement | Industrial | Apparel | 3.4538 | 0 | 0 | 0 | 0 | 0 | 0 | 0 | 0 | 0 | 0 | 0 | 0 | 0 | 0 | 0 | 0 | 0 | 0 | 0 | 0 | 0 | 0 | [10 empty] | 0 | 0 | 0 | 0 | 0 | 0 | 0 | 0 | 0 | 0 | 0 | 0 | 0 | 0 | 0 | 0 | 0 | 0 | 0 | 0 | 0 | 0 | 0 | 0 | 0 | 0 | 0 | 0 | 0 | 0
Res CPP-No Enablement_KU_Winter_3.10.2021_1.32.55 PM.xlsx | Inputs_endUseLoadShapes.xlsx | Inputs_Global_KU_Winter.xlsx | Inputs_Product_Res CPP-No Enablement.xlsx | KU | 20 | Winter | Peak | 3 | Res CPP-No Enablement | Industrial | Beverage and Tobacco Products | 17.8028 | 0 | 0 | 0 | 0 | 0 | 0 | 0 | 0 | 0 | 0 | 0 | 0 | 0 | 0 | 0 | 0 | 0 | 0 | 0 | 0 | 0 | 0 | [10 empty] | 0 | 0 | 0 | 0 | 0 | 0 | 0 | 0 | 0 | 0 | 0 | 0 | 0 | 0 | 0 | 0 | 0 | 0 | 0 | 0 | 0 | 0 | 0 | 0 | 0 | 0 | 0 | 0 | 0 | 0
Res CPP-No Enablement_KU_Winter_3.10.2021_1.32.55 PM.xlsx | Inputs_endUseLoadShapes.xlsx | Inputs_Global_KU_Winter.xlsx | Inputs_Product_Res CPP-No Enablement.xlsx | KU | 20 | Winter | Peak | 3 | Res CPP-No Enablement | Industrial | Chemicals | 46.5406 | 0 | 0 | 0 | 0 | 0 | 0 | 0 | 0 | 0 | 0 | 0 | 0 | 0 | 0 | 0 | 0 | 0 | 0 | 0 | 0 | 0 | 0 | [10 empty] | 0 | 0 | 0 | 0 | 0 | 0 | 0 | 0 | 0 | 0 | 0 | 0 | 0 | 0 | 0 | 0 | 0 | 0 | 0 | 0 | 0 | 0 | 0 | 0 | 0 | 0 | 0 | 0 | 0 | 0
Res CPP-No Enablement_KU_Winter_3.10.2021_1.32.55 PM.xlsx | Inputs_endUseLoadShapes.xlsx | Inputs_Global_KU_Winter.xlsx | Inputs_Product_Res CPP-No Enablement.xlsx | KU | 20 | Winter | Peak | 3 | Res CPP-No Enablement | Industrial | Computer and Electronic Products | 0.75745 | 0 | 0 | 0 | 0 | 0 | 0 | 0 | 0 | 0 | 0 | 0 | 0 | 0 | 0 | 0 | 0 | 0 | 0 | 0 | 0 | 0 | 0 | [10 empty] | 0 | 0 | 0 | 0 | 0 | 0 | 0 | 0 | 0 | 0 | 0 | 0 | 0 | 0 | 0 | 0 | 0 | 0 | 0 | 0 | 0 | 0 | 0 | 0 | 0 | 0 | 0 | 0 | 0 | 0
Res CPP-No Enablement_KU_Winter_3.10.2021_1.32.55 PM.xlsx | Inputs_endUseLoadShapes.xlsx | Inputs_Global_KU_Winter.xlsx | Inputs_Product_Res CPP-No Enablement.xlsx | KU | 20 | Winter | Peak | 3 | Res CPP-No Enablement | Industrial | Electrical Equip., Appliances, and Components | 32.7524 | 0 | 0 | 0 | 0 | 0 | 0 | 0 | 0 | 0 | 0 | 0 | 0 | 0 | 0 | 0 | 0 | 0 | 0 | 0 | 0 | 0 | 0 | [10 empty] | 0 | 0 | 0 | 0 | 0 | 0 | 0 | 0 | 0 | 0 | 0 | 0 | 0 | 0 | 0 | 0 | 0 | 0 | 0 | 0 | 0 | 0 | 0 | 0 | 0 | 0 | 0 | 0 | 0 | 0
Res CPP-No Enablement_KU_Winter_3.10.2021_1.32.55 PM.xlsx | Inputs_endUseLoadShapes.xlsx | Inputs_Global_KU_Winter.xlsx | Inputs_Product_Res CPP-No Enablement.xlsx | KU | 20 | Winter | Peak | 3 | Res CPP-No Enablement | Industrial | Fabricated Metal Products | 36.5357 | 0 | 0 | 0 | 0 | 0 | 0 | 0 | 0 | 0 | 0 | 0 | 0 | 0 | 0 | 0 | 0 | 0 | 0 | 0 | 0 | 0 | 0 | [10 empty] | 0 | 0 | 0 | 0 | 0 | 0 | 0 | 0 | 0 | 0 | 0 | 0 | 0 | 0 | 0 | 0 | 0 | 0 | 0 | 0 | 0 | 0 | 0 | 0 | 0 | 0 | 0 | 0 | 0 | 0
Res CPP-No Enablement_KU_Winter_3.10.2021_1.32.55 PM.xlsx | Inputs_endUseLoadShapes.xlsx | Inputs_Global_KU_Winter.xlsx | Inputs_Product_Res CPP-No Enablement.xlsx | KU | 20 | Winter | Peak | 3 | Res CPP-No Enablement | Industrial | Food | 50.237 | 0 | 0 | 0 | 0 | 0 | 0 | 0 | 0 | 0 | 0 | 0 | 0 | 0 | 0 | 0 | 0 | 0 | 0 | 0 | 0 | 0 | 0 | [10 empty] | 0 | 0 | 0 | 0 | 0 | 0 | 0 | 0 | 0 | 0 | 0 | 0 | 0 | 0 | 0 | 0 | 0 | 0 | 0 | 0 | 0 | 0 | 0 | 0 | 0 | 0 | 0 | 0 | 0 | 0
Res CPP-No Enablement_KU_Winter_3.10.2021_1.32.55 PM.xlsx | Inputs_endUseLoadShapes.xlsx | Inputs_Global_KU_Winter.xlsx | Inputs_Product_Res CPP-No Enablement.xlsx | KU | 20 | Winter | Peak | 3 | Res CPP-No Enablement | Industrial | Furniture and Related Products | 3.0032 | 0 | 0 | 0 | 0 | 0 | 0 | 0 | 0 | 0 | 0 | 0 | 0 | 0 | 0 | 0 | 0 | 0 | 0 | 0 | 0 | 0 | 0 | [10 empty] | 0 | 0 | 0 | 0 | 0 | 0 | 0 | 0 | 0 | 0 | 0 | 0 | 0 | 0 | 0 | 0 | 0 | 0 | 0 | 0 | 0 | 0 | 0 | 0 | 0 | 0 | 0 | 0 | 0 | 0
Res CPP-No Enablement_KU_Winter_3.10.2021_1.32.55 PM.xlsx | Inputs_endUseLoadShapes.xlsx | Inputs_Global_KU_Winter.xlsx | Inputs_Product_Res CPP-No Enablement.xlsx | KU | 20 | Winter | Peak | 3 | Res CPP-No Enablement | Industrial | Machinery | 10.0252 | 0 | 0 | 0 | 0 | 0 | 0 | 0 | 0 | 0 | 0 | 0 | 0 | 0 | 0 | 0 | 0 | 0 | 0 | 0 | 0 | 0 | 0 | [10 empty] | 0 | 0 | 0 | 0 | 0 | 0 | 0 | 0 | 0 | 0 | 0 | 0 | 0 | 0 | 0 | 0 | 0 | 0 | 0 | 0 | 0 | 0 | 0 | 0 | 0 | 0 | 0 | 0 | 0 | 0
Res CPP-No Enablement_KU_Winter_3.10.2021_1.32.55 PM.xlsx | Inputs_endUseLoadShapes.xlsx | Inputs_Global_KU_Winter.xlsx | Inputs_Product_Res CPP-No Enablement.xlsx | KU | 20 | Winter | Peak | 3 | Res CPP-No Enablement | Industrial | Mining | 21.4786 | 0 | 0 | 0 | 0 | 0 | 0 | 0 | 0 | 0 | 0 | 0 | 0 | 0 | 0 | 0 | 0 | 0 | 0 | 0 | 0 | 0 | 0 | [10 empty] | 0 | 0 | 0 | 0 | 0 | 0 | 0 | 0 | 0 | 0 | 0 | 0 | 0 | 0 | 0 | 0 | 0 | 0 | 0 | 0 | 0 | 0 | 0 | 0 | 0 | 0 | 0 | 0 | 0 | 0
Res CPP-No Enablement_KU_Winter_3.10.2021_1.32.55 PM.xlsx | Inputs_endUseLoadShapes.xlsx | Inputs_Global_KU_Winter.xlsx | Inputs_Product_Res CPP-No Enablement.xlsx | KU | 20 | Winter | Peak | 3 | Res CPP-No Enablement | Industrial | Miscellaneous | 60.1488 | 0 | 0 | 0 | 0 | 0 | 0 | 0 | 0 | 0 | 0 | 0 | 0 | 0 | 0 | 0 | 0 | 0 | 0 | 0 | 0 | 0 | 0 | [10 empty] | 0 | 0 | 0 | 0 | 0 | 0 | 0 | 0 | 0 | 0 | 0 | 0 | 0 | 0 | 0 | 0 | 0 | 0 | 0 | 0 | 0 | 0 | 0 | 0 | 0 | 0 | 0 | 0 | 0 | 0
Res CPP-No Enablement_KU_Winter_3.10.2021_1.32.55 PM.xlsx | Inputs_endUseLoadShapes.xlsx | Inputs_Global_KU_Winter.xlsx | Inputs_Product_Res CPP-No Enablement.xlsx | KU | 20 | Winter | Peak | 3 | Res CPP-No Enablement | Industrial | Nonmetallic Mineral Products | 33.4497 | 0 | 0 | 0 | 0 | 0 | 0 | 0 | 0 | 0 | 0 | 0 | 0 | 0 | 0 | 0 | 0 | 0 | 0 | 0 | 0 | 0 | 0 | [10 empty] | 0 | 0 | 0 | 0 | 0 | 0 | 0 | 0 | 0 | 0 | 0 | 0 | 0 | 0 | 0 | 0 | 0 | 0 | 0 | 0 | 0 | 0 | 0 | 0 | 0 | 0 | 0 | 0 | 0 | 0
Res CPP-No Enablement_KU_Winter_3.10.2021_1.32.55 PM.xlsx | Inputs_endUseLoadShapes.xlsx | Inputs_Global_KU_Winter.xlsx | Inputs_Product_Res CPP-No Enablement.xlsx | KU | 20 | Winter | Peak | 3 | Res CPP-No Enablement | Industrial | Paper | 20.6596 | 0 | 0 | 0 | 0 | 0 | 0 | 0 | 0 | 0 | 0 | 0 | 0 | 0 | 0 | 0 | 0 | 0 | 0 | 0 | 0 | 0 | 0 | [10 empty] | 0 | 0 | 0 | 0 | 0 | 0 | 0 | 0 | 0 | 0 | 0 | 0 | 0 | 0 | 0 | 0 | 0 | 0 | 0 | 0 | 0 | 0 | 0 | 0 | 0 | 0 | 0 | 0 | 0 | 0
Res CPP-No Enablement_KU_Winter_3.10.2021_1.32.55 PM.xlsx | Inputs_endUseLoadShapes.xlsx | Inputs_Global_KU_Winter.xlsx | Inputs_Product_Res CPP-No Enablement.xlsx | KU | 20 | Winter | Peak | 3 | Res CPP-No Enablement | Industrial | Petroleum and Coal Products | 29.0052 | 0 | 0 | 0 | 0 | 0 | 0 | 0 | 0 | 0 | 0 | 0 | 0 | 0 | 0 | 0 | 0 | 0 | 0 | 0 | 0 | 0 | 0 | [10 empty] | 0 | 0 | 0 | 0 | 0 | 0 | 0 | 0 | 0 | 0 | 0 | 0 | 0 | 0 | 0 | 0 | 0 | 0 | 0 | 0 | 0 | 0 | 0 | 0 | 0 | 0 | 0 | 0 | 0 | 0
Res CPP-No Enablement_KU_Winter_3.10.2021_1.32.55 PM.xlsx | Inputs_endUseLoadShapes.xlsx | Inputs_Global_KU_Winter.xlsx | Inputs_Product_Res CPP-No Enablement.xlsx | KU | 20 | Winter | Peak | 3 | Res CPP-No Enablement | Industrial | Plastics and Rubber Products | 71.9237 | 0 | 0 | 0 | 0 | 0 | 0 | 0 | 0 | 0 | 0 | 0 | 0 | 0 | 0 | 0 | 0 | 0 | 0 | 0 | 0 | 0 | 0 | [10 empty] | 0 | 0 | 0 | 0 | 0 | 0 | 0 | 0 | 0 | 0 | 0 | 0 | 0 | 0 | 0 | 0 | 0 | 0 | 0 | 0 | 0 | 0 | 0 | 0 | 0 | 0 | 0 | 0 | 0 | 0
Res CPP-No Enablement_KU_Winter_3.10.2021_1.32.55 PM.xlsx | Inputs_endUseLoadShapes.xlsx | Inputs_Global_KU_Winter.xlsx | Inputs_Product_Res CPP-No Enablement.xlsx | KU | 20 | Winter | Peak | 3 | Res CPP-No Enablement | Industrial | Primary Metals | 207.3656 | 0 | 0 | 0 | 0 | 0 | 0 | 0 | 0 | 0 | 0 | 0 | 0 | 0 | 0 | 0 | 0 | 0 | 0 | 0 | 0 | 0 | 0 | [10 empty] | 0 | 0 | 0 | 0 | 0 | 0 | 0 | 0 | 0 | 0 | 0 | 0 | 0 | 0 | 0 | 0 | 0 | 0 | 0 | 0 | 0 | 0 | 0 | 0 | 0 | 0 | 0 | 0 | 0 | 0
Res CPP-No Enablement_KU_Winter_3.10.2021_1.32.55 PM.xlsx | Inputs_endUseLoadShapes.xlsx | Inputs_Global_KU_Winter.xlsx | Inputs_Product_Res CPP-No Enablement.xlsx | KU | 20 | Winter | Peak | 3 | Res CPP-No Enablement | Industrial | Printing and Related Support | 6.9014 | 0 | 0 | 0 | 0 | 0 | 0 | 0 | 0 | 0 | 0 | 0 | 0 | 0 | 0 | 0 | 0 | 0 | 0 | 0 | 0 | 0 | 0 | [10 empty] | 0 | 0 | 0 | 0 | 0 | 0 | 0 | 0 | 0 | 0 | 0 | 0 | 0 | 0 | 0 | 0 | 0 | 0 | 0 | 0 | 0 | 0 | 0 | 0 | 0 | 0 | 0 | 0 | 0 | 0
Res CPP-No Enablement_KU_Winter_3.10.2021_1.32.55 PM.xlsx | Inputs_endUseLoadShapes.xlsx | Inputs_Global_KU_Winter.xlsx | Inputs_Product_Res CPP-No Enablement.xlsx | KU | 20 | Winter | Peak | 3 | Res CPP-No Enablement | Industrial | Textiles | 0.22496 | 0 | 0 | 0 | 0 | 0 | 0 | 0 | 0 | 0 | 0 | 0 | 0 | 0 | 0 | 0 | 0 | 0 | 0 | 0 | 0 | 0 | 0 | [10 empty] | 0 | 0 | 0 | 0 | 0 | 0 | 0 | 0 | 0 | 0 | 0 | 0 | 0 | 0 | 0 | 0 | 0 | 0 | 0 | 0 | 0 | 0 | 0 | 0 | 0 | 0 | 0 | 0 | 0 | 0
Res CPP-No Enablement_KU_Winter_3.10.2021_1.32.55 PM.xlsx | Inputs_endUseLoadShapes.xlsx | Inputs_Global_KU_Winter.xlsx | Inputs_Product_Res CPP-No Enablement.xlsx | KU | 20 | Winter | Peak | 3 | Res CPP-No Enablement | Industrial | Transportation Equipment | 133.8889 | 0 | 0 | 0 | 0 | 0 | 0 | 0 | 0 | 0 | 0 | 0 | 0 | 0 | 0 | 0 | 0 | 0 | 0 | 0 | 0 | 0 | 0 | [10 empty] | 0 | 0 | 0 | 0 | 0 | 0 | 0 | 0 | 0 | 0 | 0 | 0 | 0 | 0 | 0 | 0 | 0 | 0 | 0 | 0 | 0 | 0 | 0 | 0 | 0 | 0 | 0 | 0 | 0 | 0
Res CPP-No Enablement_KU_Winter_3.10.2021_1.32.55 PM.xlsx | Inputs_endUseLoadShapes.xlsx | Inputs_Global_KU_Winter.xlsx | Inputs_Product_Res CPP-No Enablement.xlsx | KU | 20 | Winter | Peak | 3 | Res CPP-No Enablement | Industrial | Wastewater | 1.3381 | 0 | 0 | 0 | 0 | 0 | 0 | 0 | 0 | 0 | 0 | 0 | 0 | 0 | 0 | 0 | 0 | 0 | 0 | 0 | 0 | 0 | 0 | [10 empty] | 0 | 0 | 0 | 0 | 0 | 0 | 0 | 0 | 0 | 0 | 0 | 0 | 0 | 0 | 0 | 0 | 0 | 0 | 0 | 0 | 0 | 0 | 0 | 0 | 0 | 0 | 0 | 0 | 0 | 0
Res CPP-No Enablement_KU_Winter_3.10.2021_1.32.55 PM.xlsx | Inputs_endUseLoadShapes.xlsx | Inputs_Global_KU_Winter.xlsx | Inputs_Product_Res CPP-No Enablement.xlsx | KU | 20 | Winter | Peak | 3 | Res CPP-No Enablement | Industrial | Water | 21.8313 | 0 | 0 | 0 | 0 | 0 | 0 | 0 | 0 | 0 | 0 | 0 | 0 | 0 | 0 | 0 | 0 | 0 | 0 | 0 | 0 | 0 | 0 | [10 empty] | 0 | 0 | 0 | 0 | 0 | 0 | 0 | 0 | 0 | 0 | 0 | 0 | 0 | 0 | 0 | 0 | 0 | 0 | 0 | 0 | 0 | 0 | 0 | 0 | 0 | 0 | 0 | 0 | 0 | 0
Res CPP-No Enablement_KU_Winter_3.10.2021_1.32.55 PM.xlsx | Inputs_endUseLoadShapes.xlsx | Inputs_Global_KU_Winter.xlsx | Inputs_Product_Res CPP-No Enablement.xlsx | KU | 20 | Winter | Peak | 3 | Res CPP-No Enablement | Industrial | Wood Products | 5.0595 | 0 | 0 | 0 | 0 | 0 | 0 | 0 | 0 | 0 | 0 | 0 | 0 | 0 | 0 | 0 | 0 | 0 | 0 | 0 | 0 | 0 | 0 | [10 empty] | 0 | 0 | 0 | 0 | 0 | 0 | 0 | 0 | 0 | 0 | 0 | 0 | 0 | 0 | 0 | 0 | 0 | 0 | 0 | 0 | 0 | 0 | 0 | 0 | 0 | 0 | 0 | 0 | 0 | 0
Res CPP-No Enablement_KU_Winter_3.10.2021_1.32.55 PM.xlsx | Inputs_endUseLoadShapes.xlsx | Inputs_Global_KU_Winter.xlsx | Inputs_Product_Res CPP-No Enablement.xlsx | KU | 20 | Winter | Peak | 3 | Res CPP-No Enablement | Residential | Manufactured | 193.0352 | 193.0352 | 21.7316 | 1.8475 | 1.8497 | 1.8439 | 1.8383 | 1.8328 | 1.8335 | 1.8244 | 1.8185 | 1.8194 | 1.8263 | 1.8236 | 1.8266 | 1.8302 | 1.8399 | 1.8395 | 1.8447 | 1.8499 | 1.8597 | 1.8587 | 1.8628 | [10 empty] | 4420.4918 | 4425.6825 | 4411.8718 | 4398.3932 | 4385.2941 | 4386.8645 | 4365.1676 | 4351.0318 | 4353.221 | 4369.6901 | 4363.1599 | 4370.3935 | 4378.951 | 4402.1649 | 4401.264 | 4413.6884 | 4426.1482 | 4449.6943 | 4447.3284 | 4456.955 | 0 | 0 | 0 | 0 | 0 | 0 | 0 | 0 | 0 | 0
Res CPP-No Enablement_KU_Winter_3.10.2021_1.32.55 PM.xlsx | Inputs_endUseLoadShapes.xlsx | Inputs_Global_KU_Winter.xlsx | Inputs_Product_Res CPP-No Enablement.xlsx | KU | 20 | Winter | Peak | 3 | Res CPP-No Enablement | Residential | Multifamily | 195.1526 | 195.1526 | 21.9604 | 2.0393 | 2.0417 | 2.0354 | 2.0291 | 2.0231 | 2.0238 | 2.0138 | 2.0073 | 2.0083 | 2.0159 | 2.0129 | 2.0162 | 2.0202 | 2.0309 | 2.0305 | 2.0362 | 2.0419 | 2.0528 | 2.0517 | 2.0562 | [10 empty] | 4879.4352 | 4885.1647 | 4869.9202 | 4855.0422 | 4840.5831 | 4842.3166 | 4818.367 | 4802.7637 | 4805.1802 | 4823.3592 | 4816.1509 | 4824.1355 | 4833.5815 | 4859.2055 | 4858.2111 | 4871.9254 | 4885.6788 | 4911.6695 | 4909.058 | 4919.684 | 0 | 0 | 0 | 0 | 0 | 0 | 0 | 0 | 0 | 0
Res CPP-No Enablement_KU_Winter_3.10.2021_1.32.55 PM.xlsx | Inputs_endUseLoadShapes.xlsx | Inputs_Global_KU_Winter.xlsx | Inputs_Product_Res CPP-No Enablement.xlsx | KU | 20 | Winter | Peak | 3 | Res CPP-No Enablement | Residential | Single Family | 1280.9749 | 1280.9749 | 136.2822 | 13.9633 | 13.9797 | 13.9361 | 13.8935 | 13.8521 | 13.8571 | 13.7886 | 13.7439 | 13.7508 | 13.8028 | 13.7822 | 13.8051 | 13.8321 | 13.9054 | 13.9026 | 13.9418 | 13.9812 | 14.0556 | 14.0481 | 14.0785 | [10 empty] | 33409.4072 | 33448.6371 | 33344.2579 | 33242.3888 | 33143.3876 | 33155.2565 | 32991.2746 | 32884.4388 | 32900.9845 | 33025.4556 | 32976.1006 | 33030.7714 | 33095.4477 | 33270.8947 | 33264.0864 | 33357.9878 | 33452.1571 | 33630.1146 | 33612.2339 | 33684.9901 | 0 | 0 | 0 | 0 | 0 | 0 | 0 | 0 | 0 | 0
Res CPP-No Enablement_KU_Winter_3.10.2021_1.32.55 PM.xlsx | Inputs_endUseLoadShapes.xlsx | Inputs_Global_KU_Winter.xlsx | Inputs_Product_Res CPP-No Enablement.xlsx | KU | 20 | Winter | Peak | 3 | Res CPP-No Enablement | 0 | 0 | 0 | 0 | 0 | 0 | 0 | 0 | 0 | 0 | 0 | 0 | 0 | 0 | 0 | 0 | 0 | 0 | 0 | 0 | 0 | 0 | 0 | 0 | 0 | [10 empty] | 0 | 0 | 0 | 0 | 0 | 0 | 0 | 0 | 0 | 0 | 0 | 0 | 0 | 0 | 0 | 0 | 0 | 0 | 0 | 0 | 0 | 0 | 0 | 0 | 0 | 0 | 0 | 0 | 0 | 0
Res CPP-No Enablement_KU_Winter_3.10.2021_1.32.55 PM.xlsx | Inputs_endUseLoadShapes.xlsx | Inputs_Global_KU_Winter.xlsx | Inputs_Product_Res CPP-No Enablement.xlsx | KU | 20 | Winter | Peak | 3 | Res CPP-No Enablement | 0 | 0 | 0 | 0 | 0 | 0 | 0 | 0 | 0 | 0 | 0 | 0 | 0 | 0 | 0 | 0 | 0 | 0 | 0 | 0 | 0 | 0 | 0 | 0 | 0 | [10 empty] | 0 | 0 | 0 | 0 | 0 | 0 | 0 | 0 | 0 | 0 | 0 | 0 | 0 | 0 | 0 | 0 | 0 | 0 | 0 | 0 | 0 | 0 | 0 | 0 | 0 | 0 | 0 | 0 | 0 | 0
Res CPP-No Enablement_KU_Winter_3.10.2021_1.32.55 PM.xlsx | Inputs_endUseLoadShapes.xlsx | Inputs_Global_KU_Winter.xlsx | Inputs_Product_Res CPP-No Enablement.xlsx | KU | 20 | Winter | Peak | 3 | Res CPP-No Enablement | 0 | 0 | 0 | 0 | 0 | 0 | 0 | 0 | 0 | 0 | 0 | 0 | 0 | 0 | 0 | 0 | 0 | 0 | 0 | 0 | 0 | 0 | 0 | 0 | 0 | [10 empty] | 0 | 0 | 0 | 0 | 0 | 0 | 0 | 0 | 0 | 0 | 0 | 0 | 0 | 0 | 0 | 0 | 0 | 0 | 0 | 0 | 0 | 0 | 0 | 0 | 0 | 0 | 0 | 0 | 0 | 0
Res CPP-No Enablement_KU_Winter_3.10.2021_1.32.55 PM.xlsx | Inputs_endUseLoadShapes.xlsx | Inputs_Global_KU_Winter.xlsx | Inputs_Product_Res CPP-No Enablement.xlsx | KU | 20 | Winter | Peak | 3 | Res CPP-No Enablement | 0 | 0 | 0 | 0 | 0 | 0 | 0 | 0 | 0 | 0 | 0 | 0 | 0 | 0 | 0 | 0 | 0 | 0 | 0 | 0 | 0 | 0 | 0 | 0 | 0 | [10 empty] | 0 | 0 | 0 | 0 | 0 | 0 | 0 | 0 | 0 | 0 | 0 | 0 | 0 | 0 | 0 | 0 | 0 | 0 | 0 | 0 | 0 | 0 | 0 | 0 | 0 | 0 | 0 | 0 | 0 | 0
Res CPP-With Enablement_KU_Winter_3.10.2021_1.34.36 PM.xlsx | Inputs_endUseLoadShapes.xlsx | Inputs_Global_KU_Winter.xlsx | Inputs_Product_Res CPP-With Enablement.xlsx | KU | 20 | Winter | Peak | 3 | Res CPP-With Enablement | Commercial | Grocery | 36.0838 | 0 | 0 | 0 | 0 | 0 | 0 | 0 | 0 | 0 | 0 | 0 | 0 | 0 | 0 | 0 | 0 | 0 | 0 | 0 | 0 | 0 | 0 | [10 empty] | 0 | 0 | 0 | 0 | 0 | 0 | 0 | 0 | 0 | 0 | 0 | 0 | 0 | 0 | 0 | 0 | 0 | 0 | 0 | 0 | 0 | 0 | 0 | 0 | 0 | 0 | 0 | 0 | 0 | 0
Res CPP-With Enablement_KU_Winter_3.10.2021_1.34.36 PM.xlsx | Inputs_endUseLoadShapes.xlsx | Inputs_Global_KU_Winter.xlsx | Inputs_Product_Res CPP-With Enablement.xlsx | KU | 20 | Winter | Peak | 3 | Res CPP-With Enablement | Commercial | Health | 77.5493 | 0 | 0 | 0 | 0 | 0 | 0 | 0 | 0 | 0 | 0 | 0 | 0 | 0 | 0 | 0 | 0 | 0 | 0 | 0 | 0 | 0 | 0 | [10 empty] | 0 | 0 | 0 | 0 | 0 | 0 | 0 | 0 | 0 | 0 | 0 | 0 | 0 | 0 | 0 | 0 | 0 | 0 | 0 | 0 | 0 | 0 | 0 | 0 | 0 | 0 | 0 | 0 | 0 | 0
Res CPP-With Enablement_KU_Winter_3.10.2021_1.34.36 PM.xlsx | Inputs_endUseLoadShapes.xlsx | Inputs_Global_KU_Winter.xlsx | Inputs_Product_Res CPP-With Enablement.xlsx | KU | 20 | Winter | Peak | 3 | Res CPP-With Enablement | Commercial | Large Office | 86.4336 | 0 | 0 | 0 | 0 | 0 | 0 | 0 | 0 | 0 | 0 | 0 | 0 | 0 | 0 | 0 | 0 | 0 | 0 | 0 | 0 | 0 | 0 | [10 empty] | 0 | 0 | 0 | 0 | 0 | 0 | 0 | 0 | 0 | 0 | 0 | 0 | 0 | 0 | 0 | 0 | 0 | 0 | 0 | 0 | 0 | 0 | 0 | 0 | 0 | 0 | 0 | 0 | 0 | 0
Res CPP-With Enablement_KU_Winter_3.10.2021_1.34.36 PM.xlsx | Inputs_endUseLoadShapes.xlsx | Inputs_Global_KU_Winter.xlsx | Inputs_Product_Res CPP-With Enablement.xlsx | KU | 20 | Winter | Peak | 3 | Res CPP-With Enablement | Commercial | Large Retail | 32.8378 | 0 | 0 | 0 | 0 | 0 | 0 | 0 | 0 | 0 | 0 | 0 | 0 | 0 | 0 | 0 | 0 | 0 | 0 | 0 | 0 | 0 | 0 | [10 empty] | 0 | 0 | 0 | 0 | 0 | 0 | 0 | 0 | 0 | 0 | 0 | 0 | 0 | 0 | 0 | 0 | 0 | 0 | 0 | 0 | 0 | 0 | 0 | 0 | 0 | 0 | 0 | 0 | 0 | 0
Res CPP-With Enablement_KU_Winter_3.10.2021_1.34.36 PM.xlsx | Inputs_endUseLoadShapes.xlsx | Inputs_Global_KU_Winter.xlsx | Inputs_Product_Res CPP-With Enablement.xlsx | KU | 20 | Winter | Peak | 3 | Res CPP-With Enablement | Commercial | Lodging | 13.126 | 0 | 0 | 0 | 0 | 0 | 0 | 0 | 0 | 0 | 0 | 0 | 0 | 0 | 0 | 0 | 0 | 0 | 0 | 0 | 0 | 0 | 0 | [10 empty] | 0 | 0 | 0 | 0 | 0 | 0 | 0 | 0 | 0 | 0 | 0 | 0 | 0 | 0 | 0 | 0 | 0 | 0 | 0 | 0 | 0 | 0 | 0 | 0 | 0 | 0 | 0 | 0 | 0 | 0
Res CPP-With Enablement_KU_Winter_3.10.2021_1.34.36 PM.xlsx | Inputs_endUseLoadShapes.xlsx | Inputs_Global_KU_Winter.xlsx | Inputs_Product_Res CPP-With Enablement.xlsx | KU | 20 | Winter | Peak | 3 | Res CPP-With Enablement | Commercial | Miscellaneous | 299.5689 | 0 | 0 | 0 | 0 | 0 | 0 | 0 | 0 | 0 | 0 | 0 | 0 | 0 | 0 | 0 | 0 | 0 | 0 | 0 | 0 | 0 | 0 | [10 empty] | 0 | 0 | 0 | 0 | 0 | 0 | 0 | 0 | 0 | 0 | 0 | 0 | 0 | 0 | 0 | 0 | 0 | 0 | 0 | 0 | 0 | 0 | 0 | 0 | 0 | 0 | 0 | 0 | 0 | 0
Res CPP-With Enablement_KU_Winter_3.10.2021_1.34.36 PM.xlsx | Inputs_endUseLoadShapes.xlsx | Inputs_Global_KU_Winter.xlsx | Inputs_Product_Res CPP-With Enablement.xlsx | KU | 20 | Winter | Peak | 3 | Res CPP-With Enablement | Commercial | Restaurant | 28.7696 | 0 | 0 | 0 | 0 | 0 | 0 | 0 | 0 | 0 | 0 | 0 | 0 | 0 | 0 | 0 | 0 | 0 | 0 | 0 | 0 | 0 | 0 | [10 empty] | 0 | 0 | 0 | 0 | 0 | 0 | 0 | 0 | 0 | 0 | 0 | 0 | 0 | 0 | 0 | 0 | 0 | 0 | 0 | 0 | 0 | 0 | 0 | 0 | 0 | 0 | 0 | 0 | 0 | 0
Res CPP-With Enablement_KU_Winter_3.10.2021_1.34.36 PM.xlsx | Inputs_endUseLoadShapes.xlsx | Inputs_Global_KU_Winter.xlsx | Inputs_Product_Res CPP-With Enablement.xlsx | KU | 20 | Winter | Peak | 3 | Res CPP-With Enablement | Commercial | School | 398.997 | 0 | 0 | 0 | 0 | 0 | 0 | 0 | 0 | 0 | 0 | 0 | 0 | 0 | 0 | 0 | 0 | 0 | 0 | 0 | 0 | 0 | 0 | [10 empty] | 0 | 0 | 0 | 0 | 0 | 0 | 0 | 0 | 0 | 0 | 0 | 0 | 0 | 0 | 0 | 0 | 0 | 0 | 0 | 0 | 0 | 0 | 0 | 0 | 0 | 0 | 0 | 0 | 0 | 0
Res CPP-With Enablement_KU_Winter_3.10.2021_1.34.36 PM.xlsx | Inputs_endUseLoadShapes.xlsx | Inputs_Global_KU_Winter.xlsx | Inputs_Product_Res CPP-With Enablement.xlsx | KU | 20 | Winter | Peak | 3 | Res CPP-With Enablement | Commercial | Small Office | 123.4234 | 0 | 0 | 0 | 0 | 0 | 0 | 0 | 0 | 0 | 0 | 0 | 0 | 0 | 0 | 0 | 0 | 0 | 0 | 0 | 0 | 0 | 0 | [10 empty] | 0 | 0 | 0 | 0 | 0 | 0 | 0 | 0 | 0 | 0 | 0 | 0 | 0 | 0 | 0 | 0 | 0 | 0 | 0 | 0 | 0 | 0 | 0 | 0 | 0 | 0 | 0 | 0 | 0 | 0
Res CPP-With Enablement_KU_Winter_3.10.2021_1.34.36 PM.xlsx | Inputs_endUseLoadShapes.xlsx | Inputs_Global_KU_Winter.xlsx | Inputs_Product_Res CPP-With Enablement.xlsx | KU | 20 | Winter | Peak | 3 | Res CPP-With Enablement | Commercial | Small Retail | 5.3384 | 0 | 0 | 0 | 0 | 0 | 0 | 0 | 0 | 0 | 0 | 0 | 0 | 0 | 0 | 0 | 0 | 0 | 0 | 0 | 0 | 0 | 0 | [10 empty] | 0 | 0 | 0 | 0 | 0 | 0 | 0 | 0 | 0 | 0 | 0 | 0 | 0 | 0 | 0 | 0 | 0 | 0 | 0 | 0 | 0 | 0 | 0 | 0 | 0 | 0 | 0 | 0 | 0 | 0
Res CPP-With Enablement_KU_Winter_3.10.2021_1.34.36 PM.xlsx | Inputs_endUseLoadShapes.xlsx | Inputs_Global_KU_Winter.xlsx | Inputs_Product_Res CPP-With Enablement.xlsx | KU | 20 | Winter | Peak | 3 | Res CPP-With Enablement | Commercial | Warehouse | 12.4486 | 0 | 0 | 0 | 0 | 0 | 0 | 0 | 0 | 0 | 0 | 0 | 0 | 0 | 0 | 0 | 0 | 0 | 0 | 0 | 0 | 0 | 0 | [10 empty] | 0 | 0 | 0 | 0 | 0 | 0 | 0 | 0 | 0 | 0 | 0 | 0 | 0 | 0 | 0 | 0 | 0 | 0 | 0 | 0 | 0 | 0 | 0 | 0 | 0 | 0 | 0 | 0 | 0 | 0
Res CPP-With Enablement_KU_Winter_3.10.2021_1.34.36 PM.xlsx | Inputs_endUseLoadShapes.xlsx | Inputs_Global_KU_Winter.xlsx | Inputs_Product_Res CPP-With Enablement.xlsx | KU | 20 | Winter | Peak | 3 | Res CPP-With Enablement | Industrial | Apparel | 3.4538 | 0 | 0 | 0 | 0 | 0 | 0 | 0 | 0 | 0 | 0 | 0 | 0 | 0 | 0 | 0 | 0 | 0 | 0 | 0 | 0 | 0 | 0 | [10 empty] | 0 | 0 | 0 | 0 | 0 | 0 | 0 | 0 | 0 | 0 | 0 | 0 | 0 | 0 | 0 | 0 | 0 | 0 | 0 | 0 | 0 | 0 | 0 | 0 | 0 | 0 | 0 | 0 | 0 | 0
Res CPP-With Enablement_KU_Winter_3.10.2021_1.34.36 PM.xlsx | Inputs_endUseLoadShapes.xlsx | Inputs_Global_KU_Winter.xlsx | Inputs_Product_Res CPP-With Enablement.xlsx | KU | 20 | Winter | Peak | 3 | Res CPP-With Enablement | Industrial | Beverage and Tobacco Products | 17.8028 | 0 | 0 | 0 | 0 | 0 | 0 | 0 | 0 | 0 | 0 | 0 | 0 | 0 | 0 | 0 | 0 | 0 | 0 | 0 | 0 | 0 | 0 | [10 empty] | 0 | 0 | 0 | 0 | 0 | 0 | 0 | 0 | 0 | 0 | 0 | 0 | 0 | 0 | 0 | 0 | 0 | 0 | 0 | 0 | 0 | 0 | 0 | 0 | 0 | 0 | 0 | 0 | 0 | 0
Res CPP-With Enablement_KU_Winter_3.10.2021_1.34.36 PM.xlsx | Inputs_endUseLoadShapes.xlsx | Inputs_Global_KU_Winter.xlsx | Inputs_Product_Res CPP-With Enablement.xlsx | KU | 20 | Winter | Peak | 3 | Res CPP-With Enablement | Industrial | Chemicals | 46.5406 | 0 | 0 | 0 | 0 | 0 | 0 | 0 | 0 | 0 | 0 | 0 | 0 | 0 | 0 | 0 | 0 | 0 | 0 | 0 | 0 | 0 | 0 | [10 empty] | 0 | 0 | 0 | 0 | 0 | 0 | 0 | 0 | 0 | 0 | 0 | 0 | 0 | 0 | 0 | 0 | 0 | 0 | 0 | 0 | 0 | 0 | 0 | 0 | 0 | 0 | 0 | 0 | 0 | 0
Res CPP-With Enablement_KU_Winter_3.10.2021_1.34.36 PM.xlsx | Inputs_endUseLoadShapes.xlsx | Inputs_Global_KU_Winter.xlsx | Inputs_Product_Res CPP-With Enablement.xlsx | KU | 20 | Winter | Peak | 3 | Res CPP-With Enablement | Industrial | Computer and Electronic Products | 0.75745 | 0 | 0 | 0 | 0 | 0 | 0 | 0 | 0 | 0 | 0 | 0 | 0 | 0 | 0 | 0 | 0 | 0 | 0 | 0 | 0 | 0 | 0 | [10 empty] | 0 | 0 | 0 | 0 | 0 | 0 | 0 | 0 | 0 | 0 | 0 | 0 | 0 | 0 | 0 | 0 | 0 | 0 | 0 | 0 | 0 | 0 | 0 | 0 | 0 | 0 | 0 | 0 | 0 | 0
Res CPP-With Enablement_KU_Winter_3.10.2021_1.34.36 PM.xlsx | Inputs_endUseLoadShapes.xlsx | Inputs_Global_KU_Winter.xlsx | Inputs_Product_Res CPP-With Enablement.xlsx | KU | 20 | Winter | Peak | 3 | Res CPP-With Enablement | Industrial | Electrical Equip., Appliances, and Components | 32.7524 | 0 | 0 | 0 | 0 | 0 | 0 | 0 | 0 | 0 | 0 | 0 | 0 | 0 | 0 | 0 | 0 | 0 | 0 | 0 | 0 | 0 | 0 | [10 empty] | 0 | 0 | 0 | 0 | 0 | 0 | 0 | 0 | 0 | 0 | 0 | 0 | 0 | 0 | 0 | 0 | 0 | 0 | 0 | 0 | 0 | 0 | 0 | 0 | 0 | 0 | 0 | 0 | 0 | 0
Res CPP-With Enablement_KU_Winter_3.10.2021_1.34.36 PM.xlsx | Inputs_endUseLoadShapes.xlsx | Inputs_Global_KU_Winter.xlsx | Inputs_Product_Res CPP-With Enablement.xlsx | KU | 20 | Winter | Peak | 3 | Res CPP-With Enablement | Industrial | Fabricated Metal Products | 36.5357 | 0 | 0 | 0 | 0 | 0 | 0 | 0 | 0 | 0 | 0 | 0 | 0 | 0 | 0 | 0 | 0 | 0 | 0 | 0 | 0 | 0 | 0 | [10 empty] | 0 | 0 | 0 | 0 | 0 | 0 | 0 | 0 | 0 | 0 | 0 | 0 | 0 | 0 | 0 | 0 | 0 | 0 | 0 | 0 | 0 | 0 | 0 | 0 | 0 | 0 | 0 | 0 | 0 | 0
Res CPP-With Enablement_KU_Winter_3.10.2021_1.34.36 PM.xlsx | Inputs_endUseLoadShapes.xlsx | Inputs_Global_KU_Winter.xlsx | Inputs_Product_Res CPP-With Enablement.xlsx | KU | 20 | Winter | Peak | 3 | Res CPP-With Enablement | Industrial | Food | 50.237 | 0 | 0 | 0 | 0 | 0 | 0 | 0 | 0 | 0 | 0 | 0 | 0 | 0 | 0 | 0 | 0 | 0 | 0 | 0 | 0 | 0 | 0 | [10 empty] | 0 | 0 | 0 | 0 | 0 | 0 | 0 | 0 | 0 | 0 | 0 | 0 | 0 | 0 | 0 | 0 | 0 | 0 | 0 | 0 | 0 | 0 | 0 | 0 | 0 | 0 | 0 | 0 | 0 | 0
Res CPP-With Enablement_KU_Winter_3.10.2021_1.34.36 PM.xlsx | Inputs_endUseLoadShapes.xlsx | Inputs_Global_KU_Winter.xlsx | Inputs_Product_Res CPP-With Enablement.xlsx | KU | 20 | Winter | Peak | 3 | Res CPP-With Enablement | Industrial | Furniture and Related Products | 3.0032 | 0 | 0 | 0 | 0 | 0 | 0 | 0 | 0 | 0 | 0 | 0 | 0 | 0 | 0 | 0 | 0 | 0 | 0 | 0 | 0 | 0 | 0 | [10 empty] | 0 | 0 | 0 | 0 | 0 | 0 | 0 | 0 | 0 | 0 | 0 | 0 | 0 | 0 | 0 | 0 | 0 | 0 | 0 | 0 | 0 | 0 | 0 | 0 | 0 | 0 | 0 | 0 | 0 | 0
Res CPP-With Enablement_KU_Winter_3.10.2021_1.34.36 PM.xlsx | Inputs_endUseLoadShapes.xlsx | Inputs_Global_KU_Winter.xlsx | Inputs_Product_Res CPP-With Enablement.xlsx | KU | 20 | Winter | Peak | 3 | Res CPP-With Enablement | Industrial | Machinery | 10.0252 | 0 | 0 | 0 | 0 | 0 | 0 | 0 | 0 | 0 | 0 | 0 | 0 | 0 | 0 | 0 | 0 | 0 | 0 | 0 | 0 | 0 | 0 | [10 empty] | 0 | 0 | 0 | 0 | 0 | 0 | 0 | 0 | 0 | 0 | 0 | 0 | 0 | 0 | 0 | 0 | 0 | 0 | 0 | 0 | 0 | 0 | 0 | 0 | 0 | 0 | 0 | 0 | 0 | 0
Res CPP-With Enablement_KU_Winter_3.10.2021_1.34.36 PM.xlsx | Inputs_endUseLoadShapes.xlsx | Inputs_Global_KU_Winter.xlsx | Inputs_Product_Res CPP-With Enablement.xlsx | KU | 20 | Winter | Peak | 3 | Res CPP-With Enablement | Industrial | Mining | 21.4786 | 0 | 0 | 0 | 0 | 0 | 0 | 0 | 0 | 0 | 0 | 0 | 0 | 0 | 0 | 0 | 0 | 0 | 0 | 0 | 0 | 0 | 0 | [10 empty] | 0 | 0 | 0 | 0 | 0 | 0 | 0 | 0 | 0 | 0 | 0 | 0 | 0 | 0 | 0 | 0 | 0 | 0 | 0 | 0 | 0 | 0 | 0 | 0 | 0 | 0 | 0 | 0 | 0 | 0
Res CPP-With Enablement_KU_Winter_3.10.2021_1.34.36 PM.xlsx | Inputs_endUseLoadShapes.xlsx | Inputs_Global_KU_Winter.xlsx | Inputs_Product_Res CPP-With Enablement.xlsx | KU | 20 | Winter | Peak | 3 | Res CPP-With Enablement | Industrial | Miscellaneous | 60.1488 | 0 | 0 | 0 | 0 | 0 | 0 | 0 | 0 | 0 | 0 | 0 | 0 | 0 | 0 | 0 | 0 | 0 | 0 | 0 | 0 | 0 | 0 | [10 empty] | 0 | 0 | 0 | 0 | 0 | 0 | 0 | 0 | 0 | 0 | 0 | 0 | 0 | 0 | 0 | 0 | 0 | 0 | 0 | 0 | 0 | 0 | 0 | 0 | 0 | 0 | 0 | 0 | 0 | 0
Res CPP-With Enablement_KU_Winter_3.10.2021_1.34.36 PM.xlsx | Inputs_endUseLoadShapes.xlsx | Inputs_Global_KU_Winter.xlsx | Inputs_Product_Res CPP-With Enablement.xlsx | KU | 20 | Winter | Peak | 3 | Res CPP-With Enablement | Industrial | Nonmetallic Mineral Products | 33.4497 | 0 | 0 | 0 | 0 | 0 | 0 | 0 | 0 | 0 | 0 | 0 | 0 | 0 | 0 | 0 | 0 | 0 | 0 | 0 | 0 | 0 | 0 | [10 empty] | 0 | 0 | 0 | 0 | 0 | 0 | 0 | 0 | 0 | 0 | 0 | 0 | 0 | 0 | 0 | 0 | 0 | 0 | 0 | 0 | 0 | 0 | 0 | 0 | 0 | 0 | 0 | 0 | 0 | 0
Res CPP-With Enablement_KU_Winter_3.10.2021_1.34.36 PM.xlsx | Inputs_endUseLoadShapes.xlsx | Inputs_Global_KU_Winter.xlsx | Inputs_Product_Res CPP-With Enablement.xlsx | KU | 20 | Winter | Peak | 3 | Res CPP-With Enablement | Industrial | Paper | 20.6596 | 0 | 0 | 0 | 0 | 0 | 0 | 0 | 0 | 0 | 0 | 0 | 0 | 0 | 0 | 0 | 0 | 0 | 0 | 0 | 0 | 0 | 0 | [10 empty] | 0 | 0 | 0 | 0 | 0 | 0 | 0 | 0 | 0 | 0 | 0 | 0 | 0 | 0 | 0 | 0 | 0 | 0 | 0 | 0 | 0 | 0 | 0 | 0 | 0 | 0 | 0 | 0 | 0 | 0
Res CPP-With Enablement_KU_Winter_3.10.2021_1.34.36 PM.xlsx | Inputs_endUseLoadShapes.xlsx | Inputs_Global_KU_Winter.xlsx | Inputs_Product_Res CPP-With Enablement.xlsx | KU | 20 | Winter | Peak | 3 | Res CPP-With Enablement | Industrial | Petroleum and Coal Products | 29.0052 | 0 | 0 | 0 | 0 | 0 | 0 | 0 | 0 | 0 | 0 | 0 | 0 | 0 | 0 | 0 | 0 | 0 | 0 | 0 | 0 | 0 | 0 | [10 empty] | 0 | 0 | 0 | 0 | 0 | 0 | 0 | 0 | 0 | 0 | 0 | 0 | 0 | 0 | 0 | 0 | 0 | 0 | 0 | 0 | 0 | 0 | 0 | 0 | 0 | 0 | 0 | 0 | 0 | 0
Res CPP-With Enablement_KU_Winter_3.10.2021_1.34.36 PM.xlsx | Inputs_endUseLoadShapes.xlsx | Inputs_Global_KU_Winter.xlsx | Inputs_Product_Res CPP-With Enablement.xlsx | KU | 20 | Winter | Peak | 3 | Res CPP-With Enablement | Industrial | Plastics and Rubber Products | 71.9237 | 0 | 0 | 0 | 0 | 0 | 0 | 0 | 0 | 0 | 0 | 0 | 0 | 0 | 0 | 0 | 0 | 0 | 0 | 0 | 0 | 0 | 0 | [10 empty] | 0 | 0 | 0 | 0 | 0 | 0 | 0 | 0 | 0 | 0 | 0 | 0 | 0 | 0 | 0 | 0 | 0 | 0 | 0 | 0 | 0 | 0 | 0 | 0 | 0 | 0 | 0 | 0 | 0 | 0
Res CPP-With Enablement_KU_Winter_3.10.2021_1.34.36 PM.xlsx | Inputs_endUseLoadShapes.xlsx | Inputs_Global_KU_Winter.xlsx | Inputs_Product_Res CPP-With Enablement.xlsx | KU | 20 | Winter | Peak | 3 | Res CPP-With Enablement | Industrial | Primary Metals | 207.3656 | 0 | 0 | 0 | 0 | 0 | 0 | 0 | 0 | 0 | 0 | 0 | 0 | 0 | 0 | 0 | 0 | 0 | 0 | 0 | 0 | 0 | 0 | [10 empty] | 0 | 0 | 0 | 0 | 0 | 0 | 0 | 0 | 0 | 0 | 0 | 0 | 0 | 0 | 0 | 0 | 0 | 0 | 0 | 0 | 0 | 0 | 0 | 0 | 0 | 0 | 0 | 0 | 0 | 0
Res CPP-With Enablement_KU_Winter_3.10.2021_1.34.36 PM.xlsx | Inputs_endUseLoadShapes.xlsx | Inputs_Global_KU_Winter.xlsx | Inputs_Product_Res CPP-With Enablement.xlsx | KU | 20 | Winter | Peak | 3 | Res CPP-With Enablement | Industrial | Printing and Related Support | 6.9014 | 0 | 0 | 0 | 0 | 0 | 0 | 0 | 0 | 0 | 0 | 0 | 0 | 0 | 0 | 0 | 0 | 0 | 0 | 0 | 0 | 0 | 0 | [10 empty] | 0 | 0 | 0 | 0 | 0 | 0 | 0 | 0 | 0 | 0 | 0 | 0 | 0 | 0 | 0 | 0 | 0 | 0 | 0 | 0 | 0 | 0 | 0 | 0 | 0 | 0 | 0 | 0 | 0 | 0
Res CPP-With Enablement_KU_Winter_3.10.2021_1.34.36 PM.xlsx | Inputs_endUseLoadShapes.xlsx | Inputs_Global_KU_Winter.xlsx | Inputs_Product_Res CPP-With Enablement.xlsx | KU | 20 | Winter | Peak | 3 | Res CPP-With Enablement | Industrial | Textiles | 0.22496 | 0 | 0 | 0 | 0 | 0 | 0 | 0 | 0 | 0 | 0 | 0 | 0 | 0 | 0 | 0 | 0 | 0 | 0 | 0 | 0 | 0 | 0 | [10 empty] | 0 | 0 | 0 | 0 | 0 | 0 | 0 | 0 | 0 | 0 | 0 | 0 | 0 | 0 | 0 | 0 | 0 | 0 | 0 | 0 | 0 | 0 | 0 | 0 | 0 | 0 | 0 | 0 | 0 | 0
Res CPP-With Enablement_KU_Winter_3.10.2021_1.34.36 PM.xlsx | Inputs_endUseLoadShapes.xlsx | Inputs_Global_KU_Winter.xlsx | Inputs_Product_Res CPP-With Enablement.xlsx | KU | 20 | Winter | Peak | 3 | Res CPP-With Enablement | Industrial | Transportation Equipment | 133.8889 | 0 | 0 | 0 | 0 | 0 | 0 | 0 | 0 | 0 | 0 | 0 | 0 | 0 | 0 | 0 | 0 | 0 | 0 | 0 | 0 | 0 | 0 | [10 empty] | 0 | 0 | 0 | 0 | 0 | 0 | 0 | 0 | 0 | 0 | 0 | 0 | 0 | 0 | 0 | 0 | 0 | 0 | 0 | 0 | 0 | 0 | 0 | 0 | 0 | 0 | 0 | 0 | 0 | 0
Res CPP-With Enablement_KU_Winter_3.10.2021_1.34.36 PM.xlsx | Inputs_endUseLoadShapes.xlsx | Inputs_Global_KU_Winter.xlsx | Inputs_Product_Res CPP-With Enablement.xlsx | KU | 20 | Winter | Peak | 3 | Res CPP-With Enablement | Industrial | Wastewater | 1.3381 | 0 | 0 | 0 | 0 | 0 | 0 | 0 | 0 | 0 | 0 | 0 | 0 | 0 | 0 | 0 | 0 | 0 | 0 | 0 | 0 | 0 | 0 | [10 empty] | 0 | 0 | 0 | 0 | 0 | 0 | 0 | 0 | 0 | 0 | 0 | 0 | 0 | 0 | 0 | 0 | 0 | 0 | 0 | 0 | 0 | 0 | 0 | 0 | 0 | 0 | 0 | 0 | 0 | 0
Res CPP-With Enablement_KU_Winter_3.10.2021_1.34.36 PM.xlsx | Inputs_endUseLoadShapes.xlsx | Inputs_Global_KU_Winter.xlsx | Inputs_Product_Res CPP-With Enablement.xlsx | KU | 20 | Winter | Peak | 3 | Res CPP-With Enablement | Industrial | Water | 21.8313 | 0 | 0 | 0 | 0 | 0 | 0 | 0 | 0 | 0 | 0 | 0 | 0 | 0 | 0 | 0 | 0 | 0 | 0 | 0 | 0 | 0 | 0 | [10 empty] | 0 | 0 | 0 | 0 | 0 | 0 | 0 | 0 | 0 | 0 | 0 | 0 | 0 | 0 | 0 | 0 | 0 | 0 | 0 | 0 | 0 | 0 | 0 | 0 | 0 | 0 | 0 | 0 | 0 | 0
Res CPP-With Enablement_KU_Winter_3.10.2021_1.34.36 PM.xlsx | Inputs_endUseLoadShapes.xlsx | Inputs_Global_KU_Winter.xlsx | Inputs_Product_Res CPP-With Enablement.xlsx | KU | 20 | Winter | Peak | 3 | Res CPP-With Enablement | Industrial | Wood Products | 5.0595 | 0 | 0 | 0 | 0 | 0 | 0 | 0 | 0 | 0 | 0 | 0 | 0 | 0 | 0 | 0 | 0 | 0 | 0 | 0 | 0 | 0 | 0 | [10 empty] | 0 | 0 | 0 | 0 | 0 | 0 | 0 | 0 | 0 | 0 | 0 | 0 | 0 | 0 | 0 | 0 | 0 | 0 | 0 | 0 | 0 | 0 | 0 | 0 | 0 | 0 | 0 | 0 | 0 | 0
Res CPP-With Enablement_KU_Winter_3.10.2021_1.34.36 PM.xlsx | Inputs_endUseLoadShapes.xlsx | Inputs_Global_KU_Winter.xlsx | Inputs_Product_Res CPP-With Enablement.xlsx | KU | 20 | Winter | Peak | 3 | Res CPP-With Enablement | Residential | Manufactured | 193.0352 | 193.0352 | 58.2924 | 4.0923 | 4.0971 | 4.0844 | 4.0719 | 4.0597 | 4.0612 | 4.0411 | 4.028 | 4.0301 | 4.0453 | 4.0393 | 4.046 | 4.0539 | 4.0754 | 4.0745 | 4.086 | 4.0976 | 4.1194 | 4.1172 | 4.1261 | [10 empty] | 4420.4918 | 4425.6825 | 4411.8718 | 4398.3932 | 4385.2941 | 4386.8645 | 4365.1676 | 4351.0318 | 4353.221 | 4369.6901 | 4363.1599 | 4370.3935 | 4378.951 | 4402.1649 | 4401.264 | 4413.6884 | 4426.1482 | 4449.6943 | 4447.3284 | 4456.955 | 0 | 0 | 0 | 0 | 0 | 0 | 0 | 0 | 0 | 0
Res CPP-With Enablement_KU_Winter_3.10.2021_1.34.36 PM.xlsx | Inputs_endUseLoadShapes.xlsx | Inputs_Global_KU_Winter.xlsx | Inputs_Product_Res CPP-With Enablement.xlsx | KU | 20 | Winter | Peak | 3 | Res CPP-With Enablement | Residential | Multifamily | 195.1526 | 195.1526 | 56.4144 | 4.5172 | 4.5225 | 4.5084 | 4.4946 | 4.4812 | 4.4828 | 4.4607 | 4.4462 | 4.4485 | 4.4653 | 4.4586 | 4.466 | 4.4748 | 4.4985 | 4.4976 | 4.5103 | 4.523 | 4.547 | 4.5446 | 4.5545 | [10 empty] | 4879.4352 | 4885.1647 | 4869.9202 | 4855.0422 | 4840.5831 | 4842.3166 | 4818.367 | 4802.7637 | 4805.1802 | 4823.3592 | 4816.1509 | 4824.1355 | 4833.5815 | 4859.2055 | 4858.2111 | 4871.9254 | 4885.6788 | 4911.6695 | 4909.058 | 4919.684 | 0 | 0 | 0 | 0 | 0 | 0 | 0 | 0 | 0 | 0
Res CPP-With Enablement_KU_Winter_3.10.2021_1.34.36 PM.xlsx | Inputs_endUseLoadShapes.xlsx | Inputs_Global_KU_Winter.xlsx | Inputs_Product_Res CPP-With Enablement.xlsx | KU | 20 | Winter | Peak | 3 | Res CPP-With Enablement | Residential | Single Family | 1280.9749 | 1280.9749 | 354.2924 | 30.9292 | 30.9656 | 30.8689 | 30.7746 | 30.683 | 30.694 | 30.5422 | 30.4432 | 30.4586 | 30.5738 | 30.5281 | 30.5787 | 30.6386 | 30.801 | 30.7947 | 30.8816 | 30.9688 | 31.1336 | 31.117 | 31.1844 | [10 empty] | 33409.4072 | 33448.6371 | 33344.2579 | 33242.3888 | 33143.3876 | 33155.2565 | 32991.2746 | 32884.4388 | 32900.9845 | 33025.4556 | 32976.1006 | 33030.7714 | 33095.4477 | 33270.8947 | 33264.0864 | 33357.9878 | 33452.1571 | 33630.1146 | 33612.2339 | 33684.9901 | 0 | 0 | 0 | 0 | 0 | 0 | 0 | 0 | 0 | 0
Res CPP-With Enablement_KU_Winter_3.10.2021_1.34.36 PM.xlsx | Inputs_endUseLoadShapes.xlsx | Inputs_Global_KU_Winter.xlsx | Inputs_Product_Res CPP-With Enablement.xlsx | KU | 20 | Winter | Peak | 3 | Res CPP-With Enablement | 0 | 0 | 0 | 0 | 0 | 0 | 0 | 0 | 0 | 0 | 0 | 0 | 0 | 0 | 0 | 0 | 0 | 0 | 0 | 0 | 0 | 0 | 0 | 0 | 0 | [10 empty] | 0 | 0 | 0 | 0 | 0 | 0 | 0 | 0 | 0 | 0 | 0 | 0 | 0 | 0 | 0 | 0 | 0 | 0 | 0 | 0 | 0 | 0 | 0 | 0 | 0 | 0 | 0 | 0 | 0 | 0
Res CPP-With Enablement_KU_Winter_3.10.2021_1.34.36 PM.xlsx | Inputs_endUseLoadShapes.xlsx | Inputs_Global_KU_Winter.xlsx | Inputs_Product_Res CPP-With Enablement.xlsx | KU | 20 | Winter | Peak | 3 | Res CPP-With Enablement | 0 | 0 | 0 | 0 | 0 | 0 | 0 | 0 | 0 | 0 | 0 | 0 | 0 | 0 | 0 | 0 | 0 | 0 | 0 | 0 | 0 | 0 | 0 | 0 | 0 | [10 empty] | 0 | 0 | 0 | 0 | 0 | 0 | 0 | 0 | 0 | 0 | 0 | 0 | 0 | 0 | 0 | 0 | 0 | 0 | 0 | 0 | 0 | 0 | 0 | 0 | 0 | 0 | 0 | 0 | 0 | 0
Res CPP-With Enablement_KU_Winter_3.10.2021_1.34.36 PM.xlsx | Inputs_endUseLoadShapes.xlsx | Inputs_Global_KU_Winter.xlsx | Inputs_Product_Res CPP-With Enablement.xlsx | KU | 20 | Winter | Peak | 3 | Res CPP-With Enablement | 0 | 0 | 0 | 0 | 0 | 0 | 0 | 0 | 0 | 0 | 0 | 0 | 0 | 0 | 0 | 0 | 0 | 0 | 0 | 0 | 0 | 0 | 0 | 0 | 0 | [10 empty] | 0 | 0 | 0 | 0 | 0 | 0 | 0 | 0 | 0 | 0 | 0 | 0 | 0 | 0 | 0 | 0 | 0 | 0 | 0 | 0 | 0 | 0 | 0 | 0 | 0 | 0 | 0 | 0 | 0 | 0
Res CPP-With Enablement_KU_Winter_3.10.2021_1.34.36 PM.xlsx | Inputs_endUseLoadShapes.xlsx | Inputs_Global_KU_Winter.xlsx | Inputs_Product_Res CPP-With Enablement.xlsx | KU | 20 | Winter | Peak | 3 | Res CPP-With Enablement | 0 | 0 | 0 | 0 | 0 | 0 | 0 | 0 | 0 | 0 | 0 | 0 | 0 | 0 | 0 | 0 | 0 | 0 | 0 | 0 | 0 | 0 | 0 | 0 | 0 | [10 empty] | 0 | 0 | 0 | 0 | 0 | 0 | 0 | 0 | 0 | 0 | 0 | 0 | 0 | 0 | 0 | 0 | 0 | 0 | 0 | 0 | 0 | 0 | 0 | 0 | 0 | 0 | 0 | 0 | 0 | 0
Res CPR-No Enablement_KU_Winter_3.10.2021_1.36.15 PM.xlsx | Inputs_endUseLoadShapes.xlsx | Inputs_Global_KU_Winter.xlsx | Inputs_Product_Res CPR-No Enablement.xlsx | KU | 20 | Winter | Peak | 3 | Res CPR-No Enablement | Commercial | Grocery | 36.0838 | 0 | 0 | 0 | 0 | 0 | 0 | 0 | 0 | 0 | 0 | 0 | 0 | 0 | 0 | 0 | 0 | 0 | 0 | 0 | 0 | 0 | 0 | [10 empty] | 0 | 0 | 0 | 0 | 0 | 0 | 0 | 0 | 0 | 0 | 0 | 0 | 0 | 0 | 0 | 0 | 0 | 0 | 0 | 0 | 0 | 0 | 0 | 0 | 0 | 0 | 0 | 0 | 0 | 0
Res CPR-No Enablement_KU_Winter_3.10.2021_1.36.15 PM.xlsx | Inputs_endUseLoadShapes.xlsx | Inputs_Global_KU_Winter.xlsx | Inputs_Product_Res CPR-No Enablement.xlsx | KU | 20 | Winter | Peak | 3 | Res CPR-No Enablement | Commercial | Health | 77.5493 | 0 | 0 | 0 | 0 | 0 | 0 | 0 | 0 | 0 | 0 | 0 | 0 | 0 | 0 | 0 | 0 | 0 | 0 | 0 | 0 | 0 | 0 | [10 empty] | 0 | 0 | 0 | 0 | 0 | 0 | 0 | 0 | 0 | 0 | 0 | 0 | 0 | 0 | 0 | 0 | 0 | 0 | 0 | 0 | 0 | 0 | 0 | 0 | 0 | 0 | 0 | 0 | 0 | 0
Res CPR-No Enablement_KU_Winter_3.10.2021_1.36.15 PM.xlsx | Inputs_endUseLoadShapes.xlsx | Inputs_Global_KU_Winter.xlsx | Inputs_Product_Res CPR-No Enablement.xlsx | KU | 20 | Winter | Peak | 3 | Res CPR-No Enablement | Commercial | Large Office | 86.4336 | 0 | 0 | 0 | 0 | 0 | 0 | 0 | 0 | 0 | 0 | 0 | 0 | 0 | 0 | 0 | 0 | 0 | 0 | 0 | 0 | 0 | 0 | [10 empty] | 0 | 0 | 0 | 0 | 0 | 0 | 0 | 0 | 0 | 0 | 0 | 0 | 0 | 0 | 0 | 0 | 0 | 0 | 0 | 0 | 0 | 0 | 0 | 0 | 0 | 0 | 0 | 0 | 0 | 0
Res CPR-No Enablement_KU_Winter_3.10.2021_1.36.15 PM.xlsx | Inputs_endUseLoadShapes.xlsx | Inputs_Global_KU_Winter.xlsx | Inputs_Product_Res CPR-No Enablement.xlsx | KU | 20 | Winter | Peak | 3 | Res CPR-No Enablement | Commercial | Large Retail | 32.8378 | 0 | 0 | 0 | 0 | 0 | 0 | 0 | 0 | 0 | 0 | 0 | 0 | 0 | 0 | 0 | 0 | 0 | 0 | 0 | 0 | 0 | 0 | [10 empty] | 0 | 0 | 0 | 0 | 0 | 0 | 0 | 0 | 0 | 0 | 0 | 0 | 0 | 0 | 0 | 0 | 0 | 0 | 0 | 0 | 0 | 0 | 0 | 0 | 0 | 0 | 0 | 0 | 0 | 0
Res CPR-No Enablement_KU_Winter_3.10.2021_1.36.15 PM.xlsx | Inputs_endUseLoadShapes.xlsx | Inputs_Global_KU_Winter.xlsx | Inputs_Product_Res CPR-No Enablement.xlsx | KU | 20 | Winter | Peak | 3 | Res CPR-No Enablement | Commercial | Lodging | 13.126 | 0 | 0 | 0 | 0 | 0 | 0 | 0 | 0 | 0 | 0 | 0 | 0 | 0 | 0 | 0 | 0 | 0 | 0 | 0 | 0 | 0 | 0 | [10 empty] | 0 | 0 | 0 | 0 | 0 | 0 | 0 | 0 | 0 | 0 | 0 | 0 | 0 | 0 | 0 | 0 | 0 | 0 | 0 | 0 | 0 | 0 | 0 | 0 | 0 | 0 | 0 | 0 | 0 | 0
Res CPR-No Enablement_KU_Winter_3.10.2021_1.36.15 PM.xlsx | Inputs_endUseLoadShapes.xlsx | Inputs_Global_KU_Winter.xlsx | Inputs_Product_Res CPR-No Enablement.xlsx | KU | 20 | Winter | Peak | 3 | Res CPR-No Enablement | Commercial | Miscellaneous | 299.5689 | 0 | 0 | 0 | 0 | 0 | 0 | 0 | 0 | 0 | 0 | 0 | 0 | 0 | 0 | 0 | 0 | 0 | 0 | 0 | 0 | 0 | 0 | [10 empty] | 0 | 0 | 0 | 0 | 0 | 0 | 0 | 0 | 0 | 0 | 0 | 0 | 0 | 0 | 0 | 0 | 0 | 0 | 0 | 0 | 0 | 0 | 0 | 0 | 0 | 0 | 0 | 0 | 0 | 0
Res CPR-No Enablement_KU_Winter_3.10.2021_1.36.15 PM.xlsx | Inputs_endUseLoadShapes.xlsx | Inputs_Global_KU_Winter.xlsx | Inputs_Product_Res CPR-No Enablement.xlsx | KU | 20 | Winter | Peak | 3 | Res CPR-No Enablement | Commercial | Restaurant | 28.7696 | 0 | 0 | 0 | 0 | 0 | 0 | 0 | 0 | 0 | 0 | 0 | 0 | 0 | 0 | 0 | 0 | 0 | 0 | 0 | 0 | 0 | 0 | [10 empty] | 0 | 0 | 0 | 0 | 0 | 0 | 0 | 0 | 0 | 0 | 0 | 0 | 0 | 0 | 0 | 0 | 0 | 0 | 0 | 0 | 0 | 0 | 0 | 0 | 0 | 0 | 0 | 0 | 0 | 0
Res CPR-No Enablement_KU_Winter_3.10.2021_1.36.15 PM.xlsx | Inputs_endUseLoadShapes.xlsx | Inputs_Global_KU_Winter.xlsx | Inputs_Product_Res CPR-No Enablement.xlsx | KU | 20 | Winter | Peak | 3 | Res CPR-No Enablement | Commercial | School | 398.997 | 0 | 0 | 0 | 0 | 0 | 0 | 0 | 0 | 0 | 0 | 0 | 0 | 0 | 0 | 0 | 0 | 0 | 0 | 0 | 0 | 0 | 0 | [10 empty] | 0 | 0 | 0 | 0 | 0 | 0 | 0 | 0 | 0 | 0 | 0 | 0 | 0 | 0 | 0 | 0 | 0 | 0 | 0 | 0 | 0 | 0 | 0 | 0 | 0 | 0 | 0 | 0 | 0 | 0
Res CPR-No Enablement_KU_Winter_3.10.2021_1.36.15 PM.xlsx | Inputs_endUseLoadShapes.xlsx | Inputs_Global_KU_Winter.xlsx | Inputs_Product_Res CPR-No Enablement.xlsx | KU | 20 | Winter | Peak | 3 | Res CPR-No Enablement | Commercial | Small Office | 123.4234 | 0 | 0 | 0 | 0 | 0 | 0 | 0 | 0 | 0 | 0 | 0 | 0 | 0 | 0 | 0 | 0 | 0 | 0 | 0 | 0 | 0 | 0 | [10 empty] | 0 | 0 | 0 | 0 | 0 | 0 | 0 | 0 | 0 | 0 | 0 | 0 | 0 | 0 | 0 | 0 | 0 | 0 | 0 | 0 | 0 | 0 | 0 | 0 | 0 | 0 | 0 | 0 | 0 | 0
Res CPR-No Enablement_KU_Winter_3.10.2021_1.36.15 PM.xlsx | Inputs_endUseLoadShapes.xlsx | Inputs_Global_KU_Winter.xlsx | Inputs_Product_Res CPR-No Enablement.xlsx | KU | 20 | Winter | Peak | 3 | Res CPR-No Enablement | Commercial | Small Retail | 5.3384 | 0 | 0 | 0 | 0 | 0 | 0 | 0 | 0 | 0 | 0 | 0 | 0 | 0 | 0 | 0 | 0 | 0 | 0 | 0 | 0 | 0 | 0 | [10 empty] | 0 | 0 | 0 | 0 | 0 | 0 | 0 | 0 | 0 | 0 | 0 | 0 | 0 | 0 | 0 | 0 | 0 | 0 | 0 | 0 | 0 | 0 | 0 | 0 | 0 | 0 | 0 | 0 | 0 | 0
Res CPR-No Enablement_KU_Winter_3.10.2021_1.36.15 PM.xlsx | Inputs_endUseLoadShapes.xlsx | Inputs_Global_KU_Winter.xlsx | Inputs_Product_Res CPR-No Enablement.xlsx | KU | 20 | Winter | Peak | 3 | Res CPR-No Enablement | Commercial | Warehouse | 12.4486 | 0 | 0 | 0 | 0 | 0 | 0 | 0 | 0 | 0 | 0 | 0 | 0 | 0 | 0 | 0 | 0 | 0 | 0 | 0 | 0 | 0 | 0 | [10 empty] | 0 | 0 | 0 | 0 | 0 | 0 | 0 | 0 | 0 | 0 | 0 | 0 | 0 | 0 | 0 | 0 | 0 | 0 | 0 | 0 | 0 | 0 | 0 | 0 | 0 | 0 | 0 | 0 | 0 | 0
Res CPR-No Enablement_KU_Winter_3.10.2021_1.36.15 PM.xlsx | Inputs_endUseLoadShapes.xlsx | Inputs_Global_KU_Winter.xlsx | Inputs_Product_Res CPR-No Enablement.xlsx | KU | 20 | Winter | Peak | 3 | Res CPR-No Enablement | Industrial | Apparel | 3.4538 | 0 | 0 | 0 | 0 | 0 | 0 | 0 | 0 | 0 | 0 | 0 | 0 | 0 | 0 | 0 | 0 | 0 | 0 | 0 | 0 | 0 | 0 | [10 empty] | 0 | 0 | 0 | 0 | 0 | 0 | 0 | 0 | 0 | 0 | 0 | 0 | 0 | 0 | 0 | 0 | 0 | 0 | 0 | 0 | 0 | 0 | 0 | 0 | 0 | 0 | 0 | 0 | 0 | 0
Res CPR-No Enablement_KU_Winter_3.10.2021_1.36.15 PM.xlsx | Inputs_endUseLoadShapes.xlsx | Inputs_Global_KU_Winter.xlsx | Inputs_Product_Res CPR-No Enablement.xlsx | KU | 20 | Winter | Peak | 3 | Res CPR-No Enablement | Industrial | Beverage and Tobacco Products | 17.8028 | 0 | 0 | 0 | 0 | 0 | 0 | 0 | 0 | 0 | 0 | 0 | 0 | 0 | 0 | 0 | 0 | 0 | 0 | 0 | 0 | 0 | 0 | [10 empty] | 0 | 0 | 0 | 0 | 0 | 0 | 0 | 0 | 0 | 0 | 0 | 0 | 0 | 0 | 0 | 0 | 0 | 0 | 0 | 0 | 0 | 0 | 0 | 0 | 0 | 0 | 0 | 0 | 0 | 0
Res CPR-No Enablement_KU_Winter_3.10.2021_1.36.15 PM.xlsx | Inputs_endUseLoadShapes.xlsx | Inputs_Global_KU_Winter.xlsx | Inputs_Product_Res CPR-No Enablement.xlsx | KU | 20 | Winter | Peak | 3 | Res CPR-No Enablement | Industrial | Chemicals | 46.5406 | 0 | 0 | 0 | 0 | 0 | 0 | 0 | 0 | 0 | 0 | 0 | 0 | 0 | 0 | 0 | 0 | 0 | 0 | 0 | 0 | 0 | 0 | [10 empty] | 0 | 0 | 0 | 0 | 0 | 0 | 0 | 0 | 0 | 0 | 0 | 0 | 0 | 0 | 0 | 0 | 0 | 0 | 0 | 0 | 0 | 0 | 0 | 0 | 0 | 0 | 0 | 0 | 0 | 0
Res CPR-No Enablement_KU_Winter_3.10.2021_1.36.15 PM.xlsx | Inputs_endUseLoadShapes.xlsx | Inputs_Global_KU_Winter.xlsx | Inputs_Product_Res CPR-No Enablement.xlsx | KU | 20 | Winter | Peak | 3 | Res CPR-No Enablement | Industrial | Computer and Electronic Products | 0.75745 | 0 | 0 | 0 | 0 | 0 | 0 | 0 | 0 | 0 | 0 | 0 | 0 | 0 | 0 | 0 | 0 | 0 | 0 | 0 | 0 | 0 | 0 | [10 empty] | 0 | 0 | 0 | 0 | 0 | 0 | 0 | 0 | 0 | 0 | 0 | 0 | 0 | 0 | 0 | 0 | 0 | 0 | 0 | 0 | 0 | 0 | 0 | 0 | 0 | 0 | 0 | 0 | 0 | 0
Res CPR-No Enablement_KU_Winter_3.10.2021_1.36.15 PM.xlsx | Inputs_endUseLoadShapes.xlsx | Inputs_Global_KU_Winter.xlsx | Inputs_Product_Res CPR-No Enablement.xlsx | KU | 20 | Winter | Peak | 3 | Res CPR-No Enablement | Industrial | Electrical Equip., Appliances, and Components | 32.7524 | 0 | 0 | 0 | 0 | 0 | 0 | 0 | 0 | 0 | 0 | 0 | 0 | 0 | 0 | 0 | 0 | 0 | 0 | 0 | 0 | 0 | 0 | [10 empty] | 0 | 0 | 0 | 0 | 0 | 0 | 0 | 0 | 0 | 0 | 0 | 0 | 0 | 0 | 0 | 0 | 0 | 0 | 0 | 0 | 0 | 0 | 0 | 0 | 0 | 0 | 0 | 0 | 0 | 0
Res CPR-No Enablement_KU_Winter_3.10.2021_1.36.15 PM.xlsx | Inputs_endUseLoadShapes.xlsx | Inputs_Global_KU_Winter.xlsx | Inputs_Product_Res CPR-No Enablement.xlsx | KU | 20 | Winter | Peak | 3 | Res CPR-No Enablement | Industrial | Fabricated Metal Products | 36.5357 | 0 | 0 | 0 | 0 | 0 | 0 | 0 | 0 | 0 | 0 | 0 | 0 | 0 | 0 | 0 | 0 | 0 | 0 | 0 | 0 | 0 | 0 | [10 empty] | 0 | 0 | 0 | 0 | 0 | 0 | 0 | 0 | 0 | 0 | 0 | 0 | 0 | 0 | 0 | 0 | 0 | 0 | 0 | 0 | 0 | 0 | 0 | 0 | 0 | 0 | 0 | 0 | 0 | 0
Res CPR-No Enablement_KU_Winter_3.10.2021_1.36.15 PM.xlsx | Inputs_endUseLoadShapes.xlsx | Inputs_Global_KU_Winter.xlsx | Inputs_Product_Res CPR-No Enablement.xlsx | KU | 20 | Winter | Peak | 3 | Res CPR-No Enablement | Industrial | Food | 50.237 | 0 | 0 | 0 | 0 | 0 | 0 | 0 | 0 | 0 | 0 | 0 | 0 | 0 | 0 | 0 | 0 | 0 | 0 | 0 | 0 | 0 | 0 | [10 empty] | 0 | 0 | 0 | 0 | 0 | 0 | 0 | 0 | 0 | 0 | 0 | 0 | 0 | 0 | 0 | 0 | 0 | 0 | 0 | 0 | 0 | 0 | 0 | 0 | 0 | 0 | 0 | 0 | 0 | 0
Res CPR-No Enablement_KU_Winter_3.10.2021_1.36.15 PM.xlsx | Inputs_endUseLoadShapes.xlsx | Inputs_Global_KU_Winter.xlsx | Inputs_Product_Res CPR-No Enablement.xlsx | KU | 20 | Winter | Peak | 3 | Res CPR-No Enablement | Industrial | Furniture and Related Products | 3.0032 | 0 | 0 | 0 | 0 | 0 | 0 | 0 | 0 | 0 | 0 | 0 | 0 | 0 | 0 | 0 | 0 | 0 | 0 | 0 | 0 | 0 | 0 | [10 empty] | 0 | 0 | 0 | 0 | 0 | 0 | 0 | 0 | 0 | 0 | 0 | 0 | 0 | 0 | 0 | 0 | 0 | 0 | 0 | 0 | 0 | 0 | 0 | 0 | 0 | 0 | 0 | 0 | 0 | 0
Res CPR-No Enablement_KU_Winter_3.10.2021_1.36.15 PM.xlsx | Inputs_endUseLoadShapes.xlsx | Inputs_Global_KU_Winter.xlsx | Inputs_Product_Res CPR-No Enablement.xlsx | KU | 20 | Winter | Peak | 3 | Res CPR-No Enablement | Industrial | Machinery | 10.0252 | 0 | 0 | 0 | 0 | 0 | 0 | 0 | 0 | 0 | 0 | 0 | 0 | 0 | 0 | 0 | 0 | 0 | 0 | 0 | 0 | 0 | 0 | [10 empty] | 0 | 0 | 0 | 0 | 0 | 0 | 0 | 0 | 0 | 0 | 0 | 0 | 0 | 0 | 0 | 0 | 0 | 0 | 0 | 0 | 0 | 0 | 0 | 0 | 0 | 0 | 0 | 0 | 0 | 0
Res CPR-No Enablement_KU_Winter_3.10.2021_1.36.15 PM.xlsx | Inputs_endUseLoadShapes.xlsx | Inputs_Global_KU_Winter.xlsx | Inputs_Product_Res CPR-No Enablement.xlsx | KU | 20 | Winter | Peak | 3 | Res CPR-No Enablement | Industrial | Mining | 21.4786 | 0 | 0 | 0 | 0 | 0 | 0 | 0 | 0 | 0 | 0 | 0 | 0 | 0 | 0 | 0 | 0 | 0 | 0 | 0 | 0 | 0 | 0 | [10 empty] | 0 | 0 | 0 | 0 | 0 | 0 | 0 | 0 | 0 | 0 | 0 | 0 | 0 | 0 | 0 | 0 | 0 | 0 | 0 | 0 | 0 | 0 | 0 | 0 | 0 | 0 | 0 | 0 | 0 | 0
Res CPR-No Enablement_KU_Winter_3.10.2021_1.36.15 PM.xlsx | Inputs_endUseLoadShapes.xlsx | Inputs_Global_KU_Winter.xlsx | Inputs_Product_Res CPR-No Enablement.xlsx | KU | 20 | Winter | Peak | 3 | Res CPR-No Enablement | Industrial | Miscellaneous | 60.1488 | 0 | 0 | 0 | 0 | 0 | 0 | 0 | 0 | 0 | 0 | 0 | 0 | 0 | 0 | 0 | 0 | 0 | 0 | 0 | 0 | 0 | 0 | [10 empty] | 0 | 0 | 0 | 0 | 0 | 0 | 0 | 0 | 0 | 0 | 0 | 0 | 0 | 0 | 0 | 0 | 0 | 0 | 0 | 0 | 0 | 0 | 0 | 0 | 0 | 0 | 0 | 0 | 0 | 0
Res CPR-No Enablement_KU_Winter_3.10.2021_1.36.15 PM.xlsx | Inputs_endUseLoadShapes.xlsx | Inputs_Global_KU_Winter.xlsx | Inputs_Product_Res CPR-No Enablement.xlsx | KU | 20 | Winter | Peak | 3 | Res CPR-No Enablement | Industrial | Nonmetallic Mineral Products | 33.4497 | 0 | 0 | 0 | 0 | 0 | 0 | 0 | 0 | 0 | 0 | 0 | 0 | 0 | 0 | 0 | 0 | 0 | 0 | 0 | 0 | 0 | 0 | [10 empty] | 0 | 0 | 0 | 0 | 0 | 0 | 0 | 0 | 0 | 0 | 0 | 0 | 0 | 0 | 0 | 0 | 0 | 0 | 0 | 0 | 0 | 0 | 0 | 0 | 0 | 0 | 0 | 0 | 0 | 0
Res CPR-No Enablement_KU_Winter_3.10.2021_1.36.15 PM.xlsx | Inputs_endUseLoadShapes.xlsx | Inputs_Global_KU_Winter.xlsx | Inputs_Product_Res CPR-No Enablement.xlsx | KU | 20 | Winter | Peak | 3 | Res CPR-No Enablement | Industrial | Paper | 20.6596 | 0 | 0 | 0 | 0 | 0 | 0 | 0 | 0 | 0 | 0 | 0 | 0 | 0 | 0 | 0 | 0 | 0 | 0 | 0 | 0 | 0 | 0 | [10 empty] | 0 | 0 | 0 | 0 | 0 | 0 | 0 | 0 | 0 | 0 | 0 | 0 | 0 | 0 | 0 | 0 | 0 | 0 | 0 | 0 | 0 | 0 | 0 | 0 | 0 | 0 | 0 | 0 | 0 | 0
Res CPR-No Enablement_KU_Winter_3.10.2021_1.36.15 PM.xlsx | Inputs_endUseLoadShapes.xlsx | Inputs_Global_KU_Winter.xlsx | Inputs_Product_Res CPR-No Enablement.xlsx | KU | 20 | Winter | Peak | 3 | Res CPR-No Enablement | Industrial | Petroleum and Coal Products | 29.0052 | 0 | 0 | 0 | 0 | 0 | 0 | 0 | 0 | 0 | 0 | 0 | 0 | 0 | 0 | 0 | 0 | 0 | 0 | 0 | 0 | 0 | 0 | [10 empty] | 0 | 0 | 0 | 0 | 0 | 0 | 0 | 0 | 0 | 0 | 0 | 0 | 0 | 0 | 0 | 0 | 0 | 0 | 0 | 0 | 0 | 0 | 0 | 0 | 0 | 0 | 0 | 0 | 0 | 0
Res CPR-No Enablement_KU_Winter_3.10.2021_1.36.15 PM.xlsx | Inputs_endUseLoadShapes.xlsx | Inputs_Global_KU_Winter.xlsx | Inputs_Product_Res CPR-No Enablement.xlsx | KU | 20 | Winter | Peak | 3 | Res CPR-No Enablement | Industrial | Plastics and Rubber Products | 71.9237 | 0 | 0 | 0 | 0 | 0 | 0 | 0 | 0 | 0 | 0 | 0 | 0 | 0 | 0 | 0 | 0 | 0 | 0 | 0 | 0 | 0 | 0 | [10 empty] | 0 | 0 | 0 | 0 | 0 | 0 | 0 | 0 | 0 | 0 | 0 | 0 | 0 | 0 | 0 | 0 | 0 | 0 | 0 | 0 | 0 | 0 | 0 | 0 | 0 | 0 | 0 | 0 | 0 | 0
Res CPR-No Enablement_KU_Winter_3.10.2021_1.36.15 PM.xlsx | Inputs_endUseLoadShapes.xlsx | Inputs_Global_KU_Winter.xlsx | Inputs_Product_Res CPR-No Enablement.xlsx | KU | 20 | Winter | Peak | 3 | Res CPR-No Enablement | Industrial | Primary Metals | 207.3656 | 0 | 0 | 0 | 0 | 0 | 0 | 0 | 0 | 0 | 0 | 0 | 0 | 0 | 0 | 0 | 0 | 0 | 0 | 0 | 0 | 0 | 0 | [10 empty] | 0 | 0 | 0 | 0 | 0 | 0 | 0 | 0 | 0 | 0 | 0 | 0 | 0 | 0 | 0 | 0 | 0 | 0 | 0 | 0 | 0 | 0 | 0 | 0 | 0 | 0 | 0 | 0 | 0 | 0
Res CPR-No Enablement_KU_Winter_3.10.2021_1.36.15 PM.xlsx | Inputs_endUseLoadShapes.xlsx | Inputs_Global_KU_Winter.xlsx | Inputs_Product_Res CPR-No Enablement.xlsx | KU | 20 | Winter | Peak | 3 | Res CPR-No Enablement | Industrial | Printing and Related Support | 6.9014 | 0 | 0 | 0 | 0 | 0 | 0 | 0 | 0 | 0 | 0 | 0 | 0 | 0 | 0 | 0 | 0 | 0 | 0 | 0 | 0 | 0 | 0 | [10 empty] | 0 | 0 | 0 | 0 | 0 | 0 | 0 | 0 | 0 | 0 | 0 | 0 | 0 | 0 | 0 | 0 | 0 | 0 | 0 | 0 | 0 | 0 | 0 | 0 | 0 | 0 | 0 | 0 | 0 | 0
Res CPR-No Enablement_KU_Winter_3.10.2021_1.36.15 PM.xlsx | Inputs_endUseLoadShapes.xlsx | Inputs_Global_KU_Winter.xlsx | Inputs_Product_Res CPR-No Enablement.xlsx | KU | 20 | Winter | Peak | 3 | Res CPR-No Enablement | Industrial | Textiles | 0.22496 | 0 | 0 | 0 | 0 | 0 | 0 | 0 | 0 | 0 | 0 | 0 | 0 | 0 | 0 | 0 | 0 | 0 | 0 | 0 | 0 | 0 | 0 | [10 empty] | 0 | 0 | 0 | 0 | 0 | 0 | 0 | 0 | 0 | 0 | 0 | 0 | 0 | 0 | 0 | 0 | 0 | 0 | 0 | 0 | 0 | 0 | 0 | 0 | 0 | 0 | 0 | 0 | 0 | 0
Res CPR-No Enablement_KU_Winter_3.10.2021_1.36.15 PM.xlsx | Inputs_endUseLoadShapes.xlsx | Inputs_Global_KU_Winter.xlsx | Inputs_Product_Res CPR-No Enablement.xlsx | KU | 20 | Winter | Peak | 3 | Res CPR-No Enablement | Industrial | Transportation Equipment | 133.8889 | 0 | 0 | 0 | 0 | 0 | 0 | 0 | 0 | 0 | 0 | 0 | 0 | 0 | 0 | 0 | 0 | 0 | 0 | 0 | 0 | 0 | 0 | [10 empty] | 0 | 0 | 0 | 0 | 0 | 0 | 0 | 0 | 0 | 0 | 0 | 0 | 0 | 0 | 0 | 0 | 0 | 0 | 0 | 0 | 0 | 0 | 0 | 0 | 0 | 0 | 0 | 0 | 0 | 0
Res CPR-No Enablement_KU_Winter_3.10.2021_1.36.15 PM.xlsx | Inputs_endUseLoadShapes.xlsx | Inputs_Global_KU_Winter.xlsx | Inputs_Product_Res CPR-No Enablement.xlsx | KU | 20 | Winter | Peak | 3 | Res CPR-No Enablement | Industrial | Wastewater | 1.3381 | 0 | 0 | 0 | 0 | 0 | 0 | 0 | 0 | 0 | 0 | 0 | 0 | 0 | 0 | 0 | 0 | 0 | 0 | 0 | 0 | 0 | 0 | [10 empty] | 0 | 0 | 0 | 0 | 0 | 0 | 0 | 0 | 0 | 0 | 0 | 0 | 0 | 0 | 0 | 0 | 0 | 0 | 0 | 0 | 0 | 0 | 0 | 0 | 0 | 0 | 0 | 0 | 0 | 0
Res CPR-No Enablement_KU_Winter_3.10.2021_1.36.15 PM.xlsx | Inputs_endUseLoadShapes.xlsx | Inputs_Global_KU_Winter.xlsx | Inputs_Product_Res CPR-No Enablement.xlsx | KU | 20 | Winter | Peak | 3 | Res CPR-No Enablement | Industrial | Water | 21.8313 | 0 | 0 | 0 | 0 | 0 | 0 | 0 | 0 | 0 | 0 | 0 | 0 | 0 | 0 | 0 | 0 | 0 | 0 | 0 | 0 | 0 | 0 | [10 empty] | 0 | 0 | 0 | 0 | 0 | 0 | 0 | 0 | 0 | 0 | 0 | 0 | 0 | 0 | 0 | 0 | 0 | 0 | 0 | 0 | 0 | 0 | 0 | 0 | 0 | 0 | 0 | 0 | 0 | 0
Res CPR-No Enablement_KU_Winter_3.10.2021_1.36.15 PM.xlsx | Inputs_endUseLoadShapes.xlsx | Inputs_Global_KU_Winter.xlsx | Inputs_Product_Res CPR-No Enablement.xlsx | KU | 20 | Winter | Peak | 3 | Res CPR-No Enablement | Industrial | Wood Products | 5.0595 | 0 | 0 | 0 | 0 | 0 | 0 | 0 | 0 | 0 | 0 | 0 | 0 | 0 | 0 | 0 | 0 | 0 | 0 | 0 | 0 | 0 | 0 | [10 empty] | 0 | 0 | 0 | 0 | 0 | 0 | 0 | 0 | 0 | 0 | 0 | 0 | 0 | 0 | 0 | 0 | 0 | 0 | 0 | 0 | 0 | 0 | 0 | 0 | 0 | 0 | 0 | 0 | 0 | 0
Res CPR-No Enablement_KU_Winter_3.10.2021_1.36.15 PM.xlsx | Inputs_endUseLoadShapes.xlsx | Inputs_Global_KU_Winter.xlsx | Inputs_Product_Res CPR-No Enablement.xlsx | KU | 20 | Winter | Peak | 3 | Res CPR-No Enablement | Residential | Manufactured | 193.0352 | 193.0352 | 21.7316 | 1.8475 | 1.8497 | 1.8439 | 1.8383 | 1.8328 | 1.8335 | 1.8244 | 1.8185 | 1.8194 | 1.8263 | 1.8236 | 1.8266 | 1.8302 | 1.8399 | 1.8395 | 1.8447 | 1.8499 | 1.8597 | 1.8587 | 1.8628 | [10 empty] | 4420.4918 | 4425.6825 | 4411.8718 | 4398.3932 | 4385.2941 | 4386.8645 | 4365.1676 | 4351.0318 | 4353.221 | 4369.6901 | 4363.1599 | 4370.3935 | 4378.951 | 4402.1649 | 4401.264 | 4413.6884 | 4426.1482 | 4449.6943 | 4447.3284 | 4456.955 | 0 | 0 | 0 | 0 | 0 | 0 | 0 | 0 | 0 | 0
Res CPR-No Enablement_KU_Winter_3.10.2021_1.36.15 PM.xlsx | Inputs_endUseLoadShapes.xlsx | Inputs_Global_KU_Winter.xlsx | Inputs_Product_Res CPR-No Enablement.xlsx | KU | 20 | Winter | Peak | 3 | Res CPR-No Enablement | Residential | Multifamily | 195.1526 | 195.1526 | 21.9604 | 2.0393 | 2.0417 | 2.0354 | 2.0291 | 2.0231 | 2.0238 | 2.0138 | 2.0073 | 2.0083 | 2.0159 | 2.0129 | 2.0162 | 2.0202 | 2.0309 | 2.0305 | 2.0362 | 2.0419 | 2.0528 | 2.0517 | 2.0562 | [10 empty] | 4879.4352 | 4885.1647 | 4869.9202 | 4855.0422 | 4840.5831 | 4842.3166 | 4818.367 | 4802.7637 | 4805.1802 | 4823.3592 | 4816.1509 | 4824.1355 | 4833.5815 | 4859.2055 | 4858.2111 | 4871.9254 | 4885.6788 | 4911.6695 | 4909.058 | 4919.684 | 0 | 0 | 0 | 0 | 0 | 0 | 0 | 0 | 0 | 0
Res CPR-No Enablement_KU_Winter_3.10.2021_1.36.15 PM.xlsx | Inputs_endUseLoadShapes.xlsx | Inputs_Global_KU_Winter.xlsx | Inputs_Product_Res CPR-No Enablement.xlsx | KU | 20 | Winter | Peak | 3 | Res CPR-No Enablement | Residential | Single Family | 1280.9749 | 1280.9749 | 136.2822 | 13.9633 | 13.9797 | 13.9361 | 13.8935 | 13.8521 | 13.8571 | 13.7886 | 13.7439 | 13.7508 | 13.8028 | 13.7822 | 13.8051 | 13.8321 | 13.9054 | 13.9026 | 13.9418 | 13.9812 | 14.0556 | 14.0481 | 14.0785 | [10 empty] | 33409.4072 | 33448.6371 | 33344.2579 | 33242.3888 | 33143.3876 | 33155.2565 | 32991.2746 | 32884.4388 | 32900.9845 | 33025.4556 | 32976.1006 | 33030.7714 | 33095.4477 | 33270.8947 | 33264.0864 | 33357.9878 | 33452.1571 | 33630.1146 | 33612.2339 | 33684.9901 | 0 | 0 | 0 | 0 | 0 | 0 | 0 | 0 | 0 | 0
Res CPR-No Enablement_KU_Winter_3.10.2021_1.36.15 PM.xlsx | Inputs_endUseLoadShapes.xlsx | Inputs_Global_KU_Winter.xlsx | Inputs_Product_Res CPR-No Enablement.xlsx | KU | 20 | Winter | Peak | 3 | Res CPR-No Enablement | 0 | 0 | 0 | 0 | 0 | 0 | 0 | 0 | 0 | 0 | 0 | 0 | 0 | 0 | 0 | 0 | 0 | 0 | 0 | 0 | 0 | 0 | 0 | 0 | 0 | [10 empty] | 0 | 0 | 0 | 0 | 0 | 0 | 0 | 0 | 0 | 0 | 0 | 0 | 0 | 0 | 0 | 0 | 0 | 0 | 0 | 0 | 0 | 0 | 0 | 0 | 0 | 0 | 0 | 0 | 0 | 0
Res CPR-No Enablement_KU_Winter_3.10.2021_1.36.15 PM.xlsx | Inputs_endUseLoadShapes.xlsx | Inputs_Global_KU_Winter.xlsx | Inputs_Product_Res CPR-No Enablement.xlsx | KU | 20 | Winter | Peak | 3 | Res CPR-No Enablement | 0 | 0 | 0 | 0 | 0 | 0 | 0 | 0 | 0 | 0 | 0 | 0 | 0 | 0 | 0 | 0 | 0 | 0 | 0 | 0 | 0 | 0 | 0 | 0 | 0 | [10 empty] | 0 | 0 | 0 | 0 | 0 | 0 | 0 | 0 | 0 | 0 | 0 | 0 | 0 | 0 | 0 | 0 | 0 | 0 | 0 | 0 | 0 | 0 | 0 | 0 | 0 | 0 | 0 | 0 | 0 | 0
Res CPR-No Enablement_KU_Winter_3.10.2021_1.36.15 PM.xlsx | Inputs_endUseLoadShapes.xlsx | Inputs_Global_KU_Winter.xlsx | Inputs_Product_Res CPR-No Enablement.xlsx | KU | 20 | Winter | Peak | 3 | Res CPR-No Enablement | 0 | 0 | 0 | 0 | 0 | 0 | 0 | 0 | 0 | 0 | 0 | 0 | 0 | 0 | 0 | 0 | 0 | 0 | 0 | 0 | 0 | 0 | 0 | 0 | 0 | [10 empty] | 0 | 0 | 0 | 0 | 0 | 0 | 0 | 0 | 0 | 0 | 0 | 0 | 0 | 0 | 0 | 0 | 0 | 0 | 0 | 0 | 0 | 0 | 0 | 0 | 0 | 0 | 0 | 0 | 0 | 0
Res CPR-No Enablement_KU_Winter_3.10.2021_1.36.15 PM.xlsx | Inputs_endUseLoadShapes.xlsx | Inputs_Global_KU_Winter.xlsx | Inputs_Product_Res CPR-No Enablement.xlsx | KU | 20 | Winter | Peak | 3 | Res CPR-No Enablement | 0 | 0 | 0 | 0 | 0 | 0 | 0 | 0 | 0 | 0 | 0 | 0 | 0 | 0 | 0 | 0 | 0 | 0 | 0 | 0 | 0 | 0 | 0 | 0 | 0 | [10 empty] | 0 | 0 | 0 | 0 | 0 | 0 | 0 | 0 | 0 | 0 | 0 | 0 | 0 | 0 | 0 | 0 | 0 | 0 | 0 | 0 | 0 | 0 | 0 | 0 | 0 | 0 | 0 | 0 | 0 | 0
Res CPR-With Enablement_KU_Winter_3.10.2021_1.37.40 PM.xlsx | Inputs_endUseLoadShapes.xlsx | Inputs_Global_KU_Winter.xlsx | Inputs_Product_Res CPR-With Enablement.xlsx | KU | 20 | Winter | Peak | 3 | Res CPR-With Enablement | Commercial | Grocery | 36.0838 | 0 | 0 | 0 | 0 | 0 | 0 | 0 | 0 | 0 | 0 | 0 | 0 | 0 | 0 | 0 | 0 | 0 | 0 | 0 | 0 | 0 | 0 | [10 empty] | 0 | 0 | 0 | 0 | 0 | 0 | 0 | 0 | 0 | 0 | 0 | 0 | 0 | 0 | 0 | 0 | 0 | 0 | 0 | 0 | 0 | 0 | 0 | 0 | 0 | 0 | 0 | 0 | 0 | 0
Res CPR-With Enablement_KU_Winter_3.10.2021_1.37.40 PM.xlsx | Inputs_endUseLoadShapes.xlsx | Inputs_Global_KU_Winter.xlsx | Inputs_Product_Res CPR-With Enablement.xlsx | KU | 20 | Winter | Peak | 3 | Res CPR-With Enablement | Commercial | Health | 77.5493 | 0 | 0 | 0 | 0 | 0 | 0 | 0 | 0 | 0 | 0 | 0 | 0 | 0 | 0 | 0 | 0 | 0 | 0 | 0 | 0 | 0 | 0 | [10 empty] | 0 | 0 | 0 | 0 | 0 | 0 | 0 | 0 | 0 | 0 | 0 | 0 | 0 | 0 | 0 | 0 | 0 | 0 | 0 | 0 | 0 | 0 | 0 | 0 | 0 | 0 | 0 | 0 | 0 | 0
Res CPR-With Enablement_KU_Winter_3.10.2021_1.37.40 PM.xlsx | Inputs_endUseLoadShapes.xlsx | Inputs_Global_KU_Winter.xlsx | Inputs_Product_Res CPR-With Enablement.xlsx | KU | 20 | Winter | Peak | 3 | Res CPR-With Enablement | Commercial | Large Office | 86.4336 | 0 | 0 | 0 | 0 | 0 | 0 | 0 | 0 | 0 | 0 | 0 | 0 | 0 | 0 | 0 | 0 | 0 | 0 | 0 | 0 | 0 | 0 | [10 empty] | 0 | 0 | 0 | 0 | 0 | 0 | 0 | 0 | 0 | 0 | 0 | 0 | 0 | 0 | 0 | 0 | 0 | 0 | 0 | 0 | 0 | 0 | 0 | 0 | 0 | 0 | 0 | 0 | 0 | 0
Res CPR-With Enablement_KU_Winter_3.10.2021_1.37.40 PM.xlsx | Inputs_endUseLoadShapes.xlsx | Inputs_Global_KU_Winter.xlsx | Inputs_Product_Res CPR-With Enablement.xlsx | KU | 20 | Winter | Peak | 3 | Res CPR-With Enablement | Commercial | Large Retail | 32.8378 | 0 | 0 | 0 | 0 | 0 | 0 | 0 | 0 | 0 | 0 | 0 | 0 | 0 | 0 | 0 | 0 | 0 | 0 | 0 | 0 | 0 | 0 | [10 empty] | 0 | 0 | 0 | 0 | 0 | 0 | 0 | 0 | 0 | 0 | 0 | 0 | 0 | 0 | 0 | 0 | 0 | 0 | 0 | 0 | 0 | 0 | 0 | 0 | 0 | 0 | 0 | 0 | 0 | 0
Res CPR-With Enablement_KU_Winter_3.10.2021_1.37.40 PM.xlsx | Inputs_endUseLoadShapes.xlsx | Inputs_Global_KU_Winter.xlsx | Inputs_Product_Res CPR-With Enablement.xlsx | KU | 20 | Winter | Peak | 3 | Res CPR-With Enablement | Commercial | Lodging | 13.126 | 0 | 0 | 0 | 0 | 0 | 0 | 0 | 0 | 0 | 0 | 0 | 0 | 0 | 0 | 0 | 0 | 0 | 0 | 0 | 0 | 0 | 0 | [10 empty] | 0 | 0 | 0 | 0 | 0 | 0 | 0 | 0 | 0 | 0 | 0 | 0 | 0 | 0 | 0 | 0 | 0 | 0 | 0 | 0 | 0 | 0 | 0 | 0 | 0 | 0 | 0 | 0 | 0 | 0
Res CPR-With Enablement_KU_Winter_3.10.2021_1.37.40 PM.xlsx | Inputs_endUseLoadShapes.xlsx | Inputs_Global_KU_Winter.xlsx | Inputs_Product_Res CPR-With Enablement.xlsx | KU | 20 | Winter | Peak | 3 | Res CPR-With Enablement | Commercial | Miscellaneous | 299.5689 | 0 | 0 | 0 | 0 | 0 | 0 | 0 | 0 | 0 | 0 | 0 | 0 | 0 | 0 | 0 | 0 | 0 | 0 | 0 | 0 | 0 | 0 | [10 empty] | 0 | 0 | 0 | 0 | 0 | 0 | 0 | 0 | 0 | 0 | 0 | 0 | 0 | 0 | 0 | 0 | 0 | 0 | 0 | 0 | 0 | 0 | 0 | 0 | 0 | 0 | 0 | 0 | 0 | 0
Res CPR-With Enablement_KU_Winter_3.10.2021_1.37.40 PM.xlsx | Inputs_endUseLoadShapes.xlsx | Inputs_Global_KU_Winter.xlsx | Inputs_Product_Res CPR-With Enablement.xlsx | KU | 20 | Winter | Peak | 3 | Res CPR-With Enablement | Commercial | Restaurant | 28.7696 | 0 | 0 | 0 | 0 | 0 | 0 | 0 | 0 | 0 | 0 | 0 | 0 | 0 | 0 | 0 | 0 | 0 | 0 | 0 | 0 | 0 | 0 | [10 empty] | 0 | 0 | 0 | 0 | 0 | 0 | 0 | 0 | 0 | 0 | 0 | 0 | 0 | 0 | 0 | 0 | 0 | 0 | 0 | 0 | 0 | 0 | 0 | 0 | 0 | 0 | 0 | 0 | 0 | 0
Res CPR-With Enablement_KU_Winter_3.10.2021_1.37.40 PM.xlsx | Inputs_endUseLoadShapes.xlsx | Inputs_Global_KU_Winter.xlsx | Inputs_Product_Res CPR-With Enablement.xlsx | KU | 20 | Winter | Peak | 3 | Res CPR-With Enablement | Commercial | School | 398.997 | 0 | 0 | 0 | 0 | 0 | 0 | 0 | 0 | 0 | 0 | 0 | 0 | 0 | 0 | 0 | 0 | 0 | 0 | 0 | 0 | 0 | 0 | [10 empty] | 0 | 0 | 0 | 0 | 0 | 0 | 0 | 0 | 0 | 0 | 0 | 0 | 0 | 0 | 0 | 0 | 0 | 0 | 0 | 0 | 0 | 0 | 0 | 0 | 0 | 0 | 0 | 0 | 0 | 0
Res CPR-With Enablement_KU_Winter_3.10.2021_1.37.40 PM.xlsx | Inputs_endUseLoadShapes.xlsx | Inputs_Global_KU_Winter.xlsx | Inputs_Product_Res CPR-With Enablement.xlsx | KU | 20 | Winter | Peak | 3 | Res CPR-With Enablement | Commercial | Small Office | 123.4234 | 0 | 0 | 0 | 0 | 0 | 0 | 0 | 0 | 0 | 0 | 0 | 0 | 0 | 0 | 0 | 0 | 0 | 0 | 0 | 0 | 0 | 0 | [10 empty] | 0 | 0 | 0 | 0 | 0 | 0 | 0 | 0 | 0 | 0 | 0 | 0 | 0 | 0 | 0 | 0 | 0 | 0 | 0 | 0 | 0 | 0 | 0 | 0 | 0 | 0 | 0 | 0 | 0 | 0
Res CPR-With Enablement_KU_Winter_3.10.2021_1.37.40 PM.xlsx | Inputs_endUseLoadShapes.xlsx | Inputs_Global_KU_Winter.xlsx | Inputs_Product_Res CPR-With Enablement.xlsx | KU | 20 | Winter | Peak | 3 | Res CPR-With Enablement | Commercial | Small Retail | 5.3384 | 0 | 0 | 0 | 0 | 0 | 0 | 0 | 0 | 0 | 0 | 0 | 0 | 0 | 0 | 0 | 0 | 0 | 0 | 0 | 0 | 0 | 0 | [10 empty] | 0 | 0 | 0 | 0 | 0 | 0 | 0 | 0 | 0 | 0 | 0 | 0 | 0 | 0 | 0 | 0 | 0 | 0 | 0 | 0 | 0 | 0 | 0 | 0 | 0 | 0 | 0 | 0 | 0 | 0
Res CPR-With Enablement_KU_Winter_3.10.2021_1.37.40 PM.xlsx | Inputs_endUseLoadShapes.xlsx | Inputs_Global_KU_Winter.xlsx | Inputs_Product_Res CPR-With Enablement.xlsx | KU | 20 | Winter | Peak | 3 | Res CPR-With Enablement | Commercial | Warehouse | 12.4486 | 0 | 0 | 0 | 0 | 0 | 0 | 0 | 0 | 0 | 0 | 0 | 0 | 0 | 0 | 0 | 0 | 0 | 0 | 0 | 0 | 0 | 0 | [10 empty] | 0 | 0 | 0 | 0 | 0 | 0 | 0 | 0 | 0 | 0 | 0 | 0 | 0 | 0 | 0 | 0 | 0 | 0 | 0 | 0 | 0 | 0 | 0 | 0 | 0 | 0 | 0 | 0 | 0 | 0
Res CPR-With Enablement_KU_Winter_3.10.2021_1.37.40 PM.xlsx | Inputs_endUseLoadShapes.xlsx | Inputs_Global_KU_Winter.xlsx | Inputs_Product_Res CPR-With Enablement.xlsx | KU | 20 | Winter | Peak | 3 | Res CPR-With Enablement | Industrial | Apparel | 3.4538 | 0 | 0 | 0 | 0 | 0 | 0 | 0 | 0 | 0 | 0 | 0 | 0 | 0 | 0 | 0 | 0 | 0 | 0 | 0 | 0 | 0 | 0 | [10 empty] | 0 | 0 | 0 | 0 | 0 | 0 | 0 | 0 | 0 | 0 | 0 | 0 | 0 | 0 | 0 | 0 | 0 | 0 | 0 | 0 | 0 | 0 | 0 | 0 | 0 | 0 | 0 | 0 | 0 | 0
Res CPR-With Enablement_KU_Winter_3.10.2021_1.37.40 PM.xlsx | Inputs_endUseLoadShapes.xlsx | Inputs_Global_KU_Winter.xlsx | Inputs_Product_Res CPR-With Enablement.xlsx | KU | 20 | Winter | Peak | 3 | Res CPR-With Enablement | Industrial | Beverage and Tobacco Products | 17.8028 | 0 | 0 | 0 | 0 | 0 | 0 | 0 | 0 | 0 | 0 | 0 | 0 | 0 | 0 | 0 | 0 | 0 | 0 | 0 | 0 | 0 | 0 | [10 empty] | 0 | 0 | 0 | 0 | 0 | 0 | 0 | 0 | 0 | 0 | 0 | 0 | 0 | 0 | 0 | 0 | 0 | 0 | 0 | 0 | 0 | 0 | 0 | 0 | 0 | 0 | 0 | 0 | 0 | 0
Res CPR-With Enablement_KU_Winter_3.10.2021_1.37.40 PM.xlsx | Inputs_endUseLoadShapes.xlsx | Inputs_Global_KU_Winter.xlsx | Inputs_Product_Res CPR-With Enablement.xlsx | KU | 20 | Winter | Peak | 3 | Res CPR-With Enablement | Industrial | Chemicals | 46.5406 | 0 | 0 | 0 | 0 | 0 | 0 | 0 | 0 | 0 | 0 | 0 | 0 | 0 | 0 | 0 | 0 | 0 | 0 | 0 | 0 | 0 | 0 | [10 empty] | 0 | 0 | 0 | 0 | 0 | 0 | 0 | 0 | 0 | 0 | 0 | 0 | 0 | 0 | 0 | 0 | 0 | 0 | 0 | 0 | 0 | 0 | 0 | 0 | 0 | 0 | 0 | 0 | 0 | 0
Res CPR-With Enablement_KU_Winter_3.10.2021_1.37.40 PM.xlsx | Inputs_endUseLoadShapes.xlsx | Inputs_Global_KU_Winter.xlsx | Inputs_Product_Res CPR-With Enablement.xlsx | KU | 20 | Winter | Peak | 3 | Res CPR-With Enablement | Industrial | Computer and Electronic Products | 0.75745 | 0 | 0 | 0 | 0 | 0 | 0 | 0 | 0 | 0 | 0 | 0 | 0 | 0 | 0 | 0 | 0 | 0 | 0 | 0 | 0 | 0 | 0 | [10 empty] | 0 | 0 | 0 | 0 | 0 | 0 | 0 | 0 | 0 | 0 | 0 | 0 | 0 | 0 | 0 | 0 | 0 | 0 | 0 | 0 | 0 | 0 | 0 | 0 | 0 | 0 | 0 | 0 | 0 | 0
Res CPR-With Enablement_KU_Winter_3.10.2021_1.37.40 PM.xlsx | Inputs_endUseLoadShapes.xlsx | Inputs_Global_KU_Winter.xlsx | Inputs_Product_Res CPR-With Enablement.xlsx | KU | 20 | Winter | Peak | 3 | Res CPR-With Enablement | Industrial | Electrical Equip., Appliances, and Components | 32.7524 | 0 | 0 | 0 | 0 | 0 | 0 | 0 | 0 | 0 | 0 | 0 | 0 | 0 | 0 | 0 | 0 | 0 | 0 | 0 | 0 | 0 | 0 | [10 empty] | 0 | 0 | 0 | 0 | 0 | 0 | 0 | 0 | 0 | 0 | 0 | 0 | 0 | 0 | 0 | 0 | 0 | 0 | 0 | 0 | 0 | 0 | 0 | 0 | 0 | 0 | 0 | 0 | 0 | 0
Res CPR-With Enablement_KU_Winter_3.10.2021_1.37.40 PM.xlsx | Inputs_endUseLoadShapes.xlsx | Inputs_Global_KU_Winter.xlsx | Inputs_Product_Res CPR-With Enablement.xlsx | KU | 20 | Winter | Peak | 3 | Res CPR-With Enablement | Industrial | Fabricated Metal Products | 36.5357 | 0 | 0 | 0 | 0 | 0 | 0 | 0 | 0 | 0 | 0 | 0 | 0 | 0 | 0 | 0 | 0 | 0 | 0 | 0 | 0 | 0 | 0 | [10 empty] | 0 | 0 | 0 | 0 | 0 | 0 | 0 | 0 | 0 | 0 | 0 | 0 | 0 | 0 | 0 | 0 | 0 | 0 | 0 | 0 | 0 | 0 | 0 | 0 | 0 | 0 | 0 | 0 | 0 | 0
Res CPR-With Enablement_KU_Winter_3.10.2021_1.37.40 PM.xlsx | Inputs_endUseLoadShapes.xlsx | Inputs_Global_KU_Winter.xlsx | Inputs_Product_Res CPR-With Enablement.xlsx | KU | 20 | Winter | Peak | 3 | Res CPR-With Enablement | Industrial | Food | 50.237 | 0 | 0 | 0 | 0 | 0 | 0 | 0 | 0 | 0 | 0 | 0 | 0 | 0 | 0 | 0 | 0 | 0 | 0 | 0 | 0 | 0 | 0 | [10 empty] | 0 | 0 | 0 | 0 | 0 | 0 | 0 | 0 | 0 | 0 | 0 | 0 | 0 | 0 | 0 | 0 | 0 | 0 | 0 | 0 | 0 | 0 | 0 | 0 | 0 | 0 | 0 | 0 | 0 | 0
Res CPR-With Enablement_KU_Winter_3.10.2021_1.37.40 PM.xlsx | Inputs_endUseLoadShapes.xlsx | Inputs_Global_KU_Winter.xlsx | Inputs_Product_Res CPR-With Enablement.xlsx | KU | 20 | Winter | Peak | 3 | Res CPR-With Enablement | Industrial | Furniture and Related Products | 3.0032 | 0 | 0 | 0 | 0 | 0 | 0 | 0 | 0 | 0 | 0 | 0 | 0 | 0 | 0 | 0 | 0 | 0 | 0 | 0 | 0 | 0 | 0 | [10 empty] | 0 | 0 | 0 | 0 | 0 | 0 | 0 | 0 | 0 | 0 | 0 | 0 | 0 | 0 | 0 | 0 | 0 | 0 | 0 | 0 | 0 | 0 | 0 | 0 | 0 | 0 | 0 | 0 | 0 | 0
Res CPR-With Enablement_KU_Winter_3.10.2021_1.37.40 PM.xlsx | Inputs_endUseLoadShapes.xlsx | Inputs_Global_KU_Winter.xlsx | Inputs_Product_Res CPR-With Enablement.xlsx | KU | 20 | Winter | Peak | 3 | Res CPR-With Enablement | Industrial | Machinery | 10.0252 | 0 | 0 | 0 | 0 | 0 | 0 | 0 | 0 | 0 | 0 | 0 | 0 | 0 | 0 | 0 | 0 | 0 | 0 | 0 | 0 | 0 | 0 | [10 empty] | 0 | 0 | 0 | 0 | 0 | 0 | 0 | 0 | 0 | 0 | 0 | 0 | 0 | 0 | 0 | 0 | 0 | 0 | 0 | 0 | 0 | 0 | 0 | 0 | 0 | 0 | 0 | 0 | 0 | 0
Res CPR-With Enablement_KU_Winter_3.10.2021_1.37.40 PM.xlsx | Inputs_endUseLoadShapes.xlsx | Inputs_Global_KU_Winter.xlsx | Inputs_Product_Res CPR-With Enablement.xlsx | KU | 20 | Winter | Peak | 3 | Res CPR-With Enablement | Industrial | Mining | 21.4786 | 0 | 0 | 0 | 0 | 0 | 0 | 0 | 0 | 0 | 0 | 0 | 0 | 0 | 0 | 0 | 0 | 0 | 0 | 0 | 0 | 0 | 0 | [10 empty] | 0 | 0 | 0 | 0 | 0 | 0 | 0 | 0 | 0 | 0 | 0 | 0 | 0 | 0 | 0 | 0 | 0 | 0 | 0 | 0 | 0 | 0 | 0 | 0 | 0 | 0 | 0 | 0 | 0 | 0
Res CPR-With Enablement_KU_Winter_3.10.2021_1.37.40 PM.xlsx | Inputs_endUseLoadShapes.xlsx | Inputs_Global_KU_Winter.xlsx | Inputs_Product_Res CPR-With Enablement.xlsx | KU | 20 | Winter | Peak | 3 | Res CPR-With Enablement | Industrial | Miscellaneous | 60.1488 | 0 | 0 | 0 | 0 | 0 | 0 | 0 | 0 | 0 | 0 | 0 | 0 | 0 | 0 | 0 | 0 | 0 | 0 | 0 | 0 | 0 | 0 | [10 empty] | 0 | 0 | 0 | 0 | 0 | 0 | 0 | 0 | 0 | 0 | 0 | 0 | 0 | 0 | 0 | 0 | 0 | 0 | 0 | 0 | 0 | 0 | 0 | 0 | 0 | 0 | 0 | 0 | 0 | 0
Res CPR-With Enablement_KU_Winter_3.10.2021_1.37.40 PM.xlsx | Inputs_endUseLoadShapes.xlsx | Inputs_Global_KU_Winter.xlsx | Inputs_Product_Res CPR-With Enablement.xlsx | KU | 20 | Winter | Peak | 3 | Res CPR-With Enablement | Industrial | Nonmetallic Mineral Products | 33.4497 | 0 | 0 | 0 | 0 | 0 | 0 | 0 | 0 | 0 | 0 | 0 | 0 | 0 | 0 | 0 | 0 | 0 | 0 | 0 | 0 | 0 | 0 | [10 empty] | 0 | 0 | 0 | 0 | 0 | 0 | 0 | 0 | 0 | 0 | 0 | 0 | 0 | 0 | 0 | 0 | 0 | 0 | 0 | 0 | 0 | 0 | 0 | 0 | 0 | 0 | 0 | 0 | 0 | 0
Res CPR-With Enablement_KU_Winter_3.10.2021_1.37.40 PM.xlsx | Inputs_endUseLoadShapes.xlsx | Inputs_Global_KU_Winter.xlsx | Inputs_Product_Res CPR-With Enablement.xlsx | KU | 20 | Winter | Peak | 3 | Res CPR-With Enablement | Industrial | Paper | 20.6596 | 0 | 0 | 0 | 0 | 0 | 0 | 0 | 0 | 0 | 0 | 0 | 0 | 0 | 0 | 0 | 0 | 0 | 0 | 0 | 0 | 0 | 0 | [10 empty] | 0 | 0 | 0 | 0 | 0 | 0 | 0 | 0 | 0 | 0 | 0 | 0 | 0 | 0 | 0 | 0 | 0 | 0 | 0 | 0 | 0 | 0 | 0 | 0 | 0 | 0 | 0 | 0 | 0 | 0
Res CPR-With Enablement_KU_Winter_3.10.2021_1.37.40 PM.xlsx | Inputs_endUseLoadShapes.xlsx | Inputs_Global_KU_Winter.xlsx | Inputs_Product_Res CPR-With Enablement.xlsx | KU | 20 | Winter | Peak | 3 | Res CPR-With Enablement | Industrial | Petroleum and Coal Products | 29.0052 | 0 | 0 | 0 | 0 | 0 | 0 | 0 | 0 | 0 | 0 | 0 | 0 | 0 | 0 | 0 | 0 | 0 | 0 | 0 | 0 | 0 | 0 | [10 empty] | 0 | 0 | 0 | 0 | 0 | 0 | 0 | 0 | 0 | 0 | 0 | 0 | 0 | 0 | 0 | 0 | 0 | 0 | 0 | 0 | 0 | 0 | 0 | 0 | 0 | 0 | 0 | 0 | 0 | 0
Res CPR-With Enablement_KU_Winter_3.10.2021_1.37.40 PM.xlsx | Inputs_endUseLoadShapes.xlsx | Inputs_Global_KU_Winter.xlsx | Inputs_Product_Res CPR-With Enablement.xlsx | KU | 20 | Winter | Peak | 3 | Res CPR-With Enablement | Industrial | Plastics and Rubber Products | 71.9237 | 0 | 0 | 0 | 0 | 0 | 0 | 0 | 0 | 0 | 0 | 0 | 0 | 0 | 0 | 0 | 0 | 0 | 0 | 0 | 0 | 0 | 0 | [10 empty] | 0 | 0 | 0 | 0 | 0 | 0 | 0 | 0 | 0 | 0 | 0 | 0 | 0 | 0 | 0 | 0 | 0 | 0 | 0 | 0 | 0 | 0 | 0 | 0 | 0 | 0 | 0 | 0 | 0 | 0
Res CPR-With Enablement_KU_Winter_3.10.2021_1.37.40 PM.xlsx | Inputs_endUseLoadShapes.xlsx | Inputs_Global_KU_Winter.xlsx | Inputs_Product_Res CPR-With Enablement.xlsx | KU | 20 | Winter | Peak | 3 | Res CPR-With Enablement | Industrial | Primary Metals | 207.3656 | 0 | 0 | 0 | 0 | 0 | 0 | 0 | 0 | 0 | 0 | 0 | 0 | 0 | 0 | 0 | 0 | 0 | 0 | 0 | 0 | 0 | 0 | [10 empty] | 0 | 0 | 0 | 0 | 0 | 0 | 0 | 0 | 0 | 0 | 0 | 0 | 0 | 0 | 0 | 0 | 0 | 0 | 0 | 0 | 0 | 0 | 0 | 0 | 0 | 0 | 0 | 0 | 0 | 0
Res CPR-With Enablement_KU_Winter_3.10.2021_1.37.40 PM.xlsx | Inputs_endUseLoadShapes.xlsx | Inputs_Global_KU_Winter.xlsx | Inputs_Product_Res CPR-With Enablement.xlsx | KU | 20 | Winter | Peak | 3 | Res CPR-With Enablement | Industrial | Printing and Related Support | 6.9014 | 0 | 0 | 0 | 0 | 0 | 0 | 0 | 0 | 0 | 0 | 0 | 0 | 0 | 0 | 0 | 0 | 0 | 0 | 0 | 0 | 0 | 0 | [10 empty] | 0 | 0 | 0 | 0 | 0 | 0 | 0 | 0 | 0 | 0 | 0 | 0 | 0 | 0 | 0 | 0 | 0 | 0 | 0 | 0 | 0 | 0 | 0 | 0 | 0 | 0 | 0 | 0 | 0 | 0
Res CPR-With Enablement_KU_Winter_3.10.2021_1.37.40 PM.xlsx | Inputs_endUseLoadShapes.xlsx | Inputs_Global_KU_Winter.xlsx | Inputs_Product_Res CPR-With Enablement.xlsx | KU | 20 | Winter | Peak | 3 | Res CPR-With Enablement | Industrial | Textiles | 0.22496 | 0 | 0 | 0 | 0 | 0 | 0 | 0 | 0 | 0 | 0 | 0 | 0 | 0 | 0 | 0 | 0 | 0 | 0 | 0 | 0 | 0 | 0 | [10 empty] | 0 | 0 | 0 | 0 | 0 | 0 | 0 | 0 | 0 | 0 | 0 | 0 | 0 | 0 | 0 | 0 | 0 | 0 | 0 | 0 | 0 | 0 | 0 | 0 | 0 | 0 | 0 | 0 | 0 | 0
Res CPR-With Enablement_KU_Winter_3.10.2021_1.37.40 PM.xlsx | Inputs_endUseLoadShapes.xlsx | Inputs_Global_KU_Winter.xlsx | Inputs_Product_Res CPR-With Enablement.xlsx | KU | 20 | Winter | Peak | 3 | Res CPR-With Enablement | Industrial | Transportation Equipment | 133.8889 | 0 | 0 | 0 | 0 | 0 | 0 | 0 | 0 | 0 | 0 | 0 | 0 | 0 | 0 | 0 | 0 | 0 | 0 | 0 | 0 | 0 | 0 | [10 empty] | 0 | 0 | 0 | 0 | 0 | 0 | 0 | 0 | 0 | 0 | 0 | 0 | 0 | 0 | 0 | 0 | 0 | 0 | 0 | 0 | 0 | 0 | 0 | 0 | 0 | 0 | 0 | 0 | 0 | 0
Res CPR-With Enablement_KU_Winter_3.10.2021_1.37.40 PM.xlsx | Inputs_endUseLoadShapes.xlsx | Inputs_Global_KU_Winter.xlsx | Inputs_Product_Res CPR-With Enablement.xlsx | KU | 20 | Winter | Peak | 3 | Res CPR-With Enablement | Industrial | Wastewater | 1.3381 | 0 | 0 | 0 | 0 | 0 | 0 | 0 | 0 | 0 | 0 | 0 | 0 | 0 | 0 | 0 | 0 | 0 | 0 | 0 | 0 | 0 | 0 | [10 empty] | 0 | 0 | 0 | 0 | 0 | 0 | 0 | 0 | 0 | 0 | 0 | 0 | 0 | 0 | 0 | 0 | 0 | 0 | 0 | 0 | 0 | 0 | 0 | 0 | 0 | 0 | 0 | 0 | 0 | 0
Res CPR-With Enablement_KU_Winter_3.10.2021_1.37.40 PM.xlsx | Inputs_endUseLoadShapes.xlsx | Inputs_Global_KU_Winter.xlsx | Inputs_Product_Res CPR-With Enablement.xlsx | KU | 20 | Winter | Peak | 3 | Res CPR-With Enablement | Industrial | Water | 21.8313 | 0 | 0 | 0 | 0 | 0 | 0 | 0 | 0 | 0 | 0 | 0 | 0 | 0 | 0 | 0 | 0 | 0 | 0 | 0 | 0 | 0 | 0 | [10 empty] | 0 | 0 | 0 | 0 | 0 | 0 | 0 | 0 | 0 | 0 | 0 | 0 | 0 | 0 | 0 | 0 | 0 | 0 | 0 | 0 | 0 | 0 | 0 | 0 | 0 | 0 | 0 | 0 | 0 | 0
Res CPR-With Enablement_KU_Winter_3.10.2021_1.37.40 PM.xlsx | Inputs_endUseLoadShapes.xlsx | Inputs_Global_KU_Winter.xlsx | Inputs_Product_Res CPR-With Enablement.xlsx | KU | 20 | Winter | Peak | 3 | Res CPR-With Enablement | Industrial | Wood Products | 5.0595 | 0 | 0 | 0 | 0 | 0 | 0 | 0 | 0 | 0 | 0 | 0 | 0 | 0 | 0 | 0 | 0 | 0 | 0 | 0 | 0 | 0 | 0 | [10 empty] | 0 | 0 | 0 | 0 | 0 | 0 | 0 | 0 | 0 | 0 | 0 | 0 | 0 | 0 | 0 | 0 | 0 | 0 | 0 | 0 | 0 | 0 | 0 | 0 | 0 | 0 | 0 | 0 | 0 | 0
Res CPR-With Enablement_KU_Winter_3.10.2021_1.37.40 PM.xlsx | Inputs_endUseLoadShapes.xlsx | Inputs_Global_KU_Winter.xlsx | Inputs_Product_Res CPR-With Enablement.xlsx | KU | 20 | Winter | Peak | 3 | Res CPR-With Enablement | Residential | Manufactured | 193.0352 | 193.0352 | 58.2924 | 4.0923 | 4.0971 | 4.0844 | 4.0719 | 4.0597 | 4.0612 | 4.0411 | 4.028 | 4.0301 | 4.0453 | 4.0393 | 4.046 | 4.0539 | 4.0754 | 4.0745 | 4.086 | 4.0976 | 4.1194 | 4.1172 | 4.1261 | [10 empty] | 4420.4918 | 4425.6825 | 4411.8718 | 4398.3932 | 4385.2941 | 4386.8645 | 4365.1676 | 4351.0318 | 4353.221 | 4369.6901 | 4363.1599 | 4370.3935 | 4378.951 | 4402.1649 | 4401.264 | 4413.6884 | 4426.1482 | 4449.6943 | 4447.3284 | 4456.955 | 0 | 0 | 0 | 0 | 0 | 0 | 0 | 0 | 0 | 0
Res CPR-With Enablement_KU_Winter_3.10.2021_1.37.40 PM.xlsx | Inputs_endUseLoadShapes.xlsx | Inputs_Global_KU_Winter.xlsx | Inputs_Product_Res CPR-With Enablement.xlsx | KU | 20 | Winter | Peak | 3 | Res CPR-With Enablement | Residential | Multifamily | 195.1526 | 195.1526 | 56.4144 | 4.5172 | 4.5225 | 4.5084 | 4.4946 | 4.4812 | 4.4828 | 4.4607 | 4.4462 | 4.4485 | 4.4653 | 4.4586 | 4.466 | 4.4748 | 4.4985 | 4.4976 | 4.5103 | 4.523 | 4.547 | 4.5446 | 4.5545 | [10 empty] | 4879.4352 | 4885.1647 | 4869.9202 | 4855.0422 | 4840.5831 | 4842.3166 | 4818.367 | 4802.7637 | 4805.1802 | 4823.3592 | 4816.1509 | 4824.1355 | 4833.5815 | 4859.2055 | 4858.2111 | 4871.9254 | 4885.6788 | 4911.6695 | 4909.058 | 4919.684 | 0 | 0 | 0 | 0 | 0 | 0 | 0 | 0 | 0 | 0
Res CPR-With Enablement_KU_Winter_3.10.2021_1.37.40 PM.xlsx | Inputs_endUseLoadShapes.xlsx | Inputs_Global_KU_Winter.xlsx | Inputs_Product_Res CPR-With Enablement.xlsx | KU | 20 | Winter | Peak | 3 | Res CPR-With Enablement | Residential | Single Family | 1280.9749 | 1280.9749 | 354.2924 | 30.9292 | 30.9656 | 30.8689 | 30.7746 | 30.683 | 30.694 | 30.5422 | 30.4432 | 30.4586 | 30.5738 | 30.5281 | 30.5787 | 30.6386 | 30.801 | 30.7947 | 30.8816 | 30.9688 | 31.1336 | 31.117 | 31.1844 | [10 empty] | 33409.4072 | 33448.6371 | 33344.2579 | 33242.3888 | 33143.3876 | 33155.2565 | 32991.2746 | 32884.4388 | 32900.9845 | 33025.4556 | 32976.1006 | 33030.7714 | 33095.4477 | 33270.8947 | 33264.0864 | 33357.9878 | 33452.1571 | 33630.1146 | 33612.2339 | 33684.9901 | 0 | 0 | 0 | 0 | 0 | 0 | 0 | 0 | 0 | 0
Res CPR-With Enablement_KU_Winter_3.10.2021_1.37.40 PM.xlsx | Inputs_endUseLoadShapes.xlsx | Inputs_Global_KU_Winter.xlsx | Inputs_Product_Res CPR-With Enablement.xlsx | KU | 20 | Winter | Peak | 3 | Res CPR-With Enablement | 0 | 0 | 0 | 0 | 0 | 0 | 0 | 0 | 0 | 0 | 0 | 0 | 0 | 0 | 0 | 0 | 0 | 0 | 0 | 0 | 0 | 0 | 0 | 0 | 0 | [10 empty] | 0 | 0 | 0 | 0 | 0 | 0 | 0 | 0 | 0 | 0 | 0 | 0 | 0 | 0 | 0 | 0 | 0 | 0 | 0 | 0 | 0 | 0 | 0 | 0 | 0 | 0 | 0 | 0 | 0 | 0
Res CPR-With Enablement_KU_Winter_3.10.2021_1.37.40 PM.xlsx | Inputs_endUseLoadShapes.xlsx | Inputs_Global_KU_Winter.xlsx | Inputs_Product_Res CPR-With Enablement.xlsx | KU | 20 | Winter | Peak | 3 | Res CPR-With Enablement | 0 | 0 | 0 | 0 | 0 | 0 | 0 | 0 | 0 | 0 | 0 | 0 | 0 | 0 | 0 | 0 | 0 | 0 | 0 | 0 | 0 | 0 | 0 | 0 | 0 | [10 empty] | 0 | 0 | 0 | 0 | 0 | 0 | 0 | 0 | 0 | 0 | 0 | 0 | 0 | 0 | 0 | 0 | 0 | 0 | 0 | 0 | 0 | 0 | 0 | 0 | 0 | 0 | 0 | 0 | 0 | 0
Res CPR-With Enablement_KU_Winter_3.10.2021_1.37.40 PM.xlsx | Inputs_endUseLoadShapes.xlsx | Inputs_Global_KU_Winter.xlsx | Inputs_Product_Res CPR-With Enablement.xlsx | KU | 20 | Winter | Peak | 3 | Res CPR-With Enablement | 0 | 0 | 0 | 0 | 0 | 0 | 0 | 0 | 0 | 0 | 0 | 0 | 0 | 0 | 0 | 0 | 0 | 0 | 0 | 0 | 0 | 0 | 0 | 0 | 0 | [10 empty] | 0 | 0 | 0 | 0 | 0 | 0 | 0 | 0 | 0 | 0 | 0 | 0 | 0 | 0 | 0 | 0 | 0 | 0 | 0 | 0 | 0 | 0 | 0 | 0 | 0 | 0 | 0 | 0 | 0 | 0
Res CPR-With Enablement_KU_Winter_3.10.2021_1.37.40 PM.xlsx | Inputs_endUseLoadShapes.xlsx | Inputs_Global_KU_Winter.xlsx | Inputs_Product_Res CPR-With Enablement.xlsx | KU | 20 | Winter | Peak | 3 | Res CPR-With Enablement | 0 | 0 | 0 | 0 | 0 | 0 | 0 | 0 | 0 | 0 | 0 | 0 | 0 | 0 | 0 | 0 | 0 | 0 | 0 | 0 | 0 | 0 | 0 | 0 | 0 | [10 empty] | 0 | 0 | 0 | 0 | 0 | 0 | 0 | 0 | 0 | 0 | 0 | 0 | 0 | 0 | 0 | 0 | 0 | 0 | 0 | 0 | 0 | 0 | 0 | 0 | 0 | 0 | 0 | 0 | 0 | 0
Res TOU-time of use_KU_Winter_3.10.2021_1.39.35 PM.xlsx | Inputs_endUseLoadShapes.xlsx | Inputs_Global_KU_Winter.xlsx | Inputs_Product_Res TOU.xlsx | KU | 20 | Winter | Peak | 3 | Res TOU-time of use | Commercial | Grocery | 36.0838 | 0 | 0 | 0 | 0 | 0 | 0 | 0 | 0 | 0 | 0 | 0 | 0 | 0 | 0 | 0 | 0 | 0 | 0 | 0 | 0 | 0 | 0 | [10 empty] | 0 | 0 | 0 | 0 | 0 | 0 | 0 | 0 | 0 | 0 | 0 | 0 | 0 | 0 | 0 | 0 | 0 | 0 | 0 | 0 | 0 | 0 | 0 | 0 | 0 | 0 | 0 | 0 | 0 | 0
Res TOU-time of use_KU_Winter_3.10.2021_1.39.35 PM.xlsx | Inputs_endUseLoadShapes.xlsx | Inputs_Global_KU_Winter.xlsx | Inputs_Product_Res TOU.xlsx | KU | 20 | Winter | Peak | 3 | Res TOU-time of use | Commercial | Health | 77.5493 | 0 | 0 | 0 | 0 | 0 | 0 | 0 | 0 | 0 | 0 | 0 | 0 | 0 | 0 | 0 | 0 | 0 | 0 | 0 | 0 | 0 | 0 | [10 empty] | 0 | 0 | 0 | 0 | 0 | 0 | 0 | 0 | 0 | 0 | 0 | 0 | 0 | 0 | 0 | 0 | 0 | 0 | 0 | 0 | 0 | 0 | 0 | 0 | 0 | 0 | 0 | 0 | 0 | 0
Res TOU-time of use_KU_Winter_3.10.2021_1.39.35 PM.xlsx | Inputs_endUseLoadShapes.xlsx | Inputs_Global_KU_Winter.xlsx | Inputs_Product_Res TOU.xlsx | KU | 20 | Winter | Peak | 3 | Res TOU-time of use | Commercial | Large Office | 86.4336 | 0 | 0 | 0 | 0 | 0 | 0 | 0 | 0 | 0 | 0 | 0 | 0 | 0 | 0 | 0 | 0 | 0 | 0 | 0 | 0 | 0 | 0 | [10 empty] | 0 | 0 | 0 | 0 | 0 | 0 | 0 | 0 | 0 | 0 | 0 | 0 | 0 | 0 | 0 | 0 | 0 | 0 | 0 | 0 | 0 | 0 | 0 | 0 | 0 | 0 | 0 | 0 | 0 | 0
Res TOU-time of use_KU_Winter_3.10.2021_1.39.35 PM.xlsx | Inputs_endUseLoadShapes.xlsx | Inputs_Global_KU_Winter.xlsx | Inputs_Product_Res TOU.xlsx | KU | 20 | Winter | Peak | 3 | Res TOU-time of use | Commercial | Large Retail | 32.8378 | 0 | 0 | 0 | 0 | 0 | 0 | 0 | 0 | 0 | 0 | 0 | 0 | 0 | 0 | 0 | 0 | 0 | 0 | 0 | 0 | 0 | 0 | [10 empty] | 0 | 0 | 0 | 0 | 0 | 0 | 0 | 0 | 0 | 0 | 0 | 0 | 0 | 0 | 0 | 0 | 0 | 0 | 0 | 0 | 0 | 0 | 0 | 0 | 0 | 0 | 0 | 0 | 0 | 0
Res TOU-time of use_KU_Winter_3.10.2021_1.39.35 PM.xlsx | Inputs_endUseLoadShapes.xlsx | Inputs_Global_KU_Winter.xlsx | Inputs_Product_Res TOU.xlsx | KU | 20 | Winter | Peak | 3 | Res TOU-time of use | Commercial | Lodging | 13.126 | 0 | 0 | 0 | 0 | 0 | 0 | 0 | 0 | 0 | 0 | 0 | 0 | 0 | 0 | 0 | 0 | 0 | 0 | 0 | 0 | 0 | 0 | [10 empty] | 0 | 0 | 0 | 0 | 0 | 0 | 0 | 0 | 0 | 0 | 0 | 0 | 0 | 0 | 0 | 0 | 0 | 0 | 0 | 0 | 0 | 0 | 0 | 0 | 0 | 0 | 0 | 0 | 0 | 0
Res TOU-time of use_KU_Winter_3.10.2021_1.39.35 PM.xlsx | Inputs_endUseLoadShapes.xlsx | Inputs_Global_KU_Winter.xlsx | Inputs_Product_Res TOU.xlsx | KU | 20 | Winter | Peak | 3 | Res TOU-time of use | Commercial | Miscellaneous | 299.5689 | 0 | 0 | 0 | 0 | 0 | 0 | 0 | 0 | 0 | 0 | 0 | 0 | 0 | 0 | 0 | 0 | 0 | 0 | 0 | 0 | 0 | 0 | [10 empty] | 0 | 0 | 0 | 0 | 0 | 0 | 0 | 0 | 0 | 0 | 0 | 0 | 0 | 0 | 0 | 0 | 0 | 0 | 0 | 0 | 0 | 0 | 0 | 0 | 0 | 0 | 0 | 0 | 0 | 0
Res TOU-time of use_KU_Winter_3.10.2021_1.39.35 PM.xlsx | Inputs_endUseLoadShapes.xlsx | Inputs_Global_KU_Winter.xlsx | Inputs_Product_Res TOU.xlsx | KU | 20 | Winter | Peak | 3 | Res TOU-time of use | Commercial | Restaurant | 28.7696 | 0 | 0 | 0 | 0 | 0 | 0 | 0 | 0 | 0 | 0 | 0 | 0 | 0 | 0 | 0 | 0 | 0 | 0 | 0 | 0 | 0 | 0 | [10 empty] | 0 | 0 | 0 | 0 | 0 | 0 | 0 | 0 | 0 | 0 | 0 | 0 | 0 | 0 | 0 | 0 | 0 | 0 | 0 | 0 | 0 | 0 | 0 | 0 | 0 | 0 | 0 | 0 | 0 | 0
Res TOU-time of use_KU_Winter_3.10.2021_1.39.35 PM.xlsx | Inputs_endUseLoadShapes.xlsx | Inputs_Global_KU_Winter.xlsx | Inputs_Product_Res TOU.xlsx | KU | 20 | Winter | Peak | 3 | Res TOU-time of use | Commercial | School | 398.997 | 0 | 0 | 0 | 0 | 0 | 0 | 0 | 0 | 0 | 0 | 0 | 0 | 0 | 0 | 0 | 0 | 0 | 0 | 0 | 0 | 0 | 0 | [10 empty] | 0 | 0 | 0 | 0 | 0 | 0 | 0 | 0 | 0 | 0 | 0 | 0 | 0 | 0 | 0 | 0 | 0 | 0 | 0 | 0 | 0 | 0 | 0 | 0 | 0 | 0 | 0 | 0 | 0 | 0
Res TOU-time of use_KU_Winter_3.10.2021_1.39.35 PM.xlsx | Inputs_endUseLoadShapes.xlsx | Inputs_Global_KU_Winter.xlsx | Inputs_Product_Res TOU.xlsx | KU | 20 | Winter | Peak | 3 | Res TOU-time of use | Commercial | Small Office | 123.4234 | 0 | 0 | 0 | 0 | 0 | 0 | 0 | 0 | 0 | 0 | 0 | 0 | 0 | 0 | 0 | 0 | 0 | 0 | 0 | 0 | 0 | 0 | [10 empty] | 0 | 0 | 0 | 0 | 0 | 0 | 0 | 0 | 0 | 0 | 0 | 0 | 0 | 0 | 0 | 0 | 0 | 0 | 0 | 0 | 0 | 0 | 0 | 0 | 0 | 0 | 0 | 0 | 0 | 0
Res TOU-time of use_KU_Winter_3.10.2021_1.39.35 PM.xlsx | Inputs_endUseLoadShapes.xlsx | Inputs_Global_KU_Winter.xlsx | Inputs_Product_Res TOU.xlsx | KU | 20 | Winter | Peak | 3 | Res TOU-time of use | Commercial | Small Retail | 5.3384 | 0 | 0 | 0 | 0 | 0 | 0 | 0 | 0 | 0 | 0 | 0 | 0 | 0 | 0 | 0 | 0 | 0 | 0 | 0 | 0 | 0 | 0 | [10 empty] | 0 | 0 | 0 | 0 | 0 | 0 | 0 | 0 | 0 | 0 | 0 | 0 | 0 | 0 | 0 | 0 | 0 | 0 | 0 | 0 | 0 | 0 | 0 | 0 | 0 | 0 | 0 | 0 | 0 | 0
Res TOU-time of use_KU_Winter_3.10.2021_1.39.35 PM.xlsx | Inputs_endUseLoadShapes.xlsx | Inputs_Global_KU_Winter.xlsx | Inputs_Product_Res TOU.xlsx | KU | 20 | Winter | Peak | 3 | Res TOU-time of use | Commercial | Warehouse | 12.4486 | 0 | 0 | 0 | 0 | 0 | 0 | 0 | 0 | 0 | 0 | 0 | 0 | 0 | 0 | 0 | 0 | 0 | 0 | 0 | 0 | 0 | 0 | [10 empty] | 0 | 0 | 0 | 0 | 0 | 0 | 0 | 0 | 0 | 0 | 0 | 0 | 0 | 0 | 0 | 0 | 0 | 0 | 0 | 0 | 0 | 0 | 0 | 0 | 0 | 0 | 0 | 0 | 0 | 0
Res TOU-time of use_KU_Winter_3.10.2021_1.39.35 PM.xlsx | Inputs_endUseLoadShapes.xlsx | Inputs_Global_KU_Winter.xlsx | Inputs_Product_Res TOU.xlsx | KU | 20 | Winter | Peak | 3 | Res TOU-time of use | Industrial | Apparel | 3.4538 | 0 | 0 | 0 | 0 | 0 | 0 | 0 | 0 | 0 | 0 | 0 | 0 | 0 | 0 | 0 | 0 | 0 | 0 | 0 | 0 | 0 | 0 | [10 empty] | 0 | 0 | 0 | 0 | 0 | 0 | 0 | 0 | 0 | 0 | 0 | 0 | 0 | 0 | 0 | 0 | 0 | 0 | 0 | 0 | 0 | 0 | 0 | 0 | 0 | 0 | 0 | 0 | 0 | 0
Res TOU-time of use_KU_Winter_3.10.2021_1.39.35 PM.xlsx | Inputs_endUseLoadShapes.xlsx | Inputs_Global_KU_Winter.xlsx | Inputs_Product_Res TOU.xlsx | KU | 20 | Winter | Peak | 3 | Res TOU-time of use | Industrial | Beverage and Tobacco Products | 17.8028 | 0 | 0 | 0 | 0 | 0 | 0 | 0 | 0 | 0 | 0 | 0 | 0 | 0 | 0 | 0 | 0 | 0 | 0 | 0 | 0 | 0 | 0 | [10 empty] | 0 | 0 | 0 | 0 | 0 | 0 | 0 | 0 | 0 | 0 | 0 | 0 | 0 | 0 | 0 | 0 | 0 | 0 | 0 | 0 | 0 | 0 | 0 | 0 | 0 | 0 | 0 | 0 | 0 | 0
Res TOU-time of use_KU_Winter_3.10.2021_1.39.35 PM.xlsx | Inputs_endUseLoadShapes.xlsx | Inputs_Global_KU_Winter.xlsx | Inputs_Product_Res TOU.xlsx | KU | 20 | Winter | Peak | 3 | Res TOU-time of use | Industrial | Chemicals | 46.5406 | 0 | 0 | 0 | 0 | 0 | 0 | 0 | 0 | 0 | 0 | 0 | 0 | 0 | 0 | 0 | 0 | 0 | 0 | 0 | 0 | 0 | 0 | [10 empty] | 0 | 0 | 0 | 0 | 0 | 0 | 0 | 0 | 0 | 0 | 0 | 0 | 0 | 0 | 0 | 0 | 0 | 0 | 0 | 0 | 0 | 0 | 0 | 0 | 0 | 0 | 0 | 0 | 0 | 0
Res TOU-time of use_KU_Winter_3.10.2021_1.39.35 PM.xlsx | Inputs_endUseLoadShapes.xlsx | Inputs_Global_KU_Winter.xlsx | Inputs_Product_Res TOU.xlsx | KU | 20 | Winter | Peak | 3 | Res TOU-time of use | Industrial | Computer and Electronic Products | 0.75745 | 0 | 0 | 0 | 0 | 0 | 0 | 0 | 0 | 0 | 0 | 0 | 0 | 0 | 0 | 0 | 0 | 0 | 0 | 0 | 0 | 0 | 0 | [10 empty] | 0 | 0 | 0 | 0 | 0 | 0 | 0 | 0 | 0 | 0 | 0 | 0 | 0 | 0 | 0 | 0 | 0 | 0 | 0 | 0 | 0 | 0 | 0 | 0 | 0 | 0 | 0 | 0 | 0 | 0
Res TOU-time of use_KU_Winter_3.10.2021_1.39.35 PM.xlsx | Inputs_endUseLoadShapes.xlsx | Inputs_Global_KU_Winter.xlsx | Inputs_Product_Res TOU.xlsx | KU | 20 | Winter | Peak | 3 | Res TOU-time of use | Industrial | Electrical Equip., Appliances, and Components | 32.7524 | 0 | 0 | 0 | 0 | 0 | 0 | 0 | 0 | 0 | 0 | 0 | 0 | 0 | 0 | 0 | 0 | 0 | 0 | 0 | 0 | 0 | 0 | [10 empty] | 0 | 0 | 0 | 0 | 0 | 0 | 0 | 0 | 0 | 0 | 0 | 0 | 0 | 0 | 0 | 0 | 0 | 0 | 0 | 0 | 0 | 0 | 0 | 0 | 0 | 0 | 0 | 0 | 0 | 0
Res TOU-time of use_KU_Winter_3.10.2021_1.39.35 PM.xlsx | Inputs_endUseLoadShapes.xlsx | Inputs_Global_KU_Winter.xlsx | Inputs_Product_Res TOU.xlsx | KU | 20 | Winter | Peak | 3 | Res TOU-time of use | Industrial | Fabricated Metal Products | 36.5357 | 0 | 0 | 0 | 0 | 0 | 0 | 0 | 0 | 0 | 0 | 0 | 0 | 0 | 0 | 0 | 0 | 0 | 0 | 0 | 0 | 0 | 0 | [10 empty] | 0 | 0 | 0 | 0 | 0 | 0 | 0 | 0 | 0 | 0 | 0 | 0 | 0 | 0 | 0 | 0 | 0 | 0 | 0 | 0 | 0 | 0 | 0 | 0 | 0 | 0 | 0 | 0 | 0 | 0
Res TOU-time of use_KU_Winter_3.10.2021_1.39.35 PM.xlsx | Inputs_endUseLoadShapes.xlsx | Inputs_Global_KU_Winter.xlsx | Inputs_Product_Res TOU.xlsx | KU | 20 | Winter | Peak | 3 | Res TOU-time of use | Industrial | Food | 50.237 | 0 | 0 | 0 | 0 | 0 | 0 | 0 | 0 | 0 | 0 | 0 | 0 | 0 | 0 | 0 | 0 | 0 | 0 | 0 | 0 | 0 | 0 | [10 empty] | 0 | 0 | 0 | 0 | 0 | 0 | 0 | 0 | 0 | 0 | 0 | 0 | 0 | 0 | 0 | 0 | 0 | 0 | 0 | 0 | 0 | 0 | 0 | 0 | 0 | 0 | 0 | 0 | 0 | 0
Res TOU-time of use_KU_Winter_3.10.2021_1.39.35 PM.xlsx | Inputs_endUseLoadShapes.xlsx | Inputs_Global_KU_Winter.xlsx | Inputs_Product_Res TOU.xlsx | KU | 20 | Winter | Peak | 3 | Res TOU-time of use | Industrial | Furniture and Related Products | 3.0032 | 0 | 0 | 0 | 0 | 0 | 0 | 0 | 0 | 0 | 0 | 0 | 0 | 0 | 0 | 0 | 0 | 0 | 0 | 0 | 0 | 0 | 0 | [10 empty] | 0 | 0 | 0 | 0 | 0 | 0 | 0 | 0 | 0 | 0 | 0 | 0 | 0 | 0 | 0 | 0 | 0 | 0 | 0 | 0 | 0 | 0 | 0 | 0 | 0 | 0 | 0 | 0 | 0 | 0
Res TOU-time of use_KU_Winter_3.10.2021_1.39.35 PM.xlsx | Inputs_endUseLoadShapes.xlsx | Inputs_Global_KU_Winter.xlsx | Inputs_Product_Res TOU.xlsx | KU | 20 | Winter | Peak | 3 | Res TOU-time of use | Industrial | Machinery | 10.0252 | 0 | 0 | 0 | 0 | 0 | 0 | 0 | 0 | 0 | 0 | 0 | 0 | 0 | 0 | 0 | 0 | 0 | 0 | 0 | 0 | 0 | 0 | [10 empty] | 0 | 0 | 0 | 0 | 0 | 0 | 0 | 0 | 0 | 0 | 0 | 0 | 0 | 0 | 0 | 0 | 0 | 0 | 0 | 0 | 0 | 0 | 0 | 0 | 0 | 0 | 0 | 0 | 0 | 0
Res TOU-time of use_KU_Winter_3.10.2021_1.39.35 PM.xlsx | Inputs_endUseLoadShapes.xlsx | Inputs_Global_KU_Winter.xlsx | Inputs_Product_Res TOU.xlsx | KU | 20 | Winter | Peak | 3 | Res TOU-time of use | Industrial | Mining | 21.4786 | 0 | 0 | 0 | 0 | 0 | 0 | 0 | 0 | 0 | 0 | 0 | 0 | 0 | 0 | 0 | 0 | 0 | 0 | 0 | 0 | 0 | 0 | [10 empty] | 0 | 0 | 0 | 0 | 0 | 0 | 0 | 0 | 0 | 0 | 0 | 0 | 0 | 0 | 0 | 0 | 0 | 0 | 0 | 0 | 0 | 0 | 0 | 0 | 0 | 0 | 0 | 0 | 0 | 0
Res TOU-time of use_KU_Winter_3.10.2021_1.39.35 PM.xlsx | Inputs_endUseLoadShapes.xlsx | Inputs_Global_KU_Winter.xlsx | Inputs_Product_Res TOU.xlsx | KU | 20 | Winter | Peak | 3 | Res TOU-time of use | Industrial | Miscellaneous | 60.1488 | 0 | 0 | 0 | 0 | 0 | 0 | 0 | 0 | 0 | 0 | 0 | 0 | 0 | 0 | 0 | 0 | 0 | 0 | 0 | 0 | 0 | 0 | [10 empty] | 0 | 0 | 0 | 0 | 0 | 0 | 0 | 0 | 0 | 0 | 0 | 0 | 0 | 0 | 0 | 0 | 0 | 0 | 0 | 0 | 0 | 0 | 0 | 0 | 0 | 0 | 0 | 0 | 0 | 0
Res TOU-time of use_KU_Winter_3.10.2021_1.39.35 PM.xlsx | Inputs_endUseLoadShapes.xlsx | Inputs_Global_KU_Winter.xlsx | Inputs_Product_Res TOU.xlsx | KU | 20 | Winter | Peak | 3 | Res TOU-time of use | Industrial | Nonmetallic Mineral Products | 33.4497 | 0 | 0 | 0 | 0 | 0 | 0 | 0 | 0 | 0 | 0 | 0 | 0 | 0 | 0 | 0 | 0 | 0 | 0 | 0 | 0 | 0 | 0 | [10 empty] | 0 | 0 | 0 | 0 | 0 | 0 | 0 | 0 | 0 | 0 | 0 | 0 | 0 | 0 | 0 | 0 | 0 | 0 | 0 | 0 | 0 | 0 | 0 | 0 | 0 | 0 | 0 | 0 | 0 | 0
Res TOU-time of use_KU_Winter_3.10.2021_1.39.35 PM.xlsx | Inputs_endUseLoadShapes.xlsx | Inputs_Global_KU_Winter.xlsx | Inputs_Product_Res TOU.xlsx | KU | 20 | Winter | Peak | 3 | Res TOU-time of use | Industrial | Paper | 20.6596 | 0 | 0 | 0 | 0 | 0 | 0 | 0 | 0 | 0 | 0 | 0 | 0 | 0 | 0 | 0 | 0 | 0 | 0 | 0 | 0 | 0 | 0 | [10 empty] | 0 | 0 | 0 | 0 | 0 | 0 | 0 | 0 | 0 | 0 | 0 | 0 | 0 | 0 | 0 | 0 | 0 | 0 | 0 | 0 | 0 | 0 | 0 | 0 | 0 | 0 | 0 | 0 | 0 | 0
Res TOU-time of use_KU_Winter_3.10.2021_1.39.35 PM.xlsx | Inputs_endUseLoadShapes.xlsx | Inputs_Global_KU_Winter.xlsx | Inputs_Product_Res TOU.xlsx | KU | 20 | Winter | Peak | 3 | Res TOU-time of use | Industrial | Petroleum and Coal Products | 29.0052 | 0 | 0 | 0 | 0 | 0 | 0 | 0 | 0 | 0 | 0 | 0 | 0 | 0 | 0 | 0 | 0 | 0 | 0 | 0 | 0 | 0 | 0 | [10 empty] | 0 | 0 | 0 | 0 | 0 | 0 | 0 | 0 | 0 | 0 | 0 | 0 | 0 | 0 | 0 | 0 | 0 | 0 | 0 | 0 | 0 | 0 | 0 | 0 | 0 | 0 | 0 | 0 | 0 | 0
Res TOU-time of use_KU_Winter_3.10.2021_1.39.35 PM.xlsx | Inputs_endUseLoadShapes.xlsx | Inputs_Global_KU_Winter.xlsx | Inputs_Product_Res TOU.xlsx | KU | 20 | Winter | Peak | 3 | Res TOU-time of use | Industrial | Plastics and Rubber Products | 71.9237 | 0 | 0 | 0 | 0 | 0 | 0 | 0 | 0 | 0 | 0 | 0 | 0 | 0 | 0 | 0 | 0 | 0 | 0 | 0 | 0 | 0 | 0 | [10 empty] | 0 | 0 | 0 | 0 | 0 | 0 | 0 | 0 | 0 | 0 | 0 | 0 | 0 | 0 | 0 | 0 | 0 | 0 | 0 | 0 | 0 | 0 | 0 | 0 | 0 | 0 | 0 | 0 | 0 | 0
Res TOU-time of use_KU_Winter_3.10.2021_1.39.35 PM.xlsx | Inputs_endUseLoadShapes.xlsx | Inputs_Global_KU_Winter.xlsx | Inputs_Product_Res TOU.xlsx | KU | 20 | Winter | Peak | 3 | Res TOU-time of use | Industrial | Primary Metals | 207.3656 | 0 | 0 | 0 | 0 | 0 | 0 | 0 | 0 | 0 | 0 | 0 | 0 | 0 | 0 | 0 | 0 | 0 | 0 | 0 | 0 | 0 | 0 | [10 empty] | 0 | 0 | 0 | 0 | 0 | 0 | 0 | 0 | 0 | 0 | 0 | 0 | 0 | 0 | 0 | 0 | 0 | 0 | 0 | 0 | 0 | 0 | 0 | 0 | 0 | 0 | 0 | 0 | 0 | 0
Res TOU-time of use_KU_Winter_3.10.2021_1.39.35 PM.xlsx | Inputs_endUseLoadShapes.xlsx | Inputs_Global_KU_Winter.xlsx | Inputs_Product_Res TOU.xlsx | KU | 20 | Winter | Peak | 3 | Res TOU-time of use | Industrial | Printing and Related Support | 6.9014 | 0 | 0 | 0 | 0 | 0 | 0 | 0 | 0 | 0 | 0 | 0 | 0 | 0 | 0 | 0 | 0 | 0 | 0 | 0 | 0 | 0 | 0 | [10 empty] | 0 | 0 | 0 | 0 | 0 | 0 | 0 | 0 | 0 | 0 | 0 | 0 | 0 | 0 | 0 | 0 | 0 | 0 | 0 | 0 | 0 | 0 | 0 | 0 | 0 | 0 | 0 | 0 | 0 | 0
Res TOU-time of use_KU_Winter_3.10.2021_1.39.35 PM.xlsx | Inputs_endUseLoadShapes.xlsx | Inputs_Global_KU_Winter.xlsx | Inputs_Product_Res TOU.xlsx | KU | 20 | Winter | Peak | 3 | Res TOU-time of use | Industrial | Textiles | 0.22496 | 0 | 0 | 0 | 0 | 0 | 0 | 0 | 0 | 0 | 0 | 0 | 0 | 0 | 0 | 0 | 0 | 0 | 0 | 0 | 0 | 0 | 0 | [10 empty] | 0 | 0 | 0 | 0 | 0 | 0 | 0 | 0 | 0 | 0 | 0 | 0 | 0 | 0 | 0 | 0 | 0 | 0 | 0 | 0 | 0 | 0 | 0 | 0 | 0 | 0 | 0 | 0 | 0 | 0
Res TOU-time of use_KU_Winter_3.10.2021_1.39.35 PM.xlsx | Inputs_endUseLoadShapes.xlsx | Inputs_Global_KU_Winter.xlsx | Inputs_Product_Res TOU.xlsx | KU | 20 | Winter | Peak | 3 | Res TOU-time of use | Industrial | Transportation Equipment | 133.8889 | 0 | 0 | 0 | 0 | 0 | 0 | 0 | 0 | 0 | 0 | 0 | 0 | 0 | 0 | 0 | 0 | 0 | 0 | 0 | 0 | 0 | 0 | [10 empty] | 0 | 0 | 0 | 0 | 0 | 0 | 0 | 0 | 0 | 0 | 0 | 0 | 0 | 0 | 0 | 0 | 0 | 0 | 0 | 0 | 0 | 0 | 0 | 0 | 0 | 0 | 0 | 0 | 0 | 0
Res TOU-time of use_KU_Winter_3.10.2021_1.39.35 PM.xlsx | Inputs_endUseLoadShapes.xlsx | Inputs_Global_KU_Winter.xlsx | Inputs_Product_Res TOU.xlsx | KU | 20 | Winter | Peak | 3 | Res TOU-time of use | Industrial | Wastewater | 1.3381 | 0 | 0 | 0 | 0 | 0 | 0 | 0 | 0 | 0 | 0 | 0 | 0 | 0 | 0 | 0 | 0 | 0 | 0 | 0 | 0 | 0 | 0 | [10 empty] | 0 | 0 | 0 | 0 | 0 | 0 | 0 | 0 | 0 | 0 | 0 | 0 | 0 | 0 | 0 | 0 | 0 | 0 | 0 | 0 | 0 | 0 | 0 | 0 | 0 | 0 | 0 | 0 | 0 | 0
Res TOU-time of use_KU_Winter_3.10.2021_1.39.35 PM.xlsx | Inputs_endUseLoadShapes.xlsx | Inputs_Global_KU_Winter.xlsx | Inputs_Product_Res TOU.xlsx | KU | 20 | Winter | Peak | 3 | Res TOU-time of use | Industrial | Water | 21.8313 | 0 | 0 | 0 | 0 | 0 | 0 | 0 | 0 | 0 | 0 | 0 | 0 | 0 | 0 | 0 | 0 | 0 | 0 | 0 | 0 | 0 | 0 | [10 empty] | 0 | 0 | 0 | 0 | 0 | 0 | 0 | 0 | 0 | 0 | 0 | 0 | 0 | 0 | 0 | 0 | 0 | 0 | 0 | 0 | 0 | 0 | 0 | 0 | 0 | 0 | 0 | 0 | 0 | 0
Res TOU-time of use_KU_Winter_3.10.2021_1.39.35 PM.xlsx | Inputs_endUseLoadShapes.xlsx | Inputs_Global_KU_Winter.xlsx | Inputs_Product_Res TOU.xlsx | KU | 20 | Winter | Peak | 3 | Res TOU-time of use | Industrial | Wood Products | 5.0595 | 0 | 0 | 0 | 0 | 0 | 0 | 0 | 0 | 0 | 0 | 0 | 0 | 0 | 0 | 0 | 0 | 0 | 0 | 0 | 0 | 0 | 0 | [10 empty] | 0 | 0 | 0 | 0 | 0 | 0 | 0 | 0 | 0 | 0 | 0 | 0 | 0 | 0 | 0 | 0 | 0 | 0 | 0 | 0 | 0 | 0 | 0 | 0 | 0 | 0 | 0 | 0 | 0 | 0
Res TOU-time of use_KU_Winter_3.10.2021_1.39.35 PM.xlsx | Inputs_endUseLoadShapes.xlsx | Inputs_Global_KU_Winter.xlsx | Inputs_Product_Res TOU.xlsx | KU | 20 | Winter | Peak | 3 | Res TOU-time of use | Residential | Manufactured | 193.0352 | 193.0352 | 19.3035 | 3.427 | 3.431 | 3.4203 | 3.4098 | 3.3997 | 3.4009 | 3.3841 | 3.3731 | 3.3748 | 3.3876 | 3.3825 | 3.3881 | 3.3948 | 3.4128 | 3.4121 | 3.4217 | 3.4313 | 3.4496 | 3.4478 | 3.4552 | [10 empty] | 8840.9837 | 8851.3649 | 8823.7435 | 8796.7864 | 8770.5881 | 8773.7289 | 8730.3351 | 8702.0636 | 8706.4421 | 8739.3803 | 8726.3197 | 8740.787 | 8757.902 | 8804.3298 | 8802.5281 | 8827.3768 | 8852.2964 | 8899.3885 | 8894.6568 | 8913.91 | 0 | 0 | 0 | 0 | 0 | 0 | 0 | 0 | 0 | 0
Res TOU-time of use_KU_Winter_3.10.2021_1.39.35 PM.xlsx | Inputs_endUseLoadShapes.xlsx | Inputs_Global_KU_Winter.xlsx | Inputs_Product_Res TOU.xlsx | KU | 20 | Winter | Peak | 3 | Res TOU-time of use | Residential | Multifamily | 195.1526 | 195.1526 | 19.5153 | 3.7828 | 3.7872 | 3.7754 | 3.7638 | 3.7526 | 3.754 | 3.7354 | 3.7233 | 3.7252 | 3.7393 | 3.7337 | 3.7399 | 3.7472 | 3.7671 | 3.7663 | 3.7769 | 3.7876 | 3.8077 | 3.8057 | 3.814 | [10 empty] | 9758.8704 | 9770.3294 | 9739.8403 | 9710.0844 | 9681.1662 | 9684.6331 | 9636.7341 | 9605.5274 | 9610.3604 | 9646.7183 | 9632.3018 | 9648.2711 | 9667.163 | 9718.411 | 9716.4223 | 9743.8508 | 9771.3576 | 9823.3389 | 9818.116 | 9839.368 | 0 | 0 | 0 | 0 | 0 | 0 | 0 | 0 | 0 | 0
Res TOU-time of use_KU_Winter_3.10.2021_1.39.35 PM.xlsx | Inputs_endUseLoadShapes.xlsx | Inputs_Global_KU_Winter.xlsx | Inputs_Product_Res TOU.xlsx | KU | 20 | Winter | Peak | 3 | Res TOU-time of use | Residential | Single Family | 1280.9749 | 1280.9749 | 128.0975 | 25.9004 | 25.9308 | 25.8499 | 25.771 | 25.6942 | 25.7034 | 25.5763 | 25.4935 | 25.5063 | 25.6028 | 25.5645 | 25.6069 | 25.657 | 25.793 | 25.7878 | 25.8606 | 25.9336 | 26.0715 | 26.0577 | 26.1141 | [10 empty] | 66818.8143 | 66897.2741 | 66688.5158 | 66484.7775 | 66286.7753 | 66310.513 | 65982.5492 | 65768.8776 | 65801.9691 | 66050.9111 | 65952.2013 | 66061.5429 | 66190.8955 | 66541.7895 | 66528.1728 | 66715.9756 | 66904.3142 | 67260.2292 | 67224.4678 | 67369.9801 | 0 | 0 | 0 | 0 | 0 | 0 | 0 | 0 | 0 | 0
Res TOU-time of use_KU_Winter_3.10.2021_1.39.35 PM.xlsx | Inputs_endUseLoadShapes.xlsx | Inputs_Global_KU_Winter.xlsx | Inputs_Product_Res TOU.xlsx | KU | 20 | Winter | Peak | 3 | Res TOU-time of use | 0 | 0 | 0 | 0 | 0 | 0 | 0 | 0 | 0 | 0 | 0 | 0 | 0 | 0 | 0 | 0 | 0 | 0 | 0 | 0 | 0 | 0 | 0 | 0 | 0 | [10 empty] | 0 | 0 | 0 | 0 | 0 | 0 | 0 | 0 | 0 | 0 | 0 | 0 | 0 | 0 | 0 | 0 | 0 | 0 | 0 | 0 | 0 | 0 | 0 | 0 | 0 | 0 | 0 | 0 | 0 | 0
Res TOU-time of use_KU_Winter_3.10.2021_1.39.35 PM.xlsx | Inputs_endUseLoadShapes.xlsx | Inputs_Global_KU_Winter.xlsx | Inputs_Product_Res TOU.xlsx | KU | 20 | Winter | Peak | 3 | Res TOU-time of use | 0 | 0 | 0 | 0 | 0 | 0 | 0 | 0 | 0 | 0 | 0 | 0 | 0 | 0 | 0 | 0 | 0 | 0 | 0 | 0 | 0 | 0 | 0 | 0 | 0 | [10 empty] | 0 | 0 | 0 | 0 | 0 | 0 | 0 | 0 | 0 | 0 | 0 | 0 | 0 | 0 | 0 | 0 | 0 | 0 | 0 | 0 | 0 | 0 | 0 | 0 | 0 | 0 | 0 | 0 | 0 | 0
Res TOU-time of use_KU_Winter_3.10.2021_1.39.35 PM.xlsx | Inputs_endUseLoadShapes.xlsx | Inputs_Global_KU_Winter.xlsx | Inputs_Product_Res TOU.xlsx | KU | 20 | Winter | Peak | 3 | Res TOU-time of use | 0 | 0 | 0 | 0 | 0 | 0 | 0 | 0 | 0 | 0 | 0 | 0 | 0 | 0 | 0 | 0 | 0 | 0 | 0 | 0 | 0 | 0 | 0 | 0 | 0 | [10 empty] | 0 | 0 | 0 | 0 | 0 | 0 | 0 | 0 | 0 | 0 | 0 | 0 | 0 | 0 | 0 | 0 | 0 | 0 | 0 | 0 | 0 | 0 | 0 | 0 | 0 | 0 | 0 | 0 | 0 | 0
Res TOU-time of use_KU_Winter_3.10.2021_1.39.35 PM.xlsx | Inputs_endUseLoadShapes.xlsx | Inputs_Global_KU_Winter.xlsx | Inputs_Product_Res TOU.xlsx | KU | 20 | Winter | Peak | 3 | Res TOU-time of use | 0 | 0 | 0 | 0 | 0 | 0 | 0 | 0 | 0 | 0 | 0 | 0 | 0 | 0 | 0 | 0 | 0 | 0 | 0 | 0 | 0 | 0 | 0 | 0 | 0 | [10 empty] | 0 | 0 | 0 | 0 | 0 | 0 | 0 | 0 | 0 | 0 | 0 | 0 | 0 | 0 | 0 | 0 | 0 | 0 | 0 | 0 | 0 | 0 | 0 | 0 | 0 | 0 | 0 | 0 | 0 | 0
0 | 0 | 0 | 0 | 0 | 0 | 0 | 0 | 0 | 0 | 0 | 0 | 0 | 0 | 0 | 0 | 0 | 0 | 0 | 0 | 0 | 0 | 0 | 0 | 0 | 0 | 0 | 0 | 0 | 0 | 0 | 0 | 0 | 0 | 0 | 0 | 0 | 0 | 0 | 0 | 0 | 0 | 0 | 0 | 0 | 0 | 0 | 0 | 0 | 0 | 0 | 0 | 0 | 0 | 0 | 0 | 0 | 0 | 0 | 0 | 0 | 0 | 0 | 0 | 0 | 0 | 0 | 0 | 0 | 0 | 0 | 0 | 0 | 0 | 0
0 | 0 | 0 | 0 | 0 | 0 | 0 | 0 | 0 | 0 | 0 | 0 | 0 | 0 | 0 | 0 | 0 | 0 | 0 | 0 | 0 | 0 | 0 | 0 | 0 | 0 | 0 | 0 | 0 | 0 | 0 | 0 | 0 | 0 | 0 | 0 | 0 | 0 | 0 | 0 | 0 | 0 | 0 | 0 | 0 | 0 | 0 | 0 | 0 | 0 | 0 | 0 | 0 | 0 | 0 | 0 | 0 | 0 | 0 | 0 | 0 | 0 | 0 | 0 | 0 | 0 | 0 | 0 | 0 | 0 | 0 | 0 | 0 | 0 | 0
0 | 0 | 0 | 0 | 0 | 0 | 0 | 0 | 0 | 0 | 0 | 0 | 0 | 0 | 0 | 0 | 0 | 0 | 0 | 0 | 0 | 0 | 0 | 0 | 0 | 0 | 0 | 0 | 0 | 0 | 0 | 0 | 0 | 0 | 0 | 0 | 0 | 0 | 0 | 0 | 0 | 0 | 0 | 0 | 0 | 0 | 0 | 0 | 0 | 0 | 0 | 0 | 0 | 0 | 0 | 0 | 0 | 0 | 0 | 0 | 0 | 0 | 0 | 0 | 0 | 0 | 0 | 0 | 0 | 0 | 0 | 0 | 0 | 0 | 0
0 | 0 | 0 | 0 | 0 | 0 | 0 | 0 | 0 | 0 | 0 | 0 | 0 | 0 | 0 | 0 | 0 | 0 | 0 | 0 | 0 | 0 | 0 | 0 | 0 | 0 | 0 | 0 | 0 | 0 | 0 | 0 | 0 | 0 | 0 | 0 | 0 | 0 | 0 | 0 | 0 | 0 | 0 | 0 | 0 | 0 | 0 | 0 | 0 | 0 | 0 | 0 | 0 | 0 | 0 | 0 | 0 | 0 | 0 | 0 | 0 | 0 | 0 | 0 | 0 | 0 | 0 | 0 | 0 | 0 | 0 | 0 | 0 | 0 | 0
0 | 0 | 0 | 0 | 0 | 0 | 0 | 0 | 0 | 0 | 0 | 0 | 0 | 0 | 0 | 0 | 0 | 0 | 0 | 0 | 0 | 0 | 0 | 0 | 0 | 0 | 0 | 0 | 0 | 0 | 0 | 0 | 0 | 0 | 0 | 0 | 0 | 0 | 0 | 0 | 0 | 0 | 0 | 0 | 0 | 0 | 0 | 0 | 0 | 0 | 0 | 0 | 0 | 0 | 0 | 0 | 0 | 0 | 0 | 0 | 0 | 0 | 0 | 0 | 0 | 0 | 0 | 0 | 0 | 0 | 0 | 0 | 0 | 0 | 0
0 | 0 | 0 | 0 | 0 | 0 | 0 | 0 | 0 | 0 | 0 | 0 | 0 | 0 | 0 | 0 | 0 | 0 | 0 | 0 | 0 | 0 | 0 | 0 | 0 | 0 | 0 | 0 | 0 | 0 | 0 | 0 | 0 | 0 | 0 | 0 | 0 | 0 | 0 | 0 | 0 | 0 | 0 | 0 | 0 | 0 | 0 | 0 | 0 | 0 | 0 | 0 | 0 | 0 | 0 | 0 | 0 | 0 | 0 | 0 | 0 | 0 | 0 | 0 | 0 | 0 | 0 | 0 | 0 | 0 | 0 | 0 | 0 | 0 | 0
0 | 0 | 0 | 0 | 0 | 0 | 0 | 0 | 0 | 0 | 0 | 0 | 0 | 0 | 0 | 0 | 0 | 0 | 0 | 0 | 0 | 0 | 0 | 0 | 0 | 0 | 0 | 0 | 0 | 0 | 0 | 0 | 0 | 0 | 0 | 0 | 0 | 0 | 0 | 0 | 0 | 0 | 0 | 0 | 0 | 0 | 0 | 0 | 0 | 0 | 0 | 0 | 0 | 0 | 0 | 0 | 0 | 0 | 0 | 0 | 0 | 0 | 0 | 0 | 0 | 0 | 0 | 0 | 0 | 0 | 0 | 0 | 0 | 0 | 0
0 | 0 | 0 | 0 | 0 | 0 | 0 | 0 | 0 | 0 | 0 | 0 | 0 | 0 | 0 | 0 | 0 | 0 | 0 | 0 | 0 | 0 | 0 | 0 | 0 | 0 | 0 | 0 | 0 | 0 | 0 | 0 | 0 | 0 | 0 | 0 | 0 | 0 | 0 | 0 | 0 | 0 | 0 | 0 | 0 | 0 | 0 | 0 | 0 | 0 | 0 | 0 | 0 | 0 | 0 | 0 | 0 | 0 | 0 | 0 | 0 | 0 | 0 | 0 | 0 | 0 | 0 | 0 | 0 | 0 | 0 | 0 | 0 | 0 | 0
0 | 0 | 0 | 0 | 0 | 0 | 0 | 0 | 0 | 0 | 0 | 0 | 0 | 0 | 0 | 0 | 0 | 0 | 0 | 0 | 0 | 0 | 0 | 0 | 0 | 0 | 0 | 0 | 0 | 0 | 0 | 0 | 0 | 0 | 0 | 0 | 0 | 0 | 0 | 0 | 0 | 0 | 0 | 0 | 0 | 0 | 0 | 0 | 0 | 0 | 0 | 0 | 0 | 0 | 0 | 0 | 0 | 0 | 0 | 0 | 0 | 0 | 0 | 0 | 0 | 0 | 0 | 0 | 0 | 0 | 0 | 0 | 0 | 0 | 0
0 | 0 | 0 | 0 | 0 | 0 | 0 | 0 | 0 | 0 | 0 | 0 | 0 | 0 | 0 | 0 | 0 | 0 | 0 | 0 | 0 | 0 | 0 | 0 | 0 | 0 | 0 | 0 | 0 | 0 | 0 | 0 | 0 | 0 | 0 | 0 | 0 | 0 | 0 | 0 | 0 | 0 | 0 | 0 | 0 | 0 | 0 | 0 | 0 | 0 | 0 | 0 | 0 | 0 | 0 | 0 | 0 | 0 | 0 | 0 | 0 | 0 | 0 | 0 | 0 | 0 | 0 | 0 | 0 | 0 | 0 | 0 | 0 | 0 | 0
0 | 0 | 0 | 0 | 0 | 0 | 0 | 0 | 0 | 0 | 0 | 0 | 0 | 0 | 0 | 0 | 0 | 0 | 0 | 0 | 0 | 0 | 0 | 0 | 0 | 0 | 0 | 0 | 0 | 0 | 0 | 0 | 0 | 0 | 0 | 0 | 0 | 0 | 0 | 0 | 0 | 0 | 0 | 0 | 0 | 0 | 0 | 0 | 0 | 0 | 0 | 0 | 0 | 0 | 0 | 0 | 0 | 0 | 0 | 0 | 0 | 0 | 0 | 0 | 0 | 0 | 0 | 0 | 0 | 0 | 0 | 0 | 0 | 0 | 0
0 | 0 | 0 | 0 | 0 | 0 | 0 | 0 | 0 | 0 | 0 | 0 | 0 | 0 | 0 | 0 | 0 | 0 | 0 | 0 | 0 | 0 | 0 | 0 | 0 | 0 | 0 | 0 | 0 | 0 | 0 | 0 | 0 | 0 | 0 | 0 | 0 | 0 | 0 | 0 | 0 | 0 | 0 | 0 | 0 | 0 | 0 | 0 | 0 | 0 | 0 | 0 | 0 | 0 | 0 | 0 | 0 | 0 | 0 | 0 | 0 | 0 | 0 | 0 | 0 | 0 | 0 | 0 | 0 | 0 | 0 | 0 | 0 | 0 | 0
0 | 0 | 0 | 0 | 0 | 0 | 0 | 0 | 0 | 0 | 0 | 0 | 0 | 0 | 0 | 0 | 0 | 0 | 0 | 0 | 0 | 0 | 0 | 0 | 0 | 0 | 0 | 0 | 0 | 0 | 0 | 0 | 0 | 0 | 0 | 0 | 0 | 0 | 0 | 0 | 0 | 0 | 0 | 0 | 0 | 0 | 0 | 0 | 0 | 0 | 0 | 0 | 0 | 0 | 0 | 0 | 0 | 0 | 0 | 0 | 0 | 0 | 0 | 0 | 0 | 0 | 0 | 0 | 0 | 0 | 0 | 0 | 0 | 0 | 0
0 | 0 | 0 | 0 | 0 | 0 | 0 | 0 | 0 | 0 | 0 | 0 | 0 | 0 | 0 | 0 | 0 | 0 | 0 | 0 | 0 | 0 | 0 | 0 | 0 | 0 | 0 | 0 | 0 | 0 | 0 | 0 | 0 | 0 | 0 | 0 | 0 | 0 | 0 | 0 | 0 | 0 | 0 | 0 | 0 | 0 | 0 | 0 | 0 | 0 | 0 | 0 | 0 | 0 | 0 | 0 | 0 | 0 | 0 | 0 | 0 | 0 | 0 | 0 | 0 | 0 | 0 | 0 | 0 | 0 | 0 | 0 | 0 | 0 | 0
0 | 0 | 0 | 0 | 0 | 0 | 0 | 0 | 0 | 0 | 0 | 0 | 0 | 0 | 0 | 0 | 0 | 0 | 0 | 0 | 0 | 0 | 0 | 0 | 0 | 0 | 0 | 0 | 0 | 0 | 0 | 0 | 0 | 0 | 0 | 0 | 0 | 0 | 0 | 0 | 0 | 0 | 0 | 0 | 0 | 0 | 0 | 0 | 0 | 0 | 0 | 0 | 0 | 0 | 0 | 0 | 0 | 0 | 0 | 0 | 0 | 0 | 0 | 0 | 0 | 0 | 0 | 0 | 0 | 0 | 0 | 0 | 0 | 0 | 0
0 | 0 | 0 | 0 | 0 | 0 | 0 | 0 | 0 | 0 | 0 | 0 | 0 | 0 | 0 | 0 | 0 | 0 | 0 | 0 | 0 | 0 | 0 | 0 | 0 | 0 | 0 | 0 | 0 | 0 | 0 | 0 | 0 | 0 | 0 | 0 | 0 | 0 | 0 | 0 | 0 | 0 | 0 | 0 | 0 | 0 | 0 | 0 | 0 | 0 | 0 | 0 | 0 | 0 | 0 | 0 | 0 | 0 | 0 | 0 | 0 | 0 | 0 | 0 | 0 | 0 | 0 | 0 | 0 | 0 | 0 | 0 | 0 | 0 | 0
0 | 0 | 0 | 0 | 0 | 0 | 0 | 0 | 0 | 0 | 0 | 0 | 0 | 0 | 0 | 0 | 0 | 0 | 0 | 0 | 0 | 0 | 0 | 0 | 0 | 0 | 0 | 0 | 0 | 0 | 0 | 0 | 0 | 0 | 0 | 0 | 0 | 0 | 0 | 0 | 0 | 0 | 0 | 0 | 0 | 0 | 0 | 0 | 0 | 0 | 0 | 0 | 0 | 0 | 0 | 0 | 0 | 0 | 0 | 0 | 0 | 0 | 0 | 0 | 0 | 0 | 0 | 0 | 0 | 0 | 0 | 0 | 0 | 0 | 0
0 | 0 | 0 | 0 | 0 | 0 | 0 | 0 | 0 | 0 | 0 | 0 | 0 | 0 | 0 | 0 | 0 | 0 | 0 | 0 | 0 | 0 | 0 | 0 | 0 | 0 | 0 | 0 | 0 | 0 | 0 | 0 | 0 | 0 | 0 | 0 | 0 | 0 | 0 | 0 | 0 | 0 | 0 | 0 | 0 | 0 | 0 | 0 | 0 | 0 | 0 | 0 | 0 | 0 | 0 | 0 | 0 | 0 | 0 | 0 | 0 | 0 | 0 | 0 | 0 | 0 | 0 | 0 | 0 | 0 | 0 | 0 | 0 | 0 | 0
0 | 0 | 0 | 0 | 0 | 0 | 0 | 0 | 0 | 0 | 0 | 0 | 0 | 0 | 0 | 0 | 0 | 0 | 0 | 0 | 0 | 0 | 0 | 0 | 0 | 0 | 0 | 0 | 0 | 0 | 0 | 0 | 0 | 0 | 0 | 0 | 0 | 0 | 0 | 0 | 0 | 0 | 0 | 0 | 0 | 0 | 0 | 0 | 0 | 0 | 0 | 0 | 0 | 0 | 0 | 0 | 0 | 0 | 0 | 0 | 0 | 0 | 0 | 0 | 0 | 0 | 0 | 0 | 0 | 0 | 0 | 0 | 0 | 0 | 0
0 | 0 | 0 | 0 | 0 | 0 | 0 | 0 | 0 | 0 | 0 | 0 | 0 | 0 | 0 | 0 | 0 | 0 | 0 | 0 | 0 | 0 | 0 | 0 | 0 | 0 | 0 | 0 | 0 | 0 | 0 | 0 | 0 | 0 | 0 | 0 | 0 | 0 | 0 | 0 | 0 | 0 | 0 | 0 | 0 | 0 | 0 | 0 | 0 | 0 | 0 | 0 | 0 | 0 | 0 | 0 | 0 | 0 | 0 | 0 | 0 | 0 | 0 | 0 | 0 | 0 | 0 | 0 | 0 | 0 | 0 | 0 | 0 | 0 | 0
0 | 0 | 0 | 0 | 0 | 0 | 0 | 0 | 0 | 0 | 0 | 0 | 0 | 0 | 0 | 0 | 0 | 0 | 0 | 0 | 0 | 0 | 0 | 0 | 0 | 0 | 0 | 0 | 0 | 0 | 0 | 0 | 0 | 0 | 0 | 0 | 0 | 0 | 0 | 0 | 0 | 0 | 0 | 0 | 0 | 0 | 0 | 0 | 0 | 0 | 0 | 0 | 0 | 0 | 0 | 0 | 0 | 0 | 0 | 0 | 0 | 0 | 0 | 0 | 0 | 0 | 0 | 0 | 0 | 0 | 0 | 0 | 0 | 0 | 0
0 | 0 | 0 | 0 | 0 | 0 | 0 | 0 | 0 | 0 | 0 | 0 | 0 | 0 | 0 | 0 | 0 | 0 | 0 | 0 | 0 | 0 | 0 | 0 | 0 | 0 | 0 | 0 | 0 | 0 | 0 | 0 | 0 | 0 | 0 | 0 | 0 | 0 | 0 | 0 | 0 | 0 | 0 | 0 | 0 | 0 | 0 | 0 | 0 | 0 | 0 | 0 | 0 | 0 | 0 | 0 | 0 | 0 | 0 | 0 | 0 | 0 | 0 | 0 | 0 | 0 | 0 | 0 | 0 | 0 | 0 | 0 | 0 | 0 | 0
0 | 0 | 0 | 0 | 0 | 0 | 0 | 0 | 0 | 0 | 0 | 0 | 0 | 0 | 0 | 0 | 0 | 0 | 0 | 0 | 0 | 0 | 0 | 0 | 0 | 0 | 0 | 0 | 0 | 0 | 0 | 0 | 0 | 0 | 0 | 0 | 0 | 0 | 0 | 0 | 0 | 0 | 0 | 0 | 0 | 0 | 0 | 0 | 0 | 0 | 0 | 0 | 0 | 0 | 0 | 0 | 0 | 0 | 0 | 0 | 0 | 0 | 0 | 0 | 0 | 0 | 0 | 0 | 0 | 0 | 0 | 0 | 0 | 0 | 0
0 | 0 | 0 | 0 | 0 | 0 | 0 | 0 | 0 | 0 | 0 | 0 | 0 | 0 | 0 | 0 | 0 | 0 | 0 | 0 | 0 | 0 | 0 | 0 | 0 | 0 | 0 | 0 | 0 | 0 | 0 | 0 | 0 | 0 | 0 | 0 | 0 | 0 | 0 | 0 | 0 | 0 | 0 | 0 | 0 | 0 | 0 | 0 | 0 | 0 | 0 | 0 | 0 | 0 | 0 | 0 | 0 | 0 | 0 | 0 | 0 | 0 | 0 | 0 | 0 | 0 | 0 | 0 | 0 | 0 | 0 | 0 | 0 | 0 | 0
0 | 0 | 0 | 0 | 0 | 0 | 0 | 0 | 0 | 0 | 0 | 0 | 0 | 0 | 0 | 0 | 0 | 0 | 0 | 0 | 0 | 0 | 0 | 0 | 0 | 0 | 0 | 0 | 0 | 0 | 0 | 0 | 0 | 0 | 0 | 0 | 0 | 0 | 0 | 0 | 0 | 0 | 0 | 0 | 0 | 0 | 0 | 0 | 0 | 0 | 0 | 0 | 0 | 0 | 0 | 0 | 0 | 0 | 0 | 0 | 0 | 0 | 0 | 0 | 0 | 0 | 0 | 0 | 0 | 0 | 0 | 0 | 0 | 0 | 0
0 | 0 | 0 | 0 | 0 | 0 | 0 | 0 | 0 | 0 | 0 | 0 | 0 | 0 | 0 | 0 | 0 | 0 | 0 | 0 | 0 | 0 | 0 | 0 | 0 | 0 | 0 | 0 | 0 | 0 | 0 | 0 | 0 | 0 | 0 | 0 | 0 | 0 | 0 | 0 | 0 | 0 | 0 | 0 | 0 | 0 | 0 | 0 | 0 | 0 | 0 | 0 | 0 | 0 | 0 | 0 | 0 | 0 | 0 | 0 | 0 | 0 | 0 | 0 | 0 | 0 | 0 | 0 | 0 | 0 | 0 | 0 | 0 | 0 | 0
0 | 0 | 0 | 0 | 0 | 0 | 0 | 0 | 0 | 0 | 0 | 0 | 0 | 0 | 0 | 0 | 0 | 0 | 0 | 0 | 0 | 0 | 0 | 0 | 0 | 0 | 0 | 0 | 0 | 0 | 0 | 0 | 0 | 0 | 0 | 0 | 0 | 0 | 0 | 0 | 0 | 0 | 0 | 0 | 0 | 0 | 0 | 0 | 0 | 0 | 0 | 0 | 0 | 0 | 0 | 0 | 0 | 0 | 0 | 0 | 0 | 0 | 0 | 0 | 0 | 0 | 0 | 0 | 0 | 0 | 0 | 0 | 0 | 0 | 0
0 | 0 | 0 | 0 | 0 | 0 | 0 | 0 | 0 | 0 | 0 | 0 | 0 | 0 | 0 | 0 | 0 | 0 | 0 | 0 | 0 | 0 | 0 | 0 | 0 | 0 | 0 | 0 | 0 | 0 | 0 | 0 | 0 | 0 | 0 | 0 | 0 | 0 | 0 | 0 | 0 | 0 | 0 | 0 | 0 | 0 | 0 | 0 | 0 | 0 | 0 | 0 | 0 | 0 | 0 | 0 | 0 | 0 | 0 | 0 | 0 | 0 | 0 | 0 | 0 | 0 | 0 | 0 | 0 | 0 | 0 | 0 | 0 | 0 | 0
0 | 0 | 0 | 0 | 0 | 0 | 0 | 0 | 0 | 0 | 0 | 0 | 0 | 0 | 0 | 0 | 0 | 0 | 0 | 0 | 0 | 0 | 0 | 0 | 0 | 0 | 0 | 0 | 0 | 0 | 0 | 0 | 0 | 0 | 0 | 0 | 0 | 0 | 0 | 0 | 0 | 0 | 0 | 0 | 0 | 0 | 0 | 0 | 0 | 0 | 0 | 0 | 0 | 0 | 0 | 0 | 0 | 0 | 0 | 0 | 0 | 0 | 0 | 0 | 0 | 0 | 0 | 0 | 0 | 0 | 0 | 0 | 0 | 0 | 0
0 | 0 | 0 | 0 | 0 | 0 | 0 | 0 | 0 | 0 | 0 | 0 | 0 | 0 | 0 | 0 | 0 | 0 | 0 | 0 | 0 | 0 | 0 | 0 | 0 | 0 | 0 | 0 | 0 | 0 | 0 | 0 | 0 | 0 | 0 | 0 | 0 | 0 | 0 | 0 | 0 | 0 | 0 | 0 | 0 | 0 | 0 | 0 | 0 | 0 | 0 | 0 | 0 | 0 | 0 | 0 | 0 | 0 | 0 | 0 | 0 | 0 | 0 | 0 | 0 | 0 | 0 | 0 | 0 | 0 | 0 | 0 | 0 | 0 | 0
0 | 0 | 0 | 0 | 0 | 0 | 0 | 0 | 0 | 0 | 0 | 0 | 0 | 0 | 0 | 0 | 0 | 0 | 0 | 0 | 0 | 0 | 0 | 0 | 0 | 0 | 0 | 0 | 0 | 0 | 0 | 0 | 0 | 0 | 0 | 0 | 0 | 0 | 0 | 0 | 0 | 0 | 0 | 0 | 0 | 0 | 0 | 0 | 0 | 0 | 0 | 0 | 0 | 0 | 0 | 0 | 0 | 0 | 0 | 0 | 0 | 0 | 0 | 0 | 0 | 0 | 0 | 0 | 0 | 0 | 0 | 0 | 0 | 0 | 0
0 | 0 | 0 | 0 | 0 | 0 | 0 | 0 | 0 | 0 | 0 | 0 | 0 | 0 | 0 | 0 | 0 | 0 | 0 | 0 | 0 | 0 | 0 | 0 | 0 | 0 | 0 | 0 | 0 | 0 | 0 | 0 | 0 | 0 | 0 | 0 | 0 | 0 | 0 | 0 | 0 | 0 | 0 | 0 | 0 | 0 | 0 | 0 | 0 | 0 | 0 | 0 | 0 | 0 | 0 | 0 | 0 | 0 | 0 | 0 | 0 | 0 | 0 | 0 | 0 | 0 | 0 | 0 | 0 | 0 | 0 | 0 | 0 | 0 | 0
0 | 0 | 0 | 0 | 0 | 0 | 0 | 0 | 0 | 0 | 0 | 0 | 0 | 0 | 0 | 0 | 0 | 0 | 0 | 0 | 0 | 0 | 0 | 0 | 0 | 0 | 0 | 0 | 0 | 0 | 0 | 0 | 0 | 0 | 0 | 0 | 0 | 0 | 0 | 0 | 0 | 0 | 0 | 0 | 0 | 0 | 0 | 0 | 0 | 0 | 0 | 0 | 0 | 0 | 0 | 0 | 0 | 0 | 0 | 0 | 0 | 0 | 0 | 0 | 0 | 0 | 0 | 0 | 0 | 0 | 0 | 0 | 0 | 0 | 0
0 | 0 | 0 | 0 | 0 | 0 | 0 | 0 | 0 | 0 | 0 | 0 | 0 | 0 | 0 | 0 | 0 | 0 | 0 | 0 | 0 | 0 | 0 | 0 | 0 | 0 | 0 | 0 | 0 | 0 | 0 | 0 | 0 | 0 | 0 | 0 | 0 | 0 | 0 | 0 | 0 | 0 | 0 | 0 | 0 | 0 | 0 | 0 | 0 | 0 | 0 | 0 | 0 | 0 | 0 | 0 | 0 | 0 | 0 | 0 | 0 | 0 | 0 | 0 | 0 | 0 | 0 | 0 | 0 | 0 | 0 | 0 | 0 | 0 | 0
0 | 0 | 0 | 0 | 0 | 0 | 0 | 0 | 0 | 0 | 0 | 0 | 0 | 0 | 0 | 0 | 0 | 0 | 0 | 0 | 0 | 0 | 0 | 0 | 0 | 0 | 0 | 0 | 0 | 0 | 0 | 0 | 0 | 0 | 0 | 0 | 0 | 0 | 0 | 0 | 0 | 0 | 0 | 0 | 0 | 0 | 0 | 0 | 0 | 0 | 0 | 0 | 0 | 0 | 0 | 0 | 0 | 0 | 0 | 0 | 0 | 0 | 0 | 0 | 0 | 0 | 0 | 0 | 0 | 0 | 0 | 0 | 0 | 0 | 0
0 | 0 | 0 | 0 | 0 | 0 | 0 | 0 | 0 | 0 | 0 | 0 | 0 | 0 | 0 | 0 | 0 | 0 | 0 | 0 | 0 | 0 | 0 | 0 | 0 | 0 | 0 | 0 | 0 | 0 | 0 | 0 | 0 | 0 | 0 | 0 | 0 | 0 | 0 | 0 | 0 | 0 | 0 | 0 | 0 | 0 | 0 | 0 | 0 | 0 | 0 | 0 | 0 | 0 | 0 | 0 | 0 | 0 | 0 | 0 | 0 | 0 | 0 | 0 | 0 | 0 | 0 | 0 | 0 | 0 | 0 | 0 | 0 | 0 | 0
0 | 0 | 0 | 0 | 0 | 0 | 0 | 0 | 0 | 0 | 0 | 0 | 0 | 0 | 0 | 0 | 0 | 0 | 0 | 0 | 0 | 0 | 0 | 0 | 0 | 0 | 0 | 0 | 0 | 0 | 0 | 0 | 0 | 0 | 0 | 0 | 0 | 0 | 0 | 0 | 0 | 0 | 0 | 0 | 0 | 0 | 0 | 0 | 0 | 0 | 0 | 0 | 0 | 0 | 0 | 0 | 0 | 0 | 0 | 0 | 0 | 0 | 0 | 0 | 0 | 0 | 0 | 0 | 0 | 0 | 0 | 0 | 0 | 0 | 0
0 | 0 | 0 | 0 | 0 | 0 | 0 | 0 | 0 | 0 | 0 | 0 | 0 | 0 | 0 | 0 | 0 | 0 | 0 | 0 | 0 | 0 | 0 | 0 | 0 | 0 | 0 | 0 | 0 | 0 | 0 | 0 | 0 | 0 | 0 | 0 | 0 | 0 | 0 | 0 | 0 | 0 | 0 | 0 | 0 | 0 | 0 | 0 | 0 | 0 | 0 | 0 | 0 | 0 | 0 | 0 | 0 | 0 | 0 | 0 | 0 | 0 | 0 | 0 | 0 | 0 | 0 | 0 | 0 | 0 | 0 | 0 | 0 | 0 | 0
0 | 0 | 0 | 0 | 0 | 0 | 0 | 0 | 0 | 0 | 0 | 0 | 0 | 0 | 0 | 0 | 0 | 0 | 0 | 0 | 0 | 0 | 0 | 0 | 0 | 0 | 0 | 0 | 0 | 0 | 0 | 0 | 0 | 0 | 0 | 0 | 0 | 0 | 0 | 0 | 0 | 0 | 0 | 0 | 0 | 0 | 0 | 0 | 0 | 0 | 0 | 0 | 0 | 0 | 0 | 0 | 0 | 0 | 0 | 0 | 0 | 0 | 0 | 0 | 0 | 0 | 0 | 0 | 0 | 0 | 0 | 0 | 0 | 0 | 0
0 | 0 | 0 | 0 | 0 | 0 | 0 | 0 | 0 | 0 | 0 | 0 | 0 | 0 | 0 | 0 | 0 | 0 | 0 | 0 | 0 | 0 | 0 | 0 | 0 | 0 | 0 | 0 | 0 | 0 | 0 | 0 | 0 | 0 | 0 | 0 | 0 | 0 | 0 | 0 | 0 | 0 | 0 | 0 | 0 | 0 | 0 | 0 | 0 | 0 | 0 | 0 | 0 | 0 | 0 | 0 | 0 | 0 | 0 | 0 | 0 | 0 | 0 | 0 | 0 | 0 | 0 | 0 | 0 | 0 | 0 | 0 | 0 | 0 | 0
0 | 0 | 0 | 0 | 0 | 0 | 0 | 0 | 0 | 0 | 0 | 0 | 0 | 0 | 0 | 0 | 0 | 0 | 0 | 0 | 0 | 0 | 0 | 0 | 0 | 0 | 0 | 0 | 0 | 0 | 0 | 0 | 0 | 0 | 0 | 0 | 0 | 0 | 0 | 0 | 0 | 0 | 0 | 0 | 0 | 0 | 0 | 0 | 0 | 0 | 0 | 0 | 0 | 0 | 0 | 0 | 0 | 0 | 0 | 0 | 0 | 0 | 0 | 0 | 0 | 0 | 0 | 0 | 0 | 0 | 0 | 0 | 0 | 0 | 0
0 | 0 | 0 | 0 | 0 | 0 | 0 | 0 | 0 | 0 | 0 | 0 | 0 | 0 | 0 | 0 | 0 | 0 | 0 | 0 | 0 | 0 | 0 | 0 | 0 | 0 | 0 | 0 | 0 | 0 | 0 | 0 | 0 | 0 | 0 | 0 | 0 | 0 | 0 | 0 | 0 | 0 | 0 | 0 | 0 | 0 | 0 | 0 | 0 | 0 | 0 | 0 | 0 | 0 | 0 | 0 | 0 | 0 | 0 | 0 | 0 | 0 | 0 | 0 | 0 | 0 | 0 | 0 | 0 | 0 | 0 | 0 | 0 | 0 | 0
0 | 0 | 0 | 0 | 0 | 0 | 0 | 0 | 0 | 0 | 0 | 0 | 0 | 0 | 0 | 0 | 0 | 0 | 0 | 0 | 0 | 0 | 0 | 0 | 0 | 0 | 0 | 0 | 0 | 0 | 0 | 0 | 0 | 0 | 0 | 0 | 0 | 0 | 0 | 0 | 0 | 0 | 0 | 0 | 0 | 0 | 0 | 0 | 0 | 0 | 0 | 0 | 0 | 0 | 0 | 0 | 0 | 0 | 0 | 0 | 0 | 0 | 0 | 0 | 0 | 0 | 0 | 0 | 0 | 0 | 0 | 0 | 0 | 0 | 0
0 | 0 | 0 | 0 | 0 | 0 | 0 | 0 | 0 | 0 | 0 | 0 | 0 | 0 | 0 | 0 | 0 | 0 | 0 | 0 | 0 | 0 | 0 | 0 | 0 | 0 | 0 | 0 | 0 | 0 | 0 | 0 | 0 | 0 | 0 | 0 | 0 | 0 | 0 | 0 | 0 | 0 | 0 | 0 | 0 | 0 | 0 | 0 | 0 | 0 | 0 | 0 | 0 | 0 | 0 | 0 | 0 | 0 | 0 | 0 | 0 | 0 | 0 | 0 | 0 | 0 | 0 | 0 | 0 | 0 | 0 | 0 | 0 | 0 | 0
0 | 0 | 0 | 0 | 0 | 0 | 0 | 0 | 0 | 0 | 0 | 0 | 0 | 0 | 0 | 0 | 0 | 0 | 0 | 0 | 0 | 0 | 0 | 0 | 0 | 0 | 0 | 0 | 0 | 0 | 0 | 0 | 0 | 0 | 0 | 0 | 0 | 0 | 0 | 0 | 0 | 0 | 0 | 0 | 0 | 0 | 0 | 0 | 0 | 0 | 0 | 0 | 0 | 0 | 0 | 0 | 0 | 0 | 0 | 0 | 0 | 0 | 0 | 0 | 0 | 0 | 0 | 0 | 0 | 0 | 0 | 0 | 0 | 0 | 0
0 | 0 | 0 | 0 | 0 | 0 | 0 | 0 | 0 | 0 | 0 | 0 | 0 | 0 | 0 | 0 | 0 | 0 | 0 | 0 | 0 | 0 | 0 | 0 | 0 | 0 | 0 | 0 | 0 | 0 | 0 | 0 | 0 | 0 | 0 | 0 | 0 | 0 | 0 | 0 | 0 | 0 | 0 | 0 | 0 | 0 | 0 | 0 | 0 | 0 | 0 | 0 | 0 | 0 | 0 | 0 | 0 | 0 | 0 | 0 | 0 | 0 | 0 | 0 | 0 | 0 | 0 | 0 | 0 | 0 | 0 | 0 | 0 | 0 | 0
0 | 0 | 0 | 0 | 0 | 0 | 0 | 0 | 0 | 0 | 0 | 0 | 0 | 0 | 0 | 0 | 0 | 0 | 0 | 0 | 0 | 0 | 0 | 0 | 0 | 0 | 0 | 0 | 0 | 0 | 0 | 0 | 0 | 0 | 0 | 0 | 0 | 0 | 0 | 0 | 0 | 0 | 0 | 0 | 0 | 0 | 0 | 0 | 0 | 0 | 0 | 0 | 0 | 0 | 0 | 0 | 0 | 0 | 0 | 0 | 0 | 0 | 0 | 0 | 0 | 0 | 0 | 0 | 0 | 0 | 0 | 0 | 0 | 0 | 0
0 | 0 | 0 | 0 | 0 | 0 | 0 | 0 | 0 | 0 | 0 | 0 | 0 | 0 | 0 | 0 | 0 | 0 | 0 | 0 | 0 | 0 | 0 | 0 | 0 | 0 | 0 | 0 | 0 | 0 | 0 | 0 | 0 | 0 | 0 | 0 | 0 | 0 | 0 | 0 | 0 | 0 | 0 | 0 | 0 | 0 | 0 | 0 | 0 | 0 | 0 | 0 | 0 | 0 | 0 | 0 | 0 | 0 | 0 | 0 | 0 | 0 | 0 | 0 | 0 | 0 | 0 | 0 | 0 | 0 | 0 | 0 | 0 | 0 | 0
0 | 0 | 0 | 0 | 0 | 0 | 0 | 0 | 0 | 0 | 0 | 0 | 0 | 0 | 0 | 0 | 0 | 0 | 0 | 0 | 0 | 0 | 0 | 0 | 0 | 0 | 0 | 0 | 0 | 0 | 0 | 0 | 0 | 0 | 0 | 0 | 0 | 0 | 0 | 0 | 0 | 0 | 0 | 0 | 0 | 0 | 0 | 0 | 0 | 0 | 0 | 0 | 0 | 0 | 0 | 0 | 0 | 0 | 0 | 0 | 0 | 0 | 0 | 0 | 0 | 0 | 0 | 0 | 0 | 0 | 0 | 0 | 0 | 0 | 0
0 | 0 | 0 | 0 | 0 | 0 | 0 | 0 | 0 | 0 | 0 | 0 | 0 | 0 | 0 | 0 | 0 | 0 | 0 | 0 | 0 | 0 | 0 | 0 | 0 | 0 | 0 | 0 | 0 | 0 | 0 | 0 | 0 | 0 | 0 | 0 | 0 | 0 | 0 | 0 | 0 | 0 | 0 | 0 | 0 | 0 | 0 | 0 | 0 | 0 | 0 | 0 | 0 | 0 | 0 | 0 | 0 | 0 | 0 | 0 | 0 | 0 | 0 | 0 | 0 | 0 | 0 | 0 | 0 | 0 | 0 | 0 | 0 | 0 | 0
0 | 0 | 0 | 0 | 0 | 0 | 0 | 0 | 0 | 0 | 0 | 0 | 0 | 0 | 0 | 0 | 0 | 0 | 0 | 0 | 0 | 0 | 0 | 0 | 0 | 0 | 0 | 0 | 0 | 0 | 0 | 0 | 0 | 0 | 0 | 0 | 0 | 0 | 0 | 0 | 0 | 0 | 0 | 0 | 0 | 0 | 0 | 0 | 0 | 0 | 0 | 0 | 0 | 0 | 0 | 0 | 0 | 0 | 0 | 0 | 0 | 0 | 0 | 0 | 0 | 0 | 0 | 0 | 0 | 0 | 0 | 0 | 0 | 0 | 0
0 | 0 | 0 | 0 | 0 | 0 | 0 | 0 | 0 | 0 | 0 | 0 | 0 | 0 | 0 | 0 | 0 | 0 | 0 | 0 | 0 | 0 | 0 | 0 | 0 | 0 | 0 | 0 | 0 | 0 | 0 | 0 | 0 | 0 | 0 | 0 | 0 | 0 | 0 | 0 | 0 | 0 | 0 | 0 | 0 | 0 | 0 | 0 | 0 | 0 | 0 | 0 | 0 | 0 | 0 | 0 | 0 | 0 | 0 | 0 | 0 | 0 | 0 | 0 | 0 | 0 | 0 | 0 | 0 | 0 | 0 | 0 | 0 | 0 | 0
0 | 0 | 0 | 0 | 0 | 0 | 0 | 0 | 0 | 0 | 0 | 0 | 0 | 0 | 0 | 0 | 0 | 0 | 0 | 0 | 0 | 0 | 0 | 0 | 0 | 0 | 0 | 0 | 0 | 0 | 0 | 0 | 0 | 0 | 0 | 0 | 0 | 0 | 0 | 0 | 0 | 0 | 0 | 0 | 0 | 0 | 0 | 0 | 0 | 0 | 0 | 0 | 0 | 0 | 0 | 0 | 0 | 0 | 0 | 0 | 0 | 0 | 0 | 0 | 0 | 0 | 0 | 0 | 0 | 0 | 0 | 0 | 0 | 0 | 0
0 | 0 | 0 | 0 | 0 | 0 | 0 | 0 | 0 | 0 | 0 | 0 | 0 | 0 | 0 | 0 | 0 | 0 | 0 | 0 | 0 | 0 | 0 | 0 | 0 | 0 | 0 | 0 | 0 | 0 | 0 | 0 | 0 | 0 | 0 | 0 | 0 | 0 | 0 | 0 | 0 | 0 | 0 | 0 | 0 | 0 | 0 | 0 | 0 | 0 | 0 | 0 | 0 | 0 | 0 | 0 | 0 | 0 | 0 | 0 | 0 | 0 | 0 | 0 | 0 | 0 | 0 | 0 | 0 | 0 | 0 | 0 | 0 | 0 | 0
0 | 0 | 0 | 0 | 0 | 0 | 0 | 0 | 0 | 0 | 0 | 0 | 0 | 0 | 0 | 0 | 0 | 0 | 0 | 0 | 0 | 0 | 0 | 0 | 0 | 0 | 0 | 0 | 0 | 0 | 0 | 0 | 0 | 0 | 0 | 0 | 0 | 0 | 0 | 0 | 0 | 0 | 0 | 0 | 0 | 0 | 0 | 0 | 0 | 0 | 0 | 0 | 0 | 0 | 0 | 0 | 0 | 0 | 0 | 0 | 0 | 0 | 0 | 0 | 0 | 0 | 0 | 0 | 0 | 0 | 0 | 0 | 0 | 0 | 0
0 | 0 | 0 | 0 | 0 | 0 | 0 | 0 | 0 | 0 | 0 | 0 | 0 | 0 | 0 | 0 | 0 | 0 | 0 | 0 | 0 | 0 | 0 | 0 | 0 | 0 | 0 | 0 | 0 | 0 | 0 | 0 | 0 | 0 | 0 | 0 | 0 | 0 | 0 | 0 | 0 | 0 | 0 | 0 | 0 | 0 | 0 | 0 | 0 | 0 | 0 | 0 | 0 | 0 | 0 | 0 | 0 | 0 | 0 | 0 | 0 | 0 | 0 | 0 | 0 | 0 | 0 | 0 | 0 | 0 | 0 | 0 | 0 | 0 | 0
0 | 0 | 0 | 0 | 0 | 0 | 0 | 0 | 0 | 0 | 0 | 0 | 0 | 0 | 0 | 0 | 0 | 0 | 0 | 0 | 0 | 0 | 0 | 0 | 0 | 0 | 0 | 0 | 0 | 0 | 0 | 0 | 0 | 0 | 0 | 0 | 0 | 0 | 0 | 0 | 0 | 0 | 0 | 0 | 0 | 0 | 0 | 0 | 0 | 0 | 0 | 0 | 0 | 0 | 0 | 0 | 0 | 0 | 0 | 0 | 0 | 0 | 0 | 0 | 0 | 0 | 0 | 0 | 0 | 0 | 0 | 0 | 0 | 0 | 0
0 | 0 | 0 | 0 | 0 | 0 | 0 | 0 | 0 | 0 | 0 | 0 | 0 | 0 | 0 | 0 | 0 | 0 | 0 | 0 | 0 | 0 | 0 | 0 | 0 | 0 | 0 | 0 | 0 | 0 | 0 | 0 | 0 | 0 | 0 | 0 | 0 | 0 | 0 | 0 | 0 | 0 | 0 | 0 | 0 | 0 | 0 | 0 | 0 | 0 | 0 | 0 | 0 | 0 | 0 | 0 | 0 | 0 | 0 | 0 | 0 | 0 | 0 | 0 | 0 | 0 | 0 | 0 | 0 | 0 | 0 | 0 | 0 | 0 | 0
0 | 0 | 0 | 0 | 0 | 0 | 0 | 0 | 0 | 0 | 0 | 0 | 0 | 0 | 0 | 0 | 0 | 0 | 0 | 0 | 0 | 0 | 0 | 0 | 0 | 0 | 0 | 0 | 0 | 0 | 0 | 0 | 0 | 0 | 0 | 0 | 0 | 0 | 0 | 0 | 0 | 0 | 0 | 0 | 0 | 0 | 0 | 0 | 0 | 0 | 0 | 0 | 0 | 0 | 0 | 0 | 0 | 0 | 0 | 0 | 0 | 0 | 0 | 0 | 0 | 0 | 0 | 0 | 0 | 0 | 0 | 0 | 0 | 0 | 0
0 | 0 | 0 | 0 | 0 | 0 | 0 | 0 | 0 | 0 | 0 | 0 | 0 | 0 | 0 | 0 | 0 | 0 | 0 | 0 | 0 | 0 | 0 | 0 | 0 | 0 | 0 | 0 | 0 | 0 | 0 | 0 | 0 | 0 | 0 | 0 | 0 | 0 | 0 | 0 | 0 | 0 | 0 | 0 | 0 | 0 | 0 | 0 | 0 | 0 | 0 | 0 | 0 | 0 | 0 | 0 | 0 | 0 | 0 | 0 | 0 | 0 | 0 | 0 | 0 | 0 | 0 | 0 | 0 | 0 | 0 | 0 | 0 | 0 | 0
0 | 0 | 0 | 0 | 0 | 0 | 0 | 0 | 0 | 0 | 0 | 0 | 0 | 0 | 0 | 0 | 0 | 0 | 0 | 0 | 0 | 0 | 0 | 0 | 0 | 0 | 0 | 0 | 0 | 0 | 0 | 0 | 0 | 0 | 0 | 0 | 0 | 0 | 0 | 0 | 0 | 0 | 0 | 0 | 0 | 0 | 0 | 0 | 0 | 0 | 0 | 0 | 0 | 0 | 0 | 0 | 0 | 0 | 0 | 0 | 0 | 0 | 0 | 0 | 0 | 0 | 0 | 0 | 0 | 0 | 0 | 0 | 0 | 0 | 0
0 | 0 | 0 | 0 | 0 | 0 | 0 | 0 | 0 | 0 | 0 | 0 | 0 | 0 | 0 | 0 | 0 | 0 | 0 | 0 | 0 | 0 | 0 | 0 | 0 | 0 | 0 | 0 | 0 | 0 | 0 | 0 | 0 | 0 | 0 | 0 | 0 | 0 | 0 | 0 | 0 | 0 | 0 | 0 | 0 | 0 | 0 | 0 | 0 | 0 | 0 | 0 | 0 | 0 | 0 | 0 | 0 | 0 | 0 | 0 | 0 | 0 | 0 | 0 | 0 | 0 | 0 | 0 | 0 | 0 | 0 | 0 | 0 | 0 | 0
0 | 0 | 0 | 0 | 0 | 0 | 0 | 0 | 0 | 0 | 0 | 0 | 0 | 0 | 0 | 0 | 0 | 0 | 0 | 0 | 0 | 0 | 0 | 0 | 0 | 0 | 0 | 0 | 0 | 0 | 0 | 0 | 0 | 0 | 0 | 0 | 0 | 0 | 0 | 0 | 0 | 0 | 0 | 0 | 0 | 0 | 0 | 0 | 0 | 0 | 0 | 0 | 0 | 0 | 0 | 0 | 0 | 0 | 0 | 0 | 0 | 0 | 0 | 0 | 0 | 0 | 0 | 0 | 0 | 0 | 0 | 0 | 0 | 0 | 0
0 | 0 | 0 | 0 | 0 | 0 | 0 | 0 | 0 | 0 | 0 | 0 | 0 | 0 | 0 | 0 | 0 | 0 | 0 | 0 | 0 | 0 | 0 | 0 | 0 | 0 | 0 | 0 | 0 | 0 | 0 | 0 | 0 | 0 | 0 | 0 | 0 | 0 | 0 | 0 | 0 | 0 | 0 | 0 | 0 | 0 | 0 | 0 | 0 | 0 | 0 | 0 | 0 | 0 | 0 | 0 | 0 | 0 | 0 | 0 | 0 | 0 | 0 | 0 | 0 | 0 | 0 | 0 | 0 | 0 | 0 | 0 | 0 | 0 | 0
0 | 0 | 0 | 0 | 0 | 0 | 0 | 0 | 0 | 0 | 0 | 0 | 0 | 0 | 0 | 0 | 0 | 0 | 0 | 0 | 0 | 0 | 0 | 0 | 0 | 0 | 0 | 0 | 0 | 0 | 0 | 0 | 0 | 0 | 0 | 0 | 0 | 0 | 0 | 0 | 0 | 0 | 0 | 0 | 0 | 0 | 0 | 0 | 0 | 0 | 0 | 0 | 0 | 0 | 0 | 0 | 0 | 0 | 0 | 0 | 0 | 0 | 0 | 0 | 0 | 0 | 0 | 0 | 0 | 0 | 0 | 0 | 0 | 0 | 0
0 | 0 | 0 | 0 | 0 | 0 | 0 | 0 | 0 | 0 | 0 | 0 | 0 | 0 | 0 | 0 | 0 | 0 | 0 | 0 | 0 | 0 | 0 | 0 | 0 | 0 | 0 | 0 | 0 | 0 | 0 | 0 | 0 | 0 | 0 | 0 | 0 | 0 | 0 | 0 | 0 | 0 | 0 | 0 | 0 | 0 | 0 | 0 | 0 | 0 | 0 | 0 | 0 | 0 | 0 | 0 | 0 | 0 | 0 | 0 | 0 | 0 | 0 | 0 | 0 | 0 | 0 | 0 | 0 | 0 | 0 | 0 | 0 | 0 | 0
0 | 0 | 0 | 0 | 0 | 0 | 0 | 0 | 0 | 0 | 0 | 0 | 0 | 0 | 0 | 0 | 0 | 0 | 0 | 0 | 0 | 0 | 0 | 0 | 0 | 0 | 0 | 0 | 0 | 0 | 0 | 0 | 0 | 0 | 0 | 0 | 0 | 0 | 0 | 0 | 0 | 0 | 0 | 0 | 0 | 0 | 0 | 0 | 0 | 0 | 0 | 0 | 0 | 0 | 0 | 0 | 0 | 0 | 0 | 0 | 0 | 0 | 0 | 0 | 0 | 0 | 0 | 0 | 0 | 0 | 0 | 0 | 0 | 0 | 0
0 | 0 | 0 | 0 | 0 | 0 | 0 | 0 | 0 | 0 | 0 | 0 | 0 | 0 | 0 | 0 | 0 | 0 | 0 | 0 | 0 | 0 | 0 | 0 | 0 | 0 | 0 | 0 | 0 | 0 | 0 | 0 | 0 | 0 | 0 | 0 | 0 | 0 | 0 | 0 | 0 | 0 | 0 | 0 | 0 | 0 | 0 | 0 | 0 | 0 | 0 | 0 | 0 | 0 | 0 | 0 | 0 | 0 | 0 | 0 | 0 | 0 | 0 | 0 | 0 | 0 | 0 | 0 | 0 | 0 | 0 | 0 | 0 | 0 | 0
0 | 0 | 0 | 0 | 0 | 0 | 0 | 0 | 0 | 0 | 0 | 0 | 0 | 0 | 0 | 0 | 0 | 0 | 0 | 0 | 0 | 0 | 0 | 0 | 0 | 0 | 0 | 0 | 0 | 0 | 0 | 0 | 0 | 0 | 0 | 0 | 0 | 0 | 0 | 0 | 0 | 0 | 0 | 0 | 0 | 0 | 0 | 0 | 0 | 0 | 0 | 0 | 0 | 0 | 0 | 0 | 0 | 0 | 0 | 0 | 0 | 0 | 0 | 0 | 0 | 0 | 0 | 0 | 0 | 0 | 0 | 0 | 0 | 0 | 0
0 | 0 | 0 | 0 | 0 | 0 | 0 | 0 | 0 | 0 | 0 | 0 | 0 | 0 | 0 | 0 | 0 | 0 | 0 | 0 | 0 | 0 | 0 | 0 | 0 | 0 | 0 | 0 | 0 | 0 | 0 | 0 | 0 | 0 | 0 | 0 | 0 | 0 | 0 | 0 | 0 | 0 | 0 | 0 | 0 | 0 | 0 | 0 | 0 | 0 | 0 | 0 | 0 | 0 | 0 | 0 | 0 | 0 | 0 | 0 | 0 | 0 | 0 | 0 | 0 | 0 | 0 | 0 | 0 | 0 | 0 | 0 | 0 | 0 | 0
0 | 0 | 0 | 0 | 0 | 0 | 0 | 0 | 0 | 0 | 0 | 0 | 0 | 0 | 0 | 0 | 0 | 0 | 0 | 0 | 0 | 0 | 0 | 0 | 0 | 0 | 0 | 0 | 0 | 0 | 0 | 0 | 0 | 0 | 0 | 0 | 0 | 0 | 0 | 0 | 0 | 0 | 0 | 0 | 0 | 0 | 0 | 0 | 0 | 0 | 0 | 0 | 0 | 0 | 0 | 0 | 0 | 0 | 0 | 0 | 0 | 0 | 0 | 0 | 0 | 0 | 0 | 0 | 0 | 0 | 0 | 0 | 0 | 0 | 0
0 | 0 | 0 | 0 | 0 | 0 | 0 | 0 | 0 | 0 | 0 | 0 | 0 | 0 | 0 | 0 | 0 | 0 | 0 | 0 | 0 | 0 | 0 | 0 | 0 | 0 | 0 | 0 | 0 | 0 | 0 | 0 | 0 | 0 | 0 | 0 | 0 | 0 | 0 | 0 | 0 | 0 | 0 | 0 | 0 | 0 | 0 | 0 | 0 | 0 | 0 | 0 | 0 | 0 | 0 | 0 | 0 | 0 | 0 | 0 | 0 | 0 | 0 | 0 | 0 | 0 | 0 | 0 | 0 | 0 | 0 | 0 | 0 | 0 | 0
0 | 0 | 0 | 0 | 0 | 0 | 0 | 0 | 0 | 0 | 0 | 0 | 0 | 0 | 0 | 0 | 0 | 0 | 0 | 0 | 0 | 0 | 0 | 0 | 0 | 0 | 0 | 0 | 0 | 0 | 0 | 0 | 0 | 0 | 0 | 0 | 0 | 0 | 0 | 0 | 0 | 0 | 0 | 0 | 0 | 0 | 0 | 0 | 0 | 0 | 0 | 0 | 0 | 0 | 0 | 0 | 0 | 0 | 0 | 0 | 0 | 0 | 0 | 0 | 0 | 0 | 0 | 0 | 0 | 0 | 0 | 0 | 0 | 0 | 0
0 | 0 | 0 | 0 | 0 | 0 | 0 | 0 | 0 | 0 | 0 | 0 | 0 | 0 | 0 | 0 | 0 | 0 | 0 | 0 | 0 | 0 | 0 | 0 | 0 | 0 | 0 | 0 | 0 | 0 | 0 | 0 | 0 | 0 | 0 | 0 | 0 | 0 | 0 | 0 | 0 | 0 | 0 | 0 | 0 | 0 | 0 | 0 | 0 | 0 | 0 | 0 | 0 | 0 | 0 | 0 | 0 | 0 | 0 | 0 | 0 | 0 | 0 | 0 | 0 | 0 | 0 | 0 | 0 | 0 | 0 | 0 | 0 | 0 | 0
0 | 0 | 0 | 0 | 0 | 0 | 0 | 0 | 0 | 0 | 0 | 0 | 0 | 0 | 0 | 0 | 0 | 0 | 0 | 0 | 0 | 0 | 0 | 0 | 0 | 0 | 0 | 0 | 0 | 0 | 0 | 0 | 0 | 0 | 0 | 0 | 0 | 0 | 0 | 0 | 0 | 0 | 0 | 0 | 0 | 0 | 0 | 0 | 0 | 0 | 0 | 0 | 0 | 0 | 0 | 0 | 0 | 0 | 0 | 0 | 0 | 0 | 0 | 0 | 0 | 0 | 0 | 0 | 0 | 0 | 0 | 0 | 0 | 0 | 0
0 | 0 | 0 | 0 | 0 | 0 | 0 | 0 | 0 | 0 | 0 | 0 | 0 | 0 | 0 | 0 | 0 | 0 | 0 | 0 | 0 | 0 | 0 | 0 | 0 | 0 | 0 | 0 | 0 | 0 | 0 | 0 | 0 | 0 | 0 | 0 | 0 | 0 | 0 | 0 | 0 | 0 | 0 | 0 | 0 | 0 | 0 | 0 | 0 | 0 | 0 | 0 | 0 | 0 | 0 | 0 | 0 | 0 | 0 | 0 | 0 | 0 | 0 | 0 | 0 | 0 | 0 | 0 | 0 | 0 | 0 | 0 | 0 | 0 | 0
0 | 0 | 0 | 0 | 0 | 0 | 0 | 0 | 0 | 0 | 0 | 0 | 0 | 0 | 0 | 0 | 0 | 0 | 0 | 0 | 0 | 0 | 0 | 0 | 0 | 0 | 0 | 0 | 0 | 0 | 0 | 0 | 0 | 0 | 0 | 0 | 0 | 0 | 0 | 0 | 0 | 0 | 0 | 0 | 0 | 0 | 0 | 0 | 0 | 0 | 0 | 0 | 0 | 0 | 0 | 0 | 0 | 0 | 0 | 0 | 0 | 0 | 0 | 0 | 0 | 0 | 0 | 0 | 0 | 0 | 0 | 0 | 0 | 0 | 0
0 | 0 | 0 | 0 | 0 | 0 | 0 | 0 | 0 | 0 | 0 | 0 | 0 | 0 | 0 | 0 | 0 | 0 | 0 | 0 | 0 | 0 | 0 | 0 | 0 | 0 | 0 | 0 | 0 | 0 | 0 | 0 | 0 | 0 | 0 | 0 | 0 | 0 | 0 | 0 | 0 | 0 | 0 | 0 | 0 | 0 | 0 | 0 | 0 | 0 | 0 | 0 | 0 | 0 | 0 | 0 | 0 | 0 | 0 | 0 | 0 | 0 | 0 | 0 | 0 | 0 | 0 | 0 | 0 | 0 | 0 | 0 | 0 | 0 | 0
0 | 0 | 0 | 0 | 0 | 0 | 0 | 0 | 0 | 0 | 0 | 0 | 0 | 0 | 0 | 0 | 0 | 0 | 0 | 0 | 0 | 0 | 0 | 0 | 0 | 0 | 0 | 0 | 0 | 0 | 0 | 0 | 0 | 0 | 0 | 0 | 0 | 0 | 0 | 0 | 0 | 0 | 0 | 0 | 0 | 0 | 0 | 0 | 0 | 0 | 0 | 0 | 0 | 0 | 0 | 0 | 0 | 0 | 0 | 0 | 0 | 0 | 0 | 0 | 0 | 0 | 0 | 0 | 0 | 0 | 0 | 0 | 0 | 0 | 0
0 | 0 | 0 | 0 | 0 | 0 | 0 | 0 | 0 | 0 | 0 | 0 | 0 | 0 | 0 | 0 | 0 | 0 | 0 | 0 | 0 | 0 | 0 | 0 | 0 | 0 | 0 | 0 | 0 | 0 | 0 | 0 | 0 | 0 | 0 | 0 | 0 | 0 | 0 | 0 | 0 | 0 | 0 | 0 | 0 | 0 | 0 | 0 | 0 | 0 | 0 | 0 | 0 | 0 | 0 | 0 | 0 | 0 | 0 | 0 | 0 | 0 | 0 | 0 | 0 | 0 | 0 | 0 | 0 | 0 | 0 | 0 | 0 | 0 | 0
0 | 0 | 0 | 0 | 0 | 0 | 0 | 0 | 0 | 0 | 0 | 0 | 0 | 0 | 0 | 0 | 0 | 0 | 0 | 0 | 0 | 0 | 0 | 0 | 0 | 0 | 0 | 0 | 0 | 0 | 0 | 0 | 0 | 0 | 0 | 0 | 0 | 0 | 0 | 0 | 0 | 0 | 0 | 0 | 0 | 0 | 0 | 0 | 0 | 0 | 0 | 0 | 0 | 0 | 0 | 0 | 0 | 0 | 0 | 0 | 0 | 0 | 0 | 0 | 0 | 0 | 0 | 0 | 0 | 0 | 0 | 0 | 0 | 0 | 0
0 | 0 | 0 | 0 | 0 | 0 | 0 | 0 | 0 | 0 | 0 | 0 | 0 | 0 | 0 | 0 | 0 | 0 | 0 | 0 | 0 | 0 | 0 | 0 | 0 | 0 | 0 | 0 | 0 | 0 | 0 | 0 | 0 | 0 | 0 | 0 | 0 | 0 | 0 | 0 | 0 | 0 | 0 | 0 | 0 | 0 | 0 | 0 | 0 | 0 | 0 | 0 | 0 | 0 | 0 | 0 | 0 | 0 | 0 | 0 | 0 | 0 | 0 | 0 | 0 | 0 | 0 | 0 | 0 | 0 | 0 | 0 | 0 | 0 | 0
0 | 0 | 0 | 0 | 0 | 0 | 0 | 0 | 0 | 0 | 0 | 0 | 0 | 0 | 0 | 0 | 0 | 0 | 0 | 0 | 0 | 0 | 0 | 0 | 0 | 0 | 0 | 0 | 0 | 0 | 0 | 0 | 0 | 0 | 0 | 0 | 0 | 0 | 0 | 0 | 0 | 0 | 0 | 0 | 0 | 0 | 0 | 0 | 0 | 0 | 0 | 0 | 0 | 0 | 0 | 0 | 0 | 0 | 0 | 0 | 0 | 0 | 0 | 0 | 0 | 0 | 0 | 0 | 0 | 0 | 0 | 0 | 0 | 0 | 0
0 | 0 | 0 | 0 | 0 | 0 | 0 | 0 | 0 | 0 | 0 | 0 | 0 | 0 | 0 | 0 | 0 | 0 | 0 | 0 | 0 | 0 | 0 | 0 | 0 | 0 | 0 | 0 | 0 | 0 | 0 | 0 | 0 | 0 | 0 | 0 | 0 | 0 | 0 | 0 | 0 | 0 | 0 | 0 | 0 | 0 | 0 | 0 | 0 | 0 | 0 | 0 | 0 | 0 | 0 | 0 | 0 | 0 | 0 | 0 | 0 | 0 | 0 | 0 | 0 | 0 | 0 | 0 | 0 | 0 | 0 | 0 | 0 | 0 | 0
0 | 0 | 0 | 0 | 0 | 0 | 0 | 0 | 0 | 0 | 0 | 0 | 0 | 0 | 0 | 0 | 0 | 0 | 0 | 0 | 0 | 0 | 0 | 0 | 0 | 0 | 0 | 0 | 0 | 0 | 0 | 0 | 0 | 0 | 0 | 0 | 0 | 0 | 0 | 0 | 0 | 0 | 0 | 0 | 0 | 0 | 0 | 0 | 0 | 0 | 0 | 0 | 0 | 0 | 0 | 0 | 0 | 0 | 0 | 0 | 0 | 0 | 0 | 0 | 0 | 0 | 0 | 0 | 0 | 0 | 0 | 0 | 0 | 0 | 0
0 | 0 | 0 | 0 | 0 | 0 | 0 | 0 | 0 | 0 | 0 | 0 | 0 | 0 | 0 | 0 | 0 | 0 | 0 | 0 | 0 | 0 | 0 | 0 | 0 | 0 | 0 | 0 | 0 | 0 | 0 | 0 | 0 | 0 | 0 | 0 | 0 | 0 | 0 | 0 | 0 | 0 | 0 | 0 | 0 | 0 | 0 | 0 | 0 | 0 | 0 | 0 | 0 | 0 | 0 | 0 | 0 | 0 | 0 | 0 | 0 | 0 | 0 | 0 | 0 | 0 | 0 | 0 | 0 | 0 | 0 | 0 | 0 | 0 | 0
0 | 0 | 0 | 0 | 0 | 0 | 0 | 0 | 0 | 0 | 0 | 0 | 0 | 0 | 0 | 0 | 0 | 0 | 0 | 0 | 0 | 0 | 0 | 0 | 0 | 0 | 0 | 0 | 0 | 0 | 0 | 0 | 0 | 0 | 0 | 0 | 0 | 0 | 0 | 0 | 0 | 0 | 0 | 0 | 0 | 0 | 0 | 0 | 0 | 0 | 0 | 0 | 0 | 0 | 0 | 0 | 0 | 0 | 0 | 0 | 0 | 0 | 0 | 0 | 0 | 0 | 0 | 0 | 0 | 0 | 0 | 0 | 0 | 0 | 0
0 | 0 | 0 | 0 | 0 | 0 | 0 | 0 | 0 | 0 | 0 | 0 | 0 | 0 | 0 | 0 | 0 | 0 | 0 | 0 | 0 | 0 | 0 | 0 | 0 | 0 | 0 | 0 | 0 | 0 | 0 | 0 | 0 | 0 | 0 | 0 | 0 | 0 | 0 | 0 | 0 | 0 | 0 | 0 | 0 | 0 | 0 | 0 | 0 | 0 | 0 | 0 | 0 | 0 | 0 | 0 | 0 | 0 | 0 | 0 | 0 | 0 | 0 | 0 | 0 | 0 | 0 | 0 | 0 | 0 | 0 | 0 | 0 | 0 | 0
0 | 0 | 0 | 0 | 0 | 0 | 0 | 0 | 0 | 0 | 0 | 0 | 0 | 0 | 0 | 0 | 0 | 0 | 0 | 0 | 0 | 0 | 0 | 0 | 0 | 0 | 0 | 0 | 0 | 0 | 0 | 0 | 0 | 0 | 0 | 0 | 0 | 0 | 0 | 0 | 0 | 0 | 0 | 0 | 0 | 0 | 0 | 0 | 0 | 0 | 0 | 0 | 0 | 0 | 0 | 0 | 0 | 0 | 0 | 0 | 0 | 0 | 0 | 0 | 0 | 0 | 0 | 0 | 0 | 0 | 0 | 0 | 0 | 0 | 0
0 | 0 | 0 | 0 | 0 | 0 | 0 | 0 | 0 | 0 | 0 | 0 | 0 | 0 | 0 | 0 | 0 | 0 | 0 | 0 | 0 | 0 | 0 | 0 | 0 | 0 | 0 | 0 | 0 | 0 | 0 | 0 | 0 | 0 | 0 | 0 | 0 | 0 | 0 | 0 | 0 | 0 | 0 | 0 | 0 | 0 | 0 | 0 | 0 | 0 | 0 | 0 | 0 | 0 | 0 | 0 | 0 | 0 | 0 | 0 | 0 | 0 | 0 | 0 | 0 | 0 | 0 | 0 | 0 | 0 | 0 | 0 | 0 | 0 | 0
0 | 0 | 0 | 0 | 0 | 0 | 0 | 0 | 0 | 0 | 0 | 0 | 0 | 0 | 0 | 0 | 0 | 0 | 0 | 0 | 0 | 0 | 0 | 0 | 0 | 0 | 0 | 0 | 0 | 0 | 0 | 0 | 0 | 0 | 0 | 0 | 0 | 0 | 0 | 0 | 0 | 0 | 0 | 0 | 0 | 0 | 0 | 0 | 0 | 0 | 0 | 0 | 0 | 0 | 0 | 0 | 0 | 0 | 0 | 0 | 0 | 0 | 0 | 0 | 0 | 0 | 0 | 0 | 0 | 0 | 0 | 0 | 0 | 0 | 0
0 | 0 | 0 | 0 | 0 | 0 | 0 | 0 | 0 | 0 | 0 | 0 | 0 | 0 | 0 | 0 | 0 | 0 | 0 | 0 | 0 | 0 | 0 | 0 | 0 | 0 | 0 | 0 | 0 | 0 | 0 | 0 | 0 | 0 | 0 | 0 | 0 | 0 | 0 | 0 | 0 | 0 | 0 | 0 | 0 | 0 | 0 | 0 | 0 | 0 | 0 | 0 | 0 | 0 | 0 | 0 | 0 | 0 | 0 | 0 | 0 | 0 | 0 | 0 | 0 | 0 | 0 | 0 | 0 | 0 | 0 | 0 | 0 | 0 | 0
0 | 0 | 0 | 0 | 0 | 0 | 0 | 0 | 0 | 0 | 0 | 0 | 0 | 0 | 0 | 0 | 0 | 0 | 0 | 0 | 0 | 0 | 0 | 0 | 0 | 0 | 0 | 0 | 0 | 0 | 0 | 0 | 0 | 0 | 0 | 0 | 0 | 0 | 0 | 0 | 0 | 0 | 0 | 0 | 0 | 0 | 0 | 0 | 0 | 0 | 0 | 0 | 0 | 0 | 0 | 0 | 0 | 0 | 0 | 0 | 0 | 0 | 0 | 0 | 0 | 0 | 0 | 0 | 0 | 0 | 0 | 0 | 0 | 0 | 0
0 | 0 | 0 | 0 | 0 | 0 | 0 | 0 | 0 | 0 | 0 | 0 | 0 | 0 | 0 | 0 | 0 | 0 | 0 | 0 | 0 | 0 | 0 | 0 | 0 | 0 | 0 | 0 | 0 | 0 | 0 | 0 | 0 | 0 | 0 | 0 | 0 | 0 | 0 | 0 | 0 | 0 | 0 | 0 | 0 | 0 | 0 | 0 | 0 | 0 | 0 | 0 | 0 | 0 | 0 | 0 | 0 | 0 | 0 | 0 | 0 | 0 | 0 | 0 | 0 | 0 | 0 | 0 | 0 | 0 | 0 | 0 | 0 | 0 | 0
0 | 0 | 0 | 0 | 0 | 0 | 0 | 0 | 0 | 0 | 0 | 0 | 0 | 0 | 0 | 0 | 0 | 0 | 0 | 0 | 0 | 0 | 0 | 0 | 0 | 0 | 0 | 0 | 0 | 0 | 0 | 0 | 0 | 0 | 0 | 0 | 0 | 0 | 0 | 0 | 0 | 0 | 0 | 0 | 0 | 0 | 0 | 0 | 0 | 0 | 0 | 0 | 0 | 0 | 0 | 0 | 0 | 0 | 0 | 0 | 0 | 0 | 0 | 0 | 0 | 0 | 0 | 0 | 0 | 0 | 0 | 0 | 0 | 0 | 0
0 | 0 | 0 | 0 | 0 | 0 | 0 | 0 | 0 | 0 | 0 | 0 | 0 | 0 | 0 | 0 | 0 | 0 | 0 | 0 | 0 | 0 | 0 | 0 | 0 | 0 | 0 | 0 | 0 | 0 | 0 | 0 | 0 | 0 | 0 | 0 | 0 | 0 | 0 | 0 | 0 | 0 | 0 | 0 | 0 | 0 | 0 | 0 | 0 | 0 | 0 | 0 | 0 | 0 | 0 | 0 | 0 | 0 | 0 | 0 | 0 | 0 | 0 | 0 | 0 | 0 | 0 | 0 | 0 | 0 | 0 | 0 | 0 | 0 | 0
0 | 0 | 0 | 0 | 0 | 0 | 0 | 0 | 0 | 0 | 0 | 0 | 0 | 0 | 0 | 0 | 0 | 0 | 0 | 0 | 0 | 0 | 0 | 0 | 0 | 0 | 0 | 0 | 0 | 0 | 0 | 0 | 0 | 0 | 0 | 0 | 0 | 0 | 0 | 0 | 0 | 0 | 0 | 0 | 0 | 0 | 0 | 0 | 0 | 0 | 0 | 0 | 0 | 0 | 0 | 0 | 0 | 0 | 0 | 0 | 0 | 0 | 0 | 0 | 0 | 0 | 0 | 0 | 0 | 0 | 0 | 0 | 0 | 0 | 0
0 | 0 | 0 | 0 | 0 | 0 | 0 | 0 | 0 | 0 | 0 | 0 | 0 | 0 | 0 | 0 | 0 | 0 | 0 | 0 | 0 | 0 | 0 | 0 | 0 | 0 | 0 | 0 | 0 | 0 | 0 | 0 | 0 | 0 | 0 | 0 | 0 | 0 | 0 | 0 | 0 | 0 | 0 | 0 | 0 | 0 | 0 | 0 | 0 | 0 | 0 | 0 | 0 | 0 | 0 | 0 | 0 | 0 | 0 | 0 | 0 | 0 | 0 | 0 | 0 | 0 | 0 | 0 | 0 | 0 | 0 | 0 | 0 | 0 | 0
0 | 0 | 0 | 0 | 0 | 0 | 0 | 0 | 0 | 0 | 0 | 0 | 0 | 0 | 0 | 0 | 0 | 0 | 0 | 0 | 0 | 0 | 0 | 0 | 0 | 0 | 0 | 0 | 0 | 0 | 0 | 0 | 0 | 0 | 0 | 0 | 0 | 0 | 0 | 0 | 0 | 0 | 0 | 0 | 0 | 0 | 0 | 0 | 0 | 0 | 0 | 0 | 0 | 0 | 0 | 0 | 0 | 0 | 0 | 0 | 0 | 0 | 0 | 0 | 0 | 0 | 0 | 0 | 0 | 0 | 0 | 0 | 0 | 0 | 0
0 | 0 | 0 | 0 | 0 | 0 | 0 | 0 | 0 | 0 | 0 | 0 | 0 | 0 | 0 | 0 | 0 | 0 | 0 | 0 | 0 | 0 | 0 | 0 | 0 | 0 | 0 | 0 | 0 | 0 | 0 | 0 | 0 | 0 | 0 | 0 | 0 | 0 | 0 | 0 | 0 | 0 | 0 | 0 | 0 | 0 | 0 | 0 | 0 | 0 | 0 | 0 | 0 | 0 | 0 | 0 | 0 | 0 | 0 | 0 | 0 | 0 | 0 | 0 | 0 | 0 | 0 | 0 | 0 | 0 | 0 | 0 | 0 | 0 | 0
0 | 0 | 0 | 0 | 0 | 0 | 0 | 0 | 0 | 0 | 0 | 0 | 0 | 0 | 0 | 0 | 0 | 0 | 0 | 0 | 0 | 0 | 0 | 0 | 0 | 0 | 0 | 0 | 0 | 0 | 0 | 0 | 0 | 0 | 0 | 0 | 0 | 0 | 0 | 0 | 0 | 0 | 0 | 0 | 0 | 0 | 0 | 0 | 0 | 0 | 0 | 0 | 0 | 0 | 0 | 0 | 0 | 0 | 0 | 0 | 0 | 0 | 0 | 0 | 0 | 0 | 0 | 0 | 0 | 0 | 0 | 0 | 0 | 0 | 0
0 | 0 | 0 | 0 | 0 | 0 | 0 | 0 | 0 | 0 | 0 | 0 | 0 | 0 | 0 | 0 | 0 | 0 | 0 | 0 | 0 | 0 | 0 | 0 | 0 | 0 | 0 | 0 | 0 | 0 | 0 | 0 | 0 | 0 | 0 | 0 | 0 | 0 | 0 | 0 | 0 | 0 | 0 | 0 | 0 | 0 | 0 | 0 | 0 | 0 | 0 | 0 | 0 | 0 | 0 | 0 | 0 | 0 | 0 | 0 | 0 | 0 | 0 | 0 | 0 | 0 | 0 | 0 | 0 | 0 | 0 | 0 | 0 | 0 | 0
0 | 0 | 0 | 0 | 0 | 0 | 0 | 0 | 0 | 0 | 0 | 0 | 0 | 0 | 0 | 0 | 0 | 0 | 0 | 0 | 0 | 0 | 0 | 0 | 0 | 0 | 0 | 0 | 0 | 0 | 0 | 0 | 0 | 0 | 0 | 0 | 0 | 0 | 0 | 0 | 0 | 0 | 0 | 0 | 0 | 0 | 0 | 0 | 0 | 0 | 0 | 0 | 0 | 0 | 0 | 0 | 0 | 0 | 0 | 0 | 0 | 0 | 0 | 0 | 0 | 0 | 0 | 0 | 0 | 0 | 0 | 0 | 0 | 0 | 0
0 | 0 | 0 | 0 | 0 | 0 | 0 | 0 | 0 | 0 | 0 | 0 | 0 | 0 | 0 | 0 | 0 | 0 | 0 | 0 | 0 | 0 | 0 | 0 | 0 | 0 | 0 | 0 | 0 | 0 | 0 | 0 | 0 | 0 | 0 | 0 | 0 | 0 | 0 | 0 | 0 | 0 | 0 | 0 | 0 | 0 | 0 | 0 | 0 | 0 | 0 | 0 | 0 | 0 | 0 | 0 | 0 | 0 | 0 | 0 | 0 | 0 | 0 | 0 | 0 | 0 | 0 | 0 | 0 | 0 | 0 | 0 | 0 | 0 | 0
0 | 0 | 0 | 0 | 0 | 0 | 0 | 0 | 0 | 0 | 0 | 0 | 0 | 0 | 0 | 0 | 0 | 0 | 0 | 0 | 0 | 0 | 0 | 0 | 0 | 0 | 0 | 0 | 0 | 0 | 0 | 0 | 0 | 0 | 0 | 0 | 0 | 0 | 0 | 0 | 0 | 0 | 0 | 0 | 0 | 0 | 0 | 0 | 0 | 0 | 0 | 0 | 0 | 0 | 0 | 0 | 0 | 0 | 0 | 0 | 0 | 0 | 0 | 0 | 0 | 0 | 0 | 0 | 0 | 0 | 0 | 0 | 0 | 0 | 0
0 | 0 | 0 | 0 | 0 | 0 | 0 | 0 | 0 | 0 | 0 | 0 | 0 | 0 | 0 | 0 | 0 | 0 | 0 | 0 | 0 | 0 | 0 | 0 | 0 | 0 | 0 | 0 | 0 | 0 | 0 | 0 | 0 | 0 | 0 | 0 | 0 | 0 | 0 | 0 | 0 | 0 | 0 | 0 | 0 | 0 | 0 | 0 | 0 | 0 | 0 | 0 | 0 | 0 | 0 | 0 | 0 | 0 | 0 | 0 | 0 | 0 | 0 | 0 | 0 | 0 | 0 | 0 | 0 | 0 | 0 | 0 | 0 | 0 | 0
0 | 0 | 0 | 0 | 0 | 0 | 0 | 0 | 0 | 0 | 0 | 0 | 0 | 0 | 0 | 0 | 0 | 0 | 0 | 0 | 0 | 0 | 0 | 0 | 0 | 0 | 0 | 0 | 0 | 0 | 0 | 0 | 0 | 0 | 0 | 0 | 0 | 0 | 0 | 0 | 0 | 0 | 0 | 0 | 0 | 0 | 0 | 0 | 0 | 0 | 0 | 0 | 0 | 0 | 0 | 0 | 0 | 0 | 0 | 0 | 0 | 0 | 0 | 0 | 0 | 0 | 0 | 0 | 0 | 0 | 0 | 0 | 0 | 0 | 0
0 | 0 | 0 | 0 | 0 | 0 | 0 | 0 | 0 | 0 | 0 | 0 | 0 | 0 | 0 | 0 | 0 | 0 | 0 | 0 | 0 | 0 | 0 | 0 | 0 | 0 | 0 | 0 | 0 | 0 | 0 | 0 | 0 | 0 | 0 | 0 | 0 | 0 | 0 | 0 | 0 | 0 | 0 | 0 | 0 | 0 | 0 | 0 | 0 | 0 | 0 | 0 | 0 | 0 | 0 | 0 | 0 | 0 | 0 | 0 | 0 | 0 | 0 | 0 | 0 | 0 | 0 | 0 | 0 | 0 | 0 | 0 | 0 | 0 | 0
0 | 0 | 0 | 0 | 0 | 0 | 0 | 0 | 0 | 0 | 0 | 0 | 0 | 0 | 0 | 0 | 0 | 0 | 0 | 0 | 0 | 0 | 0 | 0 | 0 | 0 | 0 | 0 | 0 | 0 | 0 | 0 | 0 | 0 | 0 | 0 | 0 | 0 | 0 | 0 | 0 | 0 | 0 | 0 | 0 | 0 | 0 | 0 | 0 | 0 | 0 | 0 | 0 | 0 | 0 | 0 | 0 | 0 | 0 | 0 | 0 | 0 | 0 | 0 | 0 | 0 | 0 | 0 | 0 | 0 | 0 | 0 | 0 | 0 | 0
0 | 0 | 0 | 0 | 0 | 0 | 0 | 0 | 0 | 0 | 0 | 0 | 0 | 0 | 0 | 0 | 0 | 0 | 0 | 0 | 0 | 0 | 0 | 0 | 0 | 0 | 0 | 0 | 0 | 0 | 0 | 0 | 0 | 0 | 0 | 0 | 0 | 0 | 0 | 0 | 0 | 0 | 0 | 0 | 0 | 0 | 0 | 0 | 0 | 0 | 0 | 0 | 0 | 0 | 0 | 0 | 0 | 0 | 0 | 0 | 0 | 0 | 0 | 0 | 0 | 0 | 0 | 0 | 0 | 0 | 0 | 0 | 0 | 0 | 0
0 | 0 | 0 | 0 | 0 | 0 | 0 | 0 | 0 | 0 | 0 | 0 | 0 | 0 | 0 | 0 | 0 | 0 | 0 | 0 | 0 | 0 | 0 | 0 | 0 | 0 | 0 | 0 | 0 | 0 | 0 | 0 | 0 | 0 | 0 | 0 | 0 | 0 | 0 | 0 | 0 | 0 | 0 | 0 | 0 | 0 | 0 | 0 | 0 | 0 | 0 | 0 | 0 | 0 | 0 | 0 | 0 | 0 | 0 | 0 | 0 | 0 | 0 | 0 | 0 | 0 | 0 | 0 | 0 | 0 | 0 | 0 | 0 | 0 | 0
0 | 0 | 0 | 0 | 0 | 0 | 0 | 0 | 0 | 0 | 0 | 0 | 0 | 0 | 0 | 0 | 0 | 0 | 0 | 0 | 0 | 0 | 0 | 0 | 0 | 0 | 0 | 0 | 0 | 0 | 0 | 0 | 0 | 0 | 0 | 0 | 0 | 0 | 0 | 0 | 0 | 0 | 0 | 0 | 0 | 0 | 0 | 0 | 0 | 0 | 0 | 0 | 0 | 0 | 0 | 0 | 0 | 0 | 0 | 0 | 0 | 0 | 0 | 0 | 0 | 0 | 0 | 0 | 0 | 0 | 0 | 0 | 0 | 0 | 0
0 | 0 | 0 | 0 | 0 | 0 | 0 | 0 | 0 | 0 | 0 | 0 | 0 | 0 | 0 | 0 | 0 | 0 | 0 | 0 | 0 | 0 | 0 | 0 | 0 | 0 | 0 | 0 | 0 | 0 | 0 | 0 | 0 | 0 | 0 | 0 | 0 | 0 | 0 | 0 | 0 | 0 | 0 | 0 | 0 | 0 | 0 | 0 | 0 | 0 | 0 | 0 | 0 | 0 | 0 | 0 | 0 | 0 | 0 | 0 | 0 | 0 | 0 | 0 | 0 | 0 | 0 | 0 | 0 | 0 | 0 | 0 | 0 | 0 | 0
0 | 0 | 0 | 0 | 0 | 0 | 0 | 0 | 0 | 0 | 0 | 0 | 0 | 0 | 0 | 0 | 0 | 0 | 0 | 0 | 0 | 0 | 0 | 0 | 0 | 0 | 0 | 0 | 0 | 0 | 0 | 0 | 0 | 0 | 0 | 0 | 0 | 0 | 0 | 0 | 0 | 0 | 0 | 0 | 0 | 0 | 0 | 0 | 0 | 0 | 0 | 0 | 0 | 0 | 0 | 0 | 0 | 0 | 0 | 0 | 0 | 0 | 0 | 0 | 0 | 0 | 0 | 0 | 0 | 0 | 0 | 0 | 0 | 0 | 0
0 | 0 | 0 | 0 | 0 | 0 | 0 | 0 | 0 | 0 | 0 | 0 | 0 | 0 | 0 | 0 | 0 | 0 | 0 | 0 | 0 | 0 | 0 | 0 | 0 | 0 | 0 | 0 | 0 | 0 | 0 | 0 | 0 | 0 | 0 | 0 | 0 | 0 | 0 | 0 | 0 | 0 | 0 | 0 | 0 | 0 | 0 | 0 | 0 | 0 | 0 | 0 | 0 | 0 | 0 | 0 | 0 | 0 | 0 | 0 | 0 | 0 | 0 | 0 | 0 | 0 | 0 | 0 | 0 | 0 | 0 | 0 | 0 | 0 | 0
0 | 0 | 0 | 0 | 0 | 0 | 0 | 0 | 0 | 0 | 0 | 0 | 0 | 0 | 0 | 0 | 0 | 0 | 0 | 0 | 0 | 0 | 0 | 0 | 0 | 0 | 0 | 0 | 0 | 0 | 0 | 0 | 0 | 0 | 0 | 0 | 0 | 0 | 0 | 0 | 0 | 0 | 0 | 0 | 0 | 0 | 0 | 0 | 0 | 0 | 0 | 0 | 0 | 0 | 0 | 0 | 0 | 0 | 0 | 0 | 0 | 0 | 0 | 0 | 0 | 0 | 0 | 0 | 0 | 0 | 0 | 0 | 0 | 0 | 0
0 | 0 | 0 | 0 | 0 | 0 | 0 | 0 | 0 | 0 | 0 | 0 | 0 | 0 | 0 | 0 | 0 | 0 | 0 | 0 | 0 | 0 | 0 | 0 | 0 | 0 | 0 | 0 | 0 | 0 | 0 | 0 | 0 | 0 | 0 | 0 | 0 | 0 | 0 | 0 | 0 | 0 | 0 | 0 | 0 | 0 | 0 | 0 | 0 | 0 | 0 | 0 | 0 | 0 | 0 | 0 | 0 | 0 | 0 | 0 | 0 | 0 | 0 | 0 | 0 | 0 | 0 | 0 | 0 | 0 | 0 | 0 | 0 | 0 | 0
0 | 0 | 0 | 0 | 0 | 0 | 0 | 0 | 0 | 0 | 0 | 0 | 0 | 0 | 0 | 0 | 0 | 0 | 0 | 0 | 0 | 0 | 0 | 0 | 0 | 0 | 0 | 0 | 0 | 0 | 0 | 0 | 0 | 0 | 0 | 0 | 0 | 0 | 0 | 0 | 0 | 0 | 0 | 0 | 0 | 0 | 0 | 0 | 0 | 0 | 0 | 0 | 0 | 0 | 0 | 0 | 0 | 0 | 0 | 0 | 0 | 0 | 0 | 0 | 0 | 0 | 0 | 0 | 0 | 0 | 0 | 0 | 0 | 0 | 0
0 | 0 | 0 | 0 | 0 | 0 | 0 | 0 | 0 | 0 | 0 | 0 | 0 | 0 | 0 | 0 | 0 | 0 | 0 | 0 | 0 | 0 | 0 | 0 | 0 | 0 | 0 | 0 | 0 | 0 | 0 | 0 | 0 | 0 | 0 | 0 | 0 | 0 | 0 | 0 | 0 | 0 | 0 | 0 | 0 | 0 | 0 | 0 | 0 | 0 | 0 | 0 | 0 | 0 | 0 | 0 | 0 | 0 | 0 | 0 | 0 | 0 | 0 | 0 | 0 | 0 | 0 | 0 | 0 | 0 | 0 | 0 | 0 | 0 | 0
0 | 0 | 0 | 0 | 0 | 0 | 0 | 0 | 0 | 0 | 0 | 0 | 0 | 0 | 0 | 0 | 0 | 0 | 0 | 0 | 0 | 0 | 0 | 0 | 0 | 0 | 0 | 0 | 0 | 0 | 0 | 0 | 0 | 0 | 0 | 0 | 0 | 0 | 0 | 0 | 0 | 0 | 0 | 0 | 0 | 0 | 0 | 0 | 0 | 0 | 0 | 0 | 0 | 0 | 0 | 0 | 0 | 0 | 0 | 0 | 0 | 0 | 0 | 0 | 0 | 0 | 0 | 0 | 0 | 0 | 0 | 0 | 0 | 0 | 0
0 | 0 | 0 | 0 | 0 | 0 | 0 | 0 | 0 | 0 | 0 | 0 | 0 | 0 | 0 | 0 | 0 | 0 | 0 | 0 | 0 | 0 | 0 | 0 | 0 | 0 | 0 | 0 | 0 | 0 | 0 | 0 | 0 | 0 | 0 | 0 | 0 | 0 | 0 | 0 | 0 | 0 | 0 | 0 | 0 | 0 | 0 | 0 | 0 | 0 | 0 | 0 | 0 | 0 | 0 | 0 | 0 | 0 | 0 | 0 | 0 | 0 | 0 | 0 | 0 | 0 | 0 | 0 | 0 | 0 | 0 | 0 | 0 | 0 | 0
0 | 0 | 0 | 0 | 0 | 0 | 0 | 0 | 0 | 0 | 0 | 0 | 0 | 0 | 0 | 0 | 0 | 0 | 0 | 0 | 0 | 0 | 0 | 0 | 0 | 0 | 0 | 0 | 0 | 0 | 0 | 0 | 0 | 0 | 0 | 0 | 0 | 0 | 0 | 0 | 0 | 0 | 0 | 0 | 0 | 0 | 0 | 0 | 0 | 0 | 0 | 0 | 0 | 0 | 0 | 0 | 0 | 0 | 0 | 0 | 0 | 0 | 0 | 0 | 0 | 0 | 0 | 0 | 0 | 0 | 0 | 0 | 0 | 0 | 0
0 | 0 | 0 | 0 | 0 | 0 | 0 | 0 | 0 | 0 | 0 | 0 | 0 | 0 | 0 | 0 | 0 | 0 | 0 | 0 | 0 | 0 | 0 | 0 | 0 | 0 | 0 | 0 | 0 | 0 | 0 | 0 | 0 | 0 | 0 | 0 | 0 | 0 | 0 | 0 | 0 | 0 | 0 | 0 | 0 | 0 | 0 | 0 | 0 | 0 | 0 | 0 | 0 | 0 | 0 | 0 | 0 | 0 | 0 | 0 | 0 | 0 | 0 | 0 | 0 | 0 | 0 | 0 | 0 | 0 | 0 | 0 | 0 | 0 | 0
0 | 0 | 0 | 0 | 0 | 0 | 0 | 0 | 0 | 0 | 0 | 0 | 0 | 0 | 0 | 0 | 0 | 0 | 0 | 0 | 0 | 0 | 0 | 0 | 0 | 0 | 0 | 0 | 0 | 0 | 0 | 0 | 0 | 0 | 0 | 0 | 0 | 0 | 0 | 0 | 0 | 0 | 0 | 0 | 0 | 0 | 0 | 0 | 0 | 0 | 0 | 0 | 0 | 0 | 0 | 0 | 0 | 0 | 0 | 0 | 0 | 0 | 0 | 0 | 0 | 0 | 0 | 0 | 0 | 0 | 0 | 0 | 0 | 0 | 0
0 | 0 | 0 | 0 | 0 | 0 | 0 | 0 | 0 | 0 | 0 | 0 | 0 | 0 | 0 | 0 | 0 | 0 | 0 | 0 | 0 | 0 | 0 | 0 | 0 | 0 | 0 | 0 | 0 | 0 | 0 | 0 | 0 | 0 | 0 | 0 | 0 | 0 | 0 | 0 | 0 | 0 | 0 | 0 | 0 | 0 | 0 | 0 | 0 | 0 | 0 | 0 | 0 | 0 | 0 | 0 | 0 | 0 | 0 | 0 | 0 | 0 | 0 | 0 | 0 | 0 | 0 | 0 | 0 | 0 | 0 | 0 | 0 | 0 | 0
0 | 0 | 0 | 0 | 0 | 0 | 0 | 0 | 0 | 0 | 0 | 0 | 0 | 0 | 0 | 0 | 0 | 0 | 0 | 0 | 0 | 0 | 0 | 0 | 0 | 0 | 0 | 0 | 0 | 0 | 0 | 0 | 0 | 0 | 0 | 0 | 0 | 0 | 0 | 0 | 0 | 0 | 0 | 0 | 0 | 0 | 0 | 0 | 0 | 0 | 0 | 0 | 0 | 0 | 0 | 0 | 0 | 0 | 0 | 0 | 0 | 0 | 0 | 0 | 0 | 0 | 0 | 0 | 0 | 0 | 0 | 0 | 0 | 0 | 0
0 | 0 | 0 | 0 | 0 | 0 | 0 | 0 | 0 | 0 | 0 | 0 | 0 | 0 | 0 | 0 | 0 | 0 | 0 | 0 | 0 | 0 | 0 | 0 | 0 | 0 | 0 | 0 | 0 | 0 | 0 | 0 | 0 | 0 | 0 | 0 | 0 | 0 | 0 | 0 | 0 | 0 | 0 | 0 | 0 | 0 | 0 | 0 | 0 | 0 | 0 | 0 | 0 | 0 | 0 | 0 | 0 | 0 | 0 | 0 | 0 | 0 | 0 | 0 | 0 | 0 | 0 | 0 | 0 | 0 | 0 | 0 | 0 | 0 | 0
0 | 0 | 0 | 0 | 0 | 0 | 0 | 0 | 0 | 0 | 0 | 0 | 0 | 0 | 0 | 0 | 0 | 0 | 0 | 0 | 0 | 0 | 0 | 0 | 0 | 0 | 0 | 0 | 0 | 0 | 0 | 0 | 0 | 0 | 0 | 0 | 0 | 0 | 0 | 0 | 0 | 0 | 0 | 0 | 0 | 0 | 0 | 0 | 0 | 0 | 0 | 0 | 0 | 0 | 0 | 0 | 0 | 0 | 0 | 0 | 0 | 0 | 0 | 0 | 0 | 0 | 0 | 0 | 0 | 0 | 0 | 0 | 0 | 0 | 0
0 | 0 | 0 | 0 | 0 | 0 | 0 | 0 | 0 | 0 | 0 | 0 | 0 | 0 | 0 | 0 | 0 | 0 | 0 | 0 | 0 | 0 | 0 | 0 | 0 | 0 | 0 | 0 | 0 | 0 | 0 | 0 | 0 | 0 | 0 | 0 | 0 | 0 | 0 | 0 | 0 | 0 | 0 | 0 | 0 | 0 | 0 | 0 | 0 | 0 | 0 | 0 | 0 | 0 | 0 | 0 | 0 | 0 | 0 | 0 | 0 | 0 | 0 | 0 | 0 | 0 | 0 | 0 | 0 | 0 | 0 | 0 | 0 | 0 | 0
0 | 0 | 0 | 0 | 0 | 0 | 0 | 0 | 0 | 0 | 0 | 0 | 0 | 0 | 0 | 0 | 0 | 0 | 0 | 0 | 0 | 0 | 0 | 0 | 0 | 0 | 0 | 0 | 0 | 0 | 0 | 0 | 0 | 0 | 0 | 0 | 0 | 0 | 0 | 0 | 0 | 0 | 0 | 0 | 0 | 0 | 0 | 0 | 0 | 0 | 0 | 0 | 0 | 0 | 0 | 0 | 0 | 0 | 0 | 0 | 0 | 0 | 0 | 0 | 0 | 0 | 0 | 0 | 0 | 0 | 0 | 0 | 0 | 0 | 0
0 | 0 | 0 | 0 | 0 | 0 | 0 | 0 | 0 | 0 | 0 | 0 | 0 | 0 | 0 | 0 | 0 | 0 | 0 | 0 | 0 | 0 | 0 | 0 | 0 | 0 | 0 | 0 | 0 | 0 | 0 | 0 | 0 | 0 | 0 | 0 | 0 | 0 | 0 | 0 | 0 | 0 | 0 | 0 | 0 | 0 | 0 | 0 | 0 | 0 | 0 | 0 | 0 | 0 | 0 | 0 | 0 | 0 | 0 | 0 | 0 | 0 | 0 | 0 | 0 | 0 | 0 | 0 | 0 | 0 | 0 | 0 | 0 | 0 | 0
0 | 0 | 0 | 0 | 0 | 0 | 0 | 0 | 0 | 0 | 0 | 0 | 0 | 0 | 0 | 0 | 0 | 0 | 0 | 0 | 0 | 0 | 0 | 0 | 0 | 0 | 0 | 0 | 0 | 0 | 0 | 0 | 0 | 0 | 0 | 0 | 0 | 0 | 0 | 0 | 0 | 0 | 0 | 0 | 0 | 0 | 0 | 0 | 0 | 0 | 0 | 0 | 0 | 0 | 0 | 0 | 0 | 0 | 0 | 0 | 0 | 0 | 0 | 0 | 0 | 0 | 0 | 0 | 0 | 0 | 0 | 0 | 0 | 0 | 0
0 | 0 | 0 | 0 | 0 | 0 | 0 | 0 | 0 | 0 | 0 | 0 | 0 | 0 | 0 | 0 | 0 | 0 | 0 | 0 | 0 | 0 | 0 | 0 | 0 | 0 | 0 | 0 | 0 | 0 | 0 | 0 | 0 | 0 | 0 | 0 | 0 | 0 | 0 | 0 | 0 | 0 | 0 | 0 | 0 | 0 | 0 | 0 | 0 | 0 | 0 | 0 | 0 | 0 | 0 | 0 | 0 | 0 | 0 | 0 | 0 | 0 | 0 | 0 | 0 | 0 | 0 | 0 | 0 | 0 | 0 | 0 | 0 | 0 | 0
0 | 0 | 0 | 0 | 0 | 0 | 0 | 0 | 0 | 0 | 0 | 0 | 0 | 0 | 0 | 0 | 0 | 0 | 0 | 0 | 0 | 0 | 0 | 0 | 0 | 0 | 0 | 0 | 0 | 0 | 0 | 0 | 0 | 0 | 0 | 0 | 0 | 0 | 0 | 0 | 0 | 0 | 0 | 0 | 0 | 0 | 0 | 0 | 0 | 0 | 0 | 0 | 0 | 0 | 0 | 0 | 0 | 0 | 0 | 0 | 0 | 0 | 0 | 0 | 0 | 0 | 0 | 0 | 0 | 0 | 0 | 0 | 0 | 0 | 0
0 | 0 | 0 | 0 | 0 | 0 | 0 | 0 | 0 | 0 | 0 | 0 | 0 | 0 | 0 | 0 | 0 | 0 | 0 | 0 | 0 | 0 | 0 | 0 | 0 | 0 | 0 | 0 | 0 | 0 | 0 | 0 | 0 | 0 | 0 | 0 | 0 | 0 | 0 | 0 | 0 | 0 | 0 | 0 | 0 | 0 | 0 | 0 | 0 | 0 | 0 | 0 | 0 | 0 | 0 | 0 | 0 | 0 | 0 | 0 | 0 | 0 | 0 | 0 | 0 | 0 | 0 | 0 | 0 | 0 | 0 | 0 | 0 | 0 | 0
0 | 0 | 0 | 0 | 0 | 0 | 0 | 0 | 0 | 0 | 0 | 0 | 0 | 0 | 0 | 0 | 0 | 0 | 0 | 0 | 0 | 0 | 0 | 0 | 0 | 0 | 0 | 0 | 0 | 0 | 0 | 0 | 0 | 0 | 0 | 0 | 0 | 0 | 0 | 0 | 0 | 0 | 0 | 0 | 0 | 0 | 0 | 0 | 0 | 0 | 0 | 0 | 0 | 0 | 0 | 0 | 0 | 0 | 0 | 0 | 0 | 0 | 0 | 0 | 0 | 0 | 0 | 0 | 0 | 0 | 0 | 0 | 0 | 0 | 0
0 | 0 | 0 | 0 | 0 | 0 | 0 | 0 | 0 | 0 | 0 | 0 | 0 | 0 | 0 | 0 | 0 | 0 | 0 | 0 | 0 | 0 | 0 | 0 | 0 | 0 | 0 | 0 | 0 | 0 | 0 | 0 | 0 | 0 | 0 | 0 | 0 | 0 | 0 | 0 | 0 | 0 | 0 | 0 | 0 | 0 | 0 | 0 | 0 | 0 | 0 | 0 | 0 | 0 | 0 | 0 | 0 | 0 | 0 | 0 | 0 | 0 | 0 | 0 | 0 | 0 | 0 | 0 | 0 | 0 | 0 | 0 | 0 | 0 | 0
0 | 0 | 0 | 0 | 0 | 0 | 0 | 0 | 0 | 0 | 0 | 0 | 0 | 0 | 0 | 0 | 0 | 0 | 0 | 0 | 0 | 0 | 0 | 0 | 0 | 0 | 0 | 0 | 0 | 0 | 0 | 0 | 0 | 0 | 0 | 0 | 0 | 0 | 0 | 0 | 0 | 0 | 0 | 0 | 0 | 0 | 0 | 0 | 0 | 0 | 0 | 0 | 0 | 0 | 0 | 0 | 0 | 0 | 0 | 0 | 0 | 0 | 0 | 0 | 0 | 0 | 0 | 0 | 0 | 0 | 0 | 0 | 0 | 0 | 0
0 | 0 | 0 | 0 | 0 | 0 | 0 | 0 | 0 | 0 | 0 | 0 | 0 | 0 | 0 | 0 | 0 | 0 | 0 | 0 | 0 | 0 | 0 | 0 | 0 | 0 | 0 | 0 | 0 | 0 | 0 | 0 | 0 | 0 | 0 | 0 | 0 | 0 | 0 | 0 | 0 | 0 | 0 | 0 | 0 | 0 | 0 | 0 | 0 | 0 | 0 | 0 | 0 | 0 | 0 | 0 | 0 | 0 | 0 | 0 | 0 | 0 | 0 | 0 | 0 | 0 | 0 | 0 | 0 | 0 | 0 | 0 | 0 | 0 | 0
0 | 0 | 0 | 0 | 0 | 0 | 0 | 0 | 0 | 0 | 0 | 0 | 0 | 0 | 0 | 0 | 0 | 0 | 0 | 0 | 0 | 0 | 0 | 0 | 0 | 0 | 0 | 0 | 0 | 0 | 0 | 0 | 0 | 0 | 0 | 0 | 0 | 0 | 0 | 0 | 0 | 0 | 0 | 0 | 0 | 0 | 0 | 0 | 0 | 0 | 0 | 0 | 0 | 0 | 0 | 0 | 0 | 0 | 0 | 0 | 0 | 0 | 0 | 0 | 0 | 0 | 0 | 0 | 0 | 0 | 0 | 0 | 0 | 0 | 0
0 | 0 | 0 | 0 | 0 | 0 | 0 | 0 | 0 | 0 | 0 | 0 | 0 | 0 | 0 | 0 | 0 | 0 | 0 | 0 | 0 | 0 | 0 | 0 | 0 | 0 | 0 | 0 | 0 | 0 | 0 | 0 | 0 | 0 | 0 | 0 | 0 | 0 | 0 | 0 | 0 | 0 | 0 | 0 | 0 | 0 | 0 | 0 | 0 | 0 | 0 | 0 | 0 | 0 | 0 | 0 | 0 | 0 | 0 | 0 | 0 | 0 | 0 | 0 | 0 | 0 | 0 | 0 | 0 | 0 | 0 | 0 | 0 | 0 | 0
0 | 0 | 0 | 0 | 0 | 0 | 0 | 0 | 0 | 0 | 0 | 0 | 0 | 0 | 0 | 0 | 0 | 0 | 0 | 0 | 0 | 0 | 0 | 0 | 0 | 0 | 0 | 0 | 0 | 0 | 0 | 0 | 0 | 0 | 0 | 0 | 0 | 0 | 0 | 0 | 0 | 0 | 0 | 0 | 0 | 0 | 0 | 0 | 0 | 0 | 0 | 0 | 0 | 0 | 0 | 0 | 0 | 0 | 0 | 0 | 0 | 0 | 0 | 0 | 0 | 0 | 0 | 0 | 0 | 0 | 0 | 0 | 0 | 0 | 0
0 | 0 | 0 | 0 | 0 | 0 | 0 | 0 | 0 | 0 | 0 | 0 | 0 | 0 | 0 | 0 | 0 | 0 | 0 | 0 | 0 | 0 | 0 | 0 | 0 | 0 | 0 | 0 | 0 | 0 | 0 | 0 | 0 | 0 | 0 | 0 | 0 | 0 | 0 | 0 | 0 | 0 | 0 | 0 | 0 | 0 | 0 | 0 | 0 | 0 | 0 | 0 | 0 | 0 | 0 | 0 | 0 | 0 | 0 | 0 | 0 | 0 | 0 | 0 | 0 | 0 | 0 | 0 | 0 | 0 | 0 | 0 | 0 | 0 | 0
0 | 0 | 0 | 0 | 0 | 0 | 0 | 0 | 0 | 0 | 0 | 0 | 0 | 0 | 0 | 0 | 0 | 0 | 0 | 0 | 0 | 0 | 0 | 0 | 0 | 0 | 0 | 0 | 0 | 0 | 0 | 0 | 0 | 0 | 0 | 0 | 0 | 0 | 0 | 0 | 0 | 0 | 0 | 0 | 0 | 0 | 0 | 0 | 0 | 0 | 0 | 0 | 0 | 0 | 0 | 0 | 0 | 0 | 0 | 0 | 0 | 0 | 0 | 0 | 0 | 0 | 0 | 0 | 0 | 0 | 0 | 0 | 0 | 0 | 0
0 | 0 | 0 | 0 | 0 | 0 | 0 | 0 | 0 | 0 | 0 | 0 | 0 | 0 | 0 | 0 | 0 | 0 | 0 | 0 | 0 | 0 | 0 | 0 | 0 | 0 | 0 | 0 | 0 | 0 | 0 | 0 | 0 | 0 | 0 | 0 | 0 | 0 | 0 | 0 | 0 | 0 | 0 | 0 | 0 | 0 | 0 | 0 | 0 | 0 | 0 | 0 | 0 | 0 | 0 | 0 | 0 | 0 | 0 | 0 | 0 | 0 | 0 | 0 | 0 | 0 | 0 | 0 | 0 | 0 | 0 | 0 | 0 | 0 | 0
0 | 0 | 0 | 0 | 0 | 0 | 0 | 0 | 0 | 0 | 0 | 0 | 0 | 0 | 0 | 0 | 0 | 0 | 0 | 0 | 0 | 0 | 0 | 0 | 0 | 0 | 0 | 0 | 0 | 0 | 0 | 0 | 0 | 0 | 0 | 0 | 0 | 0 | 0 | 0 | 0 | 0 | 0 | 0 | 0 | 0 | 0 | 0 | 0 | 0 | 0 | 0 | 0 | 0 | 0 | 0 | 0 | 0 | 0 | 0 | 0 | 0 | 0 | 0 | 0 | 0 | 0 | 0 | 0 | 0 | 0 | 0 | 0 | 0 | 0
0 | 0 | 0 | 0 | 0 | 0 | 0 | 0 | 0 | 0 | 0 | 0 | 0 | 0 | 0 | 0 | 0 | 0 | 0 | 0 | 0 | 0 | 0 | 0 | 0 | 0 | 0 | 0 | 0 | 0 | 0 | 0 | 0 | 0 | 0 | 0 | 0 | 0 | 0 | 0 | 0 | 0 | 0 | 0 | 0 | 0 | 0 | 0 | 0 | 0 | 0 | 0 | 0 | 0 | 0 | 0 | 0 | 0 | 0 | 0 | 0 | 0 | 0 | 0 | 0 | 0 | 0 | 0 | 0 | 0 | 0 | 0 | 0 | 0 | 0
0 | 0 | 0 | 0 | 0 | 0 | 0 | 0 | 0 | 0 | 0 | 0 | 0 | 0 | 0 | 0 | 0 | 0 | 0 | 0 | 0 | 0 | 0 | 0 | 0 | 0 | 0 | 0 | 0 | 0 | 0 | 0 | 0 | 0 | 0 | 0 | 0 | 0 | 0 | 0 | 0 | 0 | 0 | 0 | 0 | 0 | 0 | 0 | 0 | 0 | 0 | 0 | 0 | 0 | 0 | 0 | 0 | 0 | 0 | 0 | 0 | 0 | 0 | 0 | 0 | 0 | 0 | 0 | 0 | 0 | 0 | 0 | 0 | 0 | 0
0 | 0 | 0 | 0 | 0 | 0 | 0 | 0 | 0 | 0 | 0 | 0 | 0 | 0 | 0 | 0 | 0 | 0 | 0 | 0 | 0 | 0 | 0 | 0 | 0 | 0 | 0 | 0 | 0 | 0 | 0 | 0 | 0 | 0 | 0 | 0 | 0 | 0 | 0 | 0 | 0 | 0 | 0 | 0 | 0 | 0 | 0 | 0 | 0 | 0 | 0 | 0 | 0 | 0 | 0 | 0 | 0 | 0 | 0 | 0 | 0 | 0 | 0 | 0 | 0 | 0 | 0 | 0 | 0 | 0 | 0 | 0 | 0 | 0 | 0
0 | 0 | 0 | 0 | 0 | 0 | 0 | 0 | 0 | 0 | 0 | 0 | 0 | 0 | 0 | 0 | 0 | 0 | 0 | 0 | 0 | 0 | 0 | 0 | 0 | 0 | 0 | 0 | 0 | 0 | 0 | 0 | 0 | 0 | 0 | 0 | 0 | 0 | 0 | 0 | 0 | 0 | 0 | 0 | 0 | 0 | 0 | 0 | 0 | 0 | 0 | 0 | 0 | 0 | 0 | 0 | 0 | 0 | 0 | 0 | 0 | 0 | 0 | 0 | 0 | 0 | 0 | 0 | 0 | 0 | 0 | 0 | 0 | 0 | 0
0 | 0 | 0 | 0 | 0 | 0 | 0 | 0 | 0 | 0 | 0 | 0 | 0 | 0 | 0 | 0 | 0 | 0 | 0 | 0 | 0 | 0 | 0 | 0 | 0 | 0 | 0 | 0 | 0 | 0 | 0 | 0 | 0 | 0 | 0 | 0 | 0 | 0 | 0 | 0 | 0 | 0 | 0 | 0 | 0 | 0 | 0 | 0 | 0 | 0 | 0 | 0 | 0 | 0 | 0 | 0 | 0 | 0 | 0 | 0 | 0 | 0 | 0 | 0 | 0 | 0 | 0 | 0 | 0 | 0 | 0 | 0 | 0 | 0 | 0
0 | 0 | 0 | 0 | 0 | 0 | 0 | 0 | 0 | 0 | 0 | 0 | 0 | 0 | 0 | 0 | 0 | 0 | 0 | 0 | 0 | 0 | 0 | 0 | 0 | 0 | 0 | 0 | 0 | 0 | 0 | 0 | 0 | 0 | 0 | 0 | 0 | 0 | 0 | 0 | 0 | 0 | 0 | 0 | 0 | 0 | 0 | 0 | 0 | 0 | 0 | 0 | 0 | 0 | 0 | 0 | 0 | 0 | 0 | 0 | 0 | 0 | 0 | 0 | 0 | 0 | 0 | 0 | 0 | 0 | 0 | 0 | 0 | 0 | 0
0 | 0 | 0 | 0 | 0 | 0 | 0 | 0 | 0 | 0 | 0 | 0 | 0 | 0 | 0 | 0 | 0 | 0 | 0 | 0 | 0 | 0 | 0 | 0 | 0 | 0 | 0 | 0 | 0 | 0 | 0 | 0 | 0 | 0 | 0 | 0 | 0 | 0 | 0 | 0 | 0 | 0 | 0 | 0 | 0 | 0 | 0 | 0 | 0 | 0 | 0 | 0 | 0 | 0 | 0 | 0 | 0 | 0 | 0 | 0 | 0 | 0 | 0 | 0 | 0 | 0 | 0 | 0 | 0 | 0 | 0 | 0 | 0 | 0 | 0
0 | 0 | 0 | 0 | 0 | 0 | 0 | 0 | 0 | 0 | 0 | 0 | 0 | 0 | 0 | 0 | 0 | 0 | 0 | 0 | 0 | 0 | 0 | 0 | 0 | 0 | 0 | 0 | 0 | 0 | 0 | 0 | 0 | 0 | 0 | 0 | 0 | 0 | 0 | 0 | 0 | 0 | 0 | 0 | 0 | 0 | 0 | 0 | 0 | 0 | 0 | 0 | 0 | 0 | 0 | 0 | 0 | 0 | 0 | 0 | 0 | 0 | 0 | 0 | 0 | 0 | 0 | 0 | 0 | 0 | 0 | 0 | 0 | 0 | 0
0 | 0 | 0 | 0 | 0 | 0 | 0 | 0 | 0 | 0 | 0 | 0 | 0 | 0 | 0 | 0 | 0 | 0 | 0 | 0 | 0 | 0 | 0 | 0 | 0 | 0 | 0 | 0 | 0 | 0 | 0 | 0 | 0 | 0 | 0 | 0 | 0 | 0 | 0 | 0 | 0 | 0 | 0 | 0 | 0 | 0 | 0 | 0 | 0 | 0 | 0 | 0 | 0 | 0 | 0 | 0 | 0 | 0 | 0 | 0 | 0 | 0 | 0 | 0 | 0 | 0 | 0 | 0 | 0 | 0 | 0 | 0 | 0 | 0 | 0
0 | 0 | 0 | 0 | 0 | 0 | 0 | 0 | 0 | 0 | 0 | 0 | 0 | 0 | 0 | 0 | 0 | 0 | 0 | 0 | 0 | 0 | 0 | 0 | 0 | 0 | 0 | 0 | 0 | 0 | 0 | 0 | 0 | 0 | 0 | 0 | 0 | 0 | 0 | 0 | 0 | 0 | 0 | 0 | 0 | 0 | 0 | 0 | 0 | 0 | 0 | 0 | 0 | 0 | 0 | 0 | 0 | 0 | 0 | 0 | 0 | 0 | 0 | 0 | 0 | 0 | 0 | 0 | 0 | 0 | 0 | 0 | 0 | 0 | 0
0 | 0 | 0 | 0 | 0 | 0 | 0 | 0 | 0 | 0 | 0 | 0 | 0 | 0 | 0 | 0 | 0 | 0 | 0 | 0 | 0 | 0 | 0 | 0 | 0 | 0 | 0 | 0 | 0 | 0 | 0 | 0 | 0 | 0 | 0 | 0 | 0 | 0 | 0 | 0 | 0 | 0 | 0 | 0 | 0 | 0 | 0 | 0 | 0 | 0 | 0 | 0 | 0 | 0 | 0 | 0 | 0 | 0 | 0 | 0 | 0 | 0 | 0 | 0 | 0 | 0 | 0 | 0 | 0 | 0 | 0 | 0 | 0 | 0 | 0
0 | 0 | 0 | 0 | 0 | 0 | 0 | 0 | 0 | 0 | 0 | 0 | 0 | 0 | 0 | 0 | 0 | 0 | 0 | 0 | 0 | 0 | 0 | 0 | 0 | 0 | 0 | 0 | 0 | 0 | 0 | 0 | 0 | 0 | 0 | 0 | 0 | 0 | 0 | 0 | 0 | 0 | 0 | 0 | 0 | 0 | 0 | 0 | 0 | 0 | 0 | 0 | 0 | 0 | 0 | 0 | 0 | 0 | 0 | 0 | 0 | 0 | 0 | 0 | 0 | 0 | 0 | 0 | 0 | 0 | 0 | 0 | 0 | 0 | 0
0 | 0 | 0 | 0 | 0 | 0 | 0 | 0 | 0 | 0 | 0 | 0 | 0 | 0 | 0 | 0 | 0 | 0 | 0 | 0 | 0 | 0 | 0 | 0 | 0 | 0 | 0 | 0 | 0 | 0 | 0 | 0 | 0 | 0 | 0 | 0 | 0 | 0 | 0 | 0 | 0 | 0 | 0 | 0 | 0 | 0 | 0 | 0 | 0 | 0 | 0 | 0 | 0 | 0 | 0 | 0 | 0 | 0 | 0 | 0 | 0 | 0 | 0 | 0 | 0 | 0 | 0 | 0 | 0 | 0 | 0 | 0 | 0 | 0 | 0
0 | 0 | 0 | 0 | 0 | 0 | 0 | 0 | 0 | 0 | 0 | 0 | 0 | 0 | 0 | 0 | 0 | 0 | 0 | 0 | 0 | 0 | 0 | 0 | 0 | 0 | 0 | 0 | 0 | 0 | 0 | 0 | 0 | 0 | 0 | 0 | 0 | 0 | 0 | 0 | 0 | 0 | 0 | 0 | 0 | 0 | 0 | 0 | 0 | 0 | 0 | 0 | 0 | 0 | 0 | 0 | 0 | 0 | 0 | 0 | 0 | 0 | 0 | 0 | 0 | 0 | 0 | 0 | 0 | 0 | 0 | 0 | 0 | 0 | 0
0 | 0 | 0 | 0 | 0 | 0 | 0 | 0 | 0 | 0 | 0 | 0 | 0 | 0 | 0 | 0 | 0 | 0 | 0 | 0 | 0 | 0 | 0 | 0 | 0 | 0 | 0 | 0 | 0 | 0 | 0 | 0 | 0 | 0 | 0 | 0 | 0 | 0 | 0 | 0 | 0 | 0 | 0 | 0 | 0 | 0 | 0 | 0 | 0 | 0 | 0 | 0 | 0 | 0 | 0 | 0 | 0 | 0 | 0 | 0 | 0 | 0 | 0 | 0 | 0 | 0 | 0 | 0 | 0 | 0 | 0 | 0 | 0 | 0 | 0
0 | 0 | 0 | 0 | 0 | 0 | 0 | 0 | 0 | 0 | 0 | 0 | 0 | 0 | 0 | 0 | 0 | 0 | 0 | 0 | 0 | 0 | 0 | 0 | 0 | 0 | 0 | 0 | 0 | 0 | 0 | 0 | 0 | 0 | 0 | 0 | 0 | 0 | 0 | 0 | 0 | 0 | 0 | 0 | 0 | 0 | 0 | 0 | 0 | 0 | 0 | 0 | 0 | 0 | 0 | 0 | 0 | 0 | 0 | 0 | 0 | 0 | 0 | 0 | 0 | 0 | 0 | 0 | 0 | 0 | 0 | 0 | 0 | 0 | 0
0 | 0 | 0 | 0 | 0 | 0 | 0 | 0 | 0 | 0 | 0 | 0 | 0 | 0 | 0 | 0 | 0 | 0 | 0 | 0 | 0 | 0 | 0 | 0 | 0 | 0 | 0 | 0 | 0 | 0 | 0 | 0 | 0 | 0 | 0 | 0 | 0 | 0 | 0 | 0 | 0 | 0 | 0 | 0 | 0 | 0 | 0 | 0 | 0 | 0 | 0 | 0 | 0 | 0 | 0 | 0 | 0 | 0 | 0 | 0 | 0 | 0 | 0 | 0 | 0 | 0 | 0 | 0 | 0 | 0 | 0 | 0 | 0 | 0 | 0
0 | 0 | 0 | 0 | 0 | 0 | 0 | 0 | 0 | 0 | 0 | 0 | 0 | 0 | 0 | 0 | 0 | 0 | 0 | 0 | 0 | 0 | 0 | 0 | 0 | 0 | 0 | 0 | 0 | 0 | 0 | 0 | 0 | 0 | 0 | 0 | 0 | 0 | 0 | 0 | 0 | 0 | 0 | 0 | 0 | 0 | 0 | 0 | 0 | 0 | 0 | 0 | 0 | 0 | 0 | 0 | 0 | 0 | 0 | 0 | 0 | 0 | 0 | 0 | 0 | 0 | 0 | 0 | 0 | 0 | 0 | 0 | 0 | 0 | 0
0 | 0 | 0 | 0 | 0 | 0 | 0 | 0 | 0 | 0 | 0 | 0 | 0 | 0 | 0 | 0 | 0 | 0 | 0 | 0 | 0 | 0 | 0 | 0 | 0 | 0 | 0 | 0 | 0 | 0 | 0 | 0 | 0 | 0 | 0 | 0 | 0 | 0 | 0 | 0 | 0 | 0 | 0 | 0 | 0 | 0 | 0 | 0 | 0 | 0 | 0 | 0 | 0 | 0 | 0 | 0 | 0 | 0 | 0 | 0 | 0 | 0 | 0 | 0 | 0 | 0 | 0 | 0 | 0 | 0 | 0 | 0 | 0 | 0 | 0
0 | 0 | 0 | 0 | 0 | 0 | 0 | 0 | 0 | 0 | 0 | 0 | 0 | 0 | 0 | 0 | 0 | 0 | 0 | 0 | 0 | 0 | 0 | 0 | 0 | 0 | 0 | 0 | 0 | 0 | 0 | 0 | 0 | 0 | 0 | 0 | 0 | 0 | 0 | 0 | 0 | 0 | 0 | 0 | 0 | 0 | 0 | 0 | 0 | 0 | 0 | 0 | 0 | 0 | 0 | 0 | 0 | 0 | 0 | 0 | 0 | 0 | 0 | 0 | 0 | 0 | 0 | 0 | 0 | 0 | 0 | 0 | 0 | 0 | 0
0 | 0 | 0 | 0 | 0 | 0 | 0 | 0 | 0 | 0 | 0 | 0 | 0 | 0 | 0 | 0 | 0 | 0 | 0 | 0 | 0 | 0 | 0 | 0 | 0 | 0 | 0 | 0 | 0 | 0 | 0 | 0 | 0 | 0 | 0 | 0 | 0 | 0 | 0 | 0 | 0 | 0 | 0 | 0 | 0 | 0 | 0 | 0 | 0 | 0 | 0 | 0 | 0 | 0 | 0 | 0 | 0 | 0 | 0 | 0 | 0 | 0 | 0 | 0 | 0 | 0 | 0 | 0 | 0 | 0 | 0 | 0 | 0 | 0 | 0
0 | 0 | 0 | 0 | 0 | 0 | 0 | 0 | 0 | 0 | 0 | 0 | 0 | 0 | 0 | 0 | 0 | 0 | 0 | 0 | 0 | 0 | 0 | 0 | 0 | 0 | 0 | 0 | 0 | 0 | 0 | 0 | 0 | 0 | 0 | 0 | 0 | 0 | 0 | 0 | 0 | 0 | 0 | 0 | 0 | 0 | 0 | 0 | 0 | 0 | 0 | 0 | 0 | 0 | 0 | 0 | 0 | 0 | 0 | 0 | 0 | 0 | 0 | 0 | 0 | 0 | 0 | 0 | 0 | 0 | 0 | 0 | 0 | 0 | 0
0 | 0 | 0 | 0 | 0 | 0 | 0 | 0 | 0 | 0 | 0 | 0 | 0 | 0 | 0 | 0 | 0 | 0 | 0 | 0 | 0 | 0 | 0 | 0 | 0 | 0 | 0 | 0 | 0 | 0 | 0 | 0 | 0 | 0 | 0 | 0 | 0 | 0 | 0 | 0 | 0 | 0 | 0 | 0 | 0 | 0 | 0 | 0 | 0 | 0 | 0 | 0 | 0 | 0 | 0 | 0 | 0 | 0 | 0 | 0 | 0 | 0 | 0 | 0 | 0 | 0 | 0 | 0 | 0 | 0 | 0 | 0 | 0 | 0 | 0
0 | 0 | 0 | 0 | 0 | 0 | 0 | 0 | 0 | 0 | 0 | 0 | 0 | 0 | 0 | 0 | 0 | 0 | 0 | 0 | 0 | 0 | 0 | 0 | 0 | 0 | 0 | 0 | 0 | 0 | 0 | 0 | 0 | 0 | 0 | 0 | 0 | 0 | 0 | 0 | 0 | 0 | 0 | 0 | 0 | 0 | 0 | 0 | 0 | 0 | 0 | 0 | 0 | 0 | 0 | 0 | 0 | 0 | 0 | 0 | 0 | 0 | 0 | 0 | 0 | 0 | 0 | 0 | 0 | 0 | 0 | 0 | 0 | 0 | 0
0 | 0 | 0 | 0 | 0 | 0 | 0 | 0 | 0 | 0 | 0 | 0 | 0 | 0 | 0 | 0 | 0 | 0 | 0 | 0 | 0 | 0 | 0 | 0 | 0 | 0 | 0 | 0 | 0 | 0 | 0 | 0 | 0 | 0 | 0 | 0 | 0 | 0 | 0 | 0 | 0 | 0 | 0 | 0 | 0 | 0 | 0 | 0 | 0 | 0 | 0 | 0 | 0 | 0 | 0 | 0 | 0 | 0 | 0 | 0 | 0 | 0 | 0 | 0 | 0 | 0 | 0 | 0 | 0 | 0 | 0 | 0 | 0 | 0 | 0
0 | 0 | 0 | 0 | 0 | 0 | 0 | 0 | 0 | 0 | 0 | 0 | 0 | 0 | 0 | 0 | 0 | 0 | 0 | 0 | 0 | 0 | 0 | 0 | 0 | 0 | 0 | 0 | 0 | 0 | 0 | 0 | 0 | 0 | 0 | 0 | 0 | 0 | 0 | 0 | 0 | 0 | 0 | 0 | 0 | 0 | 0 | 0 | 0 | 0 | 0 | 0 | 0 | 0 | 0 | 0 | 0 | 0 | 0 | 0 | 0 | 0 | 0 | 0 | 0 | 0 | 0 | 0 | 0 | 0 | 0 | 0 | 0 | 0 | 0
0 | 0 | 0 | 0 | 0 | 0 | 0 | 0 | 0 | 0 | 0 | 0 | 0 | 0 | 0 | 0 | 0 | 0 | 0 | 0 | 0 | 0 | 0 | 0 | 0 | 0 | 0 | 0 | 0 | 0 | 0 | 0 | 0 | 0 | 0 | 0 | 0 | 0 | 0 | 0 | 0 | 0 | 0 | 0 | 0 | 0 | 0 | 0 | 0 | 0 | 0 | 0 | 0 | 0 | 0 | 0 | 0 | 0 | 0 | 0 | 0 | 0 | 0 | 0 | 0 | 0 | 0 | 0 | 0 | 0 | 0 | 0 | 0 | 0 | 0
0 | 0 | 0 | 0 | 0 | 0 | 0 | 0 | 0 | 0 | 0 | 0 | 0 | 0 | 0 | 0 | 0 | 0 | 0 | 0 | 0 | 0 | 0 | 0 | 0 | 0 | 0 | 0 | 0 | 0 | 0 | 0 | 0 | 0 | 0 | 0 | 0 | 0 | 0 | 0 | 0 | 0 | 0 | 0 | 0 | 0 | 0 | 0 | 0 | 0 | 0 | 0 | 0 | 0 | 0 | 0 | 0 | 0 | 0 | 0 | 0 | 0 | 0 | 0 | 0 | 0 | 0 | 0 | 0 | 0 | 0 | 0 | 0 | 0 | 0
0 | 0 | 0 | 0 | 0 | 0 | 0 | 0 | 0 | 0 | 0 | 0 | 0 | 0 | 0 | 0 | 0 | 0 | 0 | 0 | 0 | 0 | 0 | 0 | 0 | 0 | 0 | 0 | 0 | 0 | 0 | 0 | 0 | 0 | 0 | 0 | 0 | 0 | 0 | 0 | 0 | 0 | 0 | 0 | 0 | 0 | 0 | 0 | 0 | 0 | 0 | 0 | 0 | 0 | 0 | 0 | 0 | 0 | 0 | 0 | 0 | 0 | 0 | 0 | 0 | 0 | 0 | 0 | 0 | 0 | 0 | 0 | 0 | 0 | 0
0 | 0 | 0 | 0 | 0 | 0 | 0 | 0 | 0 | 0 | 0 | 0 | 0 | 0 | 0 | 0 | 0 | 0 | 0 | 0 | 0 | 0 | 0 | 0 | 0 | 0 | 0 | 0 | 0 | 0 | 0 | 0 | 0 | 0 | 0 | 0 | 0 | 0 | 0 | 0 | 0 | 0 | 0 | 0 | 0 | 0 | 0 | 0 | 0 | 0 | 0 | 0 | 0 | 0 | 0 | 0 | 0 | 0 | 0 | 0 | 0 | 0 | 0 | 0 | 0 | 0 | 0 | 0 | 0 | 0 | 0 | 0 | 0 | 0 | 0
0 | 0 | 0 | 0 | 0 | 0 | 0 | 0 | 0 | 0 | 0 | 0 | 0 | 0 | 0 | 0 | 0 | 0 | 0 | 0 | 0 | 0 | 0 | 0 | 0 | 0 | 0 | 0 | 0 | 0 | 0 | 0 | 0 | 0 | 0 | 0 | 0 | 0 | 0 | 0 | 0 | 0 | 0 | 0 | 0 | 0 | 0 | 0 | 0 | 0 | 0 | 0 | 0 | 0 | 0 | 0 | 0 | 0 | 0 | 0 | 0 | 0 | 0 | 0 | 0 | 0 | 0 | 0 | 0 | 0 | 0 | 0 | 0 | 0 | 0
0 | 0 | 0 | 0 | 0 | 0 | 0 | 0 | 0 | 0 | 0 | 0 | 0 | 0 | 0 | 0 | 0 | 0 | 0 | 0 | 0 | 0 | 0 | 0 | 0 | 0 | 0 | 0 | 0 | 0 | 0 | 0 | 0 | 0 | 0 | 0 | 0 | 0 | 0 | 0 | 0 | 0 | 0 | 0 | 0 | 0 | 0 | 0 | 0 | 0 | 0 | 0 | 0 | 0 | 0 | 0 | 0 | 0 | 0 | 0 | 0 | 0 | 0 | 0 | 0 | 0 | 0 | 0 | 0 | 0 | 0 | 0 | 0 | 0 | 0
0 | 0 | 0 | 0 | 0 | 0 | 0 | 0 | 0 | 0 | 0 | 0 | 0 | 0 | 0 | 0 | 0 | 0 | 0 | 0 | 0 | 0 | 0 | 0 | 0 | 0 | 0 | 0 | 0 | 0 | 0 | 0 | 0 | 0 | 0 | 0 | 0 | 0 | 0 | 0 | 0 | 0 | 0 | 0 | 0 | 0 | 0 | 0 | 0 | 0 | 0 | 0 | 0 | 0 | 0 | 0 | 0 | 0 | 0 | 0 | 0 | 0 | 0 | 0 | 0 | 0 | 0 | 0 | 0 | 0 | 0 | 0 | 0 | 0 | 0
0 | 0 | 0 | 0 | 0 | 0 | 0 | 0 | 0 | 0 | 0 | 0 | 0 | 0 | 0 | 0 | 0 | 0 | 0 | 0 | 0 | 0 | 0 | 0 | 0 | 0 | 0 | 0 | 0 | 0 | 0 | 0 | 0 | 0 | 0 | 0 | 0 | 0 | 0 | 0 | 0 | 0 | 0 | 0 | 0 | 0 | 0 | 0 | 0 | 0 | 0 | 0 | 0 | 0 | 0 | 0 | 0 | 0 | 0 | 0 | 0 | 0 | 0 | 0 | 0 | 0 | 0 | 0 | 0 | 0 | 0 | 0 | 0 | 0 | 0
0 | 0 | 0 | 0 | 0 | 0 | 0 | 0 | 0 | 0 | 0 | 0 | 0 | 0 | 0 | 0 | 0 | 0 | 0 | 0 | 0 | 0 | 0 | 0 | 0 | 0 | 0 | 0 | 0 | 0 | 0 | 0 | 0 | 0 | 0 | 0 | 0 | 0 | 0 | 0 | 0 | 0 | 0 | 0 | 0 | 0 | 0 | 0 | 0 | 0 | 0 | 0 | 0 | 0 | 0 | 0 | 0 | 0 | 0 | 0 | 0 | 0 | 0 | 0 | 0 | 0 | 0 | 0 | 0 | 0 | 0 | 0 | 0 | 0 | 0
0 | 0 | 0 | 0 | 0 | 0 | 0 | 0 | 0 | 0 | 0 | 0 | 0 | 0 | 0 | 0 | 0 | 0 | 0 | 0 | 0 | 0 | 0 | 0 | 0 | 0 | 0 | 0 | 0 | 0 | 0 | 0 | 0 | 0 | 0 | 0 | 0 | 0 | 0 | 0 | 0 | 0 | 0 | 0 | 0 | 0 | 0 | 0 | 0 | 0 | 0 | 0 | 0 | 0 | 0 | 0 | 0 | 0 | 0 | 0 | 0 | 0 | 0 | 0 | 0 | 0 | 0 | 0 | 0 | 0 | 0 | 0 | 0 | 0 | 0
0 | 0 | 0 | 0 | 0 | 0 | 0 | 0 | 0 | 0 | 0 | 0 | 0 | 0 | 0 | 0 | 0 | 0 | 0 | 0 | 0 | 0 | 0 | 0 | 0 | 0 | 0 | 0 | 0 | 0 | 0 | 0 | 0 | 0 | 0 | 0 | 0 | 0 | 0 | 0 | 0 | 0 | 0 | 0 | 0 | 0 | 0 | 0 | 0 | 0 | 0 | 0 | 0 | 0 | 0 | 0 | 0 | 0 | 0 | 0 | 0 | 0 | 0 | 0 | 0 | 0 | 0 | 0 | 0 | 0 | 0 | 0 | 0 | 0 | 0
0 | 0 | 0 | 0 | 0 | 0 | 0 | 0 | 0 | 0 | 0 | 0 | 0 | 0 | 0 | 0 | 0 | 0 | 0 | 0 | 0 | 0 | 0 | 0 | 0 | 0 | 0 | 0 | 0 | 0 | 0 | 0 | 0 | 0 | 0 | 0 | 0 | 0 | 0 | 0 | 0 | 0 | 0 | 0 | 0 | 0 | 0 | 0 | 0 | 0 | 0 | 0 | 0 | 0 | 0 | 0 | 0 | 0 | 0 | 0 | 0 | 0 | 0 | 0 | 0 | 0 | 0 | 0 | 0 | 0 | 0 | 0 | 0 | 0 | 0
0 | 0 | 0 | 0 | 0 | 0 | 0 | 0 | 0 | 0 | 0 | 0 | 0 | 0 | 0 | 0 | 0 | 0 | 0 | 0 | 0 | 0 | 0 | 0 | 0 | 0 | 0 | 0 | 0 | 0 | 0 | 0 | 0 | 0 | 0 | 0 | 0 | 0 | 0 | 0 | 0 | 0 | 0 | 0 | 0 | 0 | 0 | 0 | 0 | 0 | 0 | 0 | 0 | 0 | 0 | 0 | 0 | 0 | 0 | 0 | 0 | 0 | 0 | 0 | 0 | 0 | 0 | 0 | 0 | 0 | 0 | 0 | 0 | 0 | 0
0 | 0 | 0 | 0 | 0 | 0 | 0 | 0 | 0 | 0 | 0 | 0 | 0 | 0 | 0 | 0 | 0 | 0 | 0 | 0 | 0 | 0 | 0 | 0 | 0 | 0 | 0 | 0 | 0 | 0 | 0 | 0 | 0 | 0 | 0 | 0 | 0 | 0 | 0 | 0 | 0 | 0 | 0 | 0 | 0 | 0 | 0 | 0 | 0 | 0 | 0 | 0 | 0 | 0 | 0 | 0 | 0 | 0 | 0 | 0 | 0 | 0 | 0 | 0 | 0 | 0 | 0 | 0 | 0 | 0 | 0 | 0 | 0 | 0 | 0
0 | 0 | 0 | 0 | 0 | 0 | 0 | 0 | 0 | 0 | 0 | 0 | 0 | 0 | 0 | 0 | 0 | 0 | 0 | 0 | 0 | 0 | 0 | 0 | 0 | 0 | 0 | 0 | 0 | 0 | 0 | 0 | 0 | 0 | 0 | 0 | 0 | 0 | 0 | 0 | 0 | 0 | 0 | 0 | 0 | 0 | 0 | 0 | 0 | 0 | 0 | 0 | 0 | 0 | 0 | 0 | 0 | 0 | 0 | 0 | 0 | 0 | 0 | 0 | 0 | 0 | 0 | 0 | 0 | 0 | 0 | 0 | 0 | 0 | 0
0 | 0 | 0 | 0 | 0 | 0 | 0 | 0 | 0 | 0 | 0 | 0 | 0 | 0 | 0 | 0 | 0 | 0 | 0 | 0 | 0 | 0 | 0 | 0 | 0 | 0 | 0 | 0 | 0 | 0 | 0 | 0 | 0 | 0 | 0 | 0 | 0 | 0 | 0 | 0 | 0 | 0 | 0 | 0 | 0 | 0 | 0 | 0 | 0 | 0 | 0 | 0 | 0 | 0 | 0 | 0 | 0 | 0 | 0 | 0 | 0 | 0 | 0 | 0 | 0 | 0 | 0 | 0 | 0 | 0 | 0 | 0 | 0 | 0 | 0
0 | 0 | 0 | 0 | 0 | 0 | 0 | 0 | 0 | 0 | 0 | 0 | 0 | 0 | 0 | 0 | 0 | 0 | 0 | 0 | 0 | 0 | 0 | 0 | 0 | 0 | 0 | 0 | 0 | 0 | 0 | 0 | 0 | 0 | 0 | 0 | 0 | 0 | 0 | 0 | 0 | 0 | 0 | 0 | 0 | 0 | 0 | 0 | 0 | 0 | 0 | 0 | 0 | 0 | 0 | 0 | 0 | 0 | 0 | 0 | 0 | 0 | 0 | 0 | 0 | 0 | 0 | 0 | 0 | 0 | 0 | 0 | 0 | 0 | 0
0 | 0 | 0 | 0 | 0 | 0 | 0 | 0 | 0 | 0 | 0 | 0 | 0 | 0 | 0 | 0 | 0 | 0 | 0 | 0 | 0 | 0 | 0 | 0 | 0 | 0 | 0 | 0 | 0 | 0 | 0 | 0 | 0 | 0 | 0 | 0 | 0 | 0 | 0 | 0 | 0 | 0 | 0 | 0 | 0 | 0 | 0 | 0 | 0 | 0 | 0 | 0 | 0 | 0 | 0 | 0 | 0 | 0 | 0 | 0 | 0 | 0 | 0 | 0 | 0 | 0 | 0 | 0 | 0 | 0 | 0 | 0 | 0 | 0 | 0
0 | 0 | 0 | 0 | 0 | 0 | 0 | 0 | 0 | 0 | 0 | 0 | 0 | 0 | 0 | 0 | 0 | 0 | 0 | 0 | 0 | 0 | 0 | 0 | 0 | 0 | 0 | 0 | 0 | 0 | 0 | 0 | 0 | 0 | 0 | 0 | 0 | 0 | 0 | 0 | 0 | 0 | 0 | 0 | 0 | 0 | 0 | 0 | 0 | 0 | 0 | 0 | 0 | 0 | 0 | 0 | 0 | 0 | 0 | 0 | 0 | 0 | 0 | 0 | 0 | 0 | 0 | 0 | 0 | 0 | 0 | 0 | 0 | 0 | 0
0 | 0 | 0 | 0 | 0 | 0 | 0 | 0 | 0 | 0 | 0 | 0 | 0 | 0 | 0 | 0 | 0 | 0 | 0 | 0 | 0 | 0 | 0 | 0 | 0 | 0 | 0 | 0 | 0 | 0 | 0 | 0 | 0 | 0 | 0 | 0 | 0 | 0 | 0 | 0 | 0 | 0 | 0 | 0 | 0 | 0 | 0 | 0 | 0 | 0 | 0 | 0 | 0 | 0 | 0 | 0 | 0 | 0 | 0 | 0 | 0 | 0 | 0 | 0 | 0 | 0 | 0 | 0 | 0 | 0 | 0 | 0 | 0 | 0 | 0
0 | 0 | 0 | 0 | 0 | 0 | 0 | 0 | 0 | 0 | 0 | 0 | 0 | 0 | 0 | 0 | 0 | 0 | 0 | 0 | 0 | 0 | 0 | 0 | 0 | 0 | 0 | 0 | 0 | 0 | 0 | 0 | 0 | 0 | 0 | 0 | 0 | 0 | 0 | 0 | 0 | 0 | 0 | 0 | 0 | 0 | 0 | 0 | 0 | 0 | 0 | 0 | 0 | 0 | 0 | 0 | 0 | 0 | 0 | 0 | 0 | 0 | 0 | 0 | 0 | 0 | 0 | 0 | 0 | 0 | 0 | 0 | 0 | 0 | 0
0 | 0 | 0 | 0 | 0 | 0 | 0 | 0 | 0 | 0 | 0 | 0 | 0 | 0 | 0 | 0 | 0 | 0 | 0 | 0 | 0 | 0 | 0 | 0 | 0 | 0 | 0 | 0 | 0 | 0 | 0 | 0 | 0 | 0 | 0 | 0 | 0 | 0 | 0 | 0 | 0 | 0 | 0 | 0 | 0 | 0 | 0 | 0 | 0 | 0 | 0 | 0 | 0 | 0 | 0 | 0 | 0 | 0 | 0 | 0 | 0 | 0 | 0 | 0 | 0 | 0 | 0 | 0 | 0 | 0 | 0 | 0 | 0 | 0 | 0
0 | 0 | 0 | 0 | 0 | 0 | 0 | 0 | 0 | 0 | 0 | 0 | 0 | 0 | 0 | 0 | 0 | 0 | 0 | 0 | 0 | 0 | 0 | 0 | 0 | 0 | 0 | 0 | 0 | 0 | 0 | 0 | 0 | 0 | 0 | 0 | 0 | 0 | 0 | 0 | 0 | 0 | 0 | 0 | 0 | 0 | 0 | 0 | 0 | 0 | 0 | 0 | 0 | 0 | 0 | 0 | 0 | 0 | 0 | 0 | 0 | 0 | 0 | 0 | 0 | 0 | 0 | 0 | 0 | 0 | 0 | 0 | 0 | 0 | 0
0 | 0 | 0 | 0 | 0 | 0 | 0 | 0 | 0 | 0 | 0 | 0 | 0 | 0 | 0 | 0 | 0 | 0 | 0 | 0 | 0 | 0 | 0 | 0 | 0 | 0 | 0 | 0 | 0 | 0 | 0 | 0 | 0 | 0 | 0 | 0 | 0 | 0 | 0 | 0 | 0 | 0 | 0 | 0 | 0 | 0 | 0 | 0 | 0 | 0 | 0 | 0 | 0 | 0 | 0 | 0 | 0 | 0 | 0 | 0 | 0 | 0 | 0 | 0 | 0 | 0 | 0 | 0 | 0 | 0 | 0 | 0 | 0 | 0 | 0
0 | 0 | 0 | 0 | 0 | 0 | 0 | 0 | 0 | 0 | 0 | 0 | 0 | 0 | 0 | 0 | 0 | 0 | 0 | 0 | 0 | 0 | 0 | 0 | 0 | 0 | 0 | 0 | 0 | 0 | 0 | 0 | 0 | 0 | 0 | 0 | 0 | 0 | 0 | 0 | 0 | 0 | 0 | 0 | 0 | 0 | 0 | 0 | 0 | 0 | 0 | 0 | 0 | 0 | 0 | 0 | 0 | 0 | 0 | 0 | 0 | 0 | 0 | 0 | 0 | 0 | 0 | 0 | 0 | 0 | 0 | 0 | 0 | 0 | 0
0 | 0 | 0 | 0 | 0 | 0 | 0 | 0 | 0 | 0 | 0 | 0 | 0 | 0 | 0 | 0 | 0 | 0 | 0 | 0 | 0 | 0 | 0 | 0 | 0 | 0 | 0 | 0 | 0 | 0 | 0 | 0 | 0 | 0 | 0 | 0 | 0 | 0 | 0 | 0 | 0 | 0 | 0 | 0 | 0 | 0 | 0 | 0 | 0 | 0 | 0 | 0 | 0 | 0 | 0 | 0 | 0 | 0 | 0 | 0 | 0 | 0 | 0 | 0 | 0 | 0 | 0 | 0 | 0 | 0 | 0 | 0 | 0 | 0 | 0
0 | 0 | 0 | 0 | 0 | 0 | 0 | 0 | 0 | 0 | 0 | 0 | 0 | 0 | 0 | 0 | 0 | 0 | 0 | 0 | 0 | 0 | 0 | 0 | 0 | 0 | 0 | 0 | 0 | 0 | 0 | 0 | 0 | 0 | 0 | 0 | 0 | 0 | 0 | 0 | 0 | 0 | 0 | 0 | 0 | 0 | 0 | 0 | 0 | 0 | 0 | 0 | 0 | 0 | 0 | 0 | 0 | 0 | 0 | 0 | 0 | 0 | 0 | 0 | 0 | 0 | 0 | 0 | 0 | 0 | 0 | 0 | 0 | 0 | 0
0 | 0 | 0 | 0 | 0 | 0 | 0 | 0 | 0 | 0 | 0 | 0 | 0 | 0 | 0 | 0 | 0 | 0 | 0 | 0 | 0 | 0 | 0 | 0 | 0 | 0 | 0 | 0 | 0 | 0 | 0 | 0 | 0 | 0 | 0 | 0 | 0 | 0 | 0 | 0 | 0 | 0 | 0 | 0 | 0 | 0 | 0 | 0 | 0 | 0 | 0 | 0 | 0 | 0 | 0 | 0 | 0 | 0 | 0 | 0 | 0 | 0 | 0 | 0 | 0 | 0 | 0 | 0 | 0 | 0 | 0 | 0 | 0 | 0 | 0
0 | 0 | 0 | 0 | 0 | 0 | 0 | 0 | 0 | 0 | 0 | 0 | 0 | 0 | 0 | 0 | 0 | 0 | 0 | 0 | 0 | 0 | 0 | 0 | 0 | 0 | 0 | 0 | 0 | 0 | 0 | 0 | 0 | 0 | 0 | 0 | 0 | 0 | 0 | 0 | 0 | 0 | 0 | 0 | 0 | 0 | 0 | 0 | 0 | 0 | 0 | 0 | 0 | 0 | 0 | 0 | 0 | 0 | 0 | 0 | 0 | 0 | 0 | 0 | 0 | 0 | 0 | 0 | 0 | 0 | 0 | 0 | 0 | 0 | 0
0 | 0 | 0 | 0 | 0 | 0 | 0 | 0 | 0 | 0 | 0 | 0 | 0 | 0 | 0 | 0 | 0 | 0 | 0 | 0 | 0 | 0 | 0 | 0 | 0 | 0 | 0 | 0 | 0 | 0 | 0 | 0 | 0 | 0 | 0 | 0 | 0 | 0 | 0 | 0 | 0 | 0 | 0 | 0 | 0 | 0 | 0 | 0 | 0 | 0 | 0 | 0 | 0 | 0 | 0 | 0 | 0 | 0 | 0 | 0 | 0 | 0 | 0 | 0 | 0 | 0 | 0 | 0 | 0 | 0 | 0 | 0 | 0 | 0 | 0
0 | 0 | 0 | 0 | 0 | 0 | 0 | 0 | 0 | 0 | 0 | 0 | 0 | 0 | 0 | 0 | 0 | 0 | 0 | 0 | 0 | 0 | 0 | 0 | 0 | 0 | 0 | 0 | 0 | 0 | 0 | 0 | 0 | 0 | 0 | 0 | 0 | 0 | 0 | 0 | 0 | 0 | 0 | 0 | 0 | 0 | 0 | 0 | 0 | 0 | 0 | 0 | 0 | 0 | 0 | 0 | 0 | 0 | 0 | 0 | 0 | 0 | 0 | 0 | 0 | 0 | 0 | 0 | 0 | 0 | 0 | 0 | 0 | 0 | 0
0 | 0 | 0 | 0 | 0 | 0 | 0 | 0 | 0 | 0 | 0 | 0 | 0 | 0 | 0 | 0 | 0 | 0 | 0 | 0 | 0 | 0 | 0 | 0 | 0 | 0 | 0 | 0 | 0 | 0 | 0 | 0 | 0 | 0 | 0 | 0 | 0 | 0 | 0 | 0 | 0 | 0 | 0 | 0 | 0 | 0 | 0 | 0 | 0 | 0 | 0 | 0 | 0 | 0 | 0 | 0 | 0 | 0 | 0 | 0 | 0 | 0 | 0 | 0 | 0 | 0 | 0 | 0 | 0 | 0 | 0 | 0 | 0 | 0 | 0
0 | 0 | 0 | 0 | 0 | 0 | 0 | 0 | 0 | 0 | 0 | 0 | 0 | 0 | 0 | 0 | 0 | 0 | 0 | 0 | 0 | 0 | 0 | 0 | 0 | 0 | 0 | 0 | 0 | 0 | 0 | 0 | 0 | 0 | 0 | 0 | 0 | 0 | 0 | 0 | 0 | 0 | 0 | 0 | 0 | 0 | 0 | 0 | 0 | 0 | 0 | 0 | 0 | 0 | 0 | 0 | 0 | 0 | 0 | 0 | 0 | 0 | 0 | 0 | 0 | 0 | 0 | 0 | 0 | 0 | 0 | 0 | 0 | 0 | 0
0 | 0 | 0 | 0 | 0 | 0 | 0 | 0 | 0 | 0 | 0 | 0 | 0 | 0 | 0 | 0 | 0 | 0 | 0 | 0 | 0 | 0 | 0 | 0 | 0 | 0 | 0 | 0 | 0 | 0 | 0 | 0 | 0 | 0 | 0 | 0 | 0 | 0 | 0 | 0 | 0 | 0 | 0 | 0 | 0 | 0 | 0 | 0 | 0 | 0 | 0 | 0 | 0 | 0 | 0 | 0 | 0 | 0 | 0 | 0 | 0 | 0 | 0 | 0 | 0 | 0 | 0 | 0 | 0 | 0 | 0 | 0 | 0 | 0 | 0
0 | 0 | 0 | 0 | 0 | 0 | 0 | 0 | 0 | 0 | 0 | 0 | 0 | 0 | 0 | 0 | 0 | 0 | 0 | 0 | 0 | 0 | 0 | 0 | 0 | 0 | 0 | 0 | 0 | 0 | 0 | 0 | 0 | 0 | 0 | 0 | 0 | 0 | 0 | 0 | 0 | 0 | 0 | 0 | 0 | 0 | 0 | 0 | 0 | 0 | 0 | 0 | 0 | 0 | 0 | 0 | 0 | 0 | 0 | 0 | 0 | 0 | 0 | 0 | 0 | 0 | 0 | 0 | 0 | 0 | 0 | 0 | 0 | 0 | 0
0 | 0 | 0 | 0 | 0 | 0 | 0 | 0 | 0 | 0 | 0 | 0 | 0 | 0 | 0 | 0 | 0 | 0 | 0 | 0 | 0 | 0 | 0 | 0 | 0 | 0 | 0 | 0 | 0 | 0 | 0 | 0 | 0 | 0 | 0 | 0 | 0 | 0 | 0 | 0 | 0 | 0 | 0 | 0 | 0 | 0 | 0 | 0 | 0 | 0 | 0 | 0 | 0 | 0 | 0 | 0 | 0 | 0 | 0 | 0 | 0 | 0 | 0 | 0 | 0 | 0 | 0 | 0 | 0 | 0 | 0 | 0 | 0 | 0 | 0
0 | 0 | 0 | 0 | 0 | 0 | 0 | 0 | 0 | 0 | 0 | 0 | 0 | 0 | 0 | 0 | 0 | 0 | 0 | 0 | 0 | 0 | 0 | 0 | 0 | 0 | 0 | 0 | 0 | 0 | 0 | 0 | 0 | 0 | 0 | 0 | 0 | 0 | 0 | 0 | 0 | 0 | 0 | 0 | 0 | 0 | 0 | 0 | 0 | 0 | 0 | 0 | 0 | 0 | 0 | 0 | 0 | 0 | 0 | 0 | 0 | 0 | 0 | 0 | 0 | 0 | 0 | 0 | 0 | 0 | 0 | 0 | 0 | 0 | 0
0 | 0 | 0 | 0 | 0 | 0 | 0 | 0 | 0 | 0 | 0 | 0 | 0 | 0 | 0 | 0 | 0 | 0 | 0 | 0 | 0 | 0 | 0 | 0 | 0 | 0 | 0 | 0 | 0 | 0 | 0 | 0 | 0 | 0 | 0 | 0 | 0 | 0 | 0 | 0 | 0 | 0 | 0 | 0 | 0 | 0 | 0 | 0 | 0 | 0 | 0 | 0 | 0 | 0 | 0 | 0 | 0 | 0 | 0 | 0 | 0 | 0 | 0 | 0 | 0 | 0 | 0 | 0 | 0 | 0 | 0 | 0 | 0 | 0 | 0
0 | 0 | 0 | 0 | 0 | 0 | 0 | 0 | 0 | 0 | 0 | 0 | 0 | 0 | 0 | 0 | 0 | 0 | 0 | 0 | 0 | 0 | 0 | 0 | 0 | 0 | 0 | 0 | 0 | 0 | 0 | 0 | 0 | 0 | 0 | 0 | 0 | 0 | 0 | 0 | 0 | 0 | 0 | 0 | 0 | 0 | 0 | 0 | 0 | 0 | 0 | 0 | 0 | 0 | 0 | 0 | 0 | 0 | 0 | 0 | 0 | 0 | 0 | 0 | 0 | 0 | 0 | 0 | 0 | 0 | 0 | 0 | 0 | 0 | 0
0 | 0 | 0 | 0 | 0 | 0 | 0 | 0 | 0 | 0 | 0 | 0 | 0 | 0 | 0 | 0 | 0 | 0 | 0 | 0 | 0 | 0 | 0 | 0 | 0 | 0 | 0 | 0 | 0 | 0 | 0 | 0 | 0 | 0 | 0 | 0 | 0 | 0 | 0 | 0 | 0 | 0 | 0 | 0 | 0 | 0 | 0 | 0 | 0 | 0 | 0 | 0 | 0 | 0 | 0 | 0 | 0 | 0 | 0 | 0 | 0 | 0 | 0 | 0 | 0 | 0 | 0 | 0 | 0 | 0 | 0 | 0 | 0 | 0 | 0
0 | 0 | 0 | 0 | 0 | 0 | 0 | 0 | 0 | 0 | 0 | 0 | 0 | 0 | 0 | 0 | 0 | 0 | 0 | 0 | 0 | 0 | 0 | 0 | 0 | 0 | 0 | 0 | 0 | 0 | 0 | 0 | 0 | 0 | 0 | 0 | 0 | 0 | 0 | 0 | 0 | 0 | 0 | 0 | 0 | 0 | 0 | 0 | 0 | 0 | 0 | 0 | 0 | 0 | 0 | 0 | 0 | 0 | 0 | 0 | 0 | 0 | 0 | 0 | 0 | 0 | 0 | 0 | 0 | 0 | 0 | 0 | 0 | 0 | 0
0 | 0 | 0 | 0 | 0 | 0 | 0 | 0 | 0 | 0 | 0 | 0 | 0 | 0 | 0 | 0 | 0 | 0 | 0 | 0 | 0 | 0 | 0 | 0 | 0 | 0 | 0 | 0 | 0 | 0 | 0 | 0 | 0 | 0 | 0 | 0 | 0 | 0 | 0 | 0 | 0 | 0 | 0 | 0 | 0 | 0 | 0 | 0 | 0 | 0 | 0 | 0 | 0 | 0 | 0 | 0 | 0 | 0 | 0 | 0 | 0 | 0 | 0 | 0 | 0 | 0 | 0 | 0 | 0 | 0 | 0 | 0 | 0 | 0 | 0
0 | 0 | 0 | 0 | 0 | 0 | 0 | 0 | 0 | 0 | 0 | 0 | 0 | 0 | 0 | 0 | 0 | 0 | 0 | 0 | 0 | 0 | 0 | 0 | 0 | 0 | 0 | 0 | 0 | 0 | 0 | 0 | 0 | 0 | 0 | 0 | 0 | 0 | 0 | 0 | 0 | 0 | 0 | 0 | 0 | 0 | 0 | 0 | 0 | 0 | 0 | 0 | 0 | 0 | 0 | 0 | 0 | 0 | 0 | 0 | 0 | 0 | 0 | 0 | 0 | 0 | 0 | 0 | 0 | 0 | 0 | 0 | 0 | 0 | 0
0 | 0 | 0 | 0 | 0 | 0 | 0 | 0 | 0 | 0 | 0 | 0 | 0 | 0 | 0 | 0 | 0 | 0 | 0 | 0 | 0 | 0 | 0 | 0 | 0 | 0 | 0 | 0 | 0 | 0 | 0 | 0 | 0 | 0 | 0 | 0 | 0 | 0 | 0 | 0 | 0 | 0 | 0 | 0 | 0 | 0 | 0 | 0 | 0 | 0 | 0 | 0 | 0 | 0 | 0 | 0 | 0 | 0 | 0 | 0 | 0 | 0 | 0 | 0 | 0 | 0 | 0 | 0 | 0 | 0 | 0 | 0 | 0 | 0 | 0
0 | 0 | 0 | 0 | 0 | 0 | 0 | 0 | 0 | 0 | 0 | 0 | 0 | 0 | 0 | 0 | 0 | 0 | 0 | 0 | 0 | 0 | 0 | 0 | 0 | 0 | 0 | 0 | 0 | 0 | 0 | 0 | 0 | 0 | 0 | 0 | 0 | 0 | 0 | 0 | 0 | 0 | 0 | 0 | 0 | 0 | 0 | 0 | 0 | 0 | 0 | 0 | 0 | 0 | 0 | 0 | 0 | 0 | 0 | 0 | 0 | 0 | 0 | 0 | 0 | 0 | 0 | 0 | 0 | 0 | 0 | 0 | 0 | 0 | 0
0 | 0 | 0 | 0 | 0 | 0 | 0 | 0 | 0 | 0 | 0 | 0 | 0 | 0 | 0 | 0 | 0 | 0 | 0 | 0 | 0 | 0 | 0 | 0 | 0 | 0 | 0 | 0 | 0 | 0 | 0 | 0 | 0 | 0 | 0 | 0 | 0 | 0 | 0 | 0 | 0 | 0 | 0 | 0 | 0 | 0 | 0 | 0 | 0 | 0 | 0 | 0 | 0 | 0 | 0 | 0 | 0 | 0 | 0 | 0 | 0 | 0 | 0 | 0 | 0 | 0 | 0 | 0 | 0 | 0 | 0 | 0 | 0 | 0 | 0
0 | 0 | 0 | 0 | 0 | 0 | 0 | 0 | 0 | 0 | 0 | 0 | 0 | 0 | 0 | 0 | 0 | 0 | 0 | 0 | 0 | 0 | 0 | 0 | 0 | 0 | 0 | 0 | 0 | 0 | 0 | 0 | 0 | 0 | 0 | 0 | 0 | 0 | 0 | 0 | 0 | 0 | 0 | 0 | 0 | 0 | 0 | 0 | 0 | 0 | 0 | 0 | 0 | 0 | 0 | 0 | 0 | 0 | 0 | 0 | 0 | 0 | 0 | 0 | 0 | 0 | 0 | 0 | 0 | 0 | 0 | 0 | 0 | 0 | 0
0 | 0 | 0 | 0 | 0 | 0 | 0 | 0 | 0 | 0 | 0 | 0 | 0 | 0 | 0 | 0 | 0 | 0 | 0 | 0 | 0 | 0 | 0 | 0 | 0 | 0 | 0 | 0 | 0 | 0 | 0 | 0 | 0 | 0 | 0 | 0 | 0 | 0 | 0 | 0 | 0 | 0 | 0 | 0 | 0 | 0 | 0 | 0 | 0 | 0 | 0 | 0 | 0 | 0 | 0 | 0 | 0 | 0 | 0 | 0 | 0 | 0 | 0 | 0 | 0 | 0 | 0 | 0 | 0 | 0 | 0 | 0 | 0 | 0 | 0
0 | 0 | 0 | 0 | 0 | 0 | 0 | 0 | 0 | 0 | 0 | 0 | 0 | 0 | 0 | 0 | 0 | 0 | 0 | 0 | 0 | 0 | 0 | 0 | 0 | 0 | 0 | 0 | 0 | 0 | 0 | 0 | 0 | 0 | 0 | 0 | 0 | 0 | 0 | 0 | 0 | 0 | 0 | 0 | 0 | 0 | 0 | 0 | 0 | 0 | 0 | 0 | 0 | 0 | 0 | 0 | 0 | 0 | 0 | 0 | 0 | 0 | 0 | 0 | 0 | 0 | 0 | 0 | 0 | 0 | 0 | 0 | 0 | 0 | 0
0 | 0 | 0 | 0 | 0 | 0 | 0 | 0 | 0 | 0 | 0 | 0 | 0 | 0 | 0 | 0 | 0 | 0 | 0 | 0 | 0 | 0 | 0 | 0 | 0 | 0 | 0 | 0 | 0 | 0 | 0 | 0 | 0 | 0 | 0 | 0 | 0 | 0 | 0 | 0 | 0 | 0 | 0 | 0 | 0 | 0 | 0 | 0 | 0 | 0 | 0 | 0 | 0 | 0 | 0 | 0 | 0 | 0 | 0 | 0 | 0 | 0 | 0 | 0 | 0 | 0 | 0 | 0 | 0 | 0 | 0 | 0 | 0 | 0 | 0
0 | 0 | 0 | 0 | 0 | 0 | 0 | 0 | 0 | 0 | 0 | 0 | 0 | 0 | 0 | 0 | 0 | 0 | 0 | 0 | 0 | 0 | 0 | 0 | 0 | 0 | 0 | 0 | 0 | 0 | 0 | 0 | 0 | 0 | 0 | 0 | 0 | 0 | 0 | 0 | 0 | 0 | 0 | 0 | 0 | 0 | 0 | 0 | 0 | 0 | 0 | 0 | 0 | 0 | 0 | 0 | 0 | 0 | 0 | 0 | 0 | 0 | 0 | 0 | 0 | 0 | 0 | 0 | 0 | 0 | 0 | 0 | 0 | 0 | 0
0 | 0 | 0 | 0 | 0 | 0 | 0 | 0 | 0 | 0 | 0 | 0 | 0 | 0 | 0 | 0 | 0 | 0 | 0 | 0 | 0 | 0 | 0 | 0 | 0 | 0 | 0 | 0 | 0 | 0 | 0 | 0 | 0 | 0 | 0 | 0 | 0 | 0 | 0 | 0 | 0 | 0 | 0 | 0 | 0 | 0 | 0 | 0 | 0 | 0 | 0 | 0 | 0 | 0 | 0 | 0 | 0 | 0 | 0 | 0 | 0 | 0 | 0 | 0 | 0 | 0 | 0 | 0 | 0 | 0 | 0 | 0 | 0 | 0 | 0
0 | 0 | 0 | 0 | 0 | 0 | 0 | 0 | 0 | 0 | 0 | 0 | 0 | 0 | 0 | 0 | 0 | 0 | 0 | 0 | 0 | 0 | 0 | 0 | 0 | 0 | 0 | 0 | 0 | 0 | 0 | 0 | 0 | 0 | 0 | 0 | 0 | 0 | 0 | 0 | 0 | 0 | 0 | 0 | 0 | 0 | 0 | 0 | 0 | 0 | 0 | 0 | 0 | 0 | 0 | 0 | 0 | 0 | 0 | 0 | 0 | 0 | 0 | 0 | 0 | 0 | 0 | 0 | 0 | 0 | 0 | 0 | 0 | 0 | 0
0 | 0 | 0 | 0 | 0 | 0 | 0 | 0 | 0 | 0 | 0 | 0 | 0 | 0 | 0 | 0 | 0 | 0 | 0 | 0 | 0 | 0 | 0 | 0 | 0 | 0 | 0 | 0 | 0 | 0 | 0 | 0 | 0 | 0 | 0 | 0 | 0 | 0 | 0 | 0 | 0 | 0 | 0 | 0 | 0 | 0 | 0 | 0 | 0 | 0 | 0 | 0 | 0 | 0 | 0 | 0 | 0 | 0 | 0 | 0 | 0 | 0 | 0 | 0 | 0 | 0 | 0 | 0 | 0 | 0 | 0 | 0 | 0 | 0 | 0
0 | 0 | 0 | 0 | 0 | 0 | 0 | 0 | 0 | 0 | 0 | 0 | 0 | 0 | 0 | 0 | 0 | 0 | 0 | 0 | 0 | 0 | 0 | 0 | 0 | 0 | 0 | 0 | 0 | 0 | 0 | 0 | 0 | 0 | 0 | 0 | 0 | 0 | 0 | 0 | 0 | 0 | 0 | 0 | 0 | 0 | 0 | 0 | 0 | 0 | 0 | 0 | 0 | 0 | 0 | 0 | 0 | 0 | 0 | 0 | 0 | 0 | 0 | 0 | 0 | 0 | 0 | 0 | 0 | 0 | 0 | 0 | 0 | 0 | 0
0 | 0 | 0 | 0 | 0 | 0 | 0 | 0 | 0 | 0 | 0 | 0 | 0 | 0 | 0 | 0 | 0 | 0 | 0 | 0 | 0 | 0 | 0 | 0 | 0 | 0 | 0 | 0 | 0 | 0 | 0 | 0 | 0 | 0 | 0 | 0 | 0 | 0 | 0 | 0 | 0 | 0 | 0 | 0 | 0 | 0 | 0 | 0 | 0 | 0 | 0 | 0 | 0 | 0 | 0 | 0 | 0 | 0 | 0 | 0 | 0 | 0 | 0 | 0 | 0 | 0 | 0 | 0 | 0 | 0 | 0 | 0 | 0 | 0 | 0
0 | 0 | 0 | 0 | 0 | 0 | 0 | 0 | 0 | 0 | 0 | 0 | 0 | 0 | 0 | 0 | 0 | 0 | 0 | 0 | 0 | 0 | 0 | 0 | 0 | 0 | 0 | 0 | 0 | 0 | 0 | 0 | 0 | 0 | 0 | 0 | 0 | 0 | 0 | 0 | 0 | 0 | 0 | 0 | 0 | 0 | 0 | 0 | 0 | 0 | 0 | 0 | 0 | 0 | 0 | 0 | 0 | 0 | 0 | 0 | 0 | 0 | 0 | 0 | 0 | 0 | 0 | 0 | 0 | 0 | 0 | 0 | 0 | 0 | 0
0 | 0 | 0 | 0 | 0 | 0 | 0 | 0 | 0 | 0 | 0 | 0 | 0 | 0 | 0 | 0 | 0 | 0 | 0 | 0 | 0 | 0 | 0 | 0 | 0 | 0 | 0 | 0 | 0 | 0 | 0 | 0 | 0 | 0 | 0 | 0 | 0 | 0 | 0 | 0 | 0 | 0 | 0 | 0 | 0 | 0 | 0 | 0 | 0 | 0 | 0 | 0 | 0 | 0 | 0 | 0 | 0 | 0 | 0 | 0 | 0 | 0 | 0 | 0 | 0 | 0 | 0 | 0 | 0 | 0 | 0 | 0 | 0 | 0 | 0
0 | 0 | 0 | 0 | 0 | 0 | 0 | 0 | 0 | 0 | 0 | 0 | 0 | 0 | 0 | 0 | 0 | 0 | 0 | 0 | 0 | 0 | 0 | 0 | 0 | 0 | 0 | 0 | 0 | 0 | 0 | 0 | 0 | 0 | 0 | 0 | 0 | 0 | 0 | 0 | 0 | 0 | 0 | 0 | 0 | 0 | 0 | 0 | 0 | 0 | 0 | 0 | 0 | 0 | 0 | 0 | 0 | 0 | 0 | 0 | 0 | 0 | 0 | 0 | 0 | 0 | 0 | 0 | 0 | 0 | 0 | 0 | 0 | 0 | 0
0 | 0 | 0 | 0 | 0 | 0 | 0 | 0 | 0 | 0 | 0 | 0 | 0 | 0 | 0 | 0 | 0 | 0 | 0 | 0 | 0 | 0 | 0 | 0 | 0 | 0 | 0 | 0 | 0 | 0 | 0 | 0 | 0 | 0 | 0 | 0 | 0 | 0 | 0 | 0 | 0 | 0 | 0 | 0 | 0 | 0 | 0 | 0 | 0 | 0 | 0 | 0 | 0 | 0 | 0 | 0 | 0 | 0 | 0 | 0 | 0 | 0 | 0 | 0 | 0 | 0 | 0 | 0 | 0 | 0 | 0 | 0 | 0 | 0 | 0
0 | 0 | 0 | 0 | 0 | 0 | 0 | 0 | 0 | 0 | 0 | 0 | 0 | 0 | 0 | 0 | 0 | 0 | 0 | 0 | 0 | 0 | 0 | 0 | 0 | 0 | 0 | 0 | 0 | 0 | 0 | 0 | 0 | 0 | 0 | 0 | 0 | 0 | 0 | 0 | 0 | 0 | 0 | 0 | 0 | 0 | 0 | 0 | 0 | 0 | 0 | 0 | 0 | 0 | 0 | 0 | 0 | 0 | 0 | 0 | 0 | 0 | 0 | 0 | 0 | 0 | 0 | 0 | 0 | 0 | 0 | 0 | 0 | 0 | 0
0 | 0 | 0 | 0 | 0 | 0 | 0 | 0 | 0 | 0 | 0 | 0 | 0 | 0 | 0 | 0 | 0 | 0 | 0 | 0 | 0 | 0 | 0 | 0 | 0 | 0 | 0 | 0 | 0 | 0 | 0 | 0 | 0 | 0 | 0 | 0 | 0 | 0 | 0 | 0 | 0 | 0 | 0 | 0 | 0 | 0 | 0 | 0 | 0 | 0 | 0 | 0 | 0 | 0 | 0 | 0 | 0 | 0 | 0 | 0 | 0 | 0 | 0 | 0 | 0 | 0 | 0 | 0 | 0 | 0 | 0 | 0 | 0 | 0 | 0
0 | 0 | 0 | 0 | 0 | 0 | 0 | 0 | 0 | 0 | 0 | 0 | 0 | 0 | 0 | 0 | 0 | 0 | 0 | 0 | 0 | 0 | 0 | 0 | 0 | 0 | 0 | 0 | 0 | 0 | 0 | 0 | 0 | 0 | 0 | 0 | 0 | 0 | 0 | 0 | 0 | 0 | 0 | 0 | 0 | 0 | 0 | 0 | 0 | 0 | 0 | 0 | 0 | 0 | 0 | 0 | 0 | 0 | 0 | 0 | 0 | 0 | 0 | 0 | 0 | 0 | 0 | 0 | 0 | 0 | 0 | 0 | 0 | 0 | 0
0 | 0 | 0 | 0 | 0 | 0 | 0 | 0 | 0 | 0 | 0 | 0 | 0 | 0 | 0 | 0 | 0 | 0 | 0 | 0 | 0 | 0 | 0 | 0 | 0 | 0 | 0 | 0 | 0 | 0 | 0 | 0 | 0 | 0 | 0 | 0 | 0 | 0 | 0 | 0 | 0 | 0 | 0 | 0 | 0 | 0 | 0 | 0 | 0 | 0 | 0 | 0 | 0 | 0 | 0 | 0 | 0 | 0 | 0 | 0 | 0 | 0 | 0 | 0 | 0 | 0 | 0 | 0 | 0 | 0 | 0 | 0 | 0 | 0 | 0
0 | 0 | 0 | 0 | 0 | 0 | 0 | 0 | 0 | 0 | 0 | 0 | 0 | 0 | 0 | 0 | 0 | 0 | 0 | 0 | 0 | 0 | 0 | 0 | 0 | 0 | 0 | 0 | 0 | 0 | 0 | 0 | 0 | 0 | 0 | 0 | 0 | 0 | 0 | 0 | 0 | 0 | 0 | 0 | 0 | 0 | 0 | 0 | 0 | 0 | 0 | 0 | 0 | 0 | 0 | 0 | 0 | 0 | 0 | 0 | 0 | 0 | 0 | 0 | 0 | 0 | 0 | 0 | 0 | 0 | 0 | 0 | 0 | 0 | 0
0 | 0 | 0 | 0 | 0 | 0 | 0 | 0 | 0 | 0 | 0 | 0 | 0 | 0 | 0 | 0 | 0 | 0 | 0 | 0 | 0 | 0 | 0 | 0 | 0 | 0 | 0 | 0 | 0 | 0 | 0 | 0 | 0 | 0 | 0 | 0 | 0 | 0 | 0 | 0 | 0 | 0 | 0 | 0 | 0 | 0 | 0 | 0 | 0 | 0 | 0 | 0 | 0 | 0 | 0 | 0 | 0 | 0 | 0 | 0 | 0 | 0 | 0 | 0 | 0 | 0 | 0 | 0 | 0 | 0 | 0 | 0 | 0 | 0 | 0
0 | 0 | 0 | 0 | 0 | 0 | 0 | 0 | 0 | 0 | 0 | 0 | 0 | 0 | 0 | 0 | 0 | 0 | 0 | 0 | 0 | 0 | 0 | 0 | 0 | 0 | 0 | 0 | 0 | 0 | 0 | 0 | 0 | 0 | 0 | 0 | 0 | 0 | 0 | 0 | 0 | 0 | 0 | 0 | 0 | 0 | 0 | 0 | 0 | 0 | 0 | 0 | 0 | 0 | 0 | 0 | 0 | 0 | 0 | 0 | 0 | 0 | 0 | 0 | 0 | 0 | 0 | 0 | 0 | 0 | 0 | 0 | 0 | 0 | 0
0 | 0 | 0 | 0 | 0 | 0 | 0 | 0 | 0 | 0 | 0 | 0 | 0 | 0 | 0 | 0 | 0 | 0 | 0 | 0 | 0 | 0 | 0 | 0 | 0 | 0 | 0 | 0 | 0 | 0 | 0 | 0 | 0 | 0 | 0 | 0 | 0 | 0 | 0 | 0 | 0 | 0 | 0 | 0 | 0 | 0 | 0 | 0 | 0 | 0 | 0 | 0 | 0 | 0 | 0 | 0 | 0 | 0 | 0 | 0 | 0 | 0 | 0 | 0 | 0 | 0 | 0 | 0 | 0 | 0 | 0 | 0 | 0 | 0 | 0
0 | 0 | 0 | 0 | 0 | 0 | 0 | 0 | 0 | 0 | 0 | 0 | 0 | 0 | 0 | 0 | 0 | 0 | 0 | 0 | 0 | 0 | 0 | 0 | 0 | 0 | 0 | 0 | 0 | 0 | 0 | 0 | 0 | 0 | 0 | 0 | 0 | 0 | 0 | 0 | 0 | 0 | 0 | 0 | 0 | 0 | 0 | 0 | 0 | 0 | 0 | 0 | 0 | 0 | 0 | 0 | 0 | 0 | 0 | 0 | 0 | 0 | 0 | 0 | 0 | 0 | 0 | 0 | 0 | 0 | 0 | 0 | 0 | 0 | 0
0 | 0 | 0 | 0 | 0 | 0 | 0 | 0 | 0 | 0 | 0 | 0 | 0 | 0 | 0 | 0 | 0 | 0 | 0 | 0 | 0 | 0 | 0 | 0 | 0 | 0 | 0 | 0 | 0 | 0 | 0 | 0 | 0 | 0 | 0 | 0 | 0 | 0 | 0 | 0 | 0 | 0 | 0 | 0 | 0 | 0 | 0 | 0 | 0 | 0 | 0 | 0 | 0 | 0 | 0 | 0 | 0 | 0 | 0 | 0 | 0 | 0 | 0 | 0 | 0 | 0 | 0 | 0 | 0 | 0 | 0 | 0 | 0 | 0 | 0
0 | 0 | 0 | 0 | 0 | 0 | 0 | 0 | 0 | 0 | 0 | 0 | 0 | 0 | 0 | 0 | 0 | 0 | 0 | 0 | 0 | 0 | 0 | 0 | 0 | 0 | 0 | 0 | 0 | 0 | 0 | 0 | 0 | 0 | 0 | 0 | 0 | 0 | 0 | 0 | 0 | 0 | 0 | 0 | 0 | 0 | 0 | 0 | 0 | 0 | 0 | 0 | 0 | 0 | 0 | 0 | 0 | 0 | 0 | 0 | 0 | 0 | 0 | 0 | 0 | 0 | 0 | 0 | 0 | 0 | 0 | 0 | 0 | 0 | 0
0 | 0 | 0 | 0 | 0 | 0 | 0 | 0 | 0 | 0 | 0 | 0 | 0 | 0 | 0 | 0 | 0 | 0 | 0 | 0 | 0 | 0 | 0 | 0 | 0 | 0 | 0 | 0 | 0 | 0 | 0 | 0 | 0 | 0 | 0 | 0 | 0 | 0 | 0 | 0 | 0 | 0 | 0 | 0 | 0 | 0 | 0 | 0 | 0 | 0 | 0 | 0 | 0 | 0 | 0 | 0 | 0 | 0 | 0 | 0 | 0 | 0 | 0 | 0 | 0 | 0 | 0 | 0 | 0 | 0 | 0 | 0 | 0 | 0 | 0
0 | 0 | 0 | 0 | 0 | 0 | 0 | 0 | 0 | 0 | 0 | 0 | 0 | 0 | 0 | 0 | 0 | 0 | 0 | 0 | 0 | 0 | 0 | 0 | 0 | 0 | 0 | 0 | 0 | 0 | 0 | 0 | 0 | 0 | 0 | 0 | 0 | 0 | 0 | 0 | 0 | 0 | 0 | 0 | 0 | 0 | 0 | 0 | 0 | 0 | 0 | 0 | 0 | 0 | 0 | 0 | 0 | 0 | 0 | 0 | 0 | 0 | 0 | 0 | 0 | 0 | 0 | 0 | 0 | 0 | 0 | 0 | 0 | 0 | 0
0 | 0 | 0 | 0 | 0 | 0 | 0 | 0 | 0 | 0 | 0 | 0 | 0 | 0 | 0 | 0 | 0 | 0 | 0 | 0 | 0 | 0 | 0 | 0 | 0 | 0 | 0 | 0 | 0 | 0 | 0 | 0 | 0 | 0 | 0 | 0 | 0 | 0 | 0 | 0 | 0 | 0 | 0 | 0 | 0 | 0 | 0 | 0 | 0 | 0 | 0 | 0 | 0 | 0 | 0 | 0 | 0 | 0 | 0 | 0 | 0 | 0 | 0 | 0 | 0 | 0 | 0 | 0 | 0 | 0 | 0 | 0 | 0 | 0 | 0
0 | 0 | 0 | 0 | 0 | 0 | 0 | 0 | 0 | 0 | 0 | 0 | 0 | 0 | 0 | 0 | 0 | 0 | 0 | 0 | 0 | 0 | 0 | 0 | 0 | 0 | 0 | 0 | 0 | 0 | 0 | 0 | 0 | 0 | 0 | 0 | 0 | 0 | 0 | 0 | 0 | 0 | 0 | 0 | 0 | 0 | 0 | 0 | 0 | 0 | 0 | 0 | 0 | 0 | 0 | 0 | 0 | 0 | 0 | 0 | 0 | 0 | 0 | 0 | 0 | 0 | 0 | 0 | 0 | 0 | 0 | 0 | 0 | 0 | 0
0 | 0 | 0 | 0 | 0 | 0 | 0 | 0 | 0 | 0 | 0 | 0 | 0 | 0 | 0 | 0 | 0 | 0 | 0 | 0 | 0 | 0 | 0 | 0 | 0 | 0 | 0 | 0 | 0 | 0 | 0 | 0 | 0 | 0 | 0 | 0 | 0 | 0 | 0 | 0 | 0 | 0 | 0 | 0 | 0 | 0 | 0 | 0 | 0 | 0 | 0 | 0 | 0 | 0 | 0 | 0 | 0 | 0 | 0 | 0 | 0 | 0 | 0 | 0 | 0 | 0 | 0 | 0 | 0 | 0 | 0 | 0 | 0 | 0 | 0
0 | 0 | 0 | 0 | 0 | 0 | 0 | 0 | 0 | 0 | 0 | 0 | 0 | 0 | 0 | 0 | 0 | 0 | 0 | 0 | 0 | 0 | 0 | 0 | 0 | 0 | 0 | 0 | 0 | 0 | 0 | 0 | 0 | 0 | 0 | 0 | 0 | 0 | 0 | 0 | 0 | 0 | 0 | 0 | 0 | 0 | 0 | 0 | 0 | 0 | 0 | 0 | 0 | 0 | 0 | 0 | 0 | 0 | 0 | 0 | 0 | 0 | 0 | 0 | 0 | 0 | 0 | 0 | 0 | 0 | 0 | 0 | 0 | 0 | 0
0 | 0 | 0 | 0 | 0 | 0 | 0 | 0 | 0 | 0 | 0 | 0 | 0 | 0 | 0 | 0 | 0 | 0 | 0 | 0 | 0 | 0 | 0 | 0 | 0 | 0 | 0 | 0 | 0 | 0 | 0 | 0 | 0 | 0 | 0 | 0 | 0 | 0 | 0 | 0 | 0 | 0 | 0 | 0 | 0 | 0 | 0 | 0 | 0 | 0 | 0 | 0 | 0 | 0 | 0 | 0 | 0 | 0 | 0 | 0 | 0 | 0 | 0 | 0 | 0 | 0 | 0 | 0 | 0 | 0 | 0 | 0 | 0 | 0 | 0
0 | 0 | 0 | 0 | 0 | 0 | 0 | 0 | 0 | 0 | 0 | 0 | 0 | 0 | 0 | 0 | 0 | 0 | 0 | 0 | 0 | 0 | 0 | 0 | 0 | 0 | 0 | 0 | 0 | 0 | 0 | 0 | 0 | 0 | 0 | 0 | 0 | 0 | 0 | 0 | 0 | 0 | 0 | 0 | 0 | 0 | 0 | 0 | 0 | 0 | 0 | 0 | 0 | 0 | 0 | 0 | 0 | 0 | 0 | 0 | 0 | 0 | 0 | 0 | 0 | 0 | 0 | 0 | 0 | 0 | 0 | 0 | 0 | 0 | 0
0 | 0 | 0 | 0 | 0 | 0 | 0 | 0 | 0 | 0 | 0 | 0 | 0 | 0 | 0 | 0 | 0 | 0 | 0 | 0 | 0 | 0 | 0 | 0 | 0 | 0 | 0 | 0 | 0 | 0 | 0 | 0 | 0 | 0 | 0 | 0 | 0 | 0 | 0 | 0 | 0 | 0 | 0 | 0 | 0 | 0 | 0 | 0 | 0 | 0 | 0 | 0 | 0 | 0 | 0 | 0 | 0 | 0 | 0 | 0 | 0 | 0 | 0 | 0 | 0 | 0 | 0 | 0 | 0 | 0 | 0 | 0 | 0 | 0 | 0
0 | 0 | 0 | 0 | 0 | 0 | 0 | 0 | 0 | 0 | 0 | 0 | 0 | 0 | 0 | 0 | 0 | 0 | 0 | 0 | 0 | 0 | 0 | 0 | 0 | 0 | 0 | 0 | 0 | 0 | 0 | 0 | 0 | 0 | 0 | 0 | 0 | 0 | 0 | 0 | 0 | 0 | 0 | 0 | 0 | 0 | 0 | 0 | 0 | 0 | 0 | 0 | 0 | 0 | 0 | 0 | 0 | 0 | 0 | 0 | 0 | 0 | 0 | 0 | 0 | 0 | 0 | 0 | 0 | 0 | 0 | 0 | 0 | 0 | 0
0 | 0 | 0 | 0 | 0 | 0 | 0 | 0 | 0 | 0 | 0 | 0 | 0 | 0 | 0 | 0 | 0 | 0 | 0 | 0 | 0 | 0 | 0 | 0 | 0 | 0 | 0 | 0 | 0 | 0 | 0 | 0 | 0 | 0 | 0 | 0 | 0 | 0 | 0 | 0 | 0 | 0 | 0 | 0 | 0 | 0 | 0 | 0 | 0 | 0 | 0 | 0 | 0 | 0 | 0 | 0 | 0 | 0 | 0 | 0 | 0 | 0 | 0 | 0 | 0 | 0 | 0 | 0 | 0 | 0 | 0 | 0 | 0 | 0 | 0
0 | 0 | 0 | 0 | 0 | 0 | 0 | 0 | 0 | 0 | 0 | 0 | 0 | 0 | 0 | 0 | 0 | 0 | 0 | 0 | 0 | 0 | 0 | 0 | 0 | 0 | 0 | 0 | 0 | 0 | 0 | 0 | 0 | 0 | 0 | 0 | 0 | 0 | 0 | 0 | 0 | 0 | 0 | 0 | 0 | 0 | 0 | 0 | 0 | 0 | 0 | 0 | 0 | 0 | 0 | 0 | 0 | 0 | 0 | 0 | 0 | 0 | 0 | 0 | 0 | 0 | 0 | 0 | 0 | 0 | 0 | 0 | 0 | 0 | 0
0 | 0 | 0 | 0 | 0 | 0 | 0 | 0 | 0 | 0 | 0 | 0 | 0 | 0 | 0 | 0 | 0 | 0 | 0 | 0 | 0 | 0 | 0 | 0 | 0 | 0 | 0 | 0 | 0 | 0 | 0 | 0 | 0 | 0 | 0 | 0 | 0 | 0 | 0 | 0 | 0 | 0 | 0 | 0 | 0 | 0 | 0 | 0 | 0 | 0 | 0 | 0 | 0 | 0 | 0 | 0 | 0 | 0 | 0 | 0 | 0 | 0 | 0 | 0 | 0 | 0 | 0 | 0 | 0 | 0 | 0 | 0 | 0 | 0 | 0
0 | 0 | 0 | 0 | 0 | 0 | 0 | 0 | 0 | 0 | 0 | 0 | 0 | 0 | 0 | 0 | 0 | 0 | 0 | 0 | 0 | 0 | 0 | 0 | 0 | 0 | 0 | 0 | 0 | 0 | 0 | 0 | 0 | 0 | 0 | 0 | 0 | 0 | 0 | 0 | 0 | 0 | 0 | 0 | 0 | 0 | 0 | 0 | 0 | 0 | 0 | 0 | 0 | 0 | 0 | 0 | 0 | 0 | 0 | 0 | 0 | 0 | 0 | 0 | 0 | 0 | 0 | 0 | 0 | 0 | 0 | 0 | 0 | 0 | 0
0 | 0 | 0 | 0 | 0 | 0 | 0 | 0 | 0 | 0 | 0 | 0 | 0 | 0 | 0 | 0 | 0 | 0 | 0 | 0 | 0 | 0 | 0 | 0 | 0 | 0 | 0 | 0 | 0 | 0 | 0 | 0 | 0 | 0 | 0 | 0 | 0 | 0 | 0 | 0 | 0 | 0 | 0 | 0 | 0 | 0 | 0 | 0 | 0 | 0 | 0 | 0 | 0 | 0 | 0 | 0 | 0 | 0 | 0 | 0 | 0 | 0 | 0 | 0 | 0 | 0 | 0 | 0 | 0 | 0 | 0 | 0 | 0 | 0 | 0
0 | 0 | 0 | 0 | 0 | 0 | 0 | 0 | 0 | 0 | 0 | 0 | 0 | 0 | 0 | 0 | 0 | 0 | 0 | 0 | 0 | 0 | 0 | 0 | 0 | 0 | 0 | 0 | 0 | 0 | 0 | 0 | 0 | 0 | 0 | 0 | 0 | 0 | 0 | 0 | 0 | 0 | 0 | 0 | 0 | 0 | 0 | 0 | 0 | 0 | 0 | 0 | 0 | 0 | 0 | 0 | 0 | 0 | 0 | 0 | 0 | 0 | 0 | 0 | 0 | 0 | 0 | 0 | 0 | 0 | 0 | 0 | 0 | 0 | 0
0 | 0 | 0 | 0 | 0 | 0 | 0 | 0 | 0 | 0 | 0 | 0 | 0 | 0 | 0 | 0 | 0 | 0 | 0 | 0 | 0 | 0 | 0 | 0 | 0 | 0 | 0 | 0 | 0 | 0 | 0 | 0 | 0 | 0 | 0 | 0 | 0 | 0 | 0 | 0 | 0 | 0 | 0 | 0 | 0 | 0 | 0 | 0 | 0 | 0 | 0 | 0 | 0 | 0 | 0 | 0 | 0 | 0 | 0 | 0 | 0 | 0 | 0 | 0 | 0 | 0 | 0 | 0 | 0 | 0 | 0 | 0 | 0 | 0 | 0
0 | 0 | 0 | 0 | 0 | 0 | 0 | 0 | 0 | 0 | 0 | 0 | 0 | 0 | 0 | 0 | 0 | 0 | 0 | 0 | 0 | 0 | 0 | 0 | 0 | 0 | 0 | 0 | 0 | 0 | 0 | 0 | 0 | 0 | 0 | 0 | 0 | 0 | 0 | 0 | 0 | 0 | 0 | 0 | 0 | 0 | 0 | 0 | 0 | 0 | 0 | 0 | 0 | 0 | 0 | 0 | 0 | 0 | 0 | 0 | 0 | 0 | 0 | 0 | 0 | 0 | 0 | 0 | 0 | 0 | 0 | 0 | 0 | 0 | 0
0 | 0 | 0 | 0 | 0 | 0 | 0 | 0 | 0 | 0 | 0 | 0 | 0 | 0 | 0 | 0 | 0 | 0 | 0 | 0 | 0 | 0 | 0 | 0 | 0 | 0 | 0 | 0 | 0 | 0 | 0 | 0 | 0 | 0 | 0 | 0 | 0 | 0 | 0 | 0 | 0 | 0 | 0 | 0 | 0 | 0 | 0 | 0 | 0 | 0 | 0 | 0 | 0 | 0 | 0 | 0 | 0 | 0 | 0 | 0 | 0 | 0 | 0 | 0 | 0 | 0 | 0 | 0 | 0 | 0 | 0 | 0 | 0 | 0 | 0
0 | 0 | 0 | 0 | 0 | 0 | 0 | 0 | 0 | 0 | 0 | 0 | 0 | 0 | 0 | 0 | 0 | 0 | 0 | 0 | 0 | 0 | 0 | 0 | 0 | 0 | 0 | 0 | 0 | 0 | 0 | 0 | 0 | 0 | 0 | 0 | 0 | 0 | 0 | 0 | 0 | 0 | 0 | 0 | 0 | 0 | 0 | 0 | 0 | 0 | 0 | 0 | 0 | 0 | 0 | 0 | 0 | 0 | 0 | 0 | 0 | 0 | 0 | 0 | 0 | 0 | 0 | 0 | 0 | 0 | 0 | 0 | 0 | 0 | 0
0 | 0 | 0 | 0 | 0 | 0 | 0 | 0 | 0 | 0 | 0 | 0 | 0 | 0 | 0 | 0 | 0 | 0 | 0 | 0 | 0 | 0 | 0 | 0 | 0 | 0 | 0 | 0 | 0 | 0 | 0 | 0 | 0 | 0 | 0 | 0 | 0 | 0 | 0 | 0 | 0 | 0 | 0 | 0 | 0 | 0 | 0 | 0 | 0 | 0 | 0 | 0 | 0 | 0 | 0 | 0 | 0 | 0 | 0 | 0 | 0 | 0 | 0 | 0 | 0 | 0 | 0 | 0 | 0 | 0 | 0 | 0 | 0 | 0 | 0
0 | 0 | 0 | 0 | 0 | 0 | 0 | 0 | 0 | 0 | 0 | 0 | 0 | 0 | 0 | 0 | 0 | 0 | 0 | 0 | 0 | 0 | 0 | 0 | 0 | 0 | 0 | 0 | 0 | 0 | 0 | 0 | 0 | 0 | 0 | 0 | 0 | 0 | 0 | 0 | 0 | 0 | 0 | 0 | 0 | 0 | 0 | 0 | 0 | 0 | 0 | 0 | 0 | 0 | 0 | 0 | 0 | 0 | 0 | 0 | 0 | 0 | 0 | 0 | 0 | 0 | 0 | 0 | 0 | 0 | 0 | 0 | 0 | 0 | 0
0 | 0 | 0 | 0 | 0 | 0 | 0 | 0 | 0 | 0 | 0 | 0 | 0 | 0 | 0 | 0 | 0 | 0 | 0 | 0 | 0 | 0 | 0 | 0 | 0 | 0 | 0 | 0 | 0 | 0 | 0 | 0 | 0 | 0 | 0 | 0 | 0 | 0 | 0 | 0 | 0 | 0 | 0 | 0 | 0 | 0 | 0 | 0 | 0 | 0 | 0 | 0 | 0 | 0 | 0 | 0 | 0 | 0 | 0 | 0 | 0 | 0 | 0 | 0 | 0 | 0 | 0 | 0 | 0 | 0 | 0 | 0 | 0 | 0 | 0
0 | 0 | 0 | 0 | 0 | 0 | 0 | 0 | 0 | 0 | 0 | 0 | 0 | 0 | 0 | 0 | 0 | 0 | 0 | 0 | 0 | 0 | 0 | 0 | 0 | 0 | 0 | 0 | 0 | 0 | 0 | 0 | 0 | 0 | 0 | 0 | 0 | 0 | 0 | 0 | 0 | 0 | 0 | 0 | 0 | 0 | 0 | 0 | 0 | 0 | 0 | 0 | 0 | 0 | 0 | 0 | 0 | 0 | 0 | 0 | 0 | 0 | 0 | 0 | 0 | 0 | 0 | 0 | 0 | 0 | 0 | 0 | 0 | 0 | 0
0 | 0 | 0 | 0 | 0 | 0 | 0 | 0 | 0 | 0 | 0 | 0 | 0 | 0 | 0 | 0 | 0 | 0 | 0 | 0 | 0 | 0 | 0 | 0 | 0 | 0 | 0 | 0 | 0 | 0 | 0 | 0 | 0 | 0 | 0 | 0 | 0 | 0 | 0 | 0 | 0 | 0 | 0 | 0 | 0 | 0 | 0 | 0 | 0 | 0 | 0 | 0 | 0 | 0 | 0 | 0 | 0 | 0 | 0 | 0 | 0 | 0 | 0 | 0 | 0 | 0 | 0 | 0 | 0 | 0 | 0 | 0 | 0 | 0 | 0
0 | 0 | 0 | 0 | 0 | 0 | 0 | 0 | 0 | 0 | 0 | 0 | 0 | 0 | 0 | 0 | 0 | 0 | 0 | 0 | 0 | 0 | 0 | 0 | 0 | 0 | 0 | 0 | 0 | 0 | 0 | 0 | 0 | 0 | 0 | 0 | 0 | 0 | 0 | 0 | 0 | 0 | 0 | 0 | 0 | 0 | 0 | 0 | 0 | 0 | 0 | 0 | 0 | 0 | 0 | 0 | 0 | 0 | 0 | 0 | 0 | 0 | 0 | 0 | 0 | 0 | 0 | 0 | 0 | 0 | 0 | 0 | 0 | 0 | 0
0 | 0 | 0 | 0 | 0 | 0 | 0 | 0 | 0 | 0 | 0 | 0 | 0 | 0 | 0 | 0 | 0 | 0 | 0 | 0 | 0 | 0 | 0 | 0 | 0 | 0 | 0 | 0 | 0 | 0 | 0 | 0 | 0 | 0 | 0 | 0 | 0 | 0 | 0 | 0 | 0 | 0 | 0 | 0 | 0 | 0 | 0 | 0 | 0 | 0 | 0 | 0 | 0 | 0 | 0 | 0 | 0 | 0 | 0 | 0 | 0 | 0 | 0 | 0 | 0 | 0 | 0 | 0 | 0 | 0 | 0 | 0 | 0 | 0 | 0
0 | 0 | 0 | 0 | 0 | 0 | 0 | 0 | 0 | 0 | 0 | 0 | 0 | 0 | 0 | 0 | 0 | 0 | 0 | 0 | 0 | 0 | 0 | 0 | 0 | 0 | 0 | 0 | 0 | 0 | 0 | 0 | 0 | 0 | 0 | 0 | 0 | 0 | 0 | 0 | 0 | 0 | 0 | 0 | 0 | 0 | 0 | 0 | 0 | 0 | 0 | 0 | 0 | 0 | 0 | 0 | 0 | 0 | 0 | 0 | 0 | 0 | 0 | 0 | 0 | 0 | 0 | 0 | 0 | 0 | 0 | 0 | 0 | 0 | 0
0 | 0 | 0 | 0 | 0 | 0 | 0 | 0 | 0 | 0 | 0 | 0 | 0 | 0 | 0 | 0 | 0 | 0 | 0 | 0 | 0 | 0 | 0 | 0 | 0 | 0 | 0 | 0 | 0 | 0 | 0 | 0 | 0 | 0 | 0 | 0 | 0 | 0 | 0 | 0 | 0 | 0 | 0 | 0 | 0 | 0 | 0 | 0 | 0 | 0 | 0 | 0 | 0 | 0 | 0 | 0 | 0 | 0 | 0 | 0 | 0 | 0 | 0 | 0 | 0 | 0 | 0 | 0 | 0 | 0 | 0 | 0 | 0 | 0 | 0
0 | 0 | 0 | 0 | 0 | 0 | 0 | 0 | 0 | 0 | 0 | 0 | 0 | 0 | 0 | 0 | 0 | 0 | 0 | 0 | 0 | 0 | 0 | 0 | 0 | 0 | 0 | 0 | 0 | 0 | 0 | 0 | 0 | 0 | 0 | 0 | 0 | 0 | 0 | 0 | 0 | 0 | 0 | 0 | 0 | 0 | 0 | 0 | 0 | 0 | 0 | 0 | 0 | 0 | 0 | 0 | 0 | 0 | 0 | 0 | 0 | 0 | 0 | 0 | 0 | 0 | 0 | 0 | 0 | 0 | 0 | 0 | 0 | 0 | 0
0 | 0 | 0 | 0 | 0 | 0 | 0 | 0 | 0 | 0 | 0 | 0 | 0 | 0 | 0 | 0 | 0 | 0 | 0 | 0 | 0 | 0 | 0 | 0 | 0 | 0 | 0 | 0 | 0 | 0 | 0 | 0 | 0 | 0 | 0 | 0 | 0 | 0 | 0 | 0 | 0 | 0 | 0 | 0 | 0 | 0 | 0 | 0 | 0 | 0 | 0 | 0 | 0 | 0 | 0 | 0 | 0 | 0 | 0 | 0 | 0 | 0 | 0 | 0 | 0 | 0 | 0 | 0 | 0 | 0 | 0 | 0 | 0 | 0 | 0
0 | 0 | 0 | 0 | 0 | 0 | 0 | 0 | 0 | 0 | 0 | 0 | 0 | 0 | 0 | 0 | 0 | 0 | 0 | 0 | 0 | 0 | 0 | 0 | 0 | 0 | 0 | 0 | 0 | 0 | 0 | 0 | 0 | 0 | 0 | 0 | 0 | 0 | 0 | 0 | 0 | 0 | 0 | 0 | 0 | 0 | 0 | 0 | 0 | 0 | 0 | 0 | 0 | 0 | 0 | 0 | 0 | 0 | 0 | 0 | 0 | 0 | 0 | 0 | 0 | 0 | 0 | 0 | 0 | 0 | 0 | 0 | 0 | 0 | 0
0 | 0 | 0 | 0 | 0 | 0 | 0 | 0 | 0 | 0 | 0 | 0 | 0 | 0 | 0 | 0 | 0 | 0 | 0 | 0 | 0 | 0 | 0 | 0 | 0 | 0 | 0 | 0 | 0 | 0 | 0 | 0 | 0 | 0 | 0 | 0 | 0 | 0 | 0 | 0 | 0 | 0 | 0 | 0 | 0 | 0 | 0 | 0 | 0 | 0 | 0 | 0 | 0 | 0 | 0 | 0 | 0 | 0 | 0 | 0 | 0 | 0 | 0 | 0 | 0 | 0 | 0 | 0 | 0 | 0 | 0 | 0 | 0 | 0 | 0
0 | 0 | 0 | 0 | 0 | 0 | 0 | 0 | 0 | 0 | 0 | 0 | 0 | 0 | 0 | 0 | 0 | 0 | 0 | 0 | 0 | 0 | 0 | 0 | 0 | 0 | 0 | 0 | 0 | 0 | 0 | 0 | 0 | 0 | 0 | 0 | 0 | 0 | 0 | 0 | 0 | 0 | 0 | 0 | 0 | 0 | 0 | 0 | 0 | 0 | 0 | 0 | 0 | 0 | 0 | 0 | 0 | 0 | 0 | 0 | 0 | 0 | 0 | 0 | 0 | 0 | 0 | 0 | 0 | 0 | 0 | 0 | 0 | 0 | 0
0 | 0 | 0 | 0 | 0 | 0 | 0 | 0 | 0 | 0 | 0 | 0 | 0 | 0 | 0 | 0 | 0 | 0 | 0 | 0 | 0 | 0 | 0 | 0 | 0 | 0 | 0 | 0 | 0 | 0 | 0 | 0 | 0 | 0 | 0 | 0 | 0 | 0 | 0 | 0 | 0 | 0 | 0 | 0 | 0 | 0 | 0 | 0 | 0 | 0 | 0 | 0 | 0 | 0 | 0 | 0 | 0 | 0 | 0 | 0 | 0 | 0 | 0 | 0 | 0 | 0 | 0 | 0 | 0 | 0 | 0 | 0 | 0 | 0 | 0
0 | 0 | 0 | 0 | 0 | 0 | 0 | 0 | 0 | 0 | 0 | 0 | 0 | 0 | 0 | 0 | 0 | 0 | 0 | 0 | 0 | 0 | 0 | 0 | 0 | 0 | 0 | 0 | 0 | 0 | 0 | 0 | 0 | 0 | 0 | 0 | 0 | 0 | 0 | 0 | 0 | 0 | 0 | 0 | 0 | 0 | 0 | 0 | 0 | 0 | 0 | 0 | 0 | 0 | 0 | 0 | 0 | 0 | 0 | 0 | 0 | 0 | 0 | 0 | 0 | 0 | 0 | 0 | 0 | 0 | 0 | 0 | 0 | 0 | 0
0 | 0 | 0 | 0 | 0 | 0 | 0 | 0 | 0 | 0 | 0 | 0 | 0 | 0 | 0 | 0 | 0 | 0 | 0 | 0 | 0 | 0 | 0 | 0 | 0 | 0 | 0 | 0 | 0 | 0 | 0 | 0 | 0 | 0 | 0 | 0 | 0 | 0 | 0 | 0 | 0 | 0 | 0 | 0 | 0 | 0 | 0 | 0 | 0 | 0 | 0 | 0 | 0 | 0 | 0 | 0 | 0 | 0 | 0 | 0 | 0 | 0 | 0 | 0 | 0 | 0 | 0 | 0 | 0 | 0 | 0 | 0 | 0 | 0 | 0
0 | 0 | 0 | 0 | 0 | 0 | 0 | 0 | 0 | 0 | 0 | 0 | 0 | 0 | 0 | 0 | 0 | 0 | 0 | 0 | 0 | 0 | 0 | 0 | 0 | 0 | 0 | 0 | 0 | 0 | 0 | 0 | 0 | 0 | 0 | 0 | 0 | 0 | 0 | 0 | 0 | 0 | 0 | 0 | 0 | 0 | 0 | 0 | 0 | 0 | 0 | 0 | 0 | 0 | 0 | 0 | 0 | 0 | 0 | 0 | 0 | 0 | 0 | 0 | 0 | 0 | 0 | 0 | 0 | 0 | 0 | 0 | 0 | 0 | 0
0 | 0 | 0 | 0 | 0 | 0 | 0 | 0 | 0 | 0 | 0 | 0 | 0 | 0 | 0 | 0 | 0 | 0 | 0 | 0 | 0 | 0 | 0 | 0 | 0 | 0 | 0 | 0 | 0 | 0 | 0 | 0 | 0 | 0 | 0 | 0 | 0 | 0 | 0 | 0 | 0 | 0 | 0 | 0 | 0 | 0 | 0 | 0 | 0 | 0 | 0 | 0 | 0 | 0 | 0 | 0 | 0 | 0 | 0 | 0 | 0 | 0 | 0 | 0 | 0 | 0 | 0 | 0 | 0 | 0 | 0 | 0 | 0 | 0 | 0
0 | 0 | 0 | 0 | 0 | 0 | 0 | 0 | 0 | 0 | 0 | 0 | 0 | 0 | 0 | 0 | 0 | 0 | 0 | 0 | 0 | 0 | 0 | 0 | 0 | 0 | 0 | 0 | 0 | 0 | 0 | 0 | 0 | 0 | 0 | 0 | 0 | 0 | 0 | 0 | 0 | 0 | 0 | 0 | 0 | 0 | 0 | 0 | 0 | 0 | 0 | 0 | 0 | 0 | 0 | 0 | 0 | 0 | 0 | 0 | 0 | 0 | 0 | 0 | 0 | 0 | 0 | 0 | 0 | 0 | 0 | 0 | 0 | 0 | 0
0 | 0 | 0 | 0 | 0 | 0 | 0 | 0 | 0 | 0 | 0 | 0 | 0 | 0 | 0 | 0 | 0 | 0 | 0 | 0 | 0 | 0 | 0 | 0 | 0 | 0 | 0 | 0 | 0 | 0 | 0 | 0 | 0 | 0 | 0 | 0 | 0 | 0 | 0 | 0 | 0 | 0 | 0 | 0 | 0 | 0 | 0 | 0 | 0 | 0 | 0 | 0 | 0 | 0 | 0 | 0 | 0 | 0 | 0 | 0 | 0 | 0 | 0 | 0 | 0 | 0 | 0 | 0 | 0 | 0 | 0 | 0 | 0 | 0 | 0
0 | 0 | 0 | 0 | 0 | 0 | 0 | 0 | 0 | 0 | 0 | 0 | 0 | 0 | 0 | 0 | 0 | 0 | 0 | 0 | 0 | 0 | 0 | 0 | 0 | 0 | 0 | 0 | 0 | 0 | 0 | 0 | 0 | 0 | 0 | 0 | 0 | 0 | 0 | 0 | 0 | 0 | 0 | 0 | 0 | 0 | 0 | 0 | 0 | 0 | 0 | 0 | 0 | 0 | 0 | 0 | 0 | 0 | 0 | 0 | 0 | 0 | 0 | 0 | 0 | 0 | 0 | 0 | 0 | 0 | 0 | 0 | 0 | 0 | 0
0 | 0 | 0 | 0 | 0 | 0 | 0 | 0 | 0 | 0 | 0 | 0 | 0 | 0 | 0 | 0 | 0 | 0 | 0 | 0 | 0 | 0 | 0 | 0 | 0 | 0 | 0 | 0 | 0 | 0 | 0 | 0 | 0 | 0 | 0 | 0 | 0 | 0 | 0 | 0 | 0 | 0 | 0 | 0 | 0 | 0 | 0 | 0 | 0 | 0 | 0 | 0 | 0 | 0 | 0 | 0 | 0 | 0 | 0 | 0 | 0 | 0 | 0 | 0 | 0 | 0 | 0 | 0 | 0 | 0 | 0 | 0 | 0 | 0 | 0
0 | 0 | 0 | 0 | 0 | 0 | 0 | 0 | 0 | 0 | 0 | 0 | 0 | 0 | 0 | 0 | 0 | 0 | 0 | 0 | 0 | 0 | 0 | 0 | 0 | 0 | 0 | 0 | 0 | 0 | 0 | 0 | 0 | 0 | 0 | 0 | 0 | 0 | 0 | 0 | 0 | 0 | 0 | 0 | 0 | 0 | 0 | 0 | 0 | 0 | 0 | 0 | 0 | 0 | 0 | 0 | 0 | 0 | 0 | 0 | 0 | 0 | 0 | 0 | 0 | 0 | 0 | 0 | 0 | 0 | 0 | 0 | 0 | 0 | 0
0 | 0 | 0 | 0 | 0 | 0 | 0 | 0 | 0 | 0 | 0 | 0 | 0 | 0 | 0 | 0 | 0 | 0 | 0 | 0 | 0 | 0 | 0 | 0 | 0 | 0 | 0 | 0 | 0 | 0 | 0 | 0 | 0 | 0 | 0 | 0 | 0 | 0 | 0 | 0 | 0 | 0 | 0 | 0 | 0 | 0 | 0 | 0 | 0 | 0 | 0 | 0 | 0 | 0 | 0 | 0 | 0 | 0 | 0 | 0 | 0 | 0 | 0 | 0 | 0 | 0 | 0 | 0 | 0 | 0 | 0 | 0 | 0 | 0 | 0
0 | 0 | 0 | 0 | 0 | 0 | 0 | 0 | 0 | 0 | 0 | 0 | 0 | 0 | 0 | 0 | 0 | 0 | 0 | 0 | 0 | 0 | 0 | 0 | 0 | 0 | 0 | 0 | 0 | 0 | 0 | 0 | 0 | 0 | 0 | 0 | 0 | 0 | 0 | 0 | 0 | 0 | 0 | 0 | 0 | 0 | 0 | 0 | 0 | 0 | 0 | 0 | 0 | 0 | 0 | 0 | 0 | 0 | 0 | 0 | 0 | 0 | 0 | 0 | 0 | 0 | 0 | 0 | 0 | 0 | 0 | 0 | 0 | 0 | 0
0 | 0 | 0 | 0 | 0 | 0 | 0 | 0 | 0 | 0 | 0 | 0 | 0 | 0 | 0 | 0 | 0 | 0 | 0 | 0 | 0 | 0 | 0 | 0 | 0 | 0 | 0 | 0 | 0 | 0 | 0 | 0 | 0 | 0 | 0 | 0 | 0 | 0 | 0 | 0 | 0 | 0 | 0 | 0 | 0 | 0 | 0 | 0 | 0 | 0 | 0 | 0 | 0 | 0 | 0 | 0 | 0 | 0 | 0 | 0 | 0 | 0 | 0 | 0 | 0 | 0 | 0 | 0 | 0 | 0 | 0 | 0 | 0 | 0 | 0
0 | 0 | 0 | 0 | 0 | 0 | 0 | 0 | 0 | 0 | 0 | 0 | 0 | 0 | 0 | 0 | 0 | 0 | 0 | 0 | 0 | 0 | 0 | 0 | 0 | 0 | 0 | 0 | 0 | 0 | 0 | 0 | 0 | 0 | 0 | 0 | 0 | 0 | 0 | 0 | 0 | 0 | 0 | 0 | 0 | 0 | 0 | 0 | 0 | 0 | 0 | 0 | 0 | 0 | 0 | 0 | 0 | 0 | 0 | 0 | 0 | 0 | 0 | 0 | 0 | 0 | 0 | 0 | 0 | 0 | 0 | 0 | 0 | 0 | 0
0 | 0 | 0 | 0 | 0 | 0 | 0 | 0 | 0 | 0 | 0 | 0 | 0 | 0 | 0 | 0 | 0 | 0 | 0 | 0 | 0 | 0 | 0 | 0 | 0 | 0 | 0 | 0 | 0 | 0 | 0 | 0 | 0 | 0 | 0 | 0 | 0 | 0 | 0 | 0 | 0 | 0 | 0 | 0 | 0 | 0 | 0 | 0 | 0 | 0 | 0 | 0 | 0 | 0 | 0 | 0 | 0 | 0 | 0 | 0 | 0 | 0 | 0 | 0 | 0 | 0 | 0 | 0 | 0 | 0 | 0 | 0 | 0 | 0 | 0
0 | 0 | 0 | 0 | 0 | 0 | 0 | 0 | 0 | 0 | 0 | 0 | 0 | 0 | 0 | 0 | 0 | 0 | 0 | 0 | 0 | 0 | 0 | 0 | 0 | 0 | 0 | 0 | 0 | 0 | 0 | 0 | 0 | 0 | 0 | 0 | 0 | 0 | 0 | 0 | 0 | 0 | 0 | 0 | 0 | 0 | 0 | 0 | 0 | 0 | 0 | 0 | 0 | 0 | 0 | 0 | 0 | 0 | 0 | 0 | 0 | 0 | 0 | 0 | 0 | 0 | 0 | 0 | 0 | 0 | 0 | 0 | 0 | 0 | 0
0 | 0 | 0 | 0 | 0 | 0 | 0 | 0 | 0 | 0 | 0 | 0 | 0 | 0 | 0 | 0 | 0 | 0 | 0 | 0 | 0 | 0 | 0 | 0 | 0 | 0 | 0 | 0 | 0 | 0 | 0 | 0 | 0 | 0 | 0 | 0 | 0 | 0 | 0 | 0 | 0 | 0 | 0 | 0 | 0 | 0 | 0 | 0 | 0 | 0 | 0 | 0 | 0 | 0 | 0 | 0 | 0 | 0 | 0 | 0 | 0 | 0 | 0 | 0 | 0 | 0 | 0 | 0 | 0 | 0 | 0 | 0 | 0 | 0 | 0
0 | 0 | 0 | 0 | 0 | 0 | 0 | 0 | 0 | 0 | 0 | 0 | 0 | 0 | 0 | 0 | 0 | 0 | 0 | 0 | 0 | 0 | 0 | 0 | 0 | 0 | 0 | 0 | 0 | 0 | 0 | 0 | 0 | 0 | 0 | 0 | 0 | 0 | 0 | 0 | 0 | 0 | 0 | 0 | 0 | 0 | 0 | 0 | 0 | 0 | 0 | 0 | 0 | 0 | 0 | 0 | 0 | 0 | 0 | 0 | 0 | 0 | 0 | 0 | 0 | 0 | 0 | 0 | 0 | 0 | 0 | 0 | 0 | 0 | 0
0 | 0 | 0 | 0 | 0 | 0 | 0 | 0 | 0 | 0 | 0 | 0 | 0 | 0 | 0 | 0 | 0 | 0 | 0 | 0 | 0 | 0 | 0 | 0 | 0 | 0 | 0 | 0 | 0 | 0 | 0 | 0 | 0 | 0 | 0 | 0 | 0 | 0 | 0 | 0 | 0 | 0 | 0 | 0 | 0 | 0 | 0 | 0 | 0 | 0 | 0 | 0 | 0 | 0 | 0 | 0 | 0 | 0 | 0 | 0 | 0 | 0 | 0 | 0 | 0 | 0 | 0 | 0 | 0 | 0 | 0 | 0 | 0 | 0 | 0
0 | 0 | 0 | 0 | 0 | 0 | 0 | 0 | 0 | 0 | 0 | 0 | 0 | 0 | 0 | 0 | 0 | 0 | 0 | 0 | 0 | 0 | 0 | 0 | 0 | 0 | 0 | 0 | 0 | 0 | 0 | 0 | 0 | 0 | 0 | 0 | 0 | 0 | 0 | 0 | 0 | 0 | 0 | 0 | 0 | 0 | 0 | 0 | 0 | 0 | 0 | 0 | 0 | 0 | 0 | 0 | 0 | 0 | 0 | 0 | 0 | 0 | 0 | 0 | 0 | 0 | 0 | 0 | 0 | 0 | 0 | 0 | 0 | 0 | 0
0 | 0 | 0 | 0 | 0 | 0 | 0 | 0 | 0 | 0 | 0 | 0 | 0 | 0 | 0 | 0 | 0 | 0 | 0 | 0 | 0 | 0 | 0 | 0 | 0 | 0 | 0 | 0 | 0 | 0 | 0 | 0 | 0 | 0 | 0 | 0 | 0 | 0 | 0 | 0 | 0 | 0 | 0 | 0 | 0 | 0 | 0 | 0 | 0 | 0 | 0 | 0 | 0 | 0 | 0 | 0 | 0 | 0 | 0 | 0 | 0 | 0 | 0 | 0 | 0 | 0 | 0 | 0 | 0 | 0 | 0 | 0 | 0 | 0 | 0
0 | 0 | 0 | 0 | 0 | 0 | 0 | 0 | 0 | 0 | 0 | 0 | 0 | 0 | 0 | 0 | 0 | 0 | 0 | 0 | 0 | 0 | 0 | 0 | 0 | 0 | 0 | 0 | 0 | 0 | 0 | 0 | 0 | 0 | 0 | 0 | 0 | 0 | 0 | 0 | 0 | 0 | 0 | 0 | 0 | 0 | 0 | 0 | 0 | 0 | 0 | 0 | 0 | 0 | 0 | 0 | 0 | 0 | 0 | 0 | 0 | 0 | 0 | 0 | 0 | 0 | 0 | 0 | 0 | 0 | 0 | 0 | 0 | 0 | 0
0 | 0 | 0 | 0 | 0 | 0 | 0 | 0 | 0 | 0 | 0 | 0 | 0 | 0 | 0 | 0 | 0 | 0 | 0 | 0 | 0 | 0 | 0 | 0 | 0 | 0 | 0 | 0 | 0 | 0 | 0 | 0 | 0 | 0 | 0 | 0 | 0 | 0 | 0 | 0 | 0 | 0 | 0 | 0 | 0 | 0 | 0 | 0 | 0 | 0 | 0 | 0 | 0 | 0 | 0 | 0 | 0 | 0 | 0 | 0 | 0 | 0 | 0 | 0 | 0 | 0 | 0 | 0 | 0 | 0 | 0 | 0 | 0 | 0 | 0
0 | 0 | 0 | 0 | 0 | 0 | 0 | 0 | 0 | 0 | 0 | 0 | 0 | 0 | 0 | 0 | 0 | 0 | 0 | 0 | 0 | 0 | 0 | 0 | 0 | 0 | 0 | 0 | 0 | 0 | 0 | 0 | 0 | 0 | 0 | 0 | 0 | 0 | 0 | 0 | 0 | 0 | 0 | 0 | 0 | 0 | 0 | 0 | 0 | 0 | 0 | 0 | 0 | 0 | 0 | 0 | 0 | 0 | 0 | 0 | 0 | 0 | 0 | 0 | 0 | 0 | 0 | 0 | 0 | 0 | 0 | 0 | 0 | 0 | 0
0 | 0 | 0 | 0 | 0 | 0 | 0 | 0 | 0 | 0 | 0 | 0 | 0 | 0 | 0 | 0 | 0 | 0 | 0 | 0 | 0 | 0 | 0 | 0 | 0 | 0 | 0 | 0 | 0 | 0 | 0 | 0 | 0 | 0 | 0 | 0 | 0 | 0 | 0 | 0 | 0 | 0 | 0 | 0 | 0 | 0 | 0 | 0 | 0 | 0 | 0 | 0 | 0 | 0 | 0 | 0 | 0 | 0 | 0 | 0 | 0 | 0 | 0 | 0 | 0 | 0 | 0 | 0 | 0 | 0 | 0 | 0 | 0 | 0 | 0
0 | 0 | 0 | 0 | 0 | 0 | 0 | 0 | 0 | 0 | 0 | 0 | 0 | 0 | 0 | 0 | 0 | 0 | 0 | 0 | 0 | 0 | 0 | 0 | 0 | 0 | 0 | 0 | 0 | 0 | 0 | 0 | 0 | 0 | 0 | 0 | 0 | 0 | 0 | 0 | 0 | 0 | 0 | 0 | 0 | 0 | 0 | 0 | 0 | 0 | 0 | 0 | 0 | 0 | 0 | 0 | 0 | 0 | 0 | 0 | 0 | 0 | 0 | 0 | 0 | 0 | 0 | 0 | 0 | 0 | 0 | 0 | 0 | 0 | 0
0 | 0 | 0 | 0 | 0 | 0 | 0 | 0 | 0 | 0 | 0 | 0 | 0 | 0 | 0 | 0 | 0 | 0 | 0 | 0 | 0 | 0 | 0 | 0 | 0 | 0 | 0 | 0 | 0 | 0 | 0 | 0 | 0 | 0 | 0 | 0 | 0 | 0 | 0 | 0 | 0 | 0 | 0 | 0 | 0 | 0 | 0 | 0 | 0 | 0 | 0 | 0 | 0 | 0 | 0 | 0 | 0 | 0 | 0 | 0 | 0 | 0 | 0 | 0 | 0 | 0 | 0 | 0 | 0 | 0 | 0 | 0 | 0 | 0 | 0
0 | 0 | 0 | 0 | 0 | 0 | 0 | 0 | 0 | 0 | 0 | 0 | 0 | 0 | 0 | 0 | 0 | 0 | 0 | 0 | 0 | 0 | 0 | 0 | 0 | 0 | 0 | 0 | 0 | 0 | 0 | 0 | 0 | 0 | 0 | 0 | 0 | 0 | 0 | 0 | 0 | 0 | 0 | 0 | 0 | 0 | 0 | 0 | 0 | 0 | 0 | 0 | 0 | 0 | 0 | 0 | 0 | 0 | 0 | 0 | 0 | 0 | 0 | 0 | 0 | 0 | 0 | 0 | 0 | 0 | 0 | 0 | 0 | 0 | 0
0 | 0 | 0 | 0 | 0 | 0 | 0 | 0 | 0 | 0 | 0 | 0 | 0 | 0 | 0 | 0 | 0 | 0 | 0 | 0 | 0 | 0 | 0 | 0 | 0 | 0 | 0 | 0 | 0 | 0 | 0 | 0 | 0 | 0 | 0 | 0 | 0 | 0 | 0 | 0 | 0 | 0 | 0 | 0 | 0 | 0 | 0 | 0 | 0 | 0 | 0 | 0 | 0 | 0 | 0 | 0 | 0 | 0 | 0 | 0 | 0 | 0 | 0 | 0 | 0 | 0 | 0 | 0 | 0 | 0 | 0 | 0 | 0 | 0 | 0
0 | 0 | 0 | 0 | 0 | 0 | 0 | 0 | 0 | 0 | 0 | 0 | 0 | 0 | 0 | 0 | 0 | 0 | 0 | 0 | 0 | 0 | 0 | 0 | 0 | 0 | 0 | 0 | 0 | 0 | 0 | 0 | 0 | 0 | 0 | 0 | 0 | 0 | 0 | 0 | 0 | 0 | 0 | 0 | 0 | 0 | 0 | 0 | 0 | 0 | 0 | 0 | 0 | 0 | 0 | 0 | 0 | 0 | 0 | 0 | 0 | 0 | 0 | 0 | 0 | 0 | 0 | 0 | 0 | 0 | 0 | 0 | 0 | 0 | 0
0 | 0 | 0 | 0 | 0 | 0 | 0 | 0 | 0 | 0 | 0 | 0 | 0 | 0 | 0 | 0 | 0 | 0 | 0 | 0 | 0 | 0 | 0 | 0 | 0 | 0 | 0 | 0 | 0 | 0 | 0 | 0 | 0 | 0 | 0 | 0 | 0 | 0 | 0 | 0 | 0 | 0 | 0 | 0 | 0 | 0 | 0 | 0 | 0 | 0 | 0 | 0 | 0 | 0 | 0 | 0 | 0 | 0 | 0 | 0 | 0 | 0 | 0 | 0 | 0 | 0 | 0 | 0 | 0 | 0 | 0 | 0 | 0 | 0 | 0
0 | 0 | 0 | 0 | 0 | 0 | 0 | 0 | 0 | 0 | 0 | 0 | 0 | 0 | 0 | 0 | 0 | 0 | 0 | 0 | 0 | 0 | 0 | 0 | 0 | 0 | 0 | 0 | 0 | 0 | 0 | 0 | 0 | 0 | 0 | 0 | 0 | 0 | 0 | 0 | 0 | 0 | 0 | 0 | 0 | 0 | 0 | 0 | 0 | 0 | 0 | 0 | 0 | 0 | 0 | 0 | 0 | 0 | 0 | 0 | 0 | 0 | 0 | 0 | 0 | 0 | 0 | 0 | 0 | 0 | 0 | 0 | 0 | 0 | 0
0 | 0 | 0 | 0 | 0 | 0 | 0 | 0 | 0 | 0 | 0 | 0 | 0 | 0 | 0 | 0 | 0 | 0 | 0 | 0 | 0 | 0 | 0 | 0 | 0 | 0 | 0 | 0 | 0 | 0 | 0 | 0 | 0 | 0 | 0 | 0 | 0 | 0 | 0 | 0 | 0 | 0 | 0 | 0 | 0 | 0 | 0 | 0 | 0 | 0 | 0 | 0 | 0 | 0 | 0 | 0 | 0 | 0 | 0 | 0 | 0 | 0 | 0 | 0 | 0 | 0 | 0 | 0 | 0 | 0 | 0 | 0 | 0 | 0 | 0
0 | 0 | 0 | 0 | 0 | 0 | 0 | 0 | 0 | 0 | 0 | 0 | 0 | 0 | 0 | 0 | 0 | 0 | 0 | 0 | 0 | 0 | 0 | 0 | 0 | 0 | 0 | 0 | 0 | 0 | 0 | 0 | 0 | 0 | 0 | 0 | 0 | 0 | 0 | 0 | 0 | 0 | 0 | 0 | 0 | 0 | 0 | 0 | 0 | 0 | 0 | 0 | 0 | 0 | 0 | 0 | 0 | 0 | 0 | 0 | 0 | 0 | 0 | 0 | 0 | 0 | 0 | 0 | 0 | 0 | 0 | 0 | 0 | 0 | 0
0 | 0 | 0 | 0 | 0 | 0 | 0 | 0 | 0 | 0 | 0 | 0 | 0 | 0 | 0 | 0 | 0 | 0 | 0 | 0 | 0 | 0 | 0 | 0 | 0 | 0 | 0 | 0 | 0 | 0 | 0 | 0 | 0 | 0 | 0 | 0 | 0 | 0 | 0 | 0 | 0 | 0 | 0 | 0 | 0 | 0 | 0 | 0 | 0 | 0 | 0 | 0 | 0 | 0 | 0 | 0 | 0 | 0 | 0 | 0 | 0 | 0 | 0 | 0 | 0 | 0 | 0 | 0 | 0 | 0 | 0 | 0 | 0 | 0 | 0
0 | 0 | 0 | 0 | 0 | 0 | 0 | 0 | 0 | 0 | 0 | 0 | 0 | 0 | 0 | 0 | 0 | 0 | 0 | 0 | 0 | 0 | 0 | 0 | 0 | 0 | 0 | 0 | 0 | 0 | 0 | 0 | 0 | 0 | 0 | 0 | 0 | 0 | 0 | 0 | 0 | 0 | 0 | 0 | 0 | 0 | 0 | 0 | 0 | 0 | 0 | 0 | 0 | 0 | 0 | 0 | 0 | 0 | 0 | 0 | 0 | 0 | 0 | 0 | 0 | 0 | 0 | 0 | 0 | 0 | 0 | 0 | 0 | 0 | 0
0 | 0 | 0 | 0 | 0 | 0 | 0 | 0 | 0 | 0 | 0 | 0 | 0 | 0 | 0 | 0 | 0 | 0 | 0 | 0 | 0 | 0 | 0 | 0 | 0 | 0 | 0 | 0 | 0 | 0 | 0 | 0 | 0 | 0 | 0 | 0 | 0 | 0 | 0 | 0 | 0 | 0 | 0 | 0 | 0 | 0 | 0 | 0 | 0 | 0 | 0 | 0 | 0 | 0 | 0 | 0 | 0 | 0 | 0 | 0 | 0 | 0 | 0 | 0 | 0 | 0 | 0 | 0 | 0 | 0 | 0 | 0 | 0 | 0 | 0
0 | 0 | 0 | 0 | 0 | 0 | 0 | 0 | 0 | 0 | 0 | 0 | 0 | 0 | 0 | 0 | 0 | 0 | 0 | 0 | 0 | 0 | 0 | 0 | 0 | 0 | 0 | 0 | 0 | 0 | 0 | 0 | 0 | 0 | 0 | 0 | 0 | 0 | 0 | 0 | 0 | 0 | 0 | 0 | 0 | 0 | 0 | 0 | 0 | 0 | 0 | 0 | 0 | 0 | 0 | 0 | 0 | 0 | 0 | 0 | 0 | 0 | 0 | 0 | 0 | 0 | 0 | 0 | 0 | 0 | 0 | 0 | 0 | 0 | 0
0 | 0 | 0 | 0 | 0 | 0 | 0 | 0 | 0 | 0 | 0 | 0 | 0 | 0 | 0 | 0 | 0 | 0 | 0 | 0 | 0 | 0 | 0 | 0 | 0 | 0 | 0 | 0 | 0 | 0 | 0 | 0 | 0 | 0 | 0 | 0 | 0 | 0 | 0 | 0 | 0 | 0 | 0 | 0 | 0 | 0 | 0 | 0 | 0 | 0 | 0 | 0 | 0 | 0 | 0 | 0 | 0 | 0 | 0 | 0 | 0 | 0 | 0 | 0 | 0 | 0 | 0 | 0 | 0 | 0 | 0 | 0 | 0 | 0 | 0
0 | 0 | 0 | 0 | 0 | 0 | 0 | 0 | 0 | 0 | 0 | 0 | 0 | 0 | 0 | 0 | 0 | 0 | 0 | 0 | 0 | 0 | 0 | 0 | 0 | 0 | 0 | 0 | 0 | 0 | 0 | 0 | 0 | 0 | 0 | 0 | 0 | 0 | 0 | 0 | 0 | 0 | 0 | 0 | 0 | 0 | 0 | 0 | 0 | 0 | 0 | 0 | 0 | 0 | 0 | 0 | 0 | 0 | 0 | 0 | 0 | 0 | 0 | 0 | 0 | 0 | 0 | 0 | 0 | 0 | 0 | 0 | 0 | 0 | 0
0 | 0 | 0 | 0 | 0 | 0 | 0 | 0 | 0 | 0 | 0 | 0 | 0 | 0 | 0 | 0 | 0 | 0 | 0 | 0 | 0 | 0 | 0 | 0 | 0 | 0 | 0 | 0 | 0 | 0 | 0 | 0 | 0 | 0 | 0 | 0 | 0 | 0 | 0 | 0 | 0 | 0 | 0 | 0 | 0 | 0 | 0 | 0 | 0 | 0 | 0 | 0 | 0 | 0 | 0 | 0 | 0 | 0 | 0 | 0 | 0 | 0 | 0 | 0 | 0 | 0 | 0 | 0 | 0 | 0 | 0 | 0 | 0 | 0 | 0
0 | 0 | 0 | 0 | 0 | 0 | 0 | 0 | 0 | 0 | 0 | 0 | 0 | 0 | 0 | 0 | 0 | 0 | 0 | 0 | 0 | 0 | 0 | 0 | 0 | 0 | 0 | 0 | 0 | 0 | 0 | 0 | 0 | 0 | 0 | 0 | 0 | 0 | 0 | 0 | 0 | 0 | 0 | 0 | 0 | 0 | 0 | 0 | 0 | 0 | 0 | 0 | 0 | 0 | 0 | 0 | 0 | 0 | 0 | 0 | 0 | 0 | 0 | 0 | 0 | 0 | 0 | 0 | 0 | 0 | 0 | 0 | 0 | 0 | 0
0 | 0 | 0 | 0 | 0 | 0 | 0 | 0 | 0 | 0 | 0 | 0 | 0 | 0 | 0 | 0 | 0 | 0 | 0 | 0 | 0 | 0 | 0 | 0 | 0 | 0 | 0 | 0 | 0 | 0 | 0 | 0 | 0 | 0 | 0 | 0 | 0 | 0 | 0 | 0 | 0 | 0 | 0 | 0 | 0 | 0 | 0 | 0 | 0 | 0 | 0 | 0 | 0 | 0 | 0 | 0 | 0 | 0 | 0 | 0 | 0 | 0 | 0 | 0 | 0 | 0 | 0 | 0 | 0 | 0 | 0 | 0 | 0 | 0 | 0
0 | 0 | 0 | 0 | 0 | 0 | 0 | 0 | 0 | 0 | 0 | 0 | 0 | 0 | 0 | 0 | 0 | 0 | 0 | 0 | 0 | 0 | 0 | 0 | 0 | 0 | 0 | 0 | 0 | 0 | 0 | 0 | 0 | 0 | 0 | 0 | 0 | 0 | 0 | 0 | 0 | 0 | 0 | 0 | 0 | 0 | 0 | 0 | 0 | 0 | 0 | 0 | 0 | 0 | 0 | 0 | 0 | 0 | 0 | 0 | 0 | 0 | 0 | 0 | 0 | 0 | 0 | 0 | 0 | 0 | 0 | 0 | 0 | 0 | 0
0 | 0 | 0 | 0 | 0 | 0 | 0 | 0 | 0 | 0 | 0 | 0 | 0 | 0 | 0 | 0 | 0 | 0 | 0 | 0 | 0 | 0 | 0 | 0 | 0 | 0 | 0 | 0 | 0 | 0 | 0 | 0 | 0 | 0 | 0 | 0 | 0 | 0 | 0 | 0 | 0 | 0 | 0 | 0 | 0 | 0 | 0 | 0 | 0 | 0 | 0 | 0 | 0 | 0 | 0 | 0 | 0 | 0 | 0 | 0 | 0 | 0 | 0 | 0 | 0 | 0 | 0 | 0 | 0 | 0 | 0 | 0 | 0 | 0 | 0
0 | 0 | 0 | 0 | 0 | 0 | 0 | 0 | 0 | 0 | 0 | 0 | 0 | 0 | 0 | 0 | 0 | 0 | 0 | 0 | 0 | 0 | 0 | 0 | 0 | 0 | 0 | 0 | 0 | 0 | 0 | 0 | 0 | 0 | 0 | 0 | 0 | 0 | 0 | 0 | 0 | 0 | 0 | 0 | 0 | 0 | 0 | 0 | 0 | 0 | 0 | 0 | 0 | 0 | 0 | 0 | 0 | 0 | 0 | 0 | 0 | 0 | 0 | 0 | 0 | 0 | 0 | 0 | 0 | 0 | 0 | 0 | 0 | 0 | 0
0 | 0 | 0 | 0 | 0 | 0 | 0 | 0 | 0 | 0 | 0 | 0 | 0 | 0 | 0 | 0 | 0 | 0 | 0 | 0 | 0 | 0 | 0 | 0 | 0 | 0 | 0 | 0 | 0 | 0 | 0 | 0 | 0 | 0 | 0 | 0 | 0 | 0 | 0 | 0 | 0 | 0 | 0 | 0 | 0 | 0 | 0 | 0 | 0 | 0 | 0 | 0 | 0 | 0 | 0 | 0 | 0 | 0 | 0 | 0 | 0 | 0 | 0 | 0 | 0 | 0 | 0 | 0 | 0 | 0 | 0 | 0 | 0 | 0 | 0
0 | 0 | 0 | 0 | 0 | 0 | 0 | 0 | 0 | 0 | 0 | 0 | 0 | 0 | 0 | 0 | 0 | 0 | 0 | 0 | 0 | 0 | 0 | 0 | 0 | 0 | 0 | 0 | 0 | 0 | 0 | 0 | 0 | 0 | 0 | 0 | 0 | 0 | 0 | 0 | 0 | 0 | 0 | 0 | 0 | 0 | 0 | 0 | 0 | 0 | 0 | 0 | 0 | 0 | 0 | 0 | 0 | 0 | 0 | 0 | 0 | 0 | 0 | 0 | 0 | 0 | 0 | 0 | 0 | 0 | 0 | 0 | 0 | 0 | 0
0 | 0 | 0 | 0 | 0 | 0 | 0 | 0 | 0 | 0 | 0 | 0 | 0 | 0 | 0 | 0 | 0 | 0 | 0 | 0 | 0 | 0 | 0 | 0 | 0 | 0 | 0 | 0 | 0 | 0 | 0 | 0 | 0 | 0 | 0 | 0 | 0 | 0 | 0 | 0 | 0 | 0 | 0 | 0 | 0 | 0 | 0 | 0 | 0 | 0 | 0 | 0 | 0 | 0 | 0 | 0 | 0 | 0 | 0 | 0 | 0 | 0 | 0 | 0 | 0 | 0 | 0 | 0 | 0 | 0 | 0 | 0 | 0 | 0 | 0
0 | 0 | 0 | 0 | 0 | 0 | 0 | 0 | 0 | 0 | 0 | 0 | 0 | 0 | 0 | 0 | 0 | 0 | 0 | 0 | 0 | 0 | 0 | 0 | 0 | 0 | 0 | 0 | 0 | 0 | 0 | 0 | 0 | 0 | 0 | 0 | 0 | 0 | 0 | 0 | 0 | 0 | 0 | 0 | 0 | 0 | 0 | 0 | 0 | 0 | 0 | 0 | 0 | 0 | 0 | 0 | 0 | 0 | 0 | 0 | 0 | 0 | 0 | 0 | 0 | 0 | 0 | 0 | 0 | 0 | 0 | 0 | 0 | 0 | 0
0 | 0 | 0 | 0 | 0 | 0 | 0 | 0 | 0 | 0 | 0 | 0 | 0 | 0 | 0 | 0 | 0 | 0 | 0 | 0 | 0 | 0 | 0 | 0 | 0 | 0 | 0 | 0 | 0 | 0 | 0 | 0 | 0 | 0 | 0 | 0 | 0 | 0 | 0 | 0 | 0 | 0 | 0 | 0 | 0 | 0 | 0 | 0 | 0 | 0 | 0 | 0 | 0 | 0 | 0 | 0 | 0 | 0 | 0 | 0 | 0 | 0 | 0 | 0 | 0 | 0 | 0 | 0 | 0 | 0 | 0 | 0 | 0 | 0 | 0
0 | 0 | 0 | 0 | 0 | 0 | 0 | 0 | 0 | 0 | 0 | 0 | 0 | 0 | 0 | 0 | 0 | 0 | 0 | 0 | 0 | 0 | 0 | 0 | 0 | 0 | 0 | 0 | 0 | 0 | 0 | 0 | 0 | 0 | 0 | 0 | 0 | 0 | 0 | 0 | 0 | 0 | 0 | 0 | 0 | 0 | 0 | 0 | 0 | 0 | 0 | 0 | 0 | 0 | 0 | 0 | 0 | 0 | 0 | 0 | 0 | 0 | 0 | 0 | 0 | 0 | 0 | 0 | 0 | 0 | 0 | 0 | 0 | 0 | 0
0 | 0 | 0 | 0 | 0 | 0 | 0 | 0 | 0 | 0 | 0 | 0 | 0 | 0 | 0 | 0 | 0 | 0 | 0 | 0 | 0 | 0 | 0 | 0 | 0 | 0 | 0 | 0 | 0 | 0 | 0 | 0 | 0 | 0 | 0 | 0 | 0 | 0 | 0 | 0 | 0 | 0 | 0 | 0 | 0 | 0 | 0 | 0 | 0 | 0 | 0 | 0 | 0 | 0 | 0 | 0 | 0 | 0 | 0 | 0 | 0 | 0 | 0 | 0 | 0 | 0 | 0 | 0 | 0 | 0 | 0 | 0 | 0 | 0 | 0
0 | 0 | 0 | 0 | 0 | 0 | 0 | 0 | 0 | 0 | 0 | 0 | 0 | 0 | 0 | 0 | 0 | 0 | 0 | 0 | 0 | 0 | 0 | 0 | 0 | 0 | 0 | 0 | 0 | 0 | 0 | 0 | 0 | 0 | 0 | 0 | 0 | 0 | 0 | 0 | 0 | 0 | 0 | 0 | 0 | 0 | 0 | 0 | 0 | 0 | 0 | 0 | 0 | 0 | 0 | 0 | 0 | 0 | 0 | 0 | 0 | 0 | 0 | 0 | 0 | 0 | 0 | 0 | 0 | 0 | 0 | 0 | 0 | 0 | 0
0 | 0 | 0 | 0 | 0 | 0 | 0 | 0 | 0 | 0 | 0 | 0 | 0 | 0 | 0 | 0 | 0 | 0 | 0 | 0 | 0 | 0 | 0 | 0 | 0 | 0 | 0 | 0 | 0 | 0 | 0 | 0 | 0 | 0 | 0 | 0 | 0 | 0 | 0 | 0 | 0 | 0 | 0 | 0 | 0 | 0 | 0 | 0 | 0 | 0 | 0 | 0 | 0 | 0 | 0 | 0 | 0 | 0 | 0 | 0 | 0 | 0 | 0 | 0 | 0 | 0 | 0 | 0 | 0 | 0 | 0 | 0 | 0 | 0 | 0
0 | 0 | 0 | 0 | 0 | 0 | 0 | 0 | 0 | 0 | 0 | 0 | 0 | 0 | 0 | 0 | 0 | 0 | 0 | 0 | 0 | 0 | 0 | 0 | 0 | 0 | 0 | 0 | 0 | 0 | 0 | 0 | 0 | 0 | 0 | 0 | 0 | 0 | 0 | 0 | 0 | 0 | 0 | 0 | 0 | 0 | 0 | 0 | 0 | 0 | 0 | 0 | 0 | 0 | 0 | 0 | 0 | 0 | 0 | 0 | 0 | 0 | 0 | 0 | 0 | 0 | 0 | 0 | 0 | 0 | 0 | 0 | 0 | 0 | 0
0 | 0 | 0 | 0 | 0 | 0 | 0 | 0 | 0 | 0 | 0 | 0 | 0 | 0 | 0 | 0 | 0 | 0 | 0 | 0 | 0 | 0 | 0 | 0 | 0 | 0 | 0 | 0 | 0 | 0 | 0 | 0 | 0 | 0 | 0 | 0 | 0 | 0 | 0 | 0 | 0 | 0 | 0 | 0 | 0 | 0 | 0 | 0 | 0 | 0 | 0 | 0 | 0 | 0 | 0 | 0 | 0 | 0 | 0 | 0 | 0 | 0 | 0 | 0 | 0 | 0 | 0 | 0 | 0 | 0 | 0 | 0 | 0 | 0 | 0
0 | 0 | 0 | 0 | 0 | 0 | 0 | 0 | 0 | 0 | 0 | 0 | 0 | 0 | 0 | 0 | 0 | 0 | 0 | 0 | 0 | 0 | 0 | 0 | 0 | 0 | 0 | 0 | 0 | 0 | 0 | 0 | 0 | 0 | 0 | 0 | 0 | 0 | 0 | 0 | 0 | 0 | 0 | 0 | 0 | 0 | 0 | 0 | 0 | 0 | 0 | 0 | 0 | 0 | 0 | 0 | 0 | 0 | 0 | 0 | 0 | 0 | 0 | 0 | 0 | 0 | 0 | 0 | 0 | 0 | 0 | 0 | 0 | 0 | 0
0 | 0 | 0 | 0 | 0 | 0 | 0 | 0 | 0 | 0 | 0 | 0 | 0 | 0 | 0 | 0 | 0 | 0 | 0 | 0 | 0 | 0 | 0 | 0 | 0 | 0 | 0 | 0 | 0 | 0 | 0 | 0 | 0 | 0 | 0 | 0 | 0 | 0 | 0 | 0 | 0 | 0 | 0 | 0 | 0 | 0 | 0 | 0 | 0 | 0 | 0 | 0 | 0 | 0 | 0 | 0 | 0 | 0 | 0 | 0 | 0 | 0 | 0 | 0 | 0 | 0 | 0 | 0 | 0 | 0 | 0 | 0 | 0 | 0 | 0
0 | 0 | 0 | 0 | 0 | 0 | 0 | 0 | 0 | 0 | 0 | 0 | 0 | 0 | 0 | 0 | 0 | 0 | 0 | 0 | 0 | 0 | 0 | 0 | 0 | 0 | 0 | 0 | 0 | 0 | 0 | 0 | 0 | 0 | 0 | 0 | 0 | 0 | 0 | 0 | 0 | 0 | 0 | 0 | 0 | 0 | 0 | 0 | 0 | 0 | 0 | 0 | 0 | 0 | 0 | 0 | 0 | 0 | 0 | 0 | 0 | 0 | 0 | 0 | 0 | 0 | 0 | 0 | 0 | 0 | 0 | 0 | 0 | 0 | 0
0 | 0 | 0 | 0 | 0 | 0 | 0 | 0 | 0 | 0 | 0 | 0 | 0 | 0 | 0 | 0 | 0 | 0 | 0 | 0 | 0 | 0 | 0 | 0 | 0 | 0 | 0 | 0 | 0 | 0 | 0 | 0 | 0 | 0 | 0 | 0 | 0 | 0 | 0 | 0 | 0 | 0 | 0 | 0 | 0 | 0 | 0 | 0 | 0 | 0 | 0 | 0 | 0 | 0 | 0 | 0 | 0 | 0 | 0 | 0 | 0 | 0 | 0 | 0 | 0 | 0 | 0 | 0 | 0 | 0 | 0 | 0 | 0 | 0 | 0
0 | 0 | 0 | 0 | 0 | 0 | 0 | 0 | 0 | 0 | 0 | 0 | 0 | 0 | 0 | 0 | 0 | 0 | 0 | 0 | 0 | 0 | 0 | 0 | 0 | 0 | 0 | 0 | 0 | 0 | 0 | 0 | 0 | 0 | 0 | 0 | 0 | 0 | 0 | 0 | 0 | 0 | 0 | 0 | 0 | 0 | 0 | 0 | 0 | 0 | 0 | 0 | 0 | 0 | 0 | 0 | 0 | 0 | 0 | 0 | 0 | 0 | 0 | 0 | 0 | 0 | 0 | 0 | 0 | 0 | 0 | 0 | 0 | 0 | 0
0 | 0 | 0 | 0 | 0 | 0 | 0 | 0 | 0 | 0 | 0 | 0 | 0 | 0 | 0 | 0 | 0 | 0 | 0 | 0 | 0 | 0 | 0 | 0 | 0 | 0 | 0 | 0 | 0 | 0 | 0 | 0 | 0 | 0 | 0 | 0 | 0 | 0 | 0 | 0 | 0 | 0 | 0 | 0 | 0 | 0 | 0 | 0 | 0 | 0 | 0 | 0 | 0 | 0 | 0 | 0 | 0 | 0 | 0 | 0 | 0 | 0 | 0 | 0 | 0 | 0 | 0 | 0 | 0 | 0 | 0 | 0 | 0 | 0 | 0
0 | 0 | 0 | 0 | 0 | 0 | 0 | 0 | 0 | 0 | 0 | 0 | 0 | 0 | 0 | 0 | 0 | 0 | 0 | 0 | 0 | 0 | 0 | 0 | 0 | 0 | 0 | 0 | 0 | 0 | 0 | 0 | 0 | 0 | 0 | 0 | 0 | 0 | 0 | 0 | 0 | 0 | 0 | 0 | 0 | 0 | 0 | 0 | 0 | 0 | 0 | 0 | 0 | 0 | 0 | 0 | 0 | 0 | 0 | 0 | 0 | 0 | 0 | 0 | 0 | 0 | 0 | 0 | 0 | 0 | 0 | 0 | 0 | 0 | 0
0 | 0 | 0 | 0 | 0 | 0 | 0 | 0 | 0 | 0 | 0 | 0 | 0 | 0 | 0 | 0 | 0 | 0 | 0 | 0 | 0 | 0 | 0 | 0 | 0 | 0 | 0 | 0 | 0 | 0 | 0 | 0 | 0 | 0 | 0 | 0 | 0 | 0 | 0 | 0 | 0 | 0 | 0 | 0 | 0 | 0 | 0 | 0 | 0 | 0 | 0 | 0 | 0 | 0 | 0 | 0 | 0 | 0 | 0 | 0 | 0 | 0 | 0 | 0 | 0 | 0 | 0 | 0 | 0 | 0 | 0 | 0 | 0 | 0 | 0
0 | 0 | 0 | 0 | 0 | 0 | 0 | 0 | 0 | 0 | 0 | 0 | 0 | 0 | 0 | 0 | 0 | 0 | 0 | 0 | 0 | 0 | 0 | 0 | 0 | 0 | 0 | 0 | 0 | 0 | 0 | 0 | 0 | 0 | 0 | 0 | 0 | 0 | 0 | 0 | 0 | 0 | 0 | 0 | 0 | 0 | 0 | 0 | 0 | 0 | 0 | 0 | 0 | 0 | 0 | 0 | 0 | 0 | 0 | 0 | 0 | 0 | 0 | 0 | 0 | 0 | 0 | 0 | 0 | 0 | 0 | 0 | 0 | 0 | 0
0 | 0 | 0 | 0 | 0 | 0 | 0 | 0 | 0 | 0 | 0 | 0 | 0 | 0 | 0 | 0 | 0 | 0 | 0 | 0 | 0 | 0 | 0 | 0 | 0 | 0 | 0 | 0 | 0 | 0 | 0 | 0 | 0 | 0 | 0 | 0 | 0 | 0 | 0 | 0 | 0 | 0 | 0 | 0 | 0 | 0 | 0 | 0 | 0 | 0 | 0 | 0 | 0 | 0 | 0 | 0 | 0 | 0 | 0 | 0 | 0 | 0 | 0 | 0 | 0 | 0 | 0 | 0 | 0 | 0 | 0 | 0 | 0 | 0 | 0
0 | 0 | 0 | 0 | 0 | 0 | 0 | 0 | 0 | 0 | 0 | 0 | 0 | 0 | 0 | 0 | 0 | 0 | 0 | 0 | 0 | 0 | 0 | 0 | 0 | 0 | 0 | 0 | 0 | 0 | 0 | 0 | 0 | 0 | 0 | 0 | 0 | 0 | 0 | 0 | 0 | 0 | 0 | 0 | 0 | 0 | 0 | 0 | 0 | 0 | 0 | 0 | 0 | 0 | 0 | 0 | 0 | 0 | 0 | 0 | 0 | 0 | 0 | 0 | 0 | 0 | 0 | 0 | 0 | 0 | 0 | 0 | 0 | 0 | 0
0 | 0 | 0 | 0 | 0 | 0 | 0 | 0 | 0 | 0 | 0 | 0 | 0 | 0 | 0 | 0 | 0 | 0 | 0 | 0 | 0 | 0 | 0 | 0 | 0 | 0 | 0 | 0 | 0 | 0 | 0 | 0 | 0 | 0 | 0 | 0 | 0 | 0 | 0 | 0 | 0 | 0 | 0 | 0 | 0 | 0 | 0 | 0 | 0 | 0 | 0 | 0 | 0 | 0 | 0 | 0 | 0 | 0 | 0 | 0 | 0 | 0 | 0 | 0 | 0 | 0 | 0 | 0 | 0 | 0 | 0 | 0 | 0 | 0 | 0
0 | 0 | 0 | 0 | 0 | 0 | 0 | 0 | 0 | 0 | 0 | 0 | 0 | 0 | 0 | 0 | 0 | 0 | 0 | 0 | 0 | 0 | 0 | 0 | 0 | 0 | 0 | 0 | 0 | 0 | 0 | 0 | 0 | 0 | 0 | 0 | 0 | 0 | 0 | 0 | 0 | 0 | 0 | 0 | 0 | 0 | 0 | 0 | 0 | 0 | 0 | 0 | 0 | 0 | 0 | 0 | 0 | 0 | 0 | 0 | 0 | 0 | 0 | 0 | 0 | 0 | 0 | 0 | 0 | 0 | 0 | 0 | 0 | 0 | 0
0 | 0 | 0 | 0 | 0 | 0 | 0 | 0 | 0 | 0 | 0 | 0 | 0 | 0 | 0 | 0 | 0 | 0 | 0 | 0 | 0 | 0 | 0 | 0 | 0 | 0 | 0 | 0 | 0 | 0 | 0 | 0 | 0 | 0 | 0 | 0 | 0 | 0 | 0 | 0 | 0 | 0 | 0 | 0 | 0 | 0 | 0 | 0 | 0 | 0 | 0 | 0 | 0 | 0 | 0 | 0 | 0 | 0 | 0 | 0 | 0 | 0 | 0 | 0 | 0 | 0 | 0 | 0 | 0 | 0 | 0 | 0 | 0 | 0 | 0
0 | 0 | 0 | 0 | 0 | 0 | 0 | 0 | 0 | 0 | 0 | 0 | 0 | 0 | 0 | 0 | 0 | 0 | 0 | 0 | 0 | 0 | 0 | 0 | 0 | 0 | 0 | 0 | 0 | 0 | 0 | 0 | 0 | 0 | 0 | 0 | 0 | 0 | 0 | 0 | 0 | 0 | 0 | 0 | 0 | 0 | 0 | 0 | 0 | 0 | 0 | 0 | 0 | 0 | 0 | 0 | 0 | 0 | 0 | 0 | 0 | 0 | 0 | 0 | 0 | 0 | 0 | 0 | 0 | 0 | 0 | 0 | 0 | 0 | 0
0 | 0 | 0 | 0 | 0 | 0 | 0 | 0 | 0 | 0 | 0 | 0 | 0 | 0 | 0 | 0 | 0 | 0 | 0 | 0 | 0 | 0 | 0 | 0 | 0 | 0 | 0 | 0 | 0 | 0 | 0 | 0 | 0 | 0 | 0 | 0 | 0 | 0 | 0 | 0 | 0 | 0 | 0 | 0 | 0 | 0 | 0 | 0 | 0 | 0 | 0 | 0 | 0 | 0 | 0 | 0 | 0 | 0 | 0 | 0 | 0 | 0 | 0 | 0 | 0 | 0 | 0 | 0 | 0 | 0 | 0 | 0 | 0 | 0 | 0
0 | 0 | 0 | 0 | 0 | 0 | 0 | 0 | 0 | 0 | 0 | 0 | 0 | 0 | 0 | 0 | 0 | 0 | 0 | 0 | 0 | 0 | 0 | 0 | 0 | 0 | 0 | 0 | 0 | 0 | 0 | 0 | 0 | 0 | 0 | 0 | 0 | 0 | 0 | 0 | 0 | 0 | 0 | 0 | 0 | 0 | 0 | 0 | 0 | 0 | 0 | 0 | 0 | 0 | 0 | 0 | 0 | 0 | 0 | 0 | 0 | 0 | 0 | 0 | 0 | 0 | 0 | 0 | 0 | 0 | 0 | 0 | 0 | 0 | 0
0 | 0 | 0 | 0 | 0 | 0 | 0 | 0 | 0 | 0 | 0 | 0 | 0 | 0 | 0 | 0 | 0 | 0 | 0 | 0 | 0 | 0 | 0 | 0 | 0 | 0 | 0 | 0 | 0 | 0 | 0 | 0 | 0 | 0 | 0 | 0 | 0 | 0 | 0 | 0 | 0 | 0 | 0 | 0 | 0 | 0 | 0 | 0 | 0 | 0 | 0 | 0 | 0 | 0 | 0 | 0 | 0 | 0 | 0 | 0 | 0 | 0 | 0 | 0 | 0 | 0 | 0 | 0 | 0 | 0 | 0 | 0 | 0 | 0 | 0
0 | 0 | 0 | 0 | 0 | 0 | 0 | 0 | 0 | 0 | 0 | 0 | 0 | 0 | 0 | 0 | 0 | 0 | 0 | 0 | 0 | 0 | 0 | 0 | 0 | 0 | 0 | 0 | 0 | 0 | 0 | 0 | 0 | 0 | 0 | 0 | 0 | 0 | 0 | 0 | 0 | 0 | 0 | 0 | 0 | 0 | 0 | 0 | 0 | 0 | 0 | 0 | 0 | 0 | 0 | 0 | 0 | 0 | 0 | 0 | 0 | 0 | 0 | 0 | 0 | 0 | 0 | 0 | 0 | 0 | 0 | 0 | 0 | 0 | 0
0 | 0 | 0 | 0 | 0 | 0 | 0 | 0 | 0 | 0 | 0 | 0 | 0 | 0 | 0 | 0 | 0 | 0 | 0 | 0 | 0 | 0 | 0 | 0 | 0 | 0 | 0 | 0 | 0 | 0 | 0 | 0 | 0 | 0 | 0 | 0 | 0 | 0 | 0 | 0 | 0 | 0 | 0 | 0 | 0 | 0 | 0 | 0 | 0 | 0 | 0 | 0 | 0 | 0 | 0 | 0 | 0 | 0 | 0 | 0 | 0 | 0 | 0 | 0 | 0 | 0 | 0 | 0 | 0 | 0 | 0 | 0 | 0 | 0 | 0
0 | 0 | 0 | 0 | 0 | 0 | 0 | 0 | 0 | 0 | 0 | 0 | 0 | 0 | 0 | 0 | 0 | 0 | 0 | 0 | 0 | 0 | 0 | 0 | 0 | 0 | 0 | 0 | 0 | 0 | 0 | 0 | 0 | 0 | 0 | 0 | 0 | 0 | 0 | 0 | 0 | 0 | 0 | 0 | 0 | 0 | 0 | 0 | 0 | 0 | 0 | 0 | 0 | 0 | 0 | 0 | 0 | 0 | 0 | 0 | 0 | 0 | 0 | 0 | 0 | 0 | 0 | 0 | 0 | 0 | 0 | 0 | 0 | 0 | 0
0 | 0 | 0 | 0 | 0 | 0 | 0 | 0 | 0 | 0 | 0 | 0 | 0 | 0 | 0 | 0 | 0 | 0 | 0 | 0 | 0 | 0 | 0 | 0 | 0 | 0 | 0 | 0 | 0 | 0 | 0 | 0 | 0 | 0 | 0 | 0 | 0 | 0 | 0 | 0 | 0 | 0 | 0 | 0 | 0 | 0 | 0 | 0 | 0 | 0 | 0 | 0 | 0 | 0 | 0 | 0 | 0 | 0 | 0 | 0 | 0 | 0 | 0 | 0 | 0 | 0 | 0 | 0 | 0 | 0 | 0 | 0 | 0 | 0 | 0
0 | 0 | 0 | 0 | 0 | 0 | 0 | 0 | 0 | 0 | 0 | 0 | 0 | 0 | 0 | 0 | 0 | 0 | 0 | 0 | 0 | 0 | 0 | 0 | 0 | 0 | 0 | 0 | 0 | 0 | 0 | 0 | 0 | 0 | 0 | 0 | 0 | 0 | 0 | 0 | 0 | 0 | 0 | 0 | 0 | 0 | 0 | 0 | 0 | 0 | 0 | 0 | 0 | 0 | 0 | 0 | 0 | 0 | 0 | 0 | 0 | 0 | 0 | 0 | 0 | 0 | 0 | 0 | 0 | 0 | 0 | 0 | 0 | 0 | 0
0 | 0 | 0 | 0 | 0 | 0 | 0 | 0 | 0 | 0 | 0 | 0 | 0 | 0 | 0 | 0 | 0 | 0 | 0 | 0 | 0 | 0 | 0 | 0 | 0 | 0 | 0 | 0 | 0 | 0 | 0 | 0 | 0 | 0 | 0 | 0 | 0 | 0 | 0 | 0 | 0 | 0 | 0 | 0 | 0 | 0 | 0 | 0 | 0 | 0 | 0 | 0 | 0 | 0 | 0 | 0 | 0 | 0 | 0 | 0 | 0 | 0 | 0 | 0 | 0 | 0 | 0 | 0 | 0 | 0 | 0 | 0 | 0 | 0 | 0
0 | 0 | 0 | 0 | 0 | 0 | 0 | 0 | 0 | 0 | 0 | 0 | 0 | 0 | 0 | 0 | 0 | 0 | 0 | 0 | 0 | 0 | 0 | 0 | 0 | 0 | 0 | 0 | 0 | 0 | 0 | 0 | 0 | 0 | 0 | 0 | 0 | 0 | 0 | 0 | 0 | 0 | 0 | 0 | 0 | 0 | 0 | 0 | 0 | 0 | 0 | 0 | 0 | 0 | 0 | 0 | 0 | 0 | 0 | 0 | 0 | 0 | 0 | 0 | 0 | 0 | 0 | 0 | 0 | 0 | 0 | 0 | 0 | 0 | 0
0 | 0 | 0 | 0 | 0 | 0 | 0 | 0 | 0 | 0 | 0 | 0 | 0 | 0 | 0 | 0 | 0 | 0 | 0 | 0 | 0 | 0 | 0 | 0 | 0 | 0 | 0 | 0 | 0 | 0 | 0 | 0 | 0 | 0 | 0 | 0 | 0 | 0 | 0 | 0 | 0 | 0 | 0 | 0 | 0 | 0 | 0 | 0 | 0 | 0 | 0 | 0 | 0 | 0 | 0 | 0 | 0 | 0 | 0 | 0 | 0 | 0 | 0 | 0 | 0 | 0 | 0 | 0 | 0 | 0 | 0 | 0 | 0 | 0 | 0
0 | 0 | 0 | 0 | 0 | 0 | 0 | 0 | 0 | 0 | 0 | 0 | 0 | 0 | 0 | 0 | 0 | 0 | 0 | 0 | 0 | 0 | 0 | 0 | 0 | 0 | 0 | 0 | 0 | 0 | 0 | 0 | 0 | 0 | 0 | 0 | 0 | 0 | 0 | 0 | 0 | 0 | 0 | 0 | 0 | 0 | 0 | 0 | 0 | 0 | 0 | 0 | 0 | 0 | 0 | 0 | 0 | 0 | 0 | 0 | 0 | 0 | 0 | 0 | 0 | 0 | 0 | 0 | 0 | 0 | 0 | 0 | 0 | 0 | 0
0 | 0 | 0 | 0 | 0 | 0 | 0 | 0 | 0 | 0 | 0 | 0 | 0 | 0 | 0 | 0 | 0 | 0 | 0 | 0 | 0 | 0 | 0 | 0 | 0 | 0 | 0 | 0 | 0 | 0 | 0 | 0 | 0 | 0 | 0 | 0 | 0 | 0 | 0 | 0 | 0 | 0 | 0 | 0 | 0 | 0 | 0 | 0 | 0 | 0 | 0 | 0 | 0 | 0 | 0 | 0 | 0 | 0 | 0 | 0 | 0 | 0 | 0 | 0 | 0 | 0 | 0 | 0 | 0 | 0 | 0 | 0 | 0 | 0 | 0
0 | 0 | 0 | 0 | 0 | 0 | 0 | 0 | 0 | 0 | 0 | 0 | 0 | 0 | 0 | 0 | 0 | 0 | 0 | 0 | 0 | 0 | 0 | 0 | 0 | 0 | 0 | 0 | 0 | 0 | 0 | 0 | 0 | 0 | 0 | 0 | 0 | 0 | 0 | 0 | 0 | 0 | 0 | 0 | 0 | 0 | 0 | 0 | 0 | 0 | 0 | 0 | 0 | 0 | 0 | 0 | 0 | 0 | 0 | 0 | 0 | 0 | 0 | 0 | 0 | 0 | 0 | 0 | 0 | 0 | 0 | 0 | 0 | 0 | 0
0 | 0 | 0 | 0 | 0 | 0 | 0 | 0 | 0 | 0 | 0 | 0 | 0 | 0 | 0 | 0 | 0 | 0 | 0 | 0 | 0 | 0 | 0 | 0 | 0 | 0 | 0 | 0 | 0 | 0 | 0 | 0 | 0 | 0 | 0 | 0 | 0 | 0 | 0 | 0 | 0 | 0 | 0 | 0 | 0 | 0 | 0 | 0 | 0 | 0 | 0 | 0 | 0 | 0 | 0 | 0 | 0 | 0 | 0 | 0 | 0 | 0 | 0 | 0 | 0 | 0 | 0 | 0 | 0 | 0 | 0 | 0 | 0 | 0 | 0
0 | 0 | 0 | 0 | 0 | 0 | 0 | 0 | 0 | 0 | 0 | 0 | 0 | 0 | 0 | 0 | 0 | 0 | 0 | 0 | 0 | 0 | 0 | 0 | 0 | 0 | 0 | 0 | 0 | 0 | 0 | 0 | 0 | 0 | 0 | 0 | 0 | 0 | 0 | 0 | 0 | 0 | 0 | 0 | 0 | 0 | 0 | 0 | 0 | 0 | 0 | 0 | 0 | 0 | 0 | 0 | 0 | 0 | 0 | 0 | 0 | 0 | 0 | 0 | 0 | 0 | 0 | 0 | 0 | 0 | 0 | 0 | 0 | 0 | 0
0 | 0 | 0 | 0 | 0 | 0 | 0 | 0 | 0 | 0 | 0 | 0 | 0 | 0 | 0 | 0 | 0 | 0 | 0 | 0 | 0 | 0 | 0 | 0 | 0 | 0 | 0 | 0 | 0 | 0 | 0 | 0 | 0 | 0 | 0 | 0 | 0 | 0 | 0 | 0 | 0 | 0 | 0 | 0 | 0 | 0 | 0 | 0 | 0 | 0 | 0 | 0 | 0 | 0 | 0 | 0 | 0 | 0 | 0 | 0 | 0 | 0 | 0 | 0 | 0 | 0 | 0 | 0 | 0 | 0 | 0 | 0 | 0 | 0 | 0
0 | 0 | 0 | 0 | 0 | 0 | 0 | 0 | 0 | 0 | 0 | 0 | 0 | 0 | 0 | 0 | 0 | 0 | 0 | 0 | 0 | 0 | 0 | 0 | 0 | 0 | 0 | 0 | 0 | 0 | 0 | 0 | 0 | 0 | 0 | 0 | 0 | 0 | 0 | 0 | 0 | 0 | 0 | 0 | 0 | 0 | 0 | 0 | 0 | 0 | 0 | 0 | 0 | 0 | 0 | 0 | 0 | 0 | 0 | 0 | 0 | 0 | 0 | 0 | 0 | 0 | 0 | 0 | 0 | 0 | 0 | 0 | 0 | 0 | 0
0 | 0 | 0 | 0 | 0 | 0 | 0 | 0 | 0 | 0 | 0 | 0 | 0 | 0 | 0 | 0 | 0 | 0 | 0 | 0 | 0 | 0 | 0 | 0 | 0 | 0 | 0 | 0 | 0 | 0 | 0 | 0 | 0 | 0 | 0 | 0 | 0 | 0 | 0 | 0 | 0 | 0 | 0 | 0 | 0 | 0 | 0 | 0 | 0 | 0 | 0 | 0 | 0 | 0 | 0 | 0 | 0 | 0 | 0 | 0 | 0 | 0 | 0 | 0 | 0 | 0 | 0 | 0 | 0 | 0 | 0 | 0 | 0 | 0 | 0
0 | 0 | 0 | 0 | 0 | 0 | 0 | 0 | 0 | 0 | 0 | 0 | 0 | 0 | 0 | 0 | 0 | 0 | 0 | 0 | 0 | 0 | 0 | 0 | 0 | 0 | 0 | 0 | 0 | 0 | 0 | 0 | 0 | 0 | 0 | 0 | 0 | 0 | 0 | 0 | 0 | 0 | 0 | 0 | 0 | 0 | 0 | 0 | 0 | 0 | 0 | 0 | 0 | 0 | 0 | 0 | 0 | 0 | 0 | 0 | 0 | 0 | 0 | 0 | 0 | 0 | 0 | 0 | 0 | 0 | 0 | 0 | 0 | 0 | 0
0 | 0 | 0 | 0 | 0 | 0 | 0 | 0 | 0 | 0 | 0 | 0 | 0 | 0 | 0 | 0 | 0 | 0 | 0 | 0 | 0 | 0 | 0 | 0 | 0 | 0 | 0 | 0 | 0 | 0 | 0 | 0 | 0 | 0 | 0 | 0 | 0 | 0 | 0 | 0 | 0 | 0 | 0 | 0 | 0 | 0 | 0 | 0 | 0 | 0 | 0 | 0 | 0 | 0 | 0 | 0 | 0 | 0 | 0 | 0 | 0 | 0 | 0 | 0 | 0 | 0 | 0 | 0 | 0 | 0 | 0 | 0 | 0 | 0 | 0
0 | 0 | 0 | 0 | 0 | 0 | 0 | 0 | 0 | 0 | 0 | 0 | 0 | 0 | 0 | 0 | 0 | 0 | 0 | 0 | 0 | 0 | 0 | 0 | 0 | 0 | 0 | 0 | 0 | 0 | 0 | 0 | 0 | 0 | 0 | 0 | 0 | 0 | 0 | 0 | 0 | 0 | 0 | 0 | 0 | 0 | 0 | 0 | 0 | 0 | 0 | 0 | 0 | 0 | 0 | 0 | 0 | 0 | 0 | 0 | 0 | 0 | 0 | 0 | 0 | 0 | 0 | 0 | 0 | 0 | 0 | 0 | 0 | 0 | 0
0 | 0 | 0 | 0 | 0 | 0 | 0 | 0 | 0 | 0 | 0 | 0 | 0 | 0 | 0 | 0 | 0 | 0 | 0 | 0 | 0 | 0 | 0 | 0 | 0 | 0 | 0 | 0 | 0 | 0 | 0 | 0 | 0 | 0 | 0 | 0 | 0 | 0 | 0 | 0 | 0 | 0 | 0 | 0 | 0 | 0 | 0 | 0 | 0 | 0 | 0 | 0 | 0 | 0 | 0 | 0 | 0 | 0 | 0 | 0 | 0 | 0 | 0 | 0 | 0 | 0 | 0 | 0 | 0 | 0 | 0 | 0 | 0 | 0 | 0
0 | 0 | 0 | 0 | 0 | 0 | 0 | 0 | 0 | 0 | 0 | 0 | 0 | 0 | 0 | 0 | 0 | 0 | 0 | 0 | 0 | 0 | 0 | 0 | 0 | 0 | 0 | 0 | 0 | 0 | 0 | 0 | 0 | 0 | 0 | 0 | 0 | 0 | 0 | 0 | 0 | 0 | 0 | 0 | 0 | 0 | 0 | 0 | 0 | 0 | 0 | 0 | 0 | 0 | 0 | 0 | 0 | 0 | 0 | 0 | 0 | 0 | 0 | 0 | 0 | 0 | 0 | 0 | 0 | 0 | 0 | 0 | 0 | 0 | 0
0 | 0 | 0 | 0 | 0 | 0 | 0 | 0 | 0 | 0 | 0 | 0 | 0 | 0 | 0 | 0 | 0 | 0 | 0 | 0 | 0 | 0 | 0 | 0 | 0 | 0 | 0 | 0 | 0 | 0 | 0 | 0 | 0 | 0 | 0 | 0 | 0 | 0 | 0 | 0 | 0 | 0 | 0 | 0 | 0 | 0 | 0 | 0 | 0 | 0 | 0 | 0 | 0 | 0 | 0 | 0 | 0 | 0 | 0 | 0 | 0 | 0 | 0 | 0 | 0 | 0 | 0 | 0 | 0 | 0 | 0 | 0 | 0 | 0 | 0
0 | 0 | 0 | 0 | 0 | 0 | 0 | 0 | 0 | 0 | 0 | 0 | 0 | 0 | 0 | 0 | 0 | 0 | 0 | 0 | 0 | 0 | 0 | 0 | 0 | 0 | 0 | 0 | 0 | 0 | 0 | 0 | 0 | 0 | 0 | 0 | 0 | 0 | 0 | 0 | 0 | 0 | 0 | 0 | 0 | 0 | 0 | 0 | 0 | 0 | 0 | 0 | 0 | 0 | 0 | 0 | 0 | 0 | 0 | 0 | 0 | 0 | 0 | 0 | 0 | 0 | 0 | 0 | 0 | 0 | 0 | 0 | 0 | 0 | 0
0 | 0 | 0 | 0 | 0 | 0 | 0 | 0 | 0 | 0 | 0 | 0 | 0 | 0 | 0 | 0 | 0 | 0 | 0 | 0 | 0 | 0 | 0 | 0 | 0 | 0 | 0 | 0 | 0 | 0 | 0 | 0 | 0 | 0 | 0 | 0 | 0 | 0 | 0 | 0 | 0 | 0 | 0 | 0 | 0 | 0 | 0 | 0 | 0 | 0 | 0 | 0 | 0 | 0 | 0 | 0 | 0 | 0 | 0 | 0 | 0 | 0 | 0 | 0 | 0 | 0 | 0 | 0 | 0 | 0 | 0 | 0 | 0 | 0 | 0
0 | 0 | 0 | 0 | 0 | 0 | 0 | 0 | 0 | 0 | 0 | 0 | 0 | 0 | 0 | 0 | 0 | 0 | 0 | 0 | 0 | 0 | 0 | 0 | 0 | 0 | 0 | 0 | 0 | 0 | 0 | 0 | 0 | 0 | 0 | 0 | 0 | 0 | 0 | 0 | 0 | 0 | 0 | 0 | 0 | 0 | 0 | 0 | 0 | 0 | 0 | 0 | 0 | 0 | 0 | 0 | 0 | 0 | 0 | 0 | 0 | 0 | 0 | 0 | 0 | 0 | 0 | 0 | 0 | 0 | 0 | 0 | 0 | 0 | 0
0 | 0 | 0 | 0 | 0 | 0 | 0 | 0 | 0 | 0 | 0 | 0 | 0 | 0 | 0 | 0 | 0 | 0 | 0 | 0 | 0 | 0 | 0 | 0 | 0 | 0 | 0 | 0 | 0 | 0 | 0 | 0 | 0 | 0 | 0 | 0 | 0 | 0 | 0 | 0 | 0 | 0 | 0 | 0 | 0 | 0 | 0 | 0 | 0 | 0 | 0 | 0 | 0 | 0 | 0 | 0 | 0 | 0 | 0 | 0 | 0 | 0 | 0 | 0 | 0 | 0 | 0 | 0 | 0 | 0 | 0 | 0 | 0 | 0 | 0
0 | 0 | 0 | 0 | 0 | 0 | 0 | 0 | 0 | 0 | 0 | 0 | 0 | 0 | 0 | 0 | 0 | 0 | 0 | 0 | 0 | 0 | 0 | 0 | 0 | 0 | 0 | 0 | 0 | 0 | 0 | 0 | 0 | 0 | 0 | 0 | 0 | 0 | 0 | 0 | 0 | 0 | 0 | 0 | 0 | 0 | 0 | 0 | 0 | 0 | 0 | 0 | 0 | 0 | 0 | 0 | 0 | 0 | 0 | 0 | 0 | 0 | 0 | 0 | 0 | 0 | 0 | 0 | 0 | 0 | 0 | 0 | 0 | 0 | 0
0 | 0 | 0 | 0 | 0 | 0 | 0 | 0 | 0 | 0 | 0 | 0 | 0 | 0 | 0 | 0 | 0 | 0 | 0 | 0 | 0 | 0 | 0 | 0 | 0 | 0 | 0 | 0 | 0 | 0 | 0 | 0 | 0 | 0 | 0 | 0 | 0 | 0 | 0 | 0 | 0 | 0 | 0 | 0 | 0 | 0 | 0 | 0 | 0 | 0 | 0 | 0 | 0 | 0 | 0 | 0 | 0 | 0 | 0 | 0 | 0 | 0 | 0 | 0 | 0 | 0 | 0 | 0 | 0 | 0 | 0 | 0 | 0 | 0 | 0
0 | 0 | 0 | 0 | 0 | 0 | 0 | 0 | 0 | 0 | 0 | 0 | 0 | 0 | 0 | 0 | 0 | 0 | 0 | 0 | 0 | 0 | 0 | 0 | 0 | 0 | 0 | 0 | 0 | 0 | 0 | 0 | 0 | 0 | 0 | 0 | 0 | 0 | 0 | 0 | 0 | 0 | 0 | 0 | 0 | 0 | 0 | 0 | 0 | 0 | 0 | 0 | 0 | 0 | 0 | 0 | 0 | 0 | 0 | 0 | 0 | 0 | 0 | 0 | 0 | 0 | 0 | 0 | 0 | 0 | 0 | 0 | 0 | 0 | 0
0 | 0 | 0 | 0 | 0 | 0 | 0 | 0 | 0 | 0 | 0 | 0 | 0 | 0 | 0 | 0 | 0 | 0 | 0 | 0 | 0 | 0 | 0 | 0 | 0 | 0 | 0 | 0 | 0 | 0 | 0 | 0 | 0 | 0 | 0 | 0 | 0 | 0 | 0 | 0 | 0 | 0 | 0 | 0 | 0 | 0 | 0 | 0 | 0 | 0 | 0 | 0 | 0 | 0 | 0 | 0 | 0 | 0 | 0 | 0 | 0 | 0 | 0 | 0 | 0 | 0 | 0 | 0 | 0 | 0 | 0 | 0 | 0 | 0 | 0
0 | 0 | 0 | 0 | 0 | 0 | 0 | 0 | 0 | 0 | 0 | 0 | 0 | 0 | 0 | 0 | 0 | 0 | 0 | 0 | 0 | 0 | 0 | 0 | 0 | 0 | 0 | 0 | 0 | 0 | 0 | 0 | 0 | 0 | 0 | 0 | 0 | 0 | 0 | 0 | 0 | 0 | 0 | 0 | 0 | 0 | 0 | 0 | 0 | 0 | 0 | 0 | 0 | 0 | 0 | 0 | 0 | 0 | 0 | 0 | 0 | 0 | 0 | 0 | 0 | 0 | 0 | 0 | 0 | 0 | 0 | 0 | 0 | 0 | 0
0 | 0 | 0 | 0 | 0 | 0 | 0 | 0 | 0 | 0 | 0 | 0 | 0 | 0 | 0 | 0 | 0 | 0 | 0 | 0 | 0 | 0 | 0 | 0 | 0 | 0 | 0 | 0 | 0 | 0 | 0 | 0 | 0 | 0 | 0 | 0 | 0 | 0 | 0 | 0 | 0 | 0 | 0 | 0 | 0 | 0 | 0 | 0 | 0 | 0 | 0 | 0 | 0 | 0 | 0 | 0 | 0 | 0 | 0 | 0 | 0 | 0 | 0 | 0 | 0 | 0 | 0 | 0 | 0 | 0 | 0 | 0 | 0 | 0 | 0
0 | 0 | 0 | 0 | 0 | 0 | 0 | 0 | 0 | 0 | 0 | 0 | 0 | 0 | 0 | 0 | 0 | 0 | 0 | 0 | 0 | 0 | 0 | 0 | 0 | 0 | 0 | 0 | 0 | 0 | 0 | 0 | 0 | 0 | 0 | 0 | 0 | 0 | 0 | 0 | 0 | 0 | 0 | 0 | 0 | 0 | 0 | 0 | 0 | 0 | 0 | 0 | 0 | 0 | 0 | 0 | 0 | 0 | 0 | 0 | 0 | 0 | 0 | 0 | 0 | 0 | 0 | 0 | 0 | 0 | 0 | 0 | 0 | 0 | 0
0 | 0 | 0 | 0 | 0 | 0 | 0 | 0 | 0 | 0 | 0 | 0 | 0 | 0 | 0 | 0 | 0 | 0 | 0 | 0 | 0 | 0 | 0 | 0 | 0 | 0 | 0 | 0 | 0 | 0 | 0 | 0 | 0 | 0 | 0 | 0 | 0 | 0 | 0 | 0 | 0 | 0 | 0 | 0 | 0 | 0 | 0 | 0 | 0 | 0 | 0 | 0 | 0 | 0 | 0 | 0 | 0 | 0 | 0 | 0 | 0 | 0 | 0 | 0 | 0 | 0 | 0 | 0 | 0 | 0 | 0 | 0 | 0 | 0 | 0
0 | 0 | 0 | 0 | 0 | 0 | 0 | 0 | 0 | 0 | 0 | 0 | 0 | 0 | 0 | 0 | 0 | 0 | 0 | 0 | 0 | 0 | 0 | 0 | 0 | 0 | 0 | 0 | 0 | 0 | 0 | 0 | 0 | 0 | 0 | 0 | 0 | 0 | 0 | 0 | 0 | 0 | 0 | 0 | 0 | 0 | 0 | 0 | 0 | 0 | 0 | 0 | 0 | 0 | 0 | 0 | 0 | 0 | 0 | 0 | 0 | 0 | 0 | 0 | 0 | 0 | 0 | 0 | 0 | 0 | 0 | 0 | 0 | 0 | 0
0 | 0 | 0 | 0 | 0 | 0 | 0 | 0 | 0 | 0 | 0 | 0 | 0 | 0 | 0 | 0 | 0 | 0 | 0 | 0 | 0 | 0 | 0 | 0 | 0 | 0 | 0 | 0 | 0 | 0 | 0 | 0 | 0 | 0 | 0 | 0 | 0 | 0 | 0 | 0 | 0 | 0 | 0 | 0 | 0 | 0 | 0 | 0 | 0 | 0 | 0 | 0 | 0 | 0 | 0 | 0 | 0 | 0 | 0 | 0 | 0 | 0 | 0 | 0 | 0 | 0 | 0 | 0 | 0 | 0 | 0 | 0 | 0 | 0 | 0
0 | 0 | 0 | 0 | 0 | 0 | 0 | 0 | 0 | 0 | 0 | 0 | 0 | 0 | 0 | 0 | 0 | 0 | 0 | 0 | 0 | 0 | 0 | 0 | 0 | 0 | 0 | 0 | 0 | 0 | 0 | 0 | 0 | 0 | 0 | 0 | 0 | 0 | 0 | 0 | 0 | 0 | 0 | 0 | 0 | 0 | 0 | 0 | 0 | 0 | 0 | 0 | 0 | 0 | 0 | 0 | 0 | 0 | 0 | 0 | 0 | 0 | 0 | 0 | 0 | 0 | 0 | 0 | 0 | 0 | 0 | 0 | 0 | 0 | 0
0 | 0 | 0 | 0 | 0 | 0 | 0 | 0 | 0 | 0 | 0 | 0 | 0 | 0 | 0 | 0 | 0 | 0 | 0 | 0 | 0 | 0 | 0 | 0 | 0 | 0 | 0 | 0 | 0 | 0 | 0 | 0 | 0 | 0 | 0 | 0 | 0 | 0 | 0 | 0 | 0 | 0 | 0 | 0 | 0 | 0 | 0 | 0 | 0 | 0 | 0 | 0 | 0 | 0 | 0 | 0 | 0 | 0 | 0 | 0 | 0 | 0 | 0 | 0 | 0 | 0 | 0 | 0 | 0 | 0 | 0 | 0 | 0 | 0 | 0
0 | 0 | 0 | 0 | 0 | 0 | 0 | 0 | 0 | 0 | 0 | 0 | 0 | 0 | 0 | 0 | 0 | 0 | 0 | 0 | 0 | 0 | 0 | 0 | 0 | 0 | 0 | 0 | 0 | 0 | 0 | 0 | 0 | 0 | 0 | 0 | 0 | 0 | 0 | 0 | 0 | 0 | 0 | 0 | 0 | 0 | 0 | 0 | 0 | 0 | 0 | 0 | 0 | 0 | 0 | 0 | 0 | 0 | 0 | 0 | 0 | 0 | 0 | 0 | 0 | 0 | 0 | 0 | 0 | 0 | 0 | 0 | 0 | 0 | 0
0 | 0 | 0 | 0 | 0 | 0 | 0 | 0 | 0 | 0 | 0 | 0 | 0 | 0 | 0 | 0 | 0 | 0 | 0 | 0 | 0 | 0 | 0 | 0 | 0 | 0 | 0 | 0 | 0 | 0 | 0 | 0 | 0 | 0 | 0 | 0 | 0 | 0 | 0 | 0 | 0 | 0 | 0 | 0 | 0 | 0 | 0 | 0 | 0 | 0 | 0 | 0 | 0 | 0 | 0 | 0 | 0 | 0 | 0 | 0 | 0 | 0 | 0 | 0 | 0 | 0 | 0 | 0 | 0 | 0 | 0 | 0 | 0 | 0 | 0
0 | 0 | 0 | 0 | 0 | 0 | 0 | 0 | 0 | 0 | 0 | 0 | 0 | 0 | 0 | 0 | 0 | 0 | 0 | 0 | 0 | 0 | 0 | 0 | 0 | 0 | 0 | 0 | 0 | 0 | 0 | 0 | 0 | 0 | 0 | 0 | 0 | 0 | 0 | 0 | 0 | 0 | 0 | 0 | 0 | 0 | 0 | 0 | 0 | 0 | 0 | 0 | 0 | 0 | 0 | 0 | 0 | 0 | 0 | 0 | 0 | 0 | 0 | 0 | 0 | 0 | 0 | 0 | 0 | 0 | 0 | 0 | 0 | 0 | 0
0 | 0 | 0 | 0 | 0 | 0 | 0 | 0 | 0 | 0 | 0 | 0 | 0 | 0 | 0 | 0 | 0 | 0 | 0 | 0 | 0 | 0 | 0 | 0 | 0 | 0 | 0 | 0 | 0 | 0 | 0 | 0 | 0 | 0 | 0 | 0 | 0 | 0 | 0 | 0 | 0 | 0 | 0 | 0 | 0 | 0 | 0 | 0 | 0 | 0 | 0 | 0 | 0 | 0 | 0 | 0 | 0 | 0 | 0 | 0 | 0 | 0 | 0 | 0 | 0 | 0 | 0 | 0 | 0 | 0 | 0 | 0 | 0 | 0 | 0
0 | 0 | 0 | 0 | 0 | 0 | 0 | 0 | 0 | 0 | 0 | 0 | 0 | 0 | 0 | 0 | 0 | 0 | 0 | 0 | 0 | 0 | 0 | 0 | 0 | 0 | 0 | 0 | 0 | 0 | 0 | 0 | 0 | 0 | 0 | 0 | 0 | 0 | 0 | 0 | 0 | 0 | 0 | 0 | 0 | 0 | 0 | 0 | 0 | 0 | 0 | 0 | 0 | 0 | 0 | 0 | 0 | 0 | 0 | 0 | 0 | 0 | 0 | 0 | 0 | 0 | 0 | 0 | 0 | 0 | 0 | 0 | 0 | 0 | 0
0 | 0 | 0 | 0 | 0 | 0 | 0 | 0 | 0 | 0 | 0 | 0 | 0 | 0 | 0 | 0 | 0 | 0 | 0 | 0 | 0 | 0 | 0 | 0 | 0 | 0 | 0 | 0 | 0 | 0 | 0 | 0 | 0 | 0 | 0 | 0 | 0 | 0 | 0 | 0 | 0 | 0 | 0 | 0 | 0 | 0 | 0 | 0 | 0 | 0 | 0 | 0 | 0 | 0 | 0 | 0 | 0 | 0 | 0 | 0 | 0 | 0 | 0 | 0 | 0 | 0 | 0 | 0 | 0 | 0 | 0 | 0 | 0 | 0 | 0
0 | 0 | 0 | 0 | 0 | 0 | 0 | 0 | 0 | 0 | 0 | 0 | 0 | 0 | 0 | 0 | 0 | 0 | 0 | 0 | 0 | 0 | 0 | 0 | 0 | 0 | 0 | 0 | 0 | 0 | 0 | 0 | 0 | 0 | 0 | 0 | 0 | 0 | 0 | 0 | 0 | 0 | 0 | 0 | 0 | 0 | 0 | 0 | 0 | 0 | 0 | 0 | 0 | 0 | 0 | 0 | 0 | 0 | 0 | 0 | 0 | 0 | 0 | 0 | 0 | 0 | 0 | 0 | 0 | 0 | 0 | 0 | 0 | 0 | 0
0 | 0 | 0 | 0 | 0 | 0 | 0 | 0 | 0 | 0 | 0 | 0 | 0 | 0 | 0 | 0 | 0 | 0 | 0 | 0 | 0 | 0 | 0 | 0 | 0 | 0 | 0 | 0 | 0 | 0 | 0 | 0 | 0 | 0 | 0 | 0 | 0 | 0 | 0 | 0 | 0 | 0 | 0 | 0 | 0 | 0 | 0 | 0 | 0 | 0 | 0 | 0 | 0 | 0 | 0 | 0 | 0 | 0 | 0 | 0 | 0 | 0 | 0 | 0 | 0 | 0 | 0 | 0 | 0 | 0 | 0 | 0 | 0 | 0 | 0
0 | 0 | 0 | 0 | 0 | 0 | 0 | 0 | 0 | 0 | 0 | 0 | 0 | 0 | 0 | 0 | 0 | 0 | 0 | 0 | 0 | 0 | 0 | 0 | 0 | 0 | 0 | 0 | 0 | 0 | 0 | 0 | 0 | 0 | 0 | 0 | 0 | 0 | 0 | 0 | 0 | 0 | 0 | 0 | 0 | 0 | 0 | 0 | 0 | 0 | 0 | 0 | 0 | 0 | 0 | 0 | 0 | 0 | 0 | 0 | 0 | 0 | 0 | 0 | 0 | 0 | 0 | 0 | 0 | 0 | 0 | 0 | 0 | 0 | 0
0 | 0 | 0 | 0 | 0 | 0 | 0 | 0 | 0 | 0 | 0 | 0 | 0 | 0 | 0 | 0 | 0 | 0 | 0 | 0 | 0 | 0 | 0 | 0 | 0 | 0 | 0 | 0 | 0 | 0 | 0 | 0 | 0 | 0 | 0 | 0 | 0 | 0 | 0 | 0 | 0 | 0 | 0 | 0 | 0 | 0 | 0 | 0 | 0 | 0 | 0 | 0 | 0 | 0 | 0 | 0 | 0 | 0 | 0 | 0 | 0 | 0 | 0 | 0 | 0 | 0 | 0 | 0 | 0 | 0 | 0 | 0 | 0 | 0 | 0
0 | 0 | 0 | 0 | 0 | 0 | 0 | 0 | 0 | 0 | 0 | 0 | 0 | 0 | 0 | 0 | 0 | 0 | 0 | 0 | 0 | 0 | 0 | 0 | 0 | 0 | 0 | 0 | 0 | 0 | 0 | 0 | 0 | 0 | 0 | 0 | 0 | 0 | 0 | 0 | 0 | 0 | 0 | 0 | 0 | 0 | 0 | 0 | 0 | 0 | 0 | 0 | 0 | 0 | 0 | 0 | 0 | 0 | 0 | 0 | 0 | 0 | 0 | 0 | 0 | 0 | 0 | 0 | 0 | 0 | 0 | 0 | 0 | 0 | 0
0 | 0 | 0 | 0 | 0 | 0 | 0 | 0 | 0 | 0 | 0 | 0 | 0 | 0 | 0 | 0 | 0 | 0 | 0 | 0 | 0 | 0 | 0 | 0 | 0 | 0 | 0 | 0 | 0 | 0 | 0 | 0 | 0 | 0 | 0 | 0 | 0 | 0 | 0 | 0 | 0 | 0 | 0 | 0 | 0 | 0 | 0 | 0 | 0 | 0 | 0 | 0 | 0 | 0 | 0 | 0 | 0 | 0 | 0 | 0 | 0 | 0 | 0 | 0 | 0 | 0 | 0 | 0 | 0 | 0 | 0 | 0 | 0 | 0 | 0
0 | 0 | 0 | 0 | 0 | 0 | 0 | 0 | 0 | 0 | 0 | 0 | 0 | 0 | 0 | 0 | 0 | 0 | 0 | 0 | 0 | 0 | 0 | 0 | 0 | 0 | 0 | 0 | 0 | 0 | 0 | 0 | 0 | 0 | 0 | 0 | 0 | 0 | 0 | 0 | 0 | 0 | 0 | 0 | 0 | 0 | 0 | 0 | 0 | 0 | 0 | 0 | 0 | 0 | 0 | 0 | 0 | 0 | 0 | 0 | 0 | 0 | 0 | 0 | 0 | 0 | 0 | 0 | 0 | 0 | 0 | 0 | 0 | 0 | 0
0 | 0 | 0 | 0 | 0 | 0 | 0 | 0 | 0 | 0 | 0 | 0 | 0 | 0 | 0 | 0 | 0 | 0 | 0 | 0 | 0 | 0 | 0 | 0 | 0 | 0 | 0 | 0 | 0 | 0 | 0 | 0 | 0 | 0 | 0 | 0 | 0 | 0 | 0 | 0 | 0 | 0 | 0 | 0 | 0 | 0 | 0 | 0 | 0 | 0 | 0 | 0 | 0 | 0 | 0 | 0 | 0 | 0 | 0 | 0 | 0 | 0 | 0 | 0 | 0 | 0 | 0 | 0 | 0 | 0 | 0 | 0 | 0 | 0 | 0
0 | 0 | 0 | 0 | 0 | 0 | 0 | 0 | 0 | 0 | 0 | 0 | 0 | 0 | 0 | 0 | 0 | 0 | 0 | 0 | 0 | 0 | 0 | 0 | 0 | 0 | 0 | 0 | 0 | 0 | 0 | 0 | 0 | 0 | 0 | 0 | 0 | 0 | 0 | 0 | 0 | 0 | 0 | 0 | 0 | 0 | 0 | 0 | 0 | 0 | 0 | 0 | 0 | 0 | 0 | 0 | 0 | 0 | 0 | 0 | 0 | 0 | 0 | 0 | 0 | 0 | 0 | 0 | 0 | 0 | 0 | 0 | 0 | 0 | 0
0 | 0 | 0 | 0 | 0 | 0 | 0 | 0 | 0 | 0 | 0 | 0 | 0 | 0 | 0 | 0 | 0 | 0 | 0 | 0 | 0 | 0 | 0 | 0 | 0 | 0 | 0 | 0 | 0 | 0 | 0 | 0 | 0 | 0 | 0 | 0 | 0 | 0 | 0 | 0 | 0 | 0 | 0 | 0 | 0 | 0 | 0 | 0 | 0 | 0 | 0 | 0 | 0 | 0 | 0 | 0 | 0 | 0 | 0 | 0 | 0 | 0 | 0 | 0 | 0 | 0 | 0 | 0 | 0 | 0 | 0 | 0 | 0 | 0 | 0
0 | 0 | 0 | 0 | 0 | 0 | 0 | 0 | 0 | 0 | 0 | 0 | 0 | 0 | 0 | 0 | 0 | 0 | 0 | 0 | 0 | 0 | 0 | 0 | 0 | 0 | 0 | 0 | 0 | 0 | 0 | 0 | 0 | 0 | 0 | 0 | 0 | 0 | 0 | 0 | 0 | 0 | 0 | 0 | 0 | 0 | 0 | 0 | 0 | 0 | 0 | 0 | 0 | 0 | 0 | 0 | 0 | 0 | 0 | 0 | 0 | 0 | 0 | 0 | 0 | 0 | 0 | 0 | 0 | 0 | 0 | 0 | 0 | 0 | 0
0 | 0 | 0 | 0 | 0 | 0 | 0 | 0 | 0 | 0 | 0 | 0 | 0 | 0 | 0 | 0 | 0 | 0 | 0 | 0 | 0 | 0 | 0 | 0 | 0 | 0 | 0 | 0 | 0 | 0 | 0 | 0 | 0 | 0 | 0 | 0 | 0 | 0 | 0 | 0 | 0 | 0 | 0 | 0 | 0 | 0 | 0 | 0 | 0 | 0 | 0 | 0 | 0 | 0 | 0 | 0 | 0 | 0 | 0 | 0 | 0 | 0 | 0 | 0 | 0 | 0 | 0 | 0 | 0 | 0 | 0 | 0 | 0 | 0 | 0
0 | 0 | 0 | 0 | 0 | 0 | 0 | 0 | 0 | 0 | 0 | 0 | 0 | 0 | 0 | 0 | 0 | 0 | 0 | 0 | 0 | 0 | 0 | 0 | 0 | 0 | 0 | 0 | 0 | 0 | 0 | 0 | 0 | 0 | 0 | 0 | 0 | 0 | 0 | 0 | 0 | 0 | 0 | 0 | 0 | 0 | 0 | 0 | 0 | 0 | 0 | 0 | 0 | 0 | 0 | 0 | 0 | 0 | 0 | 0 | 0 | 0 | 0 | 0 | 0 | 0 | 0 | 0 | 0 | 0 | 0 | 0 | 0 | 0 | 0
0 | 0 | 0 | 0 | 0 | 0 | 0 | 0 | 0 | 0 | 0 | 0 | 0 | 0 | 0 | 0 | 0 | 0 | 0 | 0 | 0 | 0 | 0 | 0 | 0 | 0 | 0 | 0 | 0 | 0 | 0 | 0 | 0 | 0 | 0 | 0 | 0 | 0 | 0 | 0 | 0 | 0 | 0 | 0 | 0 | 0 | 0 | 0 | 0 | 0 | 0 | 0 | 0 | 0 | 0 | 0 | 0 | 0 | 0 | 0 | 0 | 0 | 0 | 0 | 0 | 0 | 0 | 0 | 0 | 0 | 0 | 0 | 0 | 0 | 0
0 | 0 | 0 | 0 | 0 | 0 | 0 | 0 | 0 | 0 | 0 | 0 | 0 | 0 | 0 | 0 | 0 | 0 | 0 | 0 | 0 | 0 | 0 | 0 | 0 | 0 | 0 | 0 | 0 | 0 | 0 | 0 | 0 | 0 | 0 | 0 | 0 | 0 | 0 | 0 | 0 | 0 | 0 | 0 | 0 | 0 | 0 | 0 | 0 | 0 | 0 | 0 | 0 | 0 | 0 | 0 | 0 | 0 | 0 | 0 | 0 | 0 | 0 | 0 | 0 | 0 | 0 | 0 | 0 | 0 | 0 | 0 | 0 | 0 | 0
0 | 0 | 0 | 0 | 0 | 0 | 0 | 0 | 0 | 0 | 0 | 0 | 0 | 0 | 0 | 0 | 0 | 0 | 0 | 0 | 0 | 0 | 0 | 0 | 0 | 0 | 0 | 0 | 0 | 0 | 0 | 0 | 0 | 0 | 0 | 0 | 0 | 0 | 0 | 0 | 0 | 0 | 0 | 0 | 0 | 0 | 0 | 0 | 0 | 0 | 0 | 0 | 0 | 0 | 0 | 0 | 0 | 0 | 0 | 0 | 0 | 0 | 0 | 0 | 0 | 0 | 0 | 0 | 0 | 0 | 0 | 0 | 0 | 0 | 0
0 | 0 | 0 | 0 | 0 | 0 | 0 | 0 | 0 | 0 | 0 | 0 | 0 | 0 | 0 | 0 | 0 | 0 | 0 | 0 | 0 | 0 | 0 | 0 | 0 | 0 | 0 | 0 | 0 | 0 | 0 | 0 | 0 | 0 | 0 | 0 | 0 | 0 | 0 | 0 | 0 | 0 | 0 | 0 | 0 | 0 | 0 | 0 | 0 | 0 | 0 | 0 | 0 | 0 | 0 | 0 | 0 | 0 | 0 | 0 | 0 | 0 | 0 | 0 | 0 | 0 | 0 | 0 | 0 | 0 | 0 | 0 | 0 | 0 | 0
0 | 0 | 0 | 0 | 0 | 0 | 0 | 0 | 0 | 0 | 0 | 0 | 0 | 0 | 0 | 0 | 0 | 0 | 0 | 0 | 0 | 0 | 0 | 0 | 0 | 0 | 0 | 0 | 0 | 0 | 0 | 0 | 0 | 0 | 0 | 0 | 0 | 0 | 0 | 0 | 0 | 0 | 0 | 0 | 0 | 0 | 0 | 0 | 0 | 0 | 0 | 0 | 0 | 0 | 0 | 0 | 0 | 0 | 0 | 0 | 0 | 0 | 0 | 0 | 0 | 0 | 0 | 0 | 0 | 0 | 0 | 0 | 0 | 0 | 0
0 | 0 | 0 | 0 | 0 | 0 | 0 | 0 | 0 | 0 | 0 | 0 | 0 | 0 | 0 | 0 | 0 | 0 | 0 | 0 | 0 | 0 | 0 | 0 | 0 | 0 | 0 | 0 | 0 | 0 | 0 | 0 | 0 | 0 | 0 | 0 | 0 | 0 | 0 | 0 | 0 | 0 | 0 | 0 | 0 | 0 | 0 | 0 | 0 | 0 | 0 | 0 | 0 | 0 | 0 | 0 | 0 | 0 | 0 | 0 | 0 | 0 | 0 | 0 | 0 | 0 | 0 | 0 | 0 | 0 | 0 | 0 | 0 | 0 | 0
0 | 0 | 0 | 0 | 0 | 0 | 0 | 0 | 0 | 0 | 0 | 0 | 0 | 0 | 0 | 0 | 0 | 0 | 0 | 0 | 0 | 0 | 0 | 0 | 0 | 0 | 0 | 0 | 0 | 0 | 0 | 0 | 0 | 0 | 0 | 0 | 0 | 0 | 0 | 0 | 0 | 0 | 0 | 0 | 0 | 0 | 0 | 0 | 0 | 0 | 0 | 0 | 0 | 0 | 0 | 0 | 0 | 0 | 0 | 0 | 0 | 0 | 0 | 0 | 0 | 0 | 0 | 0 | 0 | 0 | 0 | 0 | 0 | 0 | 0
0 | 0 | 0 | 0 | 0 | 0 | 0 | 0 | 0 | 0 | 0 | 0 | 0 | 0 | 0 | 0 | 0 | 0 | 0 | 0 | 0 | 0 | 0 | 0 | 0 | 0 | 0 | 0 | 0 | 0 | 0 | 0 | 0 | 0 | 0 | 0 | 0 | 0 | 0 | 0 | 0 | 0 | 0 | 0 | 0 | 0 | 0 | 0 | 0 | 0 | 0 | 0 | 0 | 0 | 0 | 0 | 0 | 0 | 0 | 0 | 0 | 0 | 0 | 0 | 0 | 0 | 0 | 0 | 0 | 0 | 0 | 0 | 0 | 0 | 0
0 | 0 | 0 | 0 | 0 | 0 | 0 | 0 | 0 | 0 | 0 | 0 | 0 | 0 | 0 | 0 | 0 | 0 | 0 | 0 | 0 | 0 | 0 | 0 | 0 | 0 | 0 | 0 | 0 | 0 | 0 | 0 | 0 | 0 | 0 | 0 | 0 | 0 | 0 | 0 | 0 | 0 | 0 | 0 | 0 | 0 | 0 | 0 | 0 | 0 | 0 | 0 | 0 | 0 | 0 | 0 | 0 | 0 | 0 | 0 | 0 | 0 | 0 | 0 | 0 | 0 | 0 | 0 | 0 | 0 | 0 | 0 | 0 | 0 | 0
0 | 0 | 0 | 0 | 0 | 0 | 0 | 0 | 0 | 0 | 0 | 0 | 0 | 0 | 0 | 0 | 0 | 0 | 0 | 0 | 0 | 0 | 0 | 0 | 0 | 0 | 0 | 0 | 0 | 0 | 0 | 0 | 0 | 0 | 0 | 0 | 0 | 0 | 0 | 0 | 0 | 0 | 0 | 0 | 0 | 0 | 0 | 0 | 0 | 0 | 0 | 0 | 0 | 0 | 0 | 0 | 0 | 0 | 0 | 0 | 0 | 0 | 0 | 0 | 0 | 0 | 0 | 0 | 0 | 0 | 0 | 0 | 0 | 0 | 0
0 | 0 | 0 | 0 | 0 | 0 | 0 | 0 | 0 | 0 | 0 | 0 | 0 | 0 | 0 | 0 | 0 | 0 | 0 | 0 | 0 | 0 | 0 | 0 | 0 | 0 | 0 | 0 | 0 | 0 | 0 | 0 | 0 | 0 | 0 | 0 | 0 | 0 | 0 | 0 | 0 | 0 | 0 | 0 | 0 | 0 | 0 | 0 | 0 | 0 | 0 | 0 | 0 | 0 | 0 | 0 | 0 | 0 | 0 | 0 | 0 | 0 | 0 | 0 | 0 | 0 | 0 | 0 | 0 | 0 | 0 | 0 | 0 | 0 | 0
0 | 0 | 0 | 0 | 0 | 0 | 0 | 0 | 0 | 0 | 0 | 0 | 0 | 0 | 0 | 0 | 0 | 0 | 0 | 0 | 0 | 0 | 0 | 0 | 0 | 0 | 0 | 0 | 0 | 0 | 0 | 0 | 0 | 0 | 0 | 0 | 0 | 0 | 0 | 0 | 0 | 0 | 0 | 0 | 0 | 0 | 0 | 0 | 0 | 0 | 0 | 0 | 0 | 0 | 0 | 0 | 0 | 0 | 0 | 0 | 0 | 0 | 0 | 0 | 0 | 0 | 0 | 0 | 0 | 0 | 0 | 0 | 0 | 0 | 0
0 | 0 | 0 | 0 | 0 | 0 | 0 | 0 | 0 | 0 | 0 | 0 | 0 | 0 | 0 | 0 | 0 | 0 | 0 | 0 | 0 | 0 | 0 | 0 | 0 | 0 | 0 | 0 | 0 | 0 | 0 | 0 | 0 | 0 | 0 | 0 | 0 | 0 | 0 | 0 | 0 | 0 | 0 | 0 | 0 | 0 | 0 | 0 | 0 | 0 | 0 | 0 | 0 | 0 | 0 | 0 | 0 | 0 | 0 | 0 | 0 | 0 | 0 | 0 | 0 | 0 | 0 | 0 | 0 | 0 | 0 | 0 | 0 | 0 | 0
0 | 0 | 0 | 0 | 0 | 0 | 0 | 0 | 0 | 0 | 0 | 0 | 0 | 0 | 0 | 0 | 0 | 0 | 0 | 0 | 0 | 0 | 0 | 0 | 0 | 0 | 0 | 0 | 0 | 0 | 0 | 0 | 0 | 0 | 0 | 0 | 0 | 0 | 0 | 0 | 0 | 0 | 0 | 0 | 0 | 0 | 0 | 0 | 0 | 0 | 0 | 0 | 0 | 0 | 0 | 0 | 0 | 0 | 0 | 0 | 0 | 0 | 0 | 0 | 0 | 0 | 0 | 0 | 0 | 0 | 0 | 0 | 0 | 0 | 0
0 | 0 | 0 | 0 | 0 | 0 | 0 | 0 | 0 | 0 | 0 | 0 | 0 | 0 | 0 | 0 | 0 | 0 | 0 | 0 | 0 | 0 | 0 | 0 | 0 | 0 | 0 | 0 | 0 | 0 | 0 | 0 | 0 | 0 | 0 | 0 | 0 | 0 | 0 | 0 | 0 | 0 | 0 | 0 | 0 | 0 | 0 | 0 | 0 | 0 | 0 | 0 | 0 | 0 | 0 | 0 | 0 | 0 | 0 | 0 | 0 | 0 | 0 | 0 | 0 | 0 | 0 | 0 | 0 | 0 | 0 | 0 | 0 | 0 | 0
0 | 0 | 0 | 0 | 0 | 0 | 0 | 0 | 0 | 0 | 0 | 0 | 0 | 0 | 0 | 0 | 0 | 0 | 0 | 0 | 0 | 0 | 0 | 0 | 0 | 0 | 0 | 0 | 0 | 0 | 0 | 0 | 0 | 0 | 0 | 0 | 0 | 0 | 0 | 0 | 0 | 0 | 0 | 0 | 0 | 0 | 0 | 0 | 0 | 0 | 0 | 0 | 0 | 0 | 0 | 0 | 0 | 0 | 0 | 0 | 0 | 0 | 0 | 0 | 0 | 0 | 0 | 0 | 0 | 0 | 0 | 0 | 0 | 0 | 0
0 | 0 | 0 | 0 | 0 | 0 | 0 | 0 | 0 | 0 | 0 | 0 | 0 | 0 | 0 | 0 | 0 | 0 | 0 | 0 | 0 | 0 | 0 | 0 | 0 | 0 | 0 | 0 | 0 | 0 | 0 | 0 | 0 | 0 | 0 | 0 | 0 | 0 | 0 | 0 | 0 | 0 | 0 | 0 | 0 | 0 | 0 | 0 | 0 | 0 | 0 | 0 | 0 | 0 | 0 | 0 | 0 | 0 | 0 | 0 | 0 | 0 | 0 | 0 | 0 | 0 | 0 | 0 | 0 | 0 | 0 | 0 | 0 | 0 | 0
0 | 0 | 0 | 0 | 0 | 0 | 0 | 0 | 0 | 0 | 0 | 0 | 0 | 0 | 0 | 0 | 0 | 0 | 0 | 0 | 0 | 0 | 0 | 0 | 0 | 0 | 0 | 0 | 0 | 0 | 0 | 0 | 0 | 0 | 0 | 0 | 0 | 0 | 0 | 0 | 0 | 0 | 0 | 0 | 0 | 0 | 0 | 0 | 0 | 0 | 0 | 0 | 0 | 0 | 0 | 0 | 0 | 0 | 0 | 0 | 0 | 0 | 0 | 0 | 0 | 0 | 0 | 0 | 0 | 0 | 0 | 0 | 0 | 0 | 0
0 | 0 | 0 | 0 | 0 | 0 | 0 | 0 | 0 | 0 | 0 | 0 | 0 | 0 | 0 | 0 | 0 | 0 | 0 | 0 | 0 | 0 | 0 | 0 | 0 | 0 | 0 | 0 | 0 | 0 | 0 | 0 | 0 | 0 | 0 | 0 | 0 | 0 | 0 | 0 | 0 | 0 | 0 | 0 | 0 | 0 | 0 | 0 | 0 | 0 | 0 | 0 | 0 | 0 | 0 | 0 | 0 | 0 | 0 | 0 | 0 | 0 | 0 | 0 | 0 | 0 | 0 | 0 | 0 | 0 | 0 | 0 | 0 | 0 | 0
0 | 0 | 0 | 0 | 0 | 0 | 0 | 0 | 0 | 0 | 0 | 0 | 0 | 0 | 0 | 0 | 0 | 0 | 0 | 0 | 0 | 0 | 0 | 0 | 0 | 0 | 0 | 0 | 0 | 0 | 0 | 0 | 0 | 0 | 0 | 0 | 0 | 0 | 0 | 0 | 0 | 0 | 0 | 0 | 0 | 0 | 0 | 0 | 0 | 0 | 0 | 0 | 0 | 0 | 0 | 0 | 0 | 0 | 0 | 0 | 0 | 0 | 0 | 0 | 0 | 0 | 0 | 0 | 0 | 0 | 0 | 0 | 0 | 0 | 0
0 | 0 | 0 | 0 | 0 | 0 | 0 | 0 | 0 | 0 | 0 | 0 | 0 | 0 | 0 | 0 | 0 | 0 | 0 | 0 | 0 | 0 | 0 | 0 | 0 | 0 | 0 | 0 | 0 | 0 | 0 | 0 | 0 | 0 | 0 | 0 | 0 | 0 | 0 | 0 | 0 | 0 | 0 | 0 | 0 | 0 | 0 | 0 | 0 | 0 | 0 | 0 | 0 | 0 | 0 | 0 | 0 | 0 | 0 | 0 | 0 | 0 | 0 | 0 | 0 | 0 | 0 | 0 | 0 | 0 | 0 | 0 | 0 | 0 | 0
0 | 0 | 0 | 0 | 0 | 0 | 0 | 0 | 0 | 0 | 0 | 0 | 0 | 0 | 0 | 0 | 0 | 0 | 0 | 0 | 0 | 0 | 0 | 0 | 0 | 0 | 0 | 0 | 0 | 0 | 0 | 0 | 0 | 0 | 0 | 0 | 0 | 0 | 0 | 0 | 0 | 0 | 0 | 0 | 0 | 0 | 0 | 0 | 0 | 0 | 0 | 0 | 0 | 0 | 0 | 0 | 0 | 0 | 0 | 0 | 0 | 0 | 0 | 0 | 0 | 0 | 0 | 0 | 0 | 0 | 0 | 0 | 0 | 0 | 0
0 | 0 | 0 | 0 | 0 | 0 | 0 | 0 | 0 | 0 | 0 | 0 | 0 | 0 | 0 | 0 | 0 | 0 | 0 | 0 | 0 | 0 | 0 | 0 | 0 | 0 | 0 | 0 | 0 | 0 | 0 | 0 | 0 | 0 | 0 | 0 | 0 | 0 | 0 | 0 | 0 | 0 | 0 | 0 | 0 | 0 | 0 | 0 | 0 | 0 | 0 | 0 | 0 | 0 | 0 | 0 | 0 | 0 | 0 | 0 | 0 | 0 | 0 | 0 | 0 | 0 | 0 | 0 | 0 | 0 | 0 | 0 | 0 | 0 | 0
0 | 0 | 0 | 0 | 0 | 0 | 0 | 0 | 0 | 0 | 0 | 0 | 0 | 0 | 0 | 0 | 0 | 0 | 0 | 0 | 0 | 0 | 0 | 0 | 0 | 0 | 0 | 0 | 0 | 0 | 0 | 0 | 0 | 0 | 0 | 0 | 0 | 0 | 0 | 0 | 0 | 0 | 0 | 0 | 0 | 0 | 0 | 0 | 0 | 0 | 0 | 0 | 0 | 0 | 0 | 0 | 0 | 0 | 0 | 0 | 0 | 0 | 0 | 0 | 0 | 0 | 0 | 0 | 0 | 0 | 0 | 0 | 0 | 0 | 0
0 | 0 | 0 | 0 | 0 | 0 | 0 | 0 | 0 | 0 | 0 | 0 | 0 | 0 | 0 | 0 | 0 | 0 | 0 | 0 | 0 | 0 | 0 | 0 | 0 | 0 | 0 | 0 | 0 | 0 | 0 | 0 | 0 | 0 | 0 | 0 | 0 | 0 | 0 | 0 | 0 | 0 | 0 | 0 | 0 | 0 | 0 | 0 | 0 | 0 | 0 | 0 | 0 | 0 | 0 | 0 | 0 | 0 | 0 | 0 | 0 | 0 | 0 | 0 | 0 | 0 | 0 | 0 | 0 | 0 | 0 | 0 | 0 | 0 | 0
0 | 0 | 0 | 0 | 0 | 0 | 0 | 0 | 0 | 0 | 0 | 0 | 0 | 0 | 0 | 0 | 0 | 0 | 0 | 0 | 0 | 0 | 0 | 0 | 0 | 0 | 0 | 0 | 0 | 0 | 0 | 0 | 0 | 0 | 0 | 0 | 0 | 0 | 0 | 0 | 0 | 0 | 0 | 0 | 0 | 0 | 0 | 0 | 0 | 0 | 0 | 0 | 0 | 0 | 0 | 0 | 0 | 0 | 0 | 0 | 0 | 0 | 0 | 0 | 0 | 0 | 0 | 0 | 0 | 0 | 0 | 0 | 0 | 0 | 0
0 | 0 | 0 | 0 | 0 | 0 | 0 | 0 | 0 | 0 | 0 | 0 | 0 | 0 | 0 | 0 | 0 | 0 | 0 | 0 | 0 | 0 | 0 | 0 | 0 | 0 | 0 | 0 | 0 | 0 | 0 | 0 | 0 | 0 | 0 | 0 | 0 | 0 | 0 | 0 | 0 | 0 | 0 | 0 | 0 | 0 | 0 | 0 | 0 | 0 | 0 | 0 | 0 | 0 | 0 | 0 | 0 | 0 | 0 | 0 | 0 | 0 | 0 | 0 | 0 | 0 | 0 | 0 | 0 | 0 | 0 | 0 | 0 | 0 | 0
0 | 0 | 0 | 0 | 0 | 0 | 0 | 0 | 0 | 0 | 0 | 0 | 0 | 0 | 0 | 0 | 0 | 0 | 0 | 0 | 0 | 0 | 0 | 0 | 0 | 0 | 0 | 0 | 0 | 0 | 0 | 0 | 0 | 0 | 0 | 0 | 0 | 0 | 0 | 0 | 0 | 0 | 0 | 0 | 0 | 0 | 0 | 0 | 0 | 0 | 0 | 0 | 0 | 0 | 0 | 0 | 0 | 0 | 0 | 0 | 0 | 0 | 0 | 0 | 0 | 0 | 0 | 0 | 0 | 0 | 0 | 0 | 0 | 0 | 0
0 | 0 | 0 | 0 | 0 | 0 | 0 | 0 | 0 | 0 | 0 | 0 | 0 | 0 | 0 | 0 | 0 | 0 | 0 | 0 | 0 | 0 | 0 | 0 | 0 | 0 | 0 | 0 | 0 | 0 | 0 | 0 | 0 | 0 | 0 | 0 | 0 | 0 | 0 | 0 | 0 | 0 | 0 | 0 | 0 | 0 | 0 | 0 | 0 | 0 | 0 | 0 | 0 | 0 | 0 | 0 | 0 | 0 | 0 | 0 | 0 | 0 | 0 | 0 | 0 | 0 | 0 | 0 | 0 | 0 | 0 | 0 | 0 | 0 | 0
0 | 0 | 0 | 0 | 0 | 0 | 0 | 0 | 0 | 0 | 0 | 0 | 0 | 0 | 0 | 0 | 0 | 0 | 0 | 0 | 0 | 0 | 0 | 0 | 0 | 0 | 0 | 0 | 0 | 0 | 0 | 0 | 0 | 0 | 0 | 0 | 0 | 0 | 0 | 0 | 0 | 0 | 0 | 0 | 0 | 0 | 0 | 0 | 0 | 0 | 0 | 0 | 0 | 0 | 0 | 0 | 0 | 0 | 0 | 0 | 0 | 0 | 0 | 0 | 0 | 0 | 0 | 0 | 0 | 0 | 0 | 0 | 0 | 0 | 0
0 | 0 | 0 | 0 | 0 | 0 | 0 | 0 | 0 | 0 | 0 | 0 | 0 | 0 | 0 | 0 | 0 | 0 | 0 | 0 | 0 | 0 | 0 | 0 | 0 | 0 | 0 | 0 | 0 | 0 | 0 | 0 | 0 | 0 | 0 | 0 | 0 | 0 | 0 | 0 | 0 | 0 | 0 | 0 | 0 | 0 | 0 | 0 | 0 | 0 | 0 | 0 | 0 | 0 | 0 | 0 | 0 | 0 | 0 | 0 | 0 | 0 | 0 | 0 | 0 | 0 | 0 | 0 | 0 | 0 | 0 | 0 | 0 | 0 | 0
0 | 0 | 0 | 0 | 0 | 0 | 0 | 0 | 0 | 0 | 0 | 0 | 0 | 0 | 0 | 0 | 0 | 0 | 0 | 0 | 0 | 0 | 0 | 0 | 0 | 0 | 0 | 0 | 0 | 0 | 0 | 0 | 0 | 0 | 0 | 0 | 0 | 0 | 0 | 0 | 0 | 0 | 0 | 0 | 0 | 0 | 0 | 0 | 0 | 0 | 0 | 0 | 0 | 0 | 0 | 0 | 0 | 0 | 0 | 0 | 0 | 0 | 0 | 0 | 0 | 0 | 0 | 0 | 0 | 0 | 0 | 0 | 0 | 0 | 0
0 | 0 | 0 | 0 | 0 | 0 | 0 | 0 | 0 | 0 | 0 | 0 | 0 | 0 | 0 | 0 | 0 | 0 | 0 | 0 | 0 | 0 | 0 | 0 | 0 | 0 | 0 | 0 | 0 | 0 | 0 | 0 | 0 | 0 | 0 | 0 | 0 | 0 | 0 | 0 | 0 | 0 | 0 | 0 | 0 | 0 | 0 | 0 | 0 | 0 | 0 | 0 | 0 | 0 | 0 | 0 | 0 | 0 | 0 | 0 | 0 | 0 | 0 | 0 | 0 | 0 | 0 | 0 | 0 | 0 | 0 | 0 | 0 | 0 | 0
0 | 0 | 0 | 0 | 0 | 0 | 0 | 0 | 0 | 0 | 0 | 0 | 0 | 0 | 0 | 0 | 0 | 0 | 0 | 0 | 0 | 0 | 0 | 0 | 0 | 0 | 0 | 0 | 0 | 0 | 0 | 0 | 0 | 0 | 0 | 0 | 0 | 0 | 0 | 0 | 0 | 0 | 0 | 0 | 0 | 0 | 0 | 0 | 0 | 0 | 0 | 0 | 0 | 0 | 0 | 0 | 0 | 0 | 0 | 0 | 0 | 0 | 0 | 0 | 0 | 0 | 0 | 0 | 0 | 0 | 0 | 0 | 0 | 0 | 0
0 | 0 | 0 | 0 | 0 | 0 | 0 | 0 | 0 | 0 | 0 | 0 | 0 | 0 | 0 | 0 | 0 | 0 | 0 | 0 | 0 | 0 | 0 | 0 | 0 | 0 | 0 | 0 | 0 | 0 | 0 | 0 | 0 | 0 | 0 | 0 | 0 | 0 | 0 | 0 | 0 | 0 | 0 | 0 | 0 | 0 | 0 | 0 | 0 | 0 | 0 | 0 | 0 | 0 | 0 | 0 | 0 | 0 | 0 | 0 | 0 | 0 | 0 | 0 | 0 | 0 | 0 | 0 | 0 | 0 | 0 | 0 | 0 | 0 | 0
0 | 0 | 0 | 0 | 0 | 0 | 0 | 0 | 0 | 0 | 0 | 0 | 0 | 0 | 0 | 0 | 0 | 0 | 0 | 0 | 0 | 0 | 0 | 0 | 0 | 0 | 0 | 0 | 0 | 0 | 0 | 0 | 0 | 0 | 0 | 0 | 0 | 0 | 0 | 0 | 0 | 0 | 0 | 0 | 0 | 0 | 0 | 0 | 0 | 0 | 0 | 0 | 0 | 0 | 0 | 0 | 0 | 0 | 0 | 0 | 0 | 0 | 0 | 0 | 0 | 0 | 0 | 0 | 0 | 0 | 0 | 0 | 0 | 0 | 0
0 | 0 | 0 | 0 | 0 | 0 | 0 | 0 | 0 | 0 | 0 | 0 | 0 | 0 | 0 | 0 | 0 | 0 | 0 | 0 | 0 | 0 | 0 | 0 | 0 | 0 | 0 | 0 | 0 | 0 | 0 | 0 | 0 | 0 | 0 | 0 | 0 | 0 | 0 | 0 | 0 | 0 | 0 | 0 | 0 | 0 | 0 | 0 | 0 | 0 | 0 | 0 | 0 | 0 | 0 | 0 | 0 | 0 | 0 | 0 | 0 | 0 | 0 | 0 | 0 | 0 | 0 | 0 | 0 | 0 | 0 | 0 | 0 | 0 | 0
0 | 0 | 0 | 0 | 0 | 0 | 0 | 0 | 0 | 0 | 0 | 0 | 0 | 0 | 0 | 0 | 0 | 0 | 0 | 0 | 0 | 0 | 0 | 0 | 0 | 0 | 0 | 0 | 0 | 0 | 0 | 0 | 0 | 0 | 0 | 0 | 0 | 0 | 0 | 0 | 0 | 0 | 0 | 0 | 0 | 0 | 0 | 0 | 0 | 0 | 0 | 0 | 0 | 0 | 0 | 0 | 0 | 0 | 0 | 0 | 0 | 0 | 0 | 0 | 0 | 0 | 0 | 0 | 0 | 0 | 0 | 0 | 0 | 0 | 0
0 | 0 | 0 | 0 | 0 | 0 | 0 | 0 | 0 | 0 | 0 | 0 | 0 | 0 | 0 | 0 | 0 | 0 | 0 | 0 | 0 | 0 | 0 | 0 | 0 | 0 | 0 | 0 | 0 | 0 | 0 | 0 | 0 | 0 | 0 | 0 | 0 | 0 | 0 | 0 | 0 | 0 | 0 | 0 | 0 | 0 | 0 | 0 | 0 | 0 | 0 | 0 | 0 | 0 | 0 | 0 | 0 | 0 | 0 | 0 | 0 | 0 | 0 | 0 | 0 | 0 | 0 | 0 | 0 | 0 | 0 | 0 | 0 | 0 | 0
0 | 0 | 0 | 0 | 0 | 0 | 0 | 0 | 0 | 0 | 0 | 0 | 0 | 0 | 0 | 0 | 0 | 0 | 0 | 0 | 0 | 0 | 0 | 0 | 0 | 0 | 0 | 0 | 0 | 0 | 0 | 0 | 0 | 0 | 0 | 0 | 0 | 0 | 0 | 0 | 0 | 0 | 0 | 0 | 0 | 0 | 0 | 0 | 0 | 0 | 0 | 0 | 0 | 0 | 0 | 0 | 0 | 0 | 0 | 0 | 0 | 0 | 0 | 0 | 0 | 0 | 0 | 0 | 0 | 0 | 0 | 0 | 0 | 0 | 0
0 | 0 | 0 | 0 | 0 | 0 | 0 | 0 | 0 | 0 | 0 | 0 | 0 | 0 | 0 | 0 | 0 | 0 | 0 | 0 | 0 | 0 | 0 | 0 | 0 | 0 | 0 | 0 | 0 | 0 | 0 | 0 | 0 | 0 | 0 | 0 | 0 | 0 | 0 | 0 | 0 | 0 | 0 | 0 | 0 | 0 | 0 | 0 | 0 | 0 | 0 | 0 | 0 | 0 | 0 | 0 | 0 | 0 | 0 | 0 | 0 | 0 | 0 | 0 | 0 | 0 | 0 | 0 | 0 | 0 | 0 | 0 | 0 | 0 | 0
0 | 0 | 0 | 0 | 0 | 0 | 0 | 0 | 0 | 0 | 0 | 0 | 0 | 0 | 0 | 0 | 0 | 0 | 0 | 0 | 0 | 0 | 0 | 0 | 0 | 0 | 0 | 0 | 0 | 0 | 0 | 0 | 0 | 0 | 0 | 0 | 0 | 0 | 0 | 0 | 0 | 0 | 0 | 0 | 0 | 0 | 0 | 0 | 0 | 0 | 0 | 0 | 0 | 0 | 0 | 0 | 0 | 0 | 0 | 0 | 0 | 0 | 0 | 0 | 0 | 0 | 0 | 0 | 0 | 0 | 0 | 0 | 0 | 0 | 0
0 | 0 | 0 | 0 | 0 | 0 | 0 | 0 | 0 | 0 | 0 | 0 | 0 | 0 | 0 | 0 | 0 | 0 | 0 | 0 | 0 | 0 | 0 | 0 | 0 | 0 | 0 | 0 | 0 | 0 | 0 | 0 | 0 | 0 | 0 | 0 | 0 | 0 | 0 | 0 | 0 | 0 | 0 | 0 | 0 | 0 | 0 | 0 | 0 | 0 | 0 | 0 | 0 | 0 | 0 | 0 | 0 | 0 | 0 | 0 | 0 | 0 | 0 | 0 | 0 | 0 | 0 | 0 | 0 | 0 | 0 | 0 | 0 | 0 | 0
0 | 0 | 0 | 0 | 0 | 0 | 0 | 0 | 0 | 0 | 0 | 0 | 0 | 0 | 0 | 0 | 0 | 0 | 0 | 0 | 0 | 0 | 0 | 0 | 0 | 0 | 0 | 0 | 0 | 0 | 0 | 0 | 0 | 0 | 0 | 0 | 0 | 0 | 0 | 0 | 0 | 0 | 0 | 0 | 0 | 0 | 0 | 0 | 0 | 0 | 0 | 0 | 0 | 0 | 0 | 0 | 0 | 0 | 0 | 0 | 0 | 0 | 0 | 0 | 0 | 0 | 0 | 0 | 0 | 0 | 0 | 0 | 0 | 0 | 0
0 | 0 | 0 | 0 | 0 | 0 | 0 | 0 | 0 | 0 | 0 | 0 | 0 | 0 | 0 | 0 | 0 | 0 | 0 | 0 | 0 | 0 | 0 | 0 | 0 | 0 | 0 | 0 | 0 | 0 | 0 | 0 | 0 | 0 | 0 | 0 | 0 | 0 | 0 | 0 | 0 | 0 | 0 | 0 | 0 | 0 | 0 | 0 | 0 | 0 | 0 | 0 | 0 | 0 | 0 | 0 | 0 | 0 | 0 | 0 | 0 | 0 | 0 | 0 | 0 | 0 | 0 | 0 | 0 | 0 | 0 | 0 | 0 | 0 | 0
0 | 0 | 0 | 0 | 0 | 0 | 0 | 0 | 0 | 0 | 0 | 0 | 0 | 0 | 0 | 0 | 0 | 0 | 0 | 0 | 0 | 0 | 0 | 0 | 0 | 0 | 0 | 0 | 0 | 0 | 0 | 0 | 0 | 0 | 0 | 0 | 0 | 0 | 0 | 0 | 0 | 0 | 0 | 0 | 0 | 0 | 0 | 0 | 0 | 0 | 0 | 0 | 0 | 0 | 0 | 0 | 0 | 0 | 0 | 0 | 0 | 0 | 0 | 0 | 0 | 0 | 0 | 0 | 0 | 0 | 0 | 0 | 0 | 0 | 0
0 | 0 | 0 | 0 | 0 | 0 | 0 | 0 | 0 | 0 | 0 | 0 | 0 | 0 | 0 | 0 | 0 | 0 | 0 | 0 | 0 | 0 | 0 | 0 | 0 | 0 | 0 | 0 | 0 | 0 | 0 | 0 | 0 | 0 | 0 | 0 | 0 | 0 | 0 | 0 | 0 | 0 | 0 | 0 | 0 | 0 | 0 | 0 | 0 | 0 | 0 | 0 | 0 | 0 | 0 | 0 | 0 | 0 | 0 | 0 | 0 | 0 | 0 | 0 | 0 | 0 | 0 | 0 | 0 | 0 | 0 | 0 | 0 | 0 | 0
0 | 0 | 0 | 0 | 0 | 0 | 0 | 0 | 0 | 0 | 0 | 0 | 0 | 0 | 0 | 0 | 0 | 0 | 0 | 0 | 0 | 0 | 0 | 0 | 0 | 0 | 0 | 0 | 0 | 0 | 0 | 0 | 0 | 0 | 0 | 0 | 0 | 0 | 0 | 0 | 0 | 0 | 0 | 0 | 0 | 0 | 0 | 0 | 0 | 0 | 0 | 0 | 0 | 0 | 0 | 0 | 0 | 0 | 0 | 0 | 0 | 0 | 0 | 0 | 0 | 0 | 0 | 0 | 0 | 0 | 0 | 0 | 0 | 0 | 0
0 | 0 | 0 | 0 | 0 | 0 | 0 | 0 | 0 | 0 | 0 | 0 | 0 | 0 | 0 | 0 | 0 | 0 | 0 | 0 | 0 | 0 | 0 | 0 | 0 | 0 | 0 | 0 | 0 | 0 | 0 | 0 | 0 | 0 | 0 | 0 | 0 | 0 | 0 | 0 | 0 | 0 | 0 | 0 | 0 | 0 | 0 | 0 | 0 | 0 | 0 | 0 | 0 | 0 | 0 | 0 | 0 | 0 | 0 | 0 | 0 | 0 | 0 | 0 | 0 | 0 | 0 | 0 | 0 | 0 | 0 | 0 | 0 | 0 | 0
0 | 0 | 0 | 0 | 0 | 0 | 0 | 0 | 0 | 0 | 0 | 0 | 0 | 0 | 0 | 0 | 0 | 0 | 0 | 0 | 0 | 0 | 0 | 0 | 0 | 0 | 0 | 0 | 0 | 0 | 0 | 0 | 0 | 0 | 0 | 0 | 0 | 0 | 0 | 0 | 0 | 0 | 0 | 0 | 0 | 0 | 0 | 0 | 0 | 0 | 0 | 0 | 0 | 0 | 0 | 0 | 0 | 0 | 0 | 0 | 0 | 0 | 0 | 0 | 0 | 0 | 0 | 0 | 0 | 0 | 0 | 0 | 0 | 0 | 0
0 | 0 | 0 | 0 | 0 | 0 | 0 | 0 | 0 | 0 | 0 | 0 | 0 | 0 | 0 | 0 | 0 | 0 | 0 | 0 | 0 | 0 | 0 | 0 | 0 | 0 | 0 | 0 | 0 | 0 | 0 | 0 | 0 | 0 | 0 | 0 | 0 | 0 | 0 | 0 | 0 | 0 | 0 | 0 | 0 | 0 | 0 | 0 | 0 | 0 | 0 | 0 | 0 | 0 | 0 | 0 | 0 | 0 | 0 | 0 | 0 | 0 | 0 | 0 | 0 | 0 | 0 | 0 | 0 | 0 | 0 | 0 | 0 | 0 | 0
0 | 0 | 0 | 0 | 0 | 0 | 0 | 0 | 0 | 0 | 0 | 0 | 0 | 0 | 0 | 0 | 0 | 0 | 0 | 0 | 0 | 0 | 0 | 0 | 0 | 0 | 0 | 0 | 0 | 0 | 0 | 0 | 0 | 0 | 0 | 0 | 0 | 0 | 0 | 0 | 0 | 0 | 0 | 0 | 0 | 0 | 0 | 0 | 0 | 0 | 0 | 0 | 0 | 0 | 0 | 0 | 0 | 0 | 0 | 0 | 0 | 0 | 0 | 0 | 0 | 0 | 0 | 0 | 0 | 0 | 0 | 0 | 0 | 0 | 0
0 | 0 | 0 | 0 | 0 | 0 | 0 | 0 | 0 | 0 | 0 | 0 | 0 | 0 | 0 | 0 | 0 | 0 | 0 | 0 | 0 | 0 | 0 | 0 | 0 | 0 | 0 | 0 | 0 | 0 | 0 | 0 | 0 | 0 | 0 | 0 | 0 | 0 | 0 | 0 | 0 | 0 | 0 | 0 | 0 | 0 | 0 | 0 | 0 | 0 | 0 | 0 | 0 | 0 | 0 | 0 | 0 | 0 | 0 | 0 | 0 | 0 | 0 | 0 | 0 | 0 | 0 | 0 | 0 | 0 | 0 | 0 | 0 | 0 | 0
0 | 0 | 0 | 0 | 0 | 0 | 0 | 0 | 0 | 0 | 0 | 0 | 0 | 0 | 0 | 0 | 0 | 0 | 0 | 0 | 0 | 0 | 0 | 0 | 0 | 0 | 0 | 0 | 0 | 0 | 0 | 0 | 0 | 0 | 0 | 0 | 0 | 0 | 0 | 0 | 0 | 0 | 0 | 0 | 0 | 0 | 0 | 0 | 0 | 0 | 0 | 0 | 0 | 0 | 0 | 0 | 0 | 0 | 0 | 0 | 0 | 0 | 0 | 0 | 0 | 0 | 0 | 0 | 0 | 0 | 0 | 0 | 0 | 0 | 0
0 | 0 | 0 | 0 | 0 | 0 | 0 | 0 | 0 | 0 | 0 | 0 | 0 | 0 | 0 | 0 | 0 | 0 | 0 | 0 | 0 | 0 | 0 | 0 | 0 | 0 | 0 | 0 | 0 | 0 | 0 | 0 | 0 | 0 | 0 | 0 | 0 | 0 | 0 | 0 | 0 | 0 | 0 | 0 | 0 | 0 | 0 | 0 | 0 | 0 | 0 | 0 | 0 | 0 | 0 | 0 | 0 | 0 | 0 | 0 | 0 | 0 | 0 | 0 | 0 | 0 | 0 | 0 | 0 | 0 | 0 | 0 | 0 | 0 | 0
0 | 0 | 0 | 0 | 0 | 0 | 0 | 0 | 0 | 0 | 0 | 0 | 0 | 0 | 0 | 0 | 0 | 0 | 0 | 0 | 0 | 0 | 0 | 0 | 0 | 0 | 0 | 0 | 0 | 0 | 0 | 0 | 0 | 0 | 0 | 0 | 0 | 0 | 0 | 0 | 0 | 0 | 0 | 0 | 0 | 0 | 0 | 0 | 0 | 0 | 0 | 0 | 0 | 0 | 0 | 0 | 0 | 0 | 0 | 0 | 0 | 0 | 0 | 0 | 0 | 0 | 0 | 0 | 0 | 0 | 0 | 0 | 0 | 0 | 0
0 | 0 | 0 | 0 | 0 | 0 | 0 | 0 | 0 | 0 | 0 | 0 | 0 | 0 | 0 | 0 | 0 | 0 | 0 | 0 | 0 | 0 | 0 | 0 | 0 | 0 | 0 | 0 | 0 | 0 | 0 | 0 | 0 | 0 | 0 | 0 | 0 | 0 | 0 | 0 | 0 | 0 | 0 | 0 | 0 | 0 | 0 | 0 | 0 | 0 | 0 | 0 | 0 | 0 | 0 | 0 | 0 | 0 | 0 | 0 | 0 | 0 | 0 | 0 | 0 | 0 | 0 | 0 | 0 | 0 | 0 | 0 | 0 | 0 | 0
0 | 0 | 0 | 0 | 0 | 0 | 0 | 0 | 0 | 0 | 0 | 0 | 0 | 0 | 0 | 0 | 0 | 0 | 0 | 0 | 0 | 0 | 0 | 0 | 0 | 0 | 0 | 0 | 0 | 0 | 0 | 0 | 0 | 0 | 0 | 0 | 0 | 0 | 0 | 0 | 0 | 0 | 0 | 0 | 0 | 0 | 0 | 0 | 0 | 0 | 0 | 0 | 0 | 0 | 0 | 0 | 0 | 0 | 0 | 0 | 0 | 0 | 0 | 0 | 0 | 0 | 0 | 0 | 0 | 0 | 0 | 0 | 0 | 0 | 0
0 | 0 | 0 | 0 | 0 | 0 | 0 | 0 | 0 | 0 | 0 | 0 | 0 | 0 | 0 | 0 | 0 | 0 | 0 | 0 | 0 | 0 | 0 | 0 | 0 | 0 | 0 | 0 | 0 | 0 | 0 | 0 | 0 | 0 | 0 | 0 | 0 | 0 | 0 | 0 | 0 | 0 | 0 | 0 | 0 | 0 | 0 | 0 | 0 | 0 | 0 | 0 | 0 | 0 | 0 | 0 | 0 | 0 | 0 | 0 | 0 | 0 | 0 | 0 | 0 | 0 | 0 | 0 | 0 | 0 | 0 | 0 | 0 | 0 | 0
0 | 0 | 0 | 0 | 0 | 0 | 0 | 0 | 0 | 0 | 0 | 0 | 0 | 0 | 0 | 0 | 0 | 0 | 0 | 0 | 0 | 0 | 0 | 0 | 0 | 0 | 0 | 0 | 0 | 0 | 0 | 0 | 0 | 0 | 0 | 0 | 0 | 0 | 0 | 0 | 0 | 0 | 0 | 0 | 0 | 0 | 0 | 0 | 0 | 0 | 0 | 0 | 0 | 0 | 0 | 0 | 0 | 0 | 0 | 0 | 0 | 0 | 0 | 0 | 0 | 0 | 0 | 0 | 0 | 0 | 0 | 0 | 0 | 0 | 0
0 | 0 | 0 | 0 | 0 | 0 | 0 | 0 | 0 | 0 | 0 | 0 | 0 | 0 | 0 | 0 | 0 | 0 | 0 | 0 | 0 | 0 | 0 | 0 | 0 | 0 | 0 | 0 | 0 | 0 | 0 | 0 | 0 | 0 | 0 | 0 | 0 | 0 | 0 | 0 | 0 | 0 | 0 | 0 | 0 | 0 | 0 | 0 | 0 | 0 | 0 | 0 | 0 | 0 | 0 | 0 | 0 | 0 | 0 | 0 | 0 | 0 | 0 | 0 | 0 | 0 | 0 | 0 | 0 | 0 | 0 | 0 | 0 | 0 | 0
0 | 0 | 0 | 0 | 0 | 0 | 0 | 0 | 0 | 0 | 0 | 0 | 0 | 0 | 0 | 0 | 0 | 0 | 0 | 0 | 0 | 0 | 0 | 0 | 0 | 0 | 0 | 0 | 0 | 0 | 0 | 0 | 0 | 0 | 0 | 0 | 0 | 0 | 0 | 0 | 0 | 0 | 0 | 0 | 0 | 0 | 0 | 0 | 0 | 0 | 0 | 0 | 0 | 0 | 0 | 0 | 0 | 0 | 0 | 0 | 0 | 0 | 0 | 0 | 0 | 0 | 0 | 0 | 0 | 0 | 0 | 0 | 0 | 0 | 0
0 | 0 | 0 | 0 | 0 | 0 | 0 | 0 | 0 | 0 | 0 | 0 | 0 | 0 | 0 | 0 | 0 | 0 | 0 | 0 | 0 | 0 | 0 | 0 | 0 | 0 | 0 | 0 | 0 | 0 | 0 | 0 | 0 | 0 | 0 | 0 | 0 | 0 | 0 | 0 | 0 | 0 | 0 | 0 | 0 | 0 | 0 | 0 | 0 | 0 | 0 | 0 | 0 | 0 | 0 | 0 | 0 | 0 | 0 | 0 | 0 | 0 | 0 | 0 | 0 | 0 | 0 | 0 | 0 | 0 | 0 | 0 | 0 | 0 | 0
0 | 0 | 0 | 0 | 0 | 0 | 0 | 0 | 0 | 0 | 0 | 0 | 0 | 0 | 0 | 0 | 0 | 0 | 0 | 0 | 0 | 0 | 0 | 0 | 0 | 0 | 0 | 0 | 0 | 0 | 0 | 0 | 0 | 0 | 0 | 0 | 0 | 0 | 0 | 0 | 0 | 0 | 0 | 0 | 0 | 0 | 0 | 0 | 0 | 0 | 0 | 0 | 0 | 0 | 0 | 0 | 0 | 0 | 0 | 0 | 0 | 0 | 0 | 0 | 0 | 0 | 0 | 0 | 0 | 0 | 0 | 0 | 0 | 0 | 0
0 | 0 | 0 | 0 | 0 | 0 | 0 | 0 | 0 | 0 | 0 | 0 | 0 | 0 | 0 | 0 | 0 | 0 | 0 | 0 | 0 | 0 | 0 | 0 | 0 | 0 | 0 | 0 | 0 | 0 | 0 | 0 | 0 | 0 | 0 | 0 | 0 | 0 | 0 | 0 | 0 | 0 | 0 | 0 | 0 | 0 | 0 | 0 | 0 | 0 | 0 | 0 | 0 | 0 | 0 | 0 | 0 | 0 | 0 | 0 | 0 | 0 | 0 | 0 | 0 | 0 | 0 | 0 | 0 | 0 | 0 | 0 | 0 | 0 | 0
0 | 0 | 0 | 0 | 0 | 0 | 0 | 0 | 0 | 0 | 0 | 0 | 0 | 0 | 0 | 0 | 0 | 0 | 0 | 0 | 0 | 0 | 0 | 0 | 0 | 0 | 0 | 0 | 0 | 0 | 0 | 0 | 0 | 0 | 0 | 0 | 0 | 0 | 0 | 0 | 0 | 0 | 0 | 0 | 0 | 0 | 0 | 0 | 0 | 0 | 0 | 0 | 0 | 0 | 0 | 0 | 0 | 0 | 0 | 0 | 0 | 0 | 0 | 0 | 0 | 0 | 0 | 0 | 0 | 0 | 0 | 0 | 0 | 0 | 0
0 | 0 | 0 | 0 | 0 | 0 | 0 | 0 | 0 | 0 | 0 | 0 | 0 | 0 | 0 | 0 | 0 | 0 | 0 | 0 | 0 | 0 | 0 | 0 | 0 | 0 | 0 | 0 | 0 | 0 | 0 | 0 | 0 | 0 | 0 | 0 | 0 | 0 | 0 | 0 | 0 | 0 | 0 | 0 | 0 | 0 | 0 | 0 | 0 | 0 | 0 | 0 | 0 | 0 | 0 | 0 | 0 | 0 | 0 | 0 | 0 | 0 | 0 | 0 | 0 | 0 | 0 | 0 | 0 | 0 | 0 | 0 | 0 | 0 | 0
0 | 0 | 0 | 0 | 0 | 0 | 0 | 0 | 0 | 0 | 0 | 0 | 0 | 0 | 0 | 0 | 0 | 0 | 0 | 0 | 0 | 0 | 0 | 0 | 0 | 0 | 0 | 0 | 0 | 0 | 0 | 0 | 0 | 0 | 0 | 0 | 0 | 0 | 0 | 0 | 0 | 0 | 0 | 0 | 0 | 0 | 0 | 0 | 0 | 0 | 0 | 0 | 0 | 0 | 0 | 0 | 0 | 0 | 0 | 0 | 0 | 0 | 0 | 0 | 0 | 0 | 0 | 0 | 0 | 0 | 0 | 0 | 0 | 0 | 0
0 | 0 | 0 | 0 | 0 | 0 | 0 | 0 | 0 | 0 | 0 | 0 | 0 | 0 | 0 | 0 | 0 | 0 | 0 | 0 | 0 | 0 | 0 | 0 | 0 | 0 | 0 | 0 | 0 | 0 | 0 | 0 | 0 | 0 | 0 | 0 | 0 | 0 | 0 | 0 | 0 | 0 | 0 | 0 | 0 | 0 | 0 | 0 | 0 | 0 | 0 | 0 | 0 | 0 | 0 | 0 | 0 | 0 | 0 | 0 | 0 | 0 | 0 | 0 | 0 | 0 | 0 | 0 | 0 | 0 | 0 | 0 | 0 | 0 | 0
0 | 0 | 0 | 0 | 0 | 0 | 0 | 0 | 0 | 0 | 0 | 0 | 0 | 0 | 0 | 0 | 0 | 0 | 0 | 0 | 0 | 0 | 0 | 0 | 0 | 0 | 0 | 0 | 0 | 0 | 0 | 0 | 0 | 0 | 0 | 0 | 0 | 0 | 0 | 0 | 0 | 0 | 0 | 0 | 0 | 0 | 0 | 0 | 0 | 0 | 0 | 0 | 0 | 0 | 0 | 0 | 0 | 0 | 0 | 0 | 0 | 0 | 0 | 0 | 0 | 0 | 0 | 0 | 0 | 0 | 0 | 0 | 0 | 0 | 0
0 | 0 | 0 | 0 | 0 | 0 | 0 | 0 | 0 | 0 | 0 | 0 | 0 | 0 | 0 | 0 | 0 | 0 | 0 | 0 | 0 | 0 | 0 | 0 | 0 | 0 | 0 | 0 | 0 | 0 | 0 | 0 | 0 | 0 | 0 | 0 | 0 | 0 | 0 | 0 | 0 | 0 | 0 | 0 | 0 | 0 | 0 | 0 | 0 | 0 | 0 | 0 | 0 | 0 | 0 | 0 | 0 | 0 | 0 | 0 | 0 | 0 | 0 | 0 | 0 | 0 | 0 | 0 | 0 | 0 | 0 | 0 | 0 | 0 | 0
0 | 0 | 0 | 0 | 0 | 0 | 0 | 0 | 0 | 0 | 0 | 0 | 0 | 0 | 0 | 0 | 0 | 0 | 0 | 0 | 0 | 0 | 0 | 0 | 0 | 0 | 0 | 0 | 0 | 0 | 0 | 0 | 0 | 0 | 0 | 0 | 0 | 0 | 0 | 0 | 0 | 0 | 0 | 0 | 0 | 0 | 0 | 0 | 0 | 0 | 0 | 0 | 0 | 0 | 0 | 0 | 0 | 0 | 0 | 0 | 0 | 0 | 0 | 0 | 0 | 0 | 0 | 0 | 0 | 0 | 0 | 0 | 0 | 0 | 0
0 | 0 | 0 | 0 | 0 | 0 | 0 | 0 | 0 | 0 | 0 | 0 | 0 | 0 | 0 | 0 | 0 | 0 | 0 | 0 | 0 | 0 | 0 | 0 | 0 | 0 | 0 | 0 | 0 | 0 | 0 | 0 | 0 | 0 | 0 | 0 | 0 | 0 | 0 | 0 | 0 | 0 | 0 | 0 | 0 | 0 | 0 | 0 | 0 | 0 | 0 | 0 | 0 | 0 | 0 | 0 | 0 | 0 | 0 | 0 | 0 | 0 | 0 | 0 | 0 | 0 | 0 | 0 | 0 | 0 | 0 | 0 | 0 | 0 | 0
0 | 0 | 0 | 0 | 0 | 0 | 0 | 0 | 0 | 0 | 0 | 0 | 0 | 0 | 0 | 0 | 0 | 0 | 0 | 0 | 0 | 0 | 0 | 0 | 0 | 0 | 0 | 0 | 0 | 0 | 0 | 0 | 0 | 0 | 0 | 0 | 0 | 0 | 0 | 0 | 0 | 0 | 0 | 0 | 0 | 0 | 0 | 0 | 0 | 0 | 0 | 0 | 0 | 0 | 0 | 0 | 0 | 0 | 0 | 0 | 0 | 0 | 0 | 0 | 0 | 0 | 0 | 0 | 0 | 0 | 0 | 0 | 0 | 0 | 0
0 | 0 | 0 | 0 | 0 | 0 | 0 | 0 | 0 | 0 | 0 | 0 | 0 | 0 | 0 | 0 | 0 | 0 | 0 | 0 | 0 | 0 | 0 | 0 | 0 | 0 | 0 | 0 | 0 | 0 | 0 | 0 | 0 | 0 | 0 | 0 | 0 | 0 | 0 | 0 | 0 | 0 | 0 | 0 | 0 | 0 | 0 | 0 | 0 | 0 | 0 | 0 | 0 | 0 | 0 | 0 | 0 | 0 | 0 | 0 | 0 | 0 | 0 | 0 | 0 | 0 | 0 | 0 | 0 | 0 | 0 | 0 | 0 | 0 | 0
0 | 0 | 0 | 0 | 0 | 0 | 0 | 0 | 0 | 0 | 0 | 0 | 0 | 0 | 0 | 0 | 0 | 0 | 0 | 0 | 0 | 0 | 0 | 0 | 0 | 0 | 0 | 0 | 0 | 0 | 0 | 0 | 0 | 0 | 0 | 0 | 0 | 0 | 0 | 0 | 0 | 0 | 0 | 0 | 0 | 0 | 0 | 0 | 0 | 0 | 0 | 0 | 0 | 0 | 0 | 0 | 0 | 0 | 0 | 0 | 0 | 0 | 0 | 0 | 0 | 0 | 0 | 0 | 0 | 0 | 0 | 0 | 0 | 0 | 0
0 | 0 | 0 | 0 | 0 | 0 | 0 | 0 | 0 | 0 | 0 | 0 | 0 | 0 | 0 | 0 | 0 | 0 | 0 | 0 | 0 | 0 | 0 | 0 | 0 | 0 | 0 | 0 | 0 | 0 | 0 | 0 | 0 | 0 | 0 | 0 | 0 | 0 | 0 | 0 | 0 | 0 | 0 | 0 | 0 | 0 | 0 | 0 | 0 | 0 | 0 | 0 | 0 | 0 | 0 | 0 | 0 | 0 | 0 | 0 | 0 | 0 | 0 | 0 | 0 | 0 | 0 | 0 | 0 | 0 | 0 | 0 | 0 | 0 | 0
0 | 0 | 0 | 0 | 0 | 0 | 0 | 0 | 0 | 0 | 0 | 0 | 0 | 0 | 0 | 0 | 0 | 0 | 0 | 0 | 0 | 0 | 0 | 0 | 0 | 0 | 0 | 0 | 0 | 0 | 0 | 0 | 0 | 0 | 0 | 0 | 0 | 0 | 0 | 0 | 0 | 0 | 0 | 0 | 0 | 0 | 0 | 0 | 0 | 0 | 0 | 0 | 0 | 0 | 0 | 0 | 0 | 0 | 0 | 0 | 0 | 0 | 0 | 0 | 0 | 0 | 0 | 0 | 0 | 0 | 0 | 0 | 0 | 0 | 0
0 | 0 | 0 | 0 | 0 | 0 | 0 | 0 | 0 | 0 | 0 | 0 | 0 | 0 | 0 | 0 | 0 | 0 | 0 | 0 | 0 | 0 | 0 | 0 | 0 | 0 | 0 | 0 | 0 | 0 | 0 | 0 | 0 | 0 | 0 | 0 | 0 | 0 | 0 | 0 | 0 | 0 | 0 | 0 | 0 | 0 | 0 | 0 | 0 | 0 | 0 | 0 | 0 | 0 | 0 | 0 | 0 | 0 | 0 | 0 | 0 | 0 | 0 | 0 | 0 | 0 | 0 | 0 | 0 | 0 | 0 | 0 | 0 | 0 | 0
0 | 0 | 0 | 0 | 0 | 0 | 0 | 0 | 0 | 0 | 0 | 0 | 0 | 0 | 0 | 0 | 0 | 0 | 0 | 0 | 0 | 0 | 0 | 0 | 0 | 0 | 0 | 0 | 0 | 0 | 0 | 0 | 0 | 0 | 0 | 0 | 0 | 0 | 0 | 0 | 0 | 0 | 0 | 0 | 0 | 0 | 0 | 0 | 0 | 0 | 0 | 0 | 0 | 0 | 0 | 0 | 0 | 0 | 0 | 0 | 0 | 0 | 0 | 0 | 0 | 0 | 0 | 0 | 0 | 0 | 0 | 0 | 0 | 0 | 0
0 | 0 | 0 | 0 | 0 | 0 | 0 | 0 | 0 | 0 | 0 | 0 | 0 | 0 | 0 | 0 | 0 | 0 | 0 | 0 | 0 | 0 | 0 | 0 | 0 | 0 | 0 | 0 | 0 | 0 | 0 | 0 | 0 | 0 | 0 | 0 | 0 | 0 | 0 | 0 | 0 | 0 | 0 | 0 | 0 | 0 | 0 | 0 | 0 | 0 | 0 | 0 | 0 | 0 | 0 | 0 | 0 | 0 | 0 | 0 | 0 | 0 | 0 | 0 | 0 | 0 | 0 | 0 | 0 | 0 | 0 | 0 | 0 | 0 | 0
0 | 0 | 0 | 0 | 0 | 0 | 0 | 0 | 0 | 0 | 0 | 0 | 0 | 0 | 0 | 0 | 0 | 0 | 0 | 0 | 0 | 0 | 0 | 0 | 0 | 0 | 0 | 0 | 0 | 0 | 0 | 0 | 0 | 0 | 0 | 0 | 0 | 0 | 0 | 0 | 0 | 0 | 0 | 0 | 0 | 0 | 0 | 0 | 0 | 0 | 0 | 0 | 0 | 0 | 0 | 0 | 0 | 0 | 0 | 0 | 0 | 0 | 0 | 0 | 0 | 0 | 0 | 0 | 0 | 0 | 0 | 0 | 0 | 0 | 0
0 | 0 | 0 | 0 | 0 | 0 | 0 | 0 | 0 | 0 | 0 | 0 | 0 | 0 | 0 | 0 | 0 | 0 | 0 | 0 | 0 | 0 | 0 | 0 | 0 | 0 | 0 | 0 | 0 | 0 | 0 | 0 | 0 | 0 | 0 | 0 | 0 | 0 | 0 | 0 | 0 | 0 | 0 | 0 | 0 | 0 | 0 | 0 | 0 | 0 | 0 | 0 | 0 | 0 | 0 | 0 | 0 | 0 | 0 | 0 | 0 | 0 | 0 | 0 | 0 | 0 | 0 | 0 | 0 | 0 | 0 | 0 | 0 | 0 | 0
0 | 0 | 0 | 0 | 0 | 0 | 0 | 0 | 0 | 0 | 0 | 0 | 0 | 0 | 0 | 0 | 0 | 0 | 0 | 0 | 0 | 0 | 0 | 0 | 0 | 0 | 0 | 0 | 0 | 0 | 0 | 0 | 0 | 0 | 0 | 0 | 0 | 0 | 0 | 0 | 0 | 0 | 0 | 0 | 0 | 0 | 0 | 0 | 0 | 0 | 0 | 0 | 0 | 0 | 0 | 0 | 0 | 0 | 0 | 0 | 0 | 0 | 0 | 0 | 0 | 0 | 0 | 0 | 0 | 0 | 0 | 0 | 0 | 0 | 0
0 | 0 | 0 | 0 | 0 | 0 | 0 | 0 | 0 | 0 | 0 | 0 | 0 | 0 | 0 | 0 | 0 | 0 | 0 | 0 | 0 | 0 | 0 | 0 | 0 | 0 | 0 | 0 | 0 | 0 | 0 | 0 | 0 | 0 | 0 | 0 | 0 | 0 | 0 | 0 | 0 | 0 | 0 | 0 | 0 | 0 | 0 | 0 | 0 | 0 | 0 | 0 | 0 | 0 | 0 | 0 | 0 | 0 | 0 | 0 | 0 | 0 | 0 | 0 | 0 | 0 | 0 | 0 | 0 | 0 | 0 | 0 | 0 | 0 | 0
0 | 0 | 0 | 0 | 0 | 0 | 0 | 0 | 0 | 0 | 0 | 0 | 0 | 0 | 0 | 0 | 0 | 0 | 0 | 0 | 0 | 0 | 0 | 0 | 0 | 0 | 0 | 0 | 0 | 0 | 0 | 0 | 0 | 0 | 0 | 0 | 0 | 0 | 0 | 0 | 0 | 0 | 0 | 0 | 0 | 0 | 0 | 0 | 0 | 0 | 0 | 0 | 0 | 0 | 0 | 0 | 0 | 0 | 0 | 0 | 0 | 0 | 0 | 0 | 0 | 0 | 0 | 0 | 0 | 0 | 0 | 0 | 0 | 0 | 0
0 | 0 | 0 | 0 | 0 | 0 | 0 | 0 | 0 | 0 | 0 | 0 | 0 | 0 | 0 | 0 | 0 | 0 | 0 | 0 | 0 | 0 | 0 | 0 | 0 | 0 | 0 | 0 | 0 | 0 | 0 | 0 | 0 | 0 | 0 | 0 | 0 | 0 | 0 | 0 | 0 | 0 | 0 | 0 | 0 | 0 | 0 | 0 | 0 | 0 | 0 | 0 | 0 | 0 | 0 | 0 | 0 | 0 | 0 | 0 | 0 | 0 | 0 | 0 | 0 | 0 | 0 | 0 | 0 | 0 | 0 | 0 | 0 | 0 | 0
0 | 0 | 0 | 0 | 0 | 0 | 0 | 0 | 0 | 0 | 0 | 0 | 0 | 0 | 0 | 0 | 0 | 0 | 0 | 0 | 0 | 0 | 0 | 0 | 0 | 0 | 0 | 0 | 0 | 0 | 0 | 0 | 0 | 0 | 0 | 0 | 0 | 0 | 0 | 0 | 0 | 0 | 0 | 0 | 0 | 0 | 0 | 0 | 0 | 0 | 0 | 0 | 0 | 0 | 0 | 0 | 0 | 0 | 0 | 0 | 0 | 0 | 0 | 0 | 0 | 0 | 0 | 0 | 0 | 0 | 0 | 0 | 0 | 0 | 0
0 | 0 | 0 | 0 | 0 | 0 | 0 | 0 | 0 | 0 | 0 | 0 | 0 | 0 | 0 | 0 | 0 | 0 | 0 | 0 | 0 | 0 | 0 | 0 | 0 | 0 | 0 | 0 | 0 | 0 | 0 | 0 | 0 | 0 | 0 | 0 | 0 | 0 | 0 | 0 | 0 | 0 | 0 | 0 | 0 | 0 | 0 | 0 | 0 | 0 | 0 | 0 | 0 | 0 | 0 | 0 | 0 | 0 | 0 | 0 | 0 | 0 | 0 | 0 | 0 | 0 | 0 | 0 | 0 | 0 | 0 | 0 | 0 | 0 | 0
0 | 0 | 0 | 0 | 0 | 0 | 0 | 0 | 0 | 0 | 0 | 0 | 0 | 0 | 0 | 0 | 0 | 0 | 0 | 0 | 0 | 0 | 0 | 0 | 0 | 0 | 0 | 0 | 0 | 0 | 0 | 0 | 0 | 0 | 0 | 0 | 0 | 0 | 0 | 0 | 0 | 0 | 0 | 0 | 0 | 0 | 0 | 0 | 0 | 0 | 0 | 0 | 0 | 0 | 0 | 0 | 0 | 0 | 0 | 0 | 0 | 0 | 0 | 0 | 0 | 0 | 0 | 0 | 0 | 0 | 0 | 0 | 0 | 0 | 0
0 | 0 | 0 | 0 | 0 | 0 | 0 | 0 | 0 | 0 | 0 | 0 | 0 | 0 | 0 | 0 | 0 | 0 | 0 | 0 | 0 | 0 | 0 | 0 | 0 | 0 | 0 | 0 | 0 | 0 | 0 | 0 | 0 | 0 | 0 | 0 | 0 | 0 | 0 | 0 | 0 | 0 | 0 | 0 | 0 | 0 | 0 | 0 | 0 | 0 | 0 | 0 | 0 | 0 | 0 | 0 | 0 | 0 | 0 | 0 | 0 | 0 | 0 | 0 | 0 | 0 | 0 | 0 | 0 | 0 | 0 | 0 | 0 | 0 | 0
0 | 0 | 0 | 0 | 0 | 0 | 0 | 0 | 0 | 0 | 0 | 0 | 0 | 0 | 0 | 0 | 0 | 0 | 0 | 0 | 0 | 0 | 0 | 0 | 0 | 0 | 0 | 0 | 0 | 0 | 0 | 0 | 0 | 0 | 0 | 0 | 0 | 0 | 0 | 0 | 0 | 0 | 0 | 0 | 0 | 0 | 0 | 0 | 0 | 0 | 0 | 0 | 0 | 0 | 0 | 0 | 0 | 0 | 0 | 0 | 0 | 0 | 0 | 0 | 0 | 0 | 0 | 0 | 0 | 0 | 0 | 0 | 0 | 0 | 0
0 | 0 | 0 | 0 | 0 | 0 | 0 | 0 | 0 | 0 | 0 | 0 | 0 | 0 | 0 | 0 | 0 | 0 | 0 | 0 | 0 | 0 | 0 | 0 | 0 | 0 | 0 | 0 | 0 | 0 | 0 | 0 | 0 | 0 | 0 | 0 | 0 | 0 | 0 | 0 | 0 | 0 | 0 | 0 | 0 | 0 | 0 | 0 | 0 | 0 | 0 | 0 | 0 | 0 | 0 | 0 | 0 | 0 | 0 | 0 | 0 | 0 | 0 | 0 | 0 | 0 | 0 | 0 | 0 | 0 | 0 | 0 | 0 | 0 | 0
0 | 0 | 0 | 0 | 0 | 0 | 0 | 0 | 0 | 0 | 0 | 0 | 0 | 0 | 0 | 0 | 0 | 0 | 0 | 0 | 0 | 0 | 0 | 0 | 0 | 0 | 0 | 0 | 0 | 0 | 0 | 0 | 0 | 0 | 0 | 0 | 0 | 0 | 0 | 0 | 0 | 0 | 0 | 0 | 0 | 0 | 0 | 0 | 0 | 0 | 0 | 0 | 0 | 0 | 0 | 0 | 0 | 0 | 0 | 0 | 0 | 0 | 0 | 0 | 0 | 0 | 0 | 0 | 0 | 0 | 0 | 0 | 0 | 0 | 0
0 | 0 | 0 | 0 | 0 | 0 | 0 | 0 | 0 | 0 | 0 | 0 | 0 | 0 | 0 | 0 | 0 | 0 | 0 | 0 | 0 | 0 | 0 | 0 | 0 | 0 | 0 | 0 | 0 | 0 | 0 | 0 | 0 | 0 | 0 | 0 | 0 | 0 | 0 | 0 | 0 | 0 | 0 | 0 | 0 | 0 | 0 | 0 | 0 | 0 | 0 | 0 | 0 | 0 | 0 | 0 | 0 | 0 | 0 | 0 | 0 | 0 | 0 | 0 | 0 | 0 | 0 | 0 | 0 | 0 | 0 | 0 | 0 | 0 | 0
0 | 0 | 0 | 0 | 0 | 0 | 0 | 0 | 0 | 0 | 0 | 0 | 0 | 0 | 0 | 0 | 0 | 0 | 0 | 0 | 0 | 0 | 0 | 0 | 0 | 0 | 0 | 0 | 0 | 0 | 0 | 0 | 0 | 0 | 0 | 0 | 0 | 0 | 0 | 0 | 0 | 0 | 0 | 0 | 0 | 0 | 0 | 0 | 0 | 0 | 0 | 0 | 0 | 0 | 0 | 0 | 0 | 0 | 0 | 0 | 0 | 0 | 0 | 0 | 0 | 0 | 0 | 0 | 0 | 0 | 0 | 0 | 0 | 0 | 0
0 | 0 | 0 | 0 | 0 | 0 | 0 | 0 | 0 | 0 | 0 | 0 | 0 | 0 | 0 | 0 | 0 | 0 | 0 | 0 | 0 | 0 | 0 | 0 | 0 | 0 | 0 | 0 | 0 | 0 | 0 | 0 | 0 | 0 | 0 | 0 | 0 | 0 | 0 | 0 | 0 | 0 | 0 | 0 | 0 | 0 | 0 | 0 | 0 | 0 | 0 | 0 | 0 | 0 | 0 | 0 | 0 | 0 | 0 | 0 | 0 | 0 | 0 | 0 | 0 | 0 | 0 | 0 | 0 | 0 | 0 | 0 | 0 | 0 | 0
0 | 0 | 0 | 0 | 0 | 0 | 0 | 0 | 0 | 0 | 0 | 0 | 0 | 0 | 0 | 0 | 0 | 0 | 0 | 0 | 0 | 0 | 0 | 0 | 0 | 0 | 0 | 0 | 0 | 0 | 0 | 0 | 0 | 0 | 0 | 0 | 0 | 0 | 0 | 0 | 0 | 0 | 0 | 0 | 0 | 0 | 0 | 0 | 0 | 0 | 0 | 0 | 0 | 0 | 0 | 0 | 0 | 0 | 0 | 0 | 0 | 0 | 0 | 0 | 0 | 0 | 0 | 0 | 0 | 0 | 0 | 0 | 0 | 0 | 0
0 | 0 | 0 | 0 | 0 | 0 | 0 | 0 | 0 | 0 | 0 | 0 | 0 | 0 | 0 | 0 | 0 | 0 | 0 | 0 | 0 | 0 | 0 | 0 | 0 | 0 | 0 | 0 | 0 | 0 | 0 | 0 | 0 | 0 | 0 | 0 | 0 | 0 | 0 | 0 | 0 | 0 | 0 | 0 | 0 | 0 | 0 | 0 | 0 | 0 | 0 | 0 | 0 | 0 | 0 | 0 | 0 | 0 | 0 | 0 | 0 | 0 | 0 | 0 | 0 | 0 | 0 | 0 | 0 | 0 | 0 | 0 | 0 | 0 | 0
0 | 0 | 0 | 0 | 0 | 0 | 0 | 0 | 0 | 0 | 0 | 0 | 0 | 0 | 0 | 0 | 0 | 0 | 0 | 0 | 0 | 0 | 0 | 0 | 0 | 0 | 0 | 0 | 0 | 0 | 0 | 0 | 0 | 0 | 0 | 0 | 0 | 0 | 0 | 0 | 0 | 0 | 0 | 0 | 0 | 0 | 0 | 0 | 0 | 0 | 0 | 0 | 0 | 0 | 0 | 0 | 0 | 0 | 0 | 0 | 0 | 0 | 0 | 0 | 0 | 0 | 0 | 0 | 0 | 0 | 0 | 0 | 0 | 0 | 0
0 | 0 | 0 | 0 | 0 | 0 | 0 | 0 | 0 | 0 | 0 | 0 | 0 | 0 | 0 | 0 | 0 | 0 | 0 | 0 | 0 | 0 | 0 | 0 | 0 | 0 | 0 | 0 | 0 | 0 | 0 | 0 | 0 | 0 | 0 | 0 | 0 | 0 | 0 | 0 | 0 | 0 | 0 | 0 | 0 | 0 | 0 | 0 | 0 | 0 | 0 | 0 | 0 | 0 | 0 | 0 | 0 | 0 | 0 | 0 | 0 | 0 | 0 | 0 | 0 | 0 | 0 | 0 | 0 | 0 | 0 | 0 | 0 | 0 | 0
0 | 0 | 0 | 0 | 0 | 0 | 0 | 0 | 0 | 0 | 0 | 0 | 0 | 0 | 0 | 0 | 0 | 0 | 0 | 0 | 0 | 0 | 0 | 0 | 0 | 0 | 0 | 0 | 0 | 0 | 0 | 0 | 0 | 0 | 0 | 0 | 0 | 0 | 0 | 0 | 0 | 0 | 0 | 0 | 0 | 0 | 0 | 0 | 0 | 0 | 0 | 0 | 0 | 0 | 0 | 0 | 0 | 0 | 0 | 0 | 0 | 0 | 0 | 0 | 0 | 0 | 0 | 0 | 0 | 0 | 0 | 0 | 0 | 0 | 0
0 | 0 | 0 | 0 | 0 | 0 | 0 | 0 | 0 | 0 | 0 | 0 | 0 | 0 | 0 | 0 | 0 | 0 | 0 | 0 | 0 | 0 | 0 | 0 | 0 | 0 | 0 | 0 | 0 | 0 | 0 | 0 | 0 | 0 | 0 | 0 | 0 | 0 | 0 | 0 | 0 | 0 | 0 | 0 | 0 | 0 | 0 | 0 | 0 | 0 | 0 | 0 | 0 | 0 | 0 | 0 | 0 | 0 | 0 | 0 | 0 | 0 | 0 | 0 | 0 | 0 | 0 | 0 | 0 | 0 | 0 | 0 | 0 | 0 | 0
0 | 0 | 0 | 0 | 0 | 0 | 0 | 0 | 0 | 0 | 0 | 0 | 0 | 0 | 0 | 0 | 0 | 0 | 0 | 0 | 0 | 0 | 0 | 0 | 0 | 0 | 0 | 0 | 0 | 0 | 0 | 0 | 0 | 0 | 0 | 0 | 0 | 0 | 0 | 0 | 0 | 0 | 0 | 0 | 0 | 0 | 0 | 0 | 0 | 0 | 0 | 0 | 0 | 0 | 0 | 0 | 0 | 0 | 0 | 0 | 0 | 0 | 0 | 0 | 0 | 0 | 0 | 0 | 0 | 0 | 0 | 0 | 0 | 0 | 0
0 | 0 | 0 | 0 | 0 | 0 | 0 | 0 | 0 | 0 | 0 | 0 | 0 | 0 | 0 | 0 | 0 | 0 | 0 | 0 | 0 | 0 | 0 | 0 | 0 | 0 | 0 | 0 | 0 | 0 | 0 | 0 | 0 | 0 | 0 | 0 | 0 | 0 | 0 | 0 | 0 | 0 | 0 | 0 | 0 | 0 | 0 | 0 | 0 | 0 | 0 | 0 | 0 | 0 | 0 | 0 | 0 | 0 | 0 | 0 | 0 | 0 | 0 | 0 | 0 | 0 | 0 | 0 | 0 | 0 | 0 | 0 | 0 | 0 | 0
0 | 0 | 0 | 0 | 0 | 0 | 0 | 0 | 0 | 0 | 0 | 0 | 0 | 0 | 0 | 0 | 0 | 0 | 0 | 0 | 0 | 0 | 0 | 0 | 0 | 0 | 0 | 0 | 0 | 0 | 0 | 0 | 0 | 0 | 0 | 0 | 0 | 0 | 0 | 0 | 0 | 0 | 0 | 0 | 0 | 0 | 0 | 0 | 0 | 0 | 0 | 0 | 0 | 0 | 0 | 0 | 0 | 0 | 0 | 0 | 0 | 0 | 0 | 0 | 0 | 0 | 0 | 0 | 0 | 0 | 0 | 0 | 0 | 0 | 0
0 | 0 | 0 | 0 | 0 | 0 | 0 | 0 | 0 | 0 | 0 | 0 | 0 | 0 | 0 | 0 | 0 | 0 | 0 | 0 | 0 | 0 | 0 | 0 | 0 | 0 | 0 | 0 | 0 | 0 | 0 | 0 | 0 | 0 | 0 | 0 | 0 | 0 | 0 | 0 | 0 | 0 | 0 | 0 | 0 | 0 | 0 | 0 | 0 | 0 | 0 | 0 | 0 | 0 | 0 | 0 | 0 | 0 | 0 | 0 | 0 | 0 | 0 | 0 | 0 | 0 | 0 | 0 | 0 | 0 | 0 | 0 | 0 | 0 | 0
0 | 0 | 0 | 0 | 0 | 0 | 0 | 0 | 0 | 0 | 0 | 0 | 0 | 0 | 0 | 0 | 0 | 0 | 0 | 0 | 0 | 0 | 0 | 0 | 0 | 0 | 0 | 0 | 0 | 0 | 0 | 0 | 0 | 0 | 0 | 0 | 0 | 0 | 0 | 0 | 0 | 0 | 0 | 0 | 0 | 0 | 0 | 0 | 0 | 0 | 0 | 0 | 0 | 0 | 0 | 0 | 0 | 0 | 0 | 0 | 0 | 0 | 0 | 0 | 0 | 0 | 0 | 0 | 0 | 0 | 0 | 0 | 0 | 0 | 0
0 | 0 | 0 | 0 | 0 | 0 | 0 | 0 | 0 | 0 | 0 | 0 | 0 | 0 | 0 | 0 | 0 | 0 | 0 | 0 | 0 | 0 | 0 | 0 | 0 | 0 | 0 | 0 | 0 | 0 | 0 | 0 | 0 | 0 | 0 | 0 | 0 | 0 | 0 | 0 | 0 | 0 | 0 | 0 | 0 | 0 | 0 | 0 | 0 | 0 | 0 | 0 | 0 | 0 | 0 | 0 | 0 | 0 | 0 | 0 | 0 | 0 | 0 | 0 | 0 | 0 | 0 | 0 | 0 | 0 | 0 | 0 | 0 | 0 | 0
0 | 0 | 0 | 0 | 0 | 0 | 0 | 0 | 0 | 0 | 0 | 0 | 0 | 0 | 0 | 0 | 0 | 0 | 0 | 0 | 0 | 0 | 0 | 0 | 0 | 0 | 0 | 0 | 0 | 0 | 0 | 0 | 0 | 0 | 0 | 0 | 0 | 0 | 0 | 0 | 0 | 0 | 0 | 0 | 0 | 0 | 0 | 0 | 0 | 0 | 0 | 0 | 0 | 0 | 0 | 0 | 0 | 0 | 0 | 0 | 0 | 0 | 0 | 0 | 0 | 0 | 0 | 0 | 0 | 0 | 0 | 0 | 0 | 0 | 0
0 | 0 | 0 | 0 | 0 | 0 | 0 | 0 | 0 | 0 | 0 | 0 | 0 | 0 | 0 | 0 | 0 | 0 | 0 | 0 | 0 | 0 | 0 | 0 | 0 | 0 | 0 | 0 | 0 | 0 | 0 | 0 | 0 | 0 | 0 | 0 | 0 | 0 | 0 | 0 | 0 | 0 | 0 | 0 | 0 | 0 | 0 | 0 | 0 | 0 | 0 | 0 | 0 | 0 | 0 | 0 | 0 | 0 | 0 | 0 | 0 | 0 | 0 | 0 | 0 | 0 | 0 | 0 | 0 | 0 | 0 | 0 | 0 | 0 | 0
0 | 0 | 0 | 0 | 0 | 0 | 0 | 0 | 0 | 0 | 0 | 0 | 0 | 0 | 0 | 0 | 0 | 0 | 0 | 0 | 0 | 0 | 0 | 0 | 0 | 0 | 0 | 0 | 0 | 0 | 0 | 0 | 0 | 0 | 0 | 0 | 0 | 0 | 0 | 0 | 0 | 0 | 0 | 0 | 0 | 0 | 0 | 0 | 0 | 0 | 0 | 0 | 0 | 0 | 0 | 0 | 0 | 0 | 0 | 0 | 0 | 0 | 0 | 0 | 0 | 0 | 0 | 0 | 0 | 0 | 0 | 0 | 0 | 0 | 0
0 | 0 | 0 | 0 | 0 | 0 | 0 | 0 | 0 | 0 | 0 | 0 | 0 | 0 | 0 | 0 | 0 | 0 | 0 | 0 | 0 | 0 | 0 | 0 | 0 | 0 | 0 | 0 | 0 | 0 | 0 | 0 | 0 | 0 | 0 | 0 | 0 | 0 | 0 | 0 | 0 | 0 | 0 | 0 | 0 | 0 | 0 | 0 | 0 | 0 | 0 | 0 | 0 | 0 | 0 | 0 | 0 | 0 | 0 | 0 | 0 | 0 | 0 | 0 | 0 | 0 | 0 | 0 | 0 | 0 | 0 | 0 | 0 | 0 | 0
0 | 0 | 0 | 0 | 0 | 0 | 0 | 0 | 0 | 0 | 0 | 0 | 0 | 0 | 0 | 0 | 0 | 0 | 0 | 0 | 0 | 0 | 0 | 0 | 0 | 0 | 0 | 0 | 0 | 0 | 0 | 0 | 0 | 0 | 0 | 0 | 0 | 0 | 0 | 0 | 0 | 0 | 0 | 0 | 0 | 0 | 0 | 0 | 0 | 0 | 0 | 0 | 0 | 0 | 0 | 0 | 0 | 0 | 0 | 0 | 0 | 0 | 0 | 0 | 0 | 0 | 0 | 0 | 0 | 0 | 0 | 0 | 0 | 0 | 0
0 | 0 | 0 | 0 | 0 | 0 | 0 | 0 | 0 | 0 | 0 | 0 | 0 | 0 | 0 | 0 | 0 | 0 | 0 | 0 | 0 | 0 | 0 | 0 | 0 | 0 | 0 | 0 | 0 | 0 | 0 | 0 | 0 | 0 | 0 | 0 | 0 | 0 | 0 | 0 | 0 | 0 | 0 | 0 | 0 | 0 | 0 | 0 | 0 | 0 | 0 | 0 | 0 | 0 | 0 | 0 | 0 | 0 | 0 | 0 | 0 | 0 | 0 | 0 | 0 | 0 | 0 | 0 | 0 | 0 | 0 | 0 | 0 | 0 | 0
0 | 0 | 0 | 0 | 0 | 0 | 0 | 0 | 0 | 0 | 0 | 0 | 0 | 0 | 0 | 0 | 0 | 0 | 0 | 0 | 0 | 0 | 0 | 0 | 0 | 0 | 0 | 0 | 0 | 0 | 0 | 0 | 0 | 0 | 0 | 0 | 0 | 0 | 0 | 0 | 0 | 0 | 0 | 0 | 0 | 0 | 0 | 0 | 0 | 0 | 0 | 0 | 0 | 0 | 0 | 0 | 0 | 0 | 0 | 0 | 0 | 0 | 0 | 0 | 0 | 0 | 0 | 0 | 0 | 0 | 0 | 0 | 0 | 0 | 0
0 | 0 | 0 | 0 | 0 | 0 | 0 | 0 | 0 | 0 | 0 | 0 | 0 | 0 | 0 | 0 | 0 | 0 | 0 | 0 | 0 | 0 | 0 | 0 | 0 | 0 | 0 | 0 | 0 | 0 | 0 | 0 | 0 | 0 | 0 | 0 | 0 | 0 | 0 | 0 | 0 | 0 | 0 | 0 | 0 | 0 | 0 | 0 | 0 | 0 | 0 | 0 | 0 | 0 | 0 | 0 | 0 | 0 | 0 | 0 | 0 | 0 | 0 | 0 | 0 | 0 | 0 | 0 | 0 | 0 | 0 | 0 | 0 | 0 | 0
0 | 0 | 0 | 0 | 0 | 0 | 0 | 0 | 0 | 0 | 0 | 0 | 0 | 0 | 0 | 0 | 0 | 0 | 0 | 0 | 0 | 0 | 0 | 0 | 0 | 0 | 0 | 0 | 0 | 0 | 0 | 0 | 0 | 0 | 0 | 0 | 0 | 0 | 0 | 0 | 0 | 0 | 0 | 0 | 0 | 0 | 0 | 0 | 0 | 0 | 0 | 0 | 0 | 0 | 0 | 0 | 0 | 0 | 0 | 0 | 0 | 0 | 0 | 0 | 0 | 0 | 0 | 0 | 0 | 0 | 0 | 0 | 0 | 0 | 0
0 | 0 | 0 | 0 | 0 | 0 | 0 | 0 | 0 | 0 | 0 | 0 | 0 | 0 | 0 | 0 | 0 | 0 | 0 | 0 | 0 | 0 | 0 | 0 | 0 | 0 | 0 | 0 | 0 | 0 | 0 | 0 | 0 | 0 | 0 | 0 | 0 | 0 | 0 | 0 | 0 | 0 | 0 | 0 | 0 | 0 | 0 | 0 | 0 | 0 | 0 | 0 | 0 | 0 | 0 | 0 | 0 | 0 | 0 | 0 | 0 | 0 | 0 | 0 | 0 | 0 | 0 | 0 | 0 | 0 | 0 | 0 | 0 | 0 | 0
0 | 0 | 0 | 0 | 0 | 0 | 0 | 0 | 0 | 0 | 0 | 0 | 0 | 0 | 0 | 0 | 0 | 0 | 0 | 0 | 0 | 0 | 0 | 0 | 0 | 0 | 0 | 0 | 0 | 0 | 0 | 0 | 0 | 0 | 0 | 0 | 0 | 0 | 0 | 0 | 0 | 0 | 0 | 0 | 0 | 0 | 0 | 0 | 0 | 0 | 0 | 0 | 0 | 0 | 0 | 0 | 0 | 0 | 0 | 0 | 0 | 0 | 0 | 0 | 0 | 0 | 0 | 0 | 0 | 0 | 0 | 0 | 0 | 0 | 0
0 | 0 | 0 | 0 | 0 | 0 | 0 | 0 | 0 | 0 | 0 | 0 | 0 | 0 | 0 | 0 | 0 | 0 | 0 | 0 | 0 | 0 | 0 | 0 | 0 | 0 | 0 | 0 | 0 | 0 | 0 | 0 | 0 | 0 | 0 | 0 | 0 | 0 | 0 | 0 | 0 | 0 | 0 | 0 | 0 | 0 | 0 | 0 | 0 | 0 | 0 | 0 | 0 | 0 | 0 | 0 | 0 | 0 | 0 | 0 | 0 | 0 | 0 | 0 | 0 | 0 | 0 | 0 | 0 | 0 | 0 | 0 | 0 | 0 | 0
0 | 0 | 0 | 0 | 0 | 0 | 0 | 0 | 0 | 0 | 0 | 0 | 0 | 0 | 0 | 0 | 0 | 0 | 0 | 0 | 0 | 0 | 0 | 0 | 0 | 0 | 0 | 0 | 0 | 0 | 0 | 0 | 0 | 0 | 0 | 0 | 0 | 0 | 0 | 0 | 0 | 0 | 0 | 0 | 0 | 0 | 0 | 0 | 0 | 0 | 0 | 0 | 0 | 0 | 0 | 0 | 0 | 0 | 0 | 0 | 0 | 0 | 0 | 0 | 0 | 0 | 0 | 0 | 0 | 0 | 0 | 0 | 0 | 0 | 0
0 | 0 | 0 | 0 | 0 | 0 | 0 | 0 | 0 | 0 | 0 | 0 | 0 | 0 | 0 | 0 | 0 | 0 | 0 | 0 | 0 | 0 | 0 | 0 | 0 | 0 | 0 | 0 | 0 | 0 | 0 | 0 | 0 | 0 | 0 | 0 | 0 | 0 | 0 | 0 | 0 | 0 | 0 | 0 | 0 | 0 | 0 | 0 | 0 | 0 | 0 | 0 | 0 | 0 | 0 | 0 | 0 | 0 | 0 | 0 | 0 | 0 | 0 | 0 | 0 | 0 | 0 | 0 | 0 | 0 | 0 | 0 | 0 | 0 | 0
0 | 0 | 0 | 0 | 0 | 0 | 0 | 0 | 0 | 0 | 0 | 0 | 0 | 0 | 0 | 0 | 0 | 0 | 0 | 0 | 0 | 0 | 0 | 0 | 0 | 0 | 0 | 0 | 0 | 0 | 0 | 0 | 0 | 0 | 0 | 0 | 0 | 0 | 0 | 0 | 0 | 0 | 0 | 0 | 0 | 0 | 0 | 0 | 0 | 0 | 0 | 0 | 0 | 0 | 0 | 0 | 0 | 0 | 0 | 0 | 0 | 0 | 0 | 0 | 0 | 0 | 0 | 0 | 0 | 0 | 0 | 0 | 0 | 0 | 0
0 | 0 | 0 | 0 | 0 | 0 | 0 | 0 | 0 | 0 | 0 | 0 | 0 | 0 | 0 | 0 | 0 | 0 | 0 | 0 | 0 | 0 | 0 | 0 | 0 | 0 | 0 | 0 | 0 | 0 | 0 | 0 | 0 | 0 | 0 | 0 | 0 | 0 | 0 | 0 | 0 | 0 | 0 | 0 | 0 | 0 | 0 | 0 | 0 | 0 | 0 | 0 | 0 | 0 | 0 | 0 | 0 | 0 | 0 | 0 | 0 | 0 | 0 | 0 | 0 | 0 | 0 | 0 | 0 | 0 | 0 | 0 | 0 | 0 | 0
0 | 0 | 0 | 0 | 0 | 0 | 0 | 0 | 0 | 0 | 0 | 0 | 0 | 0 | 0 | 0 | 0 | 0 | 0 | 0 | 0 | 0 | 0 | 0 | 0 | 0 | 0 | 0 | 0 | 0 | 0 | 0 | 0 | 0 | 0 | 0 | 0 | 0 | 0 | 0 | 0 | 0 | 0 | 0 | 0 | 0 | 0 | 0 | 0 | 0 | 0 | 0 | 0 | 0 | 0 | 0 | 0 | 0 | 0 | 0 | 0 | 0 | 0 | 0 | 0 | 0 | 0 | 0 | 0 | 0 | 0 | 0 | 0 | 0 | 0
0 | 0 | 0 | 0 | 0 | 0 | 0 | 0 | 0 | 0 | 0 | 0 | 0 | 0 | 0 | 0 | 0 | 0 | 0 | 0 | 0 | 0 | 0 | 0 | 0 | 0 | 0 | 0 | 0 | 0 | 0 | 0 | 0 | 0 | 0 | 0 | 0 | 0 | 0 | 0 | 0 | 0 | 0 | 0 | 0 | 0 | 0 | 0 | 0 | 0 | 0 | 0 | 0 | 0 | 0 | 0 | 0 | 0 | 0 | 0 | 0 | 0 | 0 | 0 | 0 | 0 | 0 | 0 | 0 | 0 | 0 | 0 | 0 | 0 | 0
0 | 0 | 0 | 0 | 0 | 0 | 0 | 0 | 0 | 0 | 0 | 0 | 0 | 0 | 0 | 0 | 0 | 0 | 0 | 0 | 0 | 0 | 0 | 0 | 0 | 0 | 0 | 0 | 0 | 0 | 0 | 0 | 0 | 0 | 0 | 0 | 0 | 0 | 0 | 0 | 0 | 0 | 0 | 0 | 0 | 0 | 0 | 0 | 0 | 0 | 0 | 0 | 0 | 0 | 0 | 0 | 0 | 0 | 0 | 0 | 0 | 0 | 0 | 0 | 0 | 0 | 0 | 0 | 0 | 0 | 0 | 0 | 0 | 0 | 0
0 | 0 | 0 | 0 | 0 | 0 | 0 | 0 | 0 | 0 | 0 | 0 | 0 | 0 | 0 | 0 | 0 | 0 | 0 | 0 | 0 | 0 | 0 | 0 | 0 | 0 | 0 | 0 | 0 | 0 | 0 | 0 | 0 | 0 | 0 | 0 | 0 | 0 | 0 | 0 | 0 | 0 | 0 | 0 | 0 | 0 | 0 | 0 | 0 | 0 | 0 | 0 | 0 | 0 | 0 | 0 | 0 | 0 | 0 | 0 | 0 | 0 | 0 | 0 | 0 | 0 | 0 | 0 | 0 | 0 | 0 | 0 | 0 | 0 | 0
0 | 0 | 0 | 0 | 0 | 0 | 0 | 0 | 0 | 0 | 0 | 0 | 0 | 0 | 0 | 0 | 0 | 0 | 0 | 0 | 0 | 0 | 0 | 0 | 0 | 0 | 0 | 0 | 0 | 0 | 0 | 0 | 0 | 0 | 0 | 0 | 0 | 0 | 0 | 0 | 0 | 0 | 0 | 0 | 0 | 0 | 0 | 0 | 0 | 0 | 0 | 0 | 0 | 0 | 0 | 0 | 0 | 0 | 0 | 0 | 0 | 0 | 0 | 0 | 0 | 0 | 0 | 0 | 0 | 0 | 0 | 0 | 0 | 0 | 0
0 | 0 | 0 | 0 | 0 | 0 | 0 | 0 | 0 | 0 | 0 | 0 | 0 | 0 | 0 | 0 | 0 | 0 | 0 | 0 | 0 | 0 | 0 | 0 | 0 | 0 | 0 | 0 | 0 | 0 | 0 | 0 | 0 | 0 | 0 | 0 | 0 | 0 | 0 | 0 | 0 | 0 | 0 | 0 | 0 | 0 | 0 | 0 | 0 | 0 | 0 | 0 | 0 | 0 | 0 | 0 | 0 | 0 | 0 | 0 | 0 | 0 | 0 | 0 | 0 | 0 | 0 | 0 | 0 | 0 | 0 | 0 | 0 | 0 | 0
0 | 0 | 0 | 0 | 0 | 0 | 0 | 0 | 0 | 0 | 0 | 0 | 0 | 0 | 0 | 0 | 0 | 0 | 0 | 0 | 0 | 0 | 0 | 0 | 0 | 0 | 0 | 0 | 0 | 0 | 0 | 0 | 0 | 0 | 0 | 0 | 0 | 0 | 0 | 0 | 0 | 0 | 0 | 0 | 0 | 0 | 0 | 0 | 0 | 0 | 0 | 0 | 0 | 0 | 0 | 0 | 0 | 0 | 0 | 0 | 0 | 0 | 0 | 0 | 0 | 0 | 0 | 0 | 0 | 0 | 0 | 0 | 0 | 0 | 0
0 | 0 | 0 | 0 | 0 | 0 | 0 | 0 | 0 | 0 | 0 | 0 | 0 | 0 | 0 | 0 | 0 | 0 | 0 | 0 | 0 | 0 | 0 | 0 | 0 | 0 | 0 | 0 | 0 | 0 | 0 | 0 | 0 | 0 | 0 | 0 | 0 | 0 | 0 | 0 | 0 | 0 | 0 | 0 | 0 | 0 | 0 | 0 | 0 | 0 | 0 | 0 | 0 | 0 | 0 | 0 | 0 | 0 | 0 | 0 | 0 | 0 | 0 | 0 | 0 | 0 | 0 | 0 | 0 | 0 | 0 | 0 | 0 | 0 | 0
0 | 0 | 0 | 0 | 0 | 0 | 0 | 0 | 0 | 0 | 0 | 0 | 0 | 0 | 0 | 0 | 0 | 0 | 0 | 0 | 0 | 0 | 0 | 0 | 0 | 0 | 0 | 0 | 0 | 0 | 0 | 0 | 0 | 0 | 0 | 0 | 0 | 0 | 0 | 0 | 0 | 0 | 0 | 0 | 0 | 0 | 0 | 0 | 0 | 0 | 0 | 0 | 0 | 0 | 0 | 0 | 0 | 0 | 0 | 0 | 0 | 0 | 0 | 0 | 0 | 0 | 0 | 0 | 0 | 0 | 0 | 0 | 0 | 0 | 0
0 | 0 | 0 | 0 | 0 | 0 | 0 | 0 | 0 | 0 | 0 | 0 | 0 | 0 | 0 | 0 | 0 | 0 | 0 | 0 | 0 | 0 | 0 | 0 | 0 | 0 | 0 | 0 | 0 | 0 | 0 | 0 | 0 | 0 | 0 | 0 | 0 | 0 | 0 | 0 | 0 | 0 | 0 | 0 | 0 | 0 | 0 | 0 | 0 | 0 | 0 | 0 | 0 | 0 | 0 | 0 | 0 | 0 | 0 | 0 | 0 | 0 | 0 | 0 | 0 | 0 | 0 | 0 | 0 | 0 | 0 | 0 | 0 | 0 | 0
0 | 0 | 0 | 0 | 0 | 0 | 0 | 0 | 0 | 0 | 0 | 0 | 0 | 0 | 0 | 0 | 0 | 0 | 0 | 0 | 0 | 0 | 0 | 0 | 0 | 0 | 0 | 0 | 0 | 0 | 0 | 0 | 0 | 0 | 0 | 0 | 0 | 0 | 0 | 0 | 0 | 0 | 0 | 0 | 0 | 0 | 0 | 0 | 0 | 0 | 0 | 0 | 0 | 0 | 0 | 0 | 0 | 0 | 0 | 0 | 0 | 0 | 0 | 0 | 0 | 0 | 0 | 0 | 0 | 0 | 0 | 0 | 0 | 0 | 0
0 | 0 | 0 | 0 | 0 | 0 | 0 | 0 | 0 | 0 | 0 | 0 | 0 | 0 | 0 | 0 | 0 | 0 | 0 | 0 | 0 | 0 | 0 | 0 | 0 | 0 | 0 | 0 | 0 | 0 | 0 | 0 | 0 | 0 | 0 | 0 | 0 | 0 | 0 | 0 | 0 | 0 | 0 | 0 | 0 | 0 | 0 | 0 | 0 | 0 | 0 | 0 | 0 | 0 | 0 | 0 | 0 | 0 | 0 | 0 | 0 | 0 | 0 | 0 | 0 | 0 | 0 | 0 | 0 | 0 | 0 | 0 | 0 | 0 | 0
0 | 0 | 0 | 0 | 0 | 0 | 0 | 0 | 0 | 0 | 0 | 0 | 0 | 0 | 0 | 0 | 0 | 0 | 0 | 0 | 0 | 0 | 0 | 0 | 0 | 0 | 0 | 0 | 0 | 0 | 0 | 0 | 0 | 0 | 0 | 0 | 0 | 0 | 0 | 0 | 0 | 0 | 0 | 0 | 0 | 0 | 0 | 0 | 0 | 0 | 0 | 0 | 0 | 0 | 0 | 0 | 0 | 0 | 0 | 0 | 0 | 0 | 0 | 0 | 0 | 0 | 0 | 0 | 0 | 0 | 0 | 0 | 0 | 0 | 0
0 | 0 | 0 | 0 | 0 | 0 | 0 | 0 | 0 | 0 | 0 | 0 | 0 | 0 | 0 | 0 | 0 | 0 | 0 | 0 | 0 | 0 | 0 | 0 | 0 | 0 | 0 | 0 | 0 | 0 | 0 | 0 | 0 | 0 | 0 | 0 | 0 | 0 | 0 | 0 | 0 | 0 | 0 | 0 | 0 | 0 | 0 | 0 | 0 | 0 | 0 | 0 | 0 | 0 | 0 | 0 | 0 | 0 | 0 | 0 | 0 | 0 | 0 | 0 | 0 | 0 | 0 | 0 | 0 | 0 | 0 | 0 | 0 | 0 | 0
0 | 0 | 0 | 0 | 0 | 0 | 0 | 0 | 0 | 0 | 0 | 0 | 0 | 0 | 0 | 0 | 0 | 0 | 0 | 0 | 0 | 0 | 0 | 0 | 0 | 0 | 0 | 0 | 0 | 0 | 0 | 0 | 0 | 0 | 0 | 0 | 0 | 0 | 0 | 0 | 0 | 0 | 0 | 0 | 0 | 0 | 0 | 0 | 0 | 0 | 0 | 0 | 0 | 0 | 0 | 0 | 0 | 0 | 0 | 0 | 0 | 0 | 0 | 0 | 0 | 0 | 0 | 0 | 0 | 0 | 0 | 0 | 0 | 0 | 0
0 | 0 | 0 | 0 | 0 | 0 | 0 | 0 | 0 | 0 | 0 | 0 | 0 | 0 | 0 | 0 | 0 | 0 | 0 | 0 | 0 | 0 | 0 | 0 | 0 | 0 | 0 | 0 | 0 | 0 | 0 | 0 | 0 | 0 | 0 | 0 | 0 | 0 | 0 | 0 | 0 | 0 | 0 | 0 | 0 | 0 | 0 | 0 | 0 | 0 | 0 | 0 | 0 | 0 | 0 | 0 | 0 | 0 | 0 | 0 | 0 | 0 | 0 | 0 | 0 | 0 | 0 | 0 | 0 | 0 | 0 | 0 | 0 | 0 | 0
0 | 0 | 0 | 0 | 0 | 0 | 0 | 0 | 0 | 0 | 0 | 0 | 0 | 0 | 0 | 0 | 0 | 0 | 0 | 0 | 0 | 0 | 0 | 0 | 0 | 0 | 0 | 0 | 0 | 0 | 0 | 0 | 0 | 0 | 0 | 0 | 0 | 0 | 0 | 0 | 0 | 0 | 0 | 0 | 0 | 0 | 0 | 0 | 0 | 0 | 0 | 0 | 0 | 0 | 0 | 0 | 0 | 0 | 0 | 0 | 0 | 0 | 0 | 0 | 0 | 0 | 0 | 0 | 0 | 0 | 0 | 0 | 0 | 0 | 0
0 | 0 | 0 | 0 | 0 | 0 | 0 | 0 | 0 | 0 | 0 | 0 | 0 | 0 | 0 | 0 | 0 | 0 | 0 | 0 | 0 | 0 | 0 | 0 | 0 | 0 | 0 | 0 | 0 | 0 | 0 | 0 | 0 | 0 | 0 | 0 | 0 | 0 | 0 | 0 | 0 | 0 | 0 | 0 | 0 | 0 | 0 | 0 | 0 | 0 | 0 | 0 | 0 | 0 | 0 | 0 | 0 | 0 | 0 | 0 | 0 | 0 | 0 | 0 | 0 | 0 | 0 | 0 | 0 | 0 | 0 | 0 | 0 | 0 | 0
0 | 0 | 0 | 0 | 0 | 0 | 0 | 0 | 0 | 0 | 0 | 0 | 0 | 0 | 0 | 0 | 0 | 0 | 0 | 0 | 0 | 0 | 0 | 0 | 0 | 0 | 0 | 0 | 0 | 0 | 0 | 0 | 0 | 0 | 0 | 0 | 0 | 0 | 0 | 0 | 0 | 0 | 0 | 0 | 0 | 0 | 0 | 0 | 0 | 0 | 0 | 0 | 0 | 0 | 0 | 0 | 0 | 0 | 0 | 0 | 0 | 0 | 0 | 0 | 0 | 0 | 0 | 0 | 0 | 0 | 0 | 0 | 0 | 0 | 0
0 | 0 | 0 | 0 | 0 | 0 | 0 | 0 | 0 | 0 | 0 | 0 | 0 | 0 | 0 | 0 | 0 | 0 | 0 | 0 | 0 | 0 | 0 | 0 | 0 | 0 | 0 | 0 | 0 | 0 | 0 | 0 | 0 | 0 | 0 | 0 | 0 | 0 | 0 | 0 | 0 | 0 | 0 | 0 | 0 | 0 | 0 | 0 | 0 | 0 | 0 | 0 | 0 | 0 | 0 | 0 | 0 | 0 | 0 | 0 | 0 | 0 | 0 | 0 | 0 | 0 | 0 | 0 | 0 | 0 | 0 | 0 | 0 | 0 | 0
0 | 0 | 0 | 0 | 0 | 0 | 0 | 0 | 0 | 0 | 0 | 0 | 0 | 0 | 0 | 0 | 0 | 0 | 0 | 0 | 0 | 0 | 0 | 0 | 0 | 0 | 0 | 0 | 0 | 0 | 0 | 0 | 0 | 0 | 0 | 0 | 0 | 0 | 0 | 0 | 0 | 0 | 0 | 0 | 0 | 0 | 0 | 0 | 0 | 0 | 0 | 0 | 0 | 0 | 0 | 0 | 0 | 0 | 0 | 0 | 0 | 0 | 0 | 0 | 0 | 0 | 0 | 0 | 0 | 0 | 0 | 0 | 0 | 0 | 0
0 | 0 | 0 | 0 | 0 | 0 | 0 | 0 | 0 | 0 | 0 | 0 | 0 | 0 | 0 | 0 | 0 | 0 | 0 | 0 | 0 | 0 | 0 | 0 | 0 | 0 | 0 | 0 | 0 | 0 | 0 | 0 | 0 | 0 | 0 | 0 | 0 | 0 | 0 | 0 | 0 | 0 | 0 | 0 | 0 | 0 | 0 | 0 | 0 | 0 | 0 | 0 | 0 | 0 | 0 | 0 | 0 | 0 | 0 | 0 | 0 | 0 | 0 | 0 | 0 | 0 | 0 | 0 | 0 | 0 | 0 | 0 | 0 | 0 | 0
0 | 0 | 0 | 0 | 0 | 0 | 0 | 0 | 0 | 0 | 0 | 0 | 0 | 0 | 0 | 0 | 0 | 0 | 0 | 0 | 0 | 0 | 0 | 0 | 0 | 0 | 0 | 0 | 0 | 0 | 0 | 0 | 0 | 0 | 0 | 0 | 0 | 0 | 0 | 0 | 0 | 0 | 0 | 0 | 0 | 0 | 0 | 0 | 0 | 0 | 0 | 0 | 0 | 0 | 0 | 0 | 0 | 0 | 0 | 0 | 0 | 0 | 0 | 0 | 0 | 0 | 0 | 0 | 0 | 0 | 0 | 0 | 0 | 0 | 0
0 | 0 | 0 | 0 | 0 | 0 | 0 | 0 | 0 | 0 | 0 | 0 | 0 | 0 | 0 | 0 | 0 | 0 | 0 | 0 | 0 | 0 | 0 | 0 | 0 | 0 | 0 | 0 | 0 | 0 | 0 | 0 | 0 | 0 | 0 | 0 | 0 | 0 | 0 | 0 | 0 | 0 | 0 | 0 | 0 | 0 | 0 | 0 | 0 | 0 | 0 | 0 | 0 | 0 | 0 | 0 | 0 | 0 | 0 | 0 | 0 | 0 | 0 | 0 | 0 | 0 | 0 | 0 | 0 | 0 | 0 | 0 | 0 | 0 | 0
0 | 0 | 0 | 0 | 0 | 0 | 0 | 0 | 0 | 0 | 0 | 0 | 0 | 0 | 0 | 0 | 0 | 0 | 0 | 0 | 0 | 0 | 0 | 0 | 0 | 0 | 0 | 0 | 0 | 0 | 0 | 0 | 0 | 0 | 0 | 0 | 0 | 0 | 0 | 0 | 0 | 0 | 0 | 0 | 0 | 0 | 0 | 0 | 0 | 0 | 0 | 0 | 0 | 0 | 0 | 0 | 0 | 0 | 0 | 0 | 0 | 0 | 0 | 0 | 0 | 0 | 0 | 0 | 0 | 0 | 0 | 0 | 0 | 0 | 0
0 | 0 | 0 | 0 | 0 | 0 | 0 | 0 | 0 | 0 | 0 | 0 | 0 | 0 | 0 | 0 | 0 | 0 | 0 | 0 | 0 | 0 | 0 | 0 | 0 | 0 | 0 | 0 | 0 | 0 | 0 | 0 | 0 | 0 | 0 | 0 | 0 | 0 | 0 | 0 | 0 | 0 | 0 | 0 | 0 | 0 | 0 | 0 | 0 | 0 | 0 | 0 | 0 | 0 | 0 | 0 | 0 | 0 | 0 | 0 | 0 | 0 | 0 | 0 | 0 | 0 | 0 | 0 | 0 | 0 | 0 | 0 | 0 | 0 | 0
0 | 0 | 0 | 0 | 0 | 0 | 0 | 0 | 0 | 0 | 0 | 0 | 0 | 0 | 0 | 0 | 0 | 0 | 0 | 0 | 0 | 0 | 0 | 0 | 0 | 0 | 0 | 0 | 0 | 0 | 0 | 0 | 0 | 0 | 0 | 0 | 0 | 0 | 0 | 0 | 0 | 0 | 0 | 0 | 0 | 0 | 0 | 0 | 0 | 0 | 0 | 0 | 0 | 0 | 0 | 0 | 0 | 0 | 0 | 0 | 0 | 0 | 0 | 0 | 0 | 0 | 0 | 0 | 0 | 0 | 0 | 0 | 0 | 0 | 0
0 | 0 | 0 | 0 | 0 | 0 | 0 | 0 | 0 | 0 | 0 | 0 | 0 | 0 | 0 | 0 | 0 | 0 | 0 | 0 | 0 | 0 | 0 | 0 | 0 | 0 | 0 | 0 | 0 | 0 | 0 | 0 | 0 | 0 | 0 | 0 | 0 | 0 | 0 | 0 | 0 | 0 | 0 | 0 | 0 | 0 | 0 | 0 | 0 | 0 | 0 | 0 | 0 | 0 | 0 | 0 | 0 | 0 | 0 | 0 | 0 | 0 | 0 | 0 | 0 | 0 | 0 | 0 | 0 | 0 | 0 | 0 | 0 | 0 | 0
0 | 0 | 0 | 0 | 0 | 0 | 0 | 0 | 0 | 0 | 0 | 0 | 0 | 0 | 0 | 0 | 0 | 0 | 0 | 0 | 0 | 0 | 0 | 0 | 0 | 0 | 0 | 0 | 0 | 0 | 0 | 0 | 0 | 0 | 0 | 0 | 0 | 0 | 0 | 0 | 0 | 0 | 0 | 0 | 0 | 0 | 0 | 0 | 0 | 0 | 0 | 0 | 0 | 0 | 0 | 0 | 0 | 0 | 0 | 0 | 0 | 0 | 0 | 0 | 0 | 0 | 0 | 0 | 0 | 0 | 0 | 0 | 0 | 0 | 0
0 | 0 | 0 | 0 | 0 | 0 | 0 | 0 | 0 | 0 | 0 | 0 | 0 | 0 | 0 | 0 | 0 | 0 | 0 | 0 | 0 | 0 | 0 | 0 | 0 | 0 | 0 | 0 | 0 | 0 | 0 | 0 | 0 | 0 | 0 | 0 | 0 | 0 | 0 | 0 | 0 | 0 | 0 | 0 | 0 | 0 | 0 | 0 | 0 | 0 | 0 | 0 | 0 | 0 | 0 | 0 | 0 | 0 | 0 | 0 | 0 | 0 | 0 | 0 | 0 | 0 | 0 | 0 | 0 | 0 | 0 | 0 | 0 | 0 | 0
0 | 0 | 0 | 0 | 0 | 0 | 0 | 0 | 0 | 0 | 0 | 0 | 0 | 0 | 0 | 0 | 0 | 0 | 0 | 0 | 0 | 0 | 0 | 0 | 0 | 0 | 0 | 0 | 0 | 0 | 0 | 0 | 0 | 0 | 0 | 0 | 0 | 0 | 0 | 0 | 0 | 0 | 0 | 0 | 0 | 0 | 0 | 0 | 0 | 0 | 0 | 0 | 0 | 0 | 0 | 0 | 0 | 0 | 0 | 0 | 0 | 0 | 0 | 0 | 0 | 0 | 0 | 0 | 0 | 0 | 0 | 0 | 0 | 0 | 0
0 | 0 | 0 | 0 | 0 | 0 | 0 | 0 | 0 | 0 | 0 | 0 | 0 | 0 | 0 | 0 | 0 | 0 | 0 | 0 | 0 | 0 | 0 | 0 | 0 | 0 | 0 | 0 | 0 | 0 | 0 | 0 | 0 | 0 | 0 | 0 | 0 | 0 | 0 | 0 | 0 | 0 | 0 | 0 | 0 | 0 | 0 | 0 | 0 | 0 | 0 | 0 | 0 | 0 | 0 | 0 | 0 | 0 | 0 | 0 | 0 | 0 | 0 | 0 | 0 | 0 | 0 | 0 | 0 | 0 | 0 | 0 | 0 | 0 | 0
0 | 0 | 0 | 0 | 0 | 0 | 0 | 0 | 0 | 0 | 0 | 0 | 0 | 0 | 0 | 0 | 0 | 0 | 0 | 0 | 0 | 0 | 0 | 0 | 0 | 0 | 0 | 0 | 0 | 0 | 0 | 0 | 0 | 0 | 0 | 0 | 0 | 0 | 0 | 0 | 0 | 0 | 0 | 0 | 0 | 0 | 0 | 0 | 0 | 0 | 0 | 0 | 0 | 0 | 0 | 0 | 0 | 0 | 0 | 0 | 0 | 0 | 0 | 0 | 0 | 0 | 0 | 0 | 0 | 0 | 0 | 0 | 0 | 0 | 0
0 | 0 | 0 | 0 | 0 | 0 | 0 | 0 | 0 | 0 | 0 | 0 | 0 | 0 | 0 | 0 | 0 | 0 | 0 | 0 | 0 | 0 | 0 | 0 | 0 | 0 | 0 | 0 | 0 | 0 | 0 | 0 | 0 | 0 | 0 | 0 | 0 | 0 | 0 | 0 | 0 | 0 | 0 | 0 | 0 | 0 | 0 | 0 | 0 | 0 | 0 | 0 | 0 | 0 | 0 | 0 | 0 | 0 | 0 | 0 | 0 | 0 | 0 | 0 | 0 | 0 | 0 | 0 | 0 | 0 | 0 | 0 | 0 | 0 | 0
0 | 0 | 0 | 0 | 0 | 0 | 0 | 0 | 0 | 0 | 0 | 0 | 0 | 0 | 0 | 0 | 0 | 0 | 0 | 0 | 0 | 0 | 0 | 0 | 0 | 0 | 0 | 0 | 0 | 0 | 0 | 0 | 0 | 0 | 0 | 0 | 0 | 0 | 0 | 0 | 0 | 0 | 0 | 0 | 0 | 0 | 0 | 0 | 0 | 0 | 0 | 0 | 0 | 0 | 0 | 0 | 0 | 0 | 0 | 0 | 0 | 0 | 0 | 0 | 0 | 0 | 0 | 0 | 0 | 0 | 0 | 0 | 0 | 0 | 0
0 | 0 | 0 | 0 | 0 | 0 | 0 | 0 | 0 | 0 | 0 | 0 | 0 | 0 | 0 | 0 | 0 | 0 | 0 | 0 | 0 | 0 | 0 | 0 | 0 | 0 | 0 | 0 | 0 | 0 | 0 | 0 | 0 | 0 | 0 | 0 | 0 | 0 | 0 | 0 | 0 | 0 | 0 | 0 | 0 | 0 | 0 | 0 | 0 | 0 | 0 | 0 | 0 | 0 | 0 | 0 | 0 | 0 | 0 | 0 | 0 | 0 | 0 | 0 | 0 | 0 | 0 | 0 | 0 | 0 | 0 | 0 | 0 | 0 | 0
0 | 0 | 0 | 0 | 0 | 0 | 0 | 0 | 0 | 0 | 0 | 0 | 0 | 0 | 0 | 0 | 0 | 0 | 0 | 0 | 0 | 0 | 0 | 0 | 0 | 0 | 0 | 0 | 0 | 0 | 0 | 0 | 0 | 0 | 0 | 0 | 0 | 0 | 0 | 0 | 0 | 0 | 0 | 0 | 0 | 0 | 0 | 0 | 0 | 0 | 0 | 0 | 0 | 0 | 0 | 0 | 0 | 0 | 0 | 0 | 0 | 0 | 0 | 0 | 0 | 0 | 0 | 0 | 0 | 0 | 0 | 0 | 0 | 0 | 0
0 | 0 | 0 | 0 | 0 | 0 | 0 | 0 | 0 | 0 | 0 | 0 | 0 | 0 | 0 | 0 | 0 | 0 | 0 | 0 | 0 | 0 | 0 | 0 | 0 | 0 | 0 | 0 | 0 | 0 | 0 | 0 | 0 | 0 | 0 | 0 | 0 | 0 | 0 | 0 | 0 | 0 | 0 | 0 | 0 | 0 | 0 | 0 | 0 | 0 | 0 | 0 | 0 | 0 | 0 | 0 | 0 | 0 | 0 | 0 | 0 | 0 | 0 | 0 | 0 | 0 | 0 | 0 | 0 | 0 | 0 | 0 | 0 | 0 | 0
0 | 0 | 0 | 0 | 0 | 0 | 0 | 0 | 0 | 0 | 0 | 0 | 0 | 0 | 0 | 0 | 0 | 0 | 0 | 0 | 0 | 0 | 0 | 0 | 0 | 0 | 0 | 0 | 0 | 0 | 0 | 0 | 0 | 0 | 0 | 0 | 0 | 0 | 0 | 0 | 0 | 0 | 0 | 0 | 0 | 0 | 0 | 0 | 0 | 0 | 0 | 0 | 0 | 0 | 0 | 0 | 0 | 0 | 0 | 0 | 0 | 0 | 0 | 0 | 0 | 0 | 0 | 0 | 0 | 0 | 0 | 0 | 0 | 0 | 0
0 | 0 | 0 | 0 | 0 | 0 | 0 | 0 | 0 | 0 | 0 | 0 | 0 | 0 | 0 | 0 | 0 | 0 | 0 | 0 | 0 | 0 | 0 | 0 | 0 | 0 | 0 | 0 | 0 | 0 | 0 | 0 | 0 | 0 | 0 | 0 | 0 | 0 | 0 | 0 | 0 | 0 | 0 | 0 | 0 | 0 | 0 | 0 | 0 | 0 | 0 | 0 | 0 | 0 | 0 | 0 | 0 | 0 | 0 | 0 | 0 | 0 | 0 | 0 | 0 | 0 | 0 | 0 | 0 | 0 | 0 | 0 | 0 | 0 | 0
0 | 0 | 0 | 0 | 0 | 0 | 0 | 0 | 0 | 0 | 0 | 0 | 0 | 0 | 0 | 0 | 0 | 0 | 0 | 0 | 0 | 0 | 0 | 0 | 0 | 0 | 0 | 0 | 0 | 0 | 0 | 0 | 0 | 0 | 0 | 0 | 0 | 0 | 0 | 0 | 0 | 0 | 0 | 0 | 0 | 0 | 0 | 0 | 0 | 0 | 0 | 0 | 0 | 0 | 0 | 0 | 0 | 0 | 0 | 0 | 0 | 0 | 0 | 0 | 0 | 0 | 0 | 0 | 0 | 0 | 0 | 0 | 0 | 0 | 0
0 | 0 | 0 | 0 | 0 | 0 | 0 | 0 | 0 | 0 | 0 | 0 | 0 | 0 | 0 | 0 | 0 | 0 | 0 | 0 | 0 | 0 | 0 | 0 | 0 | 0 | 0 | 0 | 0 | 0 | 0 | 0 | 0 | 0 | 0 | 0 | 0 | 0 | 0 | 0 | 0 | 0 | 0 | 0 | 0 | 0 | 0 | 0 | 0 | 0 | 0 | 0 | 0 | 0 | 0 | 0 | 0 | 0 | 0 | 0 | 0 | 0 | 0 | 0 | 0 | 0 | 0 | 0 | 0 | 0 | 0 | 0 | 0 | 0 | 0
0 | 0 | 0 | 0 | 0 | 0 | 0 | 0 | 0 | 0 | 0 | 0 | 0 | 0 | 0 | 0 | 0 | 0 | 0 | 0 | 0 | 0 | 0 | 0 | 0 | 0 | 0 | 0 | 0 | 0 | 0 | 0 | 0 | 0 | 0 | 0 | 0 | 0 | 0 | 0 | 0 | 0 | 0 | 0 | 0 | 0 | 0 | 0 | 0 | 0 | 0 | 0 | 0 | 0 | 0 | 0 | 0 | 0 | 0 | 0 | 0 | 0 | 0 | 0 | 0 | 0 | 0 | 0 | 0 | 0 | 0 | 0 | 0 | 0 | 0
0 | 0 | 0 | 0 | 0 | 0 | 0 | 0 | 0 | 0 | 0 | 0 | 0 | 0 | 0 | 0 | 0 | 0 | 0 | 0 | 0 | 0 | 0 | 0 | 0 | 0 | 0 | 0 | 0 | 0 | 0 | 0 | 0 | 0 | 0 | 0 | 0 | 0 | 0 | 0 | 0 | 0 | 0 | 0 | 0 | 0 | 0 | 0 | 0 | 0 | 0 | 0 | 0 | 0 | 0 | 0 | 0 | 0 | 0 | 0 | 0 | 0 | 0 | 0 | 0 | 0 | 0 | 0 | 0 | 0 | 0 | 0 | 0 | 0 | 0
0 | 0 | 0 | 0 | 0 | 0 | 0 | 0 | 0 | 0 | 0 | 0 | 0 | 0 | 0 | 0 | 0 | 0 | 0 | 0 | 0 | 0 | 0 | 0 | 0 | 0 | 0 | 0 | 0 | 0 | 0 | 0 | 0 | 0 | 0 | 0 | 0 | 0 | 0 | 0 | 0 | 0 | 0 | 0 | 0 | 0 | 0 | 0 | 0 | 0 | 0 | 0 | 0 | 0 | 0 | 0 | 0 | 0 | 0 | 0 | 0 | 0 | 0 | 0 | 0 | 0 | 0 | 0 | 0 | 0 | 0 | 0 | 0 | 0 | 0
0 | 0 | 0 | 0 | 0 | 0 | 0 | 0 | 0 | 0 | 0 | 0 | 0 | 0 | 0 | 0 | 0 | 0 | 0 | 0 | 0 | 0 | 0 | 0 | 0 | 0 | 0 | 0 | 0 | 0 | 0 | 0 | 0 | 0 | 0 | 0 | 0 | 0 | 0 | 0 | 0 | 0 | 0 | 0 | 0 | 0 | 0 | 0 | 0 | 0 | 0 | 0 | 0 | 0 | 0 | 0 | 0 | 0 | 0 | 0 | 0 | 0 | 0 | 0 | 0 | 0 | 0 | 0 | 0 | 0 | 0 | 0 | 0 | 0 | 0
0 | 0 | 0 | 0 | 0 | 0 | 0 | 0 | 0 | 0 | 0 | 0 | 0 | 0 | 0 | 0 | 0 | 0 | 0 | 0 | 0 | 0 | 0 | 0 | 0 | 0 | 0 | 0 | 0 | 0 | 0 | 0 | 0 | 0 | 0 | 0 | 0 | 0 | 0 | 0 | 0 | 0 | 0 | 0 | 0 | 0 | 0 | 0 | 0 | 0 | 0 | 0 | 0 | 0 | 0 | 0 | 0 | 0 | 0 | 0 | 0 | 0 | 0 | 0 | 0 | 0 | 0 | 0 | 0 | 0 | 0 | 0 | 0 | 0 | 0
0 | 0 | 0 | 0 | 0 | 0 | 0 | 0 | 0 | 0 | 0 | 0 | 0 | 0 | 0 | 0 | 0 | 0 | 0 | 0 | 0 | 0 | 0 | 0 | 0 | 0 | 0 | 0 | 0 | 0 | 0 | 0 | 0 | 0 | 0 | 0 | 0 | 0 | 0 | 0 | 0 | 0 | 0 | 0 | 0 | 0 | 0 | 0 | 0 | 0 | 0 | 0 | 0 | 0 | 0 | 0 | 0 | 0 | 0 | 0 | 0 | 0 | 0 | 0 | 0 | 0 | 0 | 0 | 0 | 0 | 0 | 0 | 0 | 0 | 0
0 | 0 | 0 | 0 | 0 | 0 | 0 | 0 | 0 | 0 | 0 | 0 | 0 | 0 | 0 | 0 | 0 | 0 | 0 | 0 | 0 | 0 | 0 | 0 | 0 | 0 | 0 | 0 | 0 | 0 | 0 | 0 | 0 | 0 | 0 | 0 | 0 | 0 | 0 | 0 | 0 | 0 | 0 | 0 | 0 | 0 | 0 | 0 | 0 | 0 | 0 | 0 | 0 | 0 | 0 | 0 | 0 | 0 | 0 | 0 | 0 | 0 | 0 | 0 | 0 | 0 | 0 | 0 | 0 | 0 | 0 | 0 | 0 | 0 | 0
0 | 0 | 0 | 0 | 0 | 0 | 0 | 0 | 0 | 0 | 0 | 0 | 0 | 0 | 0 | 0 | 0 | 0 | 0 | 0 | 0 | 0 | 0 | 0 | 0 | 0 | 0 | 0 | 0 | 0 | 0 | 0 | 0 | 0 | 0 | 0 | 0 | 0 | 0 | 0 | 0 | 0 | 0 | 0 | 0 | 0 | 0 | 0 | 0 | 0 | 0 | 0 | 0 | 0 | 0 | 0 | 0 | 0 | 0 | 0 | 0 | 0 | 0 | 0 | 0 | 0 | 0 | 0 | 0 | 0 | 0 | 0 | 0 | 0 | 0
0 | 0 | 0 | 0 | 0 | 0 | 0 | 0 | 0 | 0 | 0 | 0 | 0 | 0 | 0 | 0 | 0 | 0 | 0 | 0 | 0 | 0 | 0 | 0 | 0 | 0 | 0 | 0 | 0 | 0 | 0 | 0 | 0 | 0 | 0 | 0 | 0 | 0 | 0 | 0 | 0 | 0 | 0 | 0 | 0 | 0 | 0 | 0 | 0 | 0 | 0 | 0 | 0 | 0 | 0 | 0 | 0 | 0 | 0 | 0 | 0 | 0 | 0 | 0 | 0 | 0 | 0 | 0 | 0 | 0 | 0 | 0 | 0 | 0 | 0
0 | 0 | 0 | 0 | 0 | 0 | 0 | 0 | 0 | 0 | 0 | 0 | 0 | 0 | 0 | 0 | 0 | 0 | 0 | 0 | 0 | 0 | 0 | 0 | 0 | 0 | 0 | 0 | 0 | 0 | 0 | 0 | 0 | 0 | 0 | 0 | 0 | 0 | 0 | 0 | 0 | 0 | 0 | 0 | 0 | 0 | 0 | 0 | 0 | 0 | 0 | 0 | 0 | 0 | 0 | 0 | 0 | 0 | 0 | 0 | 0 | 0 | 0 | 0 | 0 | 0 | 0 | 0 | 0 | 0 | 0 | 0 | 0 | 0 | 0
0 | 0 | 0 | 0 | 0 | 0 | 0 | 0 | 0 | 0 | 0 | 0 | 0 | 0 | 0 | 0 | 0 | 0 | 0 | 0 | 0 | 0 | 0 | 0 | 0 | 0 | 0 | 0 | 0 | 0 | 0 | 0 | 0 | 0 | 0 | 0 | 0 | 0 | 0 | 0 | 0 | 0 | 0 | 0 | 0 | 0 | 0 | 0 | 0 | 0 | 0 | 0 | 0 | 0 | 0 | 0 | 0 | 0 | 0 | 0 | 0 | 0 | 0 | 0 | 0 | 0 | 0 | 0 | 0 | 0 | 0 | 0 | 0 | 0 | 0
0 | 0 | 0 | 0 | 0 | 0 | 0 | 0 | 0 | 0 | 0 | 0 | 0 | 0 | 0 | 0 | 0 | 0 | 0 | 0 | 0 | 0 | 0 | 0 | 0 | 0 | 0 | 0 | 0 | 0 | 0 | 0 | 0 | 0 | 0 | 0 | 0 | 0 | 0 | 0 | 0 | 0 | 0 | 0 | 0 | 0 | 0 | 0 | 0 | 0 | 0 | 0 | 0 | 0 | 0 | 0 | 0 | 0 | 0 | 0 | 0 | 0 | 0 | 0 | 0 | 0 | 0 | 0 | 0 | 0 | 0 | 0 | 0 | 0 | 0
0 | 0 | 0 | 0 | 0 | 0 | 0 | 0 | 0 | 0 | 0 | 0 | 0 | 0 | 0 | 0 | 0 | 0 | 0 | 0 | 0 | 0 | 0 | 0 | 0 | 0 | 0 | 0 | 0 | 0 | 0 | 0 | 0 | 0 | 0 | 0 | 0 | 0 | 0 | 0 | 0 | 0 | 0 | 0 | 0 | 0 | 0 | 0 | 0 | 0 | 0 | 0 | 0 | 0 | 0 | 0 | 0 | 0 | 0 | 0 | 0 | 0 | 0 | 0 | 0 | 0 | 0 | 0 | 0 | 0 | 0 | 0 | 0 | 0 | 0
0 | 0 | 0 | 0 | 0 | 0 | 0 | 0 | 0 | 0 | 0 | 0 | 0 | 0 | 0 | 0 | 0 | 0 | 0 | 0 | 0 | 0 | 0 | 0 | 0 | 0 | 0 | 0 | 0 | 0 | 0 | 0 | 0 | 0 | 0 | 0 | 0 | 0 | 0 | 0 | 0 | 0 | 0 | 0 | 0 | 0 | 0 | 0 | 0 | 0 | 0 | 0 | 0 | 0 | 0 | 0 | 0 | 0 | 0 | 0 | 0 | 0 | 0 | 0 | 0 | 0 | 0 | 0 | 0 | 0 | 0 | 0 | 0 | 0 | 0
0 | 0 | 0 | 0 | 0 | 0 | 0 | 0 | 0 | 0 | 0 | 0 | 0 | 0 | 0 | 0 | 0 | 0 | 0 | 0 | 0 | 0 | 0 | 0 | 0 | 0 | 0 | 0 | 0 | 0 | 0 | 0 | 0 | 0 | 0 | 0 | 0 | 0 | 0 | 0 | 0 | 0 | 0 | 0 | 0 | 0 | 0 | 0 | 0 | 0 | 0 | 0 | 0 | 0 | 0 | 0 | 0 | 0 | 0 | 0 | 0 | 0 | 0 | 0 | 0 | 0 | 0 | 0 | 0 | 0 | 0 | 0 | 0 | 0 | 0
0 | 0 | 0 | 0 | 0 | 0 | 0 | 0 | 0 | 0 | 0 | 0 | 0 | 0 | 0 | 0 | 0 | 0 | 0 | 0 | 0 | 0 | 0 | 0 | 0 | 0 | 0 | 0 | 0 | 0 | 0 | 0 | 0 | 0 | 0 | 0 | 0 | 0 | 0 | 0 | 0 | 0 | 0 | 0 | 0 | 0 | 0 | 0 | 0 | 0 | 0 | 0 | 0 | 0 | 0 | 0 | 0 | 0 | 0 | 0 | 0 | 0 | 0 | 0 | 0 | 0 | 0 | 0 | 0 | 0 | 0 | 0 | 0 | 0 | 0
0 | 0 | 0 | 0 | 0 | 0 | 0 | 0 | 0 | 0 | 0 | 0 | 0 | 0 | 0 | 0 | 0 | 0 | 0 | 0 | 0 | 0 | 0 | 0 | 0 | 0 | 0 | 0 | 0 | 0 | 0 | 0 | 0 | 0 | 0 | 0 | 0 | 0 | 0 | 0 | 0 | 0 | 0 | 0 | 0 | 0 | 0 | 0 | 0 | 0 | 0 | 0 | 0 | 0 | 0 | 0 | 0 | 0 | 0 | 0 | 0 | 0 | 0 | 0 | 0 | 0 | 0 | 0 | 0 | 0 | 0 | 0 | 0 | 0 | 0
0 | 0 | 0 | 0 | 0 | 0 | 0 | 0 | 0 | 0 | 0 | 0 | 0 | 0 | 0 | 0 | 0 | 0 | 0 | 0 | 0 | 0 | 0 | 0 | 0 | 0 | 0 | 0 | 0 | 0 | 0 | 0 | 0 | 0 | 0 | 0 | 0 | 0 | 0 | 0 | 0 | 0 | 0 | 0 | 0 | 0 | 0 | 0 | 0 | 0 | 0 | 0 | 0 | 0 | 0 | 0 | 0 | 0 | 0 | 0 | 0 | 0 | 0 | 0 | 0 | 0 | 0 | 0 | 0 | 0 | 0 | 0 | 0 | 0 | 0
0 | 0 | 0 | 0 | 0 | 0 | 0 | 0 | 0 | 0 | 0 | 0 | 0 | 0 | 0 | 0 | 0 | 0 | 0 | 0 | 0 | 0 | 0 | 0 | 0 | 0 | 0 | 0 | 0 | 0 | 0 | 0 | 0 | 0 | 0 | 0 | 0 | 0 | 0 | 0 | 0 | 0 | 0 | 0 | 0 | 0 | 0 | 0 | 0 | 0 | 0 | 0 | 0 | 0 | 0 | 0 | 0 | 0 | 0 | 0 | 0 | 0 | 0 | 0 | 0 | 0 | 0 | 0 | 0 | 0 | 0 | 0 | 0 | 0 | 0
0 | 0 | 0 | 0 | 0 | 0 | 0 | 0 | 0 | 0 | 0 | 0 | 0 | 0 | 0 | 0 | 0 | 0 | 0 | 0 | 0 | 0 | 0 | 0 | 0 | 0 | 0 | 0 | 0 | 0 | 0 | 0 | 0 | 0 | 0 | 0 | 0 | 0 | 0 | 0 | 0 | 0 | 0 | 0 | 0 | 0 | 0 | 0 | 0 | 0 | 0 | 0 | 0 | 0 | 0 | 0 | 0 | 0 | 0 | 0 | 0 | 0 | 0 | 0 | 0 | 0 | 0 | 0 | 0 | 0 | 0 | 0 | 0 | 0 | 0
0 | 0 | 0 | 0 | 0 | 0 | 0 | 0 | 0 | 0 | 0 | 0 | 0 | 0 | 0 | 0 | 0 | 0 | 0 | 0 | 0 | 0 | 0 | 0 | 0 | 0 | 0 | 0 | 0 | 0 | 0 | 0 | 0 | 0 | 0 | 0 | 0 | 0 | 0 | 0 | 0 | 0 | 0 | 0 | 0 | 0 | 0 | 0 | 0 | 0 | 0 | 0 | 0 | 0 | 0 | 0 | 0 | 0 | 0 | 0 | 0 | 0 | 0 | 0 | 0 | 0 | 0 | 0 | 0 | 0 | 0 | 0 | 0 | 0 | 0
0 | 0 | 0 | 0 | 0 | 0 | 0 | 0 | 0 | 0 | 0 | 0 | 0 | 0 | 0 | 0 | 0 | 0 | 0 | 0 | 0 | 0 | 0 | 0 | 0 | 0 | 0 | 0 | 0 | 0 | 0 | 0 | 0 | 0 | 0 | 0 | 0 | 0 | 0 | 0 | 0 | 0 | 0 | 0 | 0 | 0 | 0 | 0 | 0 | 0 | 0 | 0 | 0 | 0 | 0 | 0 | 0 | 0 | 0 | 0 | 0 | 0 | 0 | 0 | 0 | 0 | 0 | 0 | 0 | 0 | 0 | 0 | 0 | 0 | 0
0 | 0 | 0 | 0 | 0 | 0 | 0 | 0 | 0 | 0 | 0 | 0 | 0 | 0 | 0 | 0 | 0 | 0 | 0 | 0 | 0 | 0 | 0 | 0 | 0 | 0 | 0 | 0 | 0 | 0 | 0 | 0 | 0 | 0 | 0 | 0 | 0 | 0 | 0 | 0 | 0 | 0 | 0 | 0 | 0 | 0 | 0 | 0 | 0 | 0 | 0 | 0 | 0 | 0 | 0 | 0 | 0 | 0 | 0 | 0 | 0 | 0 | 0 | 0 | 0 | 0 | 0 | 0 | 0 | 0 | 0 | 0 | 0 | 0 | 0
0 | 0 | 0 | 0 | 0 | 0 | 0 | 0 | 0 | 0 | 0 | 0 | 0 | 0 | 0 | 0 | 0 | 0 | 0 | 0 | 0 | 0 | 0 | 0 | 0 | 0 | 0 | 0 | 0 | 0 | 0 | 0 | 0 | 0 | 0 | 0 | 0 | 0 | 0 | 0 | 0 | 0 | 0 | 0 | 0 | 0 | 0 | 0 | 0 | 0 | 0 | 0 | 0 | 0 | 0 | 0 | 0 | 0 | 0 | 0 | 0 | 0 | 0 | 0 | 0 | 0 | 0 | 0 | 0 | 0 | 0 | 0 | 0 | 0 | 0
0 | 0 | 0 | 0 | 0 | 0 | 0 | 0 | 0 | 0 | 0 | 0 | 0 | 0 | 0 | 0 | 0 | 0 | 0 | 0 | 0 | 0 | 0 | 0 | 0 | 0 | 0 | 0 | 0 | 0 | 0 | 0 | 0 | 0 | 0 | 0 | 0 | 0 | 0 | 0 | 0 | 0 | 0 | 0 | 0 | 0 | 0 | 0 | 0 | 0 | 0 | 0 | 0 | 0 | 0 | 0 | 0 | 0 | 0 | 0 | 0 | 0 | 0 | 0 | 0 | 0 | 0 | 0 | 0 | 0 | 0 | 0 | 0 | 0 | 0
0 | 0 | 0 | 0 | 0 | 0 | 0 | 0 | 0 | 0 | 0 | 0 | 0 | 0 | 0 | 0 | 0 | 0 | 0 | 0 | 0 | 0 | 0 | 0 | 0 | 0 | 0 | 0 | 0 | 0 | 0 | 0 | 0 | 0 | 0 | 0 | 0 | 0 | 0 | 0 | 0 | 0 | 0 | 0 | 0 | 0 | 0 | 0 | 0 | 0 | 0 | 0 | 0 | 0 | 0 | 0 | 0 | 0 | 0 | 0 | 0 | 0 | 0 | 0 | 0 | 0 | 0 | 0 | 0 | 0 | 0 | 0 | 0 | 0 | 0
0 | 0 | 0 | 0 | 0 | 0 | 0 | 0 | 0 | 0 | 0 | 0 | 0 | 0 | 0 | 0 | 0 | 0 | 0 | 0 | 0 | 0 | 0 | 0 | 0 | 0 | 0 | 0 | 0 | 0 | 0 | 0 | 0 | 0 | 0 | 0 | 0 | 0 | 0 | 0 | 0 | 0 | 0 | 0 | 0 | 0 | 0 | 0 | 0 | 0 | 0 | 0 | 0 | 0 | 0 | 0 | 0 | 0 | 0 | 0 | 0 | 0 | 0 | 0 | 0 | 0 | 0 | 0 | 0 | 0 | 0 | 0 | 0 | 0 | 0
0 | 0 | 0 | 0 | 0 | 0 | 0 | 0 | 0 | 0 | 0 | 0 | 0 | 0 | 0 | 0 | 0 | 0 | 0 | 0 | 0 | 0 | 0 | 0 | 0 | 0 | 0 | 0 | 0 | 0 | 0 | 0 | 0 | 0 | 0 | 0 | 0 | 0 | 0 | 0 | 0 | 0 | 0 | 0 | 0 | 0 | 0 | 0 | 0 | 0 | 0 | 0 | 0 | 0 | 0 | 0 | 0 | 0 | 0 | 0 | 0 | 0 | 0 | 0 | 0 | 0 | 0 | 0 | 0 | 0 | 0 | 0 | 0 | 0 | 0
0 | 0 | 0 | 0 | 0 | 0 | 0 | 0 | 0 | 0 | 0 | 0 | 0 | 0 | 0 | 0 | 0 | 0 | 0 | 0 | 0 | 0 | 0 | 0 | 0 | 0 | 0 | 0 | 0 | 0 | 0 | 0 | 0 | 0 | 0 | 0 | 0 | 0 | 0 | 0 | 0 | 0 | 0 | 0 | 0 | 0 | 0 | 0 | 0 | 0 | 0 | 0 | 0 | 0 | 0 | 0 | 0 | 0 | 0 | 0 | 0 | 0 | 0 | 0 | 0 | 0 | 0 | 0 | 0 | 0 | 0 | 0 | 0 | 0 | 0
0 | 0 | 0 | 0 | 0 | 0 | 0 | 0 | 0 | 0 | 0 | 0 | 0 | 0 | 0 | 0 | 0 | 0 | 0 | 0 | 0 | 0 | 0 | 0 | 0 | 0 | 0 | 0 | 0 | 0 | 0 | 0 | 0 | 0 | 0 | 0 | 0 | 0 | 0 | 0 | 0 | 0 | 0 | 0 | 0 | 0 | 0 | 0 | 0 | 0 | 0 | 0 | 0 | 0 | 0 | 0 | 0 | 0 | 0 | 0 | 0 | 0 | 0 | 0 | 0 | 0 | 0 | 0 | 0 | 0 | 0 | 0 | 0 | 0 | 0
0 | 0 | 0 | 0 | 0 | 0 | 0 | 0 | 0 | 0 | 0 | 0 | 0 | 0 | 0 | 0 | 0 | 0 | 0 | 0 | 0 | 0 | 0 | 0 | 0 | 0 | 0 | 0 | 0 | 0 | 0 | 0 | 0 | 0 | 0 | 0 | 0 | 0 | 0 | 0 | 0 | 0 | 0 | 0 | 0 | 0 | 0 | 0 | 0 | 0 | 0 | 0 | 0 | 0 | 0 | 0 | 0 | 0 | 0 | 0 | 0 | 0 | 0 | 0 | 0 | 0 | 0 | 0 | 0 | 0 | 0 | 0 | 0 | 0 | 0
0 | 0 | 0 | 0 | 0 | 0 | 0 | 0 | 0 | 0 | 0 | 0 | 0 | 0 | 0 | 0 | 0 | 0 | 0 | 0 | 0 | 0 | 0 | 0 | 0 | 0 | 0 | 0 | 0 | 0 | 0 | 0 | 0 | 0 | 0 | 0 | 0 | 0 | 0 | 0 | 0 | 0 | 0 | 0 | 0 | 0 | 0 | 0 | 0 | 0 | 0 | 0 | 0 | 0 | 0 | 0 | 0 | 0 | 0 | 0 | 0 | 0 | 0 | 0 | 0 | 0 | 0 | 0 | 0 | 0 | 0 | 0 | 0 | 0 | 0
0 | 0 | 0 | 0 | 0 | 0 | 0 | 0 | 0 | 0 | 0 | 0 | 0 | 0 | 0 | 0 | 0 | 0 | 0 | 0 | 0 | 0 | 0 | 0 | 0 | 0 | 0 | 0 | 0 | 0 | 0 | 0 | 0 | 0 | 0 | 0 | 0 | 0 | 0 | 0 | 0 | 0 | 0 | 0 | 0 | 0 | 0 | 0 | 0 | 0 | 0 | 0 | 0 | 0 | 0 | 0 | 0 | 0 | 0 | 0 | 0 | 0 | 0 | 0 | 0 | 0 | 0 | 0 | 0 | 0 | 0 | 0 | 0 | 0 | 0
0 | 0 | 0 | 0 | 0 | 0 | 0 | 0 | 0 | 0 | 0 | 0 | 0 | 0 | 0 | 0 | 0 | 0 | 0 | 0 | 0 | 0 | 0 | 0 | 0 | 0 | 0 | 0 | 0 | 0 | 0 | 0 | 0 | 0 | 0 | 0 | 0 | 0 | 0 | 0 | 0 | 0 | 0 | 0 | 0 | 0 | 0 | 0 | 0 | 0 | 0 | 0 | 0 | 0 | 0 | 0 | 0 | 0 | 0 | 0 | 0 | 0 | 0 | 0 | 0 | 0 | 0 | 0 | 0 | 0 | 0 | 0 | 0 | 0 | 0
0 | 0 | 0 | 0 | 0 | 0 | 0 | 0 | 0 | 0 | 0 | 0 | 0 | 0 | 0 | 0 | 0 | 0 | 0 | 0 | 0 | 0 | 0 | 0 | 0 | 0 | 0 | 0 | 0 | 0 | 0 | 0 | 0 | 0 | 0 | 0 | 0 | 0 | 0 | 0 | 0 | 0 | 0 | 0 | 0 | 0 | 0 | 0 | 0 | 0 | 0 | 0 | 0 | 0 | 0 | 0 | 0 | 0 | 0 | 0 | 0 | 0 | 0 | 0 | 0 | 0 | 0 | 0 | 0 | 0 | 0 | 0 | 0 | 0 | 0
0 | 0 | 0 | 0 | 0 | 0 | 0 | 0 | 0 | 0 | 0 | 0 | 0 | 0 | 0 | 0 | 0 | 0 | 0 | 0 | 0 | 0 | 0 | 0 | 0 | 0 | 0 | 0 | 0 | 0 | 0 | 0 | 0 | 0 | 0 | 0 | 0 | 0 | 0 | 0 | 0 | 0 | 0 | 0 | 0 | 0 | 0 | 0 | 0 | 0 | 0 | 0 | 0 | 0 | 0 | 0 | 0 | 0 | 0 | 0 | 0 | 0 | 0 | 0 | 0 | 0 | 0 | 0 | 0 | 0 | 0 | 0 | 0 | 0 | 0
0 | 0 | 0 | 0 | 0 | 0 | 0 | 0 | 0 | 0 | 0 | 0 | 0 | 0 | 0 | 0 | 0 | 0 | 0 | 0 | 0 | 0 | 0 | 0 | 0 | 0 | 0 | 0 | 0 | 0 | 0 | 0 | 0 | 0 | 0 | 0 | 0 | 0 | 0 | 0 | 0 | 0 | 0 | 0 | 0 | 0 | 0 | 0 | 0 | 0 | 0 | 0 | 0 | 0 | 0 | 0 | 0 | 0 | 0 | 0 | 0 | 0 | 0 | 0 | 0 | 0 | 0 | 0 | 0 | 0 | 0 | 0 | 0 | 0 | 0
0 | 0 | 0 | 0 | 0 | 0 | 0 | 0 | 0 | 0 | 0 | 0 | 0 | 0 | 0 | 0 | 0 | 0 | 0 | 0 | 0 | 0 | 0 | 0 | 0 | 0 | 0 | 0 | 0 | 0 | 0 | 0 | 0 | 0 | 0 | 0 | 0 | 0 | 0 | 0 | 0 | 0 | 0 | 0 | 0 | 0 | 0 | 0 | 0 | 0 | 0 | 0 | 0 | 0 | 0 | 0 | 0 | 0 | 0 | 0 | 0 | 0 | 0 | 0 | 0 | 0 | 0 | 0 | 0 | 0 | 0 | 0 | 0 | 0 | 0
0 | 0 | 0 | 0 | 0 | 0 | 0 | 0 | 0 | 0 | 0 | 0 | 0 | 0 | 0 | 0 | 0 | 0 | 0 | 0 | 0 | 0 | 0 | 0 | 0 | 0 | 0 | 0 | 0 | 0 | 0 | 0 | 0 | 0 | 0 | 0 | 0 | 0 | 0 | 0 | 0 | 0 | 0 | 0 | 0 | 0 | 0 | 0 | 0 | 0 | 0 | 0 | 0 | 0 | 0 | 0 | 0 | 0 | 0 | 0 | 0 | 0 | 0 | 0 | 0 | 0 | 0 | 0 | 0 | 0 | 0 | 0 | 0 | 0 | 0
0 | 0 | 0 | 0 | 0 | 0 | 0 | 0 | 0 | 0 | 0 | 0 | 0 | 0 | 0 | 0 | 0 | 0 | 0 | 0 | 0 | 0 | 0 | 0 | 0 | 0 | 0 | 0 | 0 | 0 | 0 | 0 | 0 | 0 | 0 | 0 | 0 | 0 | 0 | 0 | 0 | 0 | 0 | 0 | 0 | 0 | 0 | 0 | 0 | 0 | 0 | 0 | 0 | 0 | 0 | 0 | 0 | 0 | 0 | 0 | 0 | 0 | 0 | 0 | 0 | 0 | 0 | 0 | 0 | 0 | 0 | 0 | 0 | 0 | 0
0 | 0 | 0 | 0 | 0 | 0 | 0 | 0 | 0 | 0 | 0 | 0 | 0 | 0 | 0 | 0 | 0 | 0 | 0 | 0 | 0 | 0 | 0 | 0 | 0 | 0 | 0 | 0 | 0 | 0 | 0 | 0 | 0 | 0 | 0 | 0 | 0 | 0 | 0 | 0 | 0 | 0 | 0 | 0 | 0 | 0 | 0 | 0 | 0 | 0 | 0 | 0 | 0 | 0 | 0 | 0 | 0 | 0 | 0 | 0 | 0 | 0 | 0 | 0 | 0 | 0 | 0 | 0 | 0 | 0 | 0 | 0 | 0 | 0 | 0
0 | 0 | 0 | 0 | 0 | 0 | 0 | 0 | 0 | 0 | 0 | 0 | 0 | 0 | 0 | 0 | 0 | 0 | 0 | 0 | 0 | 0 | 0 | 0 | 0 | 0 | 0 | 0 | 0 | 0 | 0 | 0 | 0 | 0 | 0 | 0 | 0 | 0 | 0 | 0 | 0 | 0 | 0 | 0 | 0 | 0 | 0 | 0 | 0 | 0 | 0 | 0 | 0 | 0 | 0 | 0 | 0 | 0 | 0 | 0 | 0 | 0 | 0 | 0 | 0 | 0 | 0 | 0 | 0 | 0 | 0 | 0 | 0 | 0 | 0
0 | 0 | 0 | 0 | 0 | 0 | 0 | 0 | 0 | 0 | 0 | 0 | 0 | 0 | 0 | 0 | 0 | 0 | 0 | 0 | 0 | 0 | 0 | 0 | 0 | 0 | 0 | 0 | 0 | 0 | 0 | 0 | 0 | 0 | 0 | 0 | 0 | 0 | 0 | 0 | 0 | 0 | 0 | 0 | 0 | 0 | 0 | 0 | 0 | 0 | 0 | 0 | 0 | 0 | 0 | 0 | 0 | 0 | 0 | 0 | 0 | 0 | 0 | 0 | 0 | 0 | 0 | 0 | 0 | 0 | 0 | 0 | 0 | 0 | 0
0 | 0 | 0 | 0 | 0 | 0 | 0 | 0 | 0 | 0 | 0 | 0 | 0 | 0 | 0 | 0 | 0 | 0 | 0 | 0 | 0 | 0 | 0 | 0 | 0 | 0 | 0 | 0 | 0 | 0 | 0 | 0 | 0 | 0 | 0 | 0 | 0 | 0 | 0 | 0 | 0 | 0 | 0 | 0 | 0 | 0 | 0 | 0 | 0 | 0 | 0 | 0 | 0 | 0 | 0 | 0 | 0 | 0 | 0 | 0 | 0 | 0 | 0 | 0 | 0 | 0 | 0 | 0 | 0 | 0 | 0 | 0 | 0 | 0 | 0
0 | 0 | 0 | 0 | 0 | 0 | 0 | 0 | 0 | 0 | 0 | 0 | 0 | 0 | 0 | 0 | 0 | 0 | 0 | 0 | 0 | 0 | 0 | 0 | 0 | 0 | 0 | 0 | 0 | 0 | 0 | 0 | 0 | 0 | 0 | 0 | 0 | 0 | 0 | 0 | 0 | 0 | 0 | 0 | 0 | 0 | 0 | 0 | 0 | 0 | 0 | 0 | 0 | 0 | 0 | 0 | 0 | 0 | 0 | 0 | 0 | 0 | 0 | 0 | 0 | 0 | 0 | 0 | 0 | 0 | 0 | 0 | 0 | 0 | 0
0 | 0 | 0 | 0 | 0 | 0 | 0 | 0 | 0 | 0 | 0 | 0 | 0 | 0 | 0 | 0 | 0 | 0 | 0 | 0 | 0 | 0 | 0 | 0 | 0 | 0 | 0 | 0 | 0 | 0 | 0 | 0 | 0 | 0 | 0 | 0 | 0 | 0 | 0 | 0 | 0 | 0 | 0 | 0 | 0 | 0 | 0 | 0 | 0 | 0 | 0 | 0 | 0 | 0 | 0 | 0 | 0 | 0 | 0 | 0 | 0 | 0 | 0 | 0 | 0 | 0 | 0 | 0 | 0 | 0 | 0 | 0 | 0 | 0 | 0
0 | 0 | 0 | 0 | 0 | 0 | 0 | 0 | 0 | 0 | 0 | 0 | 0 | 0 | 0 | 0 | 0 | 0 | 0 | 0 | 0 | 0 | 0 | 0 | 0 | 0 | 0 | 0 | 0 | 0 | 0 | 0 | 0 | 0 | 0 | 0 | 0 | 0 | 0 | 0 | 0 | 0 | 0 | 0 | 0 | 0 | 0 | 0 | 0 | 0 | 0 | 0 | 0 | 0 | 0 | 0 | 0 | 0 | 0 | 0 | 0 | 0 | 0 | 0 | 0 | 0 | 0 | 0 | 0 | 0 | 0 | 0 | 0 | 0 | 0
0 | 0 | 0 | 0 | 0 | 0 | 0 | 0 | 0 | 0 | 0 | 0 | 0 | 0 | 0 | 0 | 0 | 0 | 0 | 0 | 0 | 0 | 0 | 0 | 0 | 0 | 0 | 0 | 0 | 0 | 0 | 0 | 0 | 0 | 0 | 0 | 0 | 0 | 0 | 0 | 0 | 0 | 0 | 0 | 0 | 0 | 0 | 0 | 0 | 0 | 0 | 0 | 0 | 0 | 0 | 0 | 0 | 0 | 0 | 0 | 0 | 0 | 0 | 0 | 0 | 0 | 0 | 0 | 0 | 0 | 0 | 0 | 0 | 0 | 0
0 | 0 | 0 | 0 | 0 | 0 | 0 | 0 | 0 | 0 | 0 | 0 | 0 | 0 | 0 | 0 | 0 | 0 | 0 | 0 | 0 | 0 | 0 | 0 | 0 | 0 | 0 | 0 | 0 | 0 | 0 | 0 | 0 | 0 | 0 | 0 | 0 | 0 | 0 | 0 | 0 | 0 | 0 | 0 | 0 | 0 | 0 | 0 | 0 | 0 | 0 | 0 | 0 | 0 | 0 | 0 | 0 | 0 | 0 | 0 | 0 | 0 | 0 | 0 | 0 | 0 | 0 | 0 | 0 | 0 | 0 | 0 | 0 | 0 | 0
0 | 0 | 0 | 0 | 0 | 0 | 0 | 0 | 0 | 0 | 0 | 0 | 0 | 0 | 0 | 0 | 0 | 0 | 0 | 0 | 0 | 0 | 0 | 0 | 0 | 0 | 0 | 0 | 0 | 0 | 0 | 0 | 0 | 0 | 0 | 0 | 0 | 0 | 0 | 0 | 0 | 0 | 0 | 0 | 0 | 0 | 0 | 0 | 0 | 0 | 0 | 0 | 0 | 0 | 0 | 0 | 0 | 0 | 0 | 0 | 0 | 0 | 0 | 0 | 0 | 0 | 0 | 0 | 0 | 0 | 0 | 0 | 0 | 0 | 0
0 | 0 | 0 | 0 | 0 | 0 | 0 | 0 | 0 | 0 | 0 | 0 | 0 | 0 | 0 | 0 | 0 | 0 | 0 | 0 | 0 | 0 | 0 | 0 | 0 | 0 | 0 | 0 | 0 | 0 | 0 | 0 | 0 | 0 | 0 | 0 | 0 | 0 | 0 | 0 | 0 | 0 | 0 | 0 | 0 | 0 | 0 | 0 | 0 | 0 | 0 | 0 | 0 | 0 | 0 | 0 | 0 | 0 | 0 | 0 | 0 | 0 | 0 | 0 | 0 | 0 | 0 | 0 | 0 | 0 | 0 | 0 | 0 | 0 | 0
0 | 0 | 0 | 0 | 0 | 0 | 0 | 0 | 0 | 0 | 0 | 0 | 0 | 0 | 0 | 0 | 0 | 0 | 0 | 0 | 0 | 0 | 0 | 0 | 0 | 0 | 0 | 0 | 0 | 0 | 0 | 0 | 0 | 0 | 0 | 0 | 0 | 0 | 0 | 0 | 0 | 0 | 0 | 0 | 0 | 0 | 0 | 0 | 0 | 0 | 0 | 0 | 0 | 0 | 0 | 0 | 0 | 0 | 0 | 0 | 0 | 0 | 0 | 0 | 0 | 0 | 0 | 0 | 0 | 0 | 0 | 0 | 0 | 0 | 0
0 | 0 | 0 | 0 | 0 | 0 | 0 | 0 | 0 | 0 | 0 | 0 | 0 | 0 | 0 | 0 | 0 | 0 | 0 | 0 | 0 | 0 | 0 | 0 | 0 | 0 | 0 | 0 | 0 | 0 | 0 | 0 | 0 | 0 | 0 | 0 | 0 | 0 | 0 | 0 | 0 | 0 | 0 | 0 | 0 | 0 | 0 | 0 | 0 | 0 | 0 | 0 | 0 | 0 | 0 | 0 | 0 | 0 | 0 | 0 | 0 | 0 | 0 | 0 | 0 | 0 | 0 | 0 | 0 | 0 | 0 | 0 | 0 | 0 | 0
0 | 0 | 0 | 0 | 0 | 0 | 0 | 0 | 0 | 0 | 0 | 0 | 0 | 0 | 0 | 0 | 0 | 0 | 0 | 0 | 0 | 0 | 0 | 0 | 0 | 0 | 0 | 0 | 0 | 0 | 0 | 0 | 0 | 0 | 0 | 0 | 0 | 0 | 0 | 0 | 0 | 0 | 0 | 0 | 0 | 0 | 0 | 0 | 0 | 0 | 0 | 0 | 0 | 0 | 0 | 0 | 0 | 0 | 0 | 0 | 0 | 0 | 0 | 0 | 0 | 0 | 0 | 0 | 0 | 0 | 0 | 0 | 0 | 0 | 0
0 | 0 | 0 | 0 | 0 | 0 | 0 | 0 | 0 | 0 | 0 | 0 | 0 | 0 | 0 | 0 | 0 | 0 | 0 | 0 | 0 | 0 | 0 | 0 | 0 | 0 | 0 | 0 | 0 | 0 | 0 | 0 | 0 | 0 | 0 | 0 | 0 | 0 | 0 | 0 | 0 | 0 | 0 | 0 | 0 | 0 | 0 | 0 | 0 | 0 | 0 | 0 | 0 | 0 | 0 | 0 | 0 | 0 | 0 | 0 | 0 | 0 | 0 | 0 | 0 | 0 | 0 | 0 | 0 | 0 | 0 | 0 | 0 | 0 | 0
0 | 0 | 0 | 0 | 0 | 0 | 0 | 0 | 0 | 0 | 0 | 0 | 0 | 0 | 0 | 0 | 0 | 0 | 0 | 0 | 0 | 0 | 0 | 0 | 0 | 0 | 0 | 0 | 0 | 0 | 0 | 0 | 0 | 0 | 0 | 0 | 0 | 0 | 0 | 0 | 0 | 0 | 0 | 0 | 0 | 0 | 0 | 0 | 0 | 0 | 0 | 0 | 0 | 0 | 0 | 0 | 0 | 0 | 0 | 0 | 0 | 0 | 0 | 0 | 0 | 0 | 0 | 0 | 0 | 0 | 0 | 0 | 0 | 0 | 0
0 | 0 | 0 | 0 | 0 | 0 | 0 | 0 | 0 | 0 | 0 | 0 | 0 | 0 | 0 | 0 | 0 | 0 | 0 | 0 | 0 | 0 | 0 | 0 | 0 | 0 | 0 | 0 | 0 | 0 | 0 | 0 | 0 | 0 | 0 | 0 | 0 | 0 | 0 | 0 | 0 | 0 | 0 | 0 | 0 | 0 | 0 | 0 | 0 | 0 | 0 | 0 | 0 | 0 | 0 | 0 | 0 | 0 | 0 | 0 | 0 | 0 | 0 | 0 | 0 | 0 | 0 | 0 | 0 | 0 | 0 | 0 | 0 | 0 | 0
0 | 0 | 0 | 0 | 0 | 0 | 0 | 0 | 0 | 0 | 0 | 0 | 0 | 0 | 0 | 0 | 0 | 0 | 0 | 0 | 0 | 0 | 0 | 0 | 0 | 0 | 0 | 0 | 0 | 0 | 0 | 0 | 0 | 0 | 0 | 0 | 0 | 0 | 0 | 0 | 0 | 0 | 0 | 0 | 0 | 0 | 0 | 0 | 0 | 0 | 0 | 0 | 0 | 0 | 0 | 0 | 0 | 0 | 0 | 0 | 0 | 0 | 0 | 0 | 0 | 0 | 0 | 0 | 0 | 0 | 0 | 0 | 0 | 0 | 0
0 | 0 | 0 | 0 | 0 | 0 | 0 | 0 | 0 | 0 | 0 | 0 | 0 | 0 | 0 | 0 | 0 | 0 | 0 | 0 | 0 | 0 | 0 | 0 | 0 | 0 | 0 | 0 | 0 | 0 | 0 | 0 | 0 | 0 | 0 | 0 | 0 | 0 | 0 | 0 | 0 | 0 | 0 | 0 | 0 | 0 | 0 | 0 | 0 | 0 | 0 | 0 | 0 | 0 | 0 | 0 | 0 | 0 | 0 | 0 | 0 | 0 | 0 | 0 | 0 | 0 | 0 | 0 | 0 | 0 | 0 | 0 | 0 | 0 | 0
0 | 0 | 0 | 0 | 0 | 0 | 0 | 0 | 0 | 0 | 0 | 0 | 0 | 0 | 0 | 0 | 0 | 0 | 0 | 0 | 0 | 0 | 0 | 0 | 0 | 0 | 0 | 0 | 0 | 0 | 0 | 0 | 0 | 0 | 0 | 0 | 0 | 0 | 0 | 0 | 0 | 0 | 0 | 0 | 0 | 0 | 0 | 0 | 0 | 0 | 0 | 0 | 0 | 0 | 0 | 0 | 0 | 0 | 0 | 0 | 0 | 0 | 0 | 0 | 0 | 0 | 0 | 0 | 0 | 0 | 0 | 0 | 0 | 0 | 0
0 | 0 | 0 | 0 | 0 | 0 | 0 | 0 | 0 | 0 | 0 | 0 | 0 | 0 | 0 | 0 | 0 | 0 | 0 | 0 | 0 | 0 | 0 | 0 | 0 | 0 | 0 | 0 | 0 | 0 | 0 | 0 | 0 | 0 | 0 | 0 | 0 | 0 | 0 | 0 | 0 | 0 | 0 | 0 | 0 | 0 | 0 | 0 | 0 | 0 | 0 | 0 | 0 | 0 | 0 | 0 | 0 | 0 | 0 | 0 | 0 | 0 | 0 | 0 | 0 | 0 | 0 | 0 | 0 | 0 | 0 | 0 | 0 | 0 | 0
0 | 0 | 0 | 0 | 0 | 0 | 0 | 0 | 0 | 0 | 0 | 0 | 0 | 0 | 0 | 0 | 0 | 0 | 0 | 0 | 0 | 0 | 0 | 0 | 0 | 0 | 0 | 0 | 0 | 0 | 0 | 0 | 0 | 0 | 0 | 0 | 0 | 0 | 0 | 0 | 0 | 0 | 0 | 0 | 0 | 0 | 0 | 0 | 0 | 0 | 0 | 0 | 0 | 0 | 0 | 0 | 0 | 0 | 0 | 0 | 0 | 0 | 0 | 0 | 0 | 0 | 0 | 0 | 0 | 0 | 0 | 0 | 0 | 0 | 0
0 | 0 | 0 | 0 | 0 | 0 | 0 | 0 | 0 | 0 | 0 | 0 | 0 | 0 | 0 | 0 | 0 | 0 | 0 | 0 | 0 | 0 | 0 | 0 | 0 | 0 | 0 | 0 | 0 | 0 | 0 | 0 | 0 | 0 | 0 | 0 | 0 | 0 | 0 | 0 | 0 | 0 | 0 | 0 | 0 | 0 | 0 | 0 | 0 | 0 | 0 | 0 | 0 | 0 | 0 | 0 | 0 | 0 | 0 | 0 | 0 | 0 | 0 | 0 | 0 | 0 | 0 | 0 | 0 | 0 | 0 | 0 | 0 | 0 | 0
0 | 0 | 0 | 0 | 0 | 0 | 0 | 0 | 0 | 0 | 0 | 0 | 0 | 0 | 0 | 0 | 0 | 0 | 0 | 0 | 0 | 0 | 0 | 0 | 0 | 0 | 0 | 0 | 0 | 0 | 0 | 0 | 0 | 0 | 0 | 0 | 0 | 0 | 0 | 0 | 0 | 0 | 0 | 0 | 0 | 0 | 0 | 0 | 0 | 0 | 0 | 0 | 0 | 0 | 0 | 0 | 0 | 0 | 0 | 0 | 0 | 0 | 0 | 0 | 0 | 0 | 0 | 0 | 0 | 0 | 0 | 0 | 0 | 0 | 0
0 | 0 | 0 | 0 | 0 | 0 | 0 | 0 | 0 | 0 | 0 | 0 | 0 | 0 | 0 | 0 | 0 | 0 | 0 | 0 | 0 | 0 | 0 | 0 | 0 | 0 | 0 | 0 | 0 | 0 | 0 | 0 | 0 | 0 | 0 | 0 | 0 | 0 | 0 | 0 | 0 | 0 | 0 | 0 | 0 | 0 | 0 | 0 | 0 | 0 | 0 | 0 | 0 | 0 | 0 | 0 | 0 | 0 | 0 | 0 | 0 | 0 | 0 | 0 | 0 | 0 | 0 | 0 | 0 | 0 | 0 | 0 | 0 | 0 | 0
0 | 0 | 0 | 0 | 0 | 0 | 0 | 0 | 0 | 0 | 0 | 0 | 0 | 0 | 0 | 0 | 0 | 0 | 0 | 0 | 0 | 0 | 0 | 0 | 0 | 0 | 0 | 0 | 0 | 0 | 0 | 0 | 0 | 0 | 0 | 0 | 0 | 0 | 0 | 0 | 0 | 0 | 0 | 0 | 0 | 0 | 0 | 0 | 0 | 0 | 0 | 0 | 0 | 0 | 0 | 0 | 0 | 0 | 0 | 0 | 0 | 0 | 0 | 0 | 0 | 0 | 0 | 0 | 0 | 0 | 0 | 0 | 0 | 0 | 0
0 | 0 | 0 | 0 | 0 | 0 | 0 | 0 | 0 | 0 | 0 | 0 | 0 | 0 | 0 | 0 | 0 | 0 | 0 | 0 | 0 | 0 | 0 | 0 | 0 | 0 | 0 | 0 | 0 | 0 | 0 | 0 | 0 | 0 | 0 | 0 | 0 | 0 | 0 | 0 | 0 | 0 | 0 | 0 | 0 | 0 | 0 | 0 | 0 | 0 | 0 | 0 | 0 | 0 | 0 | 0 | 0 | 0 | 0 | 0 | 0 | 0 | 0 | 0 | 0 | 0 | 0 | 0 | 0 | 0 | 0 | 0 | 0 | 0 | 0
0 | 0 | 0 | 0 | 0 | 0 | 0 | 0 | 0 | 0 | 0 | 0 | 0 | 0 | 0 | 0 | 0 | 0 | 0 | 0 | 0 | 0 | 0 | 0 | 0 | 0 | 0 | 0 | 0 | 0 | 0 | 0 | 0 | 0 | 0 | 0 | 0 | 0 | 0 | 0 | 0 | 0 | 0 | 0 | 0 | 0 | 0 | 0 | 0 | 0 | 0 | 0 | 0 | 0 | 0 | 0 | 0 | 0 | 0 | 0 | 0 | 0 | 0 | 0 | 0 | 0 | 0 | 0 | 0 | 0 | 0 | 0 | 0 | 0 | 0
0 | 0 | 0 | 0 | 0 | 0 | 0 | 0 | 0 | 0 | 0 | 0 | 0 | 0 | 0 | 0 | 0 | 0 | 0 | 0 | 0 | 0 | 0 | 0 | 0 | 0 | 0 | 0 | 0 | 0 | 0 | 0 | 0 | 0 | 0 | 0 | 0 | 0 | 0 | 0 | 0 | 0 | 0 | 0 | 0 | 0 | 0 | 0 | 0 | 0 | 0 | 0 | 0 | 0 | 0 | 0 | 0 | 0 | 0 | 0 | 0 | 0 | 0 | 0 | 0 | 0 | 0 | 0 | 0 | 0 | 0 | 0 | 0 | 0 | 0
0 | 0 | 0 | 0 | 0 | 0 | 0 | 0 | 0 | 0 | 0 | 0 | 0 | 0 | 0 | 0 | 0 | 0 | 0 | 0 | 0 | 0 | 0 | 0 | 0 | 0 | 0 | 0 | 0 | 0 | 0 | 0 | 0 | 0 | 0 | 0 | 0 | 0 | 0 | 0 | 0 | 0 | 0 | 0 | 0 | 0 | 0 | 0 | 0 | 0 | 0 | 0 | 0 | 0 | 0 | 0 | 0 | 0 | 0 | 0 | 0 | 0 | 0 | 0 | 0 | 0 | 0 | 0 | 0 | 0 | 0 | 0 | 0 | 0 | 0
0 | 0 | 0 | 0 | 0 | 0 | 0 | 0 | 0 | 0 | 0 | 0 | 0 | 0 | 0 | 0 | 0 | 0 | 0 | 0 | 0 | 0 | 0 | 0 | 0 | 0 | 0 | 0 | 0 | 0 | 0 | 0 | 0 | 0 | 0 | 0 | 0 | 0 | 0 | 0 | 0 | 0 | 0 | 0 | 0 | 0 | 0 | 0 | 0 | 0 | 0 | 0 | 0 | 0 | 0 | 0 | 0 | 0 | 0 | 0 | 0 | 0 | 0 | 0 | 0 | 0 | 0 | 0 | 0 | 0 | 0 | 0 | 0 | 0 | 0
0 | 0 | 0 | 0 | 0 | 0 | 0 | 0 | 0 | 0 | 0 | 0 | 0 | 0 | 0 | 0 | 0 | 0 | 0 | 0 | 0 | 0 | 0 | 0 | 0 | 0 | 0 | 0 | 0 | 0 | 0 | 0 | 0 | 0 | 0 | 0 | 0 | 0 | 0 | 0 | 0 | 0 | 0 | 0 | 0 | 0 | 0 | 0 | 0 | 0 | 0 | 0 | 0 | 0 | 0 | 0 | 0 | 0 | 0 | 0 | 0 | 0 | 0 | 0 | 0 | 0 | 0 | 0 | 0 | 0 | 0 | 0 | 0 | 0 | 0
0 | 0 | 0 | 0 | 0 | 0 | 0 | 0 | 0 | 0 | 0 | 0 | 0 | 0 | 0 | 0 | 0 | 0 | 0 | 0 | 0 | 0 | 0 | 0 | 0 | 0 | 0 | 0 | 0 | 0 | 0 | 0 | 0 | 0 | 0 | 0 | 0 | 0 | 0 | 0 | 0 | 0 | 0 | 0 | 0 | 0 | 0 | 0 | 0 | 0 | 0 | 0 | 0 | 0 | 0 | 0 | 0 | 0 | 0 | 0 | 0 | 0 | 0 | 0 | 0 | 0 | 0 | 0 | 0 | 0 | 0 | 0 | 0 | 0 | 0
0 | 0 | 0 | 0 | 0 | 0 | 0 | 0 | 0 | 0 | 0 | 0 | 0 | 0 | 0 | 0 | 0 | 0 | 0 | 0 | 0 | 0 | 0 | 0 | 0 | 0 | 0 | 0 | 0 | 0 | 0 | 0 | 0 | 0 | 0 | 0 | 0 | 0 | 0 | 0 | 0 | 0 | 0 | 0 | 0 | 0 | 0 | 0 | 0 | 0 | 0 | 0 | 0 | 0 | 0 | 0 | 0 | 0 | 0 | 0 | 0 | 0 | 0 | 0 | 0 | 0 | 0 | 0 | 0 | 0 | 0 | 0 | 0 | 0 | 0
0 | 0 | 0 | 0 | 0 | 0 | 0 | 0 | 0 | 0 | 0 | 0 | 0 | 0 | 0 | 0 | 0 | 0 | 0 | 0 | 0 | 0 | 0 | 0 | 0 | 0 | 0 | 0 | 0 | 0 | 0 | 0 | 0 | 0 | 0 | 0 | 0 | 0 | 0 | 0 | 0 | 0 | 0 | 0 | 0 | 0 | 0 | 0 | 0 | 0 | 0 | 0 | 0 | 0 | 0 | 0 | 0 | 0 | 0 | 0 | 0 | 0 | 0 | 0 | 0 | 0 | 0 | 0 | 0 | 0 | 0 | 0 | 0 | 0 | 0
0 | 0 | 0 | 0 | 0 | 0 | 0 | 0 | 0 | 0 | 0 | 0 | 0 | 0 | 0 | 0 | 0 | 0 | 0 | 0 | 0 | 0 | 0 | 0 | 0 | 0 | 0 | 0 | 0 | 0 | 0 | 0 | 0 | 0 | 0 | 0 | 0 | 0 | 0 | 0 | 0 | 0 | 0 | 0 | 0 | 0 | 0 | 0 | 0 | 0 | 0 | 0 | 0 | 0 | 0 | 0 | 0 | 0 | 0 | 0 | 0 | 0 | 0 | 0 | 0 | 0 | 0 | 0 | 0 | 0 | 0 | 0 | 0 | 0 | 0
0 | 0 | 0 | 0 | 0 | 0 | 0 | 0 | 0 | 0 | 0 | 0 | 0 | 0 | 0 | 0 | 0 | 0 | 0 | 0 | 0 | 0 | 0 | 0 | 0 | 0 | 0 | 0 | 0 | 0 | 0 | 0 | 0 | 0 | 0 | 0 | 0 | 0 | 0 | 0 | 0 | 0 | 0 | 0 | 0 | 0 | 0 | 0 | 0 | 0 | 0 | 0 | 0 | 0 | 0 | 0 | 0 | 0 | 0 | 0 | 0 | 0 | 0 | 0 | 0 | 0 | 0 | 0 | 0 | 0 | 0 | 0 | 0 | 0 | 0
0 | 0 | 0 | 0 | 0 | 0 | 0 | 0 | 0 | 0 | 0 | 0 | 0 | 0 | 0 | 0 | 0 | 0 | 0 | 0 | 0 | 0 | 0 | 0 | 0 | 0 | 0 | 0 | 0 | 0 | 0 | 0 | 0 | 0 | 0 | 0 | 0 | 0 | 0 | 0 | 0 | 0 | 0 | 0 | 0 | 0 | 0 | 0 | 0 | 0 | 0 | 0 | 0 | 0 | 0 | 0 | 0 | 0 | 0 | 0 | 0 | 0 | 0 | 0 | 0 | 0 | 0 | 0 | 0 | 0 | 0 | 0 | 0 | 0 | 0
0 | 0 | 0 | 0 | 0 | 0 | 0 | 0 | 0 | 0 | 0 | 0 | 0 | 0 | 0 | 0 | 0 | 0 | 0 | 0 | 0 | 0 | 0 | 0 | 0 | 0 | 0 | 0 | 0 | 0 | 0 | 0 | 0 | 0 | 0 | 0 | 0 | 0 | 0 | 0 | 0 | 0 | 0 | 0 | 0 | 0 | 0 | 0 | 0 | 0 | 0 | 0 | 0 | 0 | 0 | 0 | 0 | 0 | 0 | 0 | 0 | 0 | 0 | 0 | 0 | 0 | 0 | 0 | 0 | 0 | 0 | 0 | 0 | 0 | 0
0 | 0 | 0 | 0 | 0 | 0 | 0 | 0 | 0 | 0 | 0 | 0 | 0 | 0 | 0 | 0 | 0 | 0 | 0 | 0 | 0 | 0 | 0 | 0 | 0 | 0 | 0 | 0 | 0 | 0 | 0 | 0 | 0 | 0 | 0 | 0 | 0 | 0 | 0 | 0 | 0 | 0 | 0 | 0 | 0 | 0 | 0 | 0 | 0 | 0 | 0 | 0 | 0 | 0 | 0 | 0 | 0 | 0 | 0 | 0 | 0 | 0 | 0 | 0 | 0 | 0 | 0 | 0 | 0 | 0 | 0 | 0 | 0 | 0 | 0
0 | 0 | 0 | 0 | 0 | 0 | 0 | 0 | 0 | 0 | 0 | 0 | 0 | 0 | 0 | 0 | 0 | 0 | 0 | 0 | 0 | 0 | 0 | 0 | 0 | 0 | 0 | 0 | 0 | 0 | 0 | 0 | 0 | 0 | 0 | 0 | 0 | 0 | 0 | 0 | 0 | 0 | 0 | 0 | 0 | 0 | 0 | 0 | 0 | 0 | 0 | 0 | 0 | 0 | 0 | 0 | 0 | 0 | 0 | 0 | 0 | 0 | 0 | 0 | 0 | 0 | 0 | 0 | 0 | 0 | 0 | 0 | 0 | 0 | 0
0 | 0 | 0 | 0 | 0 | 0 | 0 | 0 | 0 | 0 | 0 | 0 | 0 | 0 | 0 | 0 | 0 | 0 | 0 | 0 | 0 | 0 | 0 | 0 | 0 | 0 | 0 | 0 | 0 | 0 | 0 | 0 | 0 | 0 | 0 | 0 | 0 | 0 | 0 | 0 | 0 | 0 | 0 | 0 | 0 | 0 | 0 | 0 | 0 | 0 | 0 | 0 | 0 | 0 | 0 | 0 | 0 | 0 | 0 | 0 | 0 | 0 | 0 | 0 | 0 | 0 | 0 | 0 | 0 | 0 | 0 | 0 | 0 | 0 | 0
0 | 0 | 0 | 0 | 0 | 0 | 0 | 0 | 0 | 0 | 0 | 0 | 0 | 0 | 0 | 0 | 0 | 0 | 0 | 0 | 0 | 0 | 0 | 0 | 0 | 0 | 0 | 0 | 0 | 0 | 0 | 0 | 0 | 0 | 0 | 0 | 0 | 0 | 0 | 0 | 0 | 0 | 0 | 0 | 0 | 0 | 0 | 0 | 0 | 0 | 0 | 0 | 0 | 0 | 0 | 0 | 0 | 0 | 0 | 0 | 0 | 0 | 0 | 0 | 0 | 0 | 0 | 0 | 0 | 0 | 0 | 0 | 0 | 0 | 0
0 | 0 | 0 | 0 | 0 | 0 | 0 | 0 | 0 | 0 | 0 | 0 | 0 | 0 | 0 | 0 | 0 | 0 | 0 | 0 | 0 | 0 | 0 | 0 | 0 | 0 | 0 | 0 | 0 | 0 | 0 | 0 | 0 | 0 | 0 | 0 | 0 | 0 | 0 | 0 | 0 | 0 | 0 | 0 | 0 | 0 | 0 | 0 | 0 | 0 | 0 | 0 | 0 | 0 | 0 | 0 | 0 | 0 | 0 | 0 | 0 | 0 | 0 | 0 | 0 | 0 | 0 | 0 | 0 | 0 | 0 | 0 | 0 | 0 | 0
0 | 0 | 0 | 0 | 0 | 0 | 0 | 0 | 0 | 0 | 0 | 0 | 0 | 0 | 0 | 0 | 0 | 0 | 0 | 0 | 0 | 0 | 0 | 0 | 0 | 0 | 0 | 0 | 0 | 0 | 0 | 0 | 0 | 0 | 0 | 0 | 0 | 0 | 0 | 0 | 0 | 0 | 0 | 0 | 0 | 0 | 0 | 0 | 0 | 0 | 0 | 0 | 0 | 0 | 0 | 0 | 0 | 0 | 0 | 0 | 0 | 0 | 0 | 0 | 0 | 0 | 0 | 0 | 0 | 0 | 0 | 0 | 0 | 0 | 0
0 | 0 | 0 | 0 | 0 | 0 | 0 | 0 | 0 | 0 | 0 | 0 | 0 | 0 | 0 | 0 | 0 | 0 | 0 | 0 | 0 | 0 | 0 | 0 | 0 | 0 | 0 | 0 | 0 | 0 | 0 | 0 | 0 | 0 | 0 | 0 | 0 | 0 | 0 | 0 | 0 | 0 | 0 | 0 | 0 | 0 | 0 | 0 | 0 | 0 | 0 | 0 | 0 | 0 | 0 | 0 | 0 | 0 | 0 | 0 | 0 | 0 | 0 | 0 | 0 | 0 | 0 | 0 | 0 | 0 | 0 | 0 | 0 | 0 | 0
0 | 0 | 0 | 0 | 0 | 0 | 0 | 0 | 0 | 0 | 0 | 0 | 0 | 0 | 0 | 0 | 0 | 0 | 0 | 0 | 0 | 0 | 0 | 0 | 0 | 0 | 0 | 0 | 0 | 0 | 0 | 0 | 0 | 0 | 0 | 0 | 0 | 0 | 0 | 0 | 0 | 0 | 0 | 0 | 0 | 0 | 0 | 0 | 0 | 0 | 0 | 0 | 0 | 0 | 0 | 0 | 0 | 0 | 0 | 0 | 0 | 0 | 0 | 0 | 0 | 0 | 0 | 0 | 0 | 0 | 0 | 0 | 0 | 0 | 0
0 | 0 | 0 | 0 | 0 | 0 | 0 | 0 | 0 | 0 | 0 | 0 | 0 | 0 | 0 | 0 | 0 | 0 | 0 | 0 | 0 | 0 | 0 | 0 | 0 | 0 | 0 | 0 | 0 | 0 | 0 | 0 | 0 | 0 | 0 | 0 | 0 | 0 | 0 | 0 | 0 | 0 | 0 | 0 | 0 | 0 | 0 | 0 | 0 | 0 | 0 | 0 | 0 | 0 | 0 | 0 | 0 | 0 | 0 | 0 | 0 | 0 | 0 | 0 | 0 | 0 | 0 | 0 | 0 | 0 | 0 | 0 | 0 | 0 | 0
0 | 0 | 0 | 0 | 0 | 0 | 0 | 0 | 0 | 0 | 0 | 0 | 0 | 0 | 0 | 0 | 0 | 0 | 0 | 0 | 0 | 0 | 0 | 0 | 0 | 0 | 0 | 0 | 0 | 0 | 0 | 0 | 0 | 0 | 0 | 0 | 0 | 0 | 0 | 0 | 0 | 0 | 0 | 0 | 0 | 0 | 0 | 0 | 0 | 0 | 0 | 0 | 0 | 0 | 0 | 0 | 0 | 0 | 0 | 0 | 0 | 0 | 0 | 0 | 0 | 0 | 0 | 0 | 0 | 0 | 0 | 0 | 0 | 0 | 0
0 | 0 | 0 | 0 | 0 | 0 | 0 | 0 | 0 | 0 | 0 | 0 | 0 | 0 | 0 | 0 | 0 | 0 | 0 | 0 | 0 | 0 | 0 | 0 | 0 | 0 | 0 | 0 | 0 | 0 | 0 | 0 | 0 | 0 | 0 | 0 | 0 | 0 | 0 | 0 | 0 | 0 | 0 | 0 | 0 | 0 | 0 | 0 | 0 | 0 | 0 | 0 | 0 | 0 | 0 | 0 | 0 | 0 | 0 | 0 | 0 | 0 | 0 | 0 | 0 | 0 | 0 | 0 | 0 | 0 | 0 | 0 | 0 | 0 | 0
0 | 0 | 0 | 0 | 0 | 0 | 0 | 0 | 0 | 0 | 0 | 0 | 0 | 0 | 0 | 0 | 0 | 0 | 0 | 0 | 0 | 0 | 0 | 0 | 0 | 0 | 0 | 0 | 0 | 0 | 0 | 0 | 0 | 0 | 0 | 0 | 0 | 0 | 0 | 0 | 0 | 0 | 0 | 0 | 0 | 0 | 0 | 0 | 0 | 0 | 0 | 0 | 0 | 0 | 0 | 0 | 0 | 0 | 0 | 0 | 0 | 0 | 0 | 0 | 0 | 0 | 0 | 0 | 0 | 0 | 0 | 0 | 0 | 0 | 0
0 | 0 | 0 | 0 | 0 | 0 | 0 | 0 | 0 | 0 | 0 | 0 | 0 | 0 | 0 | 0 | 0 | 0 | 0 | 0 | 0 | 0 | 0 | 0 | 0 | 0 | 0 | 0 | 0 | 0 | 0 | 0 | 0 | 0 | 0 | 0 | 0 | 0 | 0 | 0 | 0 | 0 | 0 | 0 | 0 | 0 | 0 | 0 | 0 | 0 | 0 | 0 | 0 | 0 | 0 | 0 | 0 | 0 | 0 | 0 | 0 | 0 | 0 | 0 | 0 | 0 | 0 | 0 | 0 | 0 | 0 | 0 | 0 | 0 | 0
0 | 0 | 0 | 0 | 0 | 0 | 0 | 0 | 0 | 0 | 0 | 0 | 0 | 0 | 0 | 0 | 0 | 0 | 0 | 0 | 0 | 0 | 0 | 0 | 0 | 0 | 0 | 0 | 0 | 0 | 0 | 0 | 0 | 0 | 0 | 0 | 0 | 0 | 0 | 0 | 0 | 0 | 0 | 0 | 0 | 0 | 0 | 0 | 0 | 0 | 0 | 0 | 0 | 0 | 0 | 0 | 0 | 0 | 0 | 0 | 0 | 0 | 0 | 0 | 0 | 0 | 0 | 0 | 0 | 0 | 0 | 0 | 0 | 0 | 0
0 | 0 | 0 | 0 | 0 | 0 | 0 | 0 | 0 | 0 | 0 | 0 | 0 | 0 | 0 | 0 | 0 | 0 | 0 | 0 | 0 | 0 | 0 | 0 | 0 | 0 | 0 | 0 | 0 | 0 | 0 | 0 | 0 | 0 | 0 | 0 | 0 | 0 | 0 | 0 | 0 | 0 | 0 | 0 | 0 | 0 | 0 | 0 | 0 | 0 | 0 | 0 | 0 | 0 | 0 | 0 | 0 | 0 | 0 | 0 | 0 | 0 | 0 | 0 | 0 | 0 | 0 | 0 | 0 | 0 | 0 | 0 | 0 | 0 | 0
0 | 0 | 0 | 0 | 0 | 0 | 0 | 0 | 0 | 0 | 0 | 0 | 0 | 0 | 0 | 0 | 0 | 0 | 0 | 0 | 0 | 0 | 0 | 0 | 0 | 0 | 0 | 0 | 0 | 0 | 0 | 0 | 0 | 0 | 0 | 0 | 0 | 0 | 0 | 0 | 0 | 0 | 0 | 0 | 0 | 0 | 0 | 0 | 0 | 0 | 0 | 0 | 0 | 0 | 0 | 0 | 0 | 0 | 0 | 0 | 0 | 0 | 0 | 0 | 0 | 0 | 0 | 0 | 0 | 0 | 0 | 0 | 0 | 0 | 0
0 | 0 | 0 | 0 | 0 | 0 | 0 | 0 | 0 | 0 | 0 | 0 | 0 | 0 | 0 | 0 | 0 | 0 | 0 | 0 | 0 | 0 | 0 | 0 | 0 | 0 | 0 | 0 | 0 | 0 | 0 | 0 | 0 | 0 | 0 | 0 | 0 | 0 | 0 | 0 | 0 | 0 | 0 | 0 | 0 | 0 | 0 | 0 | 0 | 0 | 0 | 0 | 0 | 0 | 0 | 0 | 0 | 0 | 0 | 0 | 0 | 0 | 0 | 0 | 0 | 0 | 0 | 0 | 0 | 0 | 0 | 0 | 0 | 0 | 0
0 | 0 | 0 | 0 | 0 | 0 | 0 | 0 | 0 | 0 | 0 | 0 | 0 | 0 | 0 | 0 | 0 | 0 | 0 | 0 | 0 | 0 | 0 | 0 | 0 | 0 | 0 | 0 | 0 | 0 | 0 | 0 | 0 | 0 | 0 | 0 | 0 | 0 | 0 | 0 | 0 | 0 | 0 | 0 | 0 | 0 | 0 | 0 | 0 | 0 | 0 | 0 | 0 | 0 | 0 | 0 | 0 | 0 | 0 | 0 | 0 | 0 | 0 | 0 | 0 | 0 | 0 | 0 | 0 | 0 | 0 | 0 | 0 | 0 | 0
0 | 0 | 0 | 0 | 0 | 0 | 0 | 0 | 0 | 0 | 0 | 0 | 0 | 0 | 0 | 0 | 0 | 0 | 0 | 0 | 0 | 0 | 0 | 0 | 0 | 0 | 0 | 0 | 0 | 0 | 0 | 0 | 0 | 0 | 0 | 0 | 0 | 0 | 0 | 0 | 0 | 0 | 0 | 0 | 0 | 0 | 0 | 0 | 0 | 0 | 0 | 0 | 0 | 0 | 0 | 0 | 0 | 0 | 0 | 0 | 0 | 0 | 0 | 0 | 0 | 0 | 0 | 0 | 0 | 0 | 0 | 0 | 0 | 0 | 0
0 | 0 | 0 | 0 | 0 | 0 | 0 | 0 | 0 | 0 | 0 | 0 | 0 | 0 | 0 | 0 | 0 | 0 | 0 | 0 | 0 | 0 | 0 | 0 | 0 | 0 | 0 | 0 | 0 | 0 | 0 | 0 | 0 | 0 | 0 | 0 | 0 | 0 | 0 | 0 | 0 | 0 | 0 | 0 | 0 | 0 | 0 | 0 | 0 | 0 | 0 | 0 | 0 | 0 | 0 | 0 | 0 | 0 | 0 | 0 | 0 | 0 | 0 | 0 | 0 | 0 | 0 | 0 | 0 | 0 | 0 | 0 | 0 | 0 | 0
0 | 0 | 0 | 0 | 0 | 0 | 0 | 0 | 0 | 0 | 0 | 0 | 0 | 0 | 0 | 0 | 0 | 0 | 0 | 0 | 0 | 0 | 0 | 0 | 0 | 0 | 0 | 0 | 0 | 0 | 0 | 0 | 0 | 0 | 0 | 0 | 0 | 0 | 0 | 0 | 0 | 0 | 0 | 0 | 0 | 0 | 0 | 0 | 0 | 0 | 0 | 0 | 0 | 0 | 0 | 0 | 0 | 0 | 0 | 0 | 0 | 0 | 0 | 0 | 0 | 0 | 0 | 0 | 0 | 0 | 0 | 0 | 0 | 0 | 0
0 | 0 | 0 | 0 | 0 | 0 | 0 | 0 | 0 | 0 | 0 | 0 | 0 | 0 | 0 | 0 | 0 | 0 | 0 | 0 | 0 | 0 | 0 | 0 | 0 | 0 | 0 | 0 | 0 | 0 | 0 | 0 | 0 | 0 | 0 | 0 | 0 | 0 | 0 | 0 | 0 | 0 | 0 | 0 | 0 | 0 | 0 | 0 | 0 | 0 | 0 | 0 | 0 | 0 | 0 | 0 | 0 | 0 | 0 | 0 | 0 | 0 | 0 | 0 | 0 | 0 | 0 | 0 | 0 | 0 | 0 | 0 | 0 | 0 | 0
0 | 0 | 0 | 0 | 0 | 0 | 0 | 0 | 0 | 0 | 0 | 0 | 0 | 0 | 0 | 0 | 0 | 0 | 0 | 0 | 0 | 0 | 0 | 0 | 0 | 0 | 0 | 0 | 0 | 0 | 0 | 0 | 0 | 0 | 0 | 0 | 0 | 0 | 0 | 0 | 0 | 0 | 0 | 0 | 0 | 0 | 0 | 0 | 0 | 0 | 0 | 0 | 0 | 0 | 0 | 0 | 0 | 0 | 0 | 0 | 0 | 0 | 0 | 0 | 0 | 0 | 0 | 0 | 0 | 0 | 0 | 0 | 0 | 0 | 0
0 | 0 | 0 | 0 | 0 | 0 | 0 | 0 | 0 | 0 | 0 | 0 | 0 | 0 | 0 | 0 | 0 | 0 | 0 | 0 | 0 | 0 | 0 | 0 | 0 | 0 | 0 | 0 | 0 | 0 | 0 | 0 | 0 | 0 | 0 | 0 | 0 | 0 | 0 | 0 | 0 | 0 | 0 | 0 | 0 | 0 | 0 | 0 | 0 | 0 | 0 | 0 | 0 | 0 | 0 | 0 | 0 | 0 | 0 | 0 | 0 | 0 | 0 | 0 | 0 | 0 | 0 | 0 | 0 | 0 | 0 | 0 | 0 | 0 | 0
0 | 0 | 0 | 0 | 0 | 0 | 0 | 0 | 0 | 0 | 0 | 0 | 0 | 0 | 0 | 0 | 0 | 0 | 0 | 0 | 0 | 0 | 0 | 0 | 0 | 0 | 0 | 0 | 0 | 0 | 0 | 0 | 0 | 0 | 0 | 0 | 0 | 0 | 0 | 0 | 0 | 0 | 0 | 0 | 0 | 0 | 0 | 0 | 0 | 0 | 0 | 0 | 0 | 0 | 0 | 0 | 0 | 0 | 0 | 0 | 0 | 0 | 0 | 0 | 0 | 0 | 0 | 0 | 0 | 0 | 0 | 0 | 0 | 0 | 0
0 | 0 | 0 | 0 | 0 | 0 | 0 | 0 | 0 | 0 | 0 | 0 | 0 | 0 | 0 | 0 | 0 | 0 | 0 | 0 | 0 | 0 | 0 | 0 | 0 | 0 | 0 | 0 | 0 | 0 | 0 | 0 | 0 | 0 | 0 | 0 | 0 | 0 | 0 | 0 | 0 | 0 | 0 | 0 | 0 | 0 | 0 | 0 | 0 | 0 | 0 | 0 | 0 | 0 | 0 | 0 | 0 | 0 | 0 | 0 | 0 | 0 | 0 | 0 | 0 | 0 | 0 | 0 | 0 | 0 | 0 | 0 | 0 | 0 | 0
0 | 0 | 0 | 0 | 0 | 0 | 0 | 0 | 0 | 0 | 0 | 0 | 0 | 0 | 0 | 0 | 0 | 0 | 0 | 0 | 0 | 0 | 0 | 0 | 0 | 0 | 0 | 0 | 0 | 0 | 0 | 0 | 0 | 0 | 0 | 0 | 0 | 0 | 0 | 0 | 0 | 0 | 0 | 0 | 0 | 0 | 0 | 0 | 0 | 0 | 0 | 0 | 0 | 0 | 0 | 0 | 0 | 0 | 0 | 0 | 0 | 0 | 0 | 0 | 0 | 0 | 0 | 0 | 0 | 0 | 0 | 0 | 0 | 0 | 0
0 | 0 | 0 | 0 | 0 | 0 | 0 | 0 | 0 | 0 | 0 | 0 | 0 | 0 | 0 | 0 | 0 | 0 | 0 | 0 | 0 | 0 | 0 | 0 | 0 | 0 | 0 | 0 | 0 | 0 | 0 | 0 | 0 | 0 | 0 | 0 | 0 | 0 | 0 | 0 | 0 | 0 | 0 | 0 | 0 | 0 | 0 | 0 | 0 | 0 | 0 | 0 | 0 | 0 | 0 | 0 | 0 | 0 | 0 | 0 | 0 | 0 | 0 | 0 | 0 | 0 | 0 | 0 | 0 | 0 | 0 | 0 | 0 | 0 | 0
0 | 0 | 0 | 0 | 0 | 0 | 0 | 0 | 0 | 0 | 0 | 0 | 0 | 0 | 0 | 0 | 0 | 0 | 0 | 0 | 0 | 0 | 0 | 0 | 0 | 0 | 0 | 0 | 0 | 0 | 0 | 0 | 0 | 0 | 0 | 0 | 0 | 0 | 0 | 0 | 0 | 0 | 0 | 0 | 0 | 0 | 0 | 0 | 0 | 0 | 0 | 0 | 0 | 0 | 0 | 0 | 0 | 0 | 0 | 0 | 0 | 0 | 0 | 0 | 0 | 0 | 0 | 0 | 0 | 0 | 0 | 0 | 0 | 0 | 0
0 | 0 | 0 | 0 | 0 | 0 | 0 | 0 | 0 | 0 | 0 | 0 | 0 | 0 | 0 | 0 | 0 | 0 | 0 | 0 | 0 | 0 | 0 | 0 | 0 | 0 | 0 | 0 | 0 | 0 | 0 | 0 | 0 | 0 | 0 | 0 | 0 | 0 | 0 | 0 | 0 | 0 | 0 | 0 | 0 | 0 | 0 | 0 | 0 | 0 | 0 | 0 | 0 | 0 | 0 | 0 | 0 | 0 | 0 | 0 | 0 | 0 | 0 | 0 | 0 | 0 | 0 | 0 | 0 | 0 | 0 | 0 | 0 | 0 | 0
0 | 0 | 0 | 0 | 0 | 0 | 0 | 0 | 0 | 0 | 0 | 0 | 0 | 0 | 0 | 0 | 0 | 0 | 0 | 0 | 0 | 0 | 0 | 0 | 0 | 0 | 0 | 0 | 0 | 0 | 0 | 0 | 0 | 0 | 0 | 0 | 0 | 0 | 0 | 0 | 0 | 0 | 0 | 0 | 0 | 0 | 0 | 0 | 0 | 0 | 0 | 0 | 0 | 0 | 0 | 0 | 0 | 0 | 0 | 0 | 0 | 0 | 0 | 0 | 0 | 0 | 0 | 0 | 0 | 0 | 0 | 0 | 0 | 0 | 0
0 | 0 | 0 | 0 | 0 | 0 | 0 | 0 | 0 | 0 | 0 | 0 | 0 | 0 | 0 | 0 | 0 | 0 | 0 | 0 | 0 | 0 | 0 | 0 | 0 | 0 | 0 | 0 | 0 | 0 | 0 | 0 | 0 | 0 | 0 | 0 | 0 | 0 | 0 | 0 | 0 | 0 | 0 | 0 | 0 | 0 | 0 | 0 | 0 | 0 | 0 | 0 | 0 | 0 | 0 | 0 | 0 | 0 | 0 | 0 | 0 | 0 | 0 | 0 | 0 | 0 | 0 | 0 | 0 | 0 | 0 | 0 | 0 | 0 | 0
0 | 0 | 0 | 0 | 0 | 0 | 0 | 0 | 0 | 0 | 0 | 0 | 0 | 0 | 0 | 0 | 0 | 0 | 0 | 0 | 0 | 0 | 0 | 0 | 0 | 0 | 0 | 0 | 0 | 0 | 0 | 0 | 0 | 0 | 0 | 0 | 0 | 0 | 0 | 0 | 0 | 0 | 0 | 0 | 0 | 0 | 0 | 0 | 0 | 0 | 0 | 0 | 0 | 0 | 0 | 0 | 0 | 0 | 0 | 0 | 0 | 0 | 0 | 0 | 0 | 0 | 0 | 0 | 0 | 0 | 0 | 0 | 0 | 0 | 0
0 | 0 | 0 | 0 | 0 | 0 | 0 | 0 | 0 | 0 | 0 | 0 | 0 | 0 | 0 | 0 | 0 | 0 | 0 | 0 | 0 | 0 | 0 | 0 | 0 | 0 | 0 | 0 | 0 | 0 | 0 | 0 | 0 | 0 | 0 | 0 | 0 | 0 | 0 | 0 | 0 | 0 | 0 | 0 | 0 | 0 | 0 | 0 | 0 | 0 | 0 | 0 | 0 | 0 | 0 | 0 | 0 | 0 | 0 | 0 | 0 | 0 | 0 | 0 | 0 | 0 | 0 | 0 | 0 | 0 | 0 | 0 | 0 | 0 | 0
0 | 0 | 0 | 0 | 0 | 0 | 0 | 0 | 0 | 0 | 0 | 0 | 0 | 0 | 0 | 0 | 0 | 0 | 0 | 0 | 0 | 0 | 0 | 0 | 0 | 0 | 0 | 0 | 0 | 0 | 0 | 0 | 0 | 0 | 0 | 0 | 0 | 0 | 0 | 0 | 0 | 0 | 0 | 0 | 0 | 0 | 0 | 0 | 0 | 0 | 0 | 0 | 0 | 0 | 0 | 0 | 0 | 0 | 0 | 0 | 0 | 0 | 0 | 0 | 0 | 0 | 0 | 0 | 0 | 0 | 0 | 0 | 0 | 0 | 0
0 | 0 | 0 | 0 | 0 | 0 | 0 | 0 | 0 | 0 | 0 | 0 | 0 | 0 | 0 | 0 | 0 | 0 | 0 | 0 | 0 | 0 | 0 | 0 | 0 | 0 | 0 | 0 | 0 | 0 | 0 | 0 | 0 | 0 | 0 | 0 | 0 | 0 | 0 | 0 | 0 | 0 | 0 | 0 | 0 | 0 | 0 | 0 | 0 | 0 | 0 | 0 | 0 | 0 | 0 | 0 | 0 | 0 | 0 | 0 | 0 | 0 | 0 | 0 | 0 | 0 | 0 | 0 | 0 | 0 | 0 | 0 | 0 | 0 | 0
0 | 0 | 0 | 0 | 0 | 0 | 0 | 0 | 0 | 0 | 0 | 0 | 0 | 0 | 0 | 0 | 0 | 0 | 0 | 0 | 0 | 0 | 0 | 0 | 0 | 0 | 0 | 0 | 0 | 0 | 0 | 0 | 0 | 0 | 0 | 0 | 0 | 0 | 0 | 0 | 0 | 0 | 0 | 0 | 0 | 0 | 0 | 0 | 0 | 0 | 0 | 0 | 0 | 0 | 0 | 0 | 0 | 0 | 0 | 0 | 0 | 0 | 0 | 0 | 0 | 0 | 0 | 0 | 0 | 0 | 0 | 0 | 0 | 0 | 0
0 | 0 | 0 | 0 | 0 | 0 | 0 | 0 | 0 | 0 | 0 | 0 | 0 | 0 | 0 | 0 | 0 | 0 | 0 | 0 | 0 | 0 | 0 | 0 | 0 | 0 | 0 | 0 | 0 | 0 | 0 | 0 | 0 | 0 | 0 | 0 | 0 | 0 | 0 | 0 | 0 | 0 | 0 | 0 | 0 | 0 | 0 | 0 | 0 | 0 | 0 | 0 | 0 | 0 | 0 | 0 | 0 | 0 | 0 | 0 | 0 | 0 | 0 | 0 | 0 | 0 | 0 | 0 | 0 | 0 | 0 | 0 | 0 | 0 | 0
0 | 0 | 0 | 0 | 0 | 0 | 0 | 0 | 0 | 0 | 0 | 0 | 0 | 0 | 0 | 0 | 0 | 0 | 0 | 0 | 0 | 0 | 0 | 0 | 0 | 0 | 0 | 0 | 0 | 0 | 0 | 0 | 0 | 0 | 0 | 0 | 0 | 0 | 0 | 0 | 0 | 0 | 0 | 0 | 0 | 0 | 0 | 0 | 0 | 0 | 0 | 0 | 0 | 0 | 0 | 0 | 0 | 0 | 0 | 0 | 0 | 0 | 0 | 0 | 0 | 0 | 0 | 0 | 0 | 0 | 0 | 0 | 0 | 0 | 0
0 | 0 | 0 | 0 | 0 | 0 | 0 | 0 | 0 | 0 | 0 | 0 | 0 | 0 | 0 | 0 | 0 | 0 | 0 | 0 | 0 | 0 | 0 | 0 | 0 | 0 | 0 | 0 | 0 | 0 | 0 | 0 | 0 | 0 | 0 | 0 | 0 | 0 | 0 | 0 | 0 | 0 | 0 | 0 | 0 | 0 | 0 | 0 | 0 | 0 | 0 | 0 | 0 | 0 | 0 | 0 | 0 | 0 | 0 | 0 | 0 | 0 | 0 | 0 | 0 | 0 | 0 | 0 | 0 | 0 | 0 | 0 | 0 | 0 | 0
0 | 0 | 0 | 0 | 0 | 0 | 0 | 0 | 0 | 0 | 0 | 0 | 0 | 0 | 0 | 0 | 0 | 0 | 0 | 0 | 0 | 0 | 0 | 0 | 0 | 0 | 0 | 0 | 0 | 0 | 0 | 0 | 0 | 0 | 0 | 0 | 0 | 0 | 0 | 0 | 0 | 0 | 0 | 0 | 0 | 0 | 0 | 0 | 0 | 0 | 0 | 0 | 0 | 0 | 0 | 0 | 0 | 0 | 0 | 0 | 0 | 0 | 0 | 0 | 0 | 0 | 0 | 0 | 0 | 0 | 0 | 0 | 0 | 0 | 0
0 | 0 | 0 | 0 | 0 | 0 | 0 | 0 | 0 | 0 | 0 | 0 | 0 | 0 | 0 | 0 | 0 | 0 | 0 | 0 | 0 | 0 | 0 | 0 | 0 | 0 | 0 | 0 | 0 | 0 | 0 | 0 | 0 | 0 | 0 | 0 | 0 | 0 | 0 | 0 | 0 | 0 | 0 | 0 | 0 | 0 | 0 | 0 | 0 | 0 | 0 | 0 | 0 | 0 | 0 | 0 | 0 | 0 | 0 | 0 | 0 | 0 | 0 | 0 | 0 | 0 | 0 | 0 | 0 | 0 | 0 | 0 | 0 | 0 | 0
0 | 0 | 0 | 0 | 0 | 0 | 0 | 0 | 0 | 0 | 0 | 0 | 0 | 0 | 0 | 0 | 0 | 0 | 0 | 0 | 0 | 0 | 0 | 0 | 0 | 0 | 0 | 0 | 0 | 0 | 0 | 0 | 0 | 0 | 0 | 0 | 0 | 0 | 0 | 0 | 0 | 0 | 0 | 0 | 0 | 0 | 0 | 0 | 0 | 0 | 0 | 0 | 0 | 0 | 0 | 0 | 0 | 0 | 0 | 0 | 0 | 0 | 0 | 0 | 0 | 0 | 0 | 0 | 0 | 0 | 0 | 0 | 0 | 0 | 0
0 | 0 | 0 | 0 | 0 | 0 | 0 | 0 | 0 | 0 | 0 | 0 | 0 | 0 | 0 | 0 | 0 | 0 | 0 | 0 | 0 | 0 | 0 | 0 | 0 | 0 | 0 | 0 | 0 | 0 | 0 | 0 | 0 | 0 | 0 | 0 | 0 | 0 | 0 | 0 | 0 | 0 | 0 | 0 | 0 | 0 | 0 | 0 | 0 | 0 | 0 | 0 | 0 | 0 | 0 | 0 | 0 | 0 | 0 | 0 | 0 | 0 | 0 | 0 | 0 | 0 | 0 | 0 | 0 | 0 | 0 | 0 | 0 | 0 | 0
0 | 0 | 0 | 0 | 0 | 0 | 0 | 0 | 0 | 0 | 0 | 0 | 0 | 0 | 0 | 0 | 0 | 0 | 0 | 0 | 0 | 0 | 0 | 0 | 0 | 0 | 0 | 0 | 0 | 0 | 0 | 0 | 0 | 0 | 0 | 0 | 0 | 0 | 0 | 0 | 0 | 0 | 0 | 0 | 0 | 0 | 0 | 0 | 0 | 0 | 0 | 0 | 0 | 0 | 0 | 0 | 0 | 0 | 0 | 0 | 0 | 0 | 0 | 0 | 0 | 0 | 0 | 0 | 0 | 0 | 0 | 0 | 0 | 0 | 0
0 | 0 | 0 | 0 | 0 | 0 | 0 | 0 | 0 | 0 | 0 | 0 | 0 | 0 | 0 | 0 | 0 | 0 | 0 | 0 | 0 | 0 | 0 | 0 | 0 | 0 | 0 | 0 | 0 | 0 | 0 | 0 | 0 | 0 | 0 | 0 | 0 | 0 | 0 | 0 | 0 | 0 | 0 | 0 | 0 | 0 | 0 | 0 | 0 | 0 | 0 | 0 | 0 | 0 | 0 | 0 | 0 | 0 | 0 | 0 | 0 | 0 | 0 | 0 | 0 | 0 | 0 | 0 | 0 | 0 | 0 | 0 | 0 | 0 | 0
0 | 0 | 0 | 0 | 0 | 0 | 0 | 0 | 0 | 0 | 0 | 0 | 0 | 0 | 0 | 0 | 0 | 0 | 0 | 0 | 0 | 0 | 0 | 0 | 0 | 0 | 0 | 0 | 0 | 0 | 0 | 0 | 0 | 0 | 0 | 0 | 0 | 0 | 0 | 0 | 0 | 0 | 0 | 0 | 0 | 0 | 0 | 0 | 0 | 0 | 0 | 0 | 0 | 0 | 0 | 0 | 0 | 0 | 0 | 0 | 0 | 0 | 0 | 0 | 0 | 0 | 0 | 0 | 0 | 0 | 0 | 0 | 0 | 0 | 0
0 | 0 | 0 | 0 | 0 | 0 | 0 | 0 | 0 | 0 | 0 | 0 | 0 | 0 | 0 | 0 | 0 | 0 | 0 | 0 | 0 | 0 | 0 | 0 | 0 | 0 | 0 | 0 | 0 | 0 | 0 | 0 | 0 | 0 | 0 | 0 | 0 | 0 | 0 | 0 | 0 | 0 | 0 | 0 | 0 | 0 | 0 | 0 | 0 | 0 | 0 | 0 | 0 | 0 | 0 | 0 | 0 | 0 | 0 | 0 | 0 | 0 | 0 | 0 | 0 | 0 | 0 | 0 | 0 | 0 | 0 | 0 | 0 | 0 | 0
0 | 0 | 0 | 0 | 0 | 0 | 0 | 0 | 0 | 0 | 0 | 0 | 0 | 0 | 0 | 0 | 0 | 0 | 0 | 0 | 0 | 0 | 0 | 0 | 0 | 0 | 0 | 0 | 0 | 0 | 0 | 0 | 0 | 0 | 0 | 0 | 0 | 0 | 0 | 0 | 0 | 0 | 0 | 0 | 0 | 0 | 0 | 0 | 0 | 0 | 0 | 0 | 0 | 0 | 0 | 0 | 0 | 0 | 0 | 0 | 0 | 0 | 0 | 0 | 0 | 0 | 0 | 0 | 0 | 0 | 0 | 0 | 0 | 0 | 0
0 | 0 | 0 | 0 | 0 | 0 | 0 | 0 | 0 | 0 | 0 | 0 | 0 | 0 | 0 | 0 | 0 | 0 | 0 | 0 | 0 | 0 | 0 | 0 | 0 | 0 | 0 | 0 | 0 | 0 | 0 | 0 | 0 | 0 | 0 | 0 | 0 | 0 | 0 | 0 | 0 | 0 | 0 | 0 | 0 | 0 | 0 | 0 | 0 | 0 | 0 | 0 | 0 | 0 | 0 | 0 | 0 | 0 | 0 | 0 | 0 | 0 | 0 | 0 | 0 | 0 | 0 | 0 | 0 | 0 | 0 | 0 | 0 | 0 | 0
0 | 0 | 0 | 0 | 0 | 0 | 0 | 0 | 0 | 0 | 0 | 0 | 0 | 0 | 0 | 0 | 0 | 0 | 0 | 0 | 0 | 0 | 0 | 0 | 0 | 0 | 0 | 0 | 0 | 0 | 0 | 0 | 0 | 0 | 0 | 0 | 0 | 0 | 0 | 0 | 0 | 0 | 0 | 0 | 0 | 0 | 0 | 0 | 0 | 0 | 0 | 0 | 0 | 0 | 0 | 0 | 0 | 0 | 0 | 0 | 0 | 0 | 0 | 0 | 0 | 0 | 0 | 0 | 0 | 0 | 0 | 0 | 0 | 0 | 0
0 | 0 | 0 | 0 | 0 | 0 | 0 | 0 | 0 | 0 | 0 | 0 | 0 | 0 | 0 | 0 | 0 | 0 | 0 | 0 | 0 | 0 | 0 | 0 | 0 | 0 | 0 | 0 | 0 | 0 | 0 | 0 | 0 | 0 | 0 | 0 | 0 | 0 | 0 | 0 | 0 | 0 | 0 | 0 | 0 | 0 | 0 | 0 | 0 | 0 | 0 | 0 | 0 | 0 | 0 | 0 | 0 | 0 | 0 | 0 | 0 | 0 | 0 | 0 | 0 | 0 | 0 | 0 | 0 | 0 | 0 | 0 | 0 | 0 | 0
0 | 0 | 0 | 0 | 0 | 0 | 0 | 0 | 0 | 0 | 0 | 0 | 0 | 0 | 0 | 0 | 0 | 0 | 0 | 0 | 0 | 0 | 0 | 0 | 0 | 0 | 0 | 0 | 0 | 0 | 0 | 0 | 0 | 0 | 0 | 0 | 0 | 0 | 0 | 0 | 0 | 0 | 0 | 0 | 0 | 0 | 0 | 0 | 0 | 0 | 0 | 0 | 0 | 0 | 0 | 0 | 0 | 0 | 0 | 0 | 0 | 0 | 0 | 0 | 0 | 0 | 0 | 0 | 0 | 0 | 0 | 0 | 0 | 0 | 0
0 | 0 | 0 | 0 | 0 | 0 | 0 | 0 | 0 | 0 | 0 | 0 | 0 | 0 | 0 | 0 | 0 | 0 | 0 | 0 | 0 | 0 | 0 | 0 | 0 | 0 | 0 | 0 | 0 | 0 | 0 | 0 | 0 | 0 | 0 | 0 | 0 | 0 | 0 | 0 | 0 | 0 | 0 | 0 | 0 | 0 | 0 | 0 | 0 | 0 | 0 | 0 | 0 | 0 | 0 | 0 | 0 | 0 | 0 | 0 | 0 | 0 | 0 | 0 | 0 | 0 | 0 | 0 | 0 | 0 | 0 | 0 | 0 | 0 | 0
0 | 0 | 0 | 0 | 0 | 0 | 0 | 0 | 0 | 0 | 0 | 0 | 0 | 0 | 0 | 0 | 0 | 0 | 0 | 0 | 0 | 0 | 0 | 0 | 0 | 0 | 0 | 0 | 0 | 0 | 0 | 0 | 0 | 0 | 0 | 0 | 0 | 0 | 0 | 0 | 0 | 0 | 0 | 0 | 0 | 0 | 0 | 0 | 0 | 0 | 0 | 0 | 0 | 0 | 0 | 0 | 0 | 0 | 0 | 0 | 0 | 0 | 0 | 0 | 0 | 0 | 0 | 0 | 0 | 0 | 0 | 0 | 0 | 0 | 0
0 | 0 | 0 | 0 | 0 | 0 | 0 | 0 | 0 | 0 | 0 | 0 | 0 | 0 | 0 | 0 | 0 | 0 | 0 | 0 | 0 | 0 | 0 | 0 | 0 | 0 | 0 | 0 | 0 | 0 | 0 | 0 | 0 | 0 | 0 | 0 | 0 | 0 | 0 | 0 | 0 | 0 | 0 | 0 | 0 | 0 | 0 | 0 | 0 | 0 | 0 | 0 | 0 | 0 | 0 | 0 | 0 | 0 | 0 | 0 | 0 | 0 | 0 | 0 | 0 | 0 | 0 | 0 | 0 | 0 | 0 | 0 | 0 | 0 | 0
0 | 0 | 0 | 0 | 0 | 0 | 0 | 0 | 0 | 0 | 0 | 0 | 0 | 0 | 0 | 0 | 0 | 0 | 0 | 0 | 0 | 0 | 0 | 0 | 0 | 0 | 0 | 0 | 0 | 0 | 0 | 0 | 0 | 0 | 0 | 0 | 0 | 0 | 0 | 0 | 0 | 0 | 0 | 0 | 0 | 0 | 0 | 0 | 0 | 0 | 0 | 0 | 0 | 0 | 0 | 0 | 0 | 0 | 0 | 0 | 0 | 0 | 0 | 0 | 0 | 0 | 0 | 0 | 0 | 0 | 0 | 0 | 0 | 0 | 0
0 | 0 | 0 | 0 | 0 | 0 | 0 | 0 | 0 | 0 | 0 | 0 | 0 | 0 | 0 | 0 | 0 | 0 | 0 | 0 | 0 | 0 | 0 | 0 | 0 | 0 | 0 | 0 | 0 | 0 | 0 | 0 | 0 | 0 | 0 | 0 | 0 | 0 | 0 | 0 | 0 | 0 | 0 | 0 | 0 | 0 | 0 | 0 | 0 | 0 | 0 | 0 | 0 | 0 | 0 | 0 | 0 | 0 | 0 | 0 | 0 | 0 | 0 | 0 | 0 | 0 | 0 | 0 | 0 | 0 | 0 | 0 | 0 | 0 | 0
0 | 0 | 0 | 0 | 0 | 0 | 0 | 0 | 0 | 0 | 0 | 0 | 0 | 0 | 0 | 0 | 0 | 0 | 0 | 0 | 0 | 0 | 0 | 0 | 0 | 0 | 0 | 0 | 0 | 0 | 0 | 0 | 0 | 0 | 0 | 0 | 0 | 0 | 0 | 0 | 0 | 0 | 0 | 0 | 0 | 0 | 0 | 0 | 0 | 0 | 0 | 0 | 0 | 0 | 0 | 0 | 0 | 0 | 0 | 0 | 0 | 0 | 0 | 0 | 0 | 0 | 0 | 0 | 0 | 0 | 0 | 0 | 0 | 0 | 0
0 | 0 | 0 | 0 | 0 | 0 | 0 | 0 | 0 | 0 | 0 | 0 | 0 | 0 | 0 | 0 | 0 | 0 | 0 | 0 | 0 | 0 | 0 | 0 | 0 | 0 | 0 | 0 | 0 | 0 | 0 | 0 | 0 | 0 | 0 | 0 | 0 | 0 | 0 | 0 | 0 | 0 | 0 | 0 | 0 | 0 | 0 | 0 | 0 | 0 | 0 | 0 | 0 | 0 | 0 | 0 | 0 | 0 | 0 | 0 | 0 | 0 | 0 | 0 | 0 | 0 | 0 | 0 | 0 | 0 | 0 | 0 | 0 | 0 | 0
0 | 0 | 0 | 0 | 0 | 0 | 0 | 0 | 0 | 0 | 0 | 0 | 0 | 0 | 0 | 0 | 0 | 0 | 0 | 0 | 0 | 0 | 0 | 0 | 0 | 0 | 0 | 0 | 0 | 0 | 0 | 0 | 0 | 0 | 0 | 0 | 0 | 0 | 0 | 0 | 0 | 0 | 0 | 0 | 0 | 0 | 0 | 0 | 0 | 0 | 0 | 0 | 0 | 0 | 0 | 0 | 0 | 0 | 0 | 0 | 0 | 0 | 0 | 0 | 0 | 0 | 0 | 0 | 0 | 0 | 0 | 0 | 0 | 0 | 0
0 | 0 | 0 | 0 | 0 | 0 | 0 | 0 | 0 | 0 | 0 | 0 | 0 | 0 | 0 | 0 | 0 | 0 | 0 | 0 | 0 | 0 | 0 | 0 | 0 | 0 | 0 | 0 | 0 | 0 | 0 | 0 | 0 | 0 | 0 | 0 | 0 | 0 | 0 | 0 | 0 | 0 | 0 | 0 | 0 | 0 | 0 | 0 | 0 | 0 | 0 | 0 | 0 | 0 | 0 | 0 | 0 | 0 | 0 | 0 | 0 | 0 | 0 | 0 | 0 | 0 | 0 | 0 | 0 | 0 | 0 | 0 | 0 | 0 | 0
0 | 0 | 0 | 0 | 0 | 0 | 0 | 0 | 0 | 0 | 0 | 0 | 0 | 0 | 0 | 0 | 0 | 0 | 0 | 0 | 0 | 0 | 0 | 0 | 0 | 0 | 0 | 0 | 0 | 0 | 0 | 0 | 0 | 0 | 0 | 0 | 0 | 0 | 0 | 0 | 0 | 0 | 0 | 0 | 0 | 0 | 0 | 0 | 0 | 0 | 0 | 0 | 0 | 0 | 0 | 0 | 0 | 0 | 0 | 0 | 0 | 0 | 0 | 0 | 0 | 0 | 0 | 0 | 0 | 0 | 0 | 0 | 0 | 0 | 0
0 | 0 | 0 | 0 | 0 | 0 | 0 | 0 | 0 | 0 | 0 | 0 | 0 | 0 | 0 | 0 | 0 | 0 | 0 | 0 | 0 | 0 | 0 | 0 | 0 | 0 | 0 | 0 | 0 | 0 | 0 | 0 | 0 | 0 | 0 | 0 | 0 | 0 | 0 | 0 | 0 | 0 | 0 | 0 | 0 | 0 | 0 | 0 | 0 | 0 | 0 | 0 | 0 | 0 | 0 | 0 | 0 | 0 | 0 | 0 | 0 | 0 | 0 | 0 | 0 | 0 | 0 | 0 | 0 | 0 | 0 | 0 | 0 | 0 | 0
0 | 0 | 0 | 0 | 0 | 0 | 0 | 0 | 0 | 0 | 0 | 0 | 0 | 0 | 0 | 0 | 0 | 0 | 0 | 0 | 0 | 0 | 0 | 0 | 0 | 0 | 0 | 0 | 0 | 0 | 0 | 0 | 0 | 0 | 0 | 0 | 0 | 0 | 0 | 0 | 0 | 0 | 0 | 0 | 0 | 0 | 0 | 0 | 0 | 0 | 0 | 0 | 0 | 0 | 0 | 0 | 0 | 0 | 0 | 0 | 0 | 0 | 0 | 0 | 0 | 0 | 0 | 0 | 0 | 0 | 0 | 0 | 0 | 0 | 0
0 | 0 | 0 | 0 | 0 | 0 | 0 | 0 | 0 | 0 | 0 | 0 | 0 | 0 | 0 | 0 | 0 | 0 | 0 | 0 | 0 | 0 | 0 | 0 | 0 | 0 | 0 | 0 | 0 | 0 | 0 | 0 | 0 | 0 | 0 | 0 | 0 | 0 | 0 | 0 | 0 | 0 | 0 | 0 | 0 | 0 | 0 | 0 | 0 | 0 | 0 | 0 | 0 | 0 | 0 | 0 | 0 | 0 | 0 | 0 | 0 | 0 | 0 | 0 | 0 | 0 | 0 | 0 | 0 | 0 | 0 | 0 | 0 | 0 | 0
0 | 0 | 0 | 0 | 0 | 0 | 0 | 0 | 0 | 0 | 0 | 0 | 0 | 0 | 0 | 0 | 0 | 0 | 0 | 0 | 0 | 0 | 0 | 0 | 0 | 0 | 0 | 0 | 0 | 0 | 0 | 0 | 0 | 0 | 0 | 0 | 0 | 0 | 0 | 0 | 0 | 0 | 0 | 0 | 0 | 0 | 0 | 0 | 0 | 0 | 0 | 0 | 0 | 0 | 0 | 0 | 0 | 0 | 0 | 0 | 0 | 0 | 0 | 0 | 0 | 0 | 0 | 0 | 0 | 0 | 0 | 0 | 0 | 0 | 0
0 | 0 | 0 | 0 | 0 | 0 | 0 | 0 | 0 | 0 | 0 | 0 | 0 | 0 | 0 | 0 | 0 | 0 | 0 | 0 | 0 | 0 | 0 | 0 | 0 | 0 | 0 | 0 | 0 | 0 | 0 | 0 | 0 | 0 | 0 | 0 | 0 | 0 | 0 | 0 | 0 | 0 | 0 | 0 | 0 | 0 | 0 | 0 | 0 | 0 | 0 | 0 | 0 | 0 | 0 | 0 | 0 | 0 | 0 | 0 | 0 | 0 | 0 | 0 | 0 | 0 | 0 | 0 | 0 | 0 | 0 | 0 | 0 | 0 | 0
0 | 0 | 0 | 0 | 0 | 0 | 0 | 0 | 0 | 0 | 0 | 0 | 0 | 0 | 0 | 0 | 0 | 0 | 0 | 0 | 0 | 0 | 0 | 0 | 0 | 0 | 0 | 0 | 0 | 0 | 0 | 0 | 0 | 0 | 0 | 0 | 0 | 0 | 0 | 0 | 0 | 0 | 0 | 0 | 0 | 0 | 0 | 0 | 0 | 0 | 0 | 0 | 0 | 0 | 0 | 0 | 0 | 0 | 0 | 0 | 0 | 0 | 0 | 0 | 0 | 0 | 0 | 0 | 0 | 0 | 0 | 0 | 0 | 0 | 0
0 | 0 | 0 | 0 | 0 | 0 | 0 | 0 | 0 | 0 | 0 | 0 | 0 | 0 | 0 | 0 | 0 | 0 | 0 | 0 | 0 | 0 | 0 | 0 | 0 | 0 | 0 | 0 | 0 | 0 | 0 | 0 | 0 | 0 | 0 | 0 | 0 | 0 | 0 | 0 | 0 | 0 | 0 | 0 | 0 | 0 | 0 | 0 | 0 | 0 | 0 | 0 | 0 | 0 | 0 | 0 | 0 | 0 | 0 | 0 | 0 | 0 | 0 | 0 | 0 | 0 | 0 | 0 | 0 | 0 | 0 | 0 | 0 | 0 | 0
0 | 0 | 0 | 0 | 0 | 0 | 0 | 0 | 0 | 0 | 0 | 0 | 0 | 0 | 0 | 0 | 0 | 0 | 0 | 0 | 0 | 0 | 0 | 0 | 0 | 0 | 0 | 0 | 0 | 0 | 0 | 0 | 0 | 0 | 0 | 0 | 0 | 0 | 0 | 0 | 0 | 0 | 0 | 0 | 0 | 0 | 0 | 0 | 0 | 0 | 0 | 0 | 0 | 0 | 0 | 0 | 0 | 0 | 0 | 0 | 0 | 0 | 0 | 0 | 0 | 0 | 0 | 0 | 0 | 0 | 0 | 0 | 0 | 0 | 0
0 | 0 | 0 | 0 | 0 | 0 | 0 | 0 | 0 | 0 | 0 | 0 | 0 | 0 | 0 | 0 | 0 | 0 | 0 | 0 | 0 | 0 | 0 | 0 | 0 | 0 | 0 | 0 | 0 | 0 | 0 | 0 | 0 | 0 | 0 | 0 | 0 | 0 | 0 | 0 | 0 | 0 | 0 | 0 | 0 | 0 | 0 | 0 | 0 | 0 | 0 | 0 | 0 | 0 | 0 | 0 | 0 | 0 | 0 | 0 | 0 | 0 | 0 | 0 | 0 | 0 | 0 | 0 | 0 | 0 | 0 | 0 | 0 | 0 | 0
0 | 0 | 0 | 0 | 0 | 0 | 0 | 0 | 0 | 0 | 0 | 0 | 0 | 0 | 0 | 0 | 0 | 0 | 0 | 0 | 0 | 0 | 0 | 0 | 0 | 0 | 0 | 0 | 0 | 0 | 0 | 0 | 0 | 0 | 0 | 0 | 0 | 0 | 0 | 0 | 0 | 0 | 0 | 0 | 0 | 0 | 0 | 0 | 0 | 0 | 0 | 0 | 0 | 0 | 0 | 0 | 0 | 0 | 0 | 0 | 0 | 0 | 0 | 0 | 0 | 0 | 0 | 0 | 0 | 0 | 0 | 0 | 0 | 0 | 0
0 | 0 | 0 | 0 | 0 | 0 | 0 | 0 | 0 | 0 | 0 | 0 | 0 | 0 | 0 | 0 | 0 | 0 | 0 | 0 | 0 | 0 | 0 | 0 | 0 | 0 | 0 | 0 | 0 | 0 | 0 | 0 | 0 | 0 | 0 | 0 | 0 | 0 | 0 | 0 | 0 | 0 | 0 | 0 | 0 | 0 | 0 | 0 | 0 | 0 | 0 | 0 | 0 | 0 | 0 | 0 | 0 | 0 | 0 | 0 | 0 | 0 | 0 | 0 | 0 | 0 | 0 | 0 | 0 | 0 | 0 | 0 | 0 | 0 | 0
0 | 0 | 0 | 0 | 0 | 0 | 0 | 0 | 0 | 0 | 0 | 0 | 0 | 0 | 0 | 0 | 0 | 0 | 0 | 0 | 0 | 0 | 0 | 0 | 0 | 0 | 0 | 0 | 0 | 0 | 0 | 0 | 0 | 0 | 0 | 0 | 0 | 0 | 0 | 0 | 0 | 0 | 0 | 0 | 0 | 0 | 0 | 0 | 0 | 0 | 0 | 0 | 0 | 0 | 0 | 0 | 0 | 0 | 0 | 0 | 0 | 0 | 0 | 0 | 0 | 0 | 0 | 0 | 0 | 0 | 0 | 0 | 0 | 0 | 0
0 | 0 | 0 | 0 | 0 | 0 | 0 | 0 | 0 | 0 | 0 | 0 | 0 | 0 | 0 | 0 | 0 | 0 | 0 | 0 | 0 | 0 | 0 | 0 | 0 | 0 | 0 | 0 | 0 | 0 | 0 | 0 | 0 | 0 | 0 | 0 | 0 | 0 | 0 | 0 | 0 | 0 | 0 | 0 | 0 | 0 | 0 | 0 | 0 | 0 | 0 | 0 | 0 | 0 | 0 | 0 | 0 | 0 | 0 | 0 | 0 | 0 | 0 | 0 | 0 | 0 | 0 | 0 | 0 | 0 | 0 | 0 | 0 | 0 | 0
0 | 0 | 0 | 0 | 0 | 0 | 0 | 0 | 0 | 0 | 0 | 0 | 0 | 0 | 0 | 0 | 0 | 0 | 0 | 0 | 0 | 0 | 0 | 0 | 0 | 0 | 0 | 0 | 0 | 0 | 0 | 0 | 0 | 0 | 0 | 0 | 0 | 0 | 0 | 0 | 0 | 0 | 0 | 0 | 0 | 0 | 0 | 0 | 0 | 0 | 0 | 0 | 0 | 0 | 0 | 0 | 0 | 0 | 0 | 0 | 0 | 0 | 0 | 0 | 0 | 0 | 0 | 0 | 0 | 0 | 0 | 0 | 0 | 0 | 0
0 | 0 | 0 | 0 | 0 | 0 | 0 | 0 | 0 | 0 | 0 | 0 | 0 | 0 | 0 | 0 | 0 | 0 | 0 | 0 | 0 | 0 | 0 | 0 | 0 | 0 | 0 | 0 | 0 | 0 | 0 | 0 | 0 | 0 | 0 | 0 | 0 | 0 | 0 | 0 | 0 | 0 | 0 | 0 | 0 | 0 | 0 | 0 | 0 | 0 | 0 | 0 | 0 | 0 | 0 | 0 | 0 | 0 | 0 | 0 | 0 | 0 | 0 | 0 | 0 | 0 | 0 | 0 | 0 | 0 | 0 | 0 | 0 | 0 | 0
0 | 0 | 0 | 0 | 0 | 0 | 0 | 0 | 0 | 0 | 0 | 0 | 0 | 0 | 0 | 0 | 0 | 0 | 0 | 0 | 0 | 0 | 0 | 0 | 0 | 0 | 0 | 0 | 0 | 0 | 0 | 0 | 0 | 0 | 0 | 0 | 0 | 0 | 0 | 0 | 0 | 0 | 0 | 0 | 0 | 0 | 0 | 0 | 0 | 0 | 0 | 0 | 0 | 0 | 0 | 0 | 0 | 0 | 0 | 0 | 0 | 0 | 0 | 0 | 0 | 0 | 0 | 0 | 0 | 0 | 0 | 0 | 0 | 0 | 0
0 | 0 | 0 | 0 | 0 | 0 | 0 | 0 | 0 | 0 | 0 | 0 | 0 | 0 | 0 | 0 | 0 | 0 | 0 | 0 | 0 | 0 | 0 | 0 | 0 | 0 | 0 | 0 | 0 | 0 | 0 | 0 | 0 | 0 | 0 | 0 | 0 | 0 | 0 | 0 | 0 | 0 | 0 | 0 | 0 | 0 | 0 | 0 | 0 | 0 | 0 | 0 | 0 | 0 | 0 | 0 | 0 | 0 | 0 | 0 | 0 | 0 | 0 | 0 | 0 | 0 | 0 | 0 | 0 | 0 | 0 | 0 | 0 | 0 | 0
0 | 0 | 0 | 0 | 0 | 0 | 0 | 0 | 0 | 0 | 0 | 0 | 0 | 0 | 0 | 0 | 0 | 0 | 0 | 0 | 0 | 0 | 0 | 0 | 0 | 0 | 0 | 0 | 0 | 0 | 0 | 0 | 0 | 0 | 0 | 0 | 0 | 0 | 0 | 0 | 0 | 0 | 0 | 0 | 0 | 0 | 0 | 0 | 0 | 0 | 0 | 0 | 0 | 0 | 0 | 0 | 0 | 0 | 0 | 0 | 0 | 0 | 0 | 0 | 0 | 0 | 0 | 0 | 0 | 0 | 0 | 0 | 0 | 0 | 0
0 | 0 | 0 | 0 | 0 | 0 | 0 | 0 | 0 | 0 | 0 | 0 | 0 | 0 | 0 | 0 | 0 | 0 | 0 | 0 | 0 | 0 | 0 | 0 | 0 | 0 | 0 | 0 | 0 | 0 | 0 | 0 | 0 | 0 | 0 | 0 | 0 | 0 | 0 | 0 | 0 | 0 | 0 | 0 | 0 | 0 | 0 | 0 | 0 | 0 | 0 | 0 | 0 | 0 | 0 | 0 | 0 | 0 | 0 | 0 | 0 | 0 | 0 | 0 | 0 | 0 | 0 | 0 | 0 | 0 | 0 | 0 | 0 | 0 | 0
0 | 0 | 0 | 0 | 0 | 0 | 0 | 0 | 0 | 0 | 0 | 0 | 0 | 0 | 0 | 0 | 0 | 0 | 0 | 0 | 0 | 0 | 0 | 0 | 0 | 0 | 0 | 0 | 0 | 0 | 0 | 0 | 0 | 0 | 0 | 0 | 0 | 0 | 0 | 0 | 0 | 0 | 0 | 0 | 0 | 0 | 0 | 0 | 0 | 0 | 0 | 0 | 0 | 0 | 0 | 0 | 0 | 0 | 0 | 0 | 0 | 0 | 0 | 0 | 0 | 0 | 0 | 0 | 0 | 0 | 0 | 0 | 0 | 0 | 0
0 | 0 | 0 | 0 | 0 | 0 | 0 | 0 | 0 | 0 | 0 | 0 | 0 | 0 | 0 | 0 | 0 | 0 | 0 | 0 | 0 | 0 | 0 | 0 | 0 | 0 | 0 | 0 | 0 | 0 | 0 | 0 | 0 | 0 | 0 | 0 | 0 | 0 | 0 | 0 | 0 | 0 | 0 | 0 | 0 | 0 | 0 | 0 | 0 | 0 | 0 | 0 | 0 | 0 | 0 | 0 | 0 | 0 | 0 | 0 | 0 | 0 | 0 | 0 | 0 | 0 | 0 | 0 | 0 | 0 | 0 | 0 | 0 | 0 | 0
0 | 0 | 0 | 0 | 0 | 0 | 0 | 0 | 0 | 0 | 0 | 0 | 0 | 0 | 0 | 0 | 0 | 0 | 0 | 0 | 0 | 0 | 0 | 0 | 0 | 0 | 0 | 0 | 0 | 0 | 0 | 0 | 0 | 0 | 0 | 0 | 0 | 0 | 0 | 0 | 0 | 0 | 0 | 0 | 0 | 0 | 0 | 0 | 0 | 0 | 0 | 0 | 0 | 0 | 0 | 0 | 0 | 0 | 0 | 0 | 0 | 0 | 0 | 0 | 0 | 0 | 0 | 0 | 0 | 0 | 0 | 0 | 0 | 0 | 0
0 | 0 | 0 | 0 | 0 | 0 | 0 | 0 | 0 | 0 | 0 | 0 | 0 | 0 | 0 | 0 | 0 | 0 | 0 | 0 | 0 | 0 | 0 | 0 | 0 | 0 | 0 | 0 | 0 | 0 | 0 | 0 | 0 | 0 | 0 | 0 | 0 | 0 | 0 | 0 | 0 | 0 | 0 | 0 | 0 | 0 | 0 | 0 | 0 | 0 | 0 | 0 | 0 | 0 | 0 | 0 | 0 | 0 | 0 | 0 | 0 | 0 | 0 | 0 | 0 | 0 | 0 | 0 | 0 | 0 | 0 | 0 | 0 | 0 | 0
0 | 0 | 0 | 0 | 0 | 0 | 0 | 0 | 0 | 0 | 0 | 0 | 0 | 0 | 0 | 0 | 0 | 0 | 0 | 0 | 0 | 0 | 0 | 0 | 0 | 0 | 0 | 0 | 0 | 0 | 0 | 0 | 0 | 0 | 0 | 0 | 0 | 0 | 0 | 0 | 0 | 0 | 0 | 0 | 0 | 0 | 0 | 0 | 0 | 0 | 0 | 0 | 0 | 0 | 0 | 0 | 0 | 0 | 0 | 0 | 0 | 0 | 0 | 0 | 0 | 0 | 0 | 0 | 0 | 0 | 0 | 0 | 0 | 0 | 0
0 | 0 | 0 | 0 | 0 | 0 | 0 | 0 | 0 | 0 | 0 | 0 | 0 | 0 | 0 | 0 | 0 | 0 | 0 | 0 | 0 | 0 | 0 | 0 | 0 | 0 | 0 | 0 | 0 | 0 | 0 | 0 | 0 | 0 | 0 | 0 | 0 | 0 | 0 | 0 | 0 | 0 | 0 | 0 | 0 | 0 | 0 | 0 | 0 | 0 | 0 | 0 | 0 | 0 | 0 | 0 | 0 | 0 | 0 | 0 | 0 | 0 | 0 | 0 | 0 | 0 | 0 | 0 | 0 | 0 | 0 | 0 | 0 | 0 | 0
0 | 0 | 0 | 0 | 0 | 0 | 0 | 0 | 0 | 0 | 0 | 0 | 0 | 0 | 0 | 0 | 0 | 0 | 0 | 0 | 0 | 0 | 0 | 0 | 0 | 0 | 0 | 0 | 0 | 0 | 0 | 0 | 0 | 0 | 0 | 0 | 0 | 0 | 0 | 0 | 0 | 0 | 0 | 0 | 0 | 0 | 0 | 0 | 0 | 0 | 0 | 0 | 0 | 0 | 0 | 0 | 0 | 0 | 0 | 0 | 0 | 0 | 0 | 0 | 0 | 0 | 0 | 0 | 0 | 0 | 0 | 0 | 0 | 0 | 0
0 | 0 | 0 | 0 | 0 | 0 | 0 | 0 | 0 | 0 | 0 | 0 | 0 | 0 | 0 | 0 | 0 | 0 | 0 | 0 | 0 | 0 | 0 | 0 | 0 | 0 | 0 | 0 | 0 | 0 | 0 | 0 | 0 | 0 | 0 | 0 | 0 | 0 | 0 | 0 | 0 | 0 | 0 | 0 | 0 | 0 | 0 | 0 | 0 | 0 | 0 | 0 | 0 | 0 | 0 | 0 | 0 | 0 | 0 | 0 | 0 | 0 | 0 | 0 | 0 | 0 | 0 | 0 | 0 | 0 | 0 | 0 | 0 | 0 | 0
0 | 0 | 0 | 0 | 0 | 0 | 0 | 0 | 0 | 0 | 0 | 0 | 0 | 0 | 0 | 0 | 0 | 0 | 0 | 0 | 0 | 0 | 0 | 0 | 0 | 0 | 0 | 0 | 0 | 0 | 0 | 0 | 0 | 0 | 0 | 0 | 0 | 0 | 0 | 0 | 0 | 0 | 0 | 0 | 0 | 0 | 0 | 0 | 0 | 0 | 0 | 0 | 0 | 0 | 0 | 0 | 0 | 0 | 0 | 0 | 0 | 0 | 0 | 0 | 0 | 0 | 0 | 0 | 0 | 0 | 0 | 0 | 0 | 0 | 0
0 | 0 | 0 | 0 | 0 | 0 | 0 | 0 | 0 | 0 | 0 | 0 | 0 | 0 | 0 | 0 | 0 | 0 | 0 | 0 | 0 | 0 | 0 | 0 | 0 | 0 | 0 | 0 | 0 | 0 | 0 | 0 | 0 | 0 | 0 | 0 | 0 | 0 | 0 | 0 | 0 | 0 | 0 | 0 | 0 | 0 | 0 | 0 | 0 | 0 | 0 | 0 | 0 | 0 | 0 | 0 | 0 | 0 | 0 | 0 | 0 | 0 | 0 | 0 | 0 | 0 | 0 | 0 | 0 | 0 | 0 | 0 | 0 | 0 | 0
0 | 0 | 0 | 0 | 0 | 0 | 0 | 0 | 0 | 0 | 0 | 0 | 0 | 0 | 0 | 0 | 0 | 0 | 0 | 0 | 0 | 0 | 0 | 0 | 0 | 0 | 0 | 0 | 0 | 0 | 0 | 0 | 0 | 0 | 0 | 0 | 0 | 0 | 0 | 0 | 0 | 0 | 0 | 0 | 0 | 0 | 0 | 0 | 0 | 0 | 0 | 0 | 0 | 0 | 0 | 0 | 0 | 0 | 0 | 0 | 0 | 0 | 0 | 0 | 0 | 0 | 0 | 0 | 0 | 0 | 0 | 0 | 0 | 0 | 0
0 | 0 | 0 | 0 | 0 | 0 | 0 | 0 | 0 | 0 | 0 | 0 | 0 | 0 | 0 | 0 | 0 | 0 | 0 | 0 | 0 | 0 | 0 | 0 | 0 | 0 | 0 | 0 | 0 | 0 | 0 | 0 | 0 | 0 | 0 | 0 | 0 | 0 | 0 | 0 | 0 | 0 | 0 | 0 | 0 | 0 | 0 | 0 | 0 | 0 | 0 | 0 | 0 | 0 | 0 | 0 | 0 | 0 | 0 | 0 | 0 | 0 | 0 | 0 | 0 | 0 | 0 | 0 | 0 | 0 | 0 | 0 | 0 | 0 | 0
0 | 0 | 0 | 0 | 0 | 0 | 0 | 0 | 0 | 0 | 0 | 0 | 0 | 0 | 0 | 0 | 0 | 0 | 0 | 0 | 0 | 0 | 0 | 0 | 0 | 0 | 0 | 0 | 0 | 0 | 0 | 0 | 0 | 0 | 0 | 0 | 0 | 0 | 0 | 0 | 0 | 0 | 0 | 0 | 0 | 0 | 0 | 0 | 0 | 0 | 0 | 0 | 0 | 0 | 0 | 0 | 0 | 0 | 0 | 0 | 0 | 0 | 0 | 0 | 0 | 0 | 0 | 0 | 0 | 0 | 0 | 0 | 0 | 0 | 0
0 | 0 | 0 | 0 | 0 | 0 | 0 | 0 | 0 | 0 | 0 | 0 | 0 | 0 | 0 | 0 | 0 | 0 | 0 | 0 | 0 | 0 | 0 | 0 | 0 | 0 | 0 | 0 | 0 | 0 | 0 | 0 | 0 | 0 | 0 | 0 | 0 | 0 | 0 | 0 | 0 | 0 | 0 | 0 | 0 | 0 | 0 | 0 | 0 | 0 | 0 | 0 | 0 | 0 | 0 | 0 | 0 | 0 | 0 | 0 | 0 | 0 | 0 | 0 | 0 | 0 | 0 | 0 | 0 | 0 | 0 | 0 | 0 | 0 | 0
0 | 0 | 0 | 0 | 0 | 0 | 0 | 0 | 0 | 0 | 0 | 0 | 0 | 0 | 0 | 0 | 0 | 0 | 0 | 0 | 0 | 0 | 0 | 0 | 0 | 0 | 0 | 0 | 0 | 0 | 0 | 0 | 0 | 0 | 0 | 0 | 0 | 0 | 0 | 0 | 0 | 0 | 0 | 0 | 0 | 0 | 0 | 0 | 0 | 0 | 0 | 0 | 0 | 0 | 0 | 0 | 0 | 0 | 0 | 0 | 0 | 0 | 0 | 0 | 0 | 0 | 0 | 0 | 0 | 0 | 0 | 0 | 0 | 0 | 0
0 | 0 | 0 | 0 | 0 | 0 | 0 | 0 | 0 | 0 | 0 | 0 | 0 | 0 | 0 | 0 | 0 | 0 | 0 | 0 | 0 | 0 | 0 | 0 | 0 | 0 | 0 | 0 | 0 | 0 | 0 | 0 | 0 | 0 | 0 | 0 | 0 | 0 | 0 | 0 | 0 | 0 | 0 | 0 | 0 | 0 | 0 | 0 | 0 | 0 | 0 | 0 | 0 | 0 | 0 | 0 | 0 | 0 | 0 | 0 | 0 | 0 | 0 | 0 | 0 | 0 | 0 | 0 | 0 | 0 | 0 | 0 | 0 | 0 | 0
0 | 0 | 0 | 0 | 0 | 0 | 0 | 0 | 0 | 0 | 0 | 0 | 0 | 0 | 0 | 0 | 0 | 0 | 0 | 0 | 0 | 0 | 0 | 0 | 0 | 0 | 0 | 0 | 0 | 0 | 0 | 0 | 0 | 0 | 0 | 0 | 0 | 0 | 0 | 0 | 0 | 0 | 0 | 0 | 0 | 0 | 0 | 0 | 0 | 0 | 0 | 0 | 0 | 0 | 0 | 0 | 0 | 0 | 0 | 0 | 0 | 0 | 0 | 0 | 0 | 0 | 0 | 0 | 0 | 0 | 0 | 0 | 0 | 0 | 0
0 | 0 | 0 | 0 | 0 | 0 | 0 | 0 | 0 | 0 | 0 | 0 | 0 | 0 | 0 | 0 | 0 | 0 | 0 | 0 | 0 | 0 | 0 | 0 | 0 | 0 | 0 | 0 | 0 | 0 | 0 | 0 | 0 | 0 | 0 | 0 | 0 | 0 | 0 | 0 | 0 | 0 | 0 | 0 | 0 | 0 | 0 | 0 | 0 | 0 | 0 | 0 | 0 | 0 | 0 | 0 | 0 | 0 | 0 | 0 | 0 | 0 | 0 | 0 | 0 | 0 | 0 | 0 | 0 | 0 | 0 | 0 | 0 | 0 | 0
0 | 0 | 0 | 0 | 0 | 0 | 0 | 0 | 0 | 0 | 0 | 0 | 0 | 0 | 0 | 0 | 0 | 0 | 0 | 0 | 0 | 0 | 0 | 0 | 0 | 0 | 0 | 0 | 0 | 0 | 0 | 0 | 0 | 0 | 0 | 0 | 0 | 0 | 0 | 0 | 0 | 0 | 0 | 0 | 0 | 0 | 0 | 0 | 0 | 0 | 0 | 0 | 0 | 0 | 0 | 0 | 0 | 0 | 0 | 0 | 0 | 0 | 0 | 0 | 0 | 0 | 0 | 0 | 0 | 0 | 0 | 0 | 0 | 0 | 0
0 | 0 | 0 | 0 | 0 | 0 | 0 | 0 | 0 | 0 | 0 | 0 | 0 | 0 | 0 | 0 | 0 | 0 | 0 | 0 | 0 | 0 | 0 | 0 | 0 | 0 | 0 | 0 | 0 | 0 | 0 | 0 | 0 | 0 | 0 | 0 | 0 | 0 | 0 | 0 | 0 | 0 | 0 | 0 | 0 | 0 | 0 | 0 | 0 | 0 | 0 | 0 | 0 | 0 | 0 | 0 | 0 | 0 | 0 | 0 | 0 | 0 | 0 | 0 | 0 | 0 | 0 | 0 | 0 | 0 | 0 | 0 | 0 | 0 | 0
0 | 0 | 0 | 0 | 0 | 0 | 0 | 0 | 0 | 0 | 0 | 0 | 0 | 0 | 0 | 0 | 0 | 0 | 0 | 0 | 0 | 0 | 0 | 0 | 0 | 0 | 0 | 0 | 0 | 0 | 0 | 0 | 0 | 0 | 0 | 0 | 0 | 0 | 0 | 0 | 0 | 0 | 0 | 0 | 0 | 0 | 0 | 0 | 0 | 0 | 0 | 0 | 0 | 0 | 0 | 0 | 0 | 0 | 0 | 0 | 0 | 0 | 0 | 0 | 0 | 0 | 0 | 0 | 0 | 0 | 0 | 0 | 0 | 0 | 0
0 | 0 | 0 | 0 | 0 | 0 | 0 | 0 | 0 | 0 | 0 | 0 | 0 | 0 | 0 | 0 | 0 | 0 | 0 | 0 | 0 | 0 | 0 | 0 | 0 | 0 | 0 | 0 | 0 | 0 | 0 | 0 | 0 | 0 | 0 | 0 | 0 | 0 | 0 | 0 | 0 | 0 | 0 | 0 | 0 | 0 | 0 | 0 | 0 | 0 | 0 | 0 | 0 | 0 | 0 | 0 | 0 | 0 | 0 | 0 | 0 | 0 | 0 | 0 | 0 | 0 | 0 | 0 | 0 | 0 | 0 | 0 | 0 | 0 | 0
0 | 0 | 0 | 0 | 0 | 0 | 0 | 0 | 0 | 0 | 0 | 0 | 0 | 0 | 0 | 0 | 0 | 0 | 0 | 0 | 0 | 0 | 0 | 0 | 0 | 0 | 0 | 0 | 0 | 0 | 0 | 0 | 0 | 0 | 0 | 0 | 0 | 0 | 0 | 0 | 0 | 0 | 0 | 0 | 0 | 0 | 0 | 0 | 0 | 0 | 0 | 0 | 0 | 0 | 0 | 0 | 0 | 0 | 0 | 0 | 0 | 0 | 0 | 0 | 0 | 0 | 0 | 0 | 0 | 0 | 0 | 0 | 0 | 0 | 0
0 | 0 | 0 | 0 | 0 | 0 | 0 | 0 | 0 | 0 | 0 | 0 | 0 | 0 | 0 | 0 | 0 | 0 | 0 | 0 | 0 | 0 | 0 | 0 | 0 | 0 | 0 | 0 | 0 | 0 | 0 | 0 | 0 | 0 | 0 | 0 | 0 | 0 | 0 | 0 | 0 | 0 | 0 | 0 | 0 | 0 | 0 | 0 | 0 | 0 | 0 | 0 | 0 | 0 | 0 | 0 | 0 | 0 | 0 | 0 | 0 | 0 | 0 | 0 | 0 | 0 | 0 | 0 | 0 | 0 | 0 | 0 | 0 | 0 | 0
0 | 0 | 0 | 0 | 0 | 0 | 0 | 0 | 0 | 0 | 0 | 0 | 0 | 0 | 0 | 0 | 0 | 0 | 0 | 0 | 0 | 0 | 0 | 0 | 0 | 0 | 0 | 0 | 0 | 0 | 0 | 0 | 0 | 0 | 0 | 0 | 0 | 0 | 0 | 0 | 0 | 0 | 0 | 0 | 0 | 0 | 0 | 0 | 0 | 0 | 0 | 0 | 0 | 0 | 0 | 0 | 0 | 0 | 0 | 0 | 0 | 0 | 0 | 0 | 0 | 0 | 0 | 0 | 0 | 0 | 0 | 0 | 0 | 0 | 0
0 | 0 | 0 | 0 | 0 | 0 | 0 | 0 | 0 | 0 | 0 | 0 | 0 | 0 | 0 | 0 | 0 | 0 | 0 | 0 | 0 | 0 | 0 | 0 | 0 | 0 | 0 | 0 | 0 | 0 | 0 | 0 | 0 | 0 | 0 | 0 | 0 | 0 | 0 | 0 | 0 | 0 | 0 | 0 | 0 | 0 | 0 | 0 | 0 | 0 | 0 | 0 | 0 | 0 | 0 | 0 | 0 | 0 | 0 | 0 | 0 | 0 | 0 | 0 | 0 | 0 | 0 | 0 | 0 | 0 | 0 | 0 | 0 | 0 | 0
0 | 0 | 0 | 0 | 0 | 0 | 0 | 0 | 0 | 0 | 0 | 0 | 0 | 0 | 0 | 0 | 0 | 0 | 0 | 0 | 0 | 0 | 0 | 0 | 0 | 0 | 0 | 0 | 0 | 0 | 0 | 0 | 0 | 0 | 0 | 0 | 0 | 0 | 0 | 0 | 0 | 0 | 0 | 0 | 0 | 0 | 0 | 0 | 0 | 0 | 0 | 0 | 0 | 0 | 0 | 0 | 0 | 0 | 0 | 0 | 0 | 0 | 0 | 0 | 0 | 0 | 0 | 0 | 0 | 0 | 0 | 0 | 0 | 0 | 0
0 | 0 | 0 | 0 | 0 | 0 | 0 | 0 | 0 | 0 | 0 | 0 | 0 | 0 | 0 | 0 | 0 | 0 | 0 | 0 | 0 | 0 | 0 | 0 | 0 | 0 | 0 | 0 | 0 | 0 | 0 | 0 | 0 | 0 | 0 | 0 | 0 | 0 | 0 | 0 | 0 | 0 | 0 | 0 | 0 | 0 | 0 | 0 | 0 | 0 | 0 | 0 | 0 | 0 | 0 | 0 | 0 | 0 | 0 | 0 | 0 | 0 | 0 | 0 | 0 | 0 | 0 | 0 | 0 | 0 | 0 | 0 | 0 | 0 | 0
0 | 0 | 0 | 0 | 0 | 0 | 0 | 0 | 0 | 0 | 0 | 0 | 0 | 0 | 0 | 0 | 0 | 0 | 0 | 0 | 0 | 0 | 0 | 0 | 0 | 0 | 0 | 0 | 0 | 0 | 0 | 0 | 0 | 0 | 0 | 0 | 0 | 0 | 0 | 0 | 0 | 0 | 0 | 0 | 0 | 0 | 0 | 0 | 0 | 0 | 0 | 0 | 0 | 0 | 0 | 0 | 0 | 0 | 0 | 0 | 0 | 0 | 0 | 0 | 0 | 0 | 0 | 0 | 0 | 0 | 0 | 0 | 0 | 0 | 0
0 | 0 | 0 | 0 | 0 | 0 | 0 | 0 | 0 | 0 | 0 | 0 | 0 | 0 | 0 | 0 | 0 | 0 | 0 | 0 | 0 | 0 | 0 | 0 | 0 | 0 | 0 | 0 | 0 | 0 | 0 | 0 | 0 | 0 | 0 | 0 | 0 | 0 | 0 | 0 | 0 | 0 | 0 | 0 | 0 | 0 | 0 | 0 | 0 | 0 | 0 | 0 | 0 | 0 | 0 | 0 | 0 | 0 | 0 | 0 | 0 | 0 | 0 | 0 | 0 | 0 | 0 | 0 | 0 | 0 | 0 | 0 | 0 | 0 | 0

## Portfolio Summary Cost
|  | Columns D:V contain the levelized cost calculations for one product. Please link the first product listed in column B of "Portfolio Summary" to cell E6. Then, all formulas will automatically summarize input cost information from "Portfolio Summary Inputs" and achievable potential results from "Portfolio Summary Data at Gen," run the levelized cost calculations in columns O:U, and produce the levelized cost in cell I8. For the second product listed in column B of "Portfolio Summary" please copy the entire columns D:U, paste them to the right (leaving one column blank for organization), and link the second product to cell X6. Repeat the same step for all other products listed in column B of "Portfolio Summary." | [16 empty] | Columns D:U contain the levelized cost calculations for one product. Please link the first product listed in column B of "Portfolio Summary" to cell E6. Then, all formulas will automatically summarize input cost information from "Portfolio Summary Inputs" and achievable potential results from "Portfolio Summary Data at Gen," run the levelized cost calculations in columns O:U, and produce the levelized cost in cell I8. For the second product listed in column B of "Portfolio Summary" please copy the entire columns D:U, paste them to the right (leaving one column blank for organization), and link the second product to cell X6. Repeat the same step for all other products listed in column B of "Portfolio Summary." | [16 empty] | Columns D:U contain the levelized cost calculations for one product. Please link the first product listed in column B of "Portfolio Summary" to cell E6. Then, all formulas will automatically summarize input cost information from "Portfolio Summary Inputs" and achievable potential results from "Portfolio Summary Data at Gen," run the levelized cost calculations in columns O:U, and produce the levelized cost in cell I8. For the second product listed in column B of "Portfolio Summary" please copy the entire columns D:U, paste them to the right (leaving one column blank for organization), and link the second product to cell X6. Repeat the same step for all other products listed in column B of "Portfolio Summary." | [16 empty] | Columns D:U contain the levelized cost calculations for one product. Please link the first product listed in column B of "Portfolio Summary" to cell E6. Then, all formulas will automatically summarize input cost information from "Portfolio Summary Inputs" and achievable potential results from "Portfolio Summary Data at Gen," run the levelized cost calculations in columns O:U, and produce the levelized cost in cell I8. For the second product listed in column B of "Portfolio Summary" please copy the entire columns D:U, paste them to the right (leaving one column blank for organization), and link the second product to cell X6. Repeat the same step for all other products listed in column B of "Portfolio Summary." | [16 empty] | Columns D:U contain the levelized cost calculations for one product. Please link the first product listed in column B of "Portfolio Summary" to cell E6. Then, all formulas will automatically summarize input cost information from "Portfolio Summary Inputs" and achievable potential results from "Portfolio Summary Data at Gen," run the levelized cost calculations in columns O:U, and produce the levelized cost in cell I8. For the second product listed in column B of "Portfolio Summary" please copy the entire columns D:U, paste them to the right (leaving one column blank for organization), and link the second product to cell X6. Repeat the same step for all other products listed in column B of "Portfolio Summary." | [16 empty] | Columns D:U contain the levelized cost calculations for one product. Please link the first product listed in column B of "Portfolio Summary" to cell E6. Then, all formulas will automatically summarize input cost information from "Portfolio Summary Inputs" and achievable potential results from "Portfolio Summary Data at Gen," run the levelized cost calculations in columns O:U, and produce the levelized cost in cell I8. For the second product listed in column B of "Portfolio Summary" please copy the entire columns D:U, paste them to the right (leaving one column blank for organization), and link the second product to cell X6. Repeat the same step for all other products listed in column B of "Portfolio Summary." | [16 empty] | Columns D:U contain the levelized cost calculations for one product. Please link the first product listed in column B of "Portfolio Summary" to cell E6. Then, all formulas will automatically summarize input cost information from "Portfolio Summary Inputs" and achievable potential results from "Portfolio Summary Data at Gen," run the levelized cost calculations in columns O:U, and produce the levelized cost in cell I8. For the second product listed in column B of "Portfolio Summary" please copy the entire columns D:U, paste them to the right (leaving one column blank for organization), and link the second product to cell X6. Repeat the same step for all other products listed in column B of "Portfolio Summary." | [16 empty] | Columns D:U contain the levelized cost calculations for one product. Please link the first product listed in column B of "Portfolio Summary" to cell E6. Then, all formulas will automatically summarize input cost information from "Portfolio Summary Inputs" and achievable potential results from "Portfolio Summary Data at Gen," run the levelized cost calculations in columns O:U, and produce the levelized cost in cell I8. For the second product listed in column B of "Portfolio Summary" please copy the entire columns D:U, paste them to the right (leaving one column blank for organization), and link the second product to cell X6. Repeat the same step for all other products listed in column B of "Portfolio Summary." | [16 empty] | Columns D:U contain the levelized cost calculations for one product. Please link the first product listed in column B of "Portfolio Summary" to cell E6. Then, all formulas will automatically summarize input cost information from "Portfolio Summary Inputs" and achievable potential results from "Portfolio Summary Data at Gen," run the levelized cost calculations in columns O:U, and produce the levelized cost in cell I8. For the second product listed in column B of "Portfolio Summary" please copy the entire columns D:U, paste them to the right (leaving one column blank for organization), and link the second product to cell X6. Repeat the same step for all other products listed in column B of "Portfolio Summary." | [16 empty] | Columns D:U contain the levelized cost calculations for one product. Please link the first product listed in column B of "Portfolio Summary" to cell E6. Then, all formulas will automatically summarize input cost information from "Portfolio Summary Inputs" and achievable potential results from "Portfolio Summary Data at Gen," run the levelized cost calculations in columns O:U, and produce the levelized cost in cell I8. For the second product listed in column B of "Portfolio Summary" please copy the entire columns D:U, paste them to the right (leaving one column blank for organization), and link the second product to cell X6. Repeat the same step for all other products listed in column B of "Portfolio Summary." | [16 empty] | Columns D:U contain the levelized cost calculations for one product. Please link the first product listed in column B of "Portfolio Summary" to cell E6. Then, all formulas will automatically summarize input cost information from "Portfolio Summary Inputs" and achievable potential results from "Portfolio Summary Data at Gen," run the levelized cost calculations in columns O:U, and produce the levelized cost in cell I8. For the second product listed in column B of "Portfolio Summary" please copy the entire columns D:U, paste them to the right (leaving one column blank for organization), and link the second product to cell X6. Repeat the same step for all other products listed in column B of "Portfolio Summary." | [16 empty] | Columns D:U contain the levelized cost calculations for one product. Please link the first product listed in column B of "Portfolio Summary" to cell E6. Then, all formulas will automatically summarize input cost information from "Portfolio Summary Inputs" and achievable potential results from "Portfolio Summary Data at Gen," run the levelized cost calculations in columns O:U, and produce the levelized cost in cell I8. For the second product listed in column B of "Portfolio Summary" please copy the entire columns D:U, paste them to the right (leaving one column blank for organization), and link the second product to cell X6. Repeat the same step for all other products listed in column B of "Portfolio Summary." | [16 empty] | Columns D:U contain the levelized cost calculations for one product. Please link the first product listed in column B of "Portfolio Summary" to cell E6. Then, all formulas will automatically summarize input cost information from "Portfolio Summary Inputs" and achievable potential results from "Portfolio Summary Data at Gen," run the levelized cost calculations in columns O:U, and produce the levelized cost in cell I8. For the second product listed in column B of "Portfolio Summary" please copy the entire columns D:U, paste them to the right (leaving one column blank for organization), and link the second product to cell X6. Repeat the same step for all other products listed in column B of "Portfolio Summary." | [16 empty] | Columns D:U contain the levelized cost calculations for one product. Please link the first product listed in column B of "Portfolio Summary" to cell E6. Then, all formulas will automatically summarize input cost information from "Portfolio Summary Inputs" and achievable potential results from "Portfolio Summary Data at Gen," run the levelized cost calculations in columns O:U, and produce the levelized cost in cell I8. For the second product listed in column B of "Portfolio Summary" please copy the entire columns D:U, paste them to the right (leaving one column blank for organization), and link the second product to cell X6. Repeat the same step for all other products listed in column B of "Portfolio Summary." | [16 empty] | Columns D:U contain the levelized cost calculations for one product. Please link the first product listed in column B of "Portfolio Summary" to cell E6. Then, all formulas will automatically summarize input cost information from "Portfolio Summary Inputs" and achievable potential results from "Portfolio Summary Data at Gen," run the levelized cost calculations in columns O:U, and produce the levelized cost in cell I8. For the second product listed in column B of "Portfolio Summary" please copy the entire columns D:U, paste them to the right (leaving one column blank for organization), and link the second product to cell X6. Repeat the same step for all other products listed in column B of "Portfolio Summary." | [16 empty] | Columns D:U contain the levelized cost calculations for one product. Please link the first product listed in column B of "Portfolio Summary" to cell E6. Then, all formulas will automatically summarize input cost information from "Portfolio Summary Inputs" and achievable potential results from "Portfolio Summary Data at Gen," run the levelized cost calculations in columns O:U, and produce the levelized cost in cell I8. For the second product listed in column B of "Portfolio Summary" please copy the entire columns D:U, paste them to the right (leaving one column blank for organization), and link the second product to cell X6. Repeat the same step for all other products listed in column B of "Portfolio Summary." | [16 empty] | Columns D:U contain the levelized cost calculations for one product. Please link the first product listed in column B of "Portfolio Summary" to cell E6. Then, all formulas will automatically summarize input cost information from "Portfolio Summary Inputs" and achievable potential results from "Portfolio Summary Data at Gen," run the levelized cost calculations in columns O:U, and produce the levelized cost in cell I8. For the second product listed in column B of "Portfolio Summary" please copy the entire columns D:U, paste them to the right (leaving one column blank for organization), and link the second product to cell X6. Repeat the same step for all other products listed in column B of "Portfolio Summary." | [16 empty] | Columns D:U contain the levelized cost calculations for one product. Please link the first product listed in column B of "Portfolio Summary" to cell E6. Then, all formulas will automatically summarize input cost information from "Portfolio Summary Inputs" and achievable potential results from "Portfolio Summary Data at Gen," run the levelized cost calculations in columns O:U, and produce the levelized cost in cell I8. For the second product listed in column B of "Portfolio Summary" please copy the entire columns D:U, paste them to the right (leaving one column blank for organization), and link the second product to cell X6. Repeat the same step for all other products listed in column B of "Portfolio Summary." | [16 empty] | Columns D:U contain the levelized cost calculations for one product. Please link the first product listed in column B of "Portfolio Summary" to cell E6. Then, all formulas will automatically summarize input cost information from "Portfolio Summary Inputs" and achievable potential results from "Portfolio Summary Data at Gen," run the levelized cost calculations in columns O:U, and produce the levelized cost in cell I8. For the second product listed in column B of "Portfolio Summary" please copy the entire columns D:U, paste them to the right (leaving one column blank for organization), and link the second product to cell X6. Repeat the same step for all other products listed in column B of "Portfolio Summary." | [16 empty] | Columns D:U contain the levelized cost calculations for one product. Please link the first product listed in column B of "Portfolio Summary" to cell E6. Then, all formulas will automatically summarize input cost information from "Portfolio Summary Inputs" and achievable potential results from "Portfolio Summary Data at Gen," run the levelized cost calculations in columns O:U, and produce the levelized cost in cell I8. For the second product listed in column B of "Portfolio Summary" please copy the entire columns D:U, paste them to the right (leaving one column blank for organization), and link the second product to cell X6. Repeat the same step for all other products listed in column B of "Portfolio Summary." | [16 empty] | Columns D:U contain the levelized cost calculations for one product. Please link the first product listed in column B of "Portfolio Summary" to cell E6. Then, all formulas will automatically summarize input cost information from "Portfolio Summary Inputs" and achievable potential results from "Portfolio Summary Data at Gen," run the levelized cost calculations in columns O:U, and produce the levelized cost in cell I8. For the second product listed in column B of "Portfolio Summary" please copy the entire columns D:U, paste them to the right (leaving one column blank for organization), and link the second product to cell X6. Repeat the same step for all other products listed in column B of "Portfolio Summary." | [16 empty] | Columns D:U contain the levelized cost calculations for one product. Please link the first product listed in column B of "Portfolio Summary" to cell E6. Then, all formulas will automatically summarize input cost information from "Portfolio Summary Inputs" and achievable potential results from "Portfolio Summary Data at Gen," run the levelized cost calculations in columns O:U, and produce the levelized cost in cell I8. For the second product listed in column B of "Portfolio Summary" please copy the entire columns D:U, paste them to the right (leaving one column blank for organization), and link the second product to cell X6. Repeat the same step for all other products listed in column B of "Portfolio Summary."
Economc Inputs |  | Product Assumptions |  |  | Product Levelized Cost | [13 empty] | Product Assumptions |  |  | Product Levelized Cost | [13 empty] | Product Assumptions |  |  | Product Levelized Cost | [13 empty] | Product Assumptions |  |  | Product Levelized Cost | [13 empty] | Product Assumptions |  |  | Product Levelized Cost | [13 empty] | Product Assumptions |  |  | Product Levelized Cost | [13 empty] | Product Assumptions |  |  | Product Levelized Cost | [13 empty] | Product Assumptions |  |  | Product Levelized Cost | [13 empty] | Product Assumptions |  |  | Product Levelized Cost | [13 empty] | Product Assumptions |  |  | Product Levelized Cost | [13 empty] | Product Assumptions |  |  | Product Levelized Cost | [13 empty] | Product Assumptions |  |  | Product Levelized Cost | [13 empty] | Product Assumptions |  |  | Product Levelized Cost | [13 empty] | Product Assumptions |  |  | Product Levelized Cost | [13 empty] | Product Assumptions |  |  | Product Levelized Cost | [13 empty] | Product Assumptions |  |  | Product Levelized Cost | [13 empty] | Product Assumptions |  |  | Product Levelized Cost | [13 empty] | Product Assumptions |  |  | Product Levelized Cost | [13 empty] | Product Assumptions |  |  | Product Levelized Cost | [13 empty] | Product Assumptions |  |  | Product Levelized Cost | [13 empty] | Product Assumptions |  |  | Product Levelized Cost | [13 empty] | Product Assumptions |  |  | Product Levelized Cost
Start Year | 2023 | Product Name | DVR- |  | NPV | 1024899.053 |  |  |  |  | Cost Unit | $ | $ per year | $ per kW pledged per year | $ per new kW pledged | $ per participant per year | $ per new participant | Total | Product Name | Ind RTP- |  | NPV | 950925.7484 |  |  |  |  | Cost Unit | $ | $ per year | $ per kW pledged per year | $ per new kW pledged | $ per participant per year | $ per new participant | Total | Product Name | Res Behavioral- |  | NPV | 2158383.6223 |  |  |  |  | Cost Unit | $ | $ per year | $ per kW pledged per year | $ per new kW pledged | $ per participant per year | $ per new participant | Total | Product Name | Res DLC Heat-BYOT |  | NPV | 2633040.3255 |  |  |  |  | Cost Unit | $ | $ per year | $ per kW pledged per year | $ per new kW pledged | $ per participant per year | $ per new participant | Total | Product Name | Res DLC Heat-One Way Switch |  | NPV | 3635049.9568 |  |  |  |  | Cost Unit | $ | $ per year | $ per kW pledged per year | $ per new kW pledged | $ per participant per year | $ per new participant | Total | Product Name | Res DLC Heat-Two Way Switch Existing |  | NPV | 547626.8312 |  |  |  |  | Cost Unit | $ | $ per year | $ per kW pledged per year | $ per new kW pledged | $ per participant per year | $ per new participant | Total | Product Name | Res DLC Heat-Two Way Switch New |  | NPV | 5891615.8687 |  |  |  |  | Cost Unit | $ | $ per year | $ per kW pledged per year | $ per new kW pledged | $ per participant per year | $ per new participant | Total | Product Name | Res DLC ERWH-Switch |  | NPV | 1213233.0776 |  |  |  |  | Cost Unit | $ | $ per year | $ per kW pledged per year | $ per new kW pledged | $ per participant per year | $ per new participant | Total | Product Name | Small Com DLC Heat-One Way Switch |  | NPV | 95214.5631 |  |  |  |  | Cost Unit | $ | $ per year | $ per kW pledged per year | $ per new kW pledged | $ per participant per year | $ per new participant | Total | Product Name | Small Com DLC Heat-Two Way Switch Existing |  | NPV | 14344.2456 |  |  |  |  | Cost Unit | $ | $ per year | $ per kW pledged per year | $ per new kW pledged | $ per participant per year | $ per new participant | Total | Product Name | Small Com DLC Heat-Two Way Switch New |  | NPV | 99650.8259 |  |  |  |  | Cost Unit | $ | $ per year | $ per kW pledged per year | $ per new kW pledged | $ per participant per year | $ per new participant | Total | Product Name | Small Com DLC ERWH-Switch |  | NPV | 31846.917 |  |  |  |  | Cost Unit | $ | $ per year | $ per kW pledged per year | $ per new kW pledged | $ per participant per year | $ per new participant | Total | Product Name | Res CPP-No Enablement |  | NPV | 2098762.5748 |  |  |  |  | Cost Unit | $ | $ per year | $ per kW pledged per year | $ per new kW pledged | $ per participant per year | $ per new participant | Total | Product Name | Res CPP-With Enablement |  | NPV | 1538295.3156 |  |  |  |  | Cost Unit | $ | $ per year | $ per kW pledged per year | $ per new kW pledged | $ per participant per year | $ per new participant | Total | Product Name | Res CPR-No Enablement |  | NPV | 3147615.1098 |  |  |  |  | Cost Unit | $ | $ per year | $ per kW pledged per year | $ per new kW pledged | $ per participant per year | $ per new participant | Total | Product Name | Res CPR-With Enablement |  | NPV | 3589893.3143 |  |  |  |  | Cost Unit | $ | $ per year | $ per kW pledged per year | $ per new kW pledged | $ per participant per year | $ per new participant | Total | Product Name | Res TOU-time of use |  | NPV | 2292308.9738 |  |  |  |  | Cost Unit | $ | $ per year | $ per kW pledged per year | $ per new kW pledged | $ per participant per year | $ per new participant | Total | Product Name | C&I Curtailment-AutoDR Com |  | NPV | 6305549.1863 |  |  |  |  | Cost Unit | $ | $ per year | $ per kW pledged per year | $ per new kW pledged | $ per participant per year | $ per new participant | Total | Product Name | C&I Curtailment-AutoDR Ind |  | NPV | 4194846.1085 |  |  |  |  | Cost Unit | $ | $ per year | $ per kW pledged per year | $ per new kW pledged | $ per participant per year | $ per new participant | Total | Product Name | C&I Curtailment-Backup Gen |  | NPV | 7919152.6073 |  |  |  |  | Cost Unit | $ | $ per year | $ per kW pledged per year | $ per new kW pledged | $ per participant per year | $ per new participant | Total | Product Name | C&I Int. Rates- |  | NPV | 2818721.2664 |  |  |  |  | Cost Unit | $ | $ per year | $ per kW pledged per year | $ per new kW pledged | $ per participant per year | $ per new participant | Total | Product Name | 0 |  | NPV | 0 |  |  |  |  | Cost Unit | $ | $ per year | $ per kW pledged per year | $ per new kW pledged | $ per participant per year | $ per new participant | Total
End Year | 2042 | Attrition | 0% |  | NPV MW | 116.119 |  |  |  |  | Input | 75000 | 0 | 5 | 35 | 0 | 0 | n/a | Attrition | 0% |  | NPV MW | 19.9002 |  |  |  |  | Input | 75000 | 75000 | 0 | 0 | 0 | 200 | n/a | Attrition | 3.2% |  | NPV MW | 31.2117 |  |  |  |  | Input | 75000 | 0 | 66.75 | 0 | 0 | 0 | n/a | Attrition | 5% |  | NPV MW | 31.3062 |  |  |  |  | Input | 75000 | 0 | 0 | 0 | 54 | 0 | n/a | Attrition | 0% |  | NPV MW | 43.0591 |  |  |  |  | Input | 0 | 0 | 0 | 0 | 35 | 0 | n/a | Attrition | 0% |  | NPV MW | 12.1954 |  |  |  |  | Input | 0 | 0 | 0 | 0 | 35 | 0 | n/a | Attrition | 5% |  | NPV MW | 65.4586 |  |  |  |  | Input | 0 | 0 | 0 | 0 | 35 | 199 | n/a | Attrition | 0% |  | NPV MW | 6.7067 |  |  |  |  | Input | 0 | 0 | 0 | 0 | 35 | 0 | n/a | Attrition | 0% |  | NPV MW | 1.7683 |  |  |  |  | Input | 0 | 0 | 0 | 0 | 55 | 0 | n/a | Attrition | 0% |  | NPV MW | 0.50615 |  |  |  |  | Input | 0 | 0 | 0 | 0 | 55 | 0 | n/a | Attrition | 5% |  | NPV MW | 2.1662 |  |  |  |  | Input | 0 | 0 | 0 | 0 | 55 | 199 | n/a | Attrition | 0% |  | NPV MW | 0.11054 |  |  |  |  | Input | 0 | 0 | 0 | 0 | 55 | 0 | n/a | Attrition | 5% |  | NPV MW | 128.0537 |  |  |  |  | Input | 75000 | 75000 | 0 | 0 | 0 | 25 | n/a | Attrition | 5% |  | NPV MW | 126.8669 |  |  |  |  | Input | 75000 | 75000 | 0 | 0 | 0 | 25 | n/a | Attrition | 5% |  | NPV MW | 140.2227 |  |  |  |  | Input | 75000 | 75000 | 9.1948 | 0 | 0 | 25 | n/a | Attrition | 5% |  | NPV MW | 133.0714 |  |  |  |  | Input | 75000 | 75000 | 20.3668 | 0 | 0 | 25 | n/a | Attrition | 2% |  | NPV MW | 235.5972 |  |  |  |  | Input | 75000 | 0 | 0 | 0 | 0 | 30 | n/a | Attrition | 5% |  | NPV MW | 202.8786 |  |  |  |  | Input | 0 | 139000 | 15 | 0 | 940 | 3250 | n/a | Attrition | 5% |  | NPV MW | 131.1489 |  |  |  |  | Input | 75000 | 98000 | 15 | 0 | 940 | 3250 | n/a | Attrition | 5% |  | NPV MW | 52.5247 |  |  |  |  | Input | 75000 | 98800 | 0 | 0 | 5 | 4190 | n/a | Attrition | 5% |  | NPV MW | 287.2938 |  |  |  |  | Input | 75000 | 125000 | 5.37 | 0 | 0 | 25 | n/a | Attrition | #N/A |  | NPV MW | #VALUE! |  |  |  |  | Input | 0 | 0 | 0 | 0 | 0 | 0 | n/a
Planning Horizon | 20 |  |  |  | $/kW Levelized | 8.8263 |  |  |  |  | Results | 75000 | 0 | 1056101.8139 | 404973.6043 | 0 | 0 | 1536075.4183 |  |  |  | $/kW Levelized | 47.7846 |  |  |  |  | Results | 75000 | 1500000 | 0 | 0 | 0 | 15102.4498 | 1590102.4498 |  |  |  | $/kW Levelized | 69.1529 |  |  |  |  | Results | 75000 | 0 | 4206737.154 | 0 | 0 | 0 | 4281737.154 |  |  |  | $/kW Levelized | 84.1059 |  |  |  |  | Results | 75000 | 0 | 0 | 0 | 5892898.1913 | 0 | 5967898.1913 |  |  |  | $/kW Levelized | 84.42 |  |  |  |  | Results | 0 | 0 | 0 | 0 | 5157397.2676 | 0 | 5157397.2676 |  |  |  | $/kW Levelized | 44.9043 |  |  |  |  | Results | 0 | 0 | 0 | 0 | 839878.505 | 0 | 839878.505 |  |  |  | $/kW Levelized | 90.0052 |  |  |  |  | Results | 0 | 0 | 0 | 0 | 6698303.1707 | 5796716.4693 | 12495019.64 |  |  |  | $/kW Levelized | 180.9 |  |  |  |  | Results | 0 | 0 | 0 | 0 | 1376004.1224 | 0 | 1376004.1224 |  |  |  | $/kW Levelized | 53.8459 |  |  |  |  | Results | 0 | 0 | 0 | 0 | 135090.118 | 0 | 135090.118 |  |  |  | $/kW Levelized | 28.3399 |  |  |  |  | Results | 0 | 0 | 0 | 0 | 21999.3304 | 0 | 21999.3304 |  |  |  | $/kW Levelized | 46.0016 |  |  |  |  | Results | 0 | 0 | 0 | 0 | 139050.1135 | 74180.273 | 213230.3865 |  |  |  | $/kW Levelized | 288.1 |  |  |  |  | Results | 0 | 0 | 0 | 0 | 36125.604 | 0 | 36125.604 |  |  |  | $/kW Levelized | 16.3897 |  |  |  |  | Results | 75000 | 1500000 | 0 | 0 | 0 | 1875923.0684 | 3450923.0684 |  |  |  | $/kW Levelized | 12.1253 |  |  |  |  | Results | 75000 | 1500000 | 0 | 0 | 0 | 1169035.4272 | 2744035.4272 |  |  |  | $/kW Levelized | 22.4473 |  |  |  |  | Results | 75000 | 1500000 | 1952533.1645 | 0 | 0 | 1922787.4599 | 5450320.6244 |  |  |  | $/kW Levelized | 26.9772 |  |  |  |  | Results | 75000 | 1500000 | 4559624.8292 | 0 | 0 | 1180127.1124 | 7314751.9416 |  |  |  | $/kW Levelized | 9.7298 |  |  |  |  | Results | 75000 | 0 | 0 | 0 | 0 | 3344853.6112 | 3419853.6112 |  |  |  | $/kW Levelized | 31.0804 |  | kW per participant | 97.757 |  | Results | 0 | 2780000 | 4066386.5752 | 0 | 3475650.4077 | 757784.9954 | 11079821.9783 |  |  |  | $/kW Levelized | 31.9854 |  |  |  |  | Results | 75000 | 1960000 | 3058066.3351 | 0 | 2065991.2739 | 827071.946 | 7986129.555 |  |  |  | $/kW Levelized | 150.7702 |  |  |  |  | Results | 75000 | 1972000 | 0 | 0 | 82477.0075 | 11299698.2402 | 13429175.2477 |  |  |  | $/kW Levelized | 9.8113 |  |  |  |  | Results | 75000 | 2500000 | 2394128.0463 | 0 | 0 | 230315.9158 | 5199443.9622 |  |  |  | $/kW Levelized | #VALUE! |  |  |  |  | Results | 0 | 0 | 0 | 0 | 0 | 0 | 0
Discount Rate | 6.75%
Inflation Rate | 0% | Cost Description | Cost Unit (nominal dollars) | Cost Value | Year | Ramp Weight | Ramped MW | Ramped Incremental MW | Ramped Participants | Ramped Incremental Participants |  | $ | $ per year | $ per kW per year | $ per new kW per year | $ per participant per year | $ per new participant per year | Total | Cost Description | Cost Unit (nominal dollars) | Cost Value | Year | Ramp Weight | Ramped MW | Ramped Incremental MW | Ramped Participants | Ramped Incremental Participants |  | $ | $ per year | $ per kW per year | $ per new kW per year | $ per participant per year | $ per new participant per year | Total | Cost Description | Cost Unit (nominal dollars) | Cost Value | Year | Ramp Weight | Ramped MW | Ramped Incremental MW | Ramped Participants | Ramped Incremental Participants |  | $ | $ per year | $ per kW per year | $ per new kW per year | $ per participant per year | $ per new participant per year | Total | Cost Description | Cost Unit (nominal dollars) | Cost Value | Year | Ramp Weight | Ramped MW | Ramped Incremental MW | Ramped Participants | Ramped Incremental Participants |  | $ | $ per year | $ per kW per year | $ per new kW per year | $ per participant per year | $ per new participant per year | Total | Cost Description | Cost Unit (nominal dollars) | Cost Value | Year | Ramp Weight | Ramped MW | Ramped Incremental MW | Ramped Participants | Ramped Incremental Participants |  | $ | $ per year | $ per kW per year | $ per new kW per year | $ per participant per year | $ per new participant per year | Total | Cost Description | Cost Unit (nominal dollars) | Cost Value | Year | Ramp Weight | Ramped MW | Ramped Incremental MW | Ramped Participants | Ramped Incremental Participants |  | $ | $ per year | $ per kW per year | $ per new kW per year | $ per participant per year | $ per new participant per year | Total | Cost Description | Cost Unit (nominal dollars) | Cost Value | Year | Ramp Weight | Ramped MW | Ramped Incremental MW | Ramped Participants | Ramped Incremental Participants |  | $ | $ per year | $ per kW per year | $ per new kW per year | $ per participant per year | $ per new participant per year | Total | Cost Description | Cost Unit (nominal dollars) | Cost Value | Year | Ramp Weight | Ramped MW | Ramped Incremental MW | Ramped Participants | Ramped Incremental Participants |  | $ | $ per year | $ per kW per year | $ per new kW per year | $ per participant per year | $ per new participant per year | Total | Cost Description | Cost Unit (nominal dollars) | Cost Value | Year | Ramp Weight | Ramped MW | Ramped Incremental MW | Ramped Participants | Ramped Incremental Participants |  | $ | $ per year | $ per kW per year | $ per new kW per year | $ per participant per year | $ per new participant per year | Total | Cost Description | Cost Unit (nominal dollars) | Cost Value | Year | Ramp Weight | Ramped MW | Ramped Incremental MW | Ramped Participants | Ramped Incremental Participants |  | $ | $ per year | $ per kW per year | $ per new kW per year | $ per participant per year | $ per new participant per year | Total | Cost Description | Cost Unit (nominal dollars) | Cost Value | Year | Ramp Weight | Ramped MW | Ramped Incremental MW | Ramped Participants | Ramped Incremental Participants |  | $ | $ per year | $ per kW per year | $ per new kW per year | $ per participant per year | $ per new participant per year | Total | Cost Description | Cost Unit (nominal dollars) | Cost Value | Year | Ramp Weight | Ramped MW | Ramped Incremental MW | Ramped Participants | Ramped Incremental Participants |  | $ | $ per year | $ per kW per year | $ per new kW per year | $ per participant per year | $ per new participant per year | Total | Cost Description | Cost Unit (nominal dollars) | Cost Value | Year | Ramp Weight | Ramped MW | Ramped Incremental MW | Ramped Participants | Ramped Incremental Participants |  | $ | $ per year | $ per kW per year | $ per new kW per year | $ per participant per year | $ per new participant per year | Total | Cost Description | Cost Unit (nominal dollars) | Cost Value | Year | Ramp Weight | Ramped MW | Ramped Incremental MW | Ramped Participants | Ramped Incremental Participants |  | $ | $ per year | $ per kW per year | $ per new kW per year | $ per participant per year | $ per new participant per year | Total | Cost Description | Cost Unit (nominal dollars) | Cost Value | Year | Ramp Weight | Ramped MW | Ramped Incremental MW | Ramped Participants | Ramped Incremental Participants |  | $ | $ per year | $ per kW per year | $ per new kW per year | $ per participant per year | $ per new participant per year | Total | Cost Description | Cost Unit (nominal dollars) | Cost Value | Year | Ramp Weight | Ramped MW | Ramped Incremental MW | Ramped Participants | Ramped Incremental Participants |  | $ | $ per year | $ per kW per year | $ per new kW per year | $ per participant per year | $ per new participant per year | Total | Cost Description | Cost Unit (nominal dollars) | Cost Value | Year | Ramp Weight | Ramped MW | Ramped Incremental MW | Ramped Participants | Ramped Incremental Participants |  | $ | $ per year | $ per kW per year | $ per new kW per year | $ per participant per year | $ per new participant per year | Total | Cost Description | Cost Unit (nominal dollars) | Cost Value | Year | Ramp Weight | Ramped MW | Ramped Incremental MW | Ramped Participants | Ramped Incremental Participants |  | $ | $ per year | $ per kW per year | $ per new kW per year | $ per participant per year | $ per new participant per year | Total | Cost Description | Cost Unit (nominal dollars) | Cost Value | Year | Ramp Weight | Ramped MW | Ramped Incremental MW | Ramped Participants | Ramped Incremental Participants |  | $ | $ per year | $ per kW per year | $ per new kW per year | $ per participant per year | $ per new participant per year | Total | Cost Description | Cost Unit (nominal dollars) | Cost Value | Year | Ramp Weight | Ramped MW | Ramped Incremental MW | Ramped Participants | Ramped Incremental Participants |  | $ | $ per year | $ per kW per year | $ per new kW per year | $ per participant per year | $ per new participant per year | Total | Cost Description | Cost Unit (nominal dollars) | Cost Value | Year | Ramp Weight | Ramped MW | Ramped Incremental MW | Ramped Participants | Ramped Incremental Participants |  | $ | $ per year | $ per kW per year | $ per new kW per year | $ per participant per year | $ per new participant per year | Total | Cost Description | Cost Unit (nominal dollars) | Cost Value | Year | Ramp Weight | Ramped MW | Ramped Incremental MW | Ramped Participants | Ramped Incremental Participants |  | $ | $ per year | $ per kW per year | $ per new kW per year | $ per participant per year | $ per new participant per year | Total
Line Loss Rate | 6.2% | Setup Cost | $ | 75000 | 2023 | 0.4201 | 4.8919 | 4.8919 | 181471.5181 | 181471.5181 |  | 75000 | 0 | 24459.4056 | 171215.839 | 0 | 0 | 270675.2445 | Setup Cost | $ | 75000 | 2023 | 0 | 0 | 0 | 0 | 0 |  | 75000 | 75000 | 0 | 0 | 0 | 0 | 150000 | Setup Cost | $ | 75000 | 2023 | 0.010502 | 0.041728 | 0.041728 | 897.1019 | 897.1019 |  | 75000 | 0 | 2785.3677 | 0 | 0 | 0 | 77785.3677 | Setup Cost | $ | 75000 | 2023 | 0.0025 | 0.029966 | 0.029966 | 49.9699 | 49.9699 |  | 75000 | 0 | 0 | 0 | 2448.5261 | 0 | 77448.5261 | Setup Cost | $ | 0 | 2023 | 1 | 6.1092 | 6.1092 | 15281.1771 | 15281.1771 |  | 0 | 0 | 0 | 0 | 515739.7268 | 0 | 515739.7268 | Setup Cost | $ | 0 | 2023 | 1 | 1.5806 | 1.5806 | 2103.0072 | 2103.0072 |  | 0 | 0 | 0 | 0 | 70976.493 | 0 | 70976.493 | Setup Cost | $ | 0 | 2023 | 0.0025 | 0.037557 | 0.037557 | 49.9699 | 49.9699 |  | 0 | 0 | 0 | 0 | 1686.4848 | 9631.7023 | 11318.1871 | Setup Cost | $ | 0 | 2023 | 1 | 1.5326 | 1.5326 | 8214.4925 | 8214.4925 |  | 0 | 0 | 0 | 0 | 277239.1224 | 0 | 277239.1224 | Setup Cost | $ | 0 | 2023 | 1 | 0.25088 | 0.25088 | 251.3305 | 251.3305 |  | 0 | 0 | 0 | 0 | 13509.0118 | 0 | 13509.0118 | Setup Cost | $ | 0 | 2023 | 1 | 0.065601 | 0.065601 | 34.5883 | 34.5883 |  | 0 | 0 | 0 | 0 | 1859.1205 | 0 | 1859.1205 | Setup Cost | $ | 0 | 2023 | 0.0025 | 0.001305 | 0.001305 | 0.68809 | 0.68809 |  | 0 | 0 | 0 | 0 | 36.9847 | 132.629 | 169.6137 | Setup Cost | $ | 0 | 2023 | 1 | 0.025206 | 0.025206 | 135.1043 | 135.1043 |  | 0 | 0 | 0 | 0 | 7261.854 | 0 | 7261.854 | Setup Cost | $ | 75000 | 2023 | 0 | 0 | 0 | 0 | 0 |  | 75000 | 75000 | 0 | 0 | 0 | 0 | 150000 | Setup Cost | $ | 75000 | 2023 | 0 | 0 | 0 | 0 | 0 |  | 75000 | 75000 | 0 | 0 | 0 | 0 | 150000 | Setup Cost | $ | 75000 | 2023 | 0.010502 | 0.18747 | 0.18747 | 448.551 | 448.551 |  | 75000 | 75000 | 1292.8126 | 0 | 0 | 11213.7741 | 162506.5867 | Setup Cost | $ | 75000 | 2023 | 0.0010502 | 0.041525 | 0.041525 | 44.8551 | 44.8551 |  | 75000 | 75000 | 634.3031 | 0 | 0 | 1121.3774 | 151755.6806 | Setup Cost | $ | 75000 | 2023 | 0 | 0 | 0 | 0 | 0 |  | 75000 | 0 | 0 | 0 | 0 | 0 | 75000 | Setup Cost | $ | 0 | 2023 | 0.66 | 13.2335 | 13.2335 | 135.3718 | 135.3718 |  | 0 | 139000 | 148877.3798 | 0 | 127249.5166 | 0 | 415126.8964 | Setup Cost | $ | 75000 | 2023 | 0 | 0 | 0 | 0 | 0 |  | 75000 | 98000 | 0 | 0 | 0 | 0 | 173000 | Setup Cost | $ | 75000 | 2023 | 0 | 0 | 0 | 0 | 0 |  | 75000 | 98600 | 0 | 0 | 0 | 0 | 173600 | Setup Cost | $ | 75000 | 2023 | 0 | 0 | 0 | 0 | 0 |  | 75000 | 125000 | 0 | 0 | 0 | 0 | 200000 | Setup Cost | #N/A | #N/A | 2023 | [6 empty] | 0 | 0 |  |  |  |  | 0
Cost per FTE | 150000 | O&M Cost | $ per kW pledged per year | 5 | 2024 | 0.56507 | 6.5779 | 1.686 | 244250.3815 | 62778.8635 |  |  | 0 | 32889.4821 | 59010.5358 | 0 | 0 | 91900.0179 | O&M Cost | $ per year | 75000 | 2024 | 0.014127 | 0.040007 | 0.040007 | 1.0975 | 1.0975 |  |  | 75000 | 0 | 0 | 0 | 219.5021 | 75219.5021 | O&M Cost | $ per kW pledged per year | 66.75 | 2024 | 0.056507 | 0.22478 | 0.19024 | 4832.4402 | 4089.9763 |  |  | 0 | 15004.0058 | 0 | 0 | 0 | 15004.0058 | O&M Cost | $ per participant per year | 34 | 2024 | 0.0035231 | 0.042279 | 0.014426 | 70.5018 | 24.057 |  |  | 0 | 0 | 0 | 3454.5877 | 0 | 3454.5877 | O&M Cost | $ per participant per year | 30 | 2024 | 1 | 5.7877 | -0.32154 | 14476.9046 | -804.2725 |  |  | 0 | 0 | 0 | 488595.5306 | 0 | 488595.5306 | O&M Cost | $ per participant per year | 30 | 2024 | 1 | 1.4858 | -0.09481 | 1976.8631 | -126.1441 |  |  | 0 | 0 | 0 | 66719.1298 | 0 | 66719.1298 | O&M Cost | $ per participant per year | 30 | 2024 | 0.01 | 0.15041 | 0.12037 | 200.1144 | 160.1502 |  |  | 0 | 0 | 0 | 6753.8605 | 30868.9481 | 37622.8086 | O&M Cost | $ per participant per year | 30 | 2024 | 1 | 1.5269 | -0.0056889 | 8184 | -30.4925 |  |  | 0 | 0 | 0 | 276210 | 0 | 276210 | O&M Cost | $ per participant per year | 50 | 2024 | 1 | 0.23768 | -0.013204 | 238.1025 | -13.2279 |  |  | 0 | 0 | 0 | 12798.0112 | 0 | 12798.0112 | O&M Cost | $ per participant per year | 50 | 2024 | 1 | 0.061666 | -0.0039349 | 32.5136 | -2.0747 |  |  | 0 | 0 | 0 | 1747.6054 | 0 | 1747.6054 | O&M Cost | $ per participant per year | 50 | 2024 | 0.01 | 0.0052083 | 0.0041637 | 2.7461 | 2.1953 |  |  | 0 | 0 | 0 | 147.6039 | 423.1512 | 570.7551 | O&M Cost | $ per participant per year | 50 | 2024 | 1 | 0.025187 | -1.9451e-05 | 135 | -0.10426 |  |  | 0 | 0 | 0 | 7256.25 | 0 | 7256.25 | O&M Cost | $ per year | 75000 | 2024 | 0.014127 | 0.25246 | 0.26509 | 604.055 | 634.2578 |  |  | 75000 | 0 | 0 | 0 | 15856.4443 | 90856.4443 | O&M Cost | $ per year | 75000 | 2024 | 0.0018751 | 0.074225 | 0.077936 | 80.1767 | 84.1855 |  |  | 75000 | 0 | 0 | 0 | 2104.6377 | 77104.6377 | O&M Cost | $ per year | 75000 | 2024 | 0.056507 | 1.0098 | 0.87287 | 2416.2201 | 2088.4801 |  |  | 75000 | 6964.0241 | 0 | 0 | 52212.0031 | 134176.0272 | O&M Cost | $ per year | 75000 | 2024 | 0.0075002 | 0.2969 | 0.27022 | 320.7067 | 291.8869 |  |  | 75000 | 4535.165 | 0 | 0 | 7297.1733 | 86832.3383 | O&M Cost | $ per year | 0 | 2024 | 0.014127 | 0.46829 | 0.47766 | 1208.11 | 1232.2722 |  |  | 0 | 0 | 0 | 0 | 36968.1673 | 36968.1673 | O&M Cost | $ per year | 139000 | 2024 | 0.72 | 14.4039 | 1.8906 | 147.3439 | 19.3393 |  |  | 139000 | 162043.8833 | 0 | 138503.2827 | 62852.6843 | 502399.8503 | O&M Cost | $ per year | 98000 | 2024 | 0.025 | 0.4627 | 0.48583 | 3.7411 | 3.9282 |  |  | 98000 | 5205.3579 | 0 | 3516.6746 | 12766.651 | 119488.6835 | O&M Cost | $ per year | 98000 | 2024 | 0.025 | 0.21781 | 0.2287 | 42.8529 | 44.9956 |  |  | 98600 | 0 | 0 | 160.6985 | 188531.4983 | 287292.1968 | O&M Cost | $ per year | 125000 | 2024 | 0.025 | 1.0251 | 1.0763 | 139.5892 | 146.5687 |  |  | 125000 | 4128.5531 | 0 | 0 | 3664.2172 | 132792.7704 | O&M Cost | #N/A | #N/A | 2024 | [7 empty] | 0 |  |  |  |  | 0
Participants per FTE | 20000 | Equipment Cost | $ per new kW pledged | 35 | 2025 | 0.71005 | 8.2361 | 1.6582 | 305911.408 | 61661.0264 |  |  | 0 | 41180.3783 | 58036.2732 | 0 | 0 | 99216.6514 | Equipment Cost | $ per new participant | 0 | 2025 | 0.071005 | 0.2002 | 0.16019 | 5.492 | 4.3945 |  |  | 75000 | 0 | 0 | 0 | 878.8962 | 75878.8962 | Equipment Cost | $ per new kW pledged | 0 | 2025 | 0.14201 | 0.56313 | 0.35638 | 12106.6202 | 7661.5919 |  |  | 0 | 37589.2496 | 0 | 0 | 0 | 37589.2496 | Equipment Cost | $ per new participant | 0 | 2025 | 0.013592 | 0.1626 | 0.12846 | 271.1526 | 214.2085 |  |  | 0 | 0 | 0 | 13286.4793 | 0 | 13286.4793 | Equipment Cost | $ per new participant | 0 | 2025 | 1 | 5.4661 | -0.32154 | 13672.6321 | -804.2725 |  |  | 0 | 0 | 0 | 461451.3345 | 0 | 461451.3345 | Equipment Cost | $ per new participant | 0 | 2025 | 1 | 1.3967 | -0.089123 | 1858.2855 | -118.5776 |  |  | 0 | 0 | 0 | 62717.1348 | 0 | 62717.1348 | Equipment Cost | $ per new participant | 174 | 2025 | 0.03 | 0.44981 | 0.32189 | 598.4697 | 428.2788 |  |  | 0 | 0 | 0 | 20198.3537 | 82550.7465 | 102749.1002 | Equipment Cost | $ per new participant | 0 | 2025 | 1 | 1.5213 | -0.005597 | 8154 | -30 |  |  | 0 | 0 | 0 | 275197.5 | 0 | 275197.5 | Equipment Cost | $ per new participant | 0 | 2025 | 1 | 0.22447 | -0.013204 | 224.8746 | -13.2279 |  |  | 0 | 0 | 0 | 12087.0106 | 0 | 12087.0106 | Equipment Cost | $ per new participant | 0 | 2025 | 1 | 0.057967 | -0.0036989 | 30.5633 | -1.9503 |  |  | 0 | 0 | 0 | 1642.7792 | 0 | 1642.7792 | Equipment Cost | $ per new participant | 174 | 2025 | 0.03 | 0.015561 | 0.011131 | 8.2048 | 5.8689 |  |  | 0 | 0 | 0 | 441.0089 | 1131.238 | 1572.2469 | Equipment Cost | $ per new participant | 0 | 2025 | 1 | 0.025 | -0.00018657 | 134 | -1 |  |  | 0 | 0 | 0 | 7202.5 | 0 | 7202.5 | Equipment Cost | $ per new participant | 0 | 2025 | 0.071005 | 1.265 | 1.0758 | 3026.655 | 2573.9328 |  |  | 75000 | 0 | 0 | 0 | 64348.3194 | 139348.3194 | Equipment Cost | $ per new participant | 0 | 2025 | 0.011749 | 0.46362 | 0.41257 | 500.7949 | 445.6579 |  |  | 75000 | 0 | 0 | 0 | 11141.4482 | 86141.4482 | Equipment Cost | $ per new participant | 0 | 2025 | 0.14201 | 2.53 | 1.6466 | 6053.3101 | 3939.7555 |  |  | 75000 | 17446.8368 | 0 | 0 | 98493.8878 | 190940.7246 | Equipment Cost | $ per new participant | 0 | 2025 | 0.023497 | 0.92724 | 0.6767 | 1001.5897 | 730.9625 |  |  | 75000 | 14163.6415 | 0 | 0 | 18274.0626 | 107437.7041 | Equipment Cost | $ per new participant | 0 | 2025 | 0.10144 | 3.352 | 2.9507 | 8647.5858 | 7612.4275 |  |  | 0 | 0 | 0 | 0 | 228372.8256 | 228372.8256 | Equipment Cost | $ per new participant | 3250 | 2025 | 0.78 | 15.5407 | 1.9138 | 158.9727 | 19.5774 |  |  | 139000 | 174832.8557 | 0 | 149434.3626 | 63626.6956 | 526893.9139 | Equipment Cost | $ per new participant | 3250 | 2025 | 0.1 | 1.8426 | 1.4721 | 14.8985 | 11.9023 |  |  | 98000 | 20729.4588 | 0 | 14004.5624 | 38682.316 | 171416.3372 | Equipment Cost | $ per new participant | 3250 | 2025 | 0.1 | 0.86756 | 0.69312 | 170.7119 | 136.3945 |  |  | 98600 | 0 | 0 | 640.1696 | 571493.1536 | 670733.3231 | Equipment Cost | $ per new participant | 0 | 2025 | 0.1 | 4.0831 | 3.2621 | 556.0792 | 444.2939 |  |  | 125000 | 16444.6199 | 0 | 0 | 11107.3482 | 152551.9681 | Equipment Cost | #N/A | #N/A | 2025 | [7 empty] | 0 |  |  |  |  | 0
T&D Deferral Costs ($/kW-yr) | 0 | Marketing Cost | $ per new kW pledged | 0 | 2026 | 0.85502 | 9.873 | 1.6369 | 367038.6656 | 61127.2576 |  |  | 0 | 49364.9284 | 57291.8509 | 0 | 0 | 106656.7793 | Marketing Cost | $ per new participant | 200 | 2026 | 0.171 | 0.48032 | 0.28012 | 13.1766 | 7.6846 |  |  | 75000 | 0 | 0 | 0 | 1536.9173 | 76536.9173 | Marketing Cost | $ per new kW pledged | 0 | 2026 | 0.34201 | 1.3521 | 0.83222 | 29067.9632 | 17891.5179 |  |  | 0 | 90251.6895 | 0 | 0 | 0 | 90251.6895 | Marketing Cost | $ per new participant | 0 | 2026 | 0.040277 | 0.48036 | 0.34177 | 801.0287 | 569.9275 |  |  | 0 | 0 | 0 | 39250.4073 | 0 | 39250.4073 | Marketing Cost | $ per new participant | 0 | 2026 | 1 | 5.1446 | -0.32154 | 12868.3597 | -804.2725 |  |  | 0 | 0 | 0 | 434307.1383 | 0 | 434307.1383 | Marketing Cost | $ per new participant | 0 | 2026 | 1 | 1.3129 | -0.083777 | 1746.8205 | -111.465 |  |  | 0 | 0 | 0 | 58955.1904 | 0 | 58955.1904 | Marketing Cost | $ per new participant | 0 | 2026 | 0.08 | 1.1958 | 0.80581 | 1591.0437 | 1072.1261 |  |  | 0 | 0 | 0 | 53697.7234 | 206652.3056 | 260350.029 | Marketing Cost | $ per new participant | 0 | 2026 | 1 | 1.5157 | -0.005597 | 8124 | -30 |  |  | 0 | 0 | 0 | 274185 | 0 | 274185 | Marketing Cost | $ per new participant | 0 | 2026 | 1 | 0.21127 | -0.013204 | 211.6467 | -13.2279 |  |  | 0 | 0 | 0 | 11376.0099 | 0 | 11376.0099 | Marketing Cost | $ per new participant | 0 | 2026 | 1 | 0.05449 | -0.003477 | 28.7301 | -1.8333 |  |  | 0 | 0 | 0 | 1544.2409 | 0 | 1544.2409 | Marketing Cost | $ per new participant | 0 | 2026 | 0.08 | 0.041223 | 0.027722 | 21.7349 | 14.6168 |  |  | 0 | 0 | 0 | 1168.2495 | 2817.3885 | 3985.638 | Marketing Cost | $ per new participant | 0 | 2026 | 1 | 0.025 | 0 | 134 | 0 |  |  | 0 | 0 | 0 | 7202.5 | 0 | 7202.5 | Marketing Cost | $ per new participant | 25 | 2026 | 0.171 | 3.0372 | 1.9241 | 7266.9908 | 4603.6853 |  |  | 75000 | 0 | 0 | 0 | 115092.1326 | 190092.1326 | Marketing Cost | $ per new participant | 25 | 2026 | 0.033892 | 1.3333 | 0.93639 | 1440.2612 | 1011.4794 |  |  | 75000 | 0 | 0 | 0 | 25286.9841 | 100286.9841 | Marketing Cost | $ per new participant | 25 | 2026 | 0.34201 | 6.0744 | 3.8482 | 14533.9816 | 9207.3706 |  |  | 75000 | 41889.8093 | 0 | 0 | 230184.2652 | 347074.0744 | Marketing Cost | $ per new participant | 25 | 2026 | 0.067784 | 2.6667 | 1.8728 | 2880.5223 | 2022.9587 |  |  | 75000 | 40733.9302 | 0 | 0 | 50573.9681 | 166307.8983 | Marketing Cost | $ per new participant | 30 | 2026 | 0.24429 | 8.0481 | 4.8571 | 20762.8309 | 12530.5017 |  |  | 0 | 0 | 0 | 0 | 375915.0497 | 375915.0497 | Marketing Cost | $ per participant per year | 940 | 2026 | 0.84 | 16.6255 | 1.9161 | 170.0696 | 19.6004 |  |  | 139000 | 187036.8769 | 0 | 159865.4691 | 63701.3135 | 549603.6594 | Marketing Cost | $ per participant per year | 940 | 2026 | 0.2 | 3.6713 | 2.0122 | 29.6841 | 16.2698 |  |  | 98000 | 41301.9183 | 0 | 27903.0582 | 52876.9766 | 220081.9531 | Marketing Cost | $ per new participant | 940 | 2026 | 0.2 | 1.726 | 0.94479 | 339.1995 | 185.4475 |  |  | 98600 | 0 | 0 | 1271.9979 | 777025.1604 | 876897.1584 | Marketing Cost | $ per new participant | 25 | 2026 | 0.2 | 8.1217 | 4.4447 | 1104.8802 | 604.045 |  |  | 125000 | 32710.1728 | 0 | 0 | 15101.1255 | 172811.2982 | Marketing Cost | #N/A | #N/A | 2026 | [7 empty] | 0 |  |  |  |  | 0
CE DR Value | 0.25 | Incentives (annual) | $ per kW pledged per year | 0 | 2027 | 1 | 11.4971 | 1.6241 | 427765.9099 | 60727.2443 |  |  | 0 | 57485.2937 | 56842.5571 | 0 | 0 | 114327.8509 | Incentives (annual) | n/a | 0 | 2027 | 0.4 | 1.12 | 0.63967 | 30.7246 | 17.548 |  |  | 75000 | 0 | 0 | 0 | 3509.5951 | 78509.5951 | Incentives (annual) | $ per kW pledged per year | 0 | 2027 | 0.6 | 2.3649 | 1.0885 | 50843.1178 | 23402.1343 |  |  | 0 | 157860.2959 | 0 | 0 | 0 | 157860.2959 | Incentives (annual) | $ per participant per year | 20 | 2027 | 0.080054 | 0.95192 | 0.51915 | 1587.3718 | 865.7117 |  |  | 0 | 0 | 0 | 77781.2206 | 0 | 77781.2206 | Incentives (annual) | $ per participant per year | 5 | 2027 | 1 | 4.8231 | -0.32154 | 12064.0872 | -804.2725 |  |  | 0 | 0 | 0 | 407162.9422 | 0 | 407162.9422 | Incentives (annual) | $ per participant per year | 5 | 2027 | 1 | 1.2342 | -0.078752 | 1642.0414 | -104.779 |  |  | 0 | 0 | 0 | 55418.8977 | 0 | 55418.8977 | Incentives (annual) | $ per participant per year | 5 | 2027 | 0.15 | 2.2355 | 1.1514 | 2974.3224 | 1531.9949 |  |  | 0 | 0 | 0 | 100383.3806 | 295292.0077 | 395675.3883 | Incentives (annual) | $ per participant per year | 5 | 2027 | 1 | 1.5101 | -0.005597 | 8094 | -30 |  |  | 0 | 0 | 0 | 273172.5 | 0 | 273172.5 | Incentives (annual) | $ per participant per year | 5 | 2027 | 1 | 0.19807 | -0.013204 | 198.4188 | -13.2279 |  |  | 0 | 0 | 0 | 10665.0093 | 0 | 10665.0093 | Incentives (annual) | $ per participant per year | 5 | 2027 | 1 | 0.051221 | -0.0032685 | 27.0068 | -1.7233 |  |  | 0 | 0 | 0 | 1451.6131 | 0 | 1451.6131 | Incentives (annual) | $ per participant per year | 5 | 2027 | 0.15 | 0.076802 | 0.039419 | 40.4941 | 20.784 |  |  | 0 | 0 | 0 | 2176.5591 | 4006.1073 | 6182.6664 | Incentives (annual) | $ per participant per year | 5 | 2027 | 1 | 0.025 | 0 | 134 | 0 |  |  | 0 | 0 | 0 | 7202.5 | 0 | 7202.5 | Incentives (annual) | n/a | 0 | 2027 | 0.4 | 7.0832 | 4.4002 | 16947.7059 | 10528.1004 |  |  | 75000 | 0 | 0 | 0 | 263202.5101 | 338202.5101 | Incentives (annual) | n/a | 0 | 2027 | 0.092369 | 3.6231 | 2.4709 | 3913.6148 | 2669.0344 |  |  | 75000 | 0 | 0 | 0 | 66725.8592 | 141725.8592 | Incentives (annual) | $ per kW pledged per year | 9.1948 | 2027 | 0.6 | 10.6248 | 5.0817 | 25421.5589 | 12158.6552 |  |  | 75000 | 73269.96 | 0 | 0 | 303966.38 | 452236.3401 | Incentives (annual) | $ per kW pledged per year | 20.3668 | 2027 | 0.13855 | 5.4346 | 3.0397 | 5870.4222 | 3283.421 |  |  | 75000 | 83014.5857 | 0 | 0 | 82085.5242 | 240100.1099 | Incentives (annual) | $ per new participant | 0 | 2027 | 0.42857 | 14.0771 | 6.3105 | 36316.5127 | 16280.012 |  |  | 0 | 0 | 0 | 0 | 488400.3615 | 488400.3615 | Incentives (annual) | $ per kW pledged per year | 15 | 2027 | 0.9 | 17.6999 | 1.9594 | 181.0605 | 20.0438 |  |  | 139000 | 199124.2042 | 0 | 170196.8341 | 65142.4702 | 573463.5085 | Incentives (annual) | $ per kW pledged per year | 15 | 2027 | 0.4 | 7.3195 | 4.0142 | 59.1814 | 32.4564 |  |  | 98000 | 82343.9181 | 0 | 55630.5186 | 105483.1977 | 341457.6345 | Incentives (annual) | $ per participant per year | 5 | 2027 | 0.3 | 2.5767 | 0.97948 | 505.6239 | 191.7056 |  |  | 98600 | 0 | 0 | 1896.0896 | 803246.6453 | 903742.7349 | Incentives (annual) | $ per kW pledged per year | 5.37 | 2027 | 0.4 | 16.1618 | 8.8482 | 2195.8962 | 1200.8108 |  |  | 125000 | 65091.6263 | 0 | 0 | 30020.2694 | 220111.8957 | Incentives (annual) | #N/A | #N/A | 2027 | [7 empty] | 0 |  |  |  |  | 0
|  | Incentives (one time) | $ per new kW pledged | 0 | 2028 | 1 | 11.4676 | -0.02943 | 427457.892 | -308.0179 |  |  | 0 | 57338.1453 | 0 | 0 | 0 | 57338.1453 | Incentives (one time) | n/a | 0 | 2028 | 0.6 | 1.6736 | 0.55359 | 45.9111 | 15.1866 |  |  | 75000 | 0 | 0 | 0 | 3037.3118 | 78037.3118 | Incentives (one time) | $ per new kW pledged | 0 | 2028 | 0.8 | 3.1544 | 0.89039 | 67815.1 | 19142.0655 |  |  | 0 | 210555.769 | 0 | 0 | 0 | 210555.769 | Incentives (one time) | $ per new participant | 0 | 2028 | 0.13292 | 1.5811 | 0.70829 | 2636.6492 | 1181.1098 |  |  | 0 | 0 | 0 | 129195.8111 | 0 | 129195.8111 | Incentives (one time) | $ per new participant | 0 | 2028 | 1 | 4.5015 | -0.32154 | 11259.8147 | -804.2725 |  |  | 0 | 0 | 0 | 380018.746 | 0 | 380018.746 | Incentives (one time) | $ per new participant | 0 | 2028 | 1 | 1.1601 | -0.074028 | 1543.5473 | -98.4941 |  |  | 0 | 0 | 0 | 52094.7214 | 0 | 52094.7214 | Incentives (one time) | $ per new participant | 25 | 2028 | 0.24 | 3.5781 | 1.5215 | 4760.62 | 2024.3286 |  |  | 0 | 0 | 0 | 160670.9258 | 390189.3444 | 550860.2702 | Incentives (one time) | $ per new participant | 0 | 2028 | 1 | 0 | -1.5101 | 0 | -8094 |  |  | 0 | 0 | 0 | 0 | 0 | 0 | Incentives (one time) | $ per new participant | 0 | 2028 | 1 | 0.18486 | -0.013204 | 185.1909 | -13.2279 |  |  | 0 | 0 | 0 | 9954.0087 | 0 | 9954.0087 | Incentives (one time) | $ per new participant | 0 | 2028 | 1 | 0.048149 | -0.0030724 | 25.3868 | -1.6199 |  |  | 0 | 0 | 0 | 1364.5414 | 0 | 1364.5414 | Incentives (one time) | $ per new participant | 25 | 2028 | 0.24 | 0.12209 | 0.05139 | 64.3712 | 27.0956 |  |  | 0 | 0 | 0 | 3459.9523 | 5222.6852 | 8682.6375 | Incentives (one time) | $ per new participant | 0 | 2028 | 1 | 0 | -0.025 | 0 | -134 |  |  | 0 | 0 | 0 | 0 | 0 | 0 | Incentives (one time) | n/a | 0 | 2028 | 0.6 | 10.6286 | 4.0768 | 25430.6625 | 9754.4897 |  |  | 75000 | 0 | 0 | 0 | 243862.243 | 318862.243 | Incentives (one time) | n/a | 0 | 2028 | 0.15819 | 6.2071 | 2.8944 | 6704.889 | 3126.5186 |  |  | 75000 | 0 | 0 | 0 | 78162.9656 | 153162.9656 | Incentives (one time) | n/a | 0 | 2028 | 0.8 | 14.1715 | 4.2553 | 33907.55 | 10181.3686 |  |  | 75000 | 97728.2647 | 0 | 0 | 254534.2161 | 427262.4807 | Incentives (one time) | n/a | 0 | 2028 | 0.21092 | 8.2762 | 3.2554 | 8939.852 | 3516.4224 |  |  | 75000 | 126419.8865 | 0 | 0 | 87910.5592 | 289330.4457 | Incentives (one time) | n/a | 0 | 2028 | 0.57143 | 18.7762 | 5.0746 | 48439.3572 | 13091.6316 |  |  | 0 | 0 | 0 | 0 | 392748.9489 | 392748.9489 | Incentives (one time) | $ per new participant | 0 | 2028 | 0.96 | 18.7577 | 1.9957 | 191.881 | 20.4146 |  |  | 139000 | 211024.2858 | 0 | 180368.1552 | 66347.4667 | 596739.9077 | Incentives (one time) | $ per new participant | 0 | 2028 | 0.6 | 10.9373 | 4.1647 | 88.4336 | 33.6739 |  |  | 98000 | 123044.941 | 0 | 83127.6194 | 109440.2294 | 413612.7898 | Incentives (one time) | $ per year | 800 | 2028 | 0.4 | 3.4178 | 1.012 | 669.8625 | 197.7317 |  |  | 98600 | 0 | 0 | 2511.9843 | 828495.8863 | 929607.8706 | Incentives (one time) | n/a | 0 | 2028 | 0.6 | 24.1125 | 9.1563 | 3272.7305 | 1240.4708 |  |  | 125000 | 97113.0726 | 0 | 0 | 31011.7709 | 253124.8436 | Incentives (one time) | #N/A | #N/A | 2028 | [7 empty] | 0 |  |  |  |  | 0
[5 empty] | 2029 | 1 | 11.4014 | -0.066213 | 425219.1288 | -2238.7631 |  |  | 0 | 57007.0784 | 0 | 0 | 0 | 57007.0784 |  |  |  | 2029 | 0.8 | 2.2161 | 0.54254 | 60.7946 | 14.8834 |  |  | 75000 | 0 | 0 | 0 | 2976.6881 | 77976.6881 |  |  |  | 2029 | 1 | 3.9235 | 0.89465 | 84349.6184 | 19233.7061 |  |  | 0 | 261892.9819 | 0 | 0 | 0 | 261892.9819 |  |  |  | 2029 | 0.19888 | 2.3541 | 0.89063 | 3925.5441 | 1485.1721 |  |  | 0 | 0 | 0 | 192351.6599 | 0 | 192351.6599 |  |  |  | 2029 | 1 | 4.18 | -0.32154 | 10455.5422 | -804.2725 |  |  | 0 | 0 | 0 | 352874.5499 | 0 | 352874.5499 |  |  |  | 2029 | 1 | 1.0905 | -0.069588 | 1450.9611 | -92.5862 |  |  | 0 | 0 | 0 | 48969.9382 | 0 | 48969.9382 |  |  |  | 2029 | 0.35 | 5.1922 | 1.8738 | 6908.2337 | 2493.0254 |  |  | 0 | 0 | 0 | 233152.8889 | 480530.6478 | 713683.5367 |  |  |  | 2029 | 1 | 0 | 0 | 0 | 0 |  |  | 0 | 0 | 0 | 0 | 0 | 0 |  |  |  | 2029 | 1 | 0.17166 | -0.013204 | 171.9629 | -13.2279 |  |  | 0 | 0 | 0 | 9243.0081 | 0 | 9243.0081 |  |  |  | 2029 | 1 | 0.045261 | -0.0028881 | 23.864 | -1.5228 |  |  | 0 | 0 | 0 | 1282.6925 | 0 | 1282.6925 |  |  |  | 2029 | 0.35 | 0.17683 | 0.063588 | 93.2363 | 33.5269 |  |  | 0 | 0 | 0 | 5011.4518 | 6462.3144 | 11473.7662 |  |  |  | 2029 | 1 | 0 | 0 | 0 | 0 |  |  | 0 | 0 | 0 | 0 | 0 | 0 |  |  |  | 2029 | 0.8 | 14.1014 | 4.1779 | 33739.8474 | 9996.1772 |  |  | 75000 | 0 | 0 | 0 | 249904.4302 | 324904.4302 |  |  |  | 2029 | 0.23711 | 9.2576 | 3.5133 | 9999.9669 | 3795.0763 |  |  | 75000 | 0 | 0 | 0 | 94876.9064 | 169876.9064 |  |  |  | 2029 | 1 | 17.6268 | 4.3366 | 42174.8092 | 10375.9996 |  |  | 75000 | 121556.1405 | 0 | 0 | 259399.9908 | 455956.1313 |  |  |  | 2029 | 0.29638 | 11.572 | 3.8744 | 12499.9586 | 4185.1046 |  |  | 75000 | 176763.928 | 0 | 0 | 104627.6143 | 356391.5423 |  |  |  | 2029 | 0.71429 | 23.3541 | 5.045 | 60249.7274 | 13015.3648 |  |  | 0 | 0 | 0 | 0 | 390460.9438 | 390460.9438 |  |  |  | 2029 | 1 | 19.4064 | 1.619 | 198.5169 | 16.5617 |  |  | 139000 | 218322.175 | 0 | 186605.8582 | 53825.5176 | 597753.5507 |  |  |  | 2029 | 0.8 | 14.483 | 4.2698 | 117.102 | 34.5235 |  |  | 98000 | 162933.5855 | 0 | 110075.8875 | 112201.2798 | 483210.7528 |  |  |  | 2029 | 0.5 | 4.2431 | 1.0374 | 831.6323 | 203.3514 |  |  | 98600 | 0 | 0 | 3118.6211 | 852042.3967 | 953761.0178 |  |  |  | 2029 | 0.8 | 31.9305 | 9.4145 | 4333.9605 | 1277.928 |  |  | 125000 | 128600.0787 | 0 | 0 | 31948.2 | 285548.2786 |  |  |  | 2029 | [7 empty] | 0 |  |  |  |  | 0
[5 empty] | 2030 | 1 | 11.3417 | -0.059744 | 423530.1526 | -1688.9762 |  |  | 0 | 56708.3565 | 0 | 0 | 0 | 56708.3565 |  |  |  | 2030 | 1 | 2.7526 | 0.5365 | 75.5122 | 14.7177 |  |  | 75000 | 0 | 0 | 0 | 2943.5392 | 77943.5392 |  |  |  | 2030 | 1 | 3.9108 | 0.11244 | 84076.4686 | 2417.2973 |  |  | 0 | 261044.8927 | 0 | 0 | 0 | 261044.8927 |  |  |  | 2030 | 0.23162 | 2.7326 | 0.51517 | 4556.7732 | 859.0678 |  |  | 0 | 0 | 0 | 223281.8858 | 0 | 223281.8858 |  |  |  | 2030 | 1 | 3.8585 | -0.32154 | 9651.2697 | -804.2725 |  |  | 0 | 0 | 0 | 325730.3537 | 0 | 325730.3537 |  |  |  | 2030 | 1 | 1.0251 | -0.065414 | 1363.9285 | -87.0326 |  |  | 0 | 0 | 0 | 46032.5881 | 0 | 46032.5881 |  |  |  | 2030 | 0.4 | 5.9148 | 1.0183 | 7869.5575 | 1354.8016 |  |  | 0 | 0 | 0 | 265597.5644 | 261138.0069 | 526735.5713 |  |  |  | 2030 | 1 | 0 | 0 | 0 | 0 |  |  | 0 | 0 | 0 | 0 | 0 | 0 |  |  |  | 2030 | 1 | 0.15845 | -0.013204 | 158.735 | -13.2279 |  |  | 0 | 0 | 0 | 8532.0075 | 0 | 8532.0075 |  |  |  | 2030 | 1 | 0.042546 | -0.0027149 | 22.4326 | -1.4314 |  |  | 0 | 0 | 0 | 1205.7531 | 0 | 1205.7531 |  |  |  | 2030 | 0.4 | 0.20049 | 0.033686 | 105.7118 | 17.7611 |  |  | 0 | 0 | 0 | 5682.0113 | 3423.4555 | 9105.4668 |  |  |  | 2030 | 1 | 0 | 0 | 0 | 0 |  |  | 0 | 0 | 0 | 0 | 0 | 0 |  |  |  | 2030 | 1 | 17.5697 | 4.3468 | 42038.2343 | 10400.2987 |  |  | 75000 | 0 | 0 | 0 | 260007.467 | 335007.467 |  |  |  | 2030 | 0.32912 | 12.8083 | 4.1911 | 13835.4227 | 4527.2269 |  |  | 75000 | 0 | 0 | 0 | 113180.6732 | 188180.6732 |  |  |  | 2030 | 1 | 17.5697 | 0.8214 | 42038.2343 | 1965.3368 |  |  | 75000 | 121162.5048 | 0 | 0 | 49133.4211 | 245295.9258 |  |  |  | 2030 | 0.32912 | 12.8083 | 1.8767 | 13835.4227 | 2027.2352 |  |  | 75000 | 195648.9406 | 0 | 0 | 50680.8803 | 321329.8209 |  |  |  | 2030 | 0.85714 | 27.9342 | 5.1388 | 72065.5445 | 13257.128 |  |  | 0 | 0 | 0 | 0 | 397713.8406 | 397713.8406 |  |  |  | 2030 | 1 | 19.2527 | 0.80893 | 196.9446 | 8.2749 |  |  | 139000 | 216593.0111 | 0 | 185127.8951 | 26893.5138 | 567614.42 |  |  |  | 2030 | 1 | 17.9892 | 4.4056 | 145.4511 | 35.6217 |  |  | 98000 | 202378.0243 | 0 | 136724.0558 | 115770.4319 | 552872.512 |  |  |  | 2030 | 0.6 | 5.0554 | 1.065 | 990.109 | 207.9821 |  |  | 98600 | 0 | 0 | 3712.9087 | 871445.2078 | 973758.1165 |  |  |  | 2030 | 1 | 39.6234 | 9.674 | 5374.7476 | 1309.5246 |  |  | 125000 | 159583.1036 | 0 | 0 | 32738.1138 | 317321.2173 |  |  |  | 2030 | [7 empty] | 0 |  |  |  |  | 0
[5 empty] | 2031 | 1 | 11.3255 | -0.01615 | 423431.1337 | -99.0189 |  |  | 0 | 56627.6062 | 0 | 0 | 0 | 56627.6062 |  |  |  | 2031 | 1 | 2.7504 | -0.0022139 | 75.4515 | -0.060733 |  |  | 75000 | 0 | 0 | 0 | 0 | 75000 |  |  |  | 2031 | 1 | 3.9128 | 0.12718 | 84118.7715 | 2734.1036 |  |  | 0 | 261176.2369 | 0 | 0 | 0 | 261176.2369 |  |  |  | 2031 | 0.26435 | 3.1203 | 0.54374 | 5203.3311 | 906.7245 |  |  | 0 | 0 | 0 | 254963.2246 | 0 | 254963.2246 |  |  |  | 2031 | 1 | 3.5369 | -0.32154 | 8846.9973 | -804.2725 |  |  | 0 | 0 | 0 | 298586.1576 | 0 | 298586.1576 |  |  |  | 2031 | 1 | 0.96364 | -0.06149 | 1282.1164 | -81.8121 |  |  | 0 | 0 | 0 | 43271.4282 | 0 | 43271.4282 |  |  |  | 2031 | 0.45 | 6.6574 | 1.0756 | 8857.7066 | 1431.0345 |  |  | 0 | 0 | 0 | 298947.5992 | 275831.9022 | 574779.5014 |  |  |  | 2031 | 1 | 0 | 0 | 0 | 0 |  |  | 0 | 0 | 0 | 0 | 0 | 0 |  |  |  | 2031 | 1 | 0.14525 | -0.013204 | 145.5071 | -13.2279 |  |  | 0 | 0 | 0 | 7821.0068 | 0 | 7821.0068 |  |  |  | 2031 | 1 | 0.039994 | -0.002552 | 21.087 | -1.3456 |  |  | 0 | 0 | 0 | 1133.4287 | 0 | 1133.4287 |  |  |  | 2031 | 0.45 | 0.2246 | 0.035339 | 118.4233 | 18.6326 |  |  | 0 | 0 | 0 | 6365.2498 | 3591.429 | 9956.6789 |  |  |  | 2031 | 1 | 0 | 0 | 0 | 0 |  |  | 0 | 0 | 0 | 0 | 0 | 0 |  |  |  | 2031 | 1 | 17.5785 | 0.88777 | 42059.3858 | 2124.1207 |  |  | 75000 | 0 | 0 | 0 | 53103.0186 | 128103.0186 |  |  |  | 2031 | 0.36185 | 14.0892 | 1.9853 | 15219.019 | 2144.5473 |  |  | 75000 | 0 | 0 | 0 | 53613.6817 | 128613.6817 |  |  |  | 2031 | 1 | 17.5785 | 0.88777 | 42059.3858 | 2124.1207 |  |  | 75000 | 121223.4674 | 0 | 0 | 53103.0186 | 249326.4861 |  |  |  | 2031 | 0.36185 | 14.0892 | 1.9853 | 15219.019 | 2144.5473 |  |  | 75000 | 215214.599 | 0 | 0 | 53613.6817 | 343828.2807 |  |  |  | 2031 | 1 | 32.6063 | 5.3242 | 84118.7715 | 13735.6024 |  |  | 0 | 0 | 0 | 0 | 412068.073 | 412068.073 |  |  |  | 2031 | 1 | 19.1714 | 0.87721 | 196.1123 | 8.9734 |  |  | 139000 | 215677.7147 | 0 | 184345.5665 | 29163.3901 | 568186.6713 |  |  |  | 2031 | 1 | 17.9747 | 0.88427 | 145.3341 | 7.1497 |  |  | 98000 | 202215.257 | 0 | 136614.0922 | 23236.6047 | 460065.9539 |  |  |  | 2031 | 0.7 | 5.8829 | 1.1217 | 1150.3811 | 217.7912 |  |  | 98600 | 0 | 0 | 4313.9291 | 912544.984 | 1015458.9131 |  |  |  | 2031 | 1 | 39.5122 | 1.8645 | 5352.4716 | 245.3475 |  |  | 125000 | 159135.5699 | 0 | 0 | 6133.6885 | 290269.2584 |  |  |  | 2031 | [7 empty] | 0 |  |  |  |  | 0
[5 empty] | 2032 | 1 | 11.333 | 0.0074782 | 424546.5337 | 1115.4 |  |  | 0 | 56664.9972 | 261.7369 | 0 | 0 | 56926.7342 |  |  |  | 2032 | 1 | 2.7486 | -0.0018118 | 75.4018 | -0.049702 |  |  | 75000 | 0 | 0 | 0 | 0 | 75000 |  |  |  | 2032 | 1 | 3.9276 | 0.14048 | 84437.0097 | 3020.2225 |  |  | 0 | 262164.319 | 0 | 0 | 0 | 262164.319 |  |  |  | 2032 | 0.29708 | 3.52 | 0.57562 | 5869.7189 | 959.8738 |  |  | 0 | 0 | 0 | 287616.2285 | 0 | 287616.2285 |  |  |  | 2032 | 1 | 3.2154 | -0.32154 | 8042.7248 | -804.2725 |  |  | 0 | 0 | 0 | 271441.9615 | 0 | 271441.9615 |  |  |  | 2032 | 1 | 0.90584 | -0.057802 | 1205.2116 | -76.9048 |  |  | 0 | 0 | 0 | 40675.8901 | 0 | 40675.8901 |  |  |  | 2032 | 0.5 | 7.4251 | 1.139 | 9879.1301 | 1515.38 |  |  | 0 | 0 | 0 | 333420.6422 | 292089.4953 | 625510.1374 |  |  |  | 2032 | 1 | 0 | 0 | 0 | 0 |  |  | 0 | 0 | 0 | 0 | 0 | 0 |  |  |  | 2032 | 1 | 0.13204 | -0.013204 | 132.2792 | -13.2279 |  |  | 0 | 0 | 0 | 7110.0062 | 0 | 7110.0062 |  |  |  | 2032 | 1 | 0.037595 | -0.002399 | 19.8222 | -1.2649 |  |  | 0 | 0 | 0 | 1065.4426 | 0 | 1065.4426 |  |  |  | 2032 | 0.5 | 0.24866 | 0.036488 | 131.1065 | 19.2385 |  |  | 0 | 0 | 0 | 7046.9731 | 3708.2301 | 10755.2033 |  |  |  | 2032 | 1 | 0 | 0 | 0 | 0 |  |  | 0 | 0 | 0 | 0 | 0 | 0 |  |  |  | 2032 | 1 | 17.645 | 0.94876 | 42218.5049 | 2270.0443 |  |  | 75000 | 0 | 0 | 0 | 56751.1084 | 131751.1084 |  |  |  | 2032 | 0.39458 | 15.4218 | 2.1037 | 16658.4387 | 2272.3417 |  |  | 75000 | 0 | 0 | 0 | 56808.5419 | 131808.5419 |  |  |  | 2032 | 1 | 17.645 | 0.94876 | 42218.5049 | 2270.0443 |  |  | 75000 | 121682.0801 | 0 | 0 | 56751.1084 | 253433.1885 |  |  |  | 2032 | 0.39458 | 15.4218 | 2.1037 | 16658.4387 | 2272.3417 |  |  | 75000 | 235569.6654 | 0 | 0 | 56808.5419 | 367378.2073 |  |  |  | 2032 | 1 | 32.7296 | 0.77795 | 84437.0097 | 2006.9784 |  |  | 0 | 0 | 0 | 0 | 60209.3513 | 60209.3513 |  |  |  | 2032 | 1 | 19.1022 | 0.88591 | 195.4045 | 9.0624 |  |  | 139000 | 214899.2719 | 0 | 183680.2105 | 29452.7948 | 567032.2772 |  |  |  | 2032 | 1 | 17.9628 | 0.8863 | 145.2384 | 7.1662 |  |  | 98000 | 202082.0517 | 0 | 136524.1004 | 23290.0988 | 459896.2509 |  |  |  | 2032 | 0.8 | 6.7089 | 1.1614 | 1310.1094 | 225.2337 |  |  | 98600 | 0 | 0 | 4912.9101 | 943729.32 | 1047242.2301 |  |  |  | 2032 | 1 | 39.4182 | 1.8768 | 5333.5295 | 247.7344 |  |  | 125000 | 158756.6626 | 0 | 0 | 6193.3603 | 289950.0229 |  |  |  | 2032 | [7 empty] | 0 |  |  |  |  | 0
[5 empty] | 2033 | 1 | 11.3079 | -0.025082 | 423784.8606 | -761.6732 |  |  | 0 | 56539.5876 | 0 | 0 | 0 | 56539.5876 |  |  |  | 2033 | 1 | 2.7469 | -0.0016939 | 75.3553 | -0.046468 |  |  | 75000 | 0 | 0 | 0 | 0 | 75000 |  |  |  | 2033 | 1 | 3.9217 | 0.11962 | 84310.8228 | 2571.7594 |  |  | 0 | 261772.5273 | 0 | 0 | 0 | 261772.5273 |  |  |  | 2033 | 0.32981 | 3.9019 | 0.57707 | 6506.6831 | 962.2983 |  |  | 0 | 0 | 0 | 318827.4702 | 0 | 318827.4702 |  |  |  | 2033 | 1 | 2.8938 | -0.32154 | 7238.4523 | -804.2725 |  |  | 0 | 0 | 0 | 244297.7653 | 0 | 244297.7653 |  |  |  | 2033 | 1 | 0.8515 | -0.054335 | 1132.9197 | -72.2919 |  |  | 0 | 0 | 0 | 38236.0396 | 0 | 38236.0396 |  |  |  | 2033 | 0.55 | 8.1555 | 1.1381 | 10850.8029 | 1514.2129 |  |  | 0 | 0 | 0 | 366214.5975 | 291864.5355 | 658079.133 |  |  |  | 2033 | 1 | 0 | 0 | 0 | 0 |  |  | 0 | 0 | 0 | 0 | 0 | 0 |  |  |  | 2033 | 1 | 0.11884 | -0.013204 | 119.0513 | -13.2279 |  |  | 0 | 0 | 0 | 6399.0056 | 0 | 6399.0056 |  |  |  | 2033 | 1 | 0.03534 | -0.0022551 | 18.6332 | -1.189 |  |  | 0 | 0 | 0 | 1001.5345 | 0 | 1001.5345 |  |  |  | 2033 | 0.55 | 0.27258 | 0.037553 | 143.7206 | 19.8001 |  |  | 0 | 0 | 0 | 7724.9803 | 3816.4721 | 11541.4524 |  |  |  | 2033 | 1 | 0 | 0 | 0 | 0 |  |  | 0 | 0 | 0 | 0 | 0 | 0 |  |  |  | 2033 | 1 | 17.6187 | 0.85456 | 42155.4114 | 2044.6771 |  |  | 75000 | 0 | 0 | 0 | 51116.9271 | 126116.9271 |  |  |  | 2033 | 0.42731 | 16.6761 | 2.0881 | 18013.3216 | 2255.5489 |  |  | 75000 | 0 | 0 | 0 | 56388.7225 | 131388.7225 |  |  |  | 2033 | 1 | 17.6187 | 0.85456 | 42155.4114 | 2044.6771 |  |  | 75000 | 121500.2322 | 0 | 0 | 51116.9271 | 247617.1593 |  |  |  | 2033 | 0.42731 | 16.6761 | 2.0881 | 18013.3216 | 2255.5489 |  |  | 75000 | 254729.2817 | 0 | 0 | 56388.7225 | 386118.0041 |  |  |  | 2033 | 1 | 32.6807 | 0.6047 | 84310.8228 | 1560.0295 |  |  | 0 | 0 | 0 | 0 | 46800.8845 | 46800.8845 |  |  |  | 2033 | 1 | 19.0364 | 0.88605 | 194.7317 | 9.0638 |  |  | 139000 | 214159.3417 | 0 | 183047.7722 | 29457.2749 | 565664.3888 |  |  |  | 2033 | 1 | 17.9518 | 0.88652 | 145.1489 | 7.1679 |  |  | 98000 | 201957.5147 | 0 | 136439.9648 | 23295.8016 | 459693.2811 |  |  |  | 2033 | 0.9 | 7.532 | 1.1998 | 1468.9419 | 232.2796 |  |  | 98600 | 0 | 0 | 5508.5319 | 973251.4838 | 1077360.0157 |  |  |  | 2033 | 1 | 39.3289 | 1.8772 | 5315.5259 | 247.7727 |  |  | 125000 | 158397.1821 | 0 | 0 | 6194.317 | 289591.4991 |  |  |  | 2033 | [7 empty] | 0 |  |  |  |  | 0
[5 empty] | 2034 | 1 | 11.3047 | -0.0032313 | 424180.5238 | 395.6632 |  |  | 0 | 56523.4312 | 0 | 0 | 0 | 56523.4312 |  |  |  | 2034 | 1 | 2.7454 | -0.0014549 | 75.3154 | -0.039912 |  |  | 75000 | 0 | 0 | 0 | 0 | 75000 |  |  |  | 2034 | 1 | 3.9282 | 0.1322 | 84450.601 | 2842.1974 |  |  | 0 | 262206.5178 | 0 | 0 | 0 | 262206.5178 |  |  |  | 2034 | 0.36254 | 4.2963 | 0.60916 | 7164.2771 | 1015.8079 |  |  | 0 | 0 | 0 | 351049.5791 | 0 | 351049.5791 |  |  |  | 2034 | 1 | 2.5723 | -0.32154 | 6434.1798 | -804.2725 |  |  | 0 | 0 | 0 | 217153.5692 | 0 | 217153.5692 |  |  |  | 2034 | 1 | 0.80043 | -0.051075 | 1064.9641 | -67.9556 |  |  | 0 | 0 | 0 | 35942.5379 | 0 | 35942.5379 |  |  |  | 2034 | 0.6 | 8.9116 | 1.2017 | 11856.8644 | 1598.9047 |  |  | 0 | 0 | 0 | 400169.1727 | 308188.8819 | 708358.0546 |  |  |  | 2034 | 1 | 0 | 0 | 0 | 0 |  |  | 0 | 0 | 0 | 0 | 0 | 0 |  |  |  | 2034 | 1 | 0.10563 | -0.013204 | 105.8233 | -13.2279 |  |  | 0 | 0 | 0 | 5688.005 | 0 | 5688.005 |  |  |  | 2034 | 1 | 0.03322 | -0.0021198 | 17.5155 | -1.1177 |  |  | 0 | 0 | 0 | 941.4597 | 0 | 941.4597 |  |  |  | 2034 | 0.6 | 0.29646 | 0.038699 | 156.3092 | 20.4041 |  |  | 0 | 0 | 0 | 8401.6203 | 3932.8926 | 12334.5129 |  |  |  | 2034 | 1 | 0 | 0 | 0 | 0 |  |  | 0 | 0 | 0 | 0 | 0 | 0 |  |  |  | 2034 | 1 | 17.6479 | 0.9116 | 42225.3005 | 2181.1541 |  |  | 75000 | 0 | 0 | 0 | 54528.8532 | 129528.8532 |  |  |  | 2034 | 0.46004 | 17.9832 | 2.2063 | 19425.2512 | 2383.1923 |  |  | 75000 | 0 | 0 | 0 | 59579.8065 | 134579.8065 |  |  |  | 2034 | 1 | 17.6479 | 0.9116 | 42225.3005 | 2181.1541 |  |  | 75000 | 121701.6664 | 0 | 0 | 54528.8532 | 251230.5196 |  |  |  | 2034 | 0.46004 | 17.9832 | 2.2063 | 19425.2512 | 2383.1923 |  |  | 75000 | 274695.607 | 0 | 0 | 59579.8065 | 409275.4135 |  |  |  | 2034 | 1 | 32.7349 | 0.70888 | 84450.601 | 1828.7902 |  |  | 0 | 0 | 0 | 0 | 54863.7068 | 54863.7068 |  |  |  | 2034 | 1 | 18.9785 | 0.89103 | 194.1394 | 9.1147 |  |  | 139000 | 213507.9904 | 0 | 182491.0446 | 29622.798 | 564621.8329 |  |  |  | 2034 | 1 | 17.9423 | 0.88761 | 145.072 | 7.1767 |  |  | 98000 | 201850.5477 | 0 | 136367.6992 | 23324.349 | 459542.596 |  |  |  | 2034 | 1 | 8.3539 | 1.2395 | 1627.3352 | 239.7601 |  |  | 98600 | 0 | 0 | 6102.507 | 1004594.8136 | 1109297.3206 |  |  |  | 2034 | 1 | 39.2506 | 1.8842 | 5299.6792 | 249.1373 |  |  | 125000 | 158081.6077 | 0 | 0 | 6228.4321 | 289310.0398 |  |  |  | 2034 | [7 empty] | 0 |  |  |  |  | 0
[5 empty] | 2035 | 1 | 11.3054 | 0.0006671 | 424713.3409 | 532.8171 |  |  | 0 | 56526.7667 | 23.3485 | 0 | 0 | 56550.1152 |  |  |  | 2035 | 1 | 2.7442 | -0.0011983 | 75.2826 | -0.032874 |  |  | 75000 | 0 | 0 | 0 | 0 | 75000 |  |  |  | 2035 | 1 | 3.9359 | 0.13364 | 84615.9605 | 2873.0702 |  |  | 0 | 262719.9343 | 0 | 0 | 0 | 262719.9343 |  |  |  | 2035 | 0.39527 | 4.6933 | 0.63172 | 7826.3784 | 1053.4202 |  |  | 0 | 0 | 0 | 383492.5412 | 0 | 383492.5412 |  |  |  | 2035 | 1 | 2.2508 | -0.32154 | 5629.9073 | -804.2725 |  |  | 0 | 0 | 0 | 190009.373 | 0 | 190009.373 |  |  |  | 2035 | 1 | 0.75241 | -0.048012 | 1001.0846 | -63.8794 |  |  | 0 | 0 | 0 | 33786.6066 | 0 | 33786.6066 |  |  |  | 2035 | 0.65 | 9.6731 | 1.2452 | 12870.0876 | 1656.7276 |  |  | 0 | 0 | 0 | 434365.456 | 319334.2429 | 753699.6989 |  |  |  | 2035 | 1 | 0 | 0 | 0 | 0 |  |  | 0 | 0 | 0 | 0 | 0 | 0 |  |  |  | 2035 | 1 | 0.092431 | -0.013204 | 92.5954 | -13.2279 |  |  | 0 | 0 | 0 | 4977.0043 | 0 | 4977.0043 |  |  |  | 2035 | 1 | 0.031228 | -0.0019926 | 16.4649 | -1.0506 |  |  | 0 | 0 | 0 | 884.9884 | 0 | 884.9884 |  |  |  | 2035 | 0.65 | 0.32032 | 0.039882 | 168.8924 | 21.0278 |  |  | 0 | 0 | 0 | 9077.9673 | 4053.1124 | 13131.0797 |  |  |  | 2035 | 1 | 0 | 0 | 0 | 0 |  |  | 0 | 0 | 0 | 0 | 0 | 0 |  |  |  | 2035 | 1 | 17.6824 | 0.91868 | 42307.9802 | 2198.0788 |  |  | 75000 | 0 | 0 | 0 | 54951.969 | 129951.969 |  |  |  | 2035 | 0.49277 | 19.3004 | 2.2822 | 20848.0588 | 2465.2105 |  |  | 75000 | 0 | 0 | 0 | 61630.2629 | 136630.2629 |  |  |  | 2035 | 1 | 17.6824 | 0.91868 | 42307.9802 | 2198.0788 |  |  | 75000 | 121939.9658 | 0 | 0 | 54951.969 | 251891.9348 |  |  |  | 2035 | 0.49277 | 19.3004 | 2.2822 | 20848.0588 | 2465.2105 |  |  | 75000 | 294815.7581 | 0 | 0 | 61630.2629 | 431446.021 |  |  |  | 2035 | 1 | 32.799 | 0.72008 | 84615.9605 | 1857.6787 |  |  | 0 | 0 | 0 | 0 | 55730.3611 | 55730.3611 |  |  |  | 2035 | 1 | 18.9289 | 0.89684 | 193.632 | 9.1742 |  |  | 139000 | 212949.9732 | 0 | 182014.0922 | 29816.1648 | 563780.2302 |  |  |  | 2035 | 1 | 17.9344 | 0.88889 | 145.0087 | 7.1871 |  |  | 98000 | 201762.4434 | 0 | 136308.1771 | 23358.1189 | 459428.7394 |  |  |  | 2035 | 1 | 8.341 | 0.40422 | 1623.2048 | 77.0298 |  |  | 98600 | 0 | 0 | 6087.0179 | 322754.9623 | 427441.9802 |  |  |  | 2035 | 1 | 39.1837 | 1.8923 | 5286.1055 | 250.7315 |  |  | 125000 | 157812.411 | 0 | 0 | 6268.2887 | 289080.6997 |  |  |  | 2035 | [7 empty] | 0 |  |  |  |  | 0
[5 empty] | 2036 | 1 | 11.3286 | 0.023231 | 426468.3944 | 1755.0535 |  |  | 0 | 56642.9222 | 813.0885 | 0 | 0 | 57456.0108 |  |  |  | 2036 | 1 | 2.7432 | -0.0010267 | 75.2544 | -0.028165 |  |  | 75000 | 0 | 0 | 0 | 0 | 75000 |  |  |  | 2036 | 1 | 3.9567 | 0.14748 | 85064.5302 | 3170.6347 |  |  | 0 | 264112.6765 | 0 | 0 | 0 | 264112.6765 |  |  |  | 2036 | 0.428 | 5.1089 | 0.67102 | 8519.3767 | 1118.9671 |  |  | 0 | 0 | 0 | 417449.4578 | 0 | 417449.4578 |  |  |  | 2036 | 1 | 1.9292 | -0.32154 | 4825.6349 | -804.2725 |  |  | 0 | 0 | 0 | 162865.1769 | 0 | 162865.1769 |  |  |  | 2036 | 1 | 0.70728 | -0.045132 | 941.0369 | -60.0478 |  |  | 0 | 0 | 0 | 31759.994 | 0 | 31759.994 |  |  |  | 2036 | 0.7 | 10.4725 | 1.3229 | 13933.57 | 1760.161 |  |  | 0 | 0 | 0 | 470257.9892 | 339271.0264 | 809529.0156 |  |  |  | 2036 | 1 | 0 | 0 | 0 | 0 |  |  | 0 | 0 | 0 | 0 | 0 | 0 |  |  |  | 2036 | 1 | 0.079226 | -0.013204 | 79.3675 | -13.2279 |  |  | 0 | 0 | 0 | 4266.0037 | 0 | 4266.0037 |  |  |  | 2036 | 1 | 0.029355 | -0.0018731 | 15.4773 | -0.98761 |  |  | 0 | 0 | 0 | 831.9044 | 0 | 831.9044 |  |  |  | 2036 | 0.7 | 0.34416 | 0.041043 | 181.4597 | 21.6402 |  |  | 0 | 0 | 0 | 9753.4564 | 4171.1528 | 13924.6092 |  |  |  | 2036 | 1 | 0 | 0 | 0 | 0 |  |  | 0 | 0 | 0 | 0 | 0 | 0 |  |  |  | 2036 | 1 | 17.7762 | 0.98255 | 42532.2651 | 2350.8981 |  |  | 75000 | 0 | 0 | 0 | 58772.4534 | 133772.4534 |  |  |  | 2036 | 0.5255 | 20.6915 | 2.4257 | 22350.6922 | 2620.168 |  |  | 75000 | 0 | 0 | 0 | 65504.1995 | 140504.1995 |  |  |  | 2036 | 1 | 17.7762 | 0.98255 | 42532.2651 | 2350.8981 |  |  | 75000 | 122586.3992 | 0 | 0 | 58772.4534 | 256358.8526 |  |  |  | 2036 | 0.5255 | 20.6915 | 2.4257 | 22350.6922 | 2620.168 |  |  | 75000 | 316064.7386 | 0 | 0 | 65504.1995 | 456568.9381 |  |  |  | 2036 | 1 | 32.9729 | 0.83333 | 85064.5302 | 2149.8604 |  |  | 0 | 0 | 0 | 0 | 64495.811 | 64495.811 |  |  |  | 2036 | 1 | 18.8847 | 0.90006 | 193.1801 | 9.2071 |  |  | 139000 | 212452.9863 | 0 | 181589.3041 | 29923.0857 | 562965.3762 |  |  |  | 2036 | 1 | 17.9277 | 0.88968 | 144.9544 | 7.1935 |  |  | 98000 | 201686.9605 | 0 | 136257.1818 | 23378.7844 | 459322.9267 |  |  |  | 2036 | 1 | 8.3297 | 0.40512 | 1619.5269 | 77.2985 |  |  | 98600 | 0 | 0 | 6073.226 | 323880.7526 | 428553.9786 |  |  |  | 2036 | 1 | 39.1244 | 1.8969 | 5274.0182 | 251.6136 |  |  | 125000 | 157573.6344 | 0 | 0 | 6290.3406 | 288863.975 |  |  |  | 2036 | [7 empty] | 0 |  |  |  |  | 0
[5 empty] | 2037 | 1 | 11.3182 | -0.010351 | 426263.3479 | -205.0465 |  |  | 0 | 56591.1674 | 0 | 0 | 0 | 56591.1674 |  |  |  | 2037 | 1 | 2.7424 | -0.00082673 | 75.2317 | -0.02268 |  |  | 75000 | 0 | 0 | 0 | 0 | 75000 |  |  |  | 2037 | 1 | 3.9559 | 0.12578 | 85047.1231 | 2704.1008 |  |  | 0 | 264058.63 | 0 | 0 | 0 | 264058.63 |  |  |  | 2037 | 0.46073 | 5.4985 | 0.6645 | 9169.0088 | 1108.0825 |  |  | 0 | 0 | 0 | 449281.4301 | 0 | 449281.4301 |  |  |  | 2037 | 1 | 1.6077 | -0.32154 | 4021.3624 | -804.2725 |  |  | 0 | 0 | 0 | 135720.9807 | 0 | 135720.9807 |  |  |  | 2037 | 1 | 0.66486 | -0.042425 | 884.5909 | -56.446 |  |  | 0 | 0 | 0 | 29854.9431 | 0 | 29854.9431 |  |  |  | 2037 | 0.75 | 11.2182 | 1.3066 | 14925.7701 | 1738.4886 |  |  | 0 | 0 | 0 | 503744.7411 | 335093.6701 | 838838.4112 |  |  |  | 2037 | 1 | 0 | 0 | 0 | 0 |  |  | 0 | 0 | 0 | 0 | 0 | 0 |  |  |  | 2037 | 1 | 0.066022 | -0.013204 | 66.1396 | -13.2279 |  |  | 0 | 0 | 0 | 3555.0031 | 0 | 3555.0031 |  |  |  | 2037 | 1 | 0.027594 | -0.0017608 | 14.5489 | -0.92837 |  |  | 0 | 0 | 0 | 782.0045 | 0 | 782.0045 |  |  |  | 2037 | 0.75 | 0.368 | 0.042236 | 194.0272 | 22.2689 |  |  | 0 | 0 | 0 | 10428.9637 | 4292.3382 | 14721.3019 |  |  |  | 2037 | 1 | 0 | 0 | 0 | 0 |  |  | 0 | 0 | 0 | 0 | 0 | 0 |  |  |  | 2037 | 1 | 17.7725 | 0.88499 | 42523.5616 | 2117.4745 |  |  | 75000 | 0 | 0 | 0 | 52936.8631 | 127936.8631 |  |  |  | 2037 | 0.55823 | 21.9758 | 2.3831 | 23737.9463 | 2574.1515 |  |  | 75000 | 0 | 0 | 0 | 64353.7868 | 139353.7868 |  |  |  | 2037 | 1 | 17.7725 | 0.88499 | 42523.5616 | 2117.4745 |  |  | 75000 | 122561.3138 | 0 | 0 | 52936.8631 | 250498.1769 |  |  |  | 2037 | 0.55823 | 21.9758 | 2.3831 | 23737.9463 | 2574.1515 |  |  | 75000 | 335682.1231 | 0 | 0 | 64353.7868 | 475035.9099 |  |  |  | 2037 | 1 | 32.9661 | 0.65258 | 85047.1231 | 1683.5354 |  |  | 0 | 0 | 0 | 0 | 50506.0606 | 50506.0606 |  |  |  | 2037 | 1 | 18.8465 | 0.90407 | 192.7888 | 9.2481 |  |  | 139000 | 212022.6349 | 0 | 181221.4711 | 30056.4168 | 562300.5228 |  |  |  | 2037 | 1 | 17.9223 | 0.89071 | 144.9108 | 7.2019 |  |  | 98000 | 201626.1778 | 0 | 136216.1178 | 23406.0224 | 459248.318 |  |  |  | 2037 | 1 | 8.3199 | 0.40625 | 1616.3435 | 77.6337 |  |  | 98600 | 0 | 0 | 6061.2881 | 325285.3555 | 429946.6436 |  |  |  | 2037 | 1 | 39.0735 | 1.9027 | 5263.5545 | 252.714 |  |  | 125000 | 157368.3728 | 0 | 0 | 6317.8494 | 288686.2223 |  |  |  | 2037 | [7 empty] | 0 |  |  |  |  | 0
[5 empty] | 2038 | 1 | 11.3283 | 0.010082 | 427168.3777 | 905.0297 |  |  | 0 | 56641.5751 | 352.8544 | 0 | 0 | 56994.4296 |  |  |  | 2038 | 1 | 2.7417 | -0.00069224 | 75.2127 | -0.01899 |  |  | 75000 | 0 | 0 | 0 | 0 | 75000 |  |  |  | 2038 | 1 | 3.9671 | 0.13811 | 85287.2032 | 2969.2706 |  |  | 0 | 264804.0429 | 0 | 0 | 0 | 264804.0429 |  |  |  | 2038 | 0.49346 | 5.9057 | 0.70253 | 9848.1062 | 1171.5028 |  |  | 0 | 0 | 0 | 482557.2062 | 0 | 482557.2062 |  |  |  | 2038 | 1 | 1.2862 | -0.32154 | 3217.0899 | -804.2725 |  |  | 0 | 0 | 0 | 108576.7846 | 0 | 108576.7846 |  |  |  | 2038 | 1 | 0.62498 | -0.03988 | 831.5307 | -53.0602 |  |  | 0 | 0 | 0 | 28064.1624 | 0 | 28064.1624 |  |  |  | 2038 | 0.8 | 11.9999 | 1.3817 | 15965.7644 | 1838.2826 |  |  | 0 | 0 | 0 | 538844.5498 | 354328.9624 | 893173.5122 |  |  |  | 2038 | 1 | 0 | 0 | 0 | 0 |  |  | 0 | 0 | 0 | 0 | 0 | 0 |  |  |  | 2038 | 1 | 0.052817 | -0.013204 | 52.9117 | -13.2279 |  |  | 0 | 0 | 0 | 2844.0025 | 0 | 2844.0025 |  |  |  | 2038 | 1 | 0.025939 | -0.0016551 | 13.6762 | -0.87268 |  |  | 0 | 0 | 0 | 735.0977 | 0 | 735.0977 |  |  |  | 2038 | 0.8 | 0.39183 | 0.043423 | 206.5928 | 22.8952 |  |  | 0 | 0 | 0 | 11104.3623 | 4413.0488 | 15517.4111 |  |  |  | 2038 | 1 | 0 | 0 | 0 | 0 |  |  | 0 | 0 | 0 | 0 | 0 | 0 |  |  |  | 2038 | 1 | 17.8227 | 0.94131 | 42643.6016 | 2252.2201 |  |  | 75000 | 0 | 0 | 0 | 56305.5031 | 131305.5031 |  |  |  | 2038 | 0.59096 | 23.3299 | 2.5207 | 25200.7132 | 2722.8025 |  |  | 75000 | 0 | 0 | 0 | 68070.0635 | 143070.0635 |  |  |  | 2038 | 1 | 17.8227 | 0.94131 | 42643.6016 | 2252.2201 |  |  | 75000 | 122907.293 | 0 | 0 | 56305.5031 | 254212.7961 |  |  |  | 2038 | 0.59096 | 23.3299 | 2.5207 | 25200.7132 | 2722.8025 |  |  | 75000 | 356367.3451 | 0 | 0 | 68070.0635 | 499437.4086 |  |  |  | 2038 | 1 | 33.0592 | 0.75424 | 85287.2032 | 1945.8242 |  |  | 0 | 0 | 0 | 0 | 58374.7246 | 58374.7246 |  |  |  | 2038 | 1 | 18.8128 | 0.90698 | 192.4445 | 9.2779 |  |  | 139000 | 211644.0047 | 0 | 180897.8457 | 30153.3162 | 561695.1666 |  |  |  | 2038 | 1 | 17.9178 | 0.89137 | 144.8742 | 7.2071 |  |  | 98000 | 201575.2829 | 0 | 136181.7338 | 23423.1742 | 459180.1908 |  |  |  | 2038 | 1 | 8.3114 | 0.40705 | 1613.5434 | 77.877 |  |  | 98600 | 0 | 0 | 6050.7877 | 326304.8372 | 430955.6249 |  |  |  | 2038 | 1 | 39.0288 | 1.9068 | 5254.3499 | 253.513 |  |  | 125000 | 157188.6265 | 0 | 0 | 6337.8238 | 288526.4503 |  |  |  | 2038 | [7 empty] | 0 |  |  |  |  | 0
[5 empty] | 2039 | 1 | 11.338 | 0.0096513 | 428069.4678 | 901.0902 |  |  | 0 | 56689.8317 | 337.7962 | 0 | 0 | 57027.6279 |  |  |  | 2039 | 1 | 2.7409 | -0.00078115 | 75.1913 | -0.021429 |  |  | 75000 | 0 | 0 | 0 | 0 | 75000 |  |  |  | 2039 | 1 | 3.9783 | 0.1385 | 85527.9682 | 2977.66 |  |  | 0 | 265551.5825 | 0 | 0 | 0 | 265551.5825 |  |  |  | 2039 | 0.52619 | 6.3152 | 0.72526 | 10530.9656 | 1209.4076 |  |  | 0 | 0 | 0 | 516017.3146 | 0 | 516017.3146 |  |  |  | 2039 | 1 | 0.96461 | -0.32154 | 2412.8174 | -804.2725 |  |  | 0 | 0 | 0 | 81432.5884 | 0 | 81432.5884 |  |  |  | 2039 | 1 | 0.58749 | -0.037488 | 781.6533 | -49.8775 |  |  | 0 | 0 | 0 | 26380.7976 | 0 | 26380.7976 |  |  |  | 2039 | 0.85 | 12.7858 | 1.4253 | 17011.5129 | 1896.3241 |  |  | 0 | 0 | 0 | 574138.5599 | 365516.4684 | 939655.0283 |  |  |  | 2039 | 1 | 0 | 0 | 0 | 0 |  |  | 0 | 0 | 0 | 0 | 0 | 0 |  |  |  | 2039 | 1 | 0.039613 | -0.013204 | 39.6838 | -13.2279 |  |  | 0 | 0 | 0 | 2133.0019 | 0 | 2133.0019 |  |  |  | 2039 | 1 | 0.024383 | -0.0015559 | 12.8559 | -0.82034 |  |  | 0 | 0 | 0 | 691.0046 | 0 | 691.0046 |  |  |  | 2039 | 0.85 | 0.41553 | 0.044477 | 219.0888 | 23.4505 |  |  | 0 | 0 | 0 | 11776.0246 | 4520.0808 | 16296.1055 |  |  |  | 2039 | 1 | 0 | 0 | 0 | 0 |  |  | 0 | 0 | 0 | 0 | 0 | 0 |  |  |  | 2039 | 1 | 17.873 | 0.94396 | 42763.9841 | 2258.5817 |  |  | 75000 | 0 | 0 | 0 | 56464.5433 | 131464.5433 |  |  |  | 2039 | 0.62369 | 24.6916 | 2.5962 | 26671.5517 | 2804.4161 |  |  | 75000 | 0 | 0 | 0 | 70110.4017 | 145110.4017 |  |  |  | 2039 | 1 | 17.873 | 0.94396 | 42763.9841 | 2258.5817 |  |  | 75000 | 123254.2592 | 0 | 0 | 56464.5433 | 254718.8025 |  |  |  | 2039 | 0.62369 | 24.6916 | 2.5962 | 26671.5517 | 2804.4161 |  |  | 75000 | 377166.709 | 0 | 0 | 70110.4017 | 522277.1106 |  |  |  | 2039 | 1 | 33.1525 | 0.75638 | 85527.9682 | 1951.3244 |  |  | 0 | 0 | 0 | 0 | 58539.7325 | 58539.7325 |  |  |  | 2039 | 1 | 18.7771 | 0.9032 | 192.0798 | 9.2393 |  |  | 139000 | 211242.8961 | 0 | 180555.0074 | 30027.6214 | 560825.5249 |  |  |  | 2039 | 1 | 17.9127 | 0.89053 | 144.8329 | 7.2004 |  |  | 98000 | 201517.8509 | 0 | 136142.9334 | 23401.1975 | 459061.9819 |  |  |  | 2039 | 1 | 8.3023 | 0.40601 | 1610.576 | 77.5615 |  |  | 98600 | 0 | 0 | 6039.6602 | 324982.5345 | 429622.1946 |  |  |  | 2039 | 1 | 38.9813 | 1.9015 | 5244.5967 | 252.4766 |  |  | 125000 | 156997.0574 | 0 | 0 | 6311.9155 | 288308.9729 |  |  |  | 2039 | [7 empty] | 0 |  |  |  |  | 0
[5 empty] | 2040 | 1 | 11.358 | 0.020033 | 429799.4617 | 1729.9938 |  |  | 0 | 56789.9973 | 701.1589 | 0 | 0 | 57491.1562 |  |  |  | 2040 | 1 | 2.7392 | -0.0017061 | 75.1445 | -0.046802 |  |  | 75000 | 0 | 0 | 0 | 0 | 75000 |  |  |  | 2040 | 1 | 3.9995 | 0.14915 | 85982.9567 | 3206.4431 |  |  | 0 | 266964.2537 | 0 | 0 | 0 | 266964.2537 |  |  |  | 2040 | 0.55892 | 6.7437 | 0.7657 | 11245.5308 | 1276.8418 |  |  | 0 | 0 | 0 | 551031.0104 | 0 | 551031.0104 |  |  |  | 2040 | 1 | 0.64308 | -0.32154 | 1608.545 | -804.2725 |  |  | 0 | 0 | 0 | 54288.3923 | 0 | 54288.3923 |  |  |  | 2040 | 1 | 0.55225 | -0.035239 | 734.7676 | -46.8857 |  |  | 0 | 0 | 0 | 24798.4056 | 0 | 24798.4056 |  |  |  | 2040 | 0.9 | 13.61 | 1.5046 | 18108.0107 | 2001.8983 |  |  | 0 | 0 | 0 | 611145.3605 | 385865.9031 | 997011.2635 |  |  |  | 2040 | 1 | 0 | 0 | 0 | 0 |  |  | 0 | 0 | 0 | 0 | 0 | 0 |  |  |  | 2040 | 1 | 0.026409 | -0.013204 | 26.4558 | -13.2279 |  |  | 0 | 0 | 0 | 1422.0012 | 0 | 1422.0012 |  |  |  | 2040 | 1 | 0.02292 | -0.0014625 | 12.0848 | -0.77113 |  |  | 0 | 0 | 0 | 649.5562 | 0 | 649.5562 |  |  |  | 2040 | 0.9 | 0.43858 | 0.044979 | 231.2421 | 23.7153 |  |  | 0 | 0 | 0 | 12429.2602 | 4571.1285 | 17000.3888 |  |  |  | 2040 | 1 | 0 | 0 | 0 | 0 |  |  | 0 | 0 | 0 | 0 | 0 | 0 |  |  |  | 2040 | 1 | 17.9681 | 0.99349 | 42991.4783 | 2377.0681 |  |  | 75000 | 0 | 0 | 0 | 59426.7035 | 134426.7035 |  |  |  | 2040 | 0.65642 | 26.1256 | 2.7403 | 28220.5812 | 2960.0585 |  |  | 75000 | 0 | 0 | 0 | 74001.4626 | 149001.4626 |  |  |  | 2040 | 1 | 17.9681 | 0.99349 | 42991.4783 | 2377.0681 |  |  | 75000 | 123909.9426 | 0 | 0 | 59426.7035 | 258336.6461 |  |  |  | 2040 | 0.65642 | 26.1256 | 2.7403 | 28220.5812 | 2960.0585 |  |  | 75000 | 399071.7839 | 0 | 0 | 74001.4626 | 548073.2466 |  |  |  | 2040 | 1 | 33.3289 | 0.84294 | 85982.9567 | 2174.6476 |  |  | 0 | 0 | 0 | 0 | 65239.4275 | 65239.4275 |  |  |  | 2040 | 1 | 18.7177 | 0.87644 | 191.4717 | 8.9655 |  |  | 139000 | 210574.1737 | 0 | 179983.4322 | 29137.9665 | 558695.5725 |  |  |  | 2040 | 1 | 17.9015 | 0.88393 | 144.7428 | 7.147 |  |  | 98000 | 201392.418 | 0 | 136058.1925 | 23227.711 | 458678.3216 |  |  |  | 2040 | 1 | 8.2865 | 0.39854 | 1605.6206 | 75.3256 |  |  | 98600 | 0 | 0 | 6021.0774 | 315614.4271 | 420235.5045 |  |  |  | 2040 | 1 | 38.8996 | 1.8633 | 5228.3176 | 245.1367 |  |  | 125000 | 156667.952 | 0 | 0 | 6128.4181 | 287796.3702 |  |  |  | 2040 | [7 empty] | 0 |  |  |  |  | 0
[5 empty] | 2041 | 1 | 11.3418 | -0.01615 | 429421.8582 | -377.6035 |  |  | 0 | 56709.2483 | 0 | 0 | 0 | 56709.2483 |  |  |  | 2041 | 1 | 2.7377 | -0.0015015 | 75.1033 | -0.04119 |  |  | 75000 | 0 | 0 | 0 | 0 | 75000 |  |  |  | 2041 | 1 | 3.9973 | 0.12579 | 85937.2406 | 2704.2756 |  |  | 0 | 266822.3121 | 0 | 0 | 0 | 266822.3121 |  |  |  | 2041 | 0.59165 | 7.1348 | 0.74786 | 11897.7446 | 1247.101 |  |  | 0 | 0 | 0 | 582989.4835 | 0 | 582989.4835 |  |  |  | 2041 | 1 | 0.32154 | -0.32154 | 804.2725 | -804.2725 |  |  | 0 | 0 | 0 | 27144.1961 | 0 | 27144.1961 |  |  |  | 2041 | 1 | 0.51913 | -0.033125 | 690.6942 | -44.0734 |  |  | 0 | 0 | 0 | 23310.9297 | 0 | 23310.9297 |  |  |  | 2041 | 0.95 | 14.3584 | 1.4664 | 19103.8486 | 1951.0303 |  |  | 0 | 0 | 0 | 644754.8898 | 376061.0974 | 1020815.9872 |  |  |  | 2041 | 1 | 0 | 0 | 0 | 0 |  |  | 0 | 0 | 0 | 0 | 0 | 0 |  |  |  | 2041 | 1 | 0.013204 | -0.013204 | 13.2279 | -13.2279 |  |  | 0 | 0 | 0 | 711.0006 | 0 | 711.0006 |  |  |  | 2041 | 1 | 0.021545 | -0.0013748 | 11.3599 | -0.72488 |  |  | 0 | 0 | 0 | 610.5941 | 0 | 610.5941 |  |  |  | 2041 | 0.95 | 0.46162 | 0.046123 | 243.3913 | 24.3188 |  |  | 0 | 0 | 0 | 13082.2812 | 4687.447 | 17769.7282 |  |  |  | 2041 | 1 | 0 | 0 | 0 | 0 |  |  | 0 | 0 | 0 | 0 | 0 | 0 |  |  |  | 2041 | 1 | 17.9586 | 0.88837 | 42968.6203 | 2125.573 |  |  | 75000 | 0 | 0 | 0 | 53139.3243 | 128139.3243 |  |  |  | 2041 | 0.68915 | 27.4137 | 2.6588 | 29611.9716 | 2871.989 |  |  | 75000 | 0 | 0 | 0 | 71799.7254 | 146799.7254 |  |  |  | 2041 | 1 | 17.9586 | 0.88837 | 42968.6203 | 2125.573 |  |  | 75000 | 123844.0612 | 0 | 0 | 53139.3243 | 251983.3855 |  |  |  | 2041 | 0.68915 | 27.4137 | 2.6588 | 29611.9716 | 2871.989 |  |  | 75000 | 418747.6602 | 0 | 0 | 71799.7254 | 565547.3857 |  |  |  | 2041 | 1 | 33.3112 | 0.6485 | 85937.2406 | 1673.0287 |  |  | 0 | 0 | 0 | 0 | 50190.8618 | 50190.8618 |  |  |  | 2041 | 1 | 18.6642 | 0.87972 | 190.9246 | 8.999 |  |  | 139000 | 209972.3981 | 0 | 179469.0784 | 29246.8887 | 557688.3653 |  |  |  | 2041 | 1 | 17.8917 | 0.88477 | 144.6634 | 7.1538 |  |  | 98000 | 201282.0257 | 0 | 135983.6129 | 23249.9502 | 458515.5889 |  |  |  | 2041 | 1 | 8.2724 | 0.39947 | 1601.162 | 75.5995 |  |  | 98600 | 0 | 0 | 6004.3577 | 316761.8831 | 421366.2407 |  |  |  | 2041 | 1 | 38.8262 | 1.868 | 5213.6697 | 246.0356 |  |  | 125000 | 156372.6075 | 0 | 0 | 6150.8908 | 287523.4983 |  |  |  | 2041 | [7 empty] | 0 |  |  |  |  | 0
[5 empty] | 2042 | 1 | 11.3443 | 0.0024733 | 430046.7557 | 624.8976 |  |  | 0 | 56721.6147 | 86.5649 | 0 | 0 | 56808.1796 |  |  |  | 2042 | 1 | 2.7363 | -0.0013795 | 75.0655 | -0.037844 |  |  | 75000 | 0 | 0 | 0 | 0 | 75000 |  |  |  | 2042 | 1 | 4.006 | 0.13684 | 86123.2581 | 2941.9617 |  |  | 0 | 267399.8686 | 0 | 0 | 0 | 267399.8686 |  |  |  | 2042 | 0.62438 | 7.5458 | 0.7883 | 12583.1157 | 1314.5269 |  |  | 0 | 0 | 0 | 616572.6673 | 0 | 616572.6673 |  |  |  | 2042 | 1 | 2.5525e-15 | -0.32154 | 6.3847e-12 | -804.2725 |  |  | 0 | 0 | 0 | 2.1548e-10 | 0 | 2.1548e-10 |  |  |  | 2042 | 1 | 0.48799 | -0.031139 | 649.2645 | -41.4297 |  |  | 0 | 0 | 0 | 21912.6767 | 0 | 21912.6767 |  |  |  | 2042 | 1 | 15.1469 | 1.5458 | 20152.8424 | 2056.6359 |  |  | 0 | 0 | 0 | 680158.4308 | 396416.5746 | 1076575.0054 |  |  |  | 2042 | 1 | 0 | 0 | 0 | 0 |  |  | 0 | 0 | 0 | 0 | 0 | 0 |  |  |  | 2042 | 1 | -9.9583e-17 | -0.013204 | -9.976e-14 | -13.2279 |  |  | 0 | 0 | 0 | -5.3621e-12 | 0 | -5.3621e-12 |  |  |  | 2042 | 1 | 0.020253 | -0.0012923 | 10.6785 | -0.6814 |  |  | 0 | 0 | 0 | 573.969 | 0 | 573.969 |  |  |  | 2042 | 1 | 0.48466 | 0.04727 | 255.5377 | 24.9233 |  |  | 0 | 0 | 0 | 13735.1525 | 4803.9716 | 18539.1241 |  |  |  | 2042 | 1 | 0 | 0 | 0 | 0 |  |  | 0 | 0 | 0 | 0 | 0 | 0 |  |  |  | 2042 | 1 | 17.9974 | 0.93874 | 43061.629 | 2246.0902 |  |  | 75000 | 0 | 0 | 0 | 56152.2548 | 131152.2548 |  |  |  | 2042 | 0.72188 | 28.7779 | 2.803 | 31085.5081 | 3027.8119 |  |  | 75000 | 0 | 0 | 0 | 75695.2979 | 150695.2979 |  |  |  | 2042 | 1 | 17.9974 | 0.93874 | 43061.629 | 2246.0902 |  |  | 75000 | 124112.1308 | 0 | 0 | 56152.2548 | 255264.3856 |  |  |  | 2042 | 0.72188 | 28.7779 | 2.803 | 31085.5081 | 3027.8119 |  |  | 75000 | 439585.1774 | 0 | 0 | 75695.2979 | 590280.4754 |  |  |  | 2042 | 1 | 33.3833 | 0.73977 | 86123.2581 | 1908.4826 |  |  | 0 | 0 | 0 | 0 | 57254.4793 | 57254.4793 |  |  |  | 2042 | 1 | 18.6159 | 0.88245 | 190.43 | 9.027 |  |  | 139000 | 209428.5177 | 0 | 179004.2091 | 29337.6157 | 556770.3426 |  |  |  | 2042 | 1 | 17.8827 | 0.88512 | 144.5905 | 7.1566 |  |  | 98000 | 201180.6008 | 0 | 135915.0915 | 23259.0508 | 458354.743 |  |  |  | 2042 | 1 | 8.2595 | 0.40015 | 1597.1319 | 75.8265 |  |  | 98600 | 0 | 0 | 5989.2447 | 317712.9382 | 422302.1829 |  |  |  | 2042 | 1 | 38.7598 | 1.8716 | 5200.43 | 246.7818 |  |  | 125000 | 156105.1356 | 0 | 0 | 6169.5459 | 287274.6815 |  |  |  | 2042 | [7 empty] | 0 |  |  |  |  | 0

## Portfolio Summary
| Season | Summer
| System Peak (MW) | 3598.1228
| - Please enter the names of the product-scenarios chosen for the portfolio in column B (maximum of 21 products; first product-scenario must be estimated with a top-down method). The name must follow the format "Product Name-Scenario Name" and must be identical to the name in the product-scenario's output file (in the column J of "Results_out" or "Inputs_out"). - Note that all products in the portfolio must be for the same season (Winter, Summer or Shoulder) and must be unique products (e.g. there cannot be multiple output files of the same product in the porfolio). The template is currently set to summarize Winter products, which the user could modify to Summer (by selecting summer products for the portfolio and changing the season in cell C1). - Once the product-scenario names are populated in column B, columns C:F will automatically populate results. - Please name the reporting product name for each product-scenario in column G. | [6 empty] | Lists the formatted results by reportable product names. |  |  |  | Lists the formatted results by reportable product names and sorted by levelized cost from lowest cost to highest cost. |  |  |  |  | Lists the same results as Columns O:R, but formatted specifically for the supply curve chart, which reside to the right. |  |  |  | Please crop the supply curve to the appropriate size.
| Product/Scenario | Achievable Potential (MW) | Percent of System Peak | Levelized Cost ($/kW-year) | Cost Rank | Reporting Product Name |  | Product | Summer Achievable Potential (MW) | Percent of Area System Peak - Summer | Levelized Cost ($/kW-year) | Rank | Product | Summer Achievable Potential (MW) | Percent of Area System Peak - Summer | Levelized Cost ($/kW-year) | Product | Incremental Summer Achievable Potential (MW) | Cumulative Summer Achievable Potential (MW) | Levelized Cost ($/kW-year) |  | Product | Summer Achievable Potential (MW) | Percent of Area System Peak - Summer
All except BYOT | DVR- | 11.3443 | 0.3153% | 8.8263 | 1 | DVR | DVR- | DVR | 11.3443 | 0.3153% | 8.8263 | 1 | DVR | 11.3443 | 0.3153% | 8.8263 | DVR | 11.3443 | 0 | $9/ kW-yr |  | DVR- | 11.3443 | 0.3153%
BYOT (check that higher impact is only for HVAC) | Ind RTP- | 2.7363 | 0.07605% | 47.7846 | 13 | Ind RTP | Ind RTP- | Ind RTP | 2.7363 | 0.07605% | 47.7846 | 2 | Res TOU | 33.3833 | 0.9278% | 9.7298 | Res TOU | 33.3833 | 11.3443 | $10/ kW-yr |  | Ind RTP- | 2.7363 | 0.07605%
All except BYOT | Res Behavioral- | 4.006 | 0.1113% | 69.1529 | 15 | Res Behavioral DR | Res Behavioral- | Res Behavioral DR | 4.006 | 0.1113% | 69.1529 | 3 | C&I Int. Rates | 38.7598 | 1.077% | 9.8113 | C&I Int. Rates | 38.7598 | 44.7276 | $10/ kW-yr |  | Res Behavioral- | 4.006 | 0.1113%
BYOT w/o projected growth | Res DLC Heat-BYOT | 7.5458 | 0.2097% | 84.1059 | 16 | Res DLC Heat-BYOT | Res DLC Cool-BYOT | Res DLC Heat-BYOT | 7.5458 | 0.2097% | 84.1059 | 4 | Res CPP-With Enablement | 28.7779 | 0.7998% | 12.1253 | Res CPP-With Enablement | 28.7779 | 83.4874 | $12/ kW-yr |  | Res DLC Cool-BYOT | 7.5458 | 0.2097%
| Res DLC Heat-One Way Switch | 2.5525e-15 | 7.094e-17% | 84.42 | 17 | Res DLC Heat-One Way Switch | Res DLC Cool-One Way Switch | Res DLC Heat-One Way Switch | 2.5525e-15 | 7.094e-17% | 84.42 | 5 | Res CPP-No Enablement | 17.9974 | 0.5002% | 16.3897 | Res CPP-No Enablement | 17.9974 | 112.2653 | $16/ kW-yr |  | Res DLC Cool-One Way Switch | 2.5525e-15 | 7.094e-17%
% share between the two (leaning towards HPWH and EWH above certain size) | Res DLC Heat-Two Way Switch Existing | 0.48799 | 0.01356% | 44.9043 | 11 | Res DLC Heat-Two Way Switch Existing | Res DLC Cool-Two Way Switch Existing | Res DLC Heat-Two Way Switch Existing | 0.48799 | 0.01356% | 44.9043 | 6 | Res CPR-No Enablement | 17.9974 | 0.5002% | 22.4473 | Res CPR-No Enablement | 17.9974 | 130.2627 | $22/ kW-yr |  | Res DLC Cool-Two Way Switch Existing | 0.48799 | 0.01356%
| Res DLC Heat-Two Way Switch New | 15.1469 | 0.421% | 90.0052 | 18 | Res DLC Heat-Two Way Switch New | Res DLC Cool-Two Way Switch New | Res DLC Heat-Two Way Switch New | 15.1469 | 0.421% | 90.0052 | 7 | Res CPR-With Enablement | 28.7779 | 0.7998% | 26.9772 | Res CPR-With Enablement | 28.7779 | 148.2601 | $27/ kW-yr |  | Res DLC Cool-Two Way Switch New | 15.1469 | 0.421%
| Res DLC ERWH-Switch | 0 | 0% | 180.9 | 20 | Res DLC ERWH-Switch | Res DLC ERWH-Switch | Res DLC ERWH-Switch | 0 | 0% | 180.9 | 8 | Small Com DLC Heat-Two Way Switch Existing | 0.020253 | 0.0005629% | 28.3399 | Small Com DLC Heat-Two Way Switch Existing | 0.020253 | 177.038 | $28/ kW-yr |  | Res DLC ERWH-Switch | 0 | 0%
Assume 50/50 split share | Small Com DLC Heat-One Way Switch | -9.9583e-17 | -2.768e-18% | 53.8459 | 14 | Small Com DLC Heat-One Way Switch | Small Com DLC Cool-One Way Switch | Small Com DLC Heat-One Way Switch | -9.9583e-17 | -2.768e-18% | 53.8459 | 10 | C&I Curtailment-AutoDR Ind | 17.8827 | 0.497% | 31.9854 | C&I Curtailment-AutoDR Ind | 17.8827 | #REF! | $32/ kW-yr |  | Small Com DLC Cool-One Way Switch | -9.9583e-17 | -2.768e-18%
Assume the rest | Small Com DLC Heat-Two Way Switch Existing | 0.020253 | 0.0005629% | 28.3399 | 8 | Small Com DLC Heat-Two Way Switch Existing | Small Com DLC Cool-Two Way Switch Existing | Small Com DLC Heat-Two Way Switch Existing | 0.020253 | 0.0005629% | 28.3399 | 11 | Res DLC Heat-Two Way Switch Existing | 0.48799 | 0.01356% | 44.9043 | Res DLC Heat-Two Way Switch Existing | 0.48799 | #REF! | $45/ kW-yr |  | Small Com DLC Cool-Two Way Switch Existing | 0.020253 | 0.0005629%
Assume small and medium segments with electric heat or ASHP | Small Com DLC Heat-Two Way Switch New | 0.48466 | 0.01347% | 46.0016 | 12 | Small Com DLC Heat-Two Way Switch New | Small Com DLC Cool-Two Way Switch New | Small Com DLC Heat-Two Way Switch New | 0.48466 | 0.01347% | 46.0016 | 12 | Small Com DLC Heat-Two Way Switch New | 0.48466 | 0.01347% | 46.0016 | Small Com DLC Heat-Two Way Switch New | 0.48466 | #REF! | $46/ kW-yr |  | Small Com DLC Cool-Two Way Switch New | 0.48466 | 0.01347%
| Small Com DLC ERWH-Switch | 0 | 0% | 288.1 | 21 | Small Com DLC ERWH-Switch | Small Com DLC ERWH-Switch | Small Com DLC ERWH-Switch | 0 | 0% | 288.1 | 13 | Ind RTP | 2.7363 | 0.07605% | 47.7846 | Ind RTP | 2.7363 | #REF! | $48/ kW-yr |  | Res CPP-No Enablement | 17.9974 | 0.5002%
| Res CPP-No Enablement | 17.9974 | 0.5002% | 16.3897 | 5 | Res CPP-No Enablement | Res CPP-No Enablement | Res CPP-No Enablement | 17.9974 | 0.5002% | 16.3897 | 14 | Small Com DLC Heat-One Way Switch | -9.9583e-17 | -2.768e-18% | 53.8459 | Small Com DLC Heat-One Way Switch | -9.9583e-17 | #REF! | $54/ kW-yr |  | Res CPP-With Enablement | 28.7779 | 0.7998%
| Res CPP-With Enablement | 28.7779 | 0.7998% | 12.1253 | 4 | Res CPP-With Enablement | Res CPP-With Enablement | Res CPP-With Enablement | 28.7779 | 0.7998% | 12.1253 | 15 | Res Behavioral DR | 4.006 | 0.1113% | 69.1529 | Res Behavioral DR | 4.006 | #REF! | $69/ kW-yr |  | Res CPR-No Enablement | 17.9974 | 0.5002%
| Res CPR-No Enablement | 17.9974 | 0.5002% | 22.4473 | 6 | Res CPR-No Enablement | Res CPR-No Enablement | Res CPR-No Enablement | 17.9974 | 0.5002% | 22.4473 | 16 | Res DLC Heat-BYOT | 7.5458 | 0.2097% | 84.1059 | Res DLC Heat-BYOT | 7.5458 | #REF! | $84/ kW-yr |  | Res CPR-With Enablement | 0 | 0%
| Res CPR-With Enablement | 28.7779 | 0.7998% | 26.9772 | 7 | Res CPR-With Enablement | Res CPR-With Enablement | Res CPR-With Enablement | 28.7779 | 0.7998% | 26.9772 | 17 | Res DLC Heat-One Way Switch | 2.5525e-15 | 7.094e-17% | 84.42 | Res DLC Heat-One Way Switch | 2.5525e-15 | #REF! | $84/ kW-yr |  | Small Com DLC ERWH-Switch | 0 | 0%
| Res TOU-time of use | 33.3833 | 0.9278% | 9.7298 | 2 | Res TOU | Res TOU- | Res TOU | 33.3833 | 0.9278% | 9.7298 | 18 | Res DLC Heat-Two Way Switch New | 15.1469 | 0.421% | 90.0052 | Res DLC Heat-Two Way Switch New | 15.1469 | #REF! | $90/ kW-yr |  | Res TOU- | 0 | 0%
| C&I Curtailment-AutoDR Com | 18.6159 | 0.5174% | 31.0804 | 9 | Com Curtailment-AutoDR | C&I Curtailment-AutoDR Com | C&I Curtailment-AutoDR Com | 18.6159 | 0.5174% | 31.0804 | 19 | C&I Curtailment-Backup Gen | 8.2595 | 0.2296% | 150.7702 | C&I Curtailment-Backup Gen | 8.2595 | #REF! | $151/ kW-yr |  | C&I Curtailment-AutoDR Com | 0 | 0%
| C&I Curtailment-AutoDR Ind | 17.8827 | 0.497% | 31.9854 | 10 | Ind Curtailment-AutoDR | C&I Curtailment-AutoDR Ind | C&I Curtailment-AutoDR Ind | 17.8827 | 0.497% | 31.9854 | 20 | Res DLC ERWH-Switch | 0 | 0% | 180.9 | Res DLC ERWH-Switch | 0 | #REF! | $181/ kW-yr |  | C&I Curtailment-AutoDR Ind | 0 | 0%
| C&I Curtailment-Backup Gen | 8.2595 | 0.2296% | 150.7702 | 19 | C&I Curtailment-Backup Gen | C&I Curtailment-Backup Gen | C&I Curtailment-Backup Gen | 8.2595 | 0.2296% | 150.7702 | 21 | Small Com DLC ERWH-Switch | 0 | 0% | 288.1 | Small Com DLC ERWH-Switch | 0 | #REF! | $288/ kW-yr |  | C&I Curtailment-Backup Gen | 0 | 0%
| C&I Int. Rates- | 38.7598 | 1.077% | 9.8113 | 3 | C&I Int. Rates | C&I Int. Rates- | C&I Int. Rates | 38.7598 | 1.077% | 9.8113 | 22 | [9 empty] | C&I Int. Rates- | 0 | 0%
[22 empty] | Total | 106.545 | 2.961%

## Summary
LG&E and KU Demand Response Potential
By Product
Lookup | Product | Levelized Cost ($/kW-year) | Units | 2023 | 2024 | 2025 | 2026 | 2027 | 2028 | 2029 | 2030 | 2031 | 2032 | 2033 | 2034 | 2035 | 2036 | 2037 | 2038 | 2039 | 2040 | 2041 | 2042
DVR- | DVR | 8.8263 | MW | 4.8919 | 6.5779 | 8.2361 | 9.873 | 11.4971 | 11.4676 | 11.4014 | 11.3417 | 11.3255 | 11.333 | 11.3079 | 11.3047 | 11.3054 | 11.3286 | 11.3182 | 11.3283 | 11.338 | 11.358 | 11.3418 | 11.3443
Ind RTP- | Ind RTP | 47.7846 | MW | 0 | 0.040007 | 0.2002 | 0.48032 | 1.12 | 1.6736 | 2.2161 | 2.7526 | 2.7504 | 2.7486 | 2.7469 | 2.7454 | 2.7442 | 2.7432 | 2.7424 | 2.7417 | 2.7409 | 2.7392 | 2.7377 | 2.7363
Res Behavioral- | Res Behavioral DR | 69.1529 | MW | 0.041728 | 0.22478 | 0.56313 | 1.3521 | 2.3649 | 3.1544 | 3.9235 | 3.9108 | 3.9128 | 3.9276 | 3.9217 | 3.9282 | 3.9359 | 3.9567 | 3.9559 | 3.9671 | 3.9783 | 3.9995 | 3.9973 | 4.006
Res DLC Heat-BYOT | Res DLC Cool-BYOT | 84.1059 | MW | 0.029966 | 0.042279 | 0.1626 | 0.48036 | 0.95192 | 1.5811 | 2.3541 | 2.7326 | 3.1203 | 3.52 | 3.9019 | 4.2963 | 4.6933 | 5.1089 | 5.4985 | 5.9057 | 6.3152 | 6.7437 | 7.1348 | 7.5458
Res DLC Heat-One Way Switch | Res DLC Cool-One Way Switch | 84.42 | MW | 6.1092 | 5.7877 | 5.4661 | 5.1446 | 4.8231 | 4.5015 | 4.18 | 3.8585 | 3.5369 | 3.2154 | 2.8938 | 2.5723 | 2.2508 | 1.9292 | 1.6077 | 1.2862 | 0.96461 | 0.64308 | 0.32154 | 2.5525e-15
Res DLC Heat-Two Way Switch Existing | Res DLC Cool-Two Way Switch Existing | 44.9043 | MW | 1.5806 | 1.4858 | 1.3967 | 1.3129 | 1.2342 | 1.1601 | 1.0905 | 1.0251 | 0.96364 | 0.90584 | 0.8515 | 0.80043 | 0.75241 | 0.70728 | 0.66486 | 0.62498 | 0.58749 | 0.55225 | 0.51913 | 0.48799
Res DLC Heat-Two Way Switch New | Res DLC Cool-Two Way Switch New | 90.0052 | MW | 0.037557 | 0.15041 | 0.44981 | 1.1958 | 2.2355 | 3.5781 | 5.1922 | 5.9148 | 6.6574 | 7.4251 | 8.1555 | 8.9116 | 9.6731 | 10.4725 | 11.2182 | 11.9999 | 12.7858 | 13.61 | 14.3584 | 15.1469
Res DLC ERWH-Switch | Res DLC ERWH-Switch | 180.9 | MW | 1.5326 | 1.5269 | 1.5213 | 1.5157 | 1.5101 | 0 | 0 | 0 | 0 | 0 | 0 | 0 | 0 | 0 | 0 | 0 | 0 | 0 | 0 | 0
Small Com DLC Heat-One Way Switch | Small Com DLC Cool-One Way Switch | 53.8459 | MW | 0.25088 | 0.23768 | 0.22447 | 0.21127 | 0.19807 | 0.18486 | 0.17166 | 0.15845 | 0.14525 | 0.13204 | 0.11884 | 0.10563 | 0.092431 | 0.079226 | 0.066022 | 0.052817 | 0.039613 | 0.026409 | 0.013204 | -9.9583e-17
Small Com DLC Heat-Two Way Switch Existing | Small Com DLC Cool-Two Way Switch Existing | 28.3399 | MW | 0.065601 | 0.061666 | 0.057967 | 0.05449 | 0.051221 | 0.048149 | 0.045261 | 0.042546 | 0.039994 | 0.037595 | 0.03534 | 0.03322 | 0.031228 | 0.029355 | 0.027594 | 0.025939 | 0.024383 | 0.02292 | 0.021545 | 0.020253
Small Com DLC Heat-Two Way Switch New | Small Com DLC Cool-Two Way Switch New | 46.0016 | MW | 0.001305 | 0.0052083 | 0.015561 | 0.041223 | 0.076802 | 0.12209 | 0.17683 | 0.20049 | 0.2246 | 0.24866 | 0.27258 | 0.29646 | 0.32032 | 0.34416 | 0.368 | 0.39183 | 0.41553 | 0.43858 | 0.46162 | 0.48466
Small Com DLC ERWH-Switch | Small Com DLC ERWH-Switch | 288.1 | MW | 0.025206 | 0.025187 | 0.025 | 0.025 | 0.025 | 0 | 0 | 0 | 0 | 0 | 0 | 0 | 0 | 0 | 0 | 0 | 0 | 0 | 0 | 0
Res CPP-No Enablement | Res CPP-No Enablement | 16.3897 | MW | 0 | 0.25246 | 1.265 | 3.0372 | 7.0832 | 10.6286 | 14.1014 | 17.5697 | 17.5785 | 17.645 | 17.6187 | 17.6479 | 17.6824 | 17.7762 | 17.7725 | 17.8227 | 17.873 | 17.9681 | 17.9586 | 17.9974
Res CPP-With Enablement | Res CPP-With Enablement | 12.1253 | MW | 0 | 0.074225 | 0.46362 | 1.3333 | 3.6231 | 6.2071 | 9.2576 | 12.8083 | 14.0892 | 15.4218 | 16.6761 | 17.9832 | 19.3004 | 20.6915 | 21.9758 | 23.3299 | 24.6916 | 26.1256 | 27.4137 | 28.7779
Res CPR-No Enablement | Res CPR-No Enablement | 22.4473 | MW | 0.18747 | 1.0098 | 2.53 | 6.0744 | 10.6248 | 14.1715 | 17.6268 | 17.5697 | 17.5785 | 17.645 | 17.6187 | 17.6479 | 17.6824 | 17.7762 | 17.7725 | 17.8227 | 17.873 | 17.9681 | 17.9586 | 17.9974
Res CPR-With Enablement | Res CPR-With Enablement | 26.9772 | MW | 0.041525 | 0.2969 | 0.92724 | 2.6667 | 5.4346 | 8.2762 | 11.572 | 12.8083 | 14.0892 | 15.4218 | 16.6761 | 17.9832 | 19.3004 | 20.6915 | 21.9758 | 23.3299 | 24.6916 | 26.1256 | 27.4137 | 28.7779
Res TOU-time of use | Res TOU | 9.7298 | MW | 0 | 0.46829 | 3.352 | 8.0481 | 14.0771 | 18.7762 | 23.3541 | 27.9342 | 32.6063 | 32.7296 | 32.6807 | 32.7349 | 32.799 | 32.9729 | 32.9661 | 33.0592 | 33.1525 | 33.3289 | 33.3112 | 33.3833
C&I Curtailment-AutoDR Com | Com Curtailment-AutoDR | 31.0804 | MW | 13.2335 | 14.4039 | 15.5407 | 16.6255 | 17.6999 | 18.7577 | 19.4064 | 19.2527 | 19.1714 | 19.1022 | 19.0364 | 18.9785 | 18.9289 | 18.8847 | 18.8465 | 18.8128 | 18.7771 | 18.7177 | 18.6642 | 18.6159
C&I Curtailment-AutoDR Ind | Ind Curtailment-AutoDR | 31.9854 | MW | 0 | 0.4627 | 1.8426 | 3.6713 | 7.3195 | 10.9373 | 14.483 | 17.9892 | 17.9747 | 17.9628 | 17.9518 | 17.9423 | 17.9344 | 17.9277 | 17.9223 | 17.9178 | 17.9127 | 17.9015 | 17.8917 | 17.8827
C&I Curtailment-Backup Gen | C&I Curtailment-Backup Gen | 150.7702 | MW | 0 | 0.21781 | 0.86756 | 1.726 | 2.5767 | 3.4178 | 4.2431 | 5.0554 | 5.8829 | 6.7089 | 7.532 | 8.3539 | 8.341 | 8.3297 | 8.3199 | 8.3114 | 8.3023 | 8.2865 | 8.2724 | 8.2595
C&I Int. Rates- | C&I Int. Rates | 9.8113 | MW | 0 | 1.0251 | 4.0831 | 8.1217 | 16.1618 | 24.1125 | 31.9305 | 39.6234 | 39.5122 | 39.4182 | 39.3289 | 39.2506 | 39.1837 | 39.1244 | 39.0735 | 39.0288 | 38.9813 | 38.8996 | 38.8262 | 38.7598
Costs
| DVR | 8.8263 | Cost ($) | 270675.2445 | 91900.0179 | 99216.6514 | 106656.7793 | 114327.8509 | 57338.1453 | 57007.0784 | 56708.3565 | 56627.6062 | 56926.7342 | 56539.5876 | 56523.4312 | 56550.1152 | 57456.0108 | 56591.1674 | 56994.4296 | 57027.6279 | 57491.1562 | 56709.2483 | 56808.1796
| Ind RTP | 47.7846 | Cost ($) | 150000 | 75219.5021 | 75878.8962 | 76536.9173 | 78509.5951 | 78037.3118 | 77976.6881 | 77943.5392 | 75000 | 75000 | 75000 | 75000 | 75000 | 75000 | 75000 | 75000 | 75000 | 75000 | 75000 | 75000
| Res Behavioral DR | 69.1529 | Cost ($) | 77785.3677 | 15004.0058 | 37589.2496 | 90251.6895 | 157860.2959 | 210555.769 | 261892.9819 | 261044.8927 | 261176.2369 | 262164.319 | 261772.5273 | 262206.5178 | 262719.9343 | 264112.6765 | 264058.63 | 264804.0429 | 265551.5825 | 266964.2537 | 266822.3121 | 267399.8686
| Res DLC Cool-BYOT | 84.1059 | Cost ($) | 77448.5261 | 3454.5877 | 13286.4793 | 39250.4073 | 77781.2206 | 129195.8111 | 192351.6599 | 223281.8858 | 254963.2246 | 287616.2285 | 318827.4702 | 351049.5791 | 383492.5412 | 417449.4578 | 449281.4301 | 482557.2062 | 516017.3146 | 551031.0104 | 582989.4835 | 616572.6673
| Res DLC Cool-One Way Switch | 84.42 | Cost ($) | 515739.7268 | 488595.5306 | 461451.3345 | 434307.1383 | 407162.9422 | 380018.746 | 352874.5499 | 325730.3537 | 298586.1576 | 271441.9615 | 244297.7653 | 217153.5692 | 190009.373 | 162865.1769 | 135720.9807 | 108576.7846 | 81432.5884 | 54288.3923 | 27144.1961 | 2.1548e-10
| Res DLC Cool-Two Way Switch Existing | 44.9043 | Cost ($) | 70976.493 | 66719.1298 | 62717.1348 | 58955.1904 | 55418.8977 | 52094.7214 | 48969.9382 | 46032.5881 | 43271.4282 | 40675.8901 | 38236.0396 | 35942.5379 | 33786.6066 | 31759.994 | 29854.9431 | 28064.1624 | 26380.7976 | 24798.4056 | 23310.9297 | 21912.6767
| Res DLC Cool-Two Way Switch New | 90.0052 | Cost ($) | 11318.1871 | 37622.8086 | 102749.1002 | 260350.029 | 395675.3883 | 550860.2702 | 713683.5367 | 526735.5713 | 574779.5014 | 625510.1374 | 658079.133 | 708358.0546 | 753699.6989 | 809529.0156 | 838838.4112 | 893173.5122 | 939655.0283 | 997011.2635 | 1020815.9872 | 1076575.0054
| Res DLC ERWH-Switch | 180.9 | Cost ($) | 277239.1224 | 276210 | 275197.5 | 274185 | 273172.5 | 0 | 0 | 0 | 0 | 0 | 0 | 0 | 0 | 0 | 0 | 0 | 0 | 0 | 0 | 0
| Small Com DLC Cool-One Way Switch | 53.8459 | Cost ($) | 13509.0118 | 12798.0112 | 12087.0106 | 11376.0099 | 10665.0093 | 9954.0087 | 9243.0081 | 8532.0075 | 7821.0068 | 7110.0062 | 6399.0056 | 5688.005 | 4977.0043 | 4266.0037 | 3555.0031 | 2844.0025 | 2133.0019 | 1422.0012 | 711.0006 | -5.3621e-12
| Small Com DLC Cool-Two Way Switch Existing | 28.3399 | Cost ($) | 1859.1205 | 1747.6054 | 1642.7792 | 1544.2409 | 1451.6131 | 1364.5414 | 1282.6925 | 1205.7531 | 1133.4287 | 1065.4426 | 1001.5345 | 941.4597 | 884.9884 | 831.9044 | 782.0045 | 735.0977 | 691.0046 | 649.5562 | 610.5941 | 573.969
| Small Com DLC Cool-Two Way Switch New | 46.0016 | Cost ($) | 169.6137 | 570.7551 | 1572.2469 | 3985.638 | 6182.6664 | 8682.6375 | 11473.7662 | 9105.4668 | 9956.6789 | 10755.2033 | 11541.4524 | 12334.5129 | 13131.0797 | 13924.6092 | 14721.3019 | 15517.4111 | 16296.1055 | 17000.3888 | 17769.7282 | 18539.1241
| Small Com DLC ERWH-Switch | 288.1 | Cost ($) | 7261.854 | 7256.25 | 7202.5 | 7202.5 | 7202.5 | 0 | 0 | 0 | 0 | 0 | 0 | 0 | 0 | 0 | 0 | 0 | 0 | 0 | 0 | 0
| Res CPP-No Enablement | 16.3897 | Cost ($) | 150000 | 90856.4443 | 139348.3194 | 190092.1326 | 338202.5101 | 318862.243 | 324904.4302 | 335007.467 | 128103.0186 | 131751.1084 | 126116.9271 | 129528.8532 | 129951.969 | 133772.4534 | 127936.8631 | 131305.5031 | 131464.5433 | 134426.7035 | 128139.3243 | 131152.2548
| Res CPP-With Enablement | 12.1253 | Cost ($) | 150000 | 77104.6377 | 86141.4482 | 100286.9841 | 141725.8592 | 153162.9656 | 169876.9064 | 188180.6732 | 128613.6817 | 131808.5419 | 131388.7225 | 134579.8065 | 136630.2629 | 140504.1995 | 139353.7868 | 143070.0635 | 145110.4017 | 149001.4626 | 146799.7254 | 150695.2979
| Res CPR-No Enablement | 22.4473 | Cost ($) | 162506.5867 | 134176.0272 | 190940.7246 | 347074.0744 | 452236.3401 | 427262.4807 | 455956.1313 | 245295.9258 | 249326.4861 | 253433.1885 | 247617.1593 | 251230.5196 | 251891.9348 | 256358.8526 | 250498.1769 | 254212.7961 | 254718.8025 | 258336.6461 | 251983.3855 | 255264.3856
| Res CPR-With Enablement | 26.9772 | Cost ($) | 151755.6806 | 86832.3383 | 107437.7041 | 166307.8983 | 240100.1099 | 289330.4457 | 356391.5423 | 321329.8209 | 343828.2807 | 367378.2073 | 386118.0041 | 409275.4135 | 431446.021 | 456568.9381 | 475035.9099 | 499437.4086 | 522277.1106 | 548073.2466 | 565547.3857 | 590280.4754
| Res TOU | 9.7298 | Cost ($) | 75000 | 36968.1673 | 228372.8256 | 375915.0497 | 488400.3615 | 392748.9489 | 390460.9438 | 397713.8406 | 412068.073 | 60209.3513 | 46800.8845 | 54863.7068 | 55730.3611 | 64495.811 | 50506.0606 | 58374.7246 | 58539.7325 | 65239.4275 | 50190.8618 | 57254.4793
| Com Curtailment-AutoDR | 31.0804 | Cost ($) | 415126.8964 | 502399.8503 | 526893.9139 | 549603.6594 | 573463.5085 | 596739.9077 | 597753.5507 | 567614.42 | 568186.6713 | 567032.2772 | 565664.3888 | 564621.8329 | 563780.2302 | 562965.3762 | 562300.5228 | 561695.1666 | 560825.5249 | 558695.5725 | 557688.3653 | 556770.3426
| Ind Curtailment-AutoDR | 31.9854 | Cost ($) | 173000 | 119488.6835 | 171416.3372 | 220081.9531 | 341457.6345 | 413612.7898 | 483210.7528 | 552872.512 | 460065.9539 | 459896.2509 | 459693.2811 | 459542.596 | 459428.7394 | 459322.9267 | 459248.318 | 459180.1908 | 459061.9819 | 458678.3216 | 458515.5889 | 458354.743
| C&I Curtailment-Backup Gen | 150.7702 | Cost ($) | 173600 | 287292.1968 | 670733.3231 | 876897.1584 | 903742.7349 | 929607.8706 | 953761.0178 | 973758.1165 | 1015458.9131 | 1047242.2301 | 1077360.0157 | 1109297.3206 | 427441.9802 | 428553.9786 | 429946.6436 | 430955.6249 | 429622.1946 | 420235.5045 | 421366.2407 | 422302.1829
| Ind Curtailment-AutoDR | 31.9854 | Cost ($) | 173000 | 119488.6835 | 171416.3372 | 220081.9531 | 341457.6345 | 413612.7898 | 483210.7528 | 552872.512 | 460065.9539 | 459896.2509 | 459693.2811 | 459542.596 | 459428.7394 | 459322.9267 | 459248.318 | 459180.1908 | 459061.9819 | 458678.3216 | 458515.5889 | 458354.743
By Program
|  |  | Program | 2022 | 2023 | 2024 | 2025 | 2026 | 2027 | 2028 | 2029 | 2030 | 2031 | 2032 | 2033 | 2034 | 2035 | 2036 | 2037 | 2038 | 2039 | 2040 | 2041
|  |  | DVR- | 4.8919 | 6.5779 | 8.2361 | 9.873 | 11.4971 | 11.4676 | 11.4014 | 11.3417 | 11.3255 | 11.333 | 11.3079 | 11.3047 | 11.3054 | 11.3286 | 11.3182 | 11.3283 | 11.338 | 11.358 | 11.3418 | 11.3443
|  |  | Ind RTP- | 0 | 0.040007 | 0.2002 | 0.48032 | 1.12 | 1.6736 | 2.2161 | 2.7526 | 2.7504 | 2.7486 | 2.7469 | 2.7454 | 2.7442 | 2.7432 | 2.7424 | 2.7417 | 2.7409 | 2.7392 | 2.7377 | 2.7363
|  |  | Res Behavioral- | 0.041728 | 0.22478 | 0.56313 | 1.3521 | 2.3649 | 3.1544 | 3.9235 | 3.9108 | 3.9128 | 3.9276 | 3.9217 | 3.9282 | 3.9359 | 3.9567 | 3.9559 | 3.9671 | 3.9783 | 3.9995 | 3.9973 | 4.006
|  |  | Res DLC Cool-BYOT | 0 | 0 | 0 | 0 | 0 | 0 | 0 | 0 | 0 | 0 | 0 | 0 | 0 | 0 | 0 | 0 | 0 | 0 | 0 | 0
|  |  | Res DLC Cool-One Way Switch | 0 | 0 | 0 | 0 | 0 | 0 | 0 | 0 | 0 | 0 | 0 | 0 | 0 | 0 | 0 | 0 | 0 | 0 | 0 | 0
|  |  | Res DLC Cool-Two Way Switch Existing | 0 | 0 | 0 | 0 | 0 | 0 | 0 | 0 | 0 | 0 | 0 | 0 | 0 | 0 | 0 | 0 | 0 | 0 | 0 | 0
|  |  | Res DLC Cool-Two Way Switch New | 0 | 0 | 0 | 0 | 0 | 0 | 0 | 0 | 0 | 0 | 0 | 0 | 0 | 0 | 0 | 0 | 0 | 0 | 0 | 0
|  |  | Res DLC ERWH-Switch | 1.5326 | 1.5269 | 1.5213 | 1.5157 | 1.5101 | 0 | 0 | 0 | 0 | 0 | 0 | 0 | 0 | 0 | 0 | 0 | 0 | 0 | 0 | 0
|  |  | Res DLC PP-Switch | 0 | 0 | 0 | 0 | 0 | 0 | 0 | 0 | 0 | 0 | 0 | 0 | 0 | 0 | 0 | 0 | 0 | 0 | 0 | 0
|  |  | Small Com DLC Cool-One Way Switch | 0 | 0 | 0 | 0 | 0 | 0 | 0 | 0 | 0 | 0 | 0 | 0 | 0 | 0 | 0 | 0 | 0 | 0 | 0 | 0
|  |  | Small Com DLC Cool-Two Way Switch Existing | 0 | 0 | 0 | 0 | 0 | 0 | 0 | 0 | 0 | 0 | 0 | 0 | 0 | 0 | 0 | 0 | 0 | 0 | 0 | 0
|  |  | Small Com DLC Cool-Two Way Switch New | 0 | 0 | 0 | 0 | 0 | 0 | 0 | 0 | 0 | 0 | 0 | 0 | 0 | 0 | 0 | 0 | 0 | 0 | 0 | 0
|  |  | Small Com DLC ERWH-Switch | 0.025206 | 0.025187 | 0.025 | 0.025 | 0.025 | 0 | 0 | 0 | 0 | 0 | 0 | 0 | 0 | 0 | 0 | 0 | 0 | 0 | 0 | 0
|  |  | Res CPP-No Enablement | 0 | 0.25246 | 1.265 | 3.0372 | 7.0832 | 10.6286 | 14.1014 | 17.5697 | 17.5785 | 17.645 | 17.6187 | 17.6479 | 17.6824 | 17.7762 | 17.7725 | 17.8227 | 17.873 | 17.9681 | 17.9586 | 17.9974
|  |  | Res CPP-With Enablement | 0 | 0.074225 | 0.46362 | 1.3333 | 3.6231 | 6.2071 | 9.2576 | 12.8083 | 14.0892 | 15.4218 | 16.6761 | 17.9832 | 19.3004 | 20.6915 | 21.9758 | 23.3299 | 24.6916 | 26.1256 | 27.4137 | 28.7779
|  |  | Res CPR-No Enablement | 0.18747 | 1.0098 | 2.53 | 6.0744 | 10.6248 | 14.1715 | 17.6268 | 17.5697 | 17.5785 | 17.645 | 17.6187 | 17.6479 | 17.6824 | 17.7762 | 17.7725 | 17.8227 | 17.873 | 17.9681 | 17.9586 | 17.9974
|  |  | C&I Curtailment-AutoDR Com | 13.2335 | 14.4039 | 15.5407 | 16.6255 | 17.6999 | 18.7577 | 19.4064 | 19.2527 | 19.1714 | 19.1022 | 19.0364 | 18.9785 | 18.9289 | 18.8847 | 18.8465 | 18.8128 | 18.7771 | 18.7177 | 18.6642 | 18.6159
|  |  | C&I Curtailment-AutoDR Ind | 0 | 0.4627 | 1.8426 | 3.6713 | 7.3195 | 10.9373 | 14.483 | 17.9892 | 17.9747 | 17.9628 | 17.9518 | 17.9423 | 17.9344 | 17.9277 | 17.9223 | 17.9178 | 17.9127 | 17.9015 | 17.8917 | 17.8827
|  |  | C&I Curtailment-Backup Gen | 0 | 0.21781 | 0.86756 | 1.726 | 2.5767 | 3.4178 | 4.2431 | 5.0554 | 5.8829 | 6.7089 | 7.532 | 8.3539 | 8.341 | 8.3297 | 8.3199 | 8.3114 | 8.3023 | 8.2865 | 8.2724 | 8.2595
|  |  | C&I Int. Rates- | 0 | 1.0251 | 4.0831 | 8.1217 | 16.1618 | 24.1125 | 31.9305 | 39.6234 | 39.5122 | 39.4182 | 39.3289 | 39.2506 | 39.1837 | 39.1244 | 39.0735 | 39.0288 | 38.9813 | 38.8996 | 38.8262 | 38.7598

## Cost Effectiveness
CE Screening | [7 empty] | CE Variables |  |  | Avoided Capacity Cost for Dispatchable Programs with Peaking Energy Reductions ($/kW-yr) | [8 empty] | For Reference
Product | NPV Costs | NPV kW | NPV Benefits | B/C Ratio | Tipping Point Cost | B/C Ratio of 1 | First Year of Program | First Year of Program | 2023 |  |  |  | First Year of New Dispatchable Program
DVR | 1024899.053 | 116118.9864 | 10218470.8056 | 9.9702 | 8.8263 | 1 | 2023 | Year of Capacity Needed | 2028 | 0 |  |  | 2023 | 2024 | 2025 | 2026 | 2027 | 2028 | 2029 | 2030 | 2031 | 2032 | 2033 | 2034 | 2035 | 2036
Ind RTP | 950925.7484 | 19900.2482 | 1890523.5803 | 1.9881 | 47.7846 | 1 | 2024 |  |  | 20 | Year of Capacity Need | 2023 | First Year of New Dispatchable Program 2023: 117
Res Behavioral DR | 2158383.6223 | 31211.7397 | 2746633.0901 | 1.2725 | 69.1529 | 1 | 2023 |  |  | 40 |  | 2024 | First Year of New Dispatchable Program 2023: 110; First Year of New Dispatchable Program 2024: 119
Res DLC Cool-BYOT | 2633040.3255 | 31306.2461 | 2754949.6565 | 1.0463 | 84.1059 | 1 | 2023 |  |  | 60 |  | 2025 | First Year of New Dispatchable Program 2023: 104; First Year of New Dispatchable Program 2024: 112; First Year of New Dispatchable Program 2025: 121
Res DLC Cool-One Way Switch | 3635049.9568 | 43059.1087 | 3789201.566 | 1.0424 | 84.42 | 1 | 2023 |  |  | 80 |  | 2026 | First Year of New Dispatchable Program 2023: 98; First Year of New Dispatchable Program 2024: 106; First Year of New Dispatchable Program 2025: 114; First Year of New Dispatchable Program 2026: 123
Res DLC Cool-Two Way Switch Existing | 547626.8312 | 12195.4329 | 1073198.0923 | 1.9597 | 44.9043 | 1 | 2023 |  |  | 100 |  | 2027 | First Year of New Dispatchable Program 2023: 93; First Year of New Dispatchable Program 2024: 100; First Year of New Dispatchable Program 2025: 108; First Year of New Dispatchable Program 2026: 116; First Year of New Dispatchable Program 2027: 125
Res DLC Cool-Two Way Switch New | 5891615.8687 | 65458.6081 | 5760357.5124 | 0.97772 | 90.0052 | 1 | 2023 |  |  | 120 |  | 2028 | First Year of New Dispatchable Program 2023: 88; First Year of New Dispatchable Program 2024: 95; First Year of New Dispatchable Program 2025: 102; First Year of New Dispatchable Program 2026: 110; First Year of New Dispatchable Program 2027: 118; First Year of New Dispatchable Program 2028: 128
Res DLC ERWH-Switch | 1213233.0776 | 6706.6505 | 590185.245 | 0.48646 | 180.9 | 1 | 2023 |  |  | 140 |  | 2029 | First Year of New Dispatchable Program 2023: 83; First Year of New Dispatchable Program 2024: 90; First Year of New Dispatchable Program 2025: 96; First Year of New Dispatchable Program 2026: 104; First Year of New Dispatchable Program 2027: 112; First Year of New Dispatchable Program 2028: 120; First Year of New Dispatchable Program 2029: 130
Small Com DLC Cool-One Way Switch | 95214.5631 | 1768.2804 | 155608.6708 | 1.6343 | 53.8459 | 1 | 2023 |  |  | 160 |  | 2030 | First Year of New Dispatchable Program 2023: 79; First Year of New Dispatchable Program 2024: 85; First Year of New Dispatchable Program 2025: 91; First Year of New Dispatchable Program 2026: 98; First Year of New Dispatchable Program 2027: 106; First Year of New Dispatchable Program 2028: 114; First Year of New Dispatchable Program 2029: 123; First Year of New Dispatchable Program 2030: 132
Small Com DLC Cool-Two Way Switch Existing | 14344.2456 | 506.1498 | 44541.1811 | 3.1052 | 28.3399 | 1 | 2023 |  |  | 180 |  | 2031 | 75 | 80 | 86 | 93 | 100 | 107 | 116 | 125 | 135
Small Com DLC Cool-Two Way Switch New | 99650.8259 | 2166.2455 | 190629.6054 | 1.913 | 46.0016 | 1 | 2023 |  |  | 200 |  | 2032 | 71 | 76 | 82 | 88 | 95 | 102 | 109 | 118 | 127 | 137
Small Com DLC ERWH-Switch | 31846.917 | 110.5412 | 9727.6248 | 0.30545 | 288.1 | 1 | 2023 |  |  | 220 |  | 2033 | 67 | 72 | 78 | 83 | 90 | 96 | 104 | 111 | 120 | 129 | 139
Res CPP-No Enablement | 2098762.5748 | 128053.6649 | 12165098.1701 | 5.7963 | 16.3897 | 1 | 2024 |  |  | 240 |  | 2034 | 64 | 69 | 74 | 79 | 85 | 91 | 98 | 105 | 113 | 122 | 132 | 142
Res CPP-With Enablement | 1538295.3156 | 126866.8669 | 12052352.3515 | 7.8349 | 12.1253 | 1 | 2024 |  |  | 260 |  | 2035 | 61 | 65 | 70 | 75 | 80 | 86 | 93 | 100 | 107 | 115 | 124 | 134 | 145
Res CPR-No Enablement | 3147615.1098 | 140222.7331 | 12339600.5099 | 3.9203 | 22.4473 | 1 | 2023 |  |  | 280 |  | 2036 | 58 | 62 | 66 | 71 | 76 | 82 | 88 | 94 | 102 | 109 | 118 | 127 | 136 | 147
Res CPR-With Enablement | 3589893.3143 | 133071.4473 | 11710287.364 | 3.262 | 26.9772 | 1 | 2023 |  |  | 300
Res TOU | 2292308.9738 | 235597.209 | 22381734.8548 | 9.7638 | 9.7298 | 1 | 2024 |  |  | 320
Com Curtailment-AutoDR | 6305549.1863 | 202878.6292 | 17853319.3681 | 2.8314 | 31.0804 | 1 | 2023 |  |  | 340
Ind Curtailment-AutoDR | 4194846.1085 | 131148.8966 | 12459145.1744 | 2.9701 | 31.9854 | 1 | 2024 |  |  | 360
C&I Curtailment-Backup Gen | 7919152.6073 | 52524.6549 | 4989842.2141 | 0.6301 | 150.7702 | 1 | 2024 |  |  | 380
C&I Int. Rates | 2818721.2664 | 287293.8293 | 27292913.7835 | 9.6827 | 9.8113 | 1 | 2024 |  |  | 400
420
Totals | 52200975.4919 | 1768166.1685 | 162468320.4208 | [6 empty] | 440
460
480
500
520
540
560
580
600
Avoided costs are for dispatchable peaking capacity. Avoided costs are assigned based on the first year of the project and the year of needed capacity. The first year for all programs is assumed to be 2023, although this may change for some rate based programs. The year of needed capacity has been determined by KU/LGE as 2028 in the linked document.
There is a separate avoided costs table for programs which provide intermediate energy reductions. This could be applicable to CVR versus DVR.
There is also a different avoided costs table for one time payment programs and have a program duration. None of the DR programs qualify for this.