## 06-2021
| STEP 1 & 3 | [10 empty] | STEP 2 | [15 empty] | Paste |  |  | Paste | Paste |  |  |  | Paste
| (1) | [5 empty] | (5) |  |  | (11) |  | (2) | (3) |  | (4) |  | (6) |  |  | (7) | (8) | (9) |  |  |  | (10) | (12)
| (1) |  |  | (2) |  |  | (3) | (3a) | (4) | (5) | (5a) | (6) | (7) | (8) | (9) | (10) | (11) |  |  | (12) | (13) | (14) |  |  | (14a) | (15) | (16)
DAY AND HOUR ENDING | FORCED OUTAGE (FO) VOLUME FROM LASOR |  |  | TOTAL FO |  |  | PURCHASES ASSIGNED TO INTERNAL LOAD (MWh) | MARGINAL LOSSES | MINIMUM OF (2) OR (3) | INCLUDE ONLY IF FO > 6 HOURS REQUIRES PURCHASES (Step 1) | DISPATCHED GENERATION | NET AVAILABLE GENERATION RESOURCES | INTERNAL LOAD | PURCHASES DUE TO DEFICIENCY (Step 2) | PURCHASES DUE TO F.O. DEFICIENCY (MIN STEP 1 OR 2) | Net Position = Gen + losses + purchases - Load | MAX FO VOLUME REQUIRING REPLACEMENT POWER |  |  | AVERAGE PRICE OF PURCHASED POWER | TOTAL COST OF REPLACEMENT POWER DUE TO FO | FO UNIT FUEL COST FROM MONTHLY NET ENERGY REQUIREMENT REPORT |  |  | Highest of PUE or Generation Cost $/MWh | TOTAL ALLOWABLE FO REPLACEMENT COST | TOTAL FO REPLACEMENT COST EXCLUDED FROM FAC
| Mitchell 1 KP (385) | Mitchell 2 KP (395) | BS 1 (290) | Total | Counter | Include | INPUT FROM KP Hourly Purch Alloc Tab | INPUT FROM PT | MIN (2), (3) | (4) >0 for > 6 hours | INPUT FROM POWER TRACKER | INPUT FROM POWER TRACKER | INPUT FROM POWER TRACKER | MAX [(7)-(6),0] | MIN (5),(8) | (3) + (3a) + (5a) - (7) | Mitchell 1 | Mitchell 2 | BS 1 | INPUT FROM PowerTracker | Σ(11x) x (12) | Mitchell 1 | Mitchell 2 | BS1 | Input from PUE Analysis | Σ ((11x) X (14x)) | (13) - (15) |  |  |  | Settle | Capability | Settle |  | should | Settle
[28 empty] | Dependable | Internal |  | High Adj | High Adj Limit | Higher | Net | always | Dependable | bar: (5a) to (7)
[28 empty] | Net Gen | Load | Marg Loss | Limit Gen | Gen (EcoMax) | by | Gen | be neg | Capability Adj | bar: (5a) to (7)
THERE WAS 1 BIG SANDY U1 FORCED OUTAGE(S) THIS MONTH | [6 empty] | (11): 154970.045 | 145142.961 | 63219.393 |  |  | 22.9669 | 22.1999 | 36.4728
THERE WERE 2 MITCHELL UNIT 1 FORCED OUTAGE(S) THIS MONTH | bar: (3) to (6)
THERE WERE NO MITCHELL UNIT 2 FORCED OUTAGE(S) THIS MONTH | bar: (3) to (6)
2021-06-01 01:00 | 385 |  |  | 385 | 1 | Yes | 208.176 | 5.97 | 208.176 | 208.176 | 280.7552 | 423.5 | 494.91 | 71.41 | 71.41 | -0.0088 | 71.41 | 0 | 0 | 17.7926 | 1270.5689 | 22.9669 | 0 | 0 |  | 1270.5689 | 0 | 280.7552 | 494.91 | 5.97 | 423.5 | 423.35 | 0.15 | 280.7552 | -142.7448 | 1473
2021-06-01 02:00 | 385 |  |  | 385 | 2 | Yes | 186.306 | 5.56 | 186.306 | 186.306 | 280.3352 | 425 | 472.21 | 47.21 | 47.21 | -0.0088 | 47.21 | 0 | 0 | 16.9644 | 800.8905 | 22.9669 | 0 | 0 |  | 800.8905 | 0 | 280.3352 | 472.21 | 5.56 | 425 | 424.7 | 0.3 | 280.3352 | -144.6648 | 1473
2021-06-01 03:00 | 385 |  |  | 385 | 3 | Yes | 178.544 | 5.27 | 178.544 | 178.544 | 280.624 | 416.5 | 464.45 | 47.95 | 47.95 | -0.012 | 47.95 | 0 | 0 | 16.2579 | 779.5686 | 22.9669 | 0 | 0 |  | 779.5686 | 0 | 280.624 | 464.45 | 5.27 | 416.5 | 416.2 | 0.3 | 280.624 | -135.876 | 1473
2021-06-01 04:00 | 385 |  |  | 385 | 4 | Yes | 179.804 | 5.16 | 179.804 | 179.804 | 280.2168 | 424 | 465.18 | 41.18 | 41.18 | 0.0008 | 41.18 | 0 | 0 | 15.9557 | 657.0543 | 22.9669 | 0 | 0 |  | 657.0543 | 0 | 280.2168 | 465.18 | 5.16 | 424 | 423.7 | 0.3 | 280.2168 | -143.7832 | 1473
2021-06-01 05:00 | 385 |  |  | 385 | 5 | Yes | 180.551 | 5.17 | 180.551 | 180.551 | 280.6328 | 421 | 466.36 | 45.36 | 45.36 | -0.0062 | 45.36 | 0 | 0 | 16.2332 | 736.3386 | 22.9669 | 0 | 0 |  | 736.3386 | 0 | 280.6328 | 466.36 | 5.17 | 421 | 420.7 | 0.3 | 280.6328 | -140.3672 | 1473
2021-06-01 06:00 | 385 |  |  | 385 | 6 | Yes | 196.446 | 5.68 | 196.446 | 196.446 | 280.476 | 443.5 | 482.6 | 39.1 | 39.1 | 0.002 | 39.1 | 0 | 0 | 17.3622 | 678.8606 | 22.9669 | 0 | 0 |  | 678.8606 | 0 | 280.476 | 482.6 | 5.68 | 443.5 | 443.2 | 0.3 | 280.476 | -163.024 | 1473
2021-06-01 07:00 | 385 |  |  | 385 | 7 | Yes | 218.026 | 6.06 | 218.026 | 218.026 | 280.5128 | 423 | 504.6 | 81.6 | 81.6 | -0.0012 | 81.6 | 0 | 0 | 19.6732 | 1605.3309 | 22.9669 | 0 | 0 |  | 1605.3309 | 0 | 280.5128 | 504.6 | 6.06 | 423 | 422.7 | 0.3 | 280.5128 | -142.4872 | 1473
2021-06-01 08:00 | 385 |  |  | 385 | 8 | Yes | 244.932 | 6.57 | 244.932 | 244.932 | 281.3328 | 516 | 532.84 | 16.84 | 16.84 | -0.0052 | 16.84 | 0 | 0 | 20.6897 | 348.4143 | 22.9669 | 0 | 0 |  | 348.4143 | 0 | 281.3328 | 532.84 | 6.57 | 516 | 515.7 | 0.3 | 281.3328 | -234.6672 | 1473
2021-06-01 09:00 | 385 |  |  | 385 | 9 | Yes | 251.897 | 6.67 | 251.897 | 251.897 | 287.8624 | 593 | 546.43 | 0 | 0 | 0 | 0 | 0 | 0 | 21.8431 | 0 | 22.9669 | 0 | 0 |  | 0 | 0 | 287.8624 | 546.43 | 6.67 | 593 | 592.7 | 0.3 | 287.8624 | -305.1376 | 1473
2021-06-01 10:00 | 385 |  |  | 385 | 10 | Yes | 264.295 | 7.48 | 264.295 | 264.295 | 287.4192 | 593 | 559.21 | 0 | 0 | 0 | 0 | 0 | 0 | 23.9129 | 0 | 22.9669 | 0 | 0 |  | 0 | 0 | 287.4192 | 559.21 | 7.48 | 593 | 592.7 | 0.3 | 287.4192 | -305.5808 | 1473
2021-06-01 11:00 | 385 |  |  | 385 | 11 | Yes | 282.671 | 8.4 | 282.671 | 282.671 | 285.1416 | 584.5 | 576.21 | 0 | 0 | 0 | 0 | 0 | 0 | 24.0758 | 0 | 22.9669 | 0 | 0 |  | 0 | 0 | 285.1416 | 576.21 | 8.4 | 584.5 | 584.2 | 0.3 | 285.1416 | -299.3584 | 1473
2021-06-01 12:00 | 385 |  |  | 385 | 12 | Yes | 279.117 | 8.68 | 279.117 | 279.117 | 298.4728 | 593 | 586.26 | 0 | 0 | 0 | 0 | 0 | 0 | 25.0562 | 0 | 22.9669 | 0 | 0 |  | 0 | 0 | 298.4728 | 586.26 | 8.68 | 593 | 592.7 | 0.3 | 298.4728 | -294.5272 | 1473
2021-06-01 13:00 | 385 |  |  | 385 | 13 | Yes | 306.074 | 9.09 | 306.074 | 306.074 | 299.0024 | 593 | 614.16 | 21.16 | 21.16 | 0.0064 | 21.16 | 0 | 0 | 27.9442 | 591.3 | 22.9669 | 0 | 0 |  | 485.98 | 105.32 | 299.0024 | 614.16 | 9.09 | 593 | 592.7 | 0.3 | 299.0024 | -293.9976 | 1473
2021-06-01 14:00 | 385 |  |  | 385 | 14 | Yes | 264.818 | 9.69 | 264.818 | 264.818 | 366.6685 | 592.55 | 641.18 | 48.63 | 48.63 | -0.0035 | 48.63 | 0 | 0 | 27.7148 | 1347.7724 | 22.9669 | 0 | 0 |  | 1116.8813 | 230.8911 | 366.6685 | 641.18 | 9.69 | 592.55 | 592.25 | 0.3 | 366.6685 | -225.8815 | 1473
2021-06-01 15:00 | 385 |  |  | 385 | 15 | Yes | 188.182 | 9.89 | 188.182 | 188.182 | 455.212 | 593 | 653.28 | 60.28 | 60.28 | 0.004 | 60.28 | 0 | 0 | 29.5579 | 1781.7526 | 22.9669 | 0 | 0 |  | 1384.4459 | 397.3068 | 455.212 | 653.28 | 9.89 | 593 | 592.7 | 0.3 | 455.212 | -137.788 | 1473
2021-06-01 16:00 | 385 |  |  | 385 | 16 | Yes | 139.465 | 10.09 | 139.465 | 139.465 | 511.3896 | 594 | 660.94 | 66.94 | 66.94 | 0.0046 | 66.94 | 0 | 0 | 29.7604 | 1992.1584 | 22.9669 | 0 | 0 |  | 1537.4055 | 454.7529 | 511.3896 | 660.94 | 10.09 | 594 | 593.7 | 0.3 | 511.3896 | -82.6104 | 1473
2021-06-01 17:00 | 385 |  |  | 385 | 17 | Yes | 143.079 | 10.19 | 143.079 | 143.079 | 505.3376 | 594.5 | 658.61 | 64.11 | 64.11 | -0.0034 | 64.11 | 0 | 0 | 35.3355 | 2265.3596 | 22.9669 | 0 | 0 |  | 1472.4092 | 792.9505 | 505.3376 | 658.61 | 10.19 | 594.5 | 594.2 | 0.3 | 505.3376 | -89.1624 | 1473
2021-06-01 18:00 | 385 |  |  | 385 | 18 | Yes | 131.066 | 10.19 | 131.066 | 131.066 | 510.3488 | 597 | 651.59 | 54.59 | 54.59 | 0.0148 | 54.59 | 0 | 0 | 37.2888 | 2035.5962 | 22.9669 | 0 | 0 |  | 1253.7641 | 781.8321 | 510.3488 | 651.59 | 10.19 | 597 | 596.2 | 0.8 | 510.3488 | -86.6512 | 1473
2021-06-01 19:00 | 385 |  |  | 385 | 19 | Yes | 125.715 | 8.97 | 125.715 | 125.715 | 501.1672 | 594 | 635.87 | 41.87 | 41.87 | -0.0178 | 41.87 | 0 | 0 | 30.3122 | 1269.1714 | 22.9669 | 0 | 0 |  | 961.6249 | 307.5465 | 501.1672 | 635.87 | 8.97 | 594 | 593.7 | 0.3 | 501.1672 | -92.8328 | 1473
2021-06-01 20:00 | 385 |  |  | 385 | 20 | Yes | 120.688 | 8.67 | 120.688 | 120.688 | 500.1984 | 593 | 629.57 | 36.57 | 36.57 | -0.0136 | 36.57 | 0 | 0 | 33.4518 | 1223.3306 | 22.9669 | 0 | 0 |  | 839.9002 | 383.4304 | 500.1984 | 629.57 | 8.67 | 593 | 592.7 | 0.3 | 500.1984 | -92.8016 | 1473
2021-06-01 21:00 | 385 |  |  | 385 | 21 | Yes | 82.575 | 8.68 | 82.575 | 82.575 | 534.6848 | 593.5 | 625.94 | 32.44 | 32.44 | -0.0002 | 32.44 | 0 | 0 | 44.2534 | 1435.5818 | 22.9669 | 0 | 0 |  | 745.0468 | 690.535 | 534.6848 | 625.94 | 8.68 | 593.5 | 593.2 | 0.3 | 534.6848 | -58.8152 | 1473
2021-06-01 22:00 | 385 |  |  | 385 | 22 | Yes | 102.734 | 8.96 | 102.734 | 102.734 | 516.136 | 593 | 627.84 | 34.84 | 34.84 | -0.01 | 34.84 | 0 | 0 | 26.2312 | 913.8934 | 22.9669 | 0 | 0 |  | 800.1674 | 113.7259 | 516.136 | 627.84 | 8.96 | 593 | 592.7 | 0.3 | 516.136 | -76.864 | 1473
2021-06-01 23:00 | 385 |  |  | 385 | 23 | Yes | 186.95 | 8.28 | 186.95 | 186.95 | 445.9568 | 593 | 589.02 | 0 | 0 | 0 | 0 | 0 | 0 | 23.36 | 0 | 22.9669 | 0 | 0 |  | 0 | 0 | 445.9568 | 589.02 | 8.28 | 593 | 592.7 | 0.3 | 445.9568 | -147.0432 | 1473
2021-06-02 | 385 |  |  | 385 | 24 | Yes | 209.8 | 7.43 | 209.8 | 209.8 | 360.6136 | 593 | 542.71 | 0 | 0 | 0 | 0 | 0 | 0 | 20.24 | 0 | 22.9669 | 0 | 0 |  | 0 | 0 | 360.6136 | 542.71 | 7.43 | 593 | 592.7 | 0.3 | 360.6136 | -232.3864 | 1473
2021-06-02 01:00 | 385 |  |  | 385 | 25 | Yes | 219.469 | 6.74 | 219.469 | 219.469 | 292.4968 | 554 | 518.7 | 0 | 0 | 0 | 0 | 0 | 0 | 18.7249 | 0 | 22.9669 | 0 | 0 |  | 0 | 0 | 292.4968 | 518.7 | 6.74 | 554 | 553.7 | 0.3 | 292.4968 | -261.5032 | 1473
2021-06-02 02:00 | 385 |  |  | 385 | 26 | Yes | 211.835 | 5.95 | 211.835 | 211.835 | 280.3576 | 420.5 | 498.17 | 77.67 | 77.67 | -0.0274 | 77.67 | 0 | 0 | 17.7093 | 1375.4815 | 22.9669 | 0 | 0 |  | 1375.4815 | 0 | 280.3576 | 498.17 | 5.95 | 420.5 | 420.2 | 0.3 | 280.3576 | -140.1424 | 1473
2021-06-02 03:00 | 385 |  |  | 385 | 27 | Yes | 200.028 | 5.67 | 200.028 | 200.028 | 280.5808 | 437 | 486.28 | 49.28 | 49.28 | -0.0012 | 49.28 | 0 | 0 | 17.0352 | 839.4941 | 22.9669 | 0 | 0 |  | 839.4941 | 0 | 280.5808 | 486.28 | 5.67 | 437 | 436.7 | 0.3 | 280.5808 | -156.4192 | 1473
2021-06-02 04:00 | 385 |  |  | 385 | 28 | Yes | 194.217 | 5.56 | 194.217 | 194.217 | 280.52 | 413.5 | 480.29 | 66.79 | 66.79 | 0.007 | 66.79 | 0 | 0 | 16.5804 | 1107.4028 | 22.9669 | 0 | 0 |  | 1107.4028 | 0 | 280.52 | 480.29 | 5.56 | 413.5 | 413.2 | 0.3 | 280.52 | -132.98 | 1473
2021-06-02 05:00 | 385 |  |  | 385 | 29 | Yes | 192.678 | 5.57 | 192.678 | 192.678 | 280.3072 | 408.5 | 478.55 | 70.05 | 70.05 | 0.0052 | 70.05 | 0 | 0 | 17.1791 | 1203.3953 | 22.9669 | 0 | 0 |  | 1203.3953 | 0 | 280.3072 | 478.55 | 5.57 | 408.5 | 408.2 | 0.3 | 280.3072 | -128.1928 | 1473
2021-06-02 06:00 | 385 |  |  | 385 | 30 | Yes | 209.193 | 5.77 | 209.193 | 209.193 | 280.4336 | 446 | 495.4 | 49.4 | 49.4 | -0.0034 | 49.4 | 0 | 0 | 17.9958 | 888.9939 | 22.9669 | 0 | 0 |  | 888.9939 | 0 | 280.4336 | 495.4 | 5.77 | 446 | 445.7 | 0.3 | 280.4336 | -165.5664 | 1473
2021-06-02 07:00 | 385 |  |  | 385 | 31 | Yes | 223.9 | 6.46 | 223.9 | 223.9 | 287.8432 | 574.5 | 511.38 | 0 | 0 | 0 | 0 | 0 | 0 | 19.09 | 0 | 22.9669 | 0 | 0 |  | 0 | 0 | 287.8432 | 511.38 | 6.46 | 574.5 | 574.2 | 0.3 | 287.8432 | -286.6568 | 1473
2021-06-02 08:00 | 385 |  |  | 385 | 32 | Yes | 241.004 | 7.17 | 241.004 | 241.004 | 286.376 | 593 | 534.56 | 0 | 0 | 0 | 0 | 0 | 0 | 21.2386 | 0 | 22.9669 | 0 | 0 |  | 0 | 0 | 286.376 | 534.56 | 7.17 | 593 | 592.7 | 0.3 | 286.376 | -306.624 | 1473
2021-06-02 09:00 | 385 |  |  | 385 | 33 | Yes | 259 | 7.37 | 259 | 259 | 306.1088 | 593 | 551.79 | 0 | 0 | 0 | 0 | 0 | 0 | 23.09 | 0 | 22.9669 | 0 | 0 |  | 0 | 0 | 306.1088 | 551.79 | 7.37 | 593 | 592.7 | 0.3 | 306.1088 | -286.8912 | 1473
2021-06-02 10:00 | 385 |  |  | 385 | 34 | Yes | 255.763 | 7.57 | 255.763 | 255.763 | 296.3463 | 585 | 559.69 | 0 | 0 | 0 | 0 | 0 | 0 | 23.4256 | 0 | 22.9669 | 0 | 0 |  | 0 | 0 | 296.3463 | 559.69 | 7.57 | 585 | 584.7 | 0.3 | 296.3463 | -288.6537 | 1473
2021-06-02 11:00 | 385 |  |  | 385 | 35 | Yes | 284.376 | 7.96 | 284.376 | 284.376 | 295.8384 | 593 | 588.18 | 0 | 0 | 0 | 0 | 0 | 0 | 24.8894 | 0 | 22.9669 | 0 | 0 |  | 0 | 0 | 295.8384 | 588.18 | 7.96 | 593 | 592.7 | 0.3 | 295.8384 | -297.1616 | 1473
2021-06-02 12:00 | 385 |  |  | 385 | 36 | Yes | 283.606 | 8.17 | 283.606 | 283.606 | 310.72 | 517.5 | 602.5 | 85 | 85 | -0.004 | 85 | 0 | 0 | 24.744 | 2103.2427 | 22.9669 | 0 | 0 |  | 1952.1881 | 151.0546 | 310.72 | 602.5 | 8.17 | 517.5 | 517.2 | 0.3 | 310.72 | -206.78 | 1473
2021-06-02 13:00 | 385 |  |  | 385 | 37 | Yes | 238.514 | 8.27 | 238.514 | 238.514 | 355.232 | 593 | 602.03 | 9.03 | 9.03 | -0.014 | 9.03 | 0 | 0 | 26.4413 | 238.765 | 22.9669 | 0 | 0 |  | 207.3913 | 31.3737 | 355.232 | 602.03 | 8.27 | 593 | 592.7 | 0.3 | 355.232 | -237.768 | 1473
2021-06-02 14:00 | 385 |  |  | 385 | 38 | Yes | 229.243 | 8.17 | 229.243 | 229.243 | 375.9184 | 593 | 613.34 | 20.34 | 20.34 | -0.0086 | 20.34 | 0 | 0 | 27.069 | 550.5833 | 22.9669 | 0 | 0 |  | 467.1471 | 83.4362 | 375.9184 | 613.34 | 8.17 | 593 | 592.7 | 0.3 | 375.9184 | -217.0816 | 1473
2021-06-02 15:00 | 385 |  |  | 385 | 39 | Yes | 191.059 | 8.29 | 191.059 | 191.059 | 413.8672 | 593 | 613.21 | 20.21 | 20.21 | 0.0062 | 20.21 | 0 | 0 | 28.2466 | 570.8637 | 22.9669 | 0 | 0 |  | 464.1614 | 106.7023 | 413.8672 | 613.21 | 8.29 | 593 | 592.7 | 0.3 | 413.8672 | -179.1328 | 1473
2021-06-02 16:00 | 385 |  |  | 385 | 40 | Yes | 137.876 | 8.25 | 137.876 | 137.876 | 465.7968 | 593 | 611.93 | 18.93 | 18.93 | -0.0072 | 18.93 | 0 | 0 | 29.3368 | 555.346 | 22.9669 | 0 | 0 |  | 434.7638 | 120.5823 | 465.7968 | 611.93 | 8.25 | 593 | 592.7 | 0.3 | 465.7968 | -127.2032 | 1473
2021-06-02 17:00 | 385 |  |  | 385 | 41 | Yes | 114.568 | 8.17 | 114.568 | 114.568 | 489.1024 | 593 | 611.84 | 18.84 | 18.84 | 0.0004 | 18.84 | 0 | 0 | 28.1882 | 531.0661 | 22.9669 | 0 | 0 |  | 432.6967 | 98.3694 | 489.1024 | 611.84 | 8.17 | 593 | 592.7 | 0.3 | 489.1024 | -103.8976 | 1473
2021-06-02 18:00 | 385 |  |  | 385 | 42 | Yes | 120.819 | 8.17 | 120.819 | 120.819 | 478.4528 | 593 | 607.45 | 14.45 | 14.45 | -0.0082 | 14.45 | 0 | 0 | 22.0823 | 319.0889 | 22.9669 | 0 | 0 |  | 319.0889 | 0 | 478.4528 | 607.45 | 8.17 | 593 | 592.7 | 0.3 | 478.4528 | -114.5472 | 1473
2021-06-02 19:00 | 385 |  |  | 385 | 43 | Yes | 123.409 | 8.07 | 123.409 | 123.409 | 465.8896 | 593 | 597.37 | 4.37 | 4.37 | -0.0014 | 4.37 | 0 | 0 | 27.7155 | 121.1169 | 22.9669 | 0 | 0 |  | 100.3654 | 20.7515 | 465.8896 | 597.37 | 8.07 | 593 | 592.7 | 0.3 | 465.8896 | -127.1104 | 1473
2021-06-02 20:00 | 385 |  |  | 385 | 44 | Yes | 155.268 | 7.87 | 155.268 | 155.268 | 432.344 | 593 | 595.48 | 2.48 | 2.48 | 0.002 | 2.48 | 0 | 0 | 26.247 | 65.0926 | 22.9669 | 0 | 0 |  | 56.958 | 8.1347 | 432.344 | 595.48 | 7.87 | 593 | 592.7 | 0.3 | 432.344 | -160.656 | 1473
2021-06-02 21:00 | 385 |  |  | 385 | 45 | Yes | 157.783 | 7.87 | 157.783 | 157.783 | 425.2832 | 593 | 590.94 | 0 | 0 | 0 | 0 | 0 | 0 | 26.8547 | 0 | 22.9669 | 0 | 0 |  | 0 | 0 | 425.2832 | 590.94 | 7.87 | 593 | 592.7 | 0.3 | 425.2832 | -167.7168 | 1473
2021-06-02 22:00 | 385 |  |  | 385 | 46 | Yes | 191.255 | 8.05 | 191.255 | 191.255 | 435.2688 | 593 | 597.38 | 4.38 | 4.38 | 37.1938 | 4.38 | 0 | 0 | 25.03 | 109.6314 | 22.9669 | 0 | 0 |  | 100.5951 | 9.0363 | 435.2688 | 597.38 | 8.05 | 593 | 592.7 | 0.3 | 435.2688 | -157.7312 | 1473
2021-06-02 23:00 | 385 |  |  | 385 | 47 | Yes | 262 | 7.47 | 262 | 262 | 381.408 | 593 | 572.72 | 0 | 0 | 0 | 0 | 0 | 0 | 21.27 | 0 | 22.9669 | 0 | 0 |  | 0 | 0 | 381.408 | 572.72 | 7.47 | 593 | 592.7 | 0.3 | 381.408 | -211.592 | 1473
2021-06-03 | 385 |  |  | 385 | 48 | Yes | 213.6 | 6.66 | 213.6 | 213.6 | 318.4576 | 592 | 522.83 | 0 | 0 | 0 | 0 | 0 | 0 | 19.37 | 0 | 22.9669 | 0 | 0 |  | 0 | 0 | 318.4576 | 522.83 | 6.66 | 592 | 591.7 | 0.3 | 318.4576 | -273.5424 | 1473
2021-06-03 01:00 | 385 |  |  | 385 | 49 | Yes | 213.114 | 6.66 | 213.114 | 213.114 | 284.6656 | 565.5 | 499.13 | 0 | 0 | 0 | 0 | 0 | 0 | 19.52 | 0 | 22.9669 | 0 | 0 |  | 0 | 0 | 284.6656 | 499.13 | 6.66 | 565.5 | 565.2 | 0.3 | 284.6656 | -280.8344 | 1473
2021-06-03 02:00 | 385 |  |  | 385 | 50 | Yes | 191.593 | 5.97 | 191.593 | 191.593 | 280.7744 | 516 | 476.91 | 0 | 0 | 0 | 0 | 0 | 0 | 18.5 | 0 | 22.9669 | 0 | 0 |  | 0 | 0 | 280.7744 | 476.91 | 5.97 | 516 | 515.7 | 0.3 | 280.7744 | -235.2256 | 1473
2021-06-03 03:00 | 385 |  |  | 385 | 51 | Yes | 181.002 | 5.57 | 181.002 | 181.002 | 280.5888 | 498 | 465.93 | 0 | 0 | 0 | 0 | 0 | 0 | 17.06 | 0 | 22.9669 | 0 | 0 |  | 0 | 0 | 280.5888 | 465.93 | 5.57 | 498 | 497.7 | 0.3 | 280.5888 | -217.4112 | 1473
2021-06-03 04:00 | 385 |  |  | 385 | 52 | Yes | 175.776 | 5.76 | 175.776 | 175.776 | 280.4496 | 514 | 461.98 | 0 | 0 | 0 | 0 | 0 | 0 | 16.843 | 0 | 22.9669 | 0 | 0 |  | 0 | 0 | 280.4496 | 461.98 | 5.76 | 514 | 513.7 | 0.3 | 280.4496 | -233.5504 | 1473
2021-06-03 05:00 | 385 |  |  | 385 | 53 | Yes | 174.864 | 5.97 | 174.864 | 174.864 | 281.2048 | 517.5 | 460.19 | 0 | 0 | 0 | 0 | 0 | 0 | 17.26 | 0 | 22.9669 | 0 | 0 |  | 0 | 0 | 281.2048 | 460.19 | 5.97 | 517.5 | 517.2 | 0.3 | 281.2048 | -236.2952 | 1473
2021-06-03 06:00 | 385 |  |  | 385 | 54 | Yes | 195.548 | 6.45 | 195.548 | 195.548 | 285.2656 | 593 | 481.86 | 0 | 0 | 0 | 0 | 0 | 0 | 18.73 | 0 | 22.9669 | 0 | 0 |  | 0 | 0 | 285.2656 | 481.86 | 6.45 | 593 | 592.7 | 0.3 | 285.2656 | -307.7344 | 1473
2021-06-03 07:00 | 385 |  |  | 385 | 55 | Yes | 212.702 | 7.79 | 212.702 | 212.702 | 290.1728 | 567 | 499.84 | 0 | 0 | 0 | 0 | 0 | 0 | 21 | 0 | 22.9669 | 0 | 0 |  | 0 | 0 | 290.1728 | 499.84 | 7.79 | 567 | 566.7 | 0.3 | 290.1728 | -276.8272 | 1473
2021-06-03 08:00 | 385 |  |  | 385 | 56 | Yes | 236.8 | 8.3 | 236.8 | 236.8 | 297.576 | 548 | 531.04 | 0 | 0 | 0 | 0 | 0 | 0 | 22.19 | 0 | 22.9669 | 0 | 0 |  | 0 | 0 | 297.576 | 531.04 | 8.3 | 548 | 547.7 | 0.3 | 297.576 | -250.424 | 1473
2021-06-03 09:00 | 385 |  |  | 385 | 57 | Yes | 269.872 | 8.07 | 269.872 | 269.872 | 321.7088 | 593 | 557.94 | 0 | 0 | 0 | 0 | 0 | 0 | 23.27 | 0 | 22.9669 | 0 | 0 |  | 0 | 0 | 321.7088 | 557.94 | 8.07 | 593 | 592.7 | 0.3 | 321.7088 | -271.2912 | 1473
2021-06-03 10:00 | 385 |  |  | 385 | 58 | Yes | 246.192 | 8.58 | 246.192 | 246.192 | 332.568 | 593 | 587.34 | 0 | 0 | 0 | 0 | 0 | 0 | 26.4572 | 0 | 22.9669 | 0 | 0 |  | 0 | 0 | 332.568 | 587.34 | 8.58 | 593 | 592.7 | 0.3 | 332.568 | -260.432 | 1473
2021-06-03 11:00 | 385 |  |  | 385 | 59 | Yes | 273.297 | 8.58 | 273.297 | 273.297 | 309.416 | 572.5 | 591.3 | 18.8 | 18.8 | -0.007 | 18.8 | 0 | 0 | 26.6051 | 500.1763 | 22.9669 | 0 | 0 |  | 431.7781 | 68.3982 | 309.416 | 591.3 | 8.58 | 572.5 | 572.2 | 0.3 | 309.416 | -263.084 | 1473
2021-06-03 12:00 | 385 |  |  | 385 | 60 | Yes | 222.004 | 8.81 | 222.004 | 222.004 | 357.4304 | 593 | 588.25 | 0 | 0 | 0 | 0 | 0 | 0 | 30.2535 | 0 | 22.9669 | 0 | 0 |  | 0 | 0 | 357.4304 | 588.25 | 8.81 | 593 | 592.7 | 0.3 | 357.4304 | -235.5696 | 1473
2021-06-03 13:00 | 385 |  |  | 385 | 61 | Yes | 140.911 | 9.09 | 140.911 | 140.911 | 442.5248 | 593 | 592.53 | 0 | 0 | 0 | 0 | 0 | 0 | 32.4572 | 0 | 22.9669 | 0 | 0 |  | 0 | 0 | 442.5248 | 592.53 | 9.09 | 593 | 592.7 | 0.3 | 442.5248 | -150.4752 | 1473
2021-06-03 14:00 | 385 |  |  | 385 | 62 | Yes | 101.57 | 9.19 | 101.57 | 101.57 | 499.4976 | 593 | 597.65 | 4.65 | 4.65 | 12.6076 | 4.65 | 0 | 0 | 31.34 | 145.731 | 22.9669 | 0 | 0 |  | 106.7962 | 38.9348 | 499.4976 | 597.65 | 9.19 | 593 | 592.7 | 0.3 | 499.4976 | -93.5024 | 1473
2021-06-03 15:00 | 385 |  |  | 385 | 63 | Yes | 81.695 | 9 | 81.695 | 81.695 | 544.1504 | 593 | 605.99 | 12.99 | 12.99 | 28.8554 | 12.99 | 0 | 0 | 31.3102 | 406.719 | 22.9669 | 0 | 0 |  | 298.3403 | 108.3787 | 544.1504 | 605.99 | 9 | 593 | 592.7 | 0.3 | 544.1504 | -48.8496 | 1473
2021-06-03 16:00 | 385 |  |  | 385 | 64 | Yes | 83.521 | 8.9 | 83.521 | 83.521 | 547.4 | 593 | 610.88 | 17.88 | 17.88 | 28.941 | 17.88 | 0 | 0 | 31.26 | 558.929 | 22.9669 | 0 | 0 |  | 410.6485 | 148.2805 | 547.4 | 610.88 | 8.9 | 593 | 592.7 | 0.3 | 547.4 | -45.6 | 1473
2021-06-03 17:00 | 385 |  |  | 385 | 65 | Yes | 69.392 | 9.2 | 69.392 | 69.392 | 549.336 | 593.5 | 617.1 | 23.6 | 23.6 | 10.828 | 23.6 | 0 | 0 | 31.9602 | 754.2604 | 22.9669 | 0 | 0 |  | 542.0193 | 212.2411 | 549.336 | 617.1 | 9.2 | 593.5 | 593.2 | 0.3 | 549.336 | -44.164 | 1473
2021-06-03 18:00 | 385 |  |  | 385 | 66 | Yes | 48.771 | 9.4 | 48.771 | 48.771 | 557.2096 | 593.5 | 615.37 | 21.87 | 21.87 | 0.0106 | 21.87 | 0 | 0 | 32.72 | 715.5865 | 22.9669 | 0 | 0 |  | 502.2865 | 213.3 | 557.2096 | 615.37 | 9.4 | 593.5 | 593.2 | 0.3 | 557.2096 | -36.2904 | 1473
2021-06-03 19:00 | 385 |  |  | 385 | 67 | Yes | 73.085 | 9.4 | 73.085 | 73.085 | 545.5328 | 593 | 624.21 | 31.21 | 31.21 | 3.8078 | 31.21 | 0 | 0 | 30.71 | 958.4591 | 22.9669 | 0 | 0 |  | 716.7975 | 241.6616 | 545.5328 | 624.21 | 9.4 | 593 | 592.7 | 0.3 | 545.5328 | -47.4672 | 1473
2021-06-03 20:00 | 385 |  |  | 385 | 68 | Yes | 69.446 | 9.34 | 69.446 | 69.446 | 541.6672 | 593 | 620.45 | 27.45 | 27.45 | 0.0032 | 27.45 | 0 | 0 | 31.8141 | 873.2975 | 22.9669 | 0 | 0 |  | 630.4419 | 242.8556 | 541.6672 | 620.45 | 9.34 | 593 | 592.7 | 0.3 | 541.6672 | -51.3328 | 1473
2021-06-03 21:00 | 385 |  |  | 385 | 69 | Yes | 76.928 | 9.32 | 76.928 | 76.928 | 526.304 | 593 | 612.55 | 19.55 | 19.55 | 0.002 | 19.55 | 0 | 0 | 30.9033 | 604.1587 | 22.9669 | 0 | 0 |  | 449.0033 | 155.1554 | 526.304 | 612.55 | 9.32 | 593 | 592.7 | 0.3 | 526.304 | -66.696 | 1473
2021-06-03 22:00 | 385 |  |  | 385 | 70 | Yes | 140.925 | 9.23 | 140.925 | 140.925 | 526.8512 | 593 | 609.6 | 16.6 | 16.6 | 67.4062 | 16.6 | 0 | 0 | 27.23 | 452.018 | 22.9669 | 0 | 0 |  | 381.2509 | 70.7671 | 526.8512 | 609.6 | 9.23 | 593 | 592.7 | 0.3 | 526.8512 | -66.1488 | 1473
2021-06-03 23:00 | 385 |  |  | 385 | 71 | Yes | 242.325 | 8.85 | 242.325 | 242.325 | 517.288 | 593 | 589.5 | 0 | 0 | 0 | 0 | 0 | 0 | 23.63 | 0 | 22.9669 | 0 | 0 |  | 0 | 0 | 517.288 | 589.5 | 8.85 | 593 | 592.7 | 0.3 | 517.288 | -75.712 | 1473
2021-06-04 | 385 |  |  | 385 | 72 | Yes | 236.5 | 8.24 | 236.5 | 236.5 | 497.048 | 593 | 542.8 | 0 | 0 | 0 | 0 | 0 | 0 | 21.65 | 0 | 22.9669 | 0 | 0 |  | 0 | 0 | 497.048 | 542.8 | 8.24 | 593 | 592.7 | 0.3 | 497.048 | -95.952 | 1473
2021-06-04 01:00 | 385 |  |  | 385 | 73 | Yes | 230.5 | 8.1 | 230.5 | 230.5 | 424.8496 | 593 | 521 | 0 | 0 | 0 | 0 | 0 | 0 | 21.22 | 0 | 22.9669 | 0 | 0 |  | 0 | 0 | 424.8496 | 521 | 8.1 | 593 | 592.7 | 0.3 | 424.8496 | -168.1504 | 1473
2021-06-04 02:00 | 385 |  |  | 385 | 74 | Yes | 205.6 | 7.28 | 205.6 | 205.6 | 315.3344 | 558 | 505.63 | 0 | 0 | 0 | 0 | 0 | 0 | 19.06 | 0 | 22.9669 | 0 | 0 |  | 0 | 0 | 315.3344 | 505.63 | 7.28 | 558 | 557.7 | 0.3 | 315.3344 | -242.6656 | 1473
2021-06-04 03:00 | 385 |  |  | 385 | 75 | Yes | 188.9 | 6.91 | 188.9 | 188.9 | 288.7008 | 593 | 477.26 | 0 | 0 | 0 | 0 | 0 | 0 | 17.88 | 0 | 22.9669 | 0 | 0 |  | 0 | 0 | 288.7008 | 477.26 | 6.91 | 593 | 592.7 | 0.3 | 288.7008 | -304.2992 | 1473
2021-06-04 04:00 | 385 |  |  | 385 | 76 | Yes | 183.333 | 7.12 | 183.333 | 183.333 | 280.9624 | 478 | 471.42 | 0 | 0 | 0 | 0 | 0 | 0 | 17.216 | 0 | 22.9669 | 0 | 0 |  | 0 | 0 | 280.9624 | 471.42 | 7.12 | 478 | 477.7 | 0.3 | 280.9624 | -197.0376 | 1473
2021-06-04 05:00 | 385 |  |  | 385 | 77 | Yes | 175.59 | 6.92 | 175.59 | 175.59 | 285.1618 | 499 | 465.84 | 0 | 0 | 0 | 0 | 0 | 0 | 17.41 | 0 | 22.9669 | 0 | 0 |  | 0 | 0 | 285.1618 | 465.84 | 6.92 | 499 | 498.7 | 0.3 | 285.1618 | -213.8382 | 1473
2021-06-04 06:00 | 385 |  |  | 385 | 78 | Yes | 180.329 | 7.13 | 180.329 | 180.329 | 292.2826 | 534 | 477.95 | 0 | 0 | 0 | 0 | 0 | 0 | 18.43 | 0 | 22.9669 | 0 | 0 |  | 0 | 0 | 292.2826 | 477.95 | 7.13 | 534 | 532.35 | 1.65 | 292.2826 | -241.7174 | 1473
2021-06-04 07:00 | 385 |  |  | 385 | 79 | Yes | 166.342 | 8.12 | 166.342 | 166.342 | 326.4548 | 733 | 491.46 | 0 | 0 | 0 | 0 | 0 | 0 | 20.79 | 0 | 22.9669 | 0 | 0 |  | 0 | 0 | 326.4548 | 491.46 | 8.12 | 733 | 732.4 | 0.6 | 326.4548 | -406.5452 | 1473
2021-06-04 08:00 | 385 |  |  | 385 | 80 | Yes | 171.118 | 8.73 | 171.118 | 171.118 | 352.5108 | 888 | 518.69 | 0 | 0 | 0 | 0 | 0 | 0 | 22.01 | 0 | 22.9669 | 0 | 0 |  | 0 | 0 | 352.5108 | 518.69 | 8.73 | 888 | 887.7 | 0.3 | 352.5108 | -535.4892 | 1473
2021-06-04 09:00 | 385 |  |  | 385 | 81 | Yes | 194.653 | 8.32 | 194.653 | 194.653 | 366.9858 | 888 | 541.83 | 0 | 0 | 0 | 0 | 0 | 0 | 23.57 | 0 | 22.9669 | 0 | 0 |  | 0 | 0 | 366.9858 | 541.83 | 8.32 | 888 | 887.7 | 0.3 | 366.9858 | -521.0142 | 1473
2021-06-04 10:00 | 385 |  |  | 385 | 82 | Yes | 163.17 | 8.4 | 163.17 | 163.17 | 390.903 | 862 | 558.23 | 0 | 0 | 0 | 0 | 0 | 0 | 26.11 | 0 | 22.9669 | 0 | 0 |  | 0 | 0 | 390.903 | 558.23 | 8.4 | 862 | 855.25 | 6.75 | 390.903 | -471.097 | 1473
2021-06-04 11:00 | 385 |  |  | 385 | 83 | Yes | 144.873 | 8.9 | 144.873 | 144.873 | 419.944 | 866 | 573.72 | 0 | 0 | 0 | 0 | 0 | 0 | 27.1065 | 0 | 22.9669 | 0 | 0 |  | 0 | 0 | 419.944 | 573.72 | 8.9 | 866 | 865.7 | 0.3 | 419.944 | -446.056 | 1473
2021-06-04 12:00 | 385 |  |  | 385 | 84 | Yes | 131.005 | 9.15 | 131.005 | 131.005 | 451.8664 | 888 | 592.02 | 0 | 0 | 0 | 0 | 0 | 0 | 31.3292 | 0 | 22.9669 | 0 | 0 |  | 0 | 0 | 451.8664 | 592.02 | 9.15 | 888 | 877.8 | 10.2 | 451.8664 | -436.1336 | 1473
2021-06-04 13:00 | 385 |  |  | 385 | 85 | Yes | 91.922 | 9.36 | 91.922 | 91.922 | 540.5352 | 888 | 620.64 | 0 | 0 | 0 | 0 | 0 | 0 | 28.5271 | 0 | 22.9669 | 0 | 0 |  | 0 | 0 | 540.5352 | 620.64 | 9.36 | 888 | 877.5 | 10.5 | 540.5352 | -347.4648 | 1473
2021-06-04 14:00 | 385 |  |  | 385 | 86 | Yes | 78.999 | 9.8 | 78.999 | 78.999 | 589.9302 | 888 | 658.71 | 0 | 0 | 0 | 0 | 0 | 0 | 31.0221 | 0 | 22.9669 | 0 | 0 |  | 0 | 0 | 589.9302 | 658.71 | 9.8 | 888 | 877.5 | 10.5 | 589.9302 | -298.0698 | 1473
2021-06-04 15:00 | 385 |  |  | 385 | 87 | Yes | 0 | 10.76 | 0 | 0 | 689.2532 | 888 | 682.11 | 0 | 0 | 0 | 0 | 0 | 0 | 0 | 0 | 22.9669 | 0 | 0 |  | 0 | 0 | 689.2532 | 682.11 | 10.76 | 888 | 877.5 | 10.5 | 689.2532 | -198.7468 | 1473
2021-06-04 16:00 | 385 |  |  | 385 | 88 | Yes | 15.268 | 11.42 | 15.268 | 15.268 | 804.9082 | 889.5 | 706.62 | 0 | 0 | 0 | 0 | 0 | 0 | 8.154 | 0 | 22.9669 | 0 | 0 |  | 0 | 0 | 804.9082 | 706.62 | 11.42 | 889.5 | 879 | 10.5 | 804.9082 | -84.5918 | 1473
2021-06-04 17:00 | 385 |  |  | 385 | 89 | Yes | 0 | 11.83 | 0 | 0 | 850.45 | 889.5 | 726.71 | 0 | 0 | 0 | 0 | 0 | 0 | 0 | 0 | 22.9669 | 0 | 0 |  | 0 | 0 | 850.45 | 726.71 | 11.83 | 889.5 | 879 | 10.5 | 850.45 | -39.05 | 1473
2021-06-04 18:00 | 385 |  |  | 385 | 90 | Yes | 0 | 11.93 | 0 | 0 | 860.5924 | 889.5 | 731.07 | 0 | 0 | 0 | 0 | 0 | 0 | 0 | 0 | 22.9669 | 0 | 0 |  | 0 | 0 | 860.5924 | 731.07 | 11.93 | 889.5 | 879 | 10.5 | 860.5924 | -28.9076 | 1473
2021-06-04 19:00 | 385 |  |  | 385 | 91 | Yes | 0 | 11.53 | 0 | 0 | 869.0132 | 889.5 | 715.42 | 0 | 0 | 0 | 0 | 0 | 0 | 0 | 0 | 22.9669 | 0 | 0 |  | 0 | 0 | 869.0132 | 715.42 | 11.53 | 889.5 | 879.15 | 10.35 | 869.0132 | -20.4868 | 1473
2021-06-04 20:00 | 385 |  |  | 385 | 92 | Yes | 0 | 11.03 | 0 | 0 | 858.2246 | 889.5 | 686.07 | 0 | 0 | 0 | 0 | 0 | 0 | 0 | 0 | 22.9669 | 0 | 0 |  | 0 | 0 | 858.2246 | 686.07 | 11.03 | 889.5 | 879 | 10.5 | 858.2246 | -31.2754 | 1473
2021-06-04 21:00 | 385 |  |  | 385 | 93 | Yes | 42.639 | 10.39 | 42.639 | 42.639 | 793.2292 | 889.5 | 649.53 | 0 | 0 | 0 | 0 | 0 | 0 | 26.824 | 0 | 22.9669 | 0 | 0 |  | 0 | 0 | 793.2292 | 649.53 | 10.39 | 889.5 | 879 | 10.5 | 793.2292 | -96.2708 | 1473
2021-06-04 22:00 | 385 |  |  | 385 | 94 | Yes | 0 | 10.22 | 0 | 0 | 721.2754 | 889 | 635.42 | 0 | 0 | 0 | 0 | 0 | 0 | 0 | 0 | 22.9669 | 0 | 0 |  | 0 | 0 | 721.2754 | 635.42 | 10.22 | 889 | 878.5 | 10.5 | 721.2754 | -167.7246 | 1473
2021-06-04 23:00 | 385 |  |  | 385 | 95 | Yes | 123.7 | 9.5 | 123.7 | 123.7 | 624.364 | 889 | 602.03 | 0 | 0 | 0 | 0 | 0 | 0 | 24.17 | 0 | 22.9669 | 0 | 0 |  | 0 | 0 | 624.364 | 602.03 | 9.5 | 889 | 878.5 | 10.5 | 624.364 | -264.636 | 1473
2021-06-05 | 385 |  |  | 385 | 96 | Yes | 149.972 | 8.44 | 149.972 | 149.972 | 505.6352 | 889 | 558.26 | 0 | 0 | 0 | 0 | 0 | 0 | 20.84 | 0 | 22.9669 | 0 | 0 |  | 0 | 0 | 505.6352 | 558.26 | 8.44 | 889 | 878.5 | 10.5 | 505.6352 | -383.3648 | 1473
2021-06-05 01:00 | 385 |  |  | 385 | 97 | Yes | 122.662 | 7.68 | 122.662 | 122.662 | 459.3232 | 889 | 530.19 | 0 | 0 | 0 | 0 | 0 | 0 | 20.64 | 0 | 22.9669 | 0 | 0 |  | 0 | 0 | 459.3232 | 530.19 | 7.68 | 889 | 878.5 | 10.5 | 459.3232 | -429.6768 | 1473
2021-06-05 02:00 | 385 |  |  | 385 | 98 | Yes | 94.043 | 6.88 | 94.043 | 94.043 | 413.1838 | 822 | 499.27 | 0 | 0 | 0 | 0 | 0 | 0 | 18.32 | 0 | 22.9669 | 0 | 0 |  | 0 | 0 | 413.1838 | 499.27 | 6.88 | 822 | 811.5 | 10.5 | 413.1838 | -408.8162 | 1473
2021-06-05 03:00 | 385 |  |  | 385 | 99 | Yes | 71.242 | 7.3 | 71.242 | 71.242 | 406.2102 | 769 | 476.88 | 0 | 0 | 0 | 0 | 0 | 0 | 17.4601 | 0 | 22.9669 | 0 | 0 |  | 0 | 0 | 406.2102 | 476.88 | 7.3 | 769 | 758.5 | 10.5 | 406.2102 | -362.7898 | 1473
2021-06-05 04:00 | 385 |  |  | 385 | 100 | Yes | 59.939 | 7.11 | 59.939 | 59.939 | 400.5904 | 720 | 467.65 | 0 | 0 | 0 | 0 | 0 | 0 | 15.5732 | 0 | 22.9669 | 0 | 0 |  | 0 | 0 | 400.5904 | 467.65 | 7.11 | 720 | 709.5 | 10.5 | 400.5904 | -319.4096 | 1473
2021-06-05 05:00 | 385 |  |  | 385 | 101 | Yes | 57.979 | 6.95 | 57.979 | 57.979 | 400.0434 | 734.5 | 463.27 | 0 | 0 | 0 | 0 | 0 | 0 | 15.1301 | 0 | 22.9669 | 0 | 0 |  | 0 | 0 | 400.0434 | 463.27 | 6.95 | 734.5 | 724 | 10.5 | 400.0434 | -334.4566 | 1473
2021-06-05 06:00 | 385 |  |  | 385 | 102 | Yes | 56.87 | 6.52 | 56.87 | 56.87 | 400.9658 | 747.5 | 461.74 | 0 | 0 | 0 | 0 | 0 | 0 | 15.31 | 0 | 22.9669 | 0 | 0 |  | 0 | 0 | 400.9658 | 461.74 | 6.52 | 747.5 | 737 | 10.5 | 400.9658 | -346.5342 | 1473
2021-06-05 07:00 | 385 |  |  | 385 | 103 | Yes | 57.533 | 6.63 | 57.533 | 57.533 | 404.223 | 723.5 | 463.51 | 0 | 0 | 0 | 0 | 0 | 0 | 14.8 | 0 | 22.9669 | 0 | 0 |  | 0 | 0 | 404.223 | 463.51 | 6.63 | 723.5 | 713 | 10.5 | 404.223 | -319.277 | 1473
2021-06-05 08:00 | 385 |  |  | 385 | 104 | Yes | 68.998 | 5.95 | 68.998 | 68.998 | 406.6444 | 724.5 | 474.31 | 0 | 0 | 0 | 0 | 0 | 0 | 17.3201 | 0 | 22.9669 | 0 | 0 |  | 0 | 0 | 406.6444 | 474.31 | 5.95 | 724.5 | 714 | 10.5 | 406.6444 | -317.8556 | 1473
2021-06-05 09:00 | 385 |  |  | 385 | 105 | Yes | 98.783 | 6.14 | 98.783 | 98.783 | 400.6858 | 756 | 503.29 | 0 | 0 | 0 | 0 | 0 | 0 | 19.22 | 0 | 22.9669 | 0 | 0 |  | 0 | 0 | 400.6858 | 503.29 | 6.14 | 756 | 745.5 | 10.5 | 400.6858 | -355.3142 | 1473
2021-06-05 10:00 | 385 |  |  | 385 | 106 | Yes | 135.729 | 6.97 | 135.729 | 135.729 | 401.1754 | 744.5 | 541.05 | 0 | 0 | 0 | 0 | 0 | 0 | 21.0301 | 0 | 22.9669 | 0 | 0 |  | 0 | 0 | 401.1754 | 541.05 | 6.97 | 744.5 | 734 | 10.5 | 401.1754 | -343.3246 | 1473
2021-06-05 11:00 | 385 |  |  | 385 | 107 | Yes | 135.927 | 8.04 | 135.927 | 135.927 | 429.2778 | 882.5 | 573.25 | 0 | 0 | 0 | 0 | 0 | 0 | 23.8852 | 0 | 22.9669 | 0 | 0 |  | 0 | 0 | 429.2778 | 573.25 | 8.04 | 882.5 | 872 | 10.5 | 429.2778 | -453.2222 | 1473
2021-06-05 12:00 | 385 |  |  | 385 | 108 | Yes | 198.538 | 8.83 | 198.538 | 198.538 | 446.5398 | 888.45 | 623.21 | 0 | 0 | 0 | 0 | 0 | 0 | 26.0531 | 0 | 22.9669 | 0 | 0 |  | 0 | 0 | 446.5398 | 623.21 | 8.83 | 888.45 | 877.95 | 10.5 | 446.5398 | -441.9102 | 1473
2021-06-05 13:00 | 385 |  |  | 385 | 109 | Yes | 256.662 | 9.91 | 256.662 | 256.662 | 482.172 | 891.75 | 669.01 | 0 | 0 | 0 | 0 | 0 | 0 | 25.436 | 0 | 22.9669 | 0 | 0 |  | 0 | 0 | 482.172 | 669.01 | 9.91 | 891.75 | 878.25 | 13.5 | 482.172 | -409.578 | 1473
2021-06-05 14:00 | 385 |  |  | 385 | 110 | Yes | 235.858 | 11.03 | 235.858 | 235.858 | 578.5054 | 869.65 | 706.55 | 0 | 0 | 0 | 0 | 0 | 0 | 27.14 | 0 | 22.9669 | 0 | 0 |  | 0 | 0 | 578.5054 | 706.55 | 11.03 | 869.65 | 855.15 | 14.5 | 578.5054 | -291.1446 | 1446
2021-06-05 15:00 | 385 |  |  | 385 | 111 | Yes | 211.548 | 11.8 | 211.548 | 211.548 | 620.6558 | 865 | 746.9 | 0 | 0 | 0 | 0 | 0 | 0 | 26.582 | 0 | 22.9669 | 0 | 0 |  | 0 | 0 | 620.6558 | 746.9 | 11.8 | 865 | 854.35 | 10.65 | 620.6558 | -244.3442 | 1438
2021-06-05 16:00 | 385 |  |  | 385 | 112 | Yes | 199.025 | 11.89 | 199.025 | 199.025 | 611.2194 | 869.8 | 761.63 | 0 | 0 | 0 | 0 | 0 | 0 | 28.514 | 0 | 22.9669 | 0 | 0 |  | 0 | 0 | 611.2194 | 761.63 | 11.89 | 869.8 | 769.3 | 100.5 | 611.2194 | -258.5806 | 1438
2021-06-05 17:00 | 385 |  |  | 385 | 113 | Yes | 138.796 | 12.39 | 138.796 | 138.796 | 628.5306 | 879.25 | 779.72 | 0 | 0 | 0 | 0 | 0 | 0 | 34.333 | 0 | 22.9669 | 0 | 0 |  | 0 | 0 | 628.5306 | 779.72 | 12.39 | 879.25 | 735.9 | 143.35 | 628.5306 | -250.7194 | 1438
2021-06-05 18:00 | 385 |  |  | 385 | 114 | Yes | 39.237 | 12.7 | 39.237 | 39.237 | 755.0238 | 873.75 | 784.82 | 0 | 0 | 0 | 0 | 0 | 0 | 31.6679 | 0 | 22.9669 | 0 | 0 |  | 0 | 0 | 755.0238 | 784.82 | 12.7 | 873.75 | 863.25 | 10.5 | 755.0238 | -118.7262 | 1438
2021-06-05 19:00 | 385 |  |  | 385 | 115 | Yes | 0 | 12.4 | 0 | 0 | 823.4364 | 874.85 | 778.4 | 0 | 0 | 0 | 0 | 0 | 0 | 0 | 0 | 22.9669 | 0 | 0 |  | 0 | 0 | 823.4364 | 778.4 | 12.4 | 874.85 | 853.85 | 21 | 823.4364 | -51.4136 | 1438
2021-06-05 20:00 | 385 |  |  | 385 | 116 | Yes | 79.834 | 11.8 | 79.834 | 79.834 | 708.2722 | 873.8 | 747.35 | 0 | 0 | 0 | 0 | 0 | 0 | 30.1569 | 0 | 22.9669 | 0 | 0 |  | 0 | 0 | 708.2722 | 747.35 | 11.8 | 873.8 | 848.3 | 25.5 | 708.2722 | -165.5278 | 1438
2021-06-05 21:00 | 385 |  |  | 385 | 117 | Yes | 97.044 | 11.13 | 97.044 | 97.044 | 646.8136 | 877.25 | 709.15 | 0 | 0 | 0 | 0 | 0 | 0 | 29.6519 | 0 | 22.9669 | 0 | 0 |  | 0 | 0 | 646.8136 | 709.15 | 11.13 | 877.25 | 829.75 | 47.5 | 646.8136 | -230.4364 | 1438
2021-06-05 22:00 | 385 |  |  | 385 | 118 | Yes | 214.2 | 10.43 | 214.2 | 214.2 | 613.9414 | 919.25 | 684.96 | 0 | 0 | 0 | 0 | 0 | 0 | 26.2379 | 0 | 22.9669 | 0 | 0 |  | 0 | 0 | 613.9414 | 684.96 | 10.43 | 919.25 | 865.5 | 53.75 | 613.9414 | -305.3086 | 1438
2021-06-05 23:00 | 385 |  |  | 385 | 119 | Yes | 43.758 | 10.02 | 43.758 | 43.758 | 579.5916 | 919.25 | 620.97 | 0 | 0 | 0 | 0 | 0 | 0 | 25.8538 | 0 | 22.9669 | 0 | 0 |  | 0 | 0 | 579.5916 | 620.97 | 10.02 | 919.25 | 885.35 | 33.9 | 579.5916 | -339.6584 | 1438
2021-06-06 | 385 |  |  | 385 | 120 | Yes | 40.755 | 9.77 | 40.755 | 40.755 | 597.4842 | 923.3 | 594.81 | 0 | 0 | 0 | 0 | 0 | 0 | 21.973 | 0 | 22.9669 | 0 | 0 |  | 0 | 0 | 597.4842 | 594.81 | 9.77 | 923.3 | 873.8 | 49.5 | 597.4842 | -325.8158 | 1438
2021-06-06 01:00 | 385 |  |  | 385 | 121 | Yes | 0 | 8.75 | 0 | 0 | 603.5826 | 985.85 | 554.72 | 0 | 0 | 0 | 0 | 0 | 0 | 0 | 0 | 22.9669 | 0 | 0 |  | 0 | 0 | 603.5826 | 554.72 | 8.75 | 985.85 | 935.35 | 50.5 | 603.5826 | -382.2674 | 1438
2021-06-06 02:00 | 385 |  |  | 385 | 122 | Yes | 0 | 7.96 | 0 | 0 | 617.283 | 1052 | 521.12 | 0 | 0 | 0 | 0 | 0 | 0 | 0 | 0 | 22.9669 | 0 | 0 |  | 0 | 0 | 617.283 | 521.12 | 7.96 | 1052 | 998.5 | 53.5 | 617.283 | -434.717 | 1438
2021-06-06 03:00 | 385 |  |  | 385 | 123 | Yes | 0 | 7.74 | 0 | 0 | 619.7282 | 1052 | 506.38 | 0 | 0 | 0 | 0 | 0 | 0 | 0 | 0 | 22.9669 | 0 | 0 |  | 0 | 0 | 619.7282 | 506.38 | 7.74 | 1052 | 999.1 | 52.9 | 619.7282 | -432.2718 | 1438
2021-06-06 04:00 | 385 |  |  | 385 | 124 | Yes | 0 | 7.07 | 0 | 0 | 581.5262 | 998.5 | 492.59 | 0 | 0 | 0 | 0 | 0 | 0 | 0 | 0 | 22.9669 | 0 | 0 |  | 0 | 0 | 581.5262 | 492.59 | 7.07 | 998.5 | 950.55 | 47.95 | 581.5262 | -416.9738 | 1438
2021-06-06 05:00 | 385 |  |  | 385 | 125 | Yes | 0 | 6.58 | 0 | 0 | 547.2066 | 1027.75 | 482.5 | 0 | 0 | 0 | 0 | 0 | 0 | 0 | 0 | 22.9669 | 0 | 0 |  | 0 | 0 | 547.2066 | 482.5 | 6.58 | 1027.75 | 974.85 | 52.9 | 547.2066 | -480.5434 | 1438
2021-06-06 06:00 | 385 |  |  | 385 | 126 | Yes | 0 | 6.36 | 0 | 0 | 536.7284 | 1043.5 | 480.56 | 0 | 0 | 0 | 0 | 0 | 0 | 0 | 0 | 22.9669 | 0 | 0 |  | 0 | 0 | 536.7284 | 480.56 | 6.36 | 1043.5 | 990.3 | 53.2 | 536.7284 | -506.7716 | 1438
2021-06-06 07:00 | 385 |  |  | 385 | 127 | Yes | 0 | 6.05 | 0 | 0 | 536.7374 | 1048.3 | 474.25 | 0 | 0 | 0 | 0 | 0 | 0 | 0 | 0 | 22.9669 | 0 | 0 |  | 0 | 0 | 536.7374 | 474.25 | 6.05 | 1048.3 | 994.95 | 53.35 | 536.7374 | -511.5626 | 1438
2021-06-06 08:00 | 385 |  |  | 385 | 128 | Yes | 0 | 5.94 | 0 | 0 | 537.5012 | 1047.7 | 488.27 | 0 | 0 | 0 | 0 | 0 | 0 | 0 | 0 | 22.9669 | 0 | 0 |  | 0 | 0 | 537.5012 | 488.27 | 5.94 | 1047.7 | 994.2 | 53.5 | 537.5012 | -510.1988 | 1438
2021-06-06 09:00 | 385 |  |  | 385 | 129 | Yes | 21.2 | 6.74 | 21.2 | 21.2 | 537.9558 | 1051 | 518.43 | 0 | 0 | 0 | 0 | 0 | 0 | 20.4 | 0 | 22.9669 | 0 | 0 |  | 0 | 0 | 537.9558 | 518.43 | 6.74 | 1051 | 997.5 | 53.5 | 537.9558 | -513.0442 | 1438
2021-06-06 10:00 | 385 |  |  | 385 | 130 | Yes | 15.93 | 7.97 | 15.93 | 15.93 | 564.1818 | 990.7 | 557.58 | 0 | 0 | 0 | 0 | 0 | 0 | 23.027 | 0 | 22.9669 | 0 | 0 |  | 0 | 0 | 564.1818 | 557.58 | 7.97 | 990.7 | 953.6 | 37.1 | 564.1818 | -426.5182 | 1426
2021-06-06 11:00 | 385 |  |  | 385 | 131 | Yes | 23.021 | 8.76 | 23.021 | 23.021 | 619.156 | 1061 | 592.63 | 0 | 0 | 0 | 0 | 0 | 0 | 28.3607 | 0 | 22.9669 | 0 | 0 |  | 0 | 0 | 619.156 | 592.63 | 8.76 | 1061 | 1057.7 | 3.3 | 619.156 | -441.844 | 1448
2021-06-06 12:00 | 385 |  |  | 385 | 132 | Yes | 53.881 | 9.9 | 53.881 | 53.881 | 739.4488 | 1061 | 618.62 | 0 | 0 | 0 | 0 | 0 | 0 | 28.2458 | 0 | 22.9669 | 0 | 0 |  | 0 | 0 | 739.4488 | 618.62 | 9.9 | 1061 | 1057.7 | 3.3 | 739.4488 | -321.5512 | 1448
2021-06-06 13:00 | 385 |  |  | 385 | 133 | Yes | 0 | 11.02 | 0 | 0 | 874.1954 | 1061 | 651.42 | 0 | 0 | 0 | 0 | 0 | 0 | 0 | 0 | 22.9669 | 0 | 0 |  | 0 | 0 | 874.1954 | 651.42 | 11.02 | 1061 | 1015.45 | 45.55 | 874.1954 | -186.8046 | 1448
2021-06-06 14:00 | 385 |  |  | 385 | 134 | Yes | 0 | 12.35 | 0 | 0 | 918.0182 | 1062 | 687.88 | 0 | 0 | 0 | 0 | 0 | 0 | 0 | 0 | 22.9669 | 0 | 0 |  | 0 | 0 | 918.0182 | 687.88 | 12.35 | 1062 | 965.4 | 96.6 | 918.0182 | -143.9818 | 1448
2021-06-06 15:00 | 385 |  |  | 385 | 135 | Yes | 15.522 | 13.47 | 15.522 | 15.522 | 906.3276 | 1062 | 726.11 | 0 | 0 | 0 | 0 | 0 | 0 | 29.9734 | 0 | 22.9669 | 0 | 0 |  | 0 | 0 | 906.3276 | 726.11 | 13.47 | 1062 | 977.55 | 84.45 | 906.3276 | -155.6724 | 1448
2021-06-06 16:00 | 385 |  |  | 385 | 136 | Yes | 0 | 15.39 | 0 | 0 | 918.8568 | 1062 | 743.27 | 0 | 0 | 0 | 0 | 0 | 0 | 0 | 0 | 22.9669 | 0 | 0 |  | 0 | 0 | 918.8568 | 743.27 | 15.39 | 1062 | 979.2 | 82.8 | 918.8568 | -143.1432 | 1448
2021-06-06 17:00 | 385 |  |  | 385 | 137 | Yes | 0 | 15.89 | 0 | 0 | 940.8312 | 1062 | 765.34 | 0 | 0 | 0 | 0 | 0 | 0 | 0 | 0 | 22.9669 | 0 | 0 |  | 0 | 0 | 940.8312 | 765.34 | 15.89 | 1062 | 996 | 66 | 940.8312 | -121.1688 | 1448
2021-06-06 18:00 | 385 |  |  | 385 | 138 | Yes | 0 | 16.71 | 0 | 0 | 984.5858 | 1062 | 739.71 | 0 | 0 | 0 | 0 | 0 | 0 | 0 | 0 | 22.9669 | 0 | 0 |  | 0 | 0 | 984.5858 | 739.71 | 16.71 | 1062 | 1032.95 | 29.05 | 984.5858 | -77.4142 | 1448
2021-06-06 19:00 | 385 |  |  | 385 | 139 | Yes | 0 | 15.59 | 0 | 0 | 956.9588 | 1062 | 750.77 | 0 | 0 | 0 | 0 | 0 | 0 | 0 | 0 | 22.9669 | 0 | 0 |  | 0 | 0 | 956.9588 | 750.77 | 15.59 | 1062 | 1029 | 33 | 956.9588 | -105.0412 | 1448
2021-06-06 20:00 | 204 |  |  | 204 | 140 | Yes | 0 | 15.65 | 0 | 0 | 943.8468 | 1062 | 730.29 | 0 | 0 | 0 | 0 | 0 | 0 | 0 | 0 | 22.9669 | 0 | 0 |  | 0 | 0 | 943.8468 | 730.29 | 15.65 | 1062 | 1029 | 33 | 943.8468 | -118.1532 | 1448
2021-06-06 21:00 |  |  |  | 0 | 0 | 0 | 0 | 14.61 | 0 | 0 | 951.3397 | 1074 | 699.42 | 0 | 0 | 0 | 0 | 0 | 0 | 0 | 0 | 0 | 0 | 0 |  | 0 | 0 | 951.3397 | 699.42 | 14.61 | 1074 | 1040.5 | 33.5 | 951.3397 | -122.6603 | 1448
2021-06-06 22:00 |  |  |  | 0 | 0 | 0 | 0 | 13.7 | 0 | 0 | 999.0411 | 1089.5 | 679.51 | 0 | 0 | 0 | 0 | 0 | 0 | 0 | 0 | 0 | 0 | 0 |  | 0 | 0 | 999.0411 | 679.51 | 13.7 | 1089.5 | 1057 | 32.5 | 999.0411 | -90.4589 | 1448
2021-06-06 23:00 |  |  |  | 0 | 0 | 0 | 0 | 11.9 | 0 | 0 | 985.8182 | 1090.5 | 638.33 | 0 | 0 | 0 | 0 | 0 | 0 | 0 | 0 | 0 | 0 | 0 |  | 0 | 0 | 985.8182 | 638.33 | 11.9 | 1090.5 | 1058 | 32.5 | 985.8182 | -104.6818 | 1448
2021-06-07 |  |  |  | 0 | 0 | 0 | 0 | 10.88 | 0 | 0 | 900.91 | 1253.5 | 575.28 | 0 | 0 | 0 | 0 | 0 | 0 | 0 | 0 | 0 | 0 | 0 |  | 0 | 0 | 900.91 | 575.28 | 10.88 | 1253.5 | 1084 | 169.5 | 900.91 | -352.59 | 1448
2021-06-07 01:00 |  |  |  | 0 | 0 | 0 | 112.3 | 10.18 | 0 | 0 | 821.3364 | 1253.5 | 570.67 | 0 | 0 | 0 | 0 | 0 | 0 | 23.01 | 0 | 0 | 0 | 0 |  | 0 | 0 | 821.3364 | 570.67 | 10.18 | 1253.5 | 1148 | 105.5 | 821.3364 | -432.1636 | 1448
2021-06-07 02:00 |  |  |  | 0 | 0 | 0 | 114.9 | 8.98 | 0 | 0 | 767.9227 | 1449 | 539.24 | 0 | 0 | 0 | 0 | 0 | 0 | 21.01 | 0 | 0 | 0 | 0 |  | 0 | 0 | 767.9227 | 539.24 | 8.98 | 1449 | 1212 | 237 | 767.9227 | -681.0773 | 1448
2021-06-07 03:00 |  |  |  | 0 | 0 | 0 | 92.2 | 8.5 | 0 | 0 | 736.7228 | 1453 | 525 | 0 | 0 | 0 | 0 | 0 | 0 | 19.28 | 0 | 0 | 0 | 0 |  | 0 | 0 | 736.7228 | 525 | 8.5 | 1453 | 1241 | 212 | 736.7228 | -716.2772 | 1448
2021-06-07 04:00 |  |  |  | 0 | 0 | 0 | 69.3 | 8.29 | 0 | 0 | 671.4234 | 1452 | 518.68 | 0 | 0 | 0 | 0 | 0 | 0 | 18.4 | 0 | 0 | 0 | 0 |  | 0 | 0 | 671.4234 | 518.68 | 8.29 | 1452 | 1240 | 212 | 671.4234 | -780.5766 | 1448
2021-06-07 05:00 |  |  |  | 0 | 0 | 0 | 85.8 | 8.11 | 0 | 0 | 613.8058 | 1395.45 | 511.95 | 0 | 0 | 0 | 0 | 0 | 0 | 18.35 | 0 | 0 | 0 | 0 |  | 0 | 0 | 613.8058 | 511.95 | 8.11 | 1395.45 | 1278.05 | 117.4 | 613.8058 | -781.6442 | 1448
2021-06-07 06:00 |  |  |  | 0 | 0 | 0 | 94.6 | 8.4 | 0 | 0 | 614.767 | 1413.45 | 522.2 | 0 | 0 | 0 | 0 | 0 | 0 | 19.82 | 0 | 0 | 0 | 0 |  | 0 | 0 | 614.767 | 522.2 | 8.4 | 1413.45 | 1263.25 | 150.2 | 614.767 | -798.683 | 1448
2021-06-07 07:00 |  |  |  | 0 | 0 | 0 | 130 | 8.98 | 0 | 0 | 629.2201 | 1439.5 | 544.7 | 0 | 0 | 0 | 0 | 0 | 0 | 22.1 | 0 | 0 | 0 | 0 |  | 0 | 0 | 629.2201 | 544.7 | 8.98 | 1439.5 | 1289 | 150.5 | 629.2201 | -810.2799 | 1448
2021-06-07 08:00 |  |  |  | 0 | 0 | 0 | 0 | 9.7 | 0 | 0 | 685.8894 | 1452 | 569.49 | 0 | 0 | 0 | 0 | 0 | 0 | 0 | 0 | 0 | 0 | 0 |  | 0 | 0 | 685.8894 | 569.49 | 9.7 | 1452 | 1301.5 | 150.5 | 685.8894 | -766.1106 | 1448
2021-06-07 09:00 |  |  |  | 0 | 0 | 0 | 9.047 | 10.4 | 0 | 0 | 876.1816 | 1452 | 587 | 0 | 0 | 0 | 0 | 0 | 0 | 14.945 | 0 | 0 | 0 | 0 |  | 0 | 0 | 876.1816 | 587 | 10.4 | 1452 | 1317.5 | 134.5 | 876.1816 | -575.8184 | 1448
2021-06-07 10:00 |  |  |  | 0 | 0 | 0 | 0 | 11 | 0 | 0 | 949.819 | 1452 | 621.64 | 0 | 0 | 0 | 0 | 0 | 0 | 0 | 0 | 0 | 0 | 0 |  | 0 | 0 | 949.819 | 621.64 | 11 | 1452 | 1376.5 | 75.5 | 949.819 | -502.181 | 1448
2021-06-07 11:00 |  |  |  | 0 | 0 | 0 | 0 | 12.1 | 0 | 0 | 1027.6081 | 1454 | 663.52 | 0 | 0 | 0 | 0 | 0 | 0 | 0 | 0 | 0 | 0 | 0 |  | 0 | 0 | 1027.6081 | 663.52 | 12.1 | 1454 | 1378.5 | 75.5 | 1027.6081 | -426.3919 | 1450
2021-06-07 12:00 |  |  |  | 0 | 0 | 0 | 0 | 13.1 | 0 | 0 | 1107.6175 | 1473 | 694.31 | 0 | 0 | 0 | 0 | 0 | 0 | 0 | 0 | 0 | 0 | 0 |  | 0 | 0 | 1107.6175 | 694.31 | 13.1 | 1473 | 1398.5 | 74.5 | 1107.6175 | -365.3825 | 1473
2021-06-07 13:00 |  |  |  | 0 | 0 | 0 | 0 | 14.2 | 0 | 0 | 1193.6057 | 1474 | 717.7 | 0 | 0 | 0 | 0 | 0 | 0 | 0 | 0 | 0 | 0 | 0 |  | 0 | 0 | 1193.6057 | 717.7 | 14.2 | 1474 | 1400 | 74 | 1193.6057 | -280.3943 | 1473
2021-06-07 14:00 |  |  |  | 0 | 0 | 0 | 0 | 14.9 | 0 | 0 | 1279.1547 | 1473.5 | 739.92 | 0 | 0 | 0 | 0 | 0 | 0 | 0 | 0 | 0 | 0 | 0 |  | 0 | 0 | 1279.1547 | 739.92 | 14.9 | 1473.5 | 1408.2 | 65.3 | 1279.1547 | -194.3453 | 1473
2021-06-07 15:00 |  |  |  | 0 | 0 | 0 | 0 | 15.8 | 0 | 0 | 1328.0279 | 1474.5 | 755.78 | 0 | 0 | 0 | 0 | 0 | 0 | 0 | 0 | 0 | 0 | 0 |  | 0 | 0 | 1328.0279 | 755.78 | 15.8 | 1474.5 | 1409.7 | 64.8 | 1328.0279 | -146.4721 | 1473
2021-06-07 16:00 |  |  |  | 0 | 0 | 0 | 0 | 16.3 | 0 | 0 | 1367.84 | 1474.5 | 766.26 | 0 | 0 | 0 | 0 | 0 | 0 | 0 | 0 | 0 | 0 | 0 |  | 0 | 0 | 1367.84 | 766.26 | 16.3 | 1474.5 | 1410.7 | 63.8 | 1367.84 | -106.66 | 1473
2021-06-07 17:00 |  |  |  | 0 | 0 | 0 | 0 | 17.2 | 0 | 0 | 1389.2168 | 1474.15 | 771.11 | 0 | 0 | 0 | 0 | 0 | 0 | 0 | 0 | 0 | 0 | 0 |  | 0 | 0 | 1389.2168 | 771.11 | 17.2 | 1474.15 | 1409.85 | 64.3 | 1389.2168 | -84.9332 | 1473
2021-06-07 18:00 |  |  |  | 0 | 0 | 0 | 0 | 17 | 0 | 0 | 1415.1713 | 1474.65 | 763.96 | 0 | 0 | 0 | 0 | 0 | 0 | 0 | 0 | 0 | 0 | 0 |  | 0 | 0 | 1415.1713 | 763.96 | 17 | 1474.65 | 1452.65 | 22 | 1415.1713 | -59.4787 | 1473
2021-06-07 19:00 |  |  |  | 0 | 0 | 0 | 0 | 14.6 | 0 | 0 | 1428.8105 | 1474.65 | 736.49 | 0 | 0 | 0 | 0 | 0 | 0 | 0 | 0 | 0 | 0 | 0 |  | 0 | 0 | 1428.8105 | 736.49 | 14.6 | 1474.65 | 1469.65 | 5 | 1428.8105 | -45.8395 | 1473
2021-06-07 20:00 |  |  |  | 0 | 0 | 0 | 0 | 14.2 | 0 | 0 | 1398.8617 | 1474.15 | 720.95 | 0 | 0 | 0 | 0 | 0 | 0 | 0 | 0 | 0 | 0 | 0 |  | 0 | 0 | 1398.8617 | 720.95 | 14.2 | 1474.15 | 1469 | 5.15 | 1398.8617 | -75.2883 | 1473
2021-06-07 21:00 |  |  |  | 0 | 0 | 0 | 0 | 13.9 | 0 | 0 | 1368.1566 | 1474 | 695.2 | 0 | 0 | 0 | 0 | 0 | 0 | 0 | 0 | 0 | 0 | 0 |  | 0 | 0 | 1368.1566 | 695.2 | 13.9 | 1474 | 1468.7 | 5.3 | 1368.1566 | -105.8434 | 1473
2021-06-07 22:00 |  |  |  | 0 | 0 | 0 | 0 | 13.2 | 0 | 0 | 1388.7081 | 1474 | 681.21 | 0 | 0 | 0 | 0 | 0 | 0 | 0 | 0 | 0 | 0 | 0 |  | 0 | 0 | 1388.7081 | 681.21 | 13.2 | 1474 | 1452.7 | 21.3 | 1388.7081 | -85.2919 | 1473
2021-06-07 23:00 |  |  |  | 0 | 0 | 0 | 0 | 12.2 | 0 | 0 | 1338.2892 | 1474 | 643.58 | 0 | 0 | 0 | 0 | 0 | 0 | 0 | 0 | 0 | 0 | 0 |  | 0 | 0 | 1338.2892 | 643.58 | 12.2 | 1474 | 1448.7 | 25.3 | 1338.2892 | -135.7108 | 1473
2021-06-08 |  |  |  | 0 | 0 | 0 | 0 | 10.98 | 0 | 0 | 1222.8821 | 1474 | 589.49 | 0 | 0 | 0 | 0 | 0 | 0 | 0 | 0 | 0 | 0 | 0 |  | 0 | 0 | 1222.8821 | 589.49 | 10.98 | 1474 | 1448.7 | 25.3 | 1222.8821 | -251.1179 | 1473
2021-06-08 01:00 |  |  |  | 0 | 0 | 0 | 0 | 11.3 | 0 | 0 | 980.8247 | 1474 | 543.47 | 0 | 0 | 0 | 0 | 0 | 0 | 0 | 0 | 0 | 0 | 0 |  | 0 | 0 | 980.8247 | 543.47 | 11.3 | 1474 | 1448.7 | 25.3 | 980.8247 | -493.1753 | 1473
2021-06-08 02:00 |  |  |  | 0 | 0 | 0 | 0 | 10 | 0 | 0 | 718.8845 | 1396.05 | 512.24 | 0 | 0 | 0 | 0 | 0 | 0 | 0 | 0 | 0 | 0 | 0 |  | 0 | 0 | 718.8845 | 512.24 | 10 | 1396.05 | 1371.2 | 24.85 | 718.8845 | -677.1655 | 1473
2021-06-08 03:00 |  |  |  | 0 | 0 | 0 | 0 | 8.38 | 0 | 0 | 629.4884 | 1401.15 | 492.13 | 0 | 0 | 0 | 0 | 0 | 0 | 0 | 0 | 0 | 0 | 0 |  | 0 | 0 | 629.4884 | 492.13 | 8.38 | 1401.15 | 1380.75 | 20.4 | 629.4884 | -771.6616 | 1473
2021-06-08 04:00 |  |  |  | 0 | 0 | 0 | 0 | 7.8 | 0 | 0 | 617.551 | 1268.95 | 474.99 | 0 | 0 | 0 | 0 | 0 | 0 | 0 | 0 | 0 | 0 | 0 |  | 0 | 0 | 617.551 | 474.99 | 7.8 | 1268.95 | 1264.85 | 4.1 | 617.551 | -651.399 | 1473
2021-06-08 05:00 |  |  |  | 0 | 0 | 0 | 0 | 7.58 | 0 | 0 | 622.7657 | 1250 | 478.78 | 0 | 0 | 0 | 0 | 0 | 0 | 0 | 0 | 0 | 0 | 0 |  | 0 | 0 | 622.7657 | 478.78 | 7.58 | 1250 | 1247.4 | 2.6 | 622.7657 | -627.2343 | 1473
2021-06-08 06:00 |  |  |  | 0 | 0 | 0 | 0 | 7.8 | 0 | 0 | 625.1814 | 1313.45 | 480.31 | 0 | 0 | 0 | 0 | 0 | 0 | 0 | 0 | 0 | 0 | 0 |  | 0 | 0 | 625.1814 | 480.31 | 7.8 | 1313.45 | 1311.15 | 2.3 | 625.1814 | -688.2686 | 1473
2021-06-08 07:00 |  |  |  | 0 | 0 | 0 | 0 | 8.9 | 0 | 0 | 645.6958 | 1308.25 | 498.93 | 0 | 0 | 0 | 0 | 0 | 0 | 0 | 0 | 0 | 0 | 0 |  | 0 | 0 | 645.6958 | 498.93 | 8.9 | 1308.25 | 1305.8 | 2.45 | 645.6958 | -662.5542 | 1473
2021-06-08 08:00 |  |  |  | 0 | 0 | 0 | 0 | 9.88 | 0 | 0 | 836.563 | 1458 | 526.45 | 0 | 0 | 0 | 0 | 0 | 0 | 0 | 0 | 0 | 0 | 0 |  | 0 | 0 | 836.563 | 526.45 | 9.88 | 1458 | 1453 | 5 | 836.563 | -621.437 | 1473
2021-06-08 09:00 |  |  |  | 0 | 0 | 0 | 0 | 10.4 | 0 | 0 | 982.1645 | 1473 | 568.95 | 0 | 0 | 0 | 0 | 0 | 0 | 0 | 0 | 0 | 0 | 0 |  | 0 | 0 | 982.1645 | 568.95 | 10.4 | 1473 | 1430.7 | 42.3 | 982.1645 | -490.8355 | 1473
2021-06-08 10:00 |  |  |  | 0 | 0 | 0 | 0 | 11.2 | 0 | 0 | 1052.2673 | 1473 | 618.8 | 0 | 0 | 0 | 0 | 0 | 0 | 0 | 0 | 0 | 0 | 0 |  | 0 | 0 | 1052.2673 | 618.8 | 11.2 | 1473 | 1467.7 | 5.3 | 1052.2673 | -420.7327 | 1473
2021-06-08 11:00 |  |  |  | 0 | 0 | 0 | 0 | 12.7 | 0 | 0 | 1229.3825 | 1473 | 670.98 | 0 | 0 | 0 | 0 | 0 | 0 | 0 | 0 | 0 | 0 | 0 |  | 0 | 0 | 1229.3825 | 670.98 | 12.7 | 1473 | 1455.2 | 17.8 | 1229.3825 | -243.6175 | 1473
2021-06-08 12:00 |  |  |  | 0 | 0 | 0 | 0 | 14.2 | 0 | 0 | 1334.3971 | 1473 | 719.52 | 0 | 0 | 0 | 0 | 0 | 0 | 0 | 0 | 0 | 0 | 0 |  | 0 | 0 | 1334.3971 | 719.52 | 14.2 | 1473 | 1408.7 | 64.3 | 1334.3971 | -138.6029 | 1473
2021-06-08 13:00 |  |  |  | 0 | 0 | 0 | 0 | 15.6 | 0 | 0 | 1377.6629 | 1474 | 763.22 | 0 | 0 | 0 | 0 | 0 | 0 | 0 | 0 | 0 | 0 | 0 |  | 0 | 0 | 1377.6629 | 763.22 | 15.6 | 1474 | 1409.85 | 64.15 | 1377.6629 | -96.3371 | 1473
2021-06-08 14:00 |  |  |  | 0 | 0 | 0 | 0 | 15.9 | 0 | 0 | 1360.3011 | 1473 | 801.33 | 0 | 0 | 0 | 0 | 0 | 0 | 0 | 0 | 0 | 0 | 0 |  | 0 | 0 | 1360.3011 | 801.33 | 15.9 | 1473 | 1409.65 | 63.35 | 1360.3011 | -112.6989 | 1473
2021-06-08 15:00 |  |  |  | 0 | 0 | 0 | 0 | 16.2 | 0 | 0 | 1391.531 | 1474.5 | 825.05 | 0 | 0 | 0 | 0 | 0 | 0 | 0 | 0 | 0 | 0 | 0 |  | 0 | 0 | 1391.531 | 825.05 | 16.2 | 1474.5 | 1407.25 | 67.25 | 1391.531 | -82.969 | 1473
2021-06-08 16:00 |  |  |  | 0 | 0 | 0 | 0 | 16.31 | 0 | 0 | 1345.8438 | 1474.5 | 838.8 | 0 | 0 | 0 | 0 | 0 | 0 | 0 | 0 | 0 | 0 | 0 |  | 0 | 0 | 1345.8438 | 838.8 | 16.31 | 1474.5 | 1355.85 | 118.65 | 1345.8438 | -128.6562 | 1473
2021-06-08 17:00 |  |  |  | 0 | 0 | 0 | 0 | 16 | 0 | 0 | 1333.3262 | 1474 | 827.56 | 0 | 0 | 0 | 0 | 0 | 0 | 0 | 0 | 0 | 0 | 0 |  | 0 | 0 | 1333.3262 | 827.56 | 16 | 1474 | 1350.25 | 123.75 | 1333.3262 | -140.6738 | 1473
2021-06-08 18:00 |  |  |  | 0 | 0 | 0 | 0 | 15.2 | 0 | 0 | 1369.4325 | 1474 | 792.23 | 0 | 0 | 0 | 0 | 0 | 0 | 0 | 0 | 0 | 0 | 0 |  | 0 | 0 | 1369.4325 | 792.23 | 15.2 | 1474 | 1433.15 | 40.85 | 1369.4325 | -104.5675 | 1473
2021-06-08 19:00 |  |  |  | 0 | 0 | 0 | 0 | 14.2 | 0 | 0 | 1419.7013 | 1474 | 756.57 | 0 | 0 | 0 | 0 | 0 | 0 | 0 | 0 | 0 | 0 | 0 |  | 0 | 0 | 1419.7013 | 756.57 | 14.2 | 1474 | 1454.65 | 19.35 | 1419.7013 | -54.2987 | 1473
2021-06-08 20:00 |  |  |  | 0 | 0 | 0 | 0 | 13.4 | 0 | 0 | 1425.2967 | 1474 | 723.27 | 0 | 0 | 0 | 0 | 0 | 0 | 0 | 0 | 0 | 0 | 0 |  | 0 | 0 | 1425.2967 | 723.27 | 13.4 | 1474 | 1437.3 | 36.7 | 1425.2967 | -48.7033 | 1473
2021-06-08 21:00 |  |  |  | 0 | 0 | 0 | 0 | 12 | 0 | 0 | 1394.9162 | 1474 | 673.7 | 0 | 0 | 0 | 0 | 0 | 0 | 0 | 0 | 0 | 0 | 0 |  | 0 | 0 | 1394.9162 | 673.7 | 12 | 1474 | 1435.8 | 38.2 | 1394.9162 | -79.0838 | 1473
2021-06-08 22:00 |  |  |  | 0 | 0 | 0 | 0 | 11.39 | 0 | 0 | 1342.7179 | 1474 | 659.42 | 0 | 0 | 0 | 0 | 0 | 0 | 0 | 0 | 0 | 0 | 0 |  | 0 | 0 | 1342.7179 | 659.42 | 11.39 | 1474 | 1435.65 | 38.35 | 1342.7179 | -131.2821 | 1473
2021-06-08 23:00 |  |  |  | 0 | 0 | 0 | 0 | 10.08 | 0 | 0 | 1269.5622 | 1473 | 619.25 | 0 | 0 | 0 | 0 | 0 | 0 | 0 | 0 | 0 | 0 | 0 |  | 0 | 0 | 1269.5622 | 619.25 | 10.08 | 1473 | 1434.15 | 38.85 | 1269.5622 | -203.4378 | 1473
2021-06-09 |  |  |  | 0 | 0 | 0 | 0 | 9.4 | 0 | 0 | 1130.7326 | 1473 | 574.57 | 0 | 0 | 0 | 0 | 0 | 0 | 0 | 0 | 0 | 0 | 0 |  | 0 | 0 | 1130.7326 | 574.57 | 9.4 | 1473 | 1434.15 | 38.85 | 1130.7326 | -342.2674 | 1473
2021-06-09 01:00 |  |  |  | 0 | 0 | 0 | 0 | 8.88 | 0 | 0 | 1067.1324 | 1473 | 542.52 | 0 | 0 | 0 | 0 | 0 | 0 | 0 | 0 | 0 | 0 | 0 |  | 0 | 0 | 1067.1324 | 542.52 | 8.88 | 1473 | 1444.2 | 28.8 | 1067.1324 | -405.8676 | 1473
2021-06-09 02:00 |  |  |  | 0 | 0 | 0 | 0 | 8 | 0 | 0 | 912.2817 | 1473 | 510.08 | 0 | 0 | 0 | 0 | 0 | 0 | 0 | 0 | 0 | 0 | 0 |  | 0 | 0 | 912.2817 | 510.08 | 8 | 1473 | 1444.35 | 28.65 | 912.2817 | -560.7183 | 1473
2021-06-09 03:00 |  |  |  | 0 | 0 | 0 | 0 | 7.28 | 0 | 0 | 744.5207 | 1399.05 | 493.15 | 0 | 0 | 0 | 0 | 0 | 0 | 0 | 0 | 0 | 0 | 0 |  | 0 | 0 | 744.5207 | 493.15 | 7.28 | 1399.05 | 1372.05 | 27 | 744.5207 | -654.5293 | 1473
2021-06-09 04:00 |  |  |  | 0 | 0 | 0 | 0 | 6.81 | 0 | 0 | 627.4241 | 1308.6 | 484.84 | 0 | 0 | 0 | 0 | 0 | 0 | 0 | 0 | 0 | 0 | 0 |  | 0 | 0 | 627.4241 | 484.84 | 6.81 | 1308.6 | 1282.8 | 25.8 | 627.4241 | -681.1759 | 1473
2021-06-09 05:00 |  |  |  | 0 | 0 | 0 | 0 | 6.7 | 0 | 0 | 601.93 | 1315.75 | 484.43 | 0 | 0 | 0 | 0 | 0 | 0 | 0 | 0 | 0 | 0 | 0 |  | 0 | 0 | 601.93 | 484.43 | 6.7 | 1315.75 | 1289.8 | 25.95 | 601.93 | -713.82 | 1473
2021-06-09 06:00 |  |  |  | 0 | 0 | 0 | 0 | 7.28 | 0 | 0 | 611.6075 | 1349.55 | 492.95 | 0 | 0 | 0 | 0 | 0 | 0 | 0 | 0 | 0 | 0 | 0 |  | 0 | 0 | 611.6075 | 492.95 | 7.28 | 1349.55 | 1342.25 | 7.3 | 611.6075 | -737.9425 | 1473
2021-06-09 07:00 |  |  |  | 0 | 0 | 0 | 0 | 8.1 | 0 | 0 | 669.3587 | 1406.1 | 508.46 | 0 | 0 | 0 | 0 | 0 | 0 | 0 | 0 | 0 | 0 | 0 |  | 0 | 0 | 669.3587 | 508.46 | 8.1 | 1406.1 | 1402.45 | 3.65 | 669.3587 | -736.7413 | 1473
2021-06-09 08:00 |  |  |  | 0 | 0 | 0 | 0 | 8.58 | 0 | 0 | 740.6101 | 1473 | 539.92 | 0 | 0 | 0 | 0 | 0 | 0 | 0 | 0 | 0 | 0 | 0 |  | 0 | 0 | 740.6101 | 539.92 | 8.58 | 1473 | 1467.7 | 5.3 | 740.6101 | -732.3899 | 1473
2021-06-09 09:00 |  |  |  | 0 | 0 | 0 | 0 | 9.2 | 0 | 0 | 981.3394 | 1473 | 563.72 | 0 | 0 | 0 | 0 | 0 | 0 | 0 | 0 | 0 | 0 | 0 |  | 0 | 0 | 981.3394 | 563.72 | 9.2 | 1473 | 1467.7 | 5.3 | 981.3394 | -491.6606 | 1473
2021-06-09 10:00 |  |  |  | 0 | 0 | 0 | 0 | 10.1 | 0 | 0 | 1140.3962 | 1473 | 583.99 | 0 | 0 | 0 | 0 | 0 | 0 | 0 | 0 | 0 | 0 | 0 |  | 0 | 0 | 1140.3962 | 583.99 | 10.1 | 1473 | 1467.7 | 5.3 | 1140.3962 | -332.6038 | 1473
2021-06-09 11:00 |  |  |  | 0 | 0 | 0 | 0 | 11.2 | 0 | 0 | 1295.7211 | 1473 | 613.63 | 0 | 0 | 0 | 0 | 0 | 0 | 0 | 0 | 0 | 0 | 0 |  | 0 | 0 | 1295.7211 | 613.63 | 11.2 | 1473 | 1467.7 | 5.3 | 1295.7211 | -177.2789 | 1473
2021-06-09 12:00 |  |  |  | 0 | 0 | 0 | 0 | 12.5 | 0 | 0 | 1404.6696 | 1472.05 | 639.29 | 0 | 0 | 0 | 0 | 0 | 0 | 0 | 0 | 0 | 0 | 0 |  | 0 | 0 | 1404.6696 | 639.29 | 12.5 | 1472.05 | 1466.9 | 5.15 | 1404.6696 | -67.3804 | 1473
2021-06-09 13:00 |  |  |  | 0 | 0 | 0 | 0 | 13.46 | 0 | 0 | 1434.115 | 1473.5 | 642.58 | 0 | 0 | 0 | 0 | 0 | 0 | 0 | 0 | 0 | 0 | 0 |  | 0 | 0 | 1434.115 | 642.58 | 13.46 | 1473.5 | 1463.85 | 9.65 | 1434.115 | -39.385 | 1473
2021-06-09 14:00 |  |  |  | 0 | 0 | 0 | 0 | 14.7 | 0 | 0 | 1438.4903 | 1474.5 | 674.63 | 0 | 0 | 0 | 0 | 0 | 0 | 0 | 0 | 0 | 0 | 0 |  | 0 | 0 | 1438.4903 | 674.63 | 14.7 | 1474.5 | 1454.15 | 20.35 | 1438.4903 | -36.0097 | 1473
2021-06-09 15:00 |  |  |  | 0 | 0 | 0 | 0 | 14.3 | 0 | 0 | 1445.0582 | 1474.5 | 663.83 | 0 | 0 | 0 | 0 | 0 | 0 | 0 | 0 | 0 | 0 | 0 |  | 0 | 0 | 1445.0582 | 663.83 | 14.3 | 1474.5 | 1450.85 | 23.65 | 1445.0582 | -29.4418 | 1473
2021-06-09 16:00 |  |  |  | 0 | 0 | 0 | 0 | 14.1 | 0 | 0 | 1432.7669 | 1474.5 | 662.99 | 0 | 0 | 0 | 0 | 0 | 0 | 0 | 0 | 0 | 0 | 0 |  | 0 | 0 | 1432.7669 | 662.99 | 14.1 | 1474.5 | 1439.133 | 35.367 | 1432.7669 | -41.7331 | 1473
2021-06-09 17:00 |  |  |  | 0 | 0 | 0 | 0 | 13.8 | 0 | 0 | 1433.3996 | 1474.5 | 661.35 | 0 | 0 | 0 | 0 | 0 | 0 | 0 | 0 | 0 | 0 | 0 |  | 0 | 0 | 1433.3996 | 661.35 | 13.8 | 1474.5 | 1437.25 | 37.25 | 1433.3996 | -41.1004 | 1473
2021-06-09 18:00 |  |  |  | 0 | 0 | 0 | 0 | 12.9 | 0 | 0 | 1414.6721 | 1474.5 | 659.69 | 0 | 0 | 0 | 0 | 0 | 0 | 0 | 0 | 0 | 0 | 0 |  | 0 | 0 | 1414.6721 | 659.69 | 12.9 | 1474.5 | 1422 | 52.5 | 1414.6721 | -59.8279 | 1473
2021-06-09 19:00 |  |  |  | 0 | 0 | 0 | 0 | 12.1 | 0 | 0 | 1421.7832 | 1474.5 | 657.51 | 0 | 0 | 0 | 0 | 0 | 0 | 0 | 0 | 0 | 0 | 0 |  | 0 | 0 | 1421.7832 | 657.51 | 12.1 | 1474.5 | 1434.5 | 40 | 1421.7832 | -52.7168 | 1473
2021-06-09 20:00 |  |  |  | 0 | 0 | 0 | 0 | 11.9 | 0 | 0 | 1338.622 | 1474 | 644.92 | 0 | 0 | 0 | 0 | 0 | 0 | 0 | 0 | 0 | 0 | 0 |  | 0 | 0 | 1338.622 | 644.92 | 11.9 | 1474 | 1422.55 | 51.45 | 1338.622 | -135.378 | 1473
2021-06-09 21:00 |  |  |  | 0 | 0 | 0 | 0 | 11.7 | 0 | 0 | 1350.1166 | 1474 | 647.16 | 0 | 0 | 0 | 0 | 0 | 0 | 0 | 0 | 0 | 0 | 0 |  | 0 | 0 | 1350.1166 | 647.16 | 11.7 | 1474 | 1422.55 | 51.45 | 1350.1166 | -123.8834 | 1473
2021-06-09 22:00 |  |  |  | 0 | 0 | 0 | 0 | 11.9 | 0 | 0 | 1354.2374 | 1474 | 650.08 | 0 | 0 | 0 | 0 | 0 | 0 | 0 | 0 | 0 | 0 | 0 |  | 0 | 0 | 1354.2374 | 650.08 | 11.9 | 1474 | 1421.4 | 52.6 | 1354.2374 | -119.7626 | 1473
2021-06-09 23:00 |  |  |  | 0 | 0 | 0 | 0 | 11.4 | 0 | 0 | 1344.2082 | 1474.5 | 616.66 | 0 | 0 | 0 | 0 | 0 | 0 | 0 | 0 | 0 | 0 | 0 |  | 0 | 0 | 1344.2082 | 616.66 | 11.4 | 1474.5 | 1411.5 | 63 | 1344.2082 | -130.2918 | 1473
2021-06-10 |  |  |  | 0 | 0 | 0 | 0 | 10.4 | 0 | 0 | 1291.7868 | 1474 | 583.18 | 0 | 0 | 0 | 0 | 0 | 0 | 0 | 0 | 0 | 0 | 0 |  | 0 | 0 | 1291.7868 | 583.18 | 10.4 | 1474 | 1412.35 | 61.65 | 1291.7868 | -182.2132 | 1473
2021-06-10 01:00 |  |  |  | 0 | 0 | 0 | 0 | 9.09 | 0 | 0 | 1085.2374 | 1474 | 545.3 | 0 | 0 | 0 | 0 | 0 | 0 | 0 | 0 | 0 | 0 | 0 |  | 0 | 0 | 1085.2374 | 545.3 | 9.09 | 1474 | 1418.5 | 55.5 | 1085.2374 | -388.7626 | 1473
2021-06-10 02:00 |  |  |  | 0 | 0 | 0 | 0 | 8 | 0 | 0 | 838.2296 | 1422.6 | 526.21 | 0 | 0 | 0 | 0 | 0 | 0 | 0 | 0 | 0 | 0 | 0 |  | 0 | 0 | 838.2296 | 526.21 | 8 | 1422.6 | 1377.45 | 45.15 | 838.2296 | -584.3704 | 1473
2021-06-10 03:00 |  |  |  | 0 | 0 | 0 | 0 | 7.2 | 0 | 0 | 681.8007 | 1387.5 | 498.34 | 0 | 0 | 0 | 0 | 0 | 0 | 0 | 0 | 0 | 0 | 0 |  | 0 | 0 | 681.8007 | 498.34 | 7.2 | 1387.5 | 1337.55 | 49.95 | 681.8007 | -705.6993 | 1473
2021-06-10 04:00 |  |  |  | 0 | 0 | 0 | 0 | 6.89 | 0 | 0 | 626.4023 | 1369.85 | 490.15 | 0 | 0 | 0 | 0 | 0 | 0 | 0 | 0 | 0 | 0 | 0 |  | 0 | 0 | 626.4023 | 490.15 | 6.89 | 1369.85 | 1330.4 | 39.45 | 626.4023 | -743.4477 | 1473
2021-06-10 05:00 |  |  |  | 0 | 0 | 0 | 0 | 6.9 | 0 | 0 | 606.2145 | 1387.3 | 492.54 | 0 | 0 | 0 | 0 | 0 | 0 | 0 | 0 | 0 | 0 | 0 |  | 0 | 0 | 606.2145 | 492.54 | 6.9 | 1387.3 | 1355.95 | 31.35 | 606.2145 | -781.0855 | 1473
2021-06-10 06:00 |  |  |  | 0 | 0 | 0 | 0 | 7.49 | 0 | 0 | 614.6796 | 1419.95 | 498.88 | 0 | 0 | 0 | 0 | 0 | 0 | 0 | 0 | 0 | 0 | 0 |  | 0 | 0 | 614.6796 | 498.88 | 7.49 | 1419.95 | 1388.2 | 31.75 | 614.6796 | -805.2704 | 1473
2021-06-10 07:00 |  |  |  | 0 | 0 | 0 | 0 | 8 | 0 | 0 | 611.5761 | 1410.05 | 516.89 | 0 | 0 | 0 | 0 | 0 | 0 | 0 | 0 | 0 | 0 | 0 |  | 0 | 0 | 611.5761 | 516.89 | 8 | 1410.05 | 1378.1 | 31.95 | 611.5761 | -798.4739 | 1473
2021-06-10 08:00 |  |  |  | 0 | 0 | 0 | 0 | 8.8 | 0 | 0 | 737.4263 | 1468.95 | 543.88 | 0 | 0 | 0 | 0 | 0 | 0 | 0 | 0 | 0 | 0 | 0 |  | 0 | 0 | 737.4263 | 543.88 | 8.8 | 1468.95 | 1436.1 | 32.85 | 737.4263 | -731.5237 | 1473
2021-06-10 09:00 |  |  |  | 0 | 0 | 0 | 0 | 9.88 | 0 | 0 | 920.1889 | 1473 | 578.57 | 0 | 0 | 0 | 0 | 0 | 0 | 0 | 0 | 0 | 0 | 0 |  | 0 | 0 | 920.1889 | 578.57 | 9.88 | 1473 | 1440 | 33 | 920.1889 | -552.8111 | 1473
2021-06-10 10:00 |  |  |  | 0 | 0 | 0 | 0 | 10.83 | 0 | 0 | 1114.0187 | 1473 | 589.84 | 0 | 0 | 0 | 0 | 0 | 0 | 0 | 0 | 0 | 0 | 0 |  | 0 | 0 | 1114.0187 | 589.84 | 10.83 | 1473 | 1440 | 33 | 1114.0187 | -358.9813 | 1473
2021-06-10 11:00 |  |  |  | 0 | 0 | 0 | 0 | 11.6 | 0 | 0 | 1305.7455 | 1474 | 621.24 | 0 | 0 | 0 | 0 | 0 | 0 | 0 | 0 | 0 | 0 | 0 |  | 0 | 0 | 1305.7455 | 621.24 | 11.6 | 1474 | 1440.6 | 33.4 | 1305.7455 | -168.2545 | 1473
2021-06-10 12:00 |  |  |  | 0 | 0 | 0 | 0 | 13 | 0 | 0 | 1403.3458 | 1474 | 677.52 | 0 | 0 | 0 | 0 | 0 | 0 | 0 | 0 | 0 | 0 | 0 |  | 0 | 0 | 1403.3458 | 677.52 | 13 | 1474 | 1436.65 | 37.35 | 1403.3458 | -70.6542 | 1473
2021-06-10 13:00 |  |  |  | 0 | 0 | 0 | 0 | 16.2 | 0 | 0 | 1424.5061 | 1474 | 722.1 | 0 | 0 | 0 | 0 | 0 | 0 | 0 | 0 | 0 | 0 | 0 |  | 0 | 0 | 1424.5061 | 722.1 | 16.2 | 1474 | 1436.45 | 37.55 | 1424.5061 | -49.4939 | 1473
2021-06-10 14:00 |  |  |  | 0 | 0 | 0 | 0 | 14.3 | 0 | 0 | 1430.9449 | 1474 | 738.88 | 0 | 0 | 0 | 0 | 0 | 0 | 0 | 0 | 0 | 0 | 0 |  | 0 | 0 | 1430.9449 | 738.88 | 14.3 | 1474 | 1436.1 | 37.9 | 1430.9449 | -43.0551 | 1473
2021-06-10 15:00 |  |  |  | 0 | 0 | 0 | 0 | 14.5 | 0 | 0 | 1429.9261 | 1474 | 747.67 | 0 | 0 | 0 | 0 | 0 | 0 | 0 | 0 | 0 | 0 | 0 |  | 0 | 0 | 1429.9261 | 747.67 | 14.5 | 1474 | 1436.1 | 37.9 | 1429.9261 | -44.0739 | 1473
2021-06-10 16:00 |  |  |  | 0 | 0 | 0 | 0 | 14.61 | 0 | 0 | 1427.4756 | 1474 | 725.51 | 0 | 0 | 0 | 0 | 0 | 0 | 0 | 0 | 0 | 0 | 0 |  | 0 | 0 | 1427.4756 | 725.51 | 14.61 | 1474 | 1434.6 | 39.4 | 1427.4756 | -46.5244 | 1473
2021-06-10 17:00 |  |  |  | 0 | 0 | 0 | 0 | 14.8 | 0 | 0 | 1354.0038 | 1474.5 | 729.38 | 0 | 0 | 0 | 0 | 0 | 0 | 0 | 0 | 0 | 0 | 0 |  | 0 | 0 | 1354.0038 | 729.38 | 14.8 | 1474.5 | 1358.6 | 115.9 | 1354.0038 | -120.4962 | 1473
2021-06-10 18:00 |  |  |  | 0 | 0 | 0 | 0 | 14.3 | 0 | 0 | 1232.3321 | 1475 | 717.58 | 0 | 0 | 0 | 0 | 0 | 0 | 0 | 0 | 0 | 0 | 0 |  | 0 | 0 | 1232.3321 | 717.58 | 14.3 | 1475 | 1235.85 | 239.15 | 1232.3321 | -242.6679 | 1473
2021-06-10 19:00 |  |  |  | 0 | 0 | 0 | 0 | 13.8 | 0 | 0 | 1184.6033 | 1475 | 704.09 | 0 | 0 | 0 | 0 | 0 | 0 | 0 | 0 | 0 | 0 | 0 |  | 0 | 0 | 1184.6033 | 704.09 | 13.8 | 1475 | 1186.8 | 288.2 | 1184.6033 | -290.3967 | 1473
2021-06-10 20:00 |  |  |  | 0 | 0 | 0 | 0 | 13.6 | 0 | 0 | 1212.2005 | 1474 | 687.07 | 0 | 0 | 0 | 0 | 0 | 0 | 0 | 0 | 0 | 0 | 0 |  | 0 | 0 | 1212.2005 | 687.07 | 13.6 | 1474 | 1375.55 | 98.45 | 1212.2005 | -261.7995 | 1473
2021-06-10 21:00 |  |  |  | 0 | 0 | 0 | 0 | 12.8 | 0 | 0 | 1304.2052 | 1473.5 | 666.97 | 0 | 0 | 0 | 0 | 0 | 0 | 0 | 0 | 0 | 0 | 0 |  | 0 | 0 | 1304.2052 | 666.97 | 12.8 | 1473.5 | 1416.9 | 56.6 | 1304.2052 | -169.2948 | 1473
2021-06-10 22:00 |  |  |  | 0 | 0 | 0 | 0.367 | 12.5 | 0 | 0 | 1300.1076 | 1473 | 655.63 | 0 | 0 | 0 | 0 | 0 | 0 | 25.8728 | 0 | 0 | 0 | 0 |  | 0 | 0 | 1300.1076 | 655.63 | 12.5 | 1473 | 1415.8 | 57.2 | 1300.1076 | -172.8924 | 1473
2021-06-10 23:00 |  |  |  | 0 | 0 | 0 | 0 | 11.1 | 0 | 0 | 1061.729 | 1473 | 620.82 | 0 | 0 | 0 | 0 | 0 | 0 | 0 | 0 | 0 | 0 | 0 |  | 0 | 0 | 1061.729 | 620.82 | 11.1 | 1473 | 1415 | 58 | 1061.729 | -411.271 | 1473
2021-06-11 |  |  |  | 0 | 0 | 0 | 0 | 9.68 | 0 | 0 | 866.4171 | 1469.25 | 576.48 | 0 | 0 | 0 | 0 | 0 | 0 | 0 | 0 | 0 | 0 | 0 |  | 0 | 0 | 866.4171 | 576.48 | 9.68 | 1469.25 | 1412.15 | 57.1 | 866.4171 | -602.8329 | 1473
2021-06-11 01:00 |  |  |  | 0 | 0 | 0 | 0 | 8.59 | 0 | 0 | 698.6496 | 1397.85 | 546.4 | 0 | 0 | 0 | 0 | 0 | 0 | 0 | 0 | 0 | 0 | 0 |  | 0 | 0 | 698.6496 | 546.4 | 8.59 | 1397.85 | 1380.8 | 17.05 | 698.6496 | -699.2004 | 1473
2021-06-11 02:00 |  |  |  | 0 | 0 | 0 | 0 | 8.18 | 0 | 0 | 674.4816 | 1412.7 | 508.77 | 0 | 0 | 0 | 0 | 0 | 0 | 0 | 0 | 0 | 0 | 0 |  | 0 | 0 | 674.4816 | 508.77 | 8.18 | 1412.7 | 1394.8 | 17.9 | 674.4816 | -738.2184 | 1473
2021-06-11 03:00 |  |  |  | 0 | 0 | 0 | 0 | 7.4 | 0 | 0 | 612.5016 | 1318.8 | 492.06 | 0 | 0 | 0 | 0 | 0 | 0 | 0 | 0 | 0 | 0 | 0 |  | 0 | 0 | 612.5016 | 492.06 | 7.4 | 1318.8 | 1300.15 | 18.65 | 612.5016 | -706.2984 | 1473
2021-06-11 04:00 |  |  |  | 0 | 0 | 0 | 0 | 6.99 | 0 | 0 | 622.0955 | 1417 | 483.12 | 0 | 0 | 0 | 0 | 0 | 0 | 0 | 0 | 0 | 0 | 0 |  | 0 | 0 | 622.0955 | 483.12 | 6.99 | 1417 | 1398.05 | 18.95 | 622.0955 | -794.9045 | 1473
2021-06-11 05:00 |  |  |  | 0 | 0 | 0 | 0 | 6.8 | 0 | 0 | 605.7449 | 1277.95 | 482.46 | 0 | 0 | 0 | 0 | 0 | 0 | 0 | 0 | 0 | 0 | 0 |  | 0 | 0 | 605.7449 | 482.46 | 6.8 | 1277.95 | 1259 | 18.95 | 605.7449 | -672.2051 | 1473
2021-06-11 06:00 |  |  |  | 0 | 0 | 0 | 0 | 7.2 | 0 | 0 | 612.3734 | 1377.6 | 488.86 | 0 | 0 | 0 | 0 | 0 | 0 | 0 | 0 | 0 | 0 | 0 |  | 0 | 0 | 612.3734 | 488.86 | 7.2 | 1377.6 | 1358.5 | 19.1 | 612.3734 | -765.2266 | 1473
2021-06-11 07:00 |  |  |  | 0 | 0 | 0 | 0 | 7.68 | 0 | 0 | 608.9063 | 1381.45 | 503.71 | 0 | 0 | 0 | 0 | 0 | 0 | 0 | 0 | 0 | 0 | 0 |  | 0 | 0 | 608.9063 | 503.71 | 7.68 | 1381.45 | 1362.65 | 18.8 | 608.9063 | -772.5437 | 1473
2021-06-11 08:00 |  |  |  | 0 | 0 | 0 | 0 | 8.4 | 0 | 0 | 675.6898 | 1461.15 | 519.58 | 0 | 0 | 0 | 0 | 0 | 0 | 0 | 0 | 0 | 0 | 0 |  | 0 | 0 | 675.6898 | 519.58 | 8.4 | 1461.15 | 1439.05 | 22.1 | 675.6898 | -785.4602 | 1473
2021-06-11 09:00 |  |  |  | 0 | 0 | 0 | 0 | 9.8 | 0 | 0 | 879.9766 | 1473 | 549 | 0 | 0 | 0 | 0 | 0 | 0 | 0 | 0 | 0 | 0 | 0 |  | 0 | 0 | 879.9766 | 549 | 9.8 | 1473 | 1450 | 23 | 879.9766 | -593.0234 | 1473
2021-06-11 10:00 |  |  |  | 0 | 0 | 0 | 0 | 11.2 | 0 | 0 | 1200.74 | 1473 | 578.35 | 0 | 0 | 0 | 0 | 0 | 0 | 0 | 0 | 0 | 0 | 0 |  | 0 | 0 | 1200.74 | 578.35 | 11.2 | 1473 | 1444 | 29 | 1200.74 | -272.26 | 1473
2021-06-11 11:00 |  |  |  | 0 | 0 | 0 | 0 | 12.3 | 0 | 0 | 1301.2533 | 1473 | 613.78 | 0 | 0 | 0 | 0 | 0 | 0 | 0 | 0 | 0 | 0 | 0 |  | 0 | 0 | 1301.2533 | 613.78 | 12.3 | 1473 | 1432.5 | 40.5 | 1301.2533 | -171.7467 | 1473
2021-06-11 12:00 |  |  |  | 0 | 0 | 0 | 0 | 13.5 | 0 | 0 | 1312.6229 | 1473 | 646.2 | 0 | 0 | 0 | 0 | 0 | 0 | 0 | 0 | 0 | 0 | 0 |  | 0 | 0 | 1312.6229 | 646.2 | 13.5 | 1473 | 1433 | 40 | 1312.6229 | -160.3771 | 1473
2021-06-11 13:00 |  |  |  | 0 | 0 | 0 | 0 | 15.4 | 0 | 0 | 1424.1459 | 1474 | 674.25 | 0 | 0 | 0 | 0 | 0 | 0 | 0 | 0 | 0 | 0 | 0 |  | 0 | 0 | 1424.1459 | 674.25 | 15.4 | 1474 | 1433.95 | 40.05 | 1424.1459 | -49.8541 | 1473
2021-06-11 14:00 |  |  |  | 0 | 0 | 0 | 0 | 15.7 | 0 | 0 | 1391.6691 | 1474.5 | 706.89 | 0 | 0 | 0 | 0 | 0 | 0 | 0 | 0 | 0 | 0 | 0 |  | 0 | 0 | 1391.6691 | 706.89 | 15.7 | 1474.5 | 1427.95 | 46.55 | 1391.6691 | -82.8309 | 1473
2021-06-11 15:00 |  |  |  | 0 | 0 | 0 | 0 | 15.4 | 0 | 0 | 1367.9578 | 1474.5 | 700.46 | 0 | 0 | 0 | 0 | 0 | 0 | 0 | 0 | 0 | 0 | 0 |  | 0 | 0 | 1367.9578 | 700.46 | 15.4 | 1474.5 | 1427.95 | 46.55 | 1367.9578 | -106.5422 | 1473
2021-06-11 16:00 |  |  |  | 0 | 0 | 0 | 0 | 14.7 | 0 | 0 | 1343.0142 | 1474.5 | 674.21 | 0 | 0 | 0 | 0 | 0 | 0 | 0 | 0 | 0 | 0 | 0 |  | 0 | 0 | 1343.0142 | 674.21 | 14.7 | 1474.5 | 1426.8 | 47.7 | 1343.0142 | -131.4858 | 1473
2021-06-11 17:00 |  |  |  | 0 | 0 | 0 | 0 | 14.2 | 0 | 0 | 1321.7051 | 1474 | 662.69 | 0 | 0 | 0 | 0 | 0 | 0 | 0 | 0 | 0 | 0 | 0 |  | 0 | 0 | 1321.7051 | 662.69 | 14.2 | 1474 | 1422.6 | 51.4 | 1321.7051 | -152.2949 | 1473
2021-06-11 18:00 |  |  |  | 0 | 0 | 0 | 0 | 13.5 | 0 | 0 | 1317.9929 | 1474.5 | 646.13 | 0 | 0 | 0 | 0 | 0 | 0 | 0 | 0 | 0 | 0 | 0 |  | 0 | 0 | 1317.9929 | 646.13 | 13.5 | 1474.5 | 1422.6 | 51.9 | 1317.9929 | -156.5071 | 1473
2021-06-11 19:00 |  |  |  | 0 | 0 | 0 | 0 | 12.6 | 0 | 0 | 1227.1046 | 1474 | 635.01 | 0 | 0 | 0 | 0 | 0 | 0 | 0 | 0 | 0 | 0 | 0 |  | 0 | 0 | 1227.1046 | 635.01 | 12.6 | 1474 | 1421.45 | 52.55 | 1227.1046 | -246.8954 | 1473
2021-06-11 20:00 |  |  |  | 0 | 0 | 0 | 0 | 12.2 | 0 | 0 | 1230.2473 | 1474 | 611.81 | 0 | 0 | 0 | 0 | 0 | 0 | 0 | 0 | 0 | 0 | 0 |  | 0 | 0 | 1230.2473 | 611.81 | 12.2 | 1474 | 1421.15 | 52.85 | 1230.2473 | -243.7527 | 1473
2021-06-11 21:00 |  |  |  | 0 | 0 | 0 | 0 | 11.7 | 0 | 0 | 1277.2557 | 1474 | 595.4 | 0 | 0 | 0 | 0 | 0 | 0 | 0 | 0 | 0 | 0 | 0 |  | 0 | 0 | 1277.2557 | 595.4 | 11.7 | 1474 | 1421.15 | 52.85 | 1277.2557 | -196.7443 | 1473
2021-06-11 22:00 |  |  |  | 0 | 0 | 0 | 0 | 12.38 | 0 | 0 | 1316.0986 | 1473 | 596.18 | 0 | 0 | 0 | 0 | 0 | 0 | 0 | 0 | 0 | 0 | 0 |  | 0 | 0 | 1316.0986 | 596.18 | 12.38 | 1473 | 1420.15 | 52.85 | 1316.0986 | -156.9014 | 1473
2021-06-11 23:00 |  |  |  | 0 | 0 | 0 | 0 | 12 | 0 | 0 | 1266.1865 | 1473 | 560.42 | 0 | 0 | 0 | 0 | 0 | 0 | 0 | 0 | 0 | 0 | 0 |  | 0 | 0 | 1266.1865 | 560.42 | 12 | 1473 | 1420.15 | 52.85 | 1266.1865 | -206.8135 | 1473
2021-06-12 |  |  |  | 0 | 0 | 0 | 0 | 9.61 | 0 | 0 | 1002.8751 | 1473 | 517.97 | 0 | 0 | 0 | 0 | 0 | 0 | 0 | 0 | 0 | 0 | 0 |  | 0 | 0 | 1002.8751 | 517.97 | 9.61 | 1473 | 1355.15 | 117.85 | 1002.8751 | -470.1249 | 1473
2021-06-12 01:00 |  |  |  | 0 | 0 | 0 | 0 | 7.98 | 0 | 0 | 798.039 | 1473 | 508.15 | 0 | 0 | 0 | 0 | 0 | 0 | 0 | 0 | 0 | 0 | 0 |  | 0 | 0 | 798.039 | 508.15 | 7.98 | 1473 | 1143.45 | 329.55 | 798.039 | -674.961 | 1473
2021-06-12 02:00 |  |  |  | 0 | 0 | 0 | 0 | 7.5 | 0 | 0 | 684.9734 | 1454.35 | 490.19 | 0 | 0 | 0 | 0 | 0 | 0 | 0 | 0 | 0 | 0 | 0 |  | 0 | 0 | 684.9734 | 490.19 | 7.5 | 1454.35 | 1343.25 | 111.1 | 684.9734 | -769.3766 | 1473
2021-06-12 03:00 |  |  |  | 0 | 0 | 0 | 0 | 7.1 | 0 | 0 | 627.8886 | 1383.5 | 482.15 | 0 | 0 | 0 | 0 | 0 | 0 | 0 | 0 | 0 | 0 | 0 |  | 0 | 0 | 627.8886 | 482.15 | 7.1 | 1383.5 | 1375.95 | 7.55 | 627.8886 | -755.6114 | 1473
2021-06-12 04:00 |  |  |  | 0 | 0 | 0 | 0 | 6.38 | 0 | 0 | 607.1528 | 1432.2 | 466.07 | 0 | 0 | 0 | 0 | 0 | 0 | 0 | 0 | 0 | 0 | 0 |  | 0 | 0 | 607.1528 | 466.07 | 6.38 | 1432.2 | 1426.9 | 5.3 | 607.1528 | -825.0472 | 1473
2021-06-12 05:00 |  |  |  | 0 | 0 | 0 | 0 | 6.2 | 0 | 0 | 608.194 | 1342 | 465.83 | 0 | 0 | 0 | 0 | 0 | 0 | 0 | 0 | 0 | 0 | 0 |  | 0 | 0 | 608.194 | 465.83 | 6.2 | 1342 | 1336.7 | 5.3 | 608.194 | -733.806 | 1473
2021-06-12 06:00 |  |  |  | 0 | 0 | 0 | 0 | 6.29 | 0 | 0 | 615.6708 | 1473 | 464.29 | 0 | 0 | 0 | 0 | 0 | 0 | 0 | 0 | 0 | 0 | 0 |  | 0 | 0 | 615.6708 | 464.29 | 6.29 | 1473 | 1467.7 | 5.3 | 615.6708 | -857.3292 | 1473
2021-06-12 07:00 |  |  |  | 0 | 0 | 0 | 0 | 6.5 | 0 | 0 | 602.3509 | 1307 | 467.49 | 0 | 0 | 0 | 0 | 0 | 0 | 0 | 0 | 0 | 0 | 0 |  | 0 | 0 | 602.3509 | 467.49 | 6.5 | 1307 | 1281.75 | 25.25 | 602.3509 | -704.6491 | 1473
2021-06-12 08:00 |  |  |  | 0 | 0 | 0 | 0 | 6.9 | 0 | 0 | 626.2139 | 1436.4 | 477.17 | 0 | 0 | 0 | 0 | 0 | 0 | 0 | 0 | 0 | 0 | 0 |  | 0 | 0 | 626.2139 | 477.17 | 6.9 | 1436.4 | 1216 | 220.4 | 626.2139 | -810.1861 | 1473
2021-06-12 09:00 |  |  |  | 0 | 0 | 0 | 0 | 7.98 | 0 | 0 | 663.0925 | 1440.3 | 490.59 | 0 | 0 | 0 | 0 | 0 | 0 | 0 | 0 | 0 | 0 | 0 |  | 0 | 0 | 663.0925 | 490.59 | 7.98 | 1440.3 | 1216.25 | 224.05 | 663.0925 | -777.2075 | 1473
2021-06-12 10:00 |  |  |  | 0 | 0 | 0 | 38.404 | 9.51 | 0 | 0 | 683.3448 | 1473 | 517.19 | 0 | 0 | 0 | 0 | 0 | 0 | 24.102 | 0 | 0 | 0 | 0 |  | 0 | 0 | 683.3448 | 517.19 | 9.51 | 1473 | 1248.2 | 224.8 | 683.3448 | -789.6552 | 1473
2021-06-12 11:00 |  |  |  | 0 | 0 | 0 | 0 | 11.14 | 0 | 0 | 752.3363 | 1473 | 520.19 | 0 | 0 | 0 | 0 | 0 | 0 | 0 | 0 | 0 | 0 | 0 |  | 0 | 0 | 752.3363 | 520.19 | 11.14 | 1473 | 1247.7 | 225.3 | 752.3363 | -720.6637 | 1473
2021-06-12 12:00 |  |  |  | 0 | 0 | 0 | 0 | 13.03 | 0 | 0 | 831.8411 | 1473 | 567.85 | 0 | 0 | 0 | 0 | 0 | 0 | 0 | 0 | 0 | 0 | 0 |  | 0 | 0 | 831.8411 | 567.85 | 13.03 | 1473 | 1248.7 | 224.3 | 831.8411 | -641.1589 | 1473
2021-06-12 13:00 |  |  |  | 0 | 0 | 0 | 0 | 14.27 | 0 | 0 | 1063.9141 | 1473 | 609.23 | 0 | 0 | 0 | 0 | 0 | 0 | 0 | 0 | 0 | 0 | 0 |  | 0 | 0 | 1063.9141 | 609.23 | 14.27 | 1473 | 1248.2 | 224.8 | 1063.9141 | -409.0859 | 1473
2021-06-12 14:00 |  |  |  | 0 | 0 | 0 | 0 | 14.7 | 0 | 0 | 1216.4542 | 1473 | 637.05 | 0 | 0 | 0 | 0 | 0 | 0 | 0 | 0 | 0 | 0 | 0 |  | 0 | 0 | 1216.4542 | 637.05 | 14.7 | 1473 | 1235.6 | 237.4 | 1216.4542 | -256.5458 | 1473
2021-06-12 15:00 |  |  |  | 0 | 0 | 0 | 0 | 14.6 | 0 | 0 | 1209.3957 | 1473 | 667.24 | 0 | 0 | 0 | 0 | 0 | 0 | 0 | 0 | 0 | 0 | 0 |  | 0 | 0 | 1209.3957 | 667.24 | 14.6 | 1473 | 1221.6 | 251.4 | 1209.3957 | -263.6043 | 1473
2021-06-12 16:00 |  |  |  | 0 | 0 | 0 | 0 | 15 | 0 | 0 | 1205.461 | 1473 | 704.69 | 0 | 0 | 0 | 0 | 0 | 0 | 0 | 0 | 0 | 0 | 0 |  | 0 | 0 | 1205.461 | 704.69 | 15 | 1473 | 1208.45 | 264.55 | 1205.461 | -267.539 | 1473
2021-06-12 17:00 |  |  |  | 0 | 0 | 0 | 0 | 15.5 | 0 | 0 | 1205.8002 | 1473 | 723.24 | 0 | 0 | 0 | 0 | 0 | 0 | 0 | 0 | 0 | 0 | 0 |  | 0 | 0 | 1205.8002 | 723.24 | 15.5 | 1473 | 1208.6 | 264.4 | 1205.8002 | -267.1998 | 1473
2021-06-12 18:00 |  |  |  | 0 | 0 | 0 | 0 | 15.3 | 0 | 0 | 1210.2849 | 1473 | 737.92 | 0 | 0 | 0 | 0 | 0 | 0 | 0 | 0 | 0 | 0 | 0 |  | 0 | 0 | 1210.2849 | 737.92 | 15.3 | 1473 | 1264.75 | 208.25 | 1210.2849 | -262.7151 | 1473
2021-06-12 19:00 |  |  |  | 0 | 0 | 0 | 0 | 14.9 | 0 | 0 | 1209.7085 | 1473 | 724.5 | 0 | 0 | 0 | 0 | 0 | 0 | 0 | 0 | 0 | 0 | 0 |  | 0 | 0 | 1209.7085 | 724.5 | 14.9 | 1473 | 1233.45 | 239.55 | 1209.7085 | -263.2915 | 1473
2021-06-12 20:00 |  |  |  | 0 | 0 | 0 | 0 | 13.4 | 0 | 0 | 1172.862 | 1473 | 687.54 | 0 | 0 | 0 | 0 | 0 | 0 | 0 | 0 | 0 | 0 | 0 |  | 0 | 0 | 1172.862 | 687.54 | 13.4 | 1473 | 1211.95 | 261.05 | 1172.862 | -300.138 | 1473
2021-06-12 21:00 |  |  |  | 0 | 0 | 0 | 0 | 13.18 | 0 | 0 | 1203.9255 | 1473 | 656.08 | 0 | 0 | 0 | 0 | 0 | 0 | 0 | 0 | 0 | 0 | 0 |  | 0 | 0 | 1203.9255 | 656.08 | 13.18 | 1473 | 1267.15 | 205.85 | 1203.9255 | -269.0745 | 1473
2021-06-12 22:00 |  |  |  | 0 | 0 | 0 | 0 | 13.2 | 0 | 0 | 1214.663 | 1473 | 648.73 | 0 | 0 | 0 | 0 | 0 | 0 | 0 | 0 | 0 | 0 | 0 |  | 0 | 0 | 1214.663 | 648.73 | 13.2 | 1473 | 1267.15 | 205.85 | 1214.663 | -258.337 | 1473
2021-06-12 23:00 |  |  |  | 0 | 0 | 0 | 0 | 11.5 | 0 | 0 | 1159.7201 | 1473 | 600.27 | 0 | 0 | 0 | 0 | 0 | 0 | 0 | 0 | 0 | 0 | 0 |  | 0 | 0 | 1159.7201 | 600.27 | 11.5 | 1473 | 1267.5 | 205.5 | 1159.7201 | -313.2799 | 1473
2021-06-13 |  |  |  | 0 | 0 | 0 | 0 | 9.89 | 0 | 0 | 1126.1056 | 1473 | 565.23 | 0 | 0 | 0 | 0 | 0 | 0 | 0 | 0 | 0 | 0 | 0 |  | 0 | 0 | 1126.1056 | 565.23 | 9.89 | 1473 | 1292.85 | 180.15 | 1126.1056 | -346.8944 | 1473
2021-06-13 01:00 |  |  |  | 0 | 0 | 0 | 0 | 8.2 | 0 | 0 | 916.8527 | 1473 | 525.59 | 0 | 0 | 0 | 0 | 0 | 0 | 0 | 0 | 0 | 0 | 0 |  | 0 | 0 | 916.8527 | 525.59 | 8.2 | 1473 | 1324.9 | 148.1 | 916.8527 | -556.1473 | 1473
2021-06-13 02:00 |  |  |  | 0 | 0 | 0 | 0 | 7.4 | 0 | 0 | 792.9144 | 1473 | 500.71 | 0 | 0 | 0 | 0 | 0 | 0 | 0 | 0 | 0 | 0 | 0 |  | 0 | 0 | 792.9144 | 500.71 | 7.4 | 1473 | 1308.7 | 164.3 | 792.9144 | -680.0856 | 1473
2021-06-13 03:00 |  |  |  | 0 | 0 | 0 | 0 | 6.98 | 0 | 0 | 720.0211 | 1471.65 | 482.08 | 0 | 0 | 0 | 0 | 0 | 0 | 0 | 0 | 0 | 0 | 0 |  | 0 | 0 | 720.0211 | 482.08 | 6.98 | 1471.65 | 1307.5 | 164.15 | 720.0211 | -751.6289 | 1473
2021-06-13 04:00 |  |  |  | 0 | 0 | 0 | 0 | 6.51 | 0 | 0 | 670.3406 | 1468.65 | 466.82 | 0 | 0 | 0 | 0 | 0 | 0 | 0 | 0 | 0 | 0 | 0 |  | 0 | 0 | 670.3406 | 466.82 | 6.51 | 1468.65 | 1304.5 | 164.15 | 670.3406 | -798.3094 | 1473
2021-06-13 05:00 |  |  |  | 0 | 0 | 0 | 0 | 6.29 | 0 | 0 | 642.2462 | 1437.3 | 460.27 | 0 | 0 | 0 | 0 | 0 | 0 | 0 | 0 | 0 | 0 | 0 |  | 0 | 0 | 642.2462 | 460.27 | 6.29 | 1437.3 | 1274.25 | 163.05 | 642.2462 | -795.0538 | 1473
2021-06-13 06:00 |  |  |  | 0 | 0 | 0 | 0 | 6.2 | 0 | 0 | 643.2581 | 1437.6 | 455.77 | 0 | 0 | 0 | 0 | 0 | 0 | 0 | 0 | 0 | 0 | 0 |  | 0 | 0 | 643.2581 | 455.77 | 6.2 | 1437.6 | 1274.7 | 162.9 | 643.2581 | -794.3419 | 1473
2021-06-13 07:00 |  |  |  | 0 | 0 | 0 | 0 | 6.1 | 0 | 0 | 654.0069 | 1430.25 | 448.16 | 0 | 0 | 0 | 0 | 0 | 0 | 0 | 0 | 0 | 0 | 0 |  | 0 | 0 | 654.0069 | 448.16 | 6.1 | 1430.25 | 1267.5 | 162.75 | 654.0069 | -776.2431 | 1473
2021-06-13 08:00 |  |  |  | 0 | 0 | 0 | 0 | 6.29 | 0 | 0 | 643.7221 | 1293.9 | 456.26 | 0 | 0 | 0 | 0 | 0 | 0 | 0 | 0 | 0 | 0 | 0 |  | 0 | 0 | 643.7221 | 456.26 | 6.29 | 1293.9 | 1131.8 | 162.1 | 643.7221 | -650.1779 | 1473
2021-06-13 09:00 |  |  |  | 0 | 0 | 0 | 0 | 7 | 0 | 0 | 648.8228 | 1445 | 489.14 | 0 | 0 | 0 | 0 | 0 | 0 | 0 | 0 | 0 | 0 | 0 |  | 0 | 0 | 648.8228 | 489.14 | 7 | 1445 | 1281.65 | 163.35 | 648.8228 | -796.1772 | 1473
2021-06-13 10:00 |  |  |  | 0 | 0 | 0 | 0 | 8.38 | 0 | 0 | 645.2865 | 1435.7 | 518.77 | 0 | 0 | 0 | 0 | 0 | 0 | 0 | 0 | 0 | 0 | 0 |  | 0 | 0 | 645.2865 | 518.77 | 8.38 | 1435.7 | 1272.65 | 163.05 | 645.2865 | -790.4135 | 1473
2021-06-13 11:00 |  |  |  | 0 | 0 | 0 | 34.546 | 9.9 | 0 | 0 | 651.2293 | 1434 | 574.41 | 0 | 0 | 0 | 0 | 0 | 0 | 23.179 | 0 | 0 | 0 | 0 |  | 0 | 0 | 651.2293 | 574.41 | 9.9 | 1434 | 1271.25 | 162.75 | 651.2293 | -782.7707 | 1473
2021-06-13 12:00 |  |  |  | 0 | 0 | 0 | 0 | 11.6 | 0 | 0 | 711.278 | 1473 | 625.88 | 0 | 0 | 0 | 0 | 0 | 0 | 0 | 0 | 0 | 0 | 0 |  | 0 | 0 | 711.278 | 625.88 | 11.6 | 1473 | 1309.2 | 163.8 | 711.278 | -761.722 | 1473
2021-06-13 13:00 |  |  |  | 0 | 0 | 0 | 0 | 12.77 | 0 | 0 | 786.3278 | 1467.5 | 680.87 | 0 | 0 | 0 | 0 | 0 | 0 | 0 | 0 | 0 | 0 | 0 |  | 0 | 0 | 786.3278 | 680.87 | 12.77 | 1467.5 | 1303.7 | 163.8 | 786.3278 | -681.1722 | 1473
2021-06-13 14:00 |  |  |  | 0 | 0 | 0 | 10.951 | 13.8 | 0 | 0 | 865.1939 | 1473 | 721.37 | 0 | 0 | 0 | 0 | 0 | 0 | 28.0349 | 0 | 0 | 0 | 0 |  | 0 | 0 | 865.1939 | 721.37 | 13.8 | 1473 | 1309.2 | 163.8 | 865.1939 | -607.8061 | 1473
2021-06-13 15:00 |  |  |  | 0 | 0 | 0 | 0 | 14.49 | 0 | 0 | 998.754 | 1473 | 724.3 | 0 | 0 | 0 | 0 | 0 | 0 | 0 | 0 | 0 | 0 | 0 |  | 0 | 0 | 998.754 | 724.3 | 14.49 | 1473 | 1308.7 | 164.3 | 998.754 | -474.246 | 1473
2021-06-13 16:00 |  |  |  | 0 | 0 | 0 | 0 | 14.68 | 0 | 0 | 1115.9215 | 1473 | 741.36 | 0 | 0 | 0 | 0 | 0 | 0 | 0 | 0 | 0 | 0 | 0 |  | 0 | 0 | 1115.9215 | 741.36 | 14.68 | 1473 | 1363.7 | 109.3 | 1115.9215 | -357.0785 | 1473
2021-06-13 17:00 |  |  |  | 0 | 0 | 0 | 0 | 14.98 | 0 | 0 | 1203.1504 | 1473.5 | 746.49 | 0 | 0 | 0 | 0 | 0 | 0 | 0 | 0 | 0 | 0 | 0 |  | 0 | 0 | 1203.1504 | 746.49 | 14.98 | 1473.5 | 1468.2 | 5.3 | 1203.1504 | -270.3496 | 1473
2021-06-13 18:00 |  |  |  | 0 | 0 | 0 | 0 | 14.88 | 0 | 0 | 1378.7666 | 1473.5 | 725.48 | 0 | 0 | 0 | 0 | 0 | 0 | 0 | 0 | 0 | 0 | 0 |  | 0 | 0 | 1378.7666 | 725.48 | 14.88 | 1473.5 | 1461.2 | 12.3 | 1378.7666 | -94.7334 | 1473
2021-06-13 19:00 |  |  |  | 0 | 0 | 0 | 0 | 13.95 | 0 | 0 | 1420.7534 | 1474.5 | 675.52 | 0 | 0 | 0 | 0 | 0 | 0 | 0 | 0 | 0 | 0 | 0 |  | 0 | 0 | 1420.7534 | 675.52 | 13.95 | 1474.5 | 1444.6 | 29.9 | 1420.7534 | -53.7466 | 1473
2021-06-13 20:00 |  |  |  | 0 | 0 | 0 | 0 | 13.37 | 0 | 0 | 1390.9568 | 1473.5 | 652.82 | 0 | 0 | 0 | 0 | 0 | 0 | 0 | 0 | 0 | 0 | 0 |  | 0 | 0 | 1390.9568 | 652.82 | 13.37 | 1473.5 | 1433.65 | 39.85 | 1390.9568 | -82.5432 | 1473
2021-06-13 21:00 |  |  |  | 0 | 0 | 0 | 0 | 12.76 | 0 | 0 | 1373.4935 | 1473 | 654.85 | 0 | 0 | 0 | 0 | 0 | 0 | 0 | 0 | 0 | 0 | 0 |  | 0 | 0 | 1373.4935 | 654.85 | 12.76 | 1473 | 1433.15 | 39.85 | 1373.4935 | -99.5065 | 1473
2021-06-13 22:00 |  |  |  | 0 | 0 | 0 | 0 | 12.31 | 0 | 0 | 1366.7924 | 1473 | 626.87 | 0 | 0 | 0 | 0 | 0 | 0 | 0 | 0 | 0 | 0 | 0 |  | 0 | 0 | 1366.7924 | 626.87 | 12.31 | 1473 | 1432.8 | 40.2 | 1366.7924 | -106.2076 | 1473
2021-06-13 23:00 |  |  |  | 0 | 0 | 0 | 0 | 11.19 | 0 | 0 | 1197.5869 | 1473 | 588.66 | 0 | 0 | 0 | 0 | 0 | 0 | 0 | 0 | 0 | 0 | 0 |  | 0 | 0 | 1197.5869 | 588.66 | 11.19 | 1473 | 1432.65 | 40.35 | 1197.5869 | -275.4131 | 1473
2021-06-14 |  |  |  | 0 | 0 | 0 | 0 | 9.63 | 0 | 0 | 1016.0438 | 1473 | 562.48 | 0 | 0 | 0 | 0 | 0 | 0 | 0 | 0 | 0 | 0 | 0 |  | 0 | 0 | 1016.0438 | 562.48 | 9.63 | 1473 | 1449.9 | 23.1 | 1016.0438 | -456.9562 | 1473
2021-06-14 01:00 |  |  |  | 0 | 0 | 0 | 0 | 8.01 | 0 | 0 | 799.8186 | 1447.95 | 566.52 | 0 | 0 | 0 | 0 | 0 | 0 | 0 | 0 | 0 | 0 | 0 |  | 0 | 0 | 799.8186 | 566.52 | 8.01 | 1447.95 | 1443.25 | 4.7 | 799.8186 | -648.1314 | 1473
2021-06-14 02:00 |  |  |  | 0 | 0 | 0 | 0 | 7.41 | 0 | 0 | 686.6679 | 1289.55 | 535.42 | 0 | 0 | 0 | 0 | 0 | 0 | 0 | 0 | 0 | 0 | 0 |  | 0 | 0 | 686.6679 | 535.42 | 7.41 | 1289.55 | 1285.3 | 4.25 | 686.6679 | -602.8821 | 1473
2021-06-14 03:00 |  |  |  | 0 | 0 | 0 | 0 | 6.89 | 0 | 0 | 619.1589 | 1299.5 | 517.22 | 0 | 0 | 0 | 0 | 0 | 0 | 0 | 0 | 0 | 0 | 0 |  | 0 | 0 | 619.1589 | 517.22 | 6.89 | 1299.5 | 1294.2 | 5.3 | 619.1589 | -680.3411 | 1473
2021-06-14 04:00 |  |  |  | 0 | 0 | 0 | 10.524 | 6.8 | 0 | 0 | 601.3156 | 1286.35 | 505.84 | 0 | 0 | 0 | 0 | 0 | 0 | 15.51 | 0 | 0 | 0 | 0 |  | 0 | 0 | 601.3156 | 505.84 | 6.8 | 1286.35 | 1281.2 | 5.15 | 601.3156 | -685.0344 | 1473
2021-06-14 05:00 |  |  |  | 0 | 0 | 0 | 0 | 7.09 | 0 | 0 | 602.2682 | 1297.25 | 502.27 | 0 | 0 | 0 | 0 | 0 | 0 | 0 | 0 | 0 | 0 | 0 |  | 0 | 0 | 602.2682 | 502.27 | 7.09 | 1297.25 | 1291.95 | 5.3 | 602.2682 | -694.9818 | 1473
2021-06-14 06:00 |  |  |  | 0 | 0 | 0 | 0 | 7.3 | 0 | 0 | 602.0304 | 1289.5 | 511.15 | 0 | 0 | 0 | 0 | 0 | 0 | 0 | 0 | 0 | 0 | 0 |  | 0 | 0 | 602.0304 | 511.15 | 7.3 | 1289.5 | 1284.2 | 5.3 | 602.0304 | -687.4696 | 1473
2021-06-14 07:00 |  |  |  | 0 | 0 | 0 | 0 | 7 | 0 | 0 | 608.364 | 1293 | 521.15 | 0 | 0 | 0 | 0 | 0 | 0 | 0 | 0 | 0 | 0 | 0 |  | 0 | 0 | 608.364 | 521.15 | 7 | 1293 | 1287.7 | 5.3 | 608.364 | -684.636 | 1473
2021-06-14 08:00 |  |  |  | 0 | 0 | 0 | 0 | 7.19 | 0 | 0 | 614.3069 | 1311.2 | 544.57 | 0 | 0 | 0 | 0 | 0 | 0 | 0 | 0 | 0 | 0 | 0 |  | 0 | 0 | 614.3069 | 544.57 | 7.19 | 1311.2 | 1305.9 | 5.3 | 614.3069 | -696.8931 | 1473
2021-06-14 09:00 |  |  |  | 0 | 0 | 0 | 0 | 7.7 | 0 | 0 | 626.2249 | 1472.1 | 580.56 | 0 | 0 | 0 | 0 | 0 | 0 | 0 | 0 | 0 | 0 | 0 |  | 0 | 0 | 626.2249 | 580.56 | 7.7 | 1472.1 | 1466.8 | 5.3 | 626.2249 | -845.8751 | 1473
2021-06-14 10:00 |  |  |  | 0 | 0 | 0 | 4.985 | 8.48 | 0 | 0 | 616.8136 | 1447.25 | 611.02 | 0 | 0 | 0 | 0 | 0 | 0 | 22.9321 | 0 | 0 | 0 | 0 |  | 0 | 0 | 616.8136 | 611.02 | 8.48 | 1447.25 | 1441.95 | 5.3 | 616.8136 | -830.4364 | 1473
2021-06-14 11:00 |  |  |  | 0 | 0 | 0 | 9.117 | 10 | 0 | 0 | 684.6182 | 1473 | 672.17 | 0 | 0 | 0 | 0 | 0 | 0 | 26.9925 | 0 | 0 | 0 | 0 |  | 0 | 0 | 684.6182 | 672.17 | 10 | 1473 | 1467.7 | 5.3 | 684.6182 | -788.3818 | 1473
2021-06-14 12:00 |  |  |  | 0 | 0 | 0 | 0 | 11.2 | 0 | 0 | 805.5924 | 1473 | 727.56 | 0 | 0 | 0 | 0 | 0 | 0 | 0 | 0 | 0 | 0 | 0 |  | 0 | 0 | 805.5924 | 727.56 | 11.2 | 1473 | 1467.7 | 5.3 | 805.5924 | -667.4076 | 1473
2021-06-14 13:00 |  |  |  | 0 | 0 | 0 | 0 | 12.69 | 0 | 0 | 1062.1375 | 1473 | 780.61 | 0 | 0 | 0 | 0 | 0 | 0 | 0 | 0 | 0 | 0 | 0 |  | 0 | 0 | 1062.1375 | 780.61 | 12.69 | 1473 | 1467.7 | 5.3 | 1062.1375 | -410.8625 | 1473
2021-06-14 14:00 |  |  |  | 0 | 0 | 0 | 0 | 14 | 0 | 0 | 1306.8346 | 1459.5 | 824.88 | 0 | 0 | 0 | 0 | 0 | 0 | 0 | 0 | 0 | 0 | 0 |  | 0 | 0 | 1306.8346 | 824.88 | 14 | 1459.5 | 1455.7 | 3.8 | 1306.8346 | -152.6654 | 1459
2021-06-14 15:00 |  |  |  | 0 | 0 | 0 | 0 | 15.11 | 0 | 0 | 1424.9356 | 1456.5 | 866.04 | 0 | 0 | 0 | 0 | 0 | 0 | 0 | 0 | 0 | 0 | 0 |  | 0 | 0 | 1424.9356 | 866.04 | 15.11 | 1456.5 | 1440.15 | 16.35 | 1424.9356 | -31.5644 | 1453.5
2021-06-14 16:00 |  |  |  | 0 | 0 | 0 | 0 | 15.9 | 0 | 0 | 1429.2322 | 1456.5 | 886.42 | 0 | 0 | 0 | 0 | 0 | 0 | 0 | 0 | 0 | 0 | 0 |  | 0 | 0 | 1429.2322 | 886.42 | 15.9 | 1456.5 | 1432.2 | 24.3 | 1429.2322 | -27.2678 | 1453.5
2021-06-14 17:00 |  |  |  | 0 | 0 | 0 | 0 | 16.2 | 0 | 0 | 1422.4732 | 1456 | 895.52 | 0 | 0 | 0 | 0 | 0 | 0 | 0 | 0 | 0 | 0 | 0 |  | 0 | 0 | 1422.4732 | 895.52 | 16.2 | 1456 | 1431.1 | 24.9 | 1422.4732 | -33.5268 | 1453.5
2021-06-14 18:00 |  |  |  | 0 | 0 | 0 | 0 | 15.7 | 0 | 0 | 1389.3021 | 1455 | 889.95 | 0 | 0 | 0 | 0 | 0 | 0 | 0 | 0 | 0 | 0 | 0 |  | 0 | 0 | 1389.3021 | 889.95 | 15.7 | 1455 | 1394.3 | 60.7 | 1389.3021 | -65.6979 | 1453.5
2021-06-14 19:00 |  |  |  | 0 | 0 | 0 | 0 | 14.9 | 0 | 0 | 1295.7736 | 1453.5 | 864.26 | 0 | 0 | 0 | 0 | 0 | 0 | 0 | 0 | 0 | 0 | 0 |  | 0 | 0 | 1295.7736 | 864.26 | 14.9 | 1453.5 | 1374.3 | 79.2 | 1295.7736 | -157.7264 | 1453.5
2021-06-14 20:00 |  |  |  | 0 | 0 | 0 | 0 | 14.19 | 0 | 0 | 1070.2196 | 1453.5 | 826.18 | 0 | 0 | 0 | 0 | 0 | 0 | 0 | 0 | 0 | 0 | 0 |  | 0 | 0 | 1070.2196 | 826.18 | 14.19 | 1453.5 | 1330 | 123.5 | 1070.2196 | -383.2804 | 1453.5
2021-06-14 21:00 |  |  |  | 0 | 0 | 0 | 51.915 | 13.1 | 0 | 0 | 978.7255 | 1453.5 | 786.25 | 0 | 0 | 0 | 0 | 0 | 0 | 27.1791 | 0 | 0 | 0 | 0 |  | 0 | 0 | 978.7255 | 786.25 | 13.1 | 1453.5 | 1405 | 48.5 | 978.7255 | -474.7745 | 1453.5
2021-06-14 22:00 |  |  |  | 0 | 0 | 0 | 72.995 | 12.28 | 0 | 0 | 865.3042 | 1453.5 | 756.82 | 0 | 0 | 0 | 0 | 0 | 0 | 26.3601 | 0 | 0 | 0 | 0 |  | 0 | 0 | 865.3042 | 756.82 | 12.28 | 1453.5 | 1393.5 | 60 | 865.3042 | -588.1958 | 1453.5
2021-06-14 23:00 |  |  |  | 0 | 0 | 0 | 60.191 | 11.4 | 0 | 0 | 792.9735 | 1452.5 | 706.69 | 0 | 0 | 0 | 0 | 0 | 0 | 22.3882 | 0 | 0 | 0 | 0 |  | 0 | 0 | 792.9735 | 706.69 | 11.4 | 1452.5 | 1394.85 | 57.65 | 792.9735 | -659.5265 | 1453.5
2021-06-15 |  |  |  | 0 | 0 | 0 | 0 | 10.4 | 0 | 0 | 749.1144 | 1411.85 | 648.11 | 0 | 0 | 0 | 0 | 0 | 0 | 0 | 0 | 0 | 0 | 0 |  | 0 | 0 | 749.1144 | 648.11 | 10.4 | 1411.85 | 1356.75 | 55.1 | 749.1144 | -662.7356 | 1453.5
2021-06-15 01:00 |  |  |  | 0 | 0 | 0 | 13 | 9.09 | 0 | 0 | 707.0381 | 1417.4 | 587.15 | 0 | 0 | 0 | 0 | 0 | 0 | 21.09 | 0 | 0 | 0 | 0 |  | 0 | 0 | 707.0381 | 587.15 | 9.09 | 1417.4 | 1381.55 | 35.85 | 707.0381 | -710.3619 | 1453.5
2021-06-15 02:00 |  |  |  | 0 | 0 | 0 | 0 | 7.9 | 0 | 0 | 691.1631 | 1446.5 | 551.55 | 0 | 0 | 0 | 0 | 0 | 0 | 0 | 0 | 0 | 0 | 0 |  | 0 | 0 | 691.1631 | 551.55 | 7.9 | 1446.5 | 1408 | 38.5 | 691.1631 | -755.3369 | 1453.5
2021-06-15 03:00 |  |  |  | 0 | 0 | 0 | 0 | 6.88 | 0 | 0 | 672.975 | 1438 | 522.43 | 0 | 0 | 0 | 0 | 0 | 0 | 0 | 0 | 0 | 0 | 0 |  | 0 | 0 | 672.975 | 522.43 | 6.88 | 1438 | 1399.5 | 38.5 | 672.975 | -765.025 | 1453.5
2021-06-15 04:00 |  |  |  | 0 | 0 | 0 | 0 | 6.3 | 0 | 0 | 676.633 | 1395 | 505.28 | 0 | 0 | 0 | 0 | 0 | 0 | 0 | 0 | 0 | 0 | 0 |  | 0 | 0 | 676.633 | 505.28 | 6.3 | 1395 | 1356.5 | 38.5 | 676.633 | -718.367 | 1453.5
2021-06-15 05:00 |  |  |  | 0 | 0 | 0 | 0 | 6.19 | 0 | 0 | 673.3082 | 1382 | 496.75 | 0 | 0 | 0 | 0 | 0 | 0 | 0 | 0 | 0 | 0 | 0 |  | 0 | 0 | 673.3082 | 496.75 | 6.19 | 1382 | 1343.5 | 38.5 | 673.3082 | -708.6918 | 1453.5
2021-06-15 06:00 |  |  |  | 0 | 0 | 0 | 0 | 6.2 | 0 | 0 | 673.414 | 1443.5 | 502.56 | 0 | 0 | 0 | 0 | 0 | 0 | 0 | 0 | 0 | 0 | 0 |  | 0 | 0 | 673.414 | 502.56 | 6.2 | 1443.5 | 1382 | 61.5 | 673.414 | -770.086 | 1453.5
2021-06-15 07:00 |  |  |  | 0 | 0 | 0 | 0 | 6.6 | 0 | 0 | 677.6828 | 1395.5 | 507.36 | 0 | 0 | 0 | 0 | 0 | 0 | 0 | 0 | 0 | 0 | 0 |  | 0 | 0 | 677.6828 | 507.36 | 6.6 | 1395.5 | 1331 | 64.5 | 677.6828 | -717.8172 | 1423.5
2021-06-15 08:00 |  |  |  | 0 | 0 | 0 | 0 | 7.09 | 0 | 0 | 680.5145 | 1265 | 541.14 | 0 | 0 | 0 | 0 | 0 | 0 | 0 | 0 | 0 | 0 | 0 |  | 0 | 0 | 680.5145 | 541.14 | 7.09 | 1265 | 1241.5 | 23.5 | 680.5145 | -584.4855 | 1421
2021-06-15 09:00 |  |  |  | 0 | 0 | 0 | 55.645 | 7.9 | 0 | 0 | 684.8205 | 1405.55 | 570.22 | 0 | 0 | 0 | 0 | 0 | 0 | 21.98 | 0 | 0 | 0 | 0 |  | 0 | 0 | 684.8205 | 570.22 | 7.9 | 1405.55 | 1382.5 | 23.05 | 684.8205 | -720.7295 | 1421
2021-06-15 10:00 |  |  |  | 0 | 0 | 0 | 189.139 | 8.8 | 0 | 0 | 740.0035 | 1285.55 | 602.84 | 0 | 0 | 0 | 0 | 0 | 0 | 22.575 | 0 | 0 | 0 | 0 |  | 0 | 0 | 740.0035 | 602.84 | 8.8 | 1285.55 | 1265.05 | 20.5 | 740.0035 | -545.5465 | 1421
2021-06-15 11:00 |  |  |  | 0 | 0 | 0 | 0 | 9.98 | 0 | 0 | 822.4303 | 1283.5 | 635.67 | 0 | 0 | 0 | 0 | 0 | 0 | 0 | 0 | 0 | 0 | 0 |  | 0 | 0 | 822.4303 | 635.67 | 9.98 | 1283.5 | 1244.55 | 38.95 | 822.4303 | -461.0697 | 1421
2021-06-15 12:00 |  |  |  | 0 | 0 | 0 | 0 | 11.2 | 0 | 0 | 887.5144 | 1245.15 | 664.96 | 0 | 0 | 0 | 0 | 0 | 0 | 0 | 0 | 0 | 0 | 0 |  | 0 | 0 | 887.5144 | 664.96 | 11.2 | 1245.15 | 1220.45 | 24.7 | 887.5144 | -357.6356 | 1421
2021-06-15 13:00 |  |  |  | 0 | 0 | 0 | 0 | 11.48 | 0 | 0 | 877.5681 | 1224.25 | 676.38 | 0 | 0 | 0 | 0 | 0 | 0 | 0 | 0 | 0 | 0 | 0 |  | 0 | 0 | 877.5681 | 676.38 | 11.48 | 1224.25 | 1203.75 | 20.5 | 877.5681 | -346.6819 | 1421
2021-06-15 14:00 |  |  |  | 0 | 0 | 0 | 0 | 12.77 | 0 | 0 | 934.7234 | 1223.05 | 717.68 | 0 | 0 | 0 | 0 | 0 | 0 | 0 | 0 | 0 | 0 | 0 |  | 0 | 0 | 934.7234 | 717.68 | 12.77 | 1223.05 | 1202.55 | 20.5 | 934.7234 | -288.3266 | 1421
2021-06-15 15:00 |  |  |  | 0 | 0 | 0 | 0 | 13.55 | 0 | 0 | 901.4775 | 1223.5 | 741.5 | 0 | 0 | 0 | 0 | 0 | 0 | 0 | 0 | 0 | 0 | 0 |  | 0 | 0 | 901.4775 | 741.5 | 13.55 | 1223.5 | 1203 | 20.5 | 901.4775 | -322.0225 | 1421
2021-06-15 16:00 |  |  |  | 0 | 0 | 0 | 0 | 13.95 | 0 | 0 | 1015.5246 | 1223.5 | 751.1 | 0 | 0 | 0 | 0 | 0 | 0 | 0 | 0 | 0 | 0 | 0 |  | 0 | 0 | 1015.5246 | 751.1 | 13.95 | 1223.5 | 1203 | 20.5 | 1015.5246 | -207.9754 | 1421
2021-06-15 17:00 |  |  |  | 0 | 0 | 0 | 0 | 14.16 | 0 | 0 | 1139.7732 | 1222 | 744.25 | 0 | 0 | 0 | 0 | 0 | 0 | 0 | 0 | 0 | 0 | 0 |  | 0 | 0 | 1139.7732 | 744.25 | 14.16 | 1222 | 1204.15 | 17.85 | 1139.7732 | -82.2268 | 1419.5
2021-06-15 18:00 |  |  |  | 0 | 0 | 0 | 0 | 13.67 | 0 | 0 | 1162.7418 | 1213.5 | 755.13 | 0 | 0 | 0 | 0 | 0 | 0 | 0 | 0 | 0 | 0 | 0 |  | 0 | 0 | 1162.7418 | 755.13 | 13.67 | 1213.5 | 1203.15 | 10.35 | 1162.7418 | -50.7582 | 1411
2021-06-15 19:00 |  |  |  | 0 | 0 | 0 | 0 | 14.37 | 0 | 0 | 1152.4892 | 1214 | 729.86 | 0 | 0 | 0 | 0 | 0 | 0 | 0 | 0 | 0 | 0 | 0 |  | 0 | 0 | 1152.4892 | 729.86 | 14.37 | 1214 | 1204.7 | 9.3 | 1152.4892 | -61.5108 | 1411
2021-06-15 20:00 |  |  |  | 0 | 0 | 0 | 0 | 13.65 | 0 | 0 | 1131.8204 | 1213 | 710.56 | 0 | 0 | 0 | 0 | 0 | 0 | 0 | 0 | 0 | 0 | 0 |  | 0 | 0 | 1131.8204 | 710.56 | 13.65 | 1213 | 1212.7 | 0.3 | 1131.8204 | -81.1796 | 1411
2021-06-15 21:00 |  |  |  | 0 | 0 | 0 | 141.767 | 12.25 | 0 | 0 | 975.5644 | 1213 | 679.02 | 0 | 0 | 0 | 0 | 0 | 0 | 23.7661 | 0 | 0 | 0 | 0 |  | 0 | 0 | 975.5644 | 679.02 | 12.25 | 1213 | 1212.7 | 0.3 | 975.5644 | -237.4356 | 1411
2021-06-15 22:00 |  |  |  | 0 | 0 | 0 | 129.487 | 11.22 | 0 | 0 | 799.6372 | 1213 | 665.71 | 0 | 0 | 0 | 0 | 0 | 0 | 24.291 | 0 | 0 | 0 | 0 |  | 0 | 0 | 799.6372 | 665.71 | 11.22 | 1213 | 1212.7 | 0.3 | 799.6372 | -413.3628 | 1411
2021-06-15 23:00 |  |  |  | 0 | 0 | 0 | 83.301 | 10.24 | 0 | 0 | 679.6967 | 1213 | 627.69 | 0 | 0 | 0 | 0 | 0 | 0 | 18.96 | 0 | 0 | 0 | 0 |  | 0 | 0 | 679.6967 | 627.69 | 10.24 | 1213 | 1212.7 | 0.3 | 679.6967 | -533.3033 | 1411
2021-06-16 |  |  |  | 0 | 0 | 0 | 19.6 | 8.82 | 0 | 0 | 578.6353 | 1213 | 577.61 | 0 | 0 | 0 | 0 | 0 | 0 | 21.56 | 0 | 0 | 0 | 0 |  | 0 | 0 | 578.6353 | 577.61 | 8.82 | 1213 | 1212.7 | 0.3 | 578.6353 | -634.3647 | 1411
2021-06-16 01:00 |  |  |  | 0 | 0 | 0 | 5.29 | 7.32 | 0 | 0 | 525.685 | 1087 | 535.46 | 0 | 0 | 0 | 0 | 0 | 0 | 19.51 | 0 | 0 | 0 | 0 |  | 0 | 0 | 525.685 | 535.46 | 7.32 | 1087 | 1086.7 | 0.3 | 525.685 | -561.315 | 1411
2021-06-16 02:00 |  |  |  | 0 | 0 | 0 | 0 | 6.31 | 0 | 0 | 525.9976 | 1067.5 | 505.9 | 0 | 0 | 0 | 0 | 0 | 0 | 0 | 0 | 0 | 0 | 0 |  | 0 | 0 | 525.9976 | 505.9 | 6.31 | 1067.5 | 1051.7 | 15.8 | 525.9976 | -541.5024 | 1411
2021-06-16 03:00 |  |  |  | 0 | 0 | 0 | 0 | 5.8 | 0 | 0 | 525.6541 | 1065 | 487.18 | 0 | 0 | 0 | 0 | 0 | 0 | 0 | 0 | 0 | 0 | 0 |  | 0 | 0 | 525.6541 | 487.18 | 5.8 | 1065 | 989.7 | 75.3 | 525.6541 | -539.3459 | 1411
2021-06-16 04:00 |  |  |  | 0 | 0 | 0 | 0 | 5.6 | 0 | 0 | 525.8112 | 1036.5 | 479.68 | 0 | 0 | 0 | 0 | 0 | 0 | 0 | 0 | 0 | 0 | 0 |  | 0 | 0 | 525.8112 | 479.68 | 5.6 | 1036.5 | 961.2 | 75.3 | 525.8112 | -510.6888 | 1411
2021-06-16 05:00 |  |  |  | 0 | 0 | 0 | 0 | 5.48 | 0 | 0 | 526.2416 | 1063 | 479.28 | 0 | 0 | 0 | 0 | 0 | 0 | 0 | 0 | 0 | 0 | 0 |  | 0 | 0 | 526.2416 | 479.28 | 5.48 | 1063 | 987.7 | 75.3 | 526.2416 | -536.7584 | 1411
2021-06-16 06:00 |  |  |  | 0 | 0 | 0 | 0 | 5.95 | 0 | 0 | 558.866 | 1213 | 478.75 | 0 | 0 | 0 | 0 | 0 | 0 | 0 | 0 | 0 | 0 | 0 |  | 0 | 0 | 558.866 | 478.75 | 5.95 | 1213 | 1137.7 | 75.3 | 558.866 | -654.134 | 1411
2021-06-16 07:00 |  |  |  | 0 | 0 | 0 | 0 | 6.63 | 0 | 0 | 605.891 | 1213 | 497.78 | 0 | 0 | 0 | 0 | 0 | 0 | 0 | 0 | 0 | 0 | 0 |  | 0 | 0 | 605.891 | 497.78 | 6.63 | 1213 | 1137.7 | 75.3 | 605.891 | -607.109 | 1411
2021-06-16 08:00 |  |  |  | 0 | 0 | 0 | 1.573 | 7.02 | 0 | 0 | 658.1577 | 1213 | 518.81 | 0 | 0 | 0 | 0 | 0 | 0 | 16.217 | 0 | 0 | 0 | 0 |  | 0 | 0 | 658.1577 | 518.81 | 7.02 | 1213 | 1137.7 | 75.3 | 658.1577 | -554.8423 | 1411
2021-06-16 09:00 |  |  |  | 0 | 0 | 0 | 0 | 7.64 | 0 | 0 | 714.1937 | 1213.5 | 551.94 | 0 | 0 | 0 | 0 | 0 | 0 | 0 | 0 | 0 | 0 | 0 |  | 0 | 0 | 714.1937 | 551.94 | 7.64 | 1213.5 | 1138.2 | 75.3 | 714.1937 | -499.3063 | 1411
2021-06-16 10:00 |  |  |  | 0 | 0 | 0 | 0 | 8.94 | 0 | 0 | 719.9766 | 1213.5 | 576.12 | 0 | 0 | 0 | 0 | 0 | 0 | 0 | 0 | 0 | 0 | 0 |  | 0 | 0 | 719.9766 | 576.12 | 8.94 | 1213.5 | 1138.2 | 75.3 | 719.9766 | -493.5234 | 1411
2021-06-16 11:00 |  |  |  | 0 | 0 | 0 | 0 | 9.82 | 0 | 0 | 752.5934 | 1213.5 | 604.59 | 0 | 0 | 0 | 0 | 0 | 0 | 0 | 0 | 0 | 0 | 0 |  | 0 | 0 | 752.5934 | 604.59 | 9.82 | 1213.5 | 1138.2 | 75.3 | 752.5934 | -460.9066 | 1411
2021-06-16 12:00 |  |  |  | 0 | 0 | 0 | 25.514 | 10.54 | 0 | 0 | 762.0065 | 1213.5 | 636.96 | 0 | 0 | 0 | 0 | 0 | 0 | 22.523 | 0 | 0 | 0 | 0 |  | 0 | 0 | 762.0065 | 636.96 | 10.54 | 1213.5 | 1138.2 | 75.3 | 762.0065 | -451.4935 | 1411
2021-06-16 13:00 |  |  |  | 0 | 0 | 0 | 93.267 | 11.82 | 0 | 0 | 769.5836 | 1213.5 | 656.43 | 0 | 0 | 0 | 0 | 0 | 0 | 24.127 | 0 | 0 | 0 | 0 |  | 0 | 0 | 769.5836 | 656.43 | 11.82 | 1213.5 | 1138.2 | 75.3 | 769.5836 | -443.9164 | 1411
2021-06-16 14:00 |  |  |  | 0 | 0 | 0 | 0 | 12.85 | 0 | 0 | 768.978 | 1213.5 | 682.2 | 0 | 0 | 0 | 0 | 0 | 0 | 0 | 0 | 0 | 0 | 0 |  | 0 | 0 | 768.978 | 682.2 | 12.85 | 1213.5 | 1138.2 | 75.3 | 768.978 | -444.522 | 1411
2021-06-16 15:00 |  |  |  | 0 | 0 | 0 | 0 | 14.45 | 0 | 0 | 845.1971 | 1213.5 | 701.23 | 0 | 0 | 0 | 0 | 0 | 0 | 0 | 0 | 0 | 0 | 0 |  | 0 | 0 | 845.1971 | 701.23 | 14.45 | 1213.5 | 1139.2 | 74.3 | 845.1971 | -368.3029 | 1411
2021-06-16 16:00 |  |  |  | 0 | 0 | 0 | 0 | 15.23 | 0 | 0 | 907.4311 | 1213.5 | 721.04 | 0 | 0 | 0 | 0 | 0 | 0 | 0 | 0 | 0 | 0 | 0 |  | 0 | 0 | 907.4311 | 721.04 | 15.23 | 1213.5 | 1126.7 | 86.8 | 907.4311 | -306.0689 | 1411
2021-06-16 17:00 |  |  |  | 0 | 0 | 0 | 0 | 15.15 | 0 | 0 | 987.2635 | 1213.5 | 725.21 | 0 | 0 | 0 | 0 | 0 | 0 | 0 | 0 | 0 | 0 | 0 |  | 0 | 0 | 987.2635 | 725.21 | 15.15 | 1213.5 | 1124.2 | 89.3 | 987.2635 | -226.2365 | 1411
2021-06-16 18:00 |  |  |  | 0 | 0 | 0 | 0 | 15.11 | 0 | 0 | 1069.7479 | 1136 | 714.61 | 0 | 0 | 0 | 0 | 0 | 0 | 0 | 0 | 0 | 0 | 0 |  | 0 | 0 | 1069.7479 | 714.61 | 15.11 | 1136 | 1119.2 | 16.8 | 1069.7479 | -66.2521 | 1332
2021-06-16 19:00 |  |  |  | 0 | 0 | 0 | 0 | 14.61 | 0 | 0 | 1043.8235 | 1131.5 | 704.25 | 0 | 0 | 0 | 0 | 0 | 0 | 0 | 0 | 0 | 0 | 0 |  | 0 | 0 | 1043.8235 | 704.25 | 14.61 | 1131.5 | 1116.2 | 15.3 | 1043.8235 | -87.6765 | 1328.5
2021-06-16 20:00 |  |  |  | 0 | 0 | 0 | 0 | 13.94 | 0 | 0 | 1026.3758 | 1131.5 | 671.15 | 0 | 0 | 0 | 0 | 0 | 0 | 0 | 0 | 0 | 0 | 0 |  | 0 | 0 | 1026.3758 | 671.15 | 13.94 | 1131.5 | 1116.2 | 15.3 | 1026.3758 | -105.1242 | 1328.5
2021-06-16 21:00 |  |  |  | 0 | 0 | 0 | 0 | 12.55 | 0 | 0 | 958.6938 | 1131.5 | 646.76 | 0 | 0 | 0 | 0 | 0 | 0 | 0 | 0 | 0 | 0 | 0 |  | 0 | 0 | 958.6938 | 646.76 | 12.55 | 1131.5 | 1116.2 | 15.3 | 958.6938 | -172.8062 | 1328.5
2021-06-16 22:00 |  |  |  | 0 | 0 | 0 | 0 | 11.12 | 0 | 0 | 837.3776 | 1130.5 | 629.24 | 0 | 0 | 0 | 0 | 0 | 0 | 0 | 0 | 0 | 0 | 0 |  | 0 | 0 | 837.3776 | 629.24 | 11.12 | 1130.5 | 1115.2 | 15.3 | 837.3776 | -293.1224 | 1328.5
2021-06-16 23:00 |  |  |  | 0 | 0 | 0 | 58.869 | 10.14 | 0 | 0 | 684.8827 | 1130.5 | 592.51 | 0 | 0 | 0 | 0 | 0 | 0 | 23.0299 | 0 | 0 | 0 | 0 |  | 0 | 0 | 684.8827 | 592.51 | 10.14 | 1130.5 | 1115.2 | 15.3 | 684.8827 | -445.6173 | 1328.5
2021-06-17 |  |  |  | 0 | 0 | 0 | 8.704 | 8.42 | 0 | 0 | 599.6912 | 1130.5 | 540.63 | 0 | 0 | 0 | 0 | 0 | 0 | 21.4305 | 0 | 0 | 0 | 0 |  | 0 | 0 | 599.6912 | 540.63 | 8.42 | 1130.5 | 1115.2 | 15.3 | 599.6912 | -530.8088 | 1328.5
2021-06-17 01:00 |  |  |  | 0 | 0 | 0 | 0 | 6.83 | 0 | 0 | 538.1978 | 990 | 501.46 | 0 | 0 | 0 | 0 | 0 | 0 | 0 | 0 | 0 | 0 | 0 |  | 0 | 0 | 538.1978 | 501.46 | 6.83 | 990 | 974.7 | 15.3 | 538.1978 | -451.8022 | 1328.5
2021-06-17 02:00 |  |  |  | 0 | 0 | 0 | 21.348 | 5.83 | 0 | 0 | 526.8553 | 1003 | 477.03 | 0 | 0 | 0 | 0 | 0 | 0 | 18.15 | 0 | 0 | 0 | 0 |  | 0 | 0 | 526.8553 | 477.03 | 5.83 | 1003 | 987.7 | 15.3 | 526.8553 | -476.1447 | 1365.5
2021-06-17 03:00 |  |  |  | 0 | 0 | 0 | 19.438 | 5.31 | 0 | 0 | 525.4649 | 1090 | 464.02 | 0 | 0 | 0 | 0 | 0 | 0 | 16.854 | 0 | 0 | 0 | 0 |  | 0 | 0 | 525.4649 | 464.02 | 5.31 | 1090 | 1074.7 | 15.3 | 525.4649 | -564.5351 | 1463.5
2021-06-17 04:00 |  |  |  | 0 | 0 | 0 | 31.319 | 5.12 | 0 | 0 | 525.5994 | 1100 | 456.74 | 0 | 0 | 0 | 0 | 0 | 0 | 15.143 | 0 | 0 | 0 | 0 |  | 0 | 0 | 525.5994 | 456.74 | 5.12 | 1100 | 1084.7 | 15.3 | 525.5994 | -574.4006 | 1463.5
2021-06-17 05:00 |  |  |  | 0 | 0 | 0 | 17.263 | 5.21 | 0 | 0 | 525.378 | 1105 | 460.15 | 0 | 0 | 0 | 0 | 0 | 0 | 16.819 | 0 | 0 | 0 | 0 |  | 0 | 0 | 525.378 | 460.15 | 5.21 | 1105 | 1089.7 | 15.3 | 525.378 | -579.622 | 1463.5
2021-06-17 06:00 |  |  |  | 0 | 0 | 0 | 22.104 | 5.62 | 0 | 0 | 527.8796 | 1108.5 | 471.61 | 0 | 0 | 0 | 0 | 0 | 0 | 17.369 | 0 | 0 | 0 | 0 |  | 0 | 0 | 527.8796 | 471.61 | 5.62 | 1108.5 | 1093.2 | 15.3 | 527.8796 | -580.6204 | 1463.5
2021-06-17 07:00 |  |  |  | 0 | 0 | 0 | 51.529 | 6.01 | 0 | 0 | 559.2123 | 1109 | 483.64 | 0 | 0 | 0 | 0 | 0 | 0 | 17.32 | 0 | 0 | 0 | 0 |  | 0 | 0 | 559.2123 | 483.64 | 6.01 | 1109 | 1093.7 | 15.3 | 559.2123 | -549.7877 | 1463.5
2021-06-17 08:00 |  |  |  | 0 | 0 | 0 | 69.222 | 6.52 | 0 | 0 | 635.05 | 1220.5 | 508.59 | 0 | 0 | 0 | 0 | 0 | 0 | 17.09 | 0 | 0 | 0 | 0 |  | 0 | 0 | 635.05 | 508.59 | 6.52 | 1220.5 | 1071.2 | 149.3 | 635.05 | -585.45 | 1463.5
2021-06-17 09:00 |  |  |  | 0 | 0 | 0 | 33.442 | 7.63 | 0 | 0 | 702.7114 | 1247 | 536.93 | 0 | 0 | 0 | 0 | 0 | 0 | 18.482 | 0 | 0 | 0 | 0 |  | 0 | 0 | 702.7114 | 536.93 | 7.63 | 1247 | 1042.7 | 204.3 | 702.7114 | -544.2886 | 1463.5
2021-06-17 10:00 |  |  |  | 0 | 0 | 0 | 0 | 9.22 | 0 | 0 | 737.4239 | 1142 | 561.49 | 0 | 0 | 0 | 0 | 0 | 0 | 0 | 0 | 0 | 0 | 0 |  | 0 | 0 | 737.4239 | 561.49 | 9.22 | 1142 | 920.2 | 221.8 | 737.4239 | -404.5761 | 1463.5
2021-06-17 11:00 |  |  |  | 0 | 0 | 0 | 17.539 | 9.63 | 0 | 0 | 761.6674 | 1263 | 591.04 | 0 | 0 | 0 | 0 | 0 | 0 | 20.337 | 0 | 0 | 0 | 0 |  | 0 | 0 | 761.6674 | 591.04 | 9.63 | 1263 | 1063.2 | 199.8 | 761.6674 | -501.3326 | 1463.5
2021-06-17 12:00 |  |  |  | 0 | 0 | 0 | 187.564 | 10.83 | 0 | 0 | 845.1981 | 1255 | 616.2 | 0 | 0 | 0 | 0 | 0 | 0 | 21.487 | 0 | 0 | 0 | 0 |  | 0 | 0 | 845.1981 | 616.2 | 10.83 | 1255 | 1134.7 | 120.3 | 845.1981 | -409.8019 | 1463.5
2021-06-17 13:00 |  |  |  | 0 | 0 | 0 | 0 | 12.51 | 0 | 0 | 782.2528 | 1228 | 643.45 | 0 | 0 | 0 | 0 | 0 | 0 | 0 | 0 | 0 | 0 | 0 |  | 0 | 0 | 782.2528 | 643.45 | 12.51 | 1228 | 1029.2 | 198.8 | 782.2528 | -445.7472 | 1463.5
2021-06-17 14:00 |  |  |  | 0 | 0 | 0 | 0 | 13.94 | 0 | 0 | 821.0461 | 1265.5 | 678.94 | 0 | 0 | 0 | 0 | 0 | 0 | 0 | 0 | 0 | 0 | 0 |  | 0 | 0 | 821.0461 | 678.94 | 13.94 | 1265.5 | 1234.7 | 30.8 | 821.0461 | -444.4539 | 1463.5
2021-06-17 15:00 |  |  |  | 0 | 0 | 0 | 0 | 15.42 | 0 | 0 | 878.7917 | 1265.5 | 711.43 | 0 | 0 | 0 | 0 | 0 | 0 | 0 | 0 | 0 | 0 | 0 |  | 0 | 0 | 878.7917 | 711.43 | 15.42 | 1265.5 | 1246.7 | 18.8 | 878.7917 | -386.7083 | 1463.5
2021-06-17 16:00 |  |  |  | 0 | 0 | 0 | 0 | 16.54 | 0 | 0 | 1000.8051 | 1265.5 | 738.97 | 0 | 0 | 0 | 0 | 0 | 0 | 0 | 0 | 0 | 0 | 0 |  | 0 | 0 | 1000.8051 | 738.97 | 16.54 | 1265.5 | 1247.2 | 18.3 | 1000.8051 | -264.6949 | 1463.5
2021-06-17 17:00 |  |  |  | 0 | 0 | 0 | 0 | 17.84 | 0 | 0 | 1126.8047 | 1266.5 | 761.26 | 0 | 0 | 0 | 0 | 0 | 0 | 0 | 0 | 0 | 0 | 0 |  | 0 | 0 | 1126.8047 | 761.26 | 17.84 | 1266.5 | 1248.7 | 17.8 | 1126.8047 | -139.6953 | 1463.5
2021-06-17 18:00 |  |  |  | 0 | 0 | 0 | 0 | 18.64 | 0 | 0 | 1167.8072 | 1266.5 | 748.51 | 0 | 0 | 0 | 0 | 0 | 0 | 0 | 0 | 0 | 0 | 0 |  | 0 | 0 | 1167.8072 | 748.51 | 18.64 | 1266.5 | 1247.2 | 19.3 | 1167.8072 | -98.6928 | 1463.5
2021-06-17 19:00 |  |  |  | 0 | 0 | 0 | 0 | 18.14 | 0 | 0 | 1148.8527 | 1266.5 | 735.23 | 0 | 0 | 0 | 0 | 0 | 0 | 0 | 0 | 0 | 0 | 0 |  | 0 | 0 | 1148.8527 | 735.23 | 18.14 | 1266.5 | 1246.7 | 19.8 | 1148.8527 | -117.6473 | 1463.5
2021-06-17 20:00 |  |  |  | 0 | 0 | 0 | 0 | 16.24 | 0 | 0 | 1144.5811 | 1266.5 | 705.24 | 0 | 0 | 0 | 0 | 0 | 0 | 0 | 0 | 0 | 0 | 0 |  | 0 | 0 | 1144.5811 | 705.24 | 16.24 | 1266.5 | 1246.2 | 20.3 | 1144.5811 | -121.9189 | 1463.5
2021-06-17 21:00 |  |  |  | 0 | 0 | 0 | 0 | 14.84 | 0 | 0 | 1103.3625 | 1266.5 | 673.84 | 0 | 0 | 0 | 0 | 0 | 0 | 0 | 0 | 0 | 0 | 0 |  | 0 | 0 | 1103.3625 | 673.84 | 14.84 | 1266.5 | 1246.2 | 20.3 | 1103.3625 | -163.1375 | 1463.5
2021-06-17 22:00 |  |  |  | 0 | 0 | 0 | 0 | 14.31 | 0 | 0 | 1063.5349 | 1265.5 | 656.58 | 0 | 0 | 0 | 0 | 0 | 0 | 0 | 0 | 0 | 0 | 0 |  | 0 | 0 | 1063.5349 | 656.58 | 14.31 | 1265.5 | 1245.2 | 20.3 | 1063.5349 | -201.9651 | 1463.5
2021-06-17 23:00 |  |  |  | 0 | 0 | 0 | 0 | 11.73 | 0 | 0 | 928.4493 | 1265.5 | 612.04 | 0 | 0 | 0 | 0 | 0 | 0 | 0 | 0 | 0 | 0 | 0 |  | 0 | 0 | 928.4493 | 612.04 | 11.73 | 1265.5 | 1245.2 | 20.3 | 928.4493 | -337.0507 | 1463.5
2021-06-18 |  |  |  | 0 | 0 | 0 | 0 | 8.91 | 0 | 0 | 728.6927 | 1265.5 | 563.7 | 0 | 0 | 0 | 0 | 0 | 0 | 0 | 0 | 0 | 0 | 0 |  | 0 | 0 | 728.6927 | 563.7 | 8.91 | 1265.5 | 1245.2 | 20.3 | 728.6927 | -536.8073 | 1463.5
2021-06-18 01:00 |  |  |  | 0 | 0 | 0 | 0 | 7.42 | 0 | 0 | 592.2808 | 1221 | 523.64 | 0 | 0 | 0 | 0 | 0 | 0 | 0 | 0 | 0 | 0 | 0 |  | 0 | 0 | 592.2808 | 523.64 | 7.42 | 1221 | 1186.7 | 34.3 | 592.2808 | -628.7192 | 1463.5
2021-06-18 02:00 |  |  |  | 0 | 0 | 0 | 0 | 6.21 | 0 | 0 | 527.3253 | 1145 | 496.03 | 0 | 0 | 0 | 0 | 0 | 0 | 0 | 0 | 0 | 0 | 0 |  | 0 | 0 | 527.3253 | 496.03 | 6.21 | 1145 | 1109.7 | 35.3 | 527.3253 | -617.6747 | 1463.5
2021-06-18 03:00 |  |  |  | 0 | 0 | 0 | 9.113 | 5.52 | 0 | 0 | 526.0711 | 1150.5 | 476.5 | 0 | 0 | 0 | 0 | 0 | 0 | 17.064 | 0 | 0 | 0 | 0 |  | 0 | 0 | 526.0711 | 476.5 | 5.52 | 1150.5 | 1115.2 | 35.3 | 526.0711 | -624.4289 | 1463.5
2021-06-18 04:00 |  |  |  | 0 | 0 | 0 | 16.525 | 5.12 | 0 | 0 | 526.0478 | 1145 | 468.29 | 0 | 0 | 0 | 0 | 0 | 0 | 15.29 | 0 | 0 | 0 | 0 |  | 0 | 0 | 526.0478 | 468.29 | 5.12 | 1145 | 1119.7 | 25.3 | 526.0478 | -618.9522 | 1463.5
2021-06-18 05:00 |  |  |  | 0 | 0 | 0 | 4.164 | 5.11 | 0 | 0 | 525.3957 | 1121 | 465.16 | 0 | 0 | 0 | 0 | 0 | 0 | 16.023 | 0 | 0 | 0 | 0 |  | 0 | 0 | 525.3957 | 465.16 | 5.11 | 1121 | 1100.7 | 20.3 | 525.3957 | -595.6043 | 1463.5
2021-06-18 06:00 |  |  |  | 0 | 0 | 0 | 0 | 5.32 | 0 | 0 | 525.7142 | 1143 | 474.66 | 0 | 0 | 0 | 0 | 0 | 0 | 0 | 0 | 0 | 0 | 0 |  | 0 | 0 | 525.7142 | 474.66 | 5.32 | 1143 | 1122.7 | 20.3 | 525.7142 | -617.2858 | 1463.5
2021-06-18 07:00 |  |  |  | 0 | 0 | 0 | 0 | 6.1 | 0 | 0 | 526.6096 | 1146.5 | 483.51 | 0 | 0 | 0 | 0 | 0 | 0 | 0 | 0 | 0 | 0 | 0 |  | 0 | 0 | 526.6096 | 483.51 | 6.1 | 1146.5 | 1107.7 | 38.8 | 526.6096 | -619.8904 | 1463.5
2021-06-18 08:00 |  |  |  | 0 | 0 | 0 | 5.625 | 7.53 | 0 | 0 | 534.1214 | 1234 | 524.17 | 0 | 0 | 0 | 0 | 0 | 0 | 17.996 | 0 | 0 | 0 | 0 |  | 0 | 0 | 534.1214 | 524.17 | 7.53 | 1234 | 1170.2 | 63.8 | 534.1214 | -699.8786 | 1463.5
2021-06-18 09:00 |  |  |  | 0 | 0 | 0 | 18.796 | 8.63 | 0 | 0 | 527.25 | 1139.5 | 550.78 | 0 | 0 | 0 | 0 | 0 | 0 | 17.847 | 0 | 0 | 0 | 0 |  | 0 | 0 | 527.25 | 550.78 | 8.63 | 1139.5 | 1102.7 | 36.8 | 527.25 | -612.25 | 1463.5
2021-06-18 10:00 |  |  |  | 0 | 0 | 0 | 41.421 | 9.81 | 0 | 0 | 533.0666 | 1259.5 | 584.3 | 0 | 0 | 0 | 0 | 0 | 0 | 19.8655 | 0 | 0 | 0 | 0 |  | 0 | 0 | 533.0666 | 584.3 | 9.81 | 1259.5 | 1107.2 | 152.3 | 533.0666 | -726.4334 | 1463.5
2021-06-18 11:00 |  |  |  | 0 | 0 | 0 | 93.858 | 10.53 | 0 | 0 | 532.8156 | 1259.5 | 627.74 | 0 | 0 | 0 | 0 | 0 | 0 | 20.1039 | 0 | 0 | 0 | 0 |  | 0 | 0 | 532.8156 | 627.74 | 10.53 | 1259.5 | 1073.7 | 185.8 | 532.8156 | -726.6844 | 1463.5
2021-06-18 12:00 |  |  |  | 0 | 0 | 0 | 134.389 | 11.71 | 0 | 0 | 530.5475 | 1251 | 669.3 | 0 | 0 | 0 | 0 | 0 | 0 | 21.1211 | 0 | 0 | 0 | 0 |  | 0 | 0 | 530.5475 | 669.3 | 11.71 | 1251 | 1145.7 | 105.3 | 530.5475 | -720.4525 | 1463.5
2021-06-18 13:00 |  |  |  | 0 | 0 | 0 | 181.623 | 13.53 | 0 | 0 | 541.0551 | 1261.5 | 718.5 | 0 | 0 | 0 | 0 | 0 | 0 | 24.394 | 0 | 0 | 0 | 0 |  | 0 | 0 | 541.0551 | 718.5 | 13.53 | 1261.5 | 1190.2 | 71.3 | 541.0551 | -720.4449 | 1463.5
2021-06-18 14:00 |  |  |  | 0 | 0 | 0 | 161.653 | 14.24 | 0 | 0 | 584.7882 | 1265.5 | 760.68 | 0 | 0 | 0 | 0 | 0 | 0 | 32.049 | 0 | 0 | 0 | 0 |  | 0 | 0 | 584.7882 | 760.68 | 14.24 | 1265.5 | 1192.7 | 72.8 | 584.7882 | -680.7118 | 1463.5
2021-06-18 15:00 |  |  |  | 0 | 0 | 0 | 54.388 | 15.95 | 0 | 0 | 715.7699 | 1265.5 | 786.11 | 0 | 0 | 0 | 0 | 0 | 0 | 44.899 | 0 | 0 | 0 | 0 |  | 0 | 0 | 715.7699 | 786.11 | 15.95 | 1265.5 | 1192.7 | 72.8 | 715.7699 | -549.7301 | 1463.5
2021-06-18 16:00 |  |  |  | 0 | 0 | 0 | 0 | 16.64 | 0 | 0 | 834.1218 | 1265.5 | 812.03 | 0 | 0 | 0 | 0 | 0 | 0 | 0 | 0 | 0 | 0 | 0 |  | 0 | 0 | 834.1218 | 812.03 | 16.64 | 1265.5 | 1244.2 | 21.3 | 834.1218 | -431.3782 | 1463.5
2021-06-18 17:00 |  |  |  | 0 | 0 | 0 | 0 | 16.74 | 0 | 0 | 987.5809 | 1265.5 | 834.26 | 0 | 0 | 0 | 0 | 0 | 0 | 0 | 0 | 0 | 0 | 0 |  | 0 | 0 | 987.5809 | 834.26 | 16.74 | 1265.5 | 1245.2 | 20.3 | 987.5809 | -277.9191 | 1463.5
2021-06-18 18:00 |  |  |  | 0 | 0 | 0 | 0 | 16.64 | 0 | 0 | 1026.9194 | 1265.5 | 844.8 | 0 | 0 | 0 | 0 | 0 | 0 | 0 | 0 | 0 | 0 | 0 |  | 0 | 0 | 1026.9194 | 844.8 | 16.64 | 1265.5 | 1231.7 | 33.8 | 1026.9194 | -238.5806 | 1463.5
2021-06-18 19:00 |  |  |  | 0 | 0 | 0 | 0 | 16.34 | 0 | 0 | 1042.7374 | 1265.5 | 823.53 | 0 | 0 | 0 | 0 | 0 | 0 | 0 | 0 | 0 | 0 | 0 |  | 0 | 0 | 1042.7374 | 823.53 | 16.34 | 1265.5 | 1245.2 | 20.3 | 1042.7374 | -222.7626 | 1463.5
2021-06-18 20:00 |  |  |  | 0 | 0 | 0 | 0 | 15.95 | 0 | 0 | 1106.1375 | 1265.5 | 796.32 | 0 | 0 | 0 | 0 | 0 | 0 | 0 | 0 | 0 | 0 | 0 |  | 0 | 0 | 1106.1375 | 796.32 | 15.95 | 1265.5 | 1245.2 | 20.3 | 1106.1375 | -159.3625 | 1463.5
2021-06-18 21:00 |  |  |  | 0 | 0 | 0 | 0 | 14.72 | 0 | 0 | 1135.8224 | 1265.5 | 759.72 | 0 | 0 | 0 | 0 | 0 | 0 | 0 | 0 | 0 | 0 | 0 |  | 0 | 0 | 1135.8224 | 759.72 | 14.72 | 1265.5 | 1225.2 | 40.3 | 1135.8224 | -129.6776 | 1463.5
2021-06-18 22:00 |  |  |  | 0 | 0 | 0 | 0 | 14.04 | 0 | 0 | 1133.8258 | 1265.5 | 738.61 | 0 | 0 | 0 | 0 | 0 | 0 | 0 | 0 | 0 | 0 | 0 |  | 0 | 0 | 1133.8258 | 738.61 | 14.04 | 1265.5 | 1225.2 | 40.3 | 1133.8258 | -131.6742 | 1463.5
2021-06-18 23:00 |  |  |  | 0 | 0 | 0 | 26.602 | 13.22 | 0 | 0 | 1073.4 | 1265.5 | 692.27 | 0 | 0 | 0 | 0 | 0 | 0 | 25.577 | 0 | 0 | 0 | 0 |  | 0 | 0 | 1073.4 | 692.27 | 13.22 | 1265.5 | 1149.7 | 115.8 | 1073.4 | -192.1 | 1463.5
2021-06-19 |  |  |  | 0 | 0 | 0 | 0 | 11.14 | 0 | 0 | 894.0448 | 1265.5 | 640.08 | 0 | 0 | 0 | 0 | 0 | 0 | 0 | 0 | 0 | 0 | 0 |  | 0 | 0 | 894.0448 | 640.08 | 11.14 | 1265.5 | 1182.2 | 83.3 | 894.0448 | -371.4552 | 1463.5
2021-06-19 01:00 |  |  |  | 0 | 0 | 0 | 39.95 | 9.14 | 0 | 0 | 744.4088 | 1265.5 | 597.98 | 0 | 0 | 0 | 0 | 0 | 0 | 23.43 | 0 | 0 | 0 | 0 |  | 0 | 0 | 744.4088 | 597.98 | 9.14 | 1265.5 | 1245.2 | 20.3 | 744.4088 | -521.0912 | 1463.5
2021-06-19 02:00 |  |  |  | 0 | 0 | 0 | 24.324 | 8.33 | 0 | 0 | 604.235 | 1214.5 | 555.65 | 0 | 0 | 0 | 0 | 0 | 0 | 21.33 | 0 | 0 | 0 | 0 |  | 0 | 0 | 604.235 | 555.65 | 8.33 | 1214.5 | 1101.2 | 113.3 | 604.235 | -610.265 | 1463.5
2021-06-19 03:00 |  |  |  | 0 | 0 | 0 | 12.5 | 7.35 | 0 | 0 | 546.9945 | 1206 | 517.98 | 0 | 0 | 0 | 0 | 0 | 0 | 20.81 | 0 | 0 | 0 | 0 |  | 0 | 0 | 546.9945 | 517.98 | 7.35 | 1206 | 1123.6 | 82.4 | 546.9945 | -659.0055 | 1463.5
2021-06-19 04:00 |  |  |  | 0 | 0 | 0 | 0 | 6.72 | 0 | 0 | 530.673 | 1200 | 503.12 | 0 | 0 | 0 | 0 | 0 | 0 | 0 | 0 | 0 | 0 | 0 |  | 0 | 0 | 530.673 | 503.12 | 6.72 | 1200 | 1179.7 | 20.3 | 530.673 | -669.327 | 1463.5
2021-06-19 05:00 |  |  |  | 0 | 0 | 0 | 0 | 6.63 | 0 | 0 | 526.0918 | 1102.5 | 499.43 | 0 | 0 | 0 | 0 | 0 | 0 | 0 | 0 | 0 | 0 | 0 |  | 0 | 0 | 526.0918 | 499.43 | 6.63 | 1102.5 | 1082.2 | 20.3 | 526.0918 | -576.4082 | 1463.5
2021-06-19 06:00 |  |  |  | 0 | 0 | 0 | 0 | 6.44 | 0 | 0 | 525.69 | 1113 | 496.48 | 0 | 0 | 0 | 0 | 0 | 0 | 0 | 0 | 0 | 0 | 0 |  | 0 | 0 | 525.69 | 496.48 | 6.44 | 1113 | 1092.7 | 20.3 | 525.69 | -587.31 | 1463.5
2021-06-19 07:00 |  |  |  | 0 | 0 | 0 | 7.7 | 5.91 | 0 | 0 | 525.435 | 1101.5 | 487.51 | 0 | 0 | 0 | 0 | 0 | 0 | 17.79 | 0 | 0 | 0 | 0 |  | 0 | 0 | 525.435 | 487.51 | 5.91 | 1101.5 | 1081.2 | 20.3 | 525.435 | -576.065 | 1463.5
2021-06-19 08:00 |  |  |  | 0 | 0 | 0 | 3.2 | 5.93 | 0 | 0 | 525.8203 | 1143.5 | 498.09 | 0 | 0 | 0 | 0 | 0 | 0 | 19.041 | 0 | 0 | 0 | 0 |  | 0 | 0 | 525.8203 | 498.09 | 5.93 | 1143.5 | 1123.2 | 20.3 | 525.8203 | -617.6797 | 1463.5
2021-06-19 09:00 |  |  |  | 0 | 0 | 0 | 54.5 | 6.22 | 0 | 0 | 526.4236 | 1144 | 521.5 | 0 | 0 | 0 | 0 | 0 | 0 | 21.34 | 0 | 0 | 0 | 0 |  | 0 | 0 | 526.4236 | 521.5 | 6.22 | 1144 | 1123.7 | 20.3 | 526.4236 | -617.5764 | 1463.5
2021-06-19 10:00 |  |  |  | 0 | 0 | 0 | 32.054 | 6.83 | 0 | 0 | 535.5099 | 1265 | 562.59 | 0 | 0 | 0 | 0 | 0 | 0 | 22.2799 | 0 | 0 | 0 | 0 |  | 0 | 0 | 535.5099 | 562.59 | 6.83 | 1265 | 1244.7 | 20.3 | 535.5099 | -729.4901 | 1463.5
2021-06-19 11:00 |  |  |  | 0 | 0 | 0 | 78.03 | 8.13 | 0 | 0 | 540.3845 | 1265.5 | 609.71 | 0 | 0 | 0 | 0 | 0 | 0 | 19.9491 | 0 | 0 | 0 | 0 |  | 0 | 0 | 540.3845 | 609.71 | 8.13 | 1265.5 | 1245.2 | 20.3 | 540.3845 | -725.1155 | 1463.5
2021-06-19 12:00 |  |  |  | 0 | 0 | 0 | 112.159 | 9.53 | 0 | 0 | 571.0316 | 1265.5 | 645.38 | 0 | 0 | 0 | 0 | 0 | 0 | 23.5639 | 0 | 0 | 0 | 0 |  | 0 | 0 | 571.0316 | 645.38 | 9.53 | 1265.5 | 1245.2 | 20.3 | 571.0316 | -694.4684 | 1463.5
2021-06-19 13:00 |  |  |  | 0 | 0 | 0 | 123.844 | 10.84 | 0 | 0 | 568.2601 | 1265.5 | 678.36 | 0 | 0 | 0 | 0 | 0 | 0 | 25.367 | 0 | 0 | 0 | 0 |  | 0 | 0 | 568.2601 | 678.36 | 10.84 | 1265.5 | 1245.2 | 20.3 | 568.2601 | -697.2399 | 1463.5
2021-06-19 14:00 |  |  |  | 0 | 0 | 0 | 153.37 | 11.63 | 0 | 0 | 588.0534 | 1253 | 710.77 | 0 | 0 | 0 | 0 | 0 | 0 | 25.462 | 0 | 0 | 0 | 0 |  | 0 | 0 | 588.0534 | 710.77 | 11.63 | 1253 | 1232.7 | 20.3 | 588.0534 | -664.9466 | 1463.5
2021-06-19 15:00 |  |  |  | 0 | 0 | 0 | 132.22 | 11.54 | 0 | 0 | 630.9051 | 1265.5 | 726.66 | 0 | 0 | 0 | 0 | 0 | 0 | 26.133 | 0 | 0 | 0 | 0 |  | 0 | 0 | 630.9051 | 726.66 | 11.54 | 1265.5 | 1245.2 | 20.3 | 630.9051 | -634.5949 | 1463.5
2021-06-19 16:00 |  |  |  | 0 | 0 | 0 | 38.632 | 12.34 | 0 | 0 | 695.1042 | 1265.5 | 746.08 | 0 | 0 | 0 | 0 | 0 | 0 | 33.576 | 0 | 0 | 0 | 0 |  | 0 | 0 | 695.1042 | 746.08 | 12.34 | 1265.5 | 1245.2 | 20.3 | 695.1042 | -570.3958 | 1463.5
2021-06-19 17:00 |  |  |  | 0 | 0 | 0 | 69.37 | 12.82 | 0 | 0 | 675.1919 | 1223.5 | 757.39 | 0 | 0 | 0 | 0 | 0 | 0 | 35.465 | 0 | 0 | 0 | 0 |  | 0 | 0 | 675.1919 | 757.39 | 12.82 | 1223.5 | 1203.2 | 20.3 | 675.1919 | -548.3081 | 1463.5
2021-06-19 18:00 |  |  |  | 0 | 0 | 0 | 0 | 13.84 | 0 | 0 | 783.8433 | 1263.5 | 756.32 | 0 | 0 | 0 | 0 | 0 | 0 | 0 | 0 | 0 | 0 | 0 |  | 0 | 0 | 783.8433 | 756.32 | 13.84 | 1263.5 | 1243.2 | 20.3 | 783.8433 | -479.6567 | 1463.5
2021-06-19 19:00 |  |  |  | 0 | 0 | 0 | 0 | 13.42 | 0 | 0 | 909.1679 | 1265.5 | 745.03 | 0 | 0 | 0 | 0 | 0 | 0 | 0 | 0 | 0 | 0 | 0 |  | 0 | 0 | 909.1679 | 745.03 | 13.42 | 1265.5 | 1245.2 | 20.3 | 909.1679 | -356.3321 | 1463.5
2021-06-19 20:00 |  |  |  | 0 | 0 | 0 | 0 | 13.24 | 0 | 0 | 1059.1414 | 1266.5 | 727.87 | 0 | 0 | 0 | 0 | 0 | 0 | 0 | 0 | 0 | 0 | 0 |  | 0 | 0 | 1059.1414 | 727.87 | 13.24 | 1266.5 | 1246.2 | 20.3 | 1059.1414 | -207.3586 | 1463.5
2021-06-19 21:00 |  |  |  | 0 | 0 | 0 | 0 | 12.55 | 0 | 0 | 1108.3972 | 1266.5 | 704.84 | 0 | 0 | 0 | 0 | 0 | 0 | 0 | 0 | 0 | 0 | 0 |  | 0 | 0 | 1108.3972 | 704.84 | 12.55 | 1266.5 | 1246.2 | 20.3 | 1108.3972 | -158.1028 | 1463.5
2021-06-19 22:00 |  |  |  | 0 | 0 | 0 | 31.093 | 12.12 | 0 | 0 | 1089.0903 | 1266.5 | 690.48 | 0 | 0 | 0 | 0 | 0 | 0 | 27.2126 | 0 | 0 | 0 | 0 |  | 0 | 0 | 1089.0903 | 690.48 | 12.12 | 1266.5 | 1246.2 | 20.3 | 1089.0903 | -177.4097 | 1463.5
2021-06-19 23:00 |  |  |  | 0 | 0 | 0 | 5.987 | 11.14 | 0 | 0 | 1027.0941 | 1266.5 | 654.98 | 0 | 0 | 0 | 0 | 0 | 0 | 12.442 | 0 | 0 | 0 | 0 |  | 0 | 0 | 1027.0941 | 654.98 | 11.14 | 1266.5 | 1246.2 | 20.3 | 1027.0941 | -239.4059 | 1463.5
2021-06-20 |  |  |  | 0 | 0 | 0 | 0 | 10.22 | 0 | 0 | 870.4247 | 1266.5 | 607.51 | 0 | 0 | 0 | 0 | 0 | 0 | 0 | 0 | 0 | 0 | 0 |  | 0 | 0 | 870.4247 | 607.51 | 10.22 | 1266.5 | 1123.3 | 143.2 | 870.4247 | -396.0753 | 1463.5
2021-06-20 01:00 |  |  |  | 0 | 0 | 0 | 62.3 | 9.24 | 0 | 0 | 716.4807 | 1266.5 | 566.41 | 0 | 0 | 0 | 0 | 0 | 0 | 23.26 | 0 | 0 | 0 | 0 |  | 0 | 0 | 716.4807 | 566.41 | 9.24 | 1266.5 | 1182.45 | 84.05 | 716.4807 | -550.0193 | 1463.5
2021-06-20 02:00 |  |  |  | 0 | 0 | 0 | 40.6 | 7.94 | 0 | 0 | 614.8457 | 1266.5 | 532.59 | 0 | 0 | 0 | 0 | 0 | 0 | 21.19 | 0 | 0 | 0 | 0 |  | 0 | 0 | 614.8457 | 532.59 | 7.94 | 1266.5 | 1183.8 | 82.7 | 614.8457 | -651.6543 | 1463.5
2021-06-20 03:00 |  |  |  | 0 | 0 | 0 | 23.4 | 7.33 | 0 | 0 | 587.6864 | 1181 | 509.69 | 0 | 0 | 0 | 0 | 0 | 0 | 20.52 | 0 | 0 | 0 | 0 |  | 0 | 0 | 587.6864 | 509.69 | 7.33 | 1181 | 1159.35 | 21.65 | 587.6864 | -593.3136 | 1463.5
2021-06-20 04:00 |  |  |  | 0 | 0 | 0 | 0 | 6.64 | 0 | 0 | 558.3068 | 1108 | 497.01 | 0 | 0 | 0 | 0 | 0 | 0 | 0 | 0 | 0 | 0 | 0 |  | 0 | 0 | 558.3068 | 497.01 | 6.64 | 1108 | 1087.7 | 20.3 | 558.3068 | -549.6932 | 1463.5
2021-06-20 05:00 |  |  |  | 0 | 0 | 0 | 12.4 | 6.22 | 0 | 0 | 532.1662 | 1092 | 486.65 | 0 | 0 | 0 | 0 | 0 | 0 | 18.85 | 0 | 0 | 0 | 0 |  | 0 | 0 | 532.1662 | 486.65 | 6.22 | 1092 | 1071.7 | 20.3 | 532.1662 | -559.8338 | 1463.5
2021-06-20 06:00 |  |  |  | 0 | 0 | 0 | 2.9 | 5.73 | 0 | 0 | 526.0878 | 1098.5 | 477.95 | 0 | 0 | 0 | 0 | 0 | 0 | 18.069 | 0 | 0 | 0 | 0 |  | 0 | 0 | 526.0878 | 477.95 | 5.73 | 1098.5 | 1078.2 | 20.3 | 526.0878 | -572.4122 | 1463.5
2021-06-20 07:00 |  |  |  | 0 | 0 | 0 | 1.8 | 5.43 | 0 | 0 | 525.4848 | 1096.5 | 475.74 | 0 | 0 | 0 | 0 | 0 | 0 | 17.639 | 0 | 0 | 0 | 0 |  | 0 | 0 | 525.4848 | 475.74 | 5.43 | 1096.5 | 1076.2 | 20.3 | 525.4848 | -571.0152 | 1463.5
2021-06-20 08:00 |  |  |  | 0 | 0 | 0 | 16.5 | 5.82 | 0 | 0 | 529.4305 | 1109 | 488.96 | 0 | 0 | 0 | 0 | 0 | 0 | 18.34 | 0 | 0 | 0 | 0 |  | 0 | 0 | 529.4305 | 488.96 | 5.82 | 1109 | 1081.2 | 27.8 | 529.4305 | -579.5695 | 1463.5
2021-06-20 09:00 |  |  |  | 0 | 0 | 0 | 60.5 | 6.63 | 0 | 0 | 527.6734 | 1114 | 525.54 | 0 | 0 | 0 | 0 | 0 | 0 | 20.22 | 0 | 0 | 0 | 0 |  | 0 | 0 | 527.6734 | 525.54 | 6.63 | 1114 | 1084.7 | 29.3 | 527.6734 | -586.3266 | 1463.5
2021-06-20 10:00 |  |  |  | 0 | 0 | 0 | 47.421 | 8.03 | 0 | 0 | 532.4205 | 1147.5 | 578.65 | 0 | 0 | 0 | 0 | 0 | 0 | 22.5598 | 0 | 0 | 0 | 0 |  | 0 | 0 | 532.4205 | 578.65 | 8.03 | 1147.5 | 1108.7 | 38.8 | 532.4205 | -615.0795 | 1463.5
2021-06-20 11:00 |  |  |  | 0 | 0 | 0 | 53.361 | 9.44 | 0 | 0 | 566.7566 | 1265.5 | 629.56 | 0 | 0 | 0 | 0 | 0 | 0 | 22.5801 | 0 | 0 | 0 | 0 |  | 0 | 0 | 566.7566 | 629.56 | 9.44 | 1265.5 | 1192.7 | 72.8 | 566.7566 | -698.7434 | 1463.5
2021-06-20 12:00 |  |  |  | 0 | 0 | 0 | 16.079 | 10.74 | 0 | 0 | 652.9825 | 1265.5 | 679.8 | 0 | 0 | 0 | 0 | 0 | 0 | 45.4 | 0 | 0 | 0 | 0 |  | 0 | 0 | 652.9825 | 679.8 | 10.74 | 1265.5 | 1192.7 | 72.8 | 652.9825 | -612.5175 | 1463.5
2021-06-20 13:00 |  |  |  | 0 | 0 | 0 | 0 | 12.44 | 0 | 0 | 821.9286 | 1265.5 | 724.06 | 0 | 0 | 0 | 0 | 0 | 0 | 0 | 0 | 0 | 0 | 0 |  | 0 | 0 | 821.9286 | 724.06 | 12.44 | 1265.5 | 1192.7 | 72.8 | 821.9286 | -443.5714 | 1463.5
2021-06-20 14:00 |  |  |  | 0 | 0 | 0 | 0 | 13.54 | 0 | 0 | 1039.0615 | 1265.5 | 768.42 | 0 | 0 | 0 | 0 | 0 | 0 | 0 | 0 | 0 | 0 | 0 |  | 0 | 0 | 1039.0615 | 768.42 | 13.54 | 1265.5 | 1192.7 | 72.8 | 1039.0615 | -226.4385 | 1463.5
2021-06-20 15:00 |  |  |  | 0 | 0 | 0 | 0 | 13.94 | 0 | 0 | 1113.8905 | 1266.5 | 786.33 | 0 | 0 | 0 | 0 | 0 | 0 | 0 | 0 | 0 | 0 | 0 |  | 0 | 0 | 1113.8905 | 786.33 | 13.94 | 1266.5 | 1194.2 | 72.3 | 1113.8905 | -152.6095 | 1463.5
2021-06-20 16:00 |  |  |  | 0 | 0 | 0 | 0 | 14.44 | 0 | 0 | 1118.3892 | 1266.5 | 795.56 | 0 | 0 | 0 | 0 | 0 | 0 | 0 | 0 | 0 | 0 | 0 |  | 0 | 0 | 1118.3892 | 795.56 | 14.44 | 1266.5 | 1186.2 | 80.3 | 1118.3892 | -148.1108 | 1463.5
2021-06-20 17:00 |  |  |  | 0 | 0 | 0 | 0 | 14.64 | 0 | 0 | 1145.8167 | 1266.5 | 805.51 | 0 | 0 | 0 | 0 | 0 | 0 | 0 | 0 | 0 | 0 | 0 |  | 0 | 0 | 1145.8167 | 805.51 | 14.64 | 1266.5 | 1185.2 | 81.3 | 1145.8167 | -120.6833 | 1463.5
2021-06-20 18:00 |  |  |  | 0 | 0 | 0 | 0 | 14.94 | 0 | 0 | 1115.7486 | 1265.5 | 815.34 | 0 | 0 | 0 | 0 | 0 | 0 | 0 | 0 | 0 | 0 | 0 |  | 0 | 0 | 1115.7486 | 815.34 | 14.94 | 1265.5 | 1183.2 | 82.3 | 1115.7486 | -149.7514 | 1463.5
2021-06-20 19:00 |  |  |  | 0 | 0 | 0 | 0 | 14.64 | 0 | 0 | 1118.171 | 1265.5 | 803.19 | 0 | 0 | 0 | 0 | 0 | 0 | 0 | 0 | 0 | 0 | 0 |  | 0 | 0 | 1118.171 | 803.19 | 14.64 | 1265.5 | 1183.2 | 82.3 | 1118.171 | -147.329 | 1463.5
2021-06-20 20:00 |  |  |  | 0 | 0 | 0 | 0 | 14.12 | 0 | 0 | 1092.2633 | 1265.5 | 775.41 | 0 | 0 | 0 | 0 | 0 | 0 | 0 | 0 | 0 | 0 | 0 |  | 0 | 0 | 1092.2633 | 775.41 | 14.12 | 1265.5 | 1182.7 | 82.8 | 1092.2633 | -173.2367 | 1463.5
2021-06-20 21:00 |  |  |  | 0 | 0 | 0 | 0 | 13.33 | 0 | 0 | 1098.0386 | 1265.5 | 740.05 | 0 | 0 | 0 | 0 | 0 | 0 | 0 | 0 | 0 | 0 | 0 |  | 0 | 0 | 1098.0386 | 740.05 | 13.33 | 1265.5 | 1182.7 | 82.8 | 1098.0386 | -167.4614 | 1463.5
2021-06-20 22:00 |  |  |  | 0 | 0 | 0 | 0 | 13.31 | 0 | 0 | 1113.8829 | 1265.5 | 727.73 | 0 | 0 | 0 | 0 | 0 | 0 | 0 | 0 | 0 | 0 | 0 |  | 0 | 0 | 1113.8829 | 727.73 | 13.31 | 1265.5 | 1183.2 | 82.3 | 1113.8829 | -151.6171 | 1463.5
2021-06-20 23:00 |  |  |  | 0 | 0 | 0 | 53.31 | 13.23 | 0 | 0 | 1037.3272 | 1265.5 | 688.93 | 0 | 0 | 0 | 0 | 0 | 0 | 26.7778 | 0 | 0 | 0 | 0 |  | 0 | 0 | 1037.3272 | 688.93 | 13.23 | 1265.5 | 1182.7 | 82.8 | 1037.3272 | -228.1728 | 1463.5
2021-06-21 |  |  |  | 0 | 0 | 0 | 0 | 13.13 | 0 | 0 | 901.1122 | 1265.5 | 637.8 | 0 | 0 | 0 | 0 | 0 | 0 | 0 | 0 | 0 | 0 | 0 |  | 0 | 0 | 901.1122 | 637.8 | 13.13 | 1265.5 | 1182.7 | 82.8 | 901.1122 | -364.3878 | 1463.5
2021-06-21 01:00 |  |  |  | 0 | 0 | 0 | 46.75 | 12.31 | 0 | 0 | 761.8251 | 1265.5 | 588.95 | 0 | 0 | 0 | 0 | 0 | 0 | 24.78 | 0 | 0 | 0 | 0 |  | 0 | 0 | 761.8251 | 588.95 | 12.31 | 1265.5 | 1182.7 | 82.8 | 761.8251 | -503.6749 | 1463.5
2021-06-21 02:00 |  |  |  | 0 | 0 | 0 | 15.707 | 10.73 | 0 | 0 | 600.0909 | 1211.5 | 550.64 | 0 | 0 | 0 | 0 | 0 | 0 | 21.6598 | 0 | 0 | 0 | 0 |  | 0 | 0 | 600.0909 | 550.64 | 10.73 | 1211.5 | 1144.2 | 67.3 | 600.0909 | -611.4091 | 1463.5
2021-06-21 03:00 |  |  |  | 0 | 0 | 0 | 44.1 | 8.61 | 0 | 0 | 548.0788 | 1112 | 523.94 | 0 | 0 | 0 | 0 | 0 | 0 | 20.75 | 0 | 0 | 0 | 0 |  | 0 | 0 | 548.0788 | 523.94 | 8.61 | 1112 | 1073.2 | 38.8 | 548.0788 | -563.9212 | 1463.5
2021-06-21 04:00 |  |  |  | 0 | 0 | 0 | 25 | 7.73 | 0 | 0 | 528.4475 | 1151.5 | 507.26 | 0 | 0 | 0 | 0 | 0 | 0 | 19.71 | 0 | 0 | 0 | 0 |  | 0 | 0 | 528.4475 | 507.26 | 7.73 | 1151.5 | 1101.2 | 50.3 | 528.4475 | -623.0525 | 1463.5
2021-06-21 05:00 |  |  |  | 0 | 0 | 0 | 44.8 | 7.81 | 0 | 0 | 526.2418 | 1122.5 | 507.3 | 0 | 0 | 0 | 0 | 0 | 0 | 19.6 | 0 | 0 | 0 | 0 |  | 0 | 0 | 526.2418 | 507.3 | 7.81 | 1122.5 | 1080.7 | 41.8 | 526.2418 | -596.2582 | 1463.5
2021-06-21 06:00 |  |  |  | 0 | 0 | 0 | 43.6 | 8.34 | 0 | 0 | 528.5145 | 1226.5 | 511.35 | 0 | 0 | 0 | 0 | 0 | 0 | 20.74 | 0 | 0 | 0 | 0 |  | 0 | 0 | 528.5145 | 511.35 | 8.34 | 1226.5 | 1155.2 | 71.3 | 528.5145 | -697.9855 | 1463.5
2021-06-21 07:00 |  |  |  | 0 | 0 | 0 | 81.1 | 8.73 | 0 | 0 | 527.0457 | 1125 | 529.71 | 0 | 0 | 0 | 0 | 0 | 0 | 21.96 | 0 | 0 | 0 | 0 |  | 0 | 0 | 527.0457 | 529.71 | 8.73 | 1125 | 1082.7 | 42.3 | 527.0457 | -597.9543 | 1463.5
2021-06-21 08:00 |  |  |  | 0 | 0 | 0 | 22.778 | 9.81 | 0 | 0 | 536.4895 | 1121 | 562.57 | 0 | 0 | 0 | 0 | 0 | 0 | 25.67 | 0 | 0 | 0 | 0 |  | 0 | 0 | 536.4895 | 562.57 | 9.81 | 1121 | 1079.7 | 41.3 | 536.4895 | -584.5105 | 1463.5
2021-06-21 09:00 |  |  |  | 0 | 0 | 0 | 32.373 | 10.93 | 0 | 0 | 571.6018 | 1265.5 | 614.91 | 0 | 0 | 0 | 0 | 0 | 0 | 24.571 | 0 | 0 | 0 | 0 |  | 0 | 0 | 571.6018 | 614.91 | 10.93 | 1265.5 | 1182.7 | 82.8 | 571.6018 | -693.8982 | 1463.5
2021-06-21 10:00 |  |  |  | 0 | 0 | 0 | 98.622 | 12.41 | 0 | 0 | 596.6468 | 1265.5 | 677.66 | 0 | 0 | 0 | 0 | 0 | 0 | 25.9691 | 0 | 0 | 0 | 0 |  | 0 | 0 | 596.6468 | 677.66 | 12.41 | 1265.5 | 1182.7 | 82.8 | 596.6468 | -668.8532 | 1463.5
2021-06-21 11:00 |  |  |  | 0 | 0 | 0 | 45.536 | 14.03 | 0 | 0 | 680.9418 | 1265.5 | 740.51 | 0 | 0 | 0 | 0 | 0 | 0 | 31.53 | 0 | 0 | 0 | 0 |  | 0 | 0 | 680.9418 | 740.51 | 14.03 | 1265.5 | 1182.7 | 82.8 | 680.9418 | -584.5582 | 1463.5
2021-06-21 12:00 |  |  |  | 0 | 0 | 0 | 9.826 | 15.53 | 0 | 0 | 830.0223 | 1265.5 | 789.58 | 0 | 0 | 0 | 0 | 0 | 0 | 29.104 | 0 | 0 | 0 | 0 |  | 0 | 0 | 830.0223 | 789.58 | 15.53 | 1265.5 | 1182.7 | 82.8 | 830.0223 | -435.4777 | 1463.5
2021-06-21 13:00 |  |  |  | 0 | 0 | 0 | 126.569 | 16.63 | 0 | 0 | 866.1215 | 1265.5 | 812.62 | 0 | 0 | 0 | 0 | 0 | 0 | 27.5691 | 0 | 0 | 0 | 0 |  | 0 | 0 | 866.1215 | 812.62 | 16.63 | 1265.5 | 1182.7 | 82.8 | 866.1215 | -399.3785 | 1463.5
2021-06-21 14:00 |  |  |  | 0 | 0 | 0 | 0 | 16.94 | 0 | 0 | 933.1405 | 1265.5 | 826.5 | 0 | 0 | 0 | 0 | 0 | 0 | 0 | 0 | 0 | 0 | 0 |  | 0 | 0 | 933.1405 | 826.5 | 16.94 | 1265.5 | 1183.2 | 82.3 | 933.1405 | -332.3595 | 1463.5
2021-06-21 15:00 |  |  |  | 0 | 0 | 0 | 0 | 17.33 | 0 | 0 | 1000.5181 | 1265.5 | 820.93 | 0 | 0 | 0 | 0 | 0 | 0 | 0 | 0 | 0 | 0 | 0 |  | 0 | 0 | 1000.5181 | 820.93 | 17.33 | 1265.5 | 1182.2 | 83.3 | 1000.5181 | -264.9819 | 1463.5
2021-06-21 16:00 |  |  |  | 0 | 0 | 0 | 0 | 16.73 | 0 | 0 | 932.1001 | 1265.5 | 798.3 | 0 | 0 | 0 | 0 | 0 | 0 | 0 | 0 | 0 | 0 | 0 |  | 0 | 0 | 932.1001 | 798.3 | 16.73 | 1265.5 | 1169.7 | 95.8 | 932.1001 | -333.3999 | 1463.5
2021-06-21 17:00 |  |  |  | 0 | 0 | 0 | 0 | 15.83 | 0 | 0 | 863.0507 | 1265.5 | 767.53 | 0 | 0 | 0 | 0 | 0 | 0 | 0 | 0 | 0 | 0 | 0 |  | 0 | 0 | 863.0507 | 767.53 | 15.83 | 1265.5 | 1170.2 | 95.3 | 863.0507 | -402.4493 | 1463.5
2021-06-21 18:00 |  |  |  | 0 | 0 | 0 | 0 | 13.83 | 0 | 0 | 767.5953 | 1265.5 | 705.88 | 0 | 0 | 0 | 0 | 0 | 0 | 0 | 0 | 0 | 0 | 0 |  | 0 | 0 | 767.5953 | 705.88 | 13.83 | 1265.5 | 1216.7 | 48.8 | 767.5953 | -497.9047 | 1463.5
2021-06-21 19:00 |  |  |  | 0 | 0 | 0 | 141.528 | 12.73 | 0 | 0 | 655.261 | 1265.5 | 680.74 | 0 | 0 | 0 | 0 | 0 | 0 | 24.7071 | 0 | 0 | 0 | 0 |  | 0 | 0 | 655.261 | 680.74 | 12.73 | 1265.5 | 1245.2 | 20.3 | 655.261 | -610.239 | 1463.5
2021-06-21 20:00 |  |  |  | 0 | 0 | 0 | 124.936 | 12.42 | 0 | 0 | 608.62 | 1265.5 | 661.06 | 0 | 0 | 0 | 0 | 0 | 0 | 24.114 | 0 | 0 | 0 | 0 |  | 0 | 0 | 608.62 | 661.06 | 12.42 | 1265.5 | 1245.2 | 20.3 | 608.62 | -656.88 | 1463.5
2021-06-21 21:00 |  |  |  | 0 | 0 | 0 | 108.982 | 11.34 | 0 | 0 | 570.6414 | 1163 | 643.52 | 0 | 0 | 0 | 0 | 0 | 0 | 24.4991 | 0 | 0 | 0 | 0 |  | 0 | 0 | 570.6414 | 643.52 | 11.34 | 1163 | 1142.7 | 20.3 | 570.6414 | -592.3586 | 1463.5
2021-06-21 22:00 |  |  |  | 0 | 0 | 0 | 66.756 | 11.12 | 0 | 0 | 559.9235 | 1243 | 636.15 | 0 | 0 | 0 | 0 | 0 | 0 | 26.093 | 0 | 0 | 0 | 0 |  | 0 | 0 | 559.9235 | 636.15 | 11.12 | 1243 | 1222.7 | 20.3 | 559.9235 | -683.0765 | 1463.5
2021-06-21 23:00 |  |  |  | 0 | 0 | 0 | 77.16 | 10.64 | 0 | 0 | 560.5047 | 1249.5 | 611.71 | 0 | 0 | 0 | 0 | 0 | 0 | 23.4799 | 0 | 0 | 0 | 0 |  | 0 | 0 | 560.5047 | 611.71 | 10.64 | 1249.5 | 1229.2 | 20.3 | 560.5047 | -688.9953 | 1463.5
2021-06-22 |  |  |  | 0 | 0 | 0 | 3.689 | 9.52 | 0 | 0 | 564.7508 | 1265.5 | 573.7 | 0 | 0 | 0 | 0 | 0 | 0 | 26.0485 | 0 | 0 | 0 | 0 |  | 0 | 0 | 564.7508 | 573.7 | 9.52 | 1265.5 | 1245.2 | 20.3 | 564.7508 | -700.7492 | 1463.5
2021-06-22 01:00 |  |  |  | 0 | 0 | 0 | 50.683 | 8.34 | 0 | 0 | 481.3127 | 949 | 540.17 | 0 | 0 | 0 | 0 | 0 | 0 | 25.2601 | 0 | 0 | 0 | 0 |  | 0 | 0 | 481.3127 | 540.17 | 8.34 | 949 | 928.7 | 20.3 | 481.3127 | -467.6873 | 1463.5
2021-06-22 02:00 |  |  |  | 0 | 0 | 0 | 251.423 | 7.9 | 0 | 0 | 277.959 | 604.5 | 537.28 | 0 | 0 | 0 | 0 | 0 | 0 | 22.575 | 0 | 0 | 0 | 0 |  | 0 | 0 | 277.959 | 537.28 | 7.9 | 604.5 | 584.2 | 20.3 | 277.959 | -326.541 | 1463.5
2021-06-22 03:00 |  |  |  | 0 | 0 | 0 | 259.872 | 7.11 | 0 | 0 | 261.1125 | 583 | 528.1 | 0 | 0 | 0 | 0 | 0 | 0 | 20.8379 | 0 | 0 | 0 | 0 |  | 0 | 0 | 261.1125 | 528.1 | 7.11 | 583 | 562.7 | 20.3 | 261.1125 | -321.8875 | 1463.5
2021-06-22 04:00 |  |  |  | 0 | 0 | 0 | 246.322 | 7.14 | 0 | 0 | 261.5054 | 583 | 514.96 | 0 | 0 | 0 | 0 | 0 | 0 | 20.3281 | 0 | 0 | 0 | 0 |  | 0 | 0 | 261.5054 | 514.96 | 7.14 | 583 | 562.7 | 20.3 | 261.5054 | -321.4946 | 1463.5
2021-06-22 05:00 |  |  |  | 0 | 0 | 0 | 245.151 | 7.45 | 0 | 0 | 261.8 | 583 | 514.4 | 0 | 0 | 0 | 0 | 0 | 0 | 20.2814 | 0 | 0 | 0 | 0 |  | 0 | 0 | 261.8 | 514.4 | 7.45 | 583 | 562.7 | 20.3 | 261.8 | -321.2 | 1463.5
2021-06-22 06:00 |  |  |  | 0 | 0 | 0 | 253.172 | 7.35 | 0 | 0 | 265.9611 | 583 | 526.48 | 0 | 0 | 0 | 0 | 0 | 0 | 20.7395 | 0 | 0 | 0 | 0 |  | 0 | 0 | 265.9611 | 526.48 | 7.35 | 583 | 562.7 | 20.3 | 265.9611 | -317.0389 | 1463.5
2021-06-22 07:00 |  |  |  | 0 | 0 | 0 | 253.99 | 8.27 | 0 | 0 | 274.7423 | 583 | 536.99 | 0 | 0 | 0 | 0 | 0 | 0 | 22.027 | 0 | 0 | 0 | 0 |  | 0 | 0 | 274.7423 | 536.99 | 8.27 | 583 | 562.7 | 20.3 | 274.7423 | -308.2577 | 1463.5
2021-06-22 08:00 |  |  |  | 0 | 0 | 0 | 267.63 | 9.37 | 0 | 0 | 273.6148 | 583 | 550.62 | 0 | 0 | 0 | 0 | 0 | 0 | 24.5025 | 0 | 0 | 0 | 0 |  | 0 | 0 | 273.6148 | 550.62 | 9.37 | 583 | 562.7 | 20.3 | 273.6148 | -309.3852 | 1463.5
2021-06-22 09:00 |  |  |  | 0 | 0 | 0 | 287.265 | 9.59 | 0 | 0 | 271.8257 | 583 | 568.69 | 0 | 0 | 0 | 0 | 0 | 0 | 27.8912 | 0 | 0 | 0 | 0 |  | 0 | 0 | 271.8257 | 568.69 | 9.59 | 583 | 389.2 | 193.8 | 271.8257 | -311.1743 | 1463.5
2021-06-22 10:00 |  |  |  | 0 | 0 | 0 | 275.179 | 9.37 | 0 | 0 | 286.6808 | 583 | 571.23 | 0 | 0 | 0 | 0 | 0 | 0 | 27.5543 | 0 | 0 | 0 | 0 |  | 0 | 0 | 286.6808 | 571.23 | 9.37 | 583 | 384.2 | 198.8 | 286.6808 | -296.3192 | 1463.5
2021-06-22 11:00 |  |  |  | 0 | 0 | 0 | 318.705 | 9.99 | 0 | 0 | 271.6861 | 583 | 600.38 | 17.38 | 0 | 0 | 0 | 0 | 0 | 27.2544 | 0 | 0 | 0 | 0 |  | 0 | 0 | 271.6861 | 600.38 | 9.99 | 583 | 384.2 | 198.8 | 271.6861 | -311.3139 | 1463.5
2021-06-22 12:00 |  |  |  | 0 | 0 | 0 | 354.174 | 10.08 | 0 | 0 | 262.0448 | 583 | 626.31 | 43.31 | 0 | 0 | 0 | 0 | 0 | 27.0046 | 0 | 0 | 0 | 0 |  | 0 | 0 | 262.0448 | 626.31 | 10.08 | 583 | 392.7 | 190.3 | 262.0448 | -320.9552 | 1463.5
2021-06-22 13:00 |  |  |  | 0 | 0 | 0 | 326.138 | 10.47 | 0 | 0 | 309.1874 | 583 | 645.78 | 62.78 | 0 | 0 | 0 | 0 | 0 | 26.4772 | 0 | 0 | 0 | 0 |  | 0 | 0 | 309.1874 | 645.78 | 10.47 | 583 | 562.7 | 20.3 | 309.1874 | -273.8126 | 1463.5
2021-06-22 14:00 |  |  |  | 0 | 0 | 0 | 301.749 | 10.67 | 0 | 0 | 351.2425 | 583 | 663.66 | 80.66 | 0 | 0 | 0 | 0 | 0 | 26.3362 | 0 | 0 | 0 | 0 |  | 0 | 0 | 351.2425 | 663.66 | 10.67 | 583 | 482.2 | 100.8 | 351.2425 | -231.7575 | 1463.5
2021-06-22 15:00 |  |  |  | 0 | 0 | 0 | 319.57 | 10.97 | 0 | 0 | 350.9813 | 583 | 681.53 | 98.53 | 0 | 0 | 0 | 0 | 0 | 25.983 | 0 | 0 | 0 | 0 |  | 0 | 0 | 350.9813 | 681.53 | 10.97 | 583 | 474.2 | 108.8 | 350.9813 | -232.0187 | 1463.5
2021-06-22 16:00 |  |  |  | 0 | 0 | 0 | 326.36 | 11.15 | 0 | 0 | 350.8342 | 583 | 688.33 | 105.33 | 0 | 0 | 0 | 0 | 0 | 25.7765 | 0 | 0 | 0 | 0 |  | 0 | 0 | 350.8342 | 688.33 | 11.15 | 583 | 474.2 | 108.8 | 350.8342 | -232.1658 | 1463.5
2021-06-22 17:00 |  |  |  | 0 | 0 | 0 | 334.159 | 11.57 | 0 | 0 | 344.9602 | 583 | 690.7 | 107.7 | 0 | 0 | 0 | 0 | 0 | 25.7947 | 0 | 0 | 0 | 0 |  | 0 | 0 | 344.9602 | 690.7 | 11.57 | 583 | 525.7 | 57.3 | 344.9602 | -238.0398 | 1463.5
2021-06-22 18:00 |  |  |  | 0 | 0 | 0 | 367.565 | 11.93 | 0 | 0 | 304.6903 | 583 | 684.18 | 101.18 | 0 | 0 | 0 | 0 | 0 | 25.5892 | 0 | 0 | 0 | 0 |  | 0 | 0 | 304.6903 | 684.18 | 11.93 | 583 | 562.7 | 20.3 | 304.6903 | -278.3097 | 1463.5
2021-06-22 19:00 |  |  |  | 0 | 0 | 0 | 388.911 | 11.43 | 0 | 0 | 265.8532 | 583 | 666.19 | 83.19 | 0 | 0 | 0 | 0 | 0 | 24.2612 | 0 | 0 | 0 | 0 |  | 0 | 0 | 265.8532 | 666.19 | 11.43 | 583 | 562.7 | 20.3 | 265.8532 | -317.1468 | 1463.5
2021-06-22 20:00 |  |  |  | 0 | 0 | 0 | 367.38 | 10.82 | 0 | 0 | 261.4335 | 583 | 639.63 | 56.63 | 0 | 0 | 0 | 0 | 0 | 24.0799 | 0 | 0 | 0 | 0 |  | 0 | 0 | 261.4335 | 639.63 | 10.82 | 583 | 562.7 | 20.3 | 261.4335 | -321.5665 | 1463.5
2021-06-22 21:00 |  |  |  | 0 | 0 | 0 | 331.669 | 9.89 | 0 | 0 | 262.3732 | 583 | 603.93 | 20.93 | 0 | 0 | 0 | 0 | 0 | 24.3519 | 0 | 0 | 0 | 0 |  | 0 | 0 | 262.3732 | 603.93 | 9.89 | 583 | 562.7 | 20.3 | 262.3732 | -320.6268 | 1463.5
2021-06-22 22:00 |  |  |  | 0 | 0 | 0 | 325.09 | 9.39 | 0 | 0 | 263.0501 | 583 | 597.54 | 14.54 | 0 | 0 | 0 | 0 | 0 | 23.1638 | 0 | 0 | 0 | 0 |  | 0 | 0 | 263.0501 | 597.54 | 9.39 | 583 | 562.7 | 20.3 | 263.0501 | -319.9499 | 1463.5
2021-06-22 23:00 |  |  |  | 0 | 0 | 0 | 292.59 | 8.46 | 0 | 0 | 261.5859 | 583 | 562.65 | 0 | 0 | 0 | 0 | 0 | 0 | 22.4192 | 0 | 0 | 0 | 0 |  | 0 | 0 | 261.5859 | 562.65 | 8.46 | 583 | 562.7 | 20.3 | 261.5859 | -321.4141 | 1463.5
2021-06-23 |  |  |  | 0 | 0 | 0 | 248.1 | 7.89 | 0 | 0 | 265.7937 | 583 | 521.62 | 0 | 0 | 0 | 0 | 0 | 0 | 20.2 | 0 | 0 | 0 | 0 |  | 0 | 0 | 265.7937 | 521.62 | 7.89 | 583 | 562.7 | 20.3 | 265.7937 | -317.2063 | 1463.5
2021-06-23 01:00 |  |  |  | 0 | 0 | 0 | 216.964 | 6.56 | 0 | 0 | 262.5906 | 583 | 486.12 | 0 | 0 | 0 | 0 | 0 | 0 | 18.5412 | 0 | 0 | 0 | 0 |  | 0 | 0 | 262.5906 | 486.12 | 6.56 | 583 | 555.7 | 27.3 | 262.5906 | -320.4094 | 1463.5
2021-06-23 02:00 |  |  |  | 0 | 0 | 0 | 196.695 | 5.96 | 0 | 0 | 263.7475 | 583 | 466.41 | 0 | 0 | 0 | 0 | 0 | 0 | 17.7809 | 0 | 0 | 0 | 0 |  | 0 | 0 | 263.7475 | 466.41 | 5.96 | 583 | 522.7 | 60.3 | 263.7475 | -319.2525 | 1463.5
2021-06-23 03:00 |  |  |  | 0 | 0 | 0 | 184.355 | 5.55 | 0 | 0 | 261.9262 | 583 | 451.84 | 0 | 0 | 0 | 0 | 0 | 0 | 17.0184 | 0 | 0 | 0 | 0 |  | 0 | 0 | 261.9262 | 451.84 | 5.55 | 583 | 522.7 | 60.3 | 261.9262 | -321.0738 | 1463.5
2021-06-23 04:00 |  |  |  | 0 | 0 | 0 | 177.695 | 5.64 | 0 | 0 | 261.5533 | 583 | 444.89 | 0 | 0 | 0 | 0 | 0 | 0 | 16.4515 | 0 | 0 | 0 | 0 |  | 0 | 0 | 261.5533 | 444.89 | 5.64 | 583 | 522.7 | 60.3 | 261.5533 | -321.4467 | 1463.5
2021-06-23 05:00 |  |  |  | 0 | 0 | 0 | 180.793 | 5.85 | 0 | 0 | 262.3593 | 583 | 449.01 | 0 | 0 | 0 | 0 | 0 | 0 | 16.901 | 0 | 0 | 0 | 0 |  | 0 | 0 | 262.3593 | 449.01 | 5.85 | 583 | 522.7 | 60.3 | 262.3593 | -320.6407 | 1463.5
2021-06-23 06:00 |  |  |  | 0 | 0 | 0 | 192.027 | 6.15 | 0 | 0 | 262.3278 | 583 | 460.5 | 0 | 0 | 0 | 0 | 0 | 0 | 17.7535 | 0 | 0 | 0 | 0 |  | 0 | 0 | 262.3278 | 460.5 | 6.15 | 583 | 522.7 | 60.3 | 262.3278 | -320.6722 | 1463.5
2021-06-23 07:00 |  |  |  | 0 | 0 | 0 | 205.92 | 6.57 | 0 | 0 | 262.6328 | 583 | 475.12 | 0 | 0 | 0 | 0 | 0 | 0 | 18.7836 | 0 | 0 | 0 | 0 |  | 0 | 0 | 262.6328 | 475.12 | 6.57 | 583 | 522.7 | 60.3 | 262.6328 | -320.3672 | 1463.5
2021-06-23 08:00 |  |  |  | 0 | 0 | 0 | 234.125 | 7.26 | 0 | 0 | 263.0505 | 583 | 504.44 | 0 | 0 | 0 | 0 | 0 | 0 | 20.2721 | 0 | 0 | 0 | 0 |  | 0 | 0 | 263.0505 | 504.44 | 7.26 | 583 | 522.7 | 60.3 | 263.0505 | -319.9495 | 1463.5
2021-06-23 09:00 |  |  |  | 0 | 0 | 0 | 253.079 | 7.26 | 0 | 0 | 265.7538 | 583 | 526.1 | 0 | 0 | 0 | 0 | 0 | 0 | 20.2024 | 0 | 0 | 0 | 0 |  | 0 | 0 | 265.7538 | 526.1 | 7.26 | 583 | 522.7 | 60.3 | 265.7538 | -317.2462 | 1463.5
2021-06-23 10:00 |  |  |  | 0 | 0 | 0 | 270.377 | 7.74 | 0 | 0 | 265.625 | 583 | 543.75 | 0 | 0 | 0 | 0 | 0 | 0 | 21.55 | 0 | 0 | 0 | 0 |  | 0 | 0 | 265.625 | 543.75 | 7.74 | 583 | 536.2 | 46.8 | 265.625 | -317.375 | 1463.5
2021-06-23 11:00 |  |  |  | 0 | 0 | 0 | 288.751 | 8.12 | 0 | 0 | 262.3147 | 583 | 559.18 | 0 | 0 | 0 | 0 | 0 | 0 | 22.8775 | 0 | 0 | 0 | 0 |  | 0 | 0 | 262.3147 | 559.18 | 8.12 | 583 | 562.7 | 20.3 | 262.3147 | -320.6853 | 1463.5
2021-06-23 12:00 |  |  |  | 0 | 0 | 0 | 308.614 | 8.43 | 0 | 0 | 264.9809 | 583 | 582.03 | 0 | 0 | 0 | 0 | 0 | 0 | 23.0011 | 0 | 0 | 0 | 0 |  | 0 | 0 | 264.9809 | 582.03 | 8.43 | 583 | 562.7 | 20.3 | 264.9809 | -318.0191 | 1463.5
2021-06-23 13:00 |  |  |  | 0 | 0 | 0 | 326.363 | 9.03 | 0 | 0 | 264.6581 | 583 | 600.04 | 17.04 | 0 | 0 | 0 | 0 | 0 | 24.0575 | 0 | 0 | 0 | 0 |  | 0 | 0 | 264.6581 | 600.04 | 9.03 | 583 | 562.7 | 20.3 | 264.6581 | -318.3419 | 1463.5
2021-06-23 14:00 |  |  |  | 0 | 0 | 0 | 346.293 | 9.54 | 0 | 0 | 266.4016 | 583 | 622.23 | 39.23 | 0 | 0 | 0 | 0 | 0 | 24.511 | 0 | 0 | 0 | 0 |  | 0 | 0 | 266.4016 | 622.23 | 9.54 | 583 | 562.7 | 20.3 | 266.4016 | -316.5984 | 1463.5
2021-06-23 15:00 |  |  |  | 0 | 0 | 0 | 377.413 | 9.94 | 0 | 0 | 261.9128 | 583 | 649.26 | 66.26 | 0 | 0 | 0 | 0 | 0 | 24.5239 | 0 | 0 | 0 | 0 |  | 0 | 0 | 261.9128 | 649.26 | 9.94 | 583 | 562.7 | 20.3 | 261.9128 | -321.0872 | 1463.5
2021-06-23 16:00 |  |  |  | 0 | 0 | 0 | 388.435 | 10.12 | 0 | 0 | 266.9348 | 583 | 665.49 | 82.49 | 0 | 0 | 0 | 0 | 0 | 24.9829 | 0 | 0 | 0 | 0 |  | 0 | 0 | 266.9348 | 665.49 | 10.12 | 583 | 562.7 | 20.3 | 266.9348 | -316.0652 | 1463.5
2021-06-23 17:00 |  |  |  | 0 | 0 | 0 | 395.567 | 10.63 | 0 | 0 | 285.3175 | 583 | 691.52 | 108.52 | 0 | 0 | 0 | 0 | 0 | 26.0417 | 0 | 0 | 0 | 0 |  | 0 | 0 | 285.3175 | 691.52 | 10.63 | 583 | 562.7 | 20.3 | 285.3175 | -297.6825 | 1463.5
2021-06-23 18:00 |  |  |  | 0 | 0 | 0 | 358.883 | 10.91 | 0 | 0 | 327.0435 | 583 | 696.83 | 113.83 | 0 | 0 | 0 | 0 | 0 | 27.3948 | 0 | 0 | 0 | 0 |  | 0 | 0 | 327.0435 | 696.83 | 10.91 | 583 | 562.7 | 20.3 | 327.0435 | -255.9565 | 1463.5
2021-06-23 19:00 |  |  |  | 0 | 0 | 0 | 327.112 | 10.73 | 0 | 0 | 351.2788 | 583 | 689.11 | 106.11 | 0 | 0 | 0 | 0 | 0 | 27.5963 | 0 | 0 | 0 | 0 |  | 0 | 0 | 351.2788 | 689.11 | 10.73 | 583 | 562.7 | 20.3 | 351.2788 | -231.7212 | 1463.5
2021-06-23 20:00 |  |  |  | 0 | 0 | 0 | 296.114 | 10.53 | 0 | 0 | 359.6057 | 583 | 666.25 | 83.25 | 0 | 0 | 0 | 0 | 0 | 27.1789 | 0 | 0 | 0 | 0 |  | 0 | 0 | 359.6057 | 666.25 | 10.53 | 583 | 562.7 | 20.3 | 359.6057 | -223.3943 | 1463.5
2021-06-23 21:00 |  |  |  | 0 | 0 | 0 | 274.883 | 9.95 | 0 | 0 | 346.1217 | 583 | 630.97 | 47.97 | 0 | 0 | 0 | 0 | 0 | 25.921 | 0 | 0 | 0 | 0 |  | 0 | 0 | 346.1217 | 630.97 | 9.95 | 583 | 562.7 | 20.3 | 346.1217 | -236.8783 | 1463.5
2021-06-23 22:00 |  |  |  | 0 | 0 | 0 | 290.549 | 9.83 | 0 | 0 | 328.2647 | 583 | 628.64 | 45.64 | 0 | 0 | 0 | 0 | 0 | 24.4188 | 0 | 0 | 0 | 0 |  | 0 | 0 | 328.2647 | 628.64 | 9.83 | 583 | 562.7 | 20.3 | 328.2647 | -254.7353 | 1463.5
2021-06-23 23:00 |  |  |  | 0 | 0 | 0 | 300.4 | 8.89 | 0 | 0 | 303.6958 | 583 | 582.56 | 0 | 0 | 0 | 0 | 0 | 0 | 21.37 | 0 | 0 | 0 | 0 |  | 0 | 0 | 303.6958 | 582.56 | 8.89 | 583 | 562.7 | 20.3 | 303.6958 | -279.3042 | 1463.5
2021-06-24 |  |  |  | 0 | 0 | 0 | 261.782 | 7.71 | 0 | 0 | 272.344 | 583 | 541.83 | 0 | 0 | 0 | 0 | 0 | 0 | 19.3742 | 0 | 0 | 0 | 0 |  | 0 | 0 | 272.344 | 541.83 | 7.71 | 583 | 562.7 | 20.3 | 272.344 | -310.656 | 1463.5
2021-06-24 01:00 |  |  |  | 0 | 0 | 0 | 225.259 | 7.09 | 0 | 0 | 261.2855 | 583 | 492.21 | 0 | 0 | 0 | 0 | 0 | 0 | 18.65 | 0 | 0 | 0 | 0 |  | 0 | 0 | 261.2855 | 492.21 | 7.09 | 583 | 562.7 | 20.3 | 261.2855 | -321.7145 | 1463.5
2021-06-24 02:00 |  |  |  | 0 | 0 | 0 | 201.353 | 6.3 | 0 | 0 | 260.6772 | 583 | 468.33 | 0 | 0 | 0 | 0 | 0 | 0 | 17.7615 | 0 | 0 | 0 | 0 |  | 0 | 0 | 260.6772 | 468.33 | 6.3 | 583 | 562.7 | 20.3 | 260.6772 | -322.3228 | 1463.5
2021-06-24 03:00 |  |  |  | 0 | 0 | 0 | 184.868 | 5.79 | 0 | 0 | 261.2409 | 583 | 451.91 | 0 | 0 | 0 | 0 | 0 | 0 | 17.483 | 0 | 0 | 0 | 0 |  | 0 | 0 | 261.2409 | 451.91 | 5.79 | 583 | 562.7 | 20.3 | 261.2409 | -321.7591 | 1463.5
2021-06-24 04:00 |  |  |  | 0 | 0 | 0 | 176.869 | 5.68 | 0 | 0 | 260.8893 | 583 | 443.45 | 0 | 0 | 0 | 0 | 0 | 0 | 16.9828 | 0 | 0 | 0 | 0 |  | 0 | 0 | 260.8893 | 443.45 | 5.68 | 583 | 562.7 | 20.3 | 260.8893 | -322.1107 | 1463.5
2021-06-24 05:00 |  |  |  | 0 | 0 | 0 | 179.711 | 5.6 | 0 | 0 | 261.156 | 583 | 446.47 | 0 | 0 | 0 | 0 | 0 | 0 | 17.263 | 0 | 0 | 0 | 0 |  | 0 | 0 | 261.156 | 446.47 | 5.6 | 583 | 562.7 | 20.3 | 261.156 | -321.844 | 1463.5
2021-06-24 06:00 |  |  |  | 0 | 0 | 0 | 185.781 | 5.81 | 0 | 0 | 261.7467 | 583 | 453.34 | 0 | 0 | 0 | 0 | 0 | 0 | 17.948 | 0 | 0 | 0 | 0 |  | 0 | 0 | 261.7467 | 453.34 | 5.81 | 583 | 562.7 | 20.3 | 261.7467 | -321.2533 | 1463.5
2021-06-24 07:00 |  |  |  | 0 | 0 | 0 | 210.602 | 6.43 | 0 | 0 | 261.081 | 583 | 478.11 | 0 | 0 | 0 | 0 | 0 | 0 | 19.0535 | 0 | 0 | 0 | 0 |  | 0 | 0 | 261.081 | 478.11 | 6.43 | 583 | 562.7 | 20.3 | 261.081 | -321.919 | 1463.5
2021-06-24 08:00 |  |  |  | 0 | 0 | 0 | 238.571 | 7.02 | 0 | 0 | 263.5673 | 583 | 509.16 | 0 | 0 | 0 | 0 | 0 | 0 | 20.7396 | 0 | 0 | 0 | 0 |  | 0 | 0 | 263.5673 | 509.16 | 7.02 | 583 | 562.7 | 20.3 | 263.5673 | -319.4327 | 1463.5
2021-06-24 09:00 |  |  |  | 0 | 0 | 0 | 267.294 | 7.35 | 0 | 0 | 261.5049 | 583 | 536.15 | 0 | 0 | 0 | 0 | 0 | 0 | 22.3016 | 0 | 0 | 0 | 0 |  | 0 | 0 | 261.5049 | 536.15 | 7.35 | 583 | 562.7 | 20.3 | 261.5049 | -321.4951 | 1463.5
2021-06-24 10:00 |  |  |  | 0 | 0 | 0 | 298.836 | 7.95 | 0 | 0 | 261.7603 | 583 | 568.55 | 0 | 0 | 0 | 0 | 0 | 0 | 23.0071 | 0 | 0 | 0 | 0 |  | 0 | 0 | 261.7603 | 568.55 | 7.95 | 583 | 562.7 | 20.3 | 261.7603 | -321.2397 | 1463.5
2021-06-24 11:00 |  |  |  | 0 | 0 | 0 | 320.618 | 8.95 | 0 | 0 | 276.055 | 583 | 605.62 | 22.62 | 0 | 0 | 0 | 0 | 0 | 24.9826 | 0 | 0 | 0 | 0 |  | 0 | 0 | 276.055 | 605.62 | 8.95 | 583 | 562.7 | 20.3 | 276.055 | -306.945 | 1463.5
2021-06-24 12:00 |  |  |  | 0 | 0 | 0 | 355.609 | 9.87 | 0 | 0 | 281.5653 | 583 | 647.05 | 64.05 | 0 | 0 | 0 | 0 | 0 | 27.1654 | 0 | 0 | 0 | 0 |  | 0 | 0 | 281.5653 | 647.05 | 9.87 | 583 | 562.7 | 20.3 | 281.5653 | -301.4347 | 1463.5
2021-06-24 13:00 |  |  |  | 0 | 0 | 0 | 375.114 | 11.25 | 0 | 0 | 309.5452 | 583 | 695.92 | 112.92 | 0 | 0 | 0 | 0 | 0 | 29.4741 | 0 | 0 | 0 | 0 |  | 0 | 0 | 309.5452 | 695.92 | 11.25 | 583 | 562.7 | 20.3 | 309.5452 | -273.4548 | 1463.5
2021-06-24 14:00 |  |  |  | 0 | 0 | 0 | 358.205 | 12.48 | 0 | 0 | 363.2189 | 583 | 733.9 | 150.9 | 0 | 0 | 0 | 0 | 0 | 53.5287 | 0 | 0 | 0 | 0 |  | 0 | 0 | 363.2189 | 733.9 | 12.48 | 583 | 562.7 | 20.3 | 363.2189 | -219.7811 | 1463.5
2021-06-24 15:00 |  |  |  | 0 | 0 | 0 | 392.067 | 12.76 | 0 | 0 | 362.8835 | 583 | 767.72 | 184.72 | 0 | 0 | 0 | 0 | 0 | 32.3004 | 0 | 0 | 0 | 0 |  | 0 | 0 | 362.8835 | 767.72 | 12.76 | 583 | 562.7 | 20.3 | 362.8835 | -220.1165 | 1463.5
2021-06-24 16:00 |  |  |  | 0 | 0 | 0 | 329.467 | 12.97 | 0 | 0 | 448.9979 | 583 | 791.43 | 208.43 | 0 | 0 | 0 | 0 | 0 | 38.4921 | 0 | 0 | 0 | 0 |  | 0 | 0 | 448.9979 | 791.43 | 12.97 | 583 | 562.7 | 20.3 | 448.9979 | -134.0021 | 1463.5
2021-06-24 17:00 |  |  |  | 0 | 0 | 0 | 278.847 | 13.57 | 0 | 0 | 521.3865 | 583 | 813.79 | 230.79 | 0 | 0 | 0 | 0 | 0 | 42.3449 | 0 | 0 | 0 | 0 |  | 0 | 0 | 521.3865 | 813.79 | 13.57 | 583 | 563.2 | 19.8 | 521.3865 | -61.6135 | 1463.5
2021-06-24 18:00 |  |  |  | 0 | 0 | 0 | 269.295 | 13.75 | 0 | 0 | 526.7122 | 583 | 809.77 | 226.77 | 0 | 0 | 0 | 0 | 0 | 45.6626 | 0 | 0 | 0 | 0 |  | 0 | 0 | 526.7122 | 809.77 | 13.75 | 583 | 563.2 | 19.8 | 526.7122 | -56.2878 | 1463.5
2021-06-24 19:00 |  |  |  | 0 | 0 | 0 | 254.625 | 13.05 | 0 | 0 | 526.5017 | 583 | 794.17 | 211.17 | 0 | 0 | 0 | 0 | 0 | 40.5647 | 0 | 0 | 0 | 0 |  | 0 | 0 | 526.5017 | 794.17 | 13.05 | 583 | 563.2 | 19.8 | 526.5017 | -56.4983 | 1463.5
2021-06-24 20:00 |  |  |  | 0 | 0 | 0 | 238.845 | 11.92 | 0 | 0 | 518.8418 | 583 | 769.61 | 186.61 | 0 | 0 | 0 | 0 | 0 | 38.2973 | 0 | 0 | 0 | 0 |  | 0 | 0 | 518.8418 | 769.61 | 11.92 | 583 | 563.2 | 19.8 | 518.8418 | -64.1582 | 1463.5
2021-06-24 21:00 |  |  |  | 0 | 0 | 0 | 202.686 | 11.24 | 0 | 0 | 523.0339 | 583 | 736.95 | 153.95 | 0 | 0 | 0 | 0 | 0 | 35.0673 | 0 | 0 | 0 | 0 |  | 0 | 0 | 523.0339 | 736.95 | 11.24 | 583 | 563.7 | 19.3 | 523.0339 | -59.9661 | 1463.5
2021-06-24 22:00 |  |  |  | 0 | 0 | 0 | 188.589 | 11.44 | 0 | 0 | 514.6409 | 583 | 714.67 | 131.67 | 0 | 0 | 0 | 0 | 0 | 31.9623 | 0 | 0 | 0 | 0 |  | 0 | 0 | 514.6409 | 714.67 | 11.44 | 583 | 562.7 | 20.3 | 514.6409 | -68.3591 | 1463.5
2021-06-24 23:00 |  |  |  | 0 | 0 | 0 | 186.8 | 10.71 | 0 | 0 | 491.1622 | 583 | 668.66 | 85.66 | 0 | 0 | 0 | 0 | 0 | 26.63 | 0 | 0 | 0 | 0 |  | 0 | 0 | 491.1622 | 668.66 | 10.71 | 583 | 562.7 | 20.3 | 491.1622 | -91.8378 | 1463.5
2021-06-25 |  |  |  | 0 | 0 | 0 | 256 | 9.51 | 0 | 0 | 466.5947 | 583 | 611.87 | 28.87 | 0 | 0 | 0 | 0 | 0 | 23.07 | 0 | 0 | 0 | 0 |  | 0 | 0 | 466.5947 | 611.87 | 9.51 | 583 | 562.7 | 20.3 | 466.5947 | -116.4053 | 1463.5
2021-06-25 01:00 |  |  |  | 0 | 0 | 0 | 291.8 | 7.99 | 0 | 0 | 405.9613 | 583 | 562.13 | 0 | 0 | 0 | 0 | 0 | 0 | 20.11 | 0 | 0 | 0 | 0 |  | 0 | 0 | 405.9613 | 562.13 | 7.99 | 583 | 562.7 | 20.3 | 405.9613 | -177.0387 | 1463.5
2021-06-25 02:00 |  |  |  | 0 | 0 | 0 | 261.14 | 7.3 | 0 | 0 | 320.8317 | 583 | 528.44 | 0 | 0 | 0 | 0 | 0 | 0 | 18.45 | 0 | 0 | 0 | 0 |  | 0 | 0 | 320.8317 | 528.44 | 7.3 | 583 | 562.7 | 20.3 | 320.8317 | -262.1683 | 1463.5
2021-06-25 03:00 |  |  |  | 0 | 0 | 0 | 241.057 | 7.51 | 0 | 0 | 261.9682 | 583 | 510.54 | 0 | 0 | 0 | 0 | 0 | 0 | 18.0062 | 0 | 0 | 0 | 0 |  | 0 | 0 | 261.9682 | 510.54 | 7.51 | 583 | 562.7 | 20.3 | 261.9682 | -321.0318 | 1463.5
2021-06-25 04:00 |  |  |  | 0 | 0 | 0 | 223.085 | 7.51 | 0 | 0 | 260.9897 | 583 | 489.93 | 0 | 0 | 0 | 0 | 0 | 0 | 17.58 | 0 | 0 | 0 | 0 |  | 0 | 0 | 260.9897 | 489.93 | 7.51 | 583 | 562.7 | 20.3 | 260.9897 | -322.0103 | 1463.5
2021-06-25 05:00 |  |  |  | 0 | 0 | 0 | 222.038 | 7 | 0 | 0 | 261.1305 | 583 | 488.9 | 0 | 0 | 0 | 0 | 0 | 0 | 17.7 | 0 | 0 | 0 | 0 |  | 0 | 0 | 261.1305 | 488.9 | 7 | 583 | 562.7 | 20.3 | 261.1305 | -321.8695 | 1463.5
2021-06-25 06:00 |  |  |  | 0 | 0 | 0 | 226.845 | 6.89 | 0 | 0 | 260.5231 | 583 | 493.59 | 0 | 0 | 0 | 0 | 0 | 0 | 18.16 | 0 | 0 | 0 | 0 |  | 0 | 0 | 260.5231 | 493.59 | 6.89 | 583 | 562.7 | 20.3 | 260.5231 | -322.4769 | 1463.5
2021-06-25 07:00 |  |  |  | 0 | 0 | 0 | 234.785 | 7.3 | 0 | 0 | 262.0869 | 583 | 501.29 | 0 | 0 | 0 | 0 | 0 | 0 | 19.14 | 0 | 0 | 0 | 0 |  | 0 | 0 | 262.0869 | 501.29 | 7.3 | 583 | 562.7 | 20.3 | 262.0869 | -320.9131 | 1463.5
2021-06-25 08:00 |  |  |  | 0 | 0 | 0 | 272 | 8.1 | 0 | 0 | 264.262 | 583 | 540.11 | 0 | 0 | 0 | 0 | 0 | 0 | 22.04 | 0 | 0 | 0 | 0 |  | 0 | 0 | 264.262 | 540.11 | 8.1 | 583 | 562.7 | 20.3 | 264.262 | -318.738 | 1463.5
2021-06-25 09:00 |  |  |  | 0 | 0 | 0 | 298.5 | 8.88 | 0 | 0 | 267.5023 | 583 | 572.91 | 0 | 0 | 0 | 0 | 0 | 0 | 22.11 | 0 | 0 | 0 | 0 |  | 0 | 0 | 267.5023 | 572.91 | 8.88 | 583 | 562.7 | 20.3 | 267.5023 | -315.4977 | 1463.5
2021-06-25 10:00 |  |  |  | 0 | 0 | 0 | 331.742 | 9.4 | 0 | 0 | 276.7162 | 583 | 617.86 | 34.86 | 0 | 0 | 0 | 0 | 0 | 23.3713 | 0 | 0 | 0 | 0 |  | 0 | 0 | 276.7162 | 617.86 | 9.4 | 583 | 562.7 | 20.3 | 276.7162 | -306.2838 | 1463.5
2021-06-25 11:00 |  |  |  | 0 | 0 | 0 | 347.585 | 10.5 | 0 | 0 | 304.1714 | 583 | 662.25 | 79.25 | 0 | 0 | 0 | 0 | 0 | 25.6211 | 0 | 0 | 0 | 0 |  | 0 | 0 | 304.1714 | 662.25 | 10.5 | 583 | 562.7 | 20.3 | 304.1714 | -278.8286 | 1463.5
2021-06-25 12:00 |  |  |  | 0 | 0 | 0 | 338.243 | 11.11 | 0 | 0 | 364.7307 | 576.5 | 714.08 | 137.58 | 0 | 0 | 0 | 0 | 0 | 28.6129 | 0 | 0 | 0 | 0 |  | 0 | 0 | 364.7307 | 714.08 | 11.11 | 576.5 | 562.7 | 13.8 | 364.7307 | -211.7693 | 1456.5
2021-06-25 13:00 |  |  |  | 0 | 0 | 0 | 327.231 | 11.7 | 0 | 0 | 412.8933 | 563 | 751.83 | 188.83 | 0 | 0 | 0 | 0 | 0 | 33.0174 | 0 | 0 | 0 | 0 |  | 0 | 0 | 412.8933 | 751.83 | 11.7 | 563 | 562.7 | 0.3 | 412.8933 | -150.1067 | 1443.5
2021-06-25 14:00 |  |  |  | 0 | 0 | 0 | 322.84 | 12.19 | 0 | 0 | 453.9869 | 563 | 789.02 | 226.02 | 0 | 0 | 0 | 0 | 0 | 33.1191 | 0 | 0 | 0 | 0 |  | 0 | 0 | 453.9869 | 789.02 | 12.19 | 563 | 562.7 | 0.3 | 453.9869 | -109.0131 | 1443.5
2021-06-25 15:00 |  |  |  | 0 | 0 | 0 | 286.741 | 12.8 | 0 | 0 | 517.0107 | 564 | 816.56 | 252.56 | 0 | 0 | 0 | 0 | 0 | 35.275 | 0 | 0 | 0 | 0 |  | 0 | 0 | 517.0107 | 816.56 | 12.8 | 564 | 563.7 | 0.3 | 517.0107 | -46.9893 | 1443.5
2021-06-25 16:00 |  |  |  | 0 | 0 | 0 | 296.058 | 12.99 | 0 | 0 | 522.7782 | 563.5 | 831.83 | 268.33 | 0 | 0 | 0 | 0 | 0 | 36.3412 | 0 | 0 | 0 | 0 |  | 0 | 0 | 522.7782 | 831.83 | 12.99 | 563.5 | 563.2 | 0.3 | 522.7782 | -40.7218 | 1443.5
2021-06-25 17:00 |  |  |  | 0 | 0 | 0 | 289.898 | 13.49 | 0 | 0 | 520.9456 | 563.5 | 824.35 | 260.85 | 0 | 0 | 0 | 0 | 0 | 40.7658 | 0 | 0 | 0 | 0 |  | 0 | 0 | 520.9456 | 824.35 | 13.49 | 563.5 | 553.2 | 10.3 | 520.9456 | -42.5544 | 1443.5
2021-06-25 18:00 |  |  |  | 0 | 0 | 0 | 296.374 | 12.99 | 0 | 0 | 509.4018 | 563 | 818.78 | 255.78 | 0 | 0 | 0 | 0 | 0 | 42.4062 | 0 | 0 | 0 | 0 |  | 0 | 0 | 509.4018 | 818.78 | 12.99 | 563 | 548.2 | 14.8 | 509.4018 | -53.5982 | 1443.5
2021-06-25 19:00 |  |  |  | 0 | 0 | 0 | 280.573 | 12.29 | 0 | 0 | 502.847 | 563 | 795.72 | 232.72 | 0 | 0 | 0 | 0 | 0 | 35.4494 | 0 | 0 | 0 | 0 |  | 0 | 0 | 502.847 | 795.72 | 12.29 | 563 | 548.2 | 14.8 | 502.847 | -60.153 | 1443.5
2021-06-25 20:00 |  |  |  | 0 | 0 | 0 | 258.422 | 11.49 | 0 | 0 | 505.8773 | 563 | 775.8 | 212.8 | 0 | 0 | 0 | 0 | 0 | 33.2944 | 0 | 0 | 0 | 0 |  | 0 | 0 | 505.8773 | 775.8 | 11.49 | 563 | 547.7 | 15.3 | 505.8773 | -57.1227 | 1443.5
2021-06-25 21:00 |  |  |  | 0 | 0 | 0 | 208.929 | 11.18 | 0 | 0 | 512.5523 | 563 | 732.66 | 169.66 | 0 | 0 | 0 | 0 | 0 | 34.8527 | 0 | 0 | 0 | 0 |  | 0 | 0 | 512.5523 | 732.66 | 11.18 | 563 | 548.7 | 14.3 | 512.5523 | -50.4477 | 1443.5
2021-06-25 22:00 |  |  |  | 0 | 0 | 0 | 189.158 | 10.89 | 0 | 0 | 512.5145 | 563 | 712.57 | 149.57 | 0 | 0 | 0 | 0 | 0 | 31.7723 | 0 | 0 | 0 | 0 |  | 0 | 0 | 512.5145 | 712.57 | 10.89 | 563 | 548.2 | 14.8 | 512.5145 | -50.4855 | 1443.5
2021-06-25 23:00 |  |  |  | 0 | 0 | 0 | 243.285 | 9.97 | 0 | 0 | 471.2853 | 563 | 670.47 | 107.47 | 0 | 0 | 0 | 0 | 0 | 25.4 | 0 | 0 | 0 | 0 |  | 0 | 0 | 471.2853 | 670.47 | 9.97 | 563 | 547.7 | 15.3 | 471.2853 | -91.7147 | 1443.5
2021-06-26 |  |  |  | 0 | 0 | 0 | 302.035 | 9.09 | 0 | 0 | 432.9875 | 563 | 617.87 | 54.87 | 0 | 0 | 0 | 0 | 0 | 23.65 | 0 | 0 | 0 | 0 |  | 0 | 0 | 432.9875 | 617.87 | 9.09 | 563 | 547.7 | 15.3 | 432.9875 | -130.0125 | 1443.5
2021-06-26 01:00 |  |  |  | 0 | 0 | 0 | 223.615 | 8.09 | 0 | 0 | 396.6291 | 563 | 572.7 | 9.7 | 0 | 0 | 0 | 0 | 0 | 23.96 | 0 | 0 | 0 | 0 |  | 0 | 0 | 396.6291 | 572.7 | 8.09 | 563 | 479.2 | 83.8 | 396.6291 | -166.3709 | 1443.5
2021-06-26 02:00 |  |  |  | 0 | 0 | 0 | 268.671 | 7.27 | 0 | 0 | 367.0875 | 563 | 535.95 | 0 | 0 | 0 | 0 | 0 | 0 | 21.55 | 0 | 0 | 0 | 0 |  | 0 | 0 | 367.0875 | 535.95 | 7.27 | 563 | 547.7 | 15.3 | 367.0875 | -195.9125 | 1443.5
2021-06-26 03:00 |  |  |  | 0 | 0 | 0 | 245.358 | 6.79 | 0 | 0 | 328.0594 | 563 | 512 | 0 | 0 | 0 | 0 | 0 | 0 | 20.69 | 0 | 0 | 0 | 0 |  | 0 | 0 | 328.0594 | 512 | 6.79 | 563 | 540.8 | 22.2 | 328.0594 | -234.9406 | 1443.5
2021-06-26 04:00 |  |  |  | 0 | 0 | 0 | 227.756 | 6.98 | 0 | 0 | 307.0936 | 563 | 494.44 | 0 | 0 | 0 | 0 | 0 | 0 | 20.45 | 0 | 0 | 0 | 0 |  | 0 | 0 | 307.0936 | 494.44 | 6.98 | 563 | 547.7 | 15.3 | 307.0936 | -255.9064 | 1443.5
2021-06-26 05:00 |  |  |  | 0 | 0 | 0 | 223.588 | 7.21 | 0 | 0 | 277.9491 | 563 | 490.34 | 0 | 0 | 0 | 0 | 0 | 0 | 20.06 | 0 | 0 | 0 | 0 |  | 0 | 0 | 277.9491 | 490.34 | 7.21 | 563 | 547.7 | 15.3 | 277.9491 | -285.0509 | 1443.5
2021-06-26 06:00 |  |  |  | 0 | 0 | 0 | 217.961 | 7.69 | 0 | 0 | 264.184 | 563 | 484.71 | 0 | 0 | 0 | 0 | 0 | 0 | 20.1 | 0 | 0 | 0 | 0 |  | 0 | 0 | 264.184 | 484.71 | 7.69 | 563 | 547.7 | 15.3 | 264.184 | -298.816 | 1443.5
2021-06-26 07:00 |  |  |  | 0 | 0 | 0 | 214.305 | 7.31 | 0 | 0 | 260.3962 | 563 | 480.66 | 0 | 0 | 0 | 0 | 0 | 0 | 19.9 | 0 | 0 | 0 | 0 |  | 0 | 0 | 260.3962 | 480.66 | 7.31 | 563 | 547.7 | 15.3 | 260.3962 | -302.6038 | 1443.5
2021-06-26 08:00 |  |  |  | 0 | 0 | 0 | 236.276 | 7.41 | 0 | 0 | 262.6524 | 563 | 502.88 | 0 | 0 | 0 | 0 | 0 | 0 | 20.29 | 0 | 0 | 0 | 0 |  | 0 | 0 | 262.6524 | 502.88 | 7.41 | 563 | 547.7 | 15.3 | 262.6524 | -300.3476 | 1443.5
2021-06-26 09:00 |  |  |  | 0 | 0 | 0 | 260.632 | 8.19 | 0 | 0 | 266.1729 | 563 | 528.01 | 0 | 0 | 0 | 0 | 0 | 0 | 22.31 | 0 | 0 | 0 | 0 |  | 0 | 0 | 266.1729 | 528.01 | 8.19 | 563 | 547.7 | 15.3 | 266.1729 | -296.8271 | 1443.5
2021-06-26 10:00 |  |  |  | 0 | 0 | 0 | 278.974 | 9.83 | 0 | 0 | 287.8508 | 563 | 576.65 | 13.65 | 0 | 0 | 0 | 0 | 0 | 25.4628 | 0 | 0 | 0 | 0 |  | 0 | 0 | 287.8508 | 576.65 | 9.83 | 563 | 547.7 | 15.3 | 287.8508 | -275.1492 | 1443.5
2021-06-26 11:00 |  |  |  | 0 | 0 | 0 | 270.068 | 10.82 | 0 | 0 | 348.065 | 563 | 628.96 | 65.96 | 0 | 0 | 0 | 0 | 0 | 29.791 | 0 | 0 | 0 | 0 |  | 0 | 0 | 348.065 | 628.96 | 10.82 | 563 | 547.7 | 15.3 | 348.065 | -214.935 | 1443.5
2021-06-26 12:00 |  |  |  | 0 | 0 | 0 | 272.271 | 11.82 | 0 | 0 | 395.8891 | 563 | 679.98 | 116.98 | 0 | 0 | 0 | 0 | 0 | 34.2156 | 0 | 0 | 0 | 0 |  | 0 | 0 | 395.8891 | 679.98 | 11.82 | 563 | 547.7 | 15.3 | 395.8891 | -167.1109 | 1443.5
2021-06-26 13:00 |  |  |  | 0 | 0 | 0 | 256.511 | 13 | 0 | 0 | 450.9214 | 563 | 720.44 | 157.44 | 0 | 0 | 0 | 0 | 0 | 33.7587 | 0 | 0 | 0 | 0 |  | 0 | 0 | 450.9214 | 720.44 | 13 | 563 | 547.7 | 15.3 | 450.9214 | -112.0786 | 1443.5
2021-06-26 14:00 |  |  |  | 0 | 0 | 0 | 239.302 | 14.18 | 0 | 0 | 499.8295 | 563 | 753.31 | 190.31 | 0 | 0 | 0 | 0 | 0 | 37.22 | 0 | 0 | 0 | 0 |  | 0 | 0 | 499.8295 | 753.31 | 14.18 | 563 | 548.2 | 14.8 | 499.8295 | -63.1705 | 1443.5
2021-06-26 15:00 |  |  |  | 0 | 0 | 0 | 253.224 | 15.45 | 0 | 0 | 513.7088 | 563 | 782.38 | 219.38 | 0 | 0 | 0 | 0 | 0 | 38.48 | 0 | 0 | 0 | 0 |  | 0 | 0 | 513.7088 | 782.38 | 15.45 | 563 | 549.2 | 13.8 | 513.7088 | -49.2912 | 1443.5
2021-06-26 16:00 |  |  |  | 0 | 0 | 0 | 276.943 | 15.55 | 0 | 0 | 517.0914 | 563 | 809.57 | 246.57 | 0 | 0 | 0 | 0 | 0 | 40.23 | 0 | 0 | 0 | 0 |  | 0 | 0 | 517.0914 | 809.57 | 15.55 | 563 | 549.2 | 13.8 | 517.0914 | -45.9086 | 1443.5
2021-06-26 17:00 |  |  |  | 0 | 0 | 0 | 292.284 | 15.84 | 0 | 0 | 516.8002 | 563 | 824.92 | 261.92 | 0 | 0 | 0 | 0 | 0 | 42.64 | 0 | 0 | 0 | 0 |  | 0 | 0 | 516.8002 | 824.92 | 15.84 | 563 | 549.2 | 13.8 | 516.8002 | -46.1998 | 1443.5
2021-06-26 18:00 |  |  |  | 0 | 0 | 0 | 289.555 | 16.06 | 0 | 0 | 521.1184 | 551.5 | 826.74 | 275.24 | 0 | 0 | 0 | 0 | 0 | 47.08 | 0 | 0 | 0 | 0 |  | 0 | 0 | 521.1184 | 826.74 | 16.06 | 551.5 | 539.3 | 12.2 | 521.1184 | -30.3816 | 1430.5
2021-06-26 19:00 |  |  |  | 0 | 0 | 0 | 281.619 | 15.57 | 0 | 0 | 523.0327 | 549.5 | 820.23 | 270.73 | 0 | 0 | 0 | 0 | 0 | 42.73 | 0 | 0 | 0 | 0 |  | 0 | 0 | 523.0327 | 820.23 | 15.57 | 549.5 | 539 | 10.5 | 523.0327 | -26.4673 | 1428.5
2021-06-26 20:00 |  |  |  | 0 | 0 | 0 | 261.96 | 14.47 | 0 | 0 | 515.5356 | 549 | 791.97 | 242.97 | 0 | 0 | 0 | 0 | 0 | 39.6402 | 0 | 0 | 0 | 0 |  | 0 | 0 | 515.5356 | 791.97 | 14.47 | 549 | 538.5 | 10.5 | 515.5356 | -33.4644 | 1428.5
2021-06-26 21:00 |  |  |  | 0 | 0 | 0 | 230.284 | 13.06 | 0 | 0 | 505.132 | 548 | 748.48 | 200.48 | 0 | 0 | 0 | 0 | 0 | 35.99 | 0 | 0 | 0 | 0 |  | 0 | 0 | 505.132 | 748.48 | 13.06 | 548 | 537.5 | 10.5 | 505.132 | -42.868 | 1428.5
2021-06-26 22:00 |  |  |  | 0 | 0 | 0 | 202.566 | 12.56 | 0 | 0 | 509.9827 | 548 | 725.12 | 177.12 | 0 | 0 | 0 | 0 | 0 | 34.8058 | 0 | 0 | 0 | 0 |  | 0 | 0 | 509.9827 | 725.12 | 12.56 | 548 | 537.5 | 10.5 | 509.9827 | -38.0173 | 1428.5
2021-06-26 23:00 |  |  |  | 0 | 0 | 0 | 165.685 | 11.65 | 0 | 0 | 505.7207 | 548 | 681.44 | 133.44 | 0 | 0 | 0 | 0 | 0 | 29.99 | 0 | 0 | 0 | 0 |  | 0 | 0 | 505.7207 | 681.44 | 11.65 | 548 | 537.5 | 10.5 | 505.7207 | -42.2793 | 1428.5
2021-06-27 |  |  |  | 0 | 0 | 0 | 174.73 | 10.43 | 0 | 0 | 492.4069 | 548 | 628.31 | 80.31 | 0 | 0 | 0 | 0 | 0 | 27.52 | 0 | 0 | 0 | 0 |  | 0 | 0 | 492.4069 | 628.31 | 10.43 | 548 | 537.5 | 10.5 | 492.4069 | -55.5931 | 1428.5
2021-06-27 01:00 |  |  |  | 0 | 0 | 0 | 205.95 | 9.71 | 0 | 0 | 477.6654 | 548 | 588.98 | 40.98 | 0 | 0 | 0 | 0 | 0 | 25.31 | 0 | 0 | 0 | 0 |  | 0 | 0 | 477.6654 | 588.98 | 9.71 | 548 | 537.5 | 10.5 | 477.6654 | -70.3346 | 1428.5
2021-06-27 02:00 |  |  |  | 0 | 0 | 0 | 222.867 | 8.51 | 0 | 0 | 436.6607 | 548 | 551.22 | 3.22 | 0 | 0 | 0 | 0 | 0 | 23.2 | 0 | 0 | 0 | 0 |  | 0 | 0 | 436.6607 | 551.22 | 8.51 | 548 | 537.5 | 10.5 | 436.6607 | -111.3393 | 1428.5
2021-06-27 03:00 |  |  |  | 0 | 0 | 0 | 197.998 | 8.33 | 0 | 0 | 394.5471 | 548 | 526.18 | 0 | 0 | 0 | 0 | 0 | 0 | 21.88 | 0 | 0 | 0 | 0 |  | 0 | 0 | 394.5471 | 526.18 | 8.33 | 548 | 537.5 | 10.5 | 394.5471 | -153.4529 | 1428.5
2021-06-27 04:00 |  |  |  | 0 | 0 | 0 | 185.054 | 7.82 | 0 | 0 | 359.979 | 548 | 512.72 | 0 | 0 | 0 | 0 | 0 | 0 | 21.44 | 0 | 0 | 0 | 0 |  | 0 | 0 | 359.979 | 512.72 | 7.82 | 548 | 537.5 | 10.5 | 359.979 | -188.021 | 1428.5
2021-06-27 05:00 |  |  |  | 0 | 0 | 0 | 174.844 | 7.54 | 0 | 0 | 326.9973 | 548 | 502.24 | 0 | 0 | 0 | 0 | 0 | 0 | 20.96 | 0 | 0 | 0 | 0 |  | 0 | 0 | 326.9973 | 502.24 | 7.54 | 548 | 537.5 | 10.5 | 326.9973 | -221.0027 | 1428.5
2021-06-27 06:00 |  |  |  | 0 | 0 | 0 | 166.466 | 7.63 | 0 | 0 | 325.1487 | 548 | 493.93 | 0 | 0 | 0 | 0 | 0 | 0 | 21.04 | 0 | 0 | 0 | 0 |  | 0 | 0 | 325.1487 | 493.93 | 7.63 | 548 | 537.5 | 10.5 | 325.1487 | -222.8513 | 1428.5
2021-06-27 07:00 |  |  |  | 0 | 0 | 0 | 157.644 | 7.44 | 0 | 0 | 322.5607 | 548 | 484.94 | 0 | 0 | 0 | 0 | 0 | 0 | 20.01 | 0 | 0 | 0 | 0 |  | 0 | 0 | 322.5607 | 484.94 | 7.44 | 548 | 537.5 | 10.5 | 322.5607 | -225.4393 | 1428.5
2021-06-27 08:00 |  |  |  | 0 | 0 | 0 | 173.962 | 7.54 | 0 | 0 | 322.9391 | 548 | 500.85 | 0 | 0 | 0 | 0 | 0 | 0 | 21.2 | 0 | 0 | 0 | 0 |  | 0 | 0 | 322.9391 | 500.85 | 7.54 | 548 | 537.5 | 10.5 | 322.9391 | -225.0609 | 1428.5
2021-06-27 09:00 |  |  |  | 0 | 0 | 0 | 213.354 | 8.33 | 0 | 0 | 328.0723 | 548 | 541.68 | 0 | 0 | 0 | 0 | 0 | 0 | 22.33 | 0 | 0 | 0 | 0 |  | 0 | 0 | 328.0723 | 541.68 | 8.33 | 548 | 537.5 | 10.5 | 328.0723 | -219.9277 | 1428.5
2021-06-27 10:00 |  |  |  | 0 | 0 | 0 | 254.153 | 9.54 | 0 | 0 | 329.6683 | 548 | 593.37 | 45.37 | 0 | 0 | 0 | 0 | 0 | 25.0433 | 0 | 0 | 0 | 0 |  | 0 | 0 | 329.6683 | 593.37 | 9.54 | 548 | 537.5 | 10.5 | 329.6683 | -218.3317 | 1428.5
2021-06-27 11:00 |  |  |  | 0 | 0 | 0 | 248.829 | 10.37 | 0 | 0 | 381.6568 | 548 | 640.86 | 92.86 | 0 | 0 | 0 | 0 | 0 | 32.9724 | 0 | 0 | 0 | 0 |  | 0 | 0 | 381.6568 | 640.86 | 10.37 | 548 | 537.5 | 10.5 | 381.6568 | -166.3432 | 1428.5
2021-06-27 12:00 |  |  |  | 0 | 0 | 0 | 235.599 | 11.65 | 0 | 0 | 444.3679 | 548 | 691.61 | 143.61 | 0 | 0 | 0 | 0 | 0 | 34.0737 | 0 | 0 | 0 | 0 |  | 0 | 0 | 444.3679 | 691.61 | 11.65 | 548 | 537.5 | 10.5 | 444.3679 | -103.6321 | 1428.5
2021-06-27 13:00 |  |  |  | 0 | 0 | 0 | 209.008 | 12.4 | 0 | 0 | 510.1365 | 551.7 | 731.55 | 179.85 | 0 | 0 | 0 | 0 | 0 | 38.08 | 0 | 0 | 0 | 0 |  | 0 | 0 | 510.1365 | 731.55 | 12.4 | 551.7 | 541.05 | 10.65 | 510.1365 | -41.5635 | 1428.5
2021-06-27 14:00 |  |  |  | 0 | 0 | 0 | 216.367 | 13.34 | 0 | 0 | 519.9632 | 554.2 | 749.67 | 195.47 | 0 | 0 | 0 | 0 | 0 | 40.96 | 0 | 0 | 0 | 0 |  | 0 | 0 | 519.9632 | 749.67 | 13.34 | 554.2 | 543.7 | 10.5 | 519.9632 | -34.2368 | 1428.5
2021-06-27 15:00 |  |  |  | 0 | 0 | 0 | 238.308 | 13.91 | 0 | 0 | 523.2496 | 562.1 | 775.47 | 213.37 | 0 | 0 | 0 | 0 | 0 | 45.95 | 0 | 0 | 0 | 0 |  | 0 | 0 | 523.2496 | 775.47 | 13.91 | 562.1 | 548.6 | 13.5 | 523.2496 | -38.8504 | 1428.5
2021-06-27 16:00 |  |  |  | 0 | 0 | 0 | 246.956 | 13.83 | 0 | 0 | 529.5514 | 562.1 | 790.34 | 228.24 | 0 | 0 | 0 | 0 | 0 | 49.55 | 0 | 0 | 0 | 0 |  | 0 | 0 | 529.5514 | 790.34 | 13.83 | 562.1 | 551.6 | 10.5 | 529.5514 | -32.5486 | 1428.5
2021-06-27 17:00 |  |  |  | 0 | 0 | 0 | 270.912 | 14.4 | 0 | 0 | 537.4156 | 569.5 | 822.72 | 253.22 | 0 | 0 | 0 | 0 | 0 | 56.98 | 0 | 0 | 0 | 0 |  | 0 | 0 | 537.4156 | 822.72 | 14.4 | 569.5 | 554.05 | 15.45 | 537.4156 | -32.0844 | 1428.5
2021-06-27 18:00 |  |  |  | 0 | 0 | 0 | 281.894 | 14.5 | 0 | 0 | 542.2496 | 569 | 838.64 | 269.64 | 0 | 0 | 0 | 0 | 0 | 66.44 | 0 | 0 | 0 | 0 |  | 0 | 0 | 542.2496 | 838.64 | 14.5 | 569 | 552.65 | 16.35 | 542.2496 | -26.7504 | 1428.5
2021-06-27 19:00 |  |  |  | 0 | 0 | 0 | 281.289 | 14.5 | 0 | 0 | 533.0684 | 568.85 | 828.85 | 260 | 0 | 0 | 0 | 0 | 0 | 58.76 | 0 | 0 | 0 | 0 |  | 0 | 0 | 533.0684 | 828.85 | 14.5 | 568.85 | 540.35 | 28.5 | 533.0684 | -35.7816 | 1428.5
2021-06-27 20:00 |  |  |  | 0 | 0 | 0 | 261.584 | 14.1 | 0 | 0 | 536.6184 | 569 | 812.3 | 243.3 | 0 | 0 | 0 | 0 | 0 | 51.12 | 0 | 0 | 0 | 0 |  | 0 | 0 | 536.6184 | 812.3 | 14.1 | 569 | 540.65 | 28.35 | 536.6184 | -32.3816 | 1428.5
2021-06-27 21:00 |  |  |  | 0 | 0 | 0 | 232.503 | 13.41 | 0 | 0 | 532.8551 | 596.15 | 778.76 | 182.61 | 0 | 0 | 0 | 0 | 0 | 46.58 | 0 | 0 | 0 | 0 |  | 0 | 0 | 532.8551 | 778.76 | 13.41 | 596.15 | 542.1 | 54.05 | 532.8551 | -63.2949 | 1428.5
2021-06-27 22:00 |  |  |  | 0 | 0 | 0 | 188.098 | 13.6 | 0 | 0 | 550.7999 | 614.15 | 752.5 | 138.35 | 0 | 0 | 0 | 0 | 0 | 43.79 | 0 | 0 | 0 | 0 |  | 0 | 0 | 550.7999 | 752.5 | 13.6 | 614.15 | 560.75 | 53.4 | 550.7999 | -63.3501 | 1428.5
2021-06-27 23:00 |  |  |  | 0 | 0 | 0 | 143.123 | 12.6 | 0 | 0 | 557.4381 | 614.15 | 713.16 | 99.01 | 0 | 0 | 0 | 0 | 0 | 34.66 | 0 | 0 | 0 | 0 |  | 0 | 0 | 557.4381 | 713.16 | 12.6 | 614.15 | 584.65 | 29.5 | 557.4381 | -56.7119 | 1428.5
2021-06-28 |  |  |  | 0 | 0 | 0 | 120.842 | 11.38 | 0 | 0 | 571.8122 | 629.45 | 655.15 | 25.7 | 0 | 0 | 0 | 0 | 0 | 29.6299 | 0 | 0 | 0 | 0 |  | 0 | 0 | 571.8122 | 655.15 | 11.38 | 629.45 | 599.65 | 29.8 | 571.8122 | -57.6378 | 1428.5
2021-06-28 01:00 |  |  | 295 | 295 | 1 | Yes | 25.429 | 10.67 | 25.429 | 25.429 | 566.4826 | 641.45 | 602.58 | 0 | 0 | 0 | 0 | 0 | 0 | 26.7358 | 0 | 0 | 0 | 36.4728 |  | 0 | 0 | 566.4826 | 602.58 | 10.67 | 641.45 | 622.25 | 19.2 | 566.4826 | -74.9674 | 1428.5
2021-06-28 02:00 |  |  | 295 | 295 | 2 | Yes | 104.65 | 10.74 | 104.65 | 104.65 | 555.5668 | 746 | 571.79 | 0 | 0 | 0 | 0 | 0 | 0 | 25.38 | 0 | 0 | 0 | 36.4728 |  | 0 | 0 | 555.5668 | 571.79 | 10.74 | 746 | 682.7 | 63.3 | 555.5668 | -190.4332 | 1428.5
2021-06-28 03:00 |  |  | 295 | 295 | 3 | Yes | 97.7 | 10.68 | 97.7 | 97.7 | 538.0162 | 708.2 | 552.83 | 0 | 0 | 0 | 0 | 0 | 0 | 24.56 | 0 | 0 | 0 | 36.4728 |  | 0 | 0 | 538.0162 | 552.83 | 10.68 | 708.2 | 698.3 | 9.9 | 538.0162 | -170.1838 | 1428.5
2021-06-28 04:00 |  |  | 295 | 295 | 4 | Yes | 115.35 | 10.5 | 115.35 | 115.35 | 495.3756 | 698.6 | 537.08 | 0 | 0 | 0 | 0 | 0 | 0 | 23.11 | 0 | 0 | 0 | 36.4728 |  | 0 | 0 | 495.3756 | 537.08 | 10.5 | 698.6 | 689 | 9.6 | 495.3756 | -203.2244 | 1428.5
2021-06-28 05:00 |  |  | 295 | 295 | 5 | Yes | 122.95 | 10.28 | 122.95 | 122.95 | 442.1159 | 733.4 | 527.45 | 0 | 0 | 0 | 0 | 0 | 0 | 23.03 | 0 | 0 | 0 | 36.4728 |  | 0 | 0 | 442.1159 | 527.45 | 10.28 | 733.4 | 722.9 | 10.5 | 442.1159 | -291.2841 | 1428.5
2021-06-28 06:00 |  |  | 295 | 295 | 6 | Yes | 115.75 | 10.5 | 115.75 | 115.75 | 466.6467 | 744.65 | 531.78 | 0 | 0 | 0 | 0 | 0 | 0 | 24.74 | 0 | 0 | 0 | 36.4728 |  | 0 | 0 | 466.6467 | 531.78 | 10.5 | 744.65 | 734 | 10.65 | 466.6467 | -278.0033 | 1428.5
2021-06-28 07:00 |  |  | 295 | 295 | 7 | Yes | 115.6 | 9.88 | 115.6 | 115.6 | 489.1668 | 735.8 | 544.56 | 0 | 0 | 0 | 0 | 0 | 0 | 26.27 | 0 | 0 | 0 | 36.4728 |  | 0 | 0 | 489.1668 | 544.56 | 9.88 | 735.8 | 725.15 | 10.65 | 489.1668 | -246.6332 | 1428.5
2021-06-28 08:00 |  |  | 295 | 295 | 8 | Yes | 102.16 | 10.19 | 102.16 | 102.16 | 485.6729 | 746 | 582.5 | 0 | 0 | 0 | 0 | 0 | 0 | 29.403 | 0 | 0 | 0 | 36.4728 |  | 0 | 0 | 485.6729 | 582.5 | 10.19 | 746 | 735.2 | 10.8 | 485.6729 | -260.3271 | 1428.5
2021-06-28 09:00 |  |  | 295 | 295 | 9 | Yes | 79.403 | 10.59 | 79.403 | 79.403 | 535.8572 | 746 | 625.84 | 0 | 0 | 0 | 0 | 0 | 0 | 41.605 | 0 | 0 | 0 | 36.4728 |  | 0 | 0 | 535.8572 | 625.84 | 10.59 | 746 | 735.2 | 10.8 | 535.8572 | -210.1428 | 1428.5
2021-06-28 10:00 |  |  | 295 | 295 | 10 | Yes | 90.603 | 12.19 | 90.603 | 90.603 | 597.3606 | 745.35 | 679.68 | 0 | 0 | 0 | 0 | 0 | 0 | 32.3202 | 0 | 0 | 0 | 36.4728 |  | 0 | 0 | 597.3606 | 679.68 | 12.19 | 745.35 | 735.2 | 10.15 | 597.3606 | -147.9894 | 1427.2
2021-06-28 11:00 |  |  | 295 | 295 | 11 | Yes | 32.655 | 15.5 | 32.655 | 32.655 | 693.7447 | 736.85 | 741.9 | 5.05 | 5.05 | -0.0003 | 0 | 0 | 5.05 | 36.254 | 183.0826 | 0 | 0 | 36.4728 |  | 183.0826 | 0 | 693.7447 | 741.9 | 15.5 | 736.85 | 736.7 | 0.15 | 693.7447 | -43.1053 | 1417.85
2021-06-28 12:00 |  |  | 295 | 295 | 12 | Yes | 67.125 | 18.71 | 67.125 | 67.125 | 705.1469 | 726.95 | 790.98 | 64.03 | 64.03 | 0.0019 | 0 | 0 | 64.03 | 45.6461 | 2922.7208 | 0 | 0 | 36.4728 |  | 2335.3548 | 587.366 | 705.1469 | 790.98 | 18.71 | 726.95 | 723.2 | 3.75 | 705.1469 | -21.8031 | 1409.3
2021-06-28 13:00 |  |  | 295 | 295 | 13 | Yes | 115.299 | 21.82 | 115.299 | 115.299 | 718.42 | 726.3 | 855.54 | 129.24 | 115.299 | -0.001 | 0 | 0 | 115.299 | 52.9056 | 6099.9651 | 0 | 0 | 36.4728 |  | 4205.2799 | 1894.6852 | 718.42 | 855.54 | 21.82 | 726.3 | 720.45 | 5.85 | 718.42 | -7.88 | 1407.5
2021-06-28 14:00 |  |  | 295 | 295 | 14 | Yes | 145.399 | 22.92 | 145.399 | 145.399 | 717.2585 | 726.3 | 885.58 | 159.28 | 145.399 | -0.0025 | 0 | 0 | 145.399 | 53.4 | 7764.307 | 0 | 0 | 36.4728 |  | 5303.1118 | 2461.1952 | 717.2585 | 885.58 | 22.92 | 726.3 | 718.95 | 7.35 | 717.2585 | -9.0415 | 1407.5
2021-06-28 15:00 |  |  | 295 | 295 | 15 | Yes | 174.901 | 22.52 | 174.901 | 174.901 | 710.0852 | 725.95 | 907.51 | 181.56 | 174.901 | -0.0038 | 0 | 0 | 174.901 | 59.9358 | 10482.8373 | 0 | 0 | 36.4728 |  | 6379.133 | 4103.7042 | 710.0852 | 907.51 | 22.52 | 725.95 | 715.2 | 10.75 | 710.0852 | -15.8648 | 1407.35
2021-06-28 16:00 |  |  | 295 | 295 | 16 | Yes | 175.094 | 22.32 | 175.094 | 175.094 | 718.5669 | 720.45 | 915.97 | 195.52 | 175.094 | 0.0109 | 0 | 0 | 175.094 | 69.09 | 12097.2442 | 0 | 0 | 36.4728 |  | 6386.1723 | 5711.072 | 718.5669 | 915.97 | 22.32 | 720.45 | 720.45 | 0 | 718.5669 | -1.8831 | 1401.5
2021-06-28 17:00 |  |  | 295 | 295 | 17 | Yes | 170.576 | 22.52 | 170.576 | 170.576 | 716.3015 | 720.45 | 909.4 | 188.95 | 170.576 | -0.0025 | 0 | 0 | 170.576 | 82.2 | 14021.347 | 0 | 0 | 36.4728 |  | 6221.3881 | 7799.9589 | 716.3015 | 909.4 | 22.52 | 720.45 | 720.45 | 0 | 716.3015 | -4.1485 | 1401.5
2021-06-28 18:00 |  |  | 295 | 295 | 18 | Yes | 157.011 | 22.62 | 157.011 | 157.011 | 710.5765 | 719.45 | 890.2 | 170.75 | 157.011 | 0.0075 | 0 | 0 | 157.011 | 89.49 | 14050.9142 | 0 | 0 | 36.4728 |  | 5726.6342 | 8324.28 | 710.5765 | 890.2 | 22.62 | 719.45 | 712.45 | 7 | 710.5765 | -8.8735 | 1401.5
2021-06-28 19:00 |  |  | 295 | 295 | 19 | Yes | 136.582 | 21.92 | 136.582 | 136.582 | 710.3996 | 719.45 | 868.9 | 149.45 | 136.582 | 0.0016 | 0 | 0 | 136.582 | 63.18 | 8629.2505 | 0 | 0 | 36.4728 |  | 4981.531 | 3647.7195 | 710.3996 | 868.9 | 21.92 | 719.45 | 711.45 | 8 | 710.3996 | -9.0504 | 1401.5
2021-06-28 20:00 |  |  | 295 | 295 | 20 | Yes | 121.61 | 19.61 | 121.61 | 121.61 | 704.2707 | 719.3 | 845.49 | 126.19 | 121.61 | 0.0007 | 0 | 0 | 121.61 | 51.3532 | 6245.0579 | 0 | 0 | 36.4728 |  | 4435.4599 | 1809.5981 | 704.2707 | 845.49 | 19.61 | 719.3 | 710.8 | 8.5 | 704.2707 | -15.0293 | 1401.5
2021-06-28 21:00 |  |  | 295 | 295 | 21 | Yes | 95.834 | 17.51 | 95.834 | 95.834 | 704.4255 | 719.15 | 817.76 | 98.61 | 95.834 | 0.0095 | 0 | 0 | 95.834 | 42.791 | 4100.8367 | 0 | 0 | 36.4728 |  | 3495.3364 | 605.5003 | 704.4255 | 817.76 | 17.51 | 719.15 | 710.65 | 8.5 | 704.4255 | -14.7245 | 1401.5
2021-06-28 22:00 |  |  | 295 | 295 | 22 | Yes | 77.713 | 15.9 | 77.713 | 77.713 | 702.8236 | 719.15 | 796.44 | 77.29 | 77.29 | -0.0034 | 0 | 0 | 77.29 | 40.4532 | 3126.6307 | 0 | 0 | 36.4728 |  | 2818.9844 | 307.6463 | 702.8236 | 796.44 | 15.9 | 719.15 | 710.65 | 8.5 | 702.8236 | -16.3264 | 1401.5
2021-06-28 23:00 |  |  | 295 | 295 | 23 | Yes | 29.314 | 13.99 | 29.314 | 29.314 | 696.5916 | 719.15 | 739.9 | 20.75 | 20.75 | -0.0044 | 0 | 0 | 20.75 | 40.174 | 833.6111 | 0 | 0 | 36.4728 |  | 756.8111 | 76.8 | 696.5916 | 739.9 | 13.99 | 719.15 | 708.55 | 10.6 | 696.5916 | -22.5584 | 1401.5
2021-06-29 |  |  | 295 | 295 | 24 | Yes | 0 | 12.49 | 0 | 0 | 677.1035 | 719.15 | 680.67 | 0 | 0 | 0 | 0 | 0 | 0 | 0 | 0 | 0 | 0 | 36.4728 |  | 0 | 0 | 677.1035 | 680.67 | 12.49 | 719.15 | 704.75 | 14.4 | 677.1035 | -42.0465 | 1401.5
2021-06-29 01:00 |  |  | 295 | 295 | 25 | Yes | 54.94 | 11.4 | 54.94 | 54.94 | 699.45 | 719.65 | 629.87 | 0 | 0 | 0 | 0 | 0 | 0 | 31.3899 | 0 | 0 | 0 | 36.4728 |  | 0 | 0 | 699.45 | 629.87 | 11.4 | 719.65 | 717.95 | 1.7 | 699.45 | -20.2 | 1401.5
2021-06-29 02:00 |  |  | 295 | 295 | 26 | Yes | 98.25 | 10.48 | 98.25 | 98.25 | 684.0408 | 720.15 | 587.78 | 0 | 0 | 0 | 0 | 0 | 0 | 27.87 | 0 | 0 | 0 | 36.4728 |  | 0 | 0 | 684.0408 | 587.78 | 10.48 | 720.15 | 720 | 0.15 | 684.0408 | -36.1092 | 1401.5
2021-06-29 03:00 |  |  | 295 | 295 | 27 | Yes | 142.6 | 9.79 | 142.6 | 142.6 | 610.2781 | 719.65 | 561 | 0 | 0 | 0 | 0 | 0 | 0 | 25.6 | 0 | 0 | 0 | 36.4728 |  | 0 | 0 | 610.2781 | 561 | 9.79 | 719.65 | 708.7 | 10.95 | 610.2781 | -109.3719 | 1401.5
2021-06-29 04:00 |  |  | 295 | 295 | 28 | Yes | 157.7 | 8.88 | 157.7 | 157.7 | 471.8926 | 719.15 | 539.38 | 0 | 0 | 0 | 0 | 0 | 0 | 23.85 | 0 | 0 | 0 | 36.4728 |  | 0 | 0 | 471.8926 | 539.38 | 8.88 | 719.15 | 719 | 0.15 | 471.8926 | -247.2574 | 1401.5
2021-06-29 05:00 |  |  | 295 | 295 | 29 | Yes | 167.85 | 8.8 | 167.85 | 167.85 | 399.8917 | 648.5 | 529.2 | 0 | 0 | 0 | 0 | 0 | 0 | 23.7 | 0 | 0 | 0 | 36.4728 |  | 0 | 0 | 399.8917 | 529.2 | 8.8 | 648.5 | 648.5 | 0 | 399.8917 | -248.6083 | 1401.5
2021-06-29 06:00 |  |  | 295 | 295 | 30 | Yes | 135.241 | 9.1 | 135.241 | 135.241 | 386.8054 | 690.95 | 531.15 | 0 | 0 | 0 | 0 | 0 | 0 | 25.0319 | 0 | 0 | 0 | 36.4728 |  | 0 | 0 | 386.8054 | 531.15 | 9.1 | 690.95 | 690.95 | 0 | 386.8054 | -304.1446 | 1401.5
2021-06-29 07:00 |  |  | 295 | 295 | 31 | Yes | 84.015 | 9.09 | 84.015 | 84.015 | 455.2563 | 719 | 537.2 | 0 | 0 | 0 | 0 | 0 | 0 | 26.96 | 0 | 0 | 0 | 36.4728 |  | 0 | 0 | 455.2563 | 537.2 | 9.09 | 719 | 719 | 0 | 455.2563 | -263.7437 | 1401.5
2021-06-29 08:00 |  |  | 295 | 295 | 32 | Yes | 24.246 | 10.2 | 24.246 | 24.246 | 534.8638 | 719 | 569.31 | 0 | 0 | 0 | 0 | 0 | 0 | 33.298 | 0 | 0 | 0 | 36.4728 |  | 0 | 0 | 534.8638 | 569.31 | 10.2 | 719 | 719 | 0 | 534.8638 | -184.1362 | 1401.5
2021-06-29 09:00 |  |  | 295 | 295 | 33 | Yes | 0 | 11 | 0 | 0 | 621.5427 | 719 | 614.76 | 0 | 0 | 0 | 0 | 0 | 0 | 0 | 0 | 0 | 0 | 36.4728 |  | 0 | 0 | 621.5427 | 614.76 | 11 | 719 | 719 | 0 | 621.5427 | -97.4573 | 1401.5
2021-06-29 10:00 |  |  | 295 | 295 | 34 | Yes | 46.395 | 13 | 46.395 | 46.395 | 658.863 | 719 | 661.78 | 0 | 0 | 0 | 0 | 0 | 0 | 30.602 | 0 | 0 | 0 | 36.4728 |  | 0 | 0 | 658.863 | 661.78 | 13 | 719 | 719 | 0 | 658.863 | -60.137 | 1401.5
2021-06-29 11:00 |  |  | 295 | 295 | 35 | Yes | 3.499 | 15.1 | 3.499 | 3.499 | 704.6467 | 720.65 | 723.25 | 2.6 | 2.6 | -0.0043 | 0 | 0 | 2.6 | 47.5189 | 123.5492 | 0 | 0 | 36.4728 |  | 94.8293 | 28.7198 | 704.6467 | 723.25 | 15.1 | 720.65 | 720.65 | 0 | 704.6467 | -16.0033 | 1401.5
2021-06-29 12:00 |  |  | 295 | 295 | 36 | Yes | 43.168 | 18 | 43.168 | 43.168 | 718.1027 | 720.95 | 779.27 | 58.32 | 43.168 | 0.0007 | 0 | 0 | 43.168 | 53.69 | 2317.6902 | 0 | 0 | 36.4728 |  | 1574.4588 | 743.2315 | 718.1027 | 779.27 | 18 | 720.95 | 720.95 | 0 | 718.1027 | -2.8473 | 1401.5
2021-06-29 13:00 |  |  | 295 | 295 | 37 | Yes | 95.535 | 21.2 | 95.535 | 95.535 | 719.4561 | 720.95 | 836.19 | 115.24 | 95.535 | 0.0011 | 0 | 0 | 95.535 | 58.14 | 5554.4045 | 0 | 0 | 36.4728 |  | 3484.431 | 2069.9735 | 719.4561 | 836.19 | 21.2 | 720.95 | 720.95 | 0 | 719.4561 | -1.4939 | 1401.5
2021-06-29 14:00 |  |  | 295 | 295 | 38 | Yes | 140.595 | 22.1 | 140.595 | 140.595 | 719.6988 | 720.95 | 882.39 | 161.44 | 140.595 | 0.0038 | 0 | 0 | 140.595 | 66.3 | 9321.4485 | 0 | 0 | 36.4728 |  | 5127.8964 | 4193.5521 | 719.6988 | 882.39 | 22.1 | 720.95 | 720.95 | 0 | 719.6988 | -1.2512 | 1401.5
2021-06-29 15:00 |  |  | 295 | 295 | 39 | Yes | 168.077 | 20.8 | 168.077 | 168.077 | 720.1967 | 721.45 | 909.07 | 187.62 | 168.077 | 0.0037 | 0 | 0 | 168.077 | 74.95 | 12597.3708 | 0 | 0 | 36.4728 |  | 6130.2425 | 6467.1283 | 720.1967 | 909.07 | 20.8 | 721.45 | 720.95 | 0.5 | 720.1967 | -1.2533 | 1401.5
2021-06-29 16:00 |  |  | 295 | 295 | 40 | Yes | 180.607 | 20.3 | 180.607 | 180.607 | 719.4947 | 721.1 | 920.4 | 199.3 | 180.607 | 0.0017 | 0 | 0 | 180.607 | 88.08 | 15907.865 | 0 | 0 | 36.4728 |  | 6587.2469 | 9320.6181 | 719.4947 | 920.4 | 20.3 | 721.1 | 721.1 | 0 | 719.4947 | -1.6053 | 1401.5
2021-06-29 17:00 |  |  | 295 | 295 | 41 | Yes | 185.084 | 20.5 | 185.084 | 185.084 | 719.1387 | 720.8 | 924.72 | 203.92 | 185.084 | 0.0027 | 0 | 0 | 185.084 | 106.89 | 19783.6292 | 0 | 0 | 36.4728 |  | 6750.5358 | 13033.0935 | 719.1387 | 924.72 | 20.5 | 720.8 | 720.8 | 0 | 719.1387 | -1.6613 | 1401.5
2021-06-29 18:00 |  |  | 295 | 295 | 42 | Yes | 178.736 | 20.41 | 178.736 | 178.736 | 719.5482 | 720.8 | 918.68 | 197.88 | 178.736 | 0.0142 | 0 | 0 | 178.736 | 108.24 | 19346.385 | 0 | 0 | 36.4728 |  | 6519.0063 | 12827.3787 | 719.5482 | 918.68 | 20.41 | 720.8 | 720.8 | 0 | 719.5482 | -1.2518 | 1401.5
2021-06-29 19:00 |  |  | 295 | 295 | 43 | Yes | 161.033 | 20 | 161.033 | 161.033 | 719.8021 | 721.3 | 900.84 | 179.54 | 161.033 | -0.0049 | 0 | 0 | 161.033 | 85.24 | 13726.453 | 0 | 0 | 36.4728 |  | 5873.3279 | 7853.1251 | 719.8021 | 900.84 | 20 | 721.3 | 720.8 | 0.5 | 719.8021 | -1.4979 | 1401.5
2021-06-29 20:00 |  |  | 295 | 295 | 44 | Yes | 127.862 | 20 | 127.862 | 127.862 | 719.0982 | 720.95 | 866.96 | 146.01 | 127.862 | 0.0002 | 0 | 0 | 127.862 | 61.82 | 7904.4285 | 0 | 0 | 36.4728 |  | 4663.488 | 3240.9405 | 719.0982 | 866.96 | 20 | 720.95 | 720.95 | 0 | 719.0982 | -1.8518 | 1401.5
2021-06-29 21:00 |  |  | 295 | 295 | 45 | Yes | 93.715 | 16.8 | 93.715 | 93.715 | 717.4037 | 720.95 | 827.92 | 106.97 | 93.715 | -0.0013 | 0 | 0 | 93.715 | 54.5 | 5107.4675 | 0 | 0 | 36.4728 |  | 3418.0505 | 1689.417 | 717.4037 | 827.92 | 16.8 | 720.95 | 720.95 | 0 | 717.4037 | -3.5463 | 1401.5
2021-06-29 22:00 |  |  | 295 | 295 | 46 | Yes | 89.141 | 15.6 | 89.141 | 89.141 | 699.3648 | 721.15 | 804.11 | 82.96 | 82.96 | -0.0042 | 0 | 0 | 82.96 | 47.5036 | 3940.9016 | 0 | 0 | 36.4728 |  | 3025.7853 | 915.1163 | 699.3648 | 804.11 | 15.6 | 721.15 | 720.65 | 0.5 | 699.3648 | -21.7852 | 1401.5
2021-06-29 23:00 |  |  | 295 | 295 | 47 | Yes | 34.346 | 14.1 | 34.346 | 34.346 | 706.2317 | 720.5 | 754.68 | 34.18 | 34.18 | -0.0023 | 0 | 0 | 34.18 | 43.11 | 1473.4992 | 0 | 0 | 36.4728 |  | 1246.6411 | 226.8582 | 706.2317 | 754.68 | 14.1 | 720.5 | 720.5 | 0 | 706.2317 | -14.2683 | 1401.5
2021-06-30 |  |  | 295 | 295 | 48 | Yes | 0 | 12.2 | 0 | 0 | 700.6135 | 721.1 | 699.54 | 0 | 0 | 0 | 0 | 0 | 0 | 0 | 0 | 0 | 0 | 36.4728 |  | 0 | 0 | 700.6135 | 699.54 | 12.2 | 721.1 | 721.1 | 0 | 700.6135 | -20.4865 | 1401.5
2021-06-30 01:00 |  |  | 295 | 295 | 49 | Yes | 0 | 11.38 | 0 | 0 | 683.627 | 719 | 648.6 | 0 | 0 | 0 | 0 | 0 | 0 | 0 | 0 | 0 | 0 | 36.4728 |  | 0 | 0 | 683.627 | 648.6 | 11.38 | 719 | 714.95 | 4.05 | 683.627 | -35.373 | 1401.5
2021-06-30 02:00 |  |  | 295 | 295 | 50 | Yes | 41.085 | 10.5 | 41.085 | 41.085 | 672.2708 | 719 | 610.17 | 0 | 0 | 0 | 0 | 0 | 0 | 31.3598 | 0 | 0 | 0 | 36.4728 |  | 0 | 0 | 672.2708 | 610.17 | 10.5 | 719 | 717.95 | 1.05 | 672.2708 | -46.7292 | 1401.5
2021-06-30 03:00 |  |  | 295 | 295 | 51 | Yes | 160.2 | 9.5 | 160.2 | 160.2 | 626.0413 | 719 | 581.14 | 0 | 0 | 0 | 0 | 0 | 0 | 26.88 | 0 | 0 | 0 | 36.4728 |  | 0 | 0 | 626.0413 | 581.14 | 9.5 | 719 | 719 | 0 | 626.0413 | -92.9587 | 1401.5
2021-06-30 04:00 |  |  | 295 | 295 | 52 | Yes | 161.05 | 8.99 | 161.05 | 161.05 | 520.144 | 719 | 552 | 0 | 0 | 0 | 0 | 0 | 0 | 25.88 | 0 | 0 | 0 | 36.4728 |  | 0 | 0 | 520.144 | 552 | 8.99 | 719 | 719 | 0 | 520.144 | -198.856 | 1401.5
2021-06-30 05:00 |  |  | 295 | 295 | 53 | Yes | 173.9 | 8.6 | 173.9 | 173.9 | 435.8035 | 679.1 | 545.38 | 0 | 0 | 0 | 0 | 0 | 0 | 25.48 | 0 | 0 | 0 | 36.4728 |  | 0 | 0 | 435.8035 | 545.38 | 8.6 | 679.1 | 679.1 | 0 | 435.8035 | -243.2965 | 1401.5
2021-06-30 06:00 |  |  | 295 | 295 | 54 | Yes | 148.55 | 8.59 | 148.55 | 148.55 | 416.221 | 686 | 547.22 | 0 | 0 | 0 | 0 | 0 | 0 | 26.59 | 0 | 0 | 0 | 36.4728 |  | 0 | 0 | 416.221 | 547.22 | 8.59 | 686 | 686 | 0 | 416.221 | -269.779 | 1401.5
2021-06-30 07:00 |  |  | 295 | 295 | 55 | Yes | 118.409 | 8.8 | 118.409 | 118.409 | 433.1692 | 719 | 554.44 | 0 | 0 | 0 | 0 | 0 | 0 | 27.735 | 0 | 0 | 0 | 36.4728 |  | 0 | 0 | 433.1692 | 554.44 | 8.8 | 719 | 719 | 0 | 433.1692 | -285.8308 | 1401.5
2021-06-30 08:00 |  |  | 295 | 295 | 56 | Yes | 49.045 | 9.98 | 49.045 | 49.045 | 524.2284 | 719 | 583.26 | 0 | 0 | 0 | 0 | 0 | 0 | 32.98 | 0 | 0 | 0 | 36.4728 |  | 0 | 0 | 524.2284 | 583.26 | 9.98 | 719 | 719 | 0 | 524.2284 | -194.7716 | 1401.5
2021-06-30 09:00 |  |  | 295 | 295 | 57 | Yes | 11.249 | 10.8 | 11.249 | 11.249 | 608.3557 | 719 | 630.41 | 0 | 0 | 0 | 0 | 0 | 0 | 44.4029 | 0 | 0 | 0 | 36.4728 |  | 0 | 0 | 608.3557 | 630.41 | 10.8 | 719 | 719 | 0 | 608.3557 | -110.6443 | 1401.5
2021-06-30 10:00 |  |  | 295 | 295 | 58 | Yes | 0 | 12.2 | 0 | 0 | 695.5464 | 720 | 680.63 | 0 | 0 | 0 | 0 | 0 | 0 | 0 | 0 | 0 | 0 | 36.4728 |  | 0 | 0 | 695.5464 | 680.63 | 12.2 | 720 | 716.4 | 3.6 | 695.5464 | -24.4536 | 1401.5
2021-06-30 11:00 |  |  | 295 | 295 | 59 | Yes | 5.497 | 13.6 | 5.497 | 5.497 | 706.2673 | 720.65 | 725.36 | 4.71 | 4.71 | 0.0043 | 0 | 0 | 4.71 | 49.8001 | 234.5583 | 0 | 0 | 36.4728 |  | 171.787 | 62.7714 | 706.2673 | 725.36 | 13.6 | 720.65 | 717.8 | 2.85 | 706.2673 | -14.3827 | 1401.5
2021-06-30 12:00 |  |  | 295 | 295 | 60 | Yes | 27.733 | 16 | 27.733 | 27.733 | 720.1484 | 721.7 | 763.88 | 42.18 | 27.733 | 0.0014 | 0 | 0 | 27.733 | 57.81 | 1603.2453 | 0 | 0 | 36.4728 |  | 1011.5008 | 591.7445 | 720.1484 | 763.88 | 16 | 721.7 | 721.7 | 0 | 720.1484 | -1.5516 | 1401.8
2021-06-30 13:00 |  |  | 295 | 295 | 61 | Yes | 58.472 | 17.21 | 58.472 | 58.472 | 721.1784 | 722.15 | 796.85 | 74.7 | 58.472 | 0.0104 | 0 | 0 | 58.472 | 62.35 | 3645.7287 | 0 | 0 | 36.4728 |  | 2132.6388 | 1513.0899 | 721.1784 | 796.85 | 17.21 | 722.15 | 722.15 | 0 | 721.1784 | -0.9716 | 1402.25
2021-06-30 14:00 |  |  | 295 | 295 | 62 | Yes | 98.355 | 18.1 | 98.355 | 98.355 | 720.6012 | 721.85 | 837.06 | 115.21 | 98.355 | -0.0038 | 0 | 0 | 98.355 | 68.44 | 6731.416 | 0 | 0 | 36.4728 |  | 3587.2844 | 3144.1316 | 720.6012 | 837.06 | 18.1 | 721.85 | 721.85 | 0 | 720.6012 | -1.2488 | 1402.25
2021-06-30 15:00 |  |  | 295 | 295 | 63 | Yes | 115.878 | 17.6 | 115.878 | 115.878 | 721.0235 | 722.35 | 854.51 | 132.16 | 115.878 | -0.0085 | 0 | 0 | 115.878 | 73.62 | 8530.9375 | 0 | 0 | 36.4728 |  | 4226.3977 | 4304.5398 | 721.0235 | 854.51 | 17.6 | 722.35 | 721.85 | 0.5 | 721.0235 | -1.3265 | 1402.25
2021-06-30 16:00 |  |  | 295 | 295 | 64 | Yes | 124.81 | 16.9 | 124.81 | 124.81 | 721.3274 | 721.85 | 863.04 | 141.19 | 124.81 | -0.0026 | 0 | 0 | 124.81 | 84.38 | 10531.4675 | 0 | 0 | 36.4728 |  | 4552.1729 | 5979.2946 | 721.3274 | 863.04 | 16.9 | 721.85 | 721.85 | 0 | 721.3274 | -0.5226 | 1402.25
2021-06-30 17:00 |  |  | 295 | 295 | 65 | Yes | 97.184 | 15.9 | 97.184 | 97.184 | 727.3777 | 730.2 | 840.46 | 110.26 | 97.184 | 0.0017 | 0 | 0 | 97.184 | 96.93 | 9420.0452 | 0 | 0 | 36.4728 |  | 3544.5747 | 5875.4705 | 727.3777 | 840.46 | 15.9 | 730.2 | 730.2 | 0 | 727.3777 | -2.8223 | 1411.25
2021-06-30 18:00 |  |  | 295 | 295 | 66 | Yes | 69.628 | 15.5 | 69.628 | 69.628 | 736.9231 | 739.7 | 822.05 | 82.35 | 69.628 | 0.0011 | 0 | 0 | 69.628 | 93.51 | 6510.9137 | 0 | 0 | 36.4728 |  | 2539.5296 | 3971.3841 | 736.9231 | 822.05 | 15.5 | 739.7 | 739.7 | 0 | 736.9231 | -2.7769 | 1420.75
2021-06-30 19:00 |  |  | 295 | 295 | 67 | Yes | 43.417 | 14.7 | 43.417 | 43.417 | 741.8736 | 744.55 | 799.99 | 55.44 | 43.417 | 0.0006 | 0 | 0 | 43.417 | 74.43 | 3231.5268 | 0 | 0 | 36.4728 |  | 1583.5405 | 1647.9862 | 741.8736 | 799.99 | 14.7 | 744.55 | 744.05 | 0.5 | 741.8736 | -2.6764 | 1424.75
2021-06-30 20:00 |  |  | 295 | 295 | 68 | Yes | 37.693 | 14.2 | 37.693 | 37.693 | 738.9329 | 744.05 | 790.82 | 46.77 | 37.693 | 0.0059 | 0 | 0 | 37.693 | 60.66 | 2286.4565 | 0 | 0 | 36.4728 |  | 1374.7701 | 911.6864 | 738.9329 | 790.82 | 14.2 | 744.05 | 742.1 | 1.95 | 738.9329 | -5.1171 | 1424.75
2021-06-30 21:00 |  |  | 295 | 295 | 69 | Yes | 7.8 | 13.8 | 7.8 | 7.8 | 738.982 | 741.3 | 760.58 | 19.28 | 7.8 | 0.002 | 0 | 0 | 7.8 | 54.77 | 427.2063 | 0 | 0 | 36.4728 |  | 284.488 | 142.7182 | 738.982 | 760.58 | 13.8 | 741.3 | 740.55 | 0.75 | 738.982 | -2.318 | 1422.05
2021-06-30 22:00 |  |  | 295 | 295 | 70 | Yes | 0 | 13 | 0 | 0 | 732.5043 | 739.9 | 741.37 | 1.47 | 0 | 0 | 0 | 0 | 0 | 0 | 0 | 0 | 0 | 36.4728 |  | 0 | 0 | 732.5043 | 741.37 | 13 | 739.9 | 739.75 | 0.15 | 732.5043 | -7.3957 | 1421
2021-06-30 23:00 |  |  | 295 | 295 | 71 | Yes | 38.678 | 11.8 | 38.678 | 38.678 | 649.5383 | 738.65 | 700.02 | 0 | 0 | 0 | 0 | 0 | 0 | 42.63 | 0 | 0 | 0 | 36.4728 |  | 0 | 0 | 649.5383 | 700.02 | 11.8 | 738.65 | 661.1 | 77.55 | 649.5383 | -89.1117 | 1421
2021-07-01 |  |  | 295 | 295 | 72 | Yes | 106.838 | 10.29 | 106.838 | 106.838 | 530.147 | 674.75 | 647.27 | 0 | 0 | 0 | 0 | 0 | 0 | 37.03 | 0 | 0 | 0 | 36.4728 |  | 0 | 0 | 530.147 | 647.27 | 10.29 | 674.75 | 540.65 | 134.1 | 530.147 | -144.603 | 1421
|  |  |  | 74959 |  |  | (3): 68519.04; (3a): 7670.44; (5a): 494026.2495; (6): 721694.6; (7): 449999.94 | [10 empty] | 494026.2495 | 449999.94 |  | 721694.6 | 692880.783 |  |  |  | 1046714.55
[7 empty] | (11): 1557.9 | 0 | 3639.258 | 57.5503 | 299098.2423 |  |  |  | 31.6764 | 164627.0415 | 134471.2008
25.874
[7 empty] | (11): 5197158 | kWh
Tabs with this color were not required for this month's analysis, have not been updated for this month and contain old data. | bar: (3) to (5)

## 06-21 Hourly Purch Alloc
Kentucky Power Purchase Allocation | [5 empty] | Based on a 24-hour day, you will have to add an hour/subtract an hour for Daylight savings changes | [5 empty] | Generation and Fuel Cost data from NER
2021-06-01 01:00 | [5 empty] | 720 | [5 empty] | MW Generated | MW Generated | MW Generated | MW Generated | MW Generated
[12 empty] | 63219.393 | 154970.045 | 145142.961 | 89701.51 | 40992.282
| Total KP Purchases |  | KP Purchases allocated to OSS |  | KP Purchases allocated to Internal Load |  | Purchases Assigned to Internal Load Due to Forced Outage MW | Purchases Assigned to Internal Load Not Due to Forced Outage MW | $/ MWh of Purchases allocated to Internal Load | Daily Gas Price | Peaking Unit Equivalent $/MWh | Big Sandy 1 Generation Cost $/MWh | Mitchell Unit 1 KP Generation Cost $/MWh | Mitchell Unit 2 KP Generation Cost $/MWh | Rockport 1 KP Generation Cost $/MWh | Rockport 2 KP Generation Cost $/MWh | Highest of PUE or Generation Cost $/MWh | Difference in $/MWh | 200 MW or 200 MWH in any Hour Peaking Unit Capacity Limitation | Total Difference in PUE & Purchase Price Applicable to First 200MW $ | Highest Coal Generation Cost $/MWh | Purchase Price Difference over Highest Coal Generation Cost $/MWh | Purchases Assigned to Internal Load Not Due to Forced Outage MW Over 200 MW Peaking Unit Capacity Limitation | Total Difference in PUE & Purchase Price Applicable to Purchases Over 200MW
Day/Hour Ending | KP Mwh | KP Dollars | KP Mwh | KP Dollars | KP Mwh | KP Dollars |  |  |  |  | Update for Jun-Aug | 2305789.66 | 3559184.43 | 3222164.89 | 2565567.2322 | 1268202.1879
2021-06-01 01:00 | 208.176 | 3703.9903 | 0 | 0 | 208.176 | 3703.9903 | 71.41 | 136.766 | 17.7926 | 2.8419 | 38.7924 | 36.4728 | 22.9669 | 22.1999 | 28.6012 | 30.9376 | 38.7924 | 0 | 136.766 | 0 | 30.9376 | 0 | 0 | 0
2021-06-01 02:00 | 186.306 | 3160.5742 | 0 | 0 | 186.306 | 3160.5742 | 47.21 | 139.096 | 16.9644 | 2.8419 | 38.7924 | 36.4728 | 22.9669 | 22.1999 | 28.6012 | 30.9376 | 38.7924 | 0 | 139.096 | 0 | 30.9376 | 0 | 0 | 0
2021-06-01 03:00 | 178.544 | 2902.7592 | 0 | 0 | 178.544 | 2902.7592 | 47.95 | 130.594 | 16.2579 | 2.8419 | 38.7924 | 36.4728 | 22.9669 | 22.1999 | 28.6012 | 30.9376 | 38.7924 | 0 | 130.594 | 0 | 30.9376 | 0 | 0 | 0
2021-06-01 04:00 | 179.804 | 2868.8924 | 0 | 0 | 179.804 | 2868.8924 | 41.18 | 138.624 | 15.9557 | 2.8419 | 38.7924 | 36.4728 | 22.9669 | 22.1999 | 28.6012 | 30.9376 | 38.7924 | 0 | 138.624 | 0 | 30.9376 | 0 | 0 | 0
2021-06-01 05:00 | 180.551 | 2930.9232 | 0 | 0 | 180.551 | 2930.9232 | 45.36 | 135.191 | 16.2332 | 2.8419 | 38.7924 | 36.4728 | 22.9669 | 22.1999 | 28.6012 | 30.9376 | 38.7924 | 0 | 135.191 | 0 | 30.9376 | 0 | 0 | 0
2021-06-01 06:00 | 196.446 | 3410.7276 | 0 | 0 | 196.446 | 3410.7276 | 39.1 | 157.346 | 17.3622 | 2.8419 | 38.7924 | 36.4728 | 22.9669 | 22.1999 | 28.6012 | 30.9376 | 38.7924 | 0 | 157.346 | 0 | 30.9376 | 0 | 0 | 0
2021-06-01 07:00 | 218.026 | 4289.2632 | 0 | 0 | 218.026 | 4289.2632 | 81.6 | 136.426 | 19.6732 | 2.8419 | 38.7924 | 36.4728 | 22.9669 | 22.1999 | 28.6012 | 30.9376 | 38.7924 | 0 | 136.426 | 0 | 30.9376 | 0 | 0 | 0
2021-06-01 08:00 | 244.932 | 5067.5667 | 0 | 0 | 244.932 | 5067.5667 | 16.84 | 228.092 | 20.6897 | 2.8419 | 38.7924 | 36.4728 | 22.9669 | 22.1999 | 28.6012 | 30.9376 | 38.7924 | 0 | 200 | 0 | 30.9376 | 0 | 28.092 | 0
2021-06-01 09:00 | 251.897 | 5502.2163 | 0 | 0 | 251.897 | 5502.2163 | 0 | 251.897 | 21.8431 | 2.8419 | 38.7924 | 36.4728 | 22.9669 | 22.1999 | 28.6012 | 30.9376 | 38.7924 | 0 | 200 | 0 | 30.9376 | 0 | 51.897 | 0
2021-06-01 10:00 | 264.295 | 6320.0614 | 0 | 0 | 264.295 | 6320.0614 | 0 | 264.295 | 23.9129 | 2.8419 | 38.7924 | 36.4728 | 22.9669 | 22.1999 | 28.6012 | 30.9376 | 38.7924 | 0 | 200 | 0 | 30.9376 | 0 | 64.295 | 0
2021-06-01 11:00 | 282.671 | 6805.5259 | 0 | 0 | 282.671 | 6805.5259 | 0 | 282.671 | 24.0758 | 2.8419 | 38.7924 | 36.4728 | 22.9669 | 22.1999 | 28.6012 | 30.9376 | 38.7924 | 0 | 200 | 0 | 30.9376 | 0 | 82.671 | 0
2021-06-01 12:00 | 279.117 | 6993.6148 | 0 | 0 | 279.117 | 6993.6148 | 0 | 279.117 | 25.0562 | 2.8419 | 38.7924 | 36.4728 | 22.9669 | 22.1999 | 28.6012 | 30.9376 | 38.7924 | 0 | 200 | 0 | 30.9376 | 0 | 79.117 | 0
2021-06-01 13:00 | 306.074 | 8553.0029 | 0 | 0 | 306.074 | 8553.0029 | 21.16 | 284.914 | 27.9442 | 2.8419 | 38.7924 | 36.4728 | 22.9669 | 22.1999 | 28.6012 | 30.9376 | 38.7924 | 0 | 200 | 0 | 30.9376 | 0 | 84.914 | 0
2021-06-01 14:00 | 264.818 | 7339.3868 | 0 | 0 | 264.818 | 7339.3868 | 48.63 | 216.188 | 27.7148 | 2.8419 | 38.7924 | 36.4728 | 22.9669 | 22.1999 | 28.6012 | 30.9376 | 38.7924 | 0 | 200 | 0 | 30.9376 | 0 | 16.188 | 0
2021-06-01 15:00 | 188.182 | 5562.2723 | 0 | 0 | 188.182 | 5562.2723 | 60.28 | 127.902 | 29.5579 | 2.8419 | 38.7924 | 36.4728 | 22.9669 | 22.1999 | 28.6012 | 30.9376 | 38.7924 | 0 | 127.902 | 0 | 30.9376 | 0 | 0 | 0
2021-06-01 16:00 | 139.465 | 4150.5285 | 0 | 0 | 139.465 | 4150.5285 | 66.94 | 72.525 | 29.7604 | 2.8419 | 38.7924 | 36.4728 | 22.9669 | 22.1999 | 28.6012 | 30.9376 | 38.7924 | 0 | 72.525 | 0 | 30.9376 | 0 | 0 | 0
2021-06-01 17:00 | 143.079 | 5055.7696 | 0 | 0 | 143.079 | 5055.7696 | 64.11 | 78.969 | 35.3355 | 2.8419 | 38.7924 | 36.4728 | 22.9669 | 22.1999 | 28.6012 | 30.9376 | 38.7924 | 0 | 78.969 | 0 | 30.9376 | 4.3979 | 0 | 0
2021-06-01 18:00 | 131.066 | 4887.2954 | 0 | 0 | 131.066 | 4887.2954 | 54.59 | 76.476 | 37.2888 | 2.8419 | 38.7924 | 36.4728 | 22.9669 | 22.1999 | 28.6012 | 30.9376 | 38.7924 | 0 | 76.476 | 0 | 30.9376 | 6.3512 | 0 | 0
2021-06-01 19:00 | 125.715 | 3810.6969 | 0 | 0 | 125.715 | 3810.6969 | 41.87 | 83.845 | 30.3122 | 2.8419 | 38.7924 | 36.4728 | 22.9669 | 22.1999 | 28.6012 | 30.9376 | 38.7924 | 0 | 83.845 | 0 | 30.9376 | 0 | 0 | 0
2021-06-01 20:00 | 120.688 | 4037.2253 | 0 | 0 | 120.688 | 4037.2253 | 36.57 | 84.118 | 33.4518 | 2.8419 | 38.7924 | 36.4728 | 22.9669 | 22.1999 | 28.6012 | 30.9376 | 38.7924 | 0 | 84.118 | 0 | 30.9376 | 2.5142 | 0 | 0
2021-06-01 21:00 | 82.575 | 3654.2284 | 0 | 0 | 82.575 | 3654.2284 | 32.44 | 50.135 | 44.2534 | 2.8419 | 38.7924 | 36.4728 | 22.9669 | 22.1999 | 28.6012 | 30.9376 | 38.7924 | 5.4611 | 50.135 | 273.7917 | 30.9376 | 13.3159 | 0 | 0
2021-06-01 22:00 | 102.734 | 2694.8313 | 0 | 0 | 102.734 | 2694.8313 | 34.84 | 67.894 | 26.2312 | 2.8419 | 38.7924 | 36.4728 | 22.9669 | 22.1999 | 28.6012 | 30.9376 | 38.7924 | 0 | 67.894 | 0 | 30.9376 | 0 | 0 | 0
2021-06-01 23:00 | 186.95 | 4367.152 | 0 | 0 | 186.95 | 4367.152 | 0 | 186.95 | 23.36 | 2.8419 | 38.7924 | 36.4728 | 22.9669 | 22.1999 | 28.6012 | 30.9376 | 38.7924 | 0 | 186.95 | 0 | 30.9376 | 0 | 0 | 0
2021-06-02 | 209.8 | 4246.352 | 0 | 0 | 209.8 | 4246.352 | 0 | 209.8 | 20.24 | 2.8419 | 38.7924 | 36.4728 | 22.9669 | 22.1999 | 28.6012 | 30.9376 | 38.7924 | 0 | 200 | 0 | 30.9376 | 0 | 9.8 | 0
2021-06-02 01:00 | 219.469 | 4109.5422 | 0 | 0 | 219.469 | 4109.5422 | 0 | 219.469 | 18.7249 | 2.8927 | 39.3412 | 36.4728 | 22.9669 | 22.1999 | 28.6012 | 30.9376 | 39.3412 | 0 | 200 | 0 | 30.9376 | 0 | 19.469 | 0
2021-06-02 02:00 | 211.835 | 3751.4499 | 0 | 0 | 211.835 | 3751.4499 | 77.67 | 134.165 | 17.7093 | 2.8927 | 39.3412 | 36.4728 | 22.9669 | 22.1999 | 28.6012 | 30.9376 | 39.3412 | 0 | 134.165 | 0 | 30.9376 | 0 | 0 | 0
2021-06-02 03:00 | 200.028 | 3407.5149 | 0 | 0 | 200.028 | 3407.5149 | 49.28 | 150.748 | 17.0352 | 2.8927 | 39.3412 | 36.4728 | 22.9669 | 22.1999 | 28.6012 | 30.9376 | 39.3412 | 0 | 150.748 | 0 | 30.9376 | 0 | 0 | 0
2021-06-02 04:00 | 194.217 | 3220.1894 | 0 | 0 | 194.217 | 3220.1894 | 66.79 | 127.427 | 16.5804 | 2.8927 | 39.3412 | 36.4728 | 22.9669 | 22.1999 | 28.6012 | 30.9376 | 39.3412 | 0 | 127.427 | 0 | 30.9376 | 0 | 0 | 0
2021-06-02 05:00 | 192.678 | 3310.0327 | 0 | 0 | 192.678 | 3310.0327 | 70.05 | 122.628 | 17.1791 | 2.8927 | 39.3412 | 36.4728 | 22.9669 | 22.1999 | 28.6012 | 30.9376 | 39.3412 | 0 | 122.628 | 0 | 30.9376 | 0 | 0 | 0
2021-06-02 06:00 | 209.193 | 3764.6011 | 0 | 0 | 209.193 | 3764.6011 | 49.4 | 159.793 | 17.9958 | 2.8927 | 39.3412 | 36.4728 | 22.9669 | 22.1999 | 28.6012 | 30.9376 | 39.3412 | 0 | 159.793 | 0 | 30.9376 | 0 | 0 | 0
2021-06-02 07:00 | 223.9 | 4274.251 | 0 | 0 | 223.9 | 4274.251 | 0 | 223.9 | 19.09 | 2.8927 | 39.3412 | 36.4728 | 22.9669 | 22.1999 | 28.6012 | 30.9376 | 39.3412 | 0 | 200 | 0 | 30.9376 | 0 | 23.9 | 0
2021-06-02 08:00 | 241.004 | 5118.586 | 0 | 0 | 241.004 | 5118.586 | 0 | 241.004 | 21.2386 | 2.8927 | 39.3412 | 36.4728 | 22.9669 | 22.1999 | 28.6012 | 30.9376 | 39.3412 | 0 | 200 | 0 | 30.9376 | 0 | 41.004 | 0
2021-06-02 09:00 | 259 | 5980.31 | 0 | 0 | 259 | 5980.31 | 0 | 259 | 23.09 | 2.8927 | 39.3412 | 36.4728 | 22.9669 | 22.1999 | 28.6012 | 30.9376 | 39.3412 | 0 | 200 | 0 | 30.9376 | 0 | 59 | 0
2021-06-02 10:00 | 255.763 | 5991.393 | 0 | 0 | 255.763 | 5991.393 | 0 | 255.763 | 23.4256 | 2.8927 | 39.3412 | 36.4728 | 22.9669 | 22.1999 | 28.6012 | 30.9376 | 39.3412 | 0 | 200 | 0 | 30.9376 | 0 | 55.763 | 0
2021-06-02 11:00 | 284.376 | 7077.9523 | 0 | 0 | 284.376 | 7077.9523 | 0 | 284.376 | 24.8894 | 2.8927 | 39.3412 | 36.4728 | 22.9669 | 22.1999 | 28.6012 | 30.9376 | 39.3412 | 0 | 200 | 0 | 30.9376 | 0 | 84.376 | 0
2021-06-02 12:00 | 283.606 | 7017.556 | 0 | 0 | 283.606 | 7017.556 | 85 | 198.606 | 24.744 | 2.8927 | 39.3412 | 36.4728 | 22.9669 | 22.1999 | 28.6012 | 30.9376 | 39.3412 | 0 | 198.606 | 0 | 30.9376 | 0 | 0 | 0
2021-06-02 13:00 | 238.514 | 6306.6208 | 0 | 0 | 238.514 | 6306.6208 | 9.03 | 229.484 | 26.4413 | 2.8927 | 39.3412 | 36.4728 | 22.9669 | 22.1999 | 28.6012 | 30.9376 | 39.3412 | 0 | 200 | 0 | 30.9376 | 0 | 29.484 | 0
2021-06-02 14:00 | 229.243 | 6205.3774 | 0 | 0 | 229.243 | 6205.3774 | 20.34 | 208.903 | 27.069 | 2.8927 | 39.3412 | 36.4728 | 22.9669 | 22.1999 | 28.6012 | 30.9376 | 39.3412 | 0 | 200 | 0 | 30.9376 | 0 | 8.903 | 0
2021-06-02 15:00 | 191.059 | 5396.7661 | 0 | 0 | 191.059 | 5396.7661 | 20.21 | 170.849 | 28.2466 | 2.8927 | 39.3412 | 36.4728 | 22.9669 | 22.1999 | 28.6012 | 30.9376 | 39.3412 | 0 | 170.849 | 0 | 30.9376 | 0 | 0 | 0
2021-06-02 16:00 | 137.876 | 4044.8436 | 0 | 0 | 137.876 | 4044.8436 | 18.93 | 118.946 | 29.3368 | 2.8927 | 39.3412 | 36.4728 | 22.9669 | 22.1999 | 28.6012 | 30.9376 | 39.3412 | 0 | 118.946 | 0 | 30.9376 | 0 | 0 | 0
2021-06-02 17:00 | 114.568 | 3229.4685 | 0 | 0 | 114.568 | 3229.4685 | 18.84 | 95.728 | 28.1882 | 2.8927 | 39.3412 | 36.4728 | 22.9669 | 22.1999 | 28.6012 | 30.9376 | 39.3412 | 0 | 95.728 | 0 | 30.9376 | 0 | 0 | 0
2021-06-02 18:00 | 120.819 | 2667.9586 | 0 | 0 | 120.819 | 2667.9586 | 14.45 | 106.369 | 22.0823 | 2.8927 | 39.3412 | 36.4728 | 22.9669 | 22.1999 | 28.6012 | 30.9376 | 39.3412 | 0 | 106.369 | 0 | 30.9376 | 0 | 0 | 0
2021-06-02 19:00 | 123.409 | 3420.3468 | 0 | 0 | 123.409 | 3420.3468 | 4.37 | 119.039 | 27.7155 | 2.8927 | 39.3412 | 36.4728 | 22.9669 | 22.1999 | 28.6012 | 30.9376 | 39.3412 | 0 | 119.039 | 0 | 30.9376 | 0 | 0 | 0
2021-06-02 20:00 | 155.268 | 4075.3244 | 0 | 0 | 155.268 | 4075.3244 | 2.48 | 152.788 | 26.247 | 2.8927 | 39.3412 | 36.4728 | 22.9669 | 22.1999 | 28.6012 | 30.9376 | 39.3412 | 0 | 152.788 | 0 | 30.9376 | 0 | 0 | 0
2021-06-02 21:00 | 157.783 | 4237.2093 | 0 | 0 | 157.783 | 4237.2093 | 0 | 157.783 | 26.8547 | 2.8927 | 39.3412 | 36.4728 | 22.9669 | 22.1999 | 28.6012 | 30.9376 | 39.3412 | 0 | 157.783 | 0 | 30.9376 | 0 | 0 | 0
2021-06-02 22:00 | 191.255 | 4787.1127 | 0 | 0 | 191.255 | 4787.1127 | 4.38 | 186.875 | 25.03 | 2.8927 | 39.3412 | 36.4728 | 22.9669 | 22.1999 | 28.6012 | 30.9376 | 39.3412 | 0 | 186.875 | 0 | 30.9376 | 0 | 0 | 0
2021-06-02 23:00 | 262 | 5572.74 | 0 | 0 | 262 | 5572.74 | 0 | 262 | 21.27 | 2.8927 | 39.3412 | 36.4728 | 22.9669 | 22.1999 | 28.6012 | 30.9376 | 39.3412 | 0 | 200 | 0 | 30.9376 | 0 | 62 | 0
2021-06-03 | 213.6 | 4137.432 | 0 | 0 | 213.6 | 4137.432 | 0 | 213.6 | 19.37 | 2.8927 | 39.3412 | 36.4728 | 22.9669 | 22.1999 | 28.6012 | 30.9376 | 39.3412 | 0 | 200 | 0 | 30.9376 | 0 | 13.6 | 0
2021-06-03 01:00 | 219.1 | 4276.832 | 5.986 | 116.855 | 213.114 | 4159.977 | 0 | 213.114 | 19.52 | 2.9334 | 39.7802 | 36.4728 | 22.9669 | 22.1999 | 28.6012 | 30.9376 | 39.7802 | 0 | 200 | 0 | 30.9376 | 0 | 13.114 | 0
2021-06-03 02:00 | 197.3 | 3650.05 | 5.707 | 105.572 | 191.593 | 3544.478 | 0 | 191.593 | 18.5 | 2.9334 | 39.7802 | 36.4728 | 22.9669 | 22.1999 | 28.6012 | 30.9376 | 39.7802 | 0 | 191.593 | 0 | 30.9376 | 0 | 0 | 0
2021-06-03 03:00 | 181.9 | 3103.214 | 0.898 | 15.323 | 181.002 | 3087.891 | 0 | 181.002 | 17.06 | 2.9334 | 39.7802 | 36.4728 | 22.9669 | 22.1999 | 28.6012 | 30.9376 | 39.7802 | 0 | 181.002 | 0 | 30.9376 | 0 | 0 | 0
2021-06-03 04:00 | 175.776 | 2960.6034 | 0 | 0 | 175.776 | 2960.6034 | 0 | 175.776 | 16.843 | 2.9334 | 39.7802 | 36.4728 | 22.9669 | 22.1999 | 28.6012 | 30.9376 | 39.7802 | 0 | 175.776 | 0 | 30.9376 | 0 | 0 | 0
2021-06-03 05:00 | 187.6 | 3237.976 | 12.736 | 219.827 | 174.864 | 3018.149 | 0 | 174.864 | 17.26 | 2.9334 | 39.7802 | 36.4728 | 22.9669 | 22.1999 | 28.6012 | 30.9376 | 39.7802 | 0 | 174.864 | 0 | 30.9376 | 0 | 0 | 0
2021-06-03 06:00 | 201.2 | 3768.476 | 5.652 | 105.869 | 195.548 | 3662.607 | 0 | 195.548 | 18.73 | 2.9334 | 39.7802 | 36.4728 | 22.9669 | 22.1999 | 28.6012 | 30.9376 | 39.7802 | 0 | 195.548 | 0 | 30.9376 | 0 | 0 | 0
2021-06-03 07:00 | 238.2 | 5002.2 | 25.498 | 535.462 | 212.702 | 4466.738 | 0 | 212.702 | 21 | 2.9334 | 39.7802 | 36.4728 | 22.9669 | 22.1999 | 28.6012 | 30.9376 | 39.7802 | 0 | 200 | 0 | 30.9376 | 0 | 12.702 | 0
2021-06-03 08:00 | 236.8 | 5254.592 | 0 | 0 | 236.8 | 5254.592 | 0 | 236.8 | 22.19 | 2.9334 | 39.7802 | 36.4728 | 22.9669 | 22.1999 | 28.6012 | 30.9376 | 39.7802 | 0 | 200 | 0 | 30.9376 | 0 | 36.8 | 0
2021-06-03 09:00 | 270.9 | 6303.843 | 1.028 | 23.926 | 269.872 | 6279.917 | 0 | 269.872 | 23.27 | 2.9334 | 39.7802 | 36.4728 | 22.9669 | 22.1999 | 28.6012 | 30.9376 | 39.7802 | 0 | 200 | 0 | 30.9376 | 0 | 69.872 | 0
2021-06-03 10:00 | 246.192 | 6513.5581 | 0 | 0 | 246.192 | 6513.5581 | 0 | 246.192 | 26.4572 | 2.9334 | 39.7802 | 36.4728 | 22.9669 | 22.1999 | 28.6012 | 30.9376 | 39.7802 | 0 | 200 | 0 | 30.9376 | 0 | 46.192 | 0
2021-06-03 11:00 | 273.297 | 7271.0997 | 0 | 0 | 273.297 | 7271.0997 | 18.8 | 254.497 | 26.6051 | 2.9334 | 39.7802 | 36.4728 | 22.9669 | 22.1999 | 28.6012 | 30.9376 | 39.7802 | 0 | 200 | 0 | 30.9376 | 0 | 54.497 | 0
2021-06-03 12:00 | 222.004 | 6716.3931 | 0 | 0 | 222.004 | 6716.3931 | 0 | 222.004 | 30.2535 | 2.9334 | 39.7802 | 36.4728 | 22.9669 | 22.1999 | 28.6012 | 30.9376 | 39.7802 | 0 | 200 | 0 | 30.9376 | 0 | 22.004 | 0
2021-06-03 13:00 | 140.911 | 4573.5755 | 0 | 0 | 140.911 | 4573.5755 | 0 | 140.911 | 32.4572 | 2.9334 | 39.7802 | 36.4728 | 22.9669 | 22.1999 | 28.6012 | 30.9376 | 39.7802 | 0 | 140.911 | 0 | 30.9376 | 1.5196 | 0 | 0
2021-06-03 14:00 | 101.57 | 3183.2038 | 0 | 0 | 101.57 | 3183.2038 | 4.65 | 96.92 | 31.34 | 2.9334 | 39.7802 | 36.4728 | 22.9669 | 22.1999 | 28.6012 | 30.9376 | 39.7802 | 0 | 96.92 | 0 | 30.9376 | 0.40242 | 0 | 0
2021-06-03 15:00 | 95.87 | 3001.6897 | 14.175 | 443.806 | 81.695 | 2557.8837 | 12.99 | 68.705 | 31.3102 | 2.9334 | 39.7802 | 36.4728 | 22.9669 | 22.1999 | 28.6012 | 30.9376 | 39.7802 | 0 | 68.705 | 0 | 30.9376 | 0.37258 | 0 | 0
2021-06-03 16:00 | 111.27 | 3478.3002 | 27.749 | 867.433 | 83.521 | 2610.8672 | 17.88 | 65.641 | 31.26 | 2.9334 | 39.7802 | 36.4728 | 22.9669 | 22.1999 | 28.6012 | 30.9376 | 39.7802 | 0 | 65.641 | 0 | 30.9376 | 0.32242 | 0 | 0
2021-06-03 17:00 | 105.97 | 3386.8012 | 36.578 | 1169.02 | 69.392 | 2217.7812 | 23.6 | 45.792 | 31.9602 | 2.9334 | 39.7802 | 36.4728 | 22.9669 | 22.1999 | 28.6012 | 30.9376 | 39.7802 | 0 | 45.792 | 0 | 30.9376 | 1.0226 | 0 | 0
2021-06-03 18:00 | 118.67 | 3882.8824 | 69.899 | 2287.095 | 48.771 | 1595.7874 | 21.87 | 26.901 | 32.72 | 2.9334 | 39.7802 | 36.4728 | 22.9669 | 22.1999 | 28.6012 | 30.9376 | 39.7802 | 0 | 26.901 | 0 | 30.9376 | 1.7824 | 0 | 0
2021-06-03 19:00 | 73.085 | 2244.4403 | 0 | 0 | 73.085 | 2244.4403 | 31.21 | 41.875 | 30.71 | 2.9334 | 39.7802 | 36.4728 | 22.9669 | 22.1999 | 28.6012 | 30.9376 | 39.7802 | 0 | 41.875 | 0 | 30.9376 | 0 | 0 | 0
2021-06-03 20:00 | 69.446 | 2209.3632 | 0 | 0 | 69.446 | 2209.3632 | 27.45 | 41.996 | 31.8141 | 2.9334 | 39.7802 | 36.4728 | 22.9669 | 22.1999 | 28.6012 | 30.9376 | 39.7802 | 0 | 41.996 | 0 | 30.9376 | 0.87653 | 0 | 0
2021-06-03 21:00 | 76.928 | 2377.3258 | 0 | 0 | 76.928 | 2377.3258 | 19.55 | 57.378 | 30.9033 | 2.9334 | 39.7802 | 36.4728 | 22.9669 | 22.1999 | 28.6012 | 30.9376 | 39.7802 | 0 | 57.378 | 0 | 30.9376 | 0 | 0 | 0
2021-06-03 22:00 | 140.925 | 3837.3877 | 0 | 0 | 140.925 | 3837.3877 | 16.6 | 124.325 | 27.23 | 2.9334 | 39.7802 | 36.4728 | 22.9669 | 22.1999 | 28.6012 | 30.9376 | 39.7802 | 0 | 124.325 | 0 | 30.9376 | 0 | 0 | 0
2021-06-03 23:00 | 242.325 | 5726.1398 | 0 | 0 | 242.325 | 5726.1398 | 0 | 242.325 | 23.63 | 2.9334 | 39.7802 | 36.4728 | 22.9669 | 22.1999 | 28.6012 | 30.9376 | 39.7802 | 0 | 200 | 0 | 30.9376 | 0 | 42.325 | 0
2021-06-04 | 236.5 | 5120.225 | 0 | 0 | 236.5 | 5120.225 | 0 | 236.5 | 21.65 | 2.9334 | 39.7802 | 36.4728 | 22.9669 | 22.1999 | 28.6012 | 30.9376 | 39.7802 | 0 | 200 | 0 | 30.9376 | 0 | 36.5 | 0
2021-06-04 01:00 | 230.5 | 4891.21 | 0 | 0 | 230.5 | 4891.21 | 0 | 230.5 | 21.22 | 2.8825 | 39.2314 | 36.4728 | 22.9669 | 22.1999 | 28.6012 | 30.9376 | 39.2314 | 0 | 200 | 0 | 30.9376 | 0 | 30.5 | 0
2021-06-04 02:00 | 205.6 | 3918.736 | 0 | 0 | 205.6 | 3918.736 | 0 | 205.6 | 19.06 | 2.8825 | 39.2314 | 36.4728 | 22.9669 | 22.1999 | 28.6012 | 30.9376 | 39.2314 | 0 | 200 | 0 | 30.9376 | 0 | 5.6 | 0
2021-06-04 03:00 | 188.9 | 3377.532 | 0 | 0 | 188.9 | 3377.532 | 0 | 188.9 | 17.88 | 2.8825 | 39.2314 | 36.4728 | 22.9669 | 22.1999 | 28.6012 | 30.9376 | 39.2314 | 0 | 188.9 | 0 | 30.9376 | 0 | 0 | 0
2021-06-04 04:00 | 183.333 | 3156.2638 | 0 | 0 | 183.333 | 3156.2638 | 0 | 183.333 | 17.216 | 2.8825 | 39.2314 | 36.4728 | 22.9669 | 22.1999 | 28.6012 | 30.9376 | 39.2314 | 0 | 183.333 | 0 | 30.9376 | 0 | 0 | 0
2021-06-04 05:00 | 181.8 | 3165.138 | 6.21 | 108.12 | 175.59 | 3057.018 | 0 | 175.59 | 17.41 | 2.8825 | 39.2314 | 36.4728 | 22.9669 | 22.1999 | 28.6012 | 30.9376 | 39.2314 | 0 | 175.59 | 0 | 30.9376 | 0 | 0 | 0
2021-06-04 06:00 | 196.7 | 3625.181 | 16.371 | 301.725 | 180.329 | 3323.456 | 0 | 180.329 | 18.43 | 2.8825 | 39.2314 | 36.4728 | 22.9669 | 22.1999 | 28.6012 | 30.9376 | 39.2314 | 0 | 180.329 | 0 | 30.9376 | 0 | 0 | 0
2021-06-04 07:00 | 219 | 4553.01 | 52.658 | 1094.764 | 166.342 | 3458.246 | 0 | 166.342 | 20.79 | 2.8825 | 39.2314 | 36.4728 | 22.9669 | 22.1999 | 28.6012 | 30.9376 | 39.2314 | 0 | 166.342 | 0 | 30.9376 | 0 | 0 | 0
2021-06-04 08:00 | 222 | 4886.22 | 50.882 | 1119.917 | 171.118 | 3766.303 | 0 | 171.118 | 22.01 | 2.8825 | 39.2314 | 36.4728 | 22.9669 | 22.1999 | 28.6012 | 30.9376 | 39.2314 | 0 | 171.118 | 0 | 30.9376 | 0 | 0 | 0
2021-06-04 09:00 | 241.9 | 5701.583 | 47.247 | 1113.617 | 194.653 | 4587.966 | 0 | 194.653 | 23.57 | 2.8825 | 39.2314 | 36.4728 | 22.9669 | 22.1999 | 28.6012 | 30.9376 | 39.2314 | 0 | 194.653 | 0 | 30.9376 | 0 | 0 | 0
2021-06-04 10:00 | 163.17 | 4260.3687 | 0 | 0 | 163.17 | 4260.3687 | 0 | 163.17 | 26.11 | 2.8825 | 39.2314 | 36.4728 | 22.9669 | 22.1999 | 28.6012 | 30.9376 | 39.2314 | 0 | 163.17 | 0 | 30.9376 | 0 | 0 | 0
2021-06-04 11:00 | 144.873 | 3927.0029 | 0 | 0 | 144.873 | 3927.0029 | 0 | 144.873 | 27.1065 | 2.8825 | 39.2314 | 36.4728 | 22.9669 | 22.1999 | 28.6012 | 30.9376 | 39.2314 | 0 | 144.873 | 0 | 30.9376 | 0 | 0 | 0
2021-06-04 12:00 | 131.005 | 4104.2757 | 0 | 0 | 131.005 | 4104.2757 | 0 | 131.005 | 31.3292 | 2.8825 | 39.2314 | 36.4728 | 22.9669 | 22.1999 | 28.6012 | 30.9376 | 39.2314 | 0 | 131.005 | 0 | 30.9376 | 0.39157 | 0 | 0
2021-06-04 13:00 | 149.19 | 4255.9431 | 57.268 | 1633.674 | 91.922 | 2622.2691 | 0 | 91.922 | 28.5271 | 2.8825 | 39.2314 | 36.4728 | 22.9669 | 22.1999 | 28.6012 | 30.9376 | 39.2314 | 0 | 91.922 | 0 | 30.9376 | 0 | 0 | 0
2021-06-04 14:00 | 209.109 | 6486.9794 | 130.11 | 4036.266 | 78.999 | 2450.7134 | 0 | 78.999 | 31.0221 | 2.8825 | 39.2314 | 36.4728 | 22.9669 | 22.1999 | 28.6012 | 30.9376 | 39.2314 | 0 | 78.999 | 0 | 30.9376 | 0.084497 | 0 | 0
2021-06-04 15:00 | 122.543 | 3888.7796 | 122.543 | 3888.78 | 0 | -0.000438 | 0 | 0 | 0 | 2.8825 | 39.2314 | 36.4728 | 22.9669 | 22.1999 | 28.6012 | 30.9376 | 39.2314 | 0 | 0 | 0 | 30.9376 | 0 | 0 | 0
2021-06-04 16:00 | 15.268 | 124.4953 | 0 | 0 | 15.268 | 124.4953 | 0 | 15.268 | 8.154 | 2.8825 | 39.2314 | 36.4728 | 22.9669 | 22.1999 | 28.6012 | 30.9376 | 39.2314 | 0 | 15.268 | 0 | 30.9376 | 0 | 0 | 0
2021-06-04 17:00 | 0 | 0 | 0 | 0 | 0 | 0 | 0 | 0 | 0 | 2.8825 | 39.2314 | 36.4728 | 22.9669 | 22.1999 | 28.6012 | 30.9376 | 39.2314 | 0 | 0 | 0 | 30.9376 | 0 | 0 | 0
2021-06-04 18:00 | 0 | 0 | 0 | 0 | 0 | 0 | 0 | 0 | 0 | 2.8825 | 39.2314 | 36.4728 | 22.9669 | 22.1999 | 28.6012 | 30.9376 | 39.2314 | 0 | 0 | 0 | 30.9376 | 0 | 0 | 0
2021-06-04 19:00 | 0 | 0 | 0 | 0 | 0 | 0 | 0 | 0 | 0 | 2.8825 | 39.2314 | 36.4728 | 22.9669 | 22.1999 | 28.6012 | 30.9376 | 39.2314 | 0 | 0 | 0 | 30.9376 | 0 | 0 | 0
2021-06-04 20:00 | 10.66 | 409.0029 | 10.66 | 409.003 | 0 | -0.00012 | 0 | 0 | 0 | 2.8825 | 39.2314 | 36.4728 | 22.9669 | 22.1999 | 28.6012 | 30.9376 | 39.2314 | 0 | 0 | 0 | 30.9376 | 0 | 0 | 0
2021-06-04 21:00 | 42.639 | 1143.7485 | 0 | 0 | 42.639 | 1143.7485 | 0 | 42.639 | 26.824 | 2.8825 | 39.2314 | 36.4728 | 22.9669 | 22.1999 | 28.6012 | 30.9376 | 39.2314 | 0 | 42.639 | 0 | 30.9376 | 0 | 0 | 0
2021-06-04 22:00 | 0 | 0 | 0 | 0 | 0 | 0 | 0 | 0 | 0 | 2.8825 | 39.2314 | 36.4728 | 22.9669 | 22.1999 | 28.6012 | 30.9376 | 39.2314 | 0 | 0 | 0 | 30.9376 | 0 | 0 | 0
2021-06-04 23:00 | 123.7 | 2989.829 | 0 | 0 | 123.7 | 2989.829 | 0 | 123.7 | 24.17 | 2.8825 | 39.2314 | 36.4728 | 22.9669 | 22.1999 | 28.6012 | 30.9376 | 39.2314 | 0 | 123.7 | 0 | 30.9376 | 0 | 0 | 0
2021-06-05 | 206.3 | 4299.292 | 56.328 | 1173.871 | 149.972 | 3125.421 | 0 | 149.972 | 20.84 | 2.8825 | 39.2314 | 36.4728 | 22.9669 | 22.1999 | 28.6012 | 30.9376 | 39.2314 | 0 | 149.972 | 0 | 30.9376 | 0 | 0 | 0
2021-06-05 01:00 | 138.1 | 2850.384 | 15.438 | 318.636 | 122.662 | 2531.748 | 0 | 122.662 | 20.64 | 2.9079 | 39.5058 | 36.4728 | 22.9669 | 22.1999 | 28.6012 | 30.9376 | 39.5058 | 0 | 122.662 | 0 | 30.9376 | 0 | 0 | 0
2021-06-05 02:00 | 94.6 | 1733.072 | 0.557 | 10.208 | 94.043 | 1722.864 | 0 | 94.043 | 18.32 | 2.9079 | 39.5058 | 36.4728 | 22.9669 | 22.1999 | 28.6012 | 30.9376 | 39.5058 | 0 | 94.043 | 0 | 30.9376 | 0 | 0 | 0
2021-06-05 03:00 | 86.7 | 1513.782 | 15.458 | 269.893 | 71.242 | 1243.889 | 0 | 71.242 | 17.4601 | 2.9079 | 39.5058 | 36.4728 | 22.9669 | 22.1999 | 28.6012 | 30.9376 | 39.5058 | 0 | 71.242 | 0 | 30.9376 | 0 | 0 | 0
2021-06-05 04:00 | 59.939 | 933.4421 | 0 | 0 | 59.939 | 933.4421 | 0 | 59.939 | 15.5732 | 2.9079 | 39.5058 | 36.4728 | 22.9669 | 22.1999 | 28.6012 | 30.9376 | 39.5058 | 0 | 59.939 | 0 | 30.9376 | 0 | 0 | 0
2021-06-05 05:00 | 59.3 | 897.209 | 1.321 | 19.981 | 57.979 | 877.228 | 0 | 57.979 | 15.1301 | 2.9079 | 39.5058 | 36.4728 | 22.9669 | 22.1999 | 28.6012 | 30.9376 | 39.5058 | 0 | 57.979 | 0 | 30.9376 | 0 | 0 | 0
2021-06-05 06:00 | 59.3 | 907.883 | 2.43 | 37.206 | 56.87 | 870.677 | 0 | 56.87 | 15.31 | 2.9079 | 39.5058 | 36.4728 | 22.9669 | 22.1999 | 28.6012 | 30.9376 | 39.5058 | 0 | 56.87 | 0 | 30.9376 | 0 | 0 | 0
2021-06-05 07:00 | 62.6 | 926.48 | 5.067 | 74.992 | 57.533 | 851.488 | 0 | 57.533 | 14.8 | 2.9079 | 39.5058 | 36.4728 | 22.9669 | 22.1999 | 28.6012 | 30.9376 | 39.5058 | 0 | 57.533 | 0 | 30.9376 | 0 | 0 | 0
2021-06-05 08:00 | 69.7 | 1207.204 | 0.702 | 12.152 | 68.998 | 1195.052 | 0 | 68.998 | 17.3201 | 2.9079 | 39.5058 | 36.4728 | 22.9669 | 22.1999 | 28.6012 | 30.9376 | 39.5058 | 0 | 68.998 | 0 | 30.9376 | 0 | 0 | 0
2021-06-05 09:00 | 106.2 | 2041.164 | 7.417 | 142.559 | 98.783 | 1898.605 | 0 | 98.783 | 19.22 | 2.9079 | 39.5058 | 36.4728 | 22.9669 | 22.1999 | 28.6012 | 30.9376 | 39.5058 | 0 | 98.783 | 0 | 30.9376 | 0 | 0 | 0
2021-06-05 10:00 | 151.2 | 3179.736 | 15.471 | 325.347 | 135.729 | 2854.389 | 0 | 135.729 | 21.0301 | 2.9079 | 39.5058 | 36.4728 | 22.9669 | 22.1999 | 28.6012 | 30.9376 | 39.5058 | 0 | 135.729 | 0 | 30.9376 | 0 | 0 | 0
2021-06-05 11:00 | 135.927 | 3246.6395 | 0 | 0 | 135.927 | 3246.6395 | 0 | 135.927 | 23.8852 | 2.9079 | 39.5058 | 36.4728 | 22.9669 | 22.1999 | 28.6012 | 30.9376 | 39.5058 | 0 | 135.927 | 0 | 30.9376 | 0 | 0 | 0
2021-06-05 12:00 | 279.018 | 7269.256 | 80.48 | 2096.734 | 198.538 | 5172.522 | 0 | 198.538 | 26.0531 | 2.9079 | 39.5058 | 36.4728 | 22.9669 | 22.1999 | 28.6012 | 30.9376 | 39.5058 | 0 | 198.538 | 0 | 30.9376 | 0 | 0 | 0
2021-06-05 13:00 | 346.34 | 8809.5042 | 89.678 | 2281.049 | 256.662 | 6528.4552 | 0 | 256.662 | 25.436 | 2.9079 | 39.5058 | 36.4728 | 22.9669 | 22.1999 | 28.6012 | 30.9376 | 39.5058 | 0 | 200 | 0 | 30.9376 | 0 | 56.662 | 0
2021-06-05 14:00 | 237.623 | 6449.0882 | 1.765 | 47.911 | 235.858 | 6401.1772 | 0 | 235.858 | 27.14 | 2.9079 | 39.5058 | 36.4728 | 22.9669 | 22.1999 | 28.6012 | 30.9376 | 39.5058 | 0 | 200 | 0 | 30.9376 | 0 | 35.858 | 0
2021-06-05 15:00 | 211.548 | 5623.3689 | 0 | 0 | 211.548 | 5623.3689 | 0 | 211.548 | 26.582 | 2.9079 | 39.5058 | 36.4728 | 22.9669 | 22.1999 | 28.6012 | 30.9376 | 39.5058 | 0 | 200 | 0 | 30.9376 | 0 | 11.548 | 0
2021-06-05 16:00 | 218.329 | 6225.4331 | 19.304 | 550.429 | 199.025 | 5675.0041 | 0 | 199.025 | 28.514 | 2.9079 | 39.5058 | 36.4728 | 22.9669 | 22.1999 | 28.6012 | 30.9376 | 39.5058 | 0 | 199.025 | 0 | 30.9376 | 0 | 0 | 0
2021-06-05 17:00 | 207.196 | 7113.6603 | 68.4 | 2348.377 | 138.796 | 4765.2833 | 0 | 138.796 | 34.333 | 2.9079 | 39.5058 | 36.4728 | 22.9669 | 22.1999 | 28.6012 | 30.9376 | 39.5058 | 0 | 138.796 | 0 | 30.9376 | 3.3954 | 0 | 0
2021-06-05 18:00 | 95.084 | 3011.1201 | 55.847 | 1768.566 | 39.237 | 1242.5541 | 0 | 39.237 | 31.6679 | 2.9079 | 39.5058 | 36.4728 | 22.9669 | 22.1999 | 28.6012 | 30.9376 | 39.5058 | 0 | 39.237 | 0 | 30.9376 | 0.73033 | 0 | 0
2021-06-05 19:00 | 49.866 | 1610.3726 | 49.866 | 1610.373 | 0 | -0.000396 | 0 | 0 | 0 | 2.9079 | 39.5058 | 36.4728 | 22.9669 | 22.1999 | 28.6012 | 30.9376 | 39.5058 | 0 | 0 | 0 | 30.9376 | 0 | 0 | 0
2021-06-05 20:00 | 175.575 | 5294.8153 | 95.741 | 2887.271 | 79.834 | 2407.5443 | 0 | 79.834 | 30.1569 | 2.9079 | 39.5058 | 36.4728 | 22.9669 | 22.1999 | 28.6012 | 30.9376 | 39.5058 | 0 | 79.834 | 0 | 30.9376 | 0 | 0 | 0
2021-06-05 21:00 | 186.41 | 5527.4293 | 89.366 | 2649.895 | 97.044 | 2877.5343 | 0 | 97.044 | 29.6519 | 2.9079 | 39.5058 | 36.4728 | 22.9669 | 22.1999 | 28.6012 | 30.9376 | 39.5058 | 0 | 97.044 | 0 | 30.9376 | 0 | 0 | 0
2021-06-05 22:00 | 237.188 | 6223.3387 | 22.988 | 603.171 | 214.2 | 5620.1677 | 0 | 214.2 | 26.2379 | 2.9079 | 39.5058 | 36.4728 | 22.9669 | 22.1999 | 28.6012 | 30.9376 | 39.5058 | 0 | 200 | 0 | 30.9376 | 0 | 14.2 | 0
2021-06-05 23:00 | 160.666 | 4153.8588 | 116.908 | 3022.55 | 43.758 | 1131.3088 | 0 | 43.758 | 25.8538 | 2.9079 | 39.5058 | 36.4728 | 22.9669 | 22.1999 | 28.6012 | 30.9376 | 39.5058 | 0 | 43.758 | 0 | 30.9376 | 0 | 0 | 0
2021-06-06 | 40.755 | 895.5096 | 0 | 0 | 40.755 | 895.5096 | 0 | 40.755 | 21.973 | 2.9079 | 39.5058 | 36.4728 | 22.9669 | 22.1999 | 28.6012 | 30.9376 | 39.5058 | 0 | 40.755 | 0 | 30.9376 | 0 | 0 | 0
2021-06-06 01:00 | 0 | 0 | 0 | 0 | 0 | 0 | 0 | 0 | 0 | 2.9079 | 39.5058 | 36.4728 | 22.9669 | 22.1999 | 28.6012 | 30.9376 | 39.5058 | 0 | 0 | 0 | 30.9376 | 0 | 0 | 0
2021-06-06 02:00 | 0 | 0 | 0 | 0 | 0 | 0 | 0 | 0 | 0 | 2.9079 | 39.5058 | 36.4728 | 22.9669 | 22.1999 | 28.6012 | 30.9376 | 39.5058 | 0 | 0 | 0 | 30.9376 | 0 | 0 | 0
2021-06-06 03:00 | 0 | 0 | 0 | 0 | 0 | 0 | 0 | 0 | 0 | 2.9079 | 39.5058 | 36.4728 | 22.9669 | 22.1999 | 28.6012 | 30.9376 | 39.5058 | 0 | 0 | 0 | 30.9376 | 0 | 0 | 0
2021-06-06 04:00 | 0 | 0 | 0 | 0 | 0 | 0 | 0 | 0 | 0 | 2.9079 | 39.5058 | 36.4728 | 22.9669 | 22.1999 | 28.6012 | 30.9376 | 39.5058 | 0 | 0 | 0 | 30.9376 | 0 | 0 | 0
2021-06-06 05:00 | 0 | 0 | 0 | 0 | 0 | 0 | 0 | 0 | 0 | 2.9079 | 39.5058 | 36.4728 | 22.9669 | 22.1999 | 28.6012 | 30.9376 | 39.5058 | 0 | 0 | 0 | 30.9376 | 0 | 0 | 0
2021-06-06 06:00 | 0 | 0 | 0 | 0 | 0 | 0 | 0 | 0 | 0 | 2.9079 | 39.5058 | 36.4728 | 22.9669 | 22.1999 | 28.6012 | 30.9376 | 39.5058 | 0 | 0 | 0 | 30.9376 | 0 | 0 | 0
2021-06-06 07:00 | 0 | 0 | 0 | 0 | 0 | 0 | 0 | 0 | 0 | 2.9079 | 39.5058 | 36.4728 | 22.9669 | 22.1999 | 28.6012 | 30.9376 | 39.5058 | 0 | 0 | 0 | 30.9376 | 0 | 0 | 0
2021-06-06 08:00 | 0 | 0 | 0 | 0 | 0 | 0 | 0 | 0 | 0 | 2.9079 | 39.5058 | 36.4728 | 22.9669 | 22.1999 | 28.6012 | 30.9376 | 39.5058 | 0 | 0 | 0 | 30.9376 | 0 | 0 | 0
2021-06-06 09:00 | 21.2 | 432.48 | 0 | 0 | 21.2 | 432.48 | 0 | 21.2 | 20.4 | 2.9079 | 39.5058 | 36.4728 | 22.9669 | 22.1999 | 28.6012 | 30.9376 | 39.5058 | 0 | 21.2 | 0 | 30.9376 | 0 | 0 | 0
2021-06-06 10:00 | 15.93 | 366.8201 | 0 | 0 | 15.93 | 366.8201 | 0 | 15.93 | 23.027 | 2.9079 | 39.5058 | 36.4728 | 22.9669 | 22.1999 | 28.6012 | 30.9376 | 39.5058 | 0 | 15.93 | 0 | 30.9376 | 0 | 0 | 0
2021-06-06 11:00 | 90.798 | 2575.1221 | 67.777 | 1922.231 | 23.021 | 652.8911 | 0 | 23.021 | 28.3607 | 2.9079 | 39.5058 | 36.4728 | 22.9669 | 22.1999 | 28.6012 | 30.9376 | 39.5058 | 0 | 23.021 | 0 | 30.9376 | 0 | 0 | 0
2021-06-06 12:00 | 209.098 | 5906.1821 | 155.217 | 4384.272 | 53.881 | 1521.9101 | 0 | 53.881 | 28.2458 | 2.9079 | 39.5058 | 36.4728 | 22.9669 | 22.1999 | 28.6012 | 30.9376 | 39.5058 | 0 | 53.881 | 0 | 30.9376 | 0 | 0 | 0
2021-06-06 13:00 | 158.581 | 4843.5395 | 158.581 | 4843.539 | 0 | 0.000483 | 0 | 0 | 0 | 2.9079 | 39.5058 | 36.4728 | 22.9669 | 22.1999 | 28.6012 | 30.9376 | 39.5058 | 0 | 0 | 0 | 30.9376 | 0 | 0 | 0
2021-06-06 14:00 | 87.335 | 2828.606 | 87.335 | 2828.606 | 0 | -2e-05 | 0 | 0 | 0 | 2.9079 | 39.5058 | 36.4728 | 22.9669 | 22.1999 | 28.6012 | 30.9376 | 39.5058 | 0 | 0 | 0 | 30.9376 | 0 | 0 | 0
2021-06-06 15:00 | 80.74 | 2420.1008 | 65.218 | 1954.854 | 15.522 | 465.2468 | 0 | 15.522 | 29.9734 | 2.9079 | 39.5058 | 36.4728 | 22.9669 | 22.1999 | 28.6012 | 30.9376 | 39.5058 | 0 | 15.522 | 0 | 30.9376 | 0 | 0 | 0
2021-06-06 16:00 | 107.593 | 3696.3575 | 107.593 | 3696.358 | 0 | -0.000485 | 0 | 0 | 0 | 2.9079 | 39.5058 | 36.4728 | 22.9669 | 22.1999 | 28.6012 | 30.9376 | 39.5058 | 0 | 0 | 0 | 30.9376 | 0 | 0 | 0
2021-06-06 17:00 | 67.143 | 2297.0292 | 67.143 | 2297.029 | 0 | 0.000173 | 0 | 0 | 0 | 2.9079 | 39.5058 | 36.4728 | 22.9669 | 22.1999 | 28.6012 | 30.9376 | 39.5058 | 0 | 0 | 0 | 30.9376 | 0 | 0 | 0
2021-06-06 18:00 | 0 | 0 | 0 | 0 | 0 | 0 | 0 | 0 | 0 | 2.9079 | 39.5058 | 36.4728 | 22.9669 | 22.1999 | 28.6012 | 30.9376 | 39.5058 | 0 | 0 | 0 | 30.9376 | 0 | 0 | 0
2021-06-06 19:00 | 111.643 | 6538.3723 | 111.643 | 6538.372 | 0 | 0.000295 | 0 | 0 | 0 | 2.9079 | 39.5058 | 36.4728 | 22.9669 | 22.1999 | 28.6012 | 30.9376 | 39.5058 | 0 | 0 | 0 | 30.9376 | 0 | 0 | 0
2021-06-06 20:00 | 145.821 | 5364.0255 | 145.821 | 5364.025 | 0 | 0.000485 | 0 | 0 | 0 | 2.9079 | 39.5058 | 36.4728 | 22.9669 | 22.1999 | 28.6012 | 30.9376 | 39.5058 | 0 | 0 | 0 | 30.9376 | 0 | 0 | 0
2021-06-06 21:00 | 125.197 | 3975.3803 | 125.197 | 3975.38 | 0 | 0.000341 | 0 | 0 | 0 | 2.9079 | 39.5058 | 36.4728 | 22.9669 | 22.1999 | 28.6012 | 30.9376 | 39.5058 | 0 | 0 | 0 | 30.9376 | 0 | 0 | 0
2021-06-06 22:00 | 69.002 | 2195.2986 | 69.002 | 2195.299 | 0 | -0.00037 | 0 | 0 | 0 | 2.9079 | 39.5058 | 36.4728 | 22.9669 | 22.1999 | 28.6012 | 30.9376 | 39.5058 | 0 | 0 | 0 | 30.9376 | 0 | 0 | 0
2021-06-06 23:00 | 0 | 0 | 0 | 0 | 0 | 0 | 0 | 0 | 0 | 2.9079 | 39.5058 | 36.4728 | 22.9669 | 22.1999 | 28.6012 | 30.9376 | 39.5058 | 0 | 0 | 0 | 30.9376 | 0 | 0 | 0
2021-06-07 | 0 | 0 | 0 | 0 | 0 | 0 | 0 | 0 | 0 | 2.9079 | 39.5058 | 36.4728 | 22.9669 | 22.1999 | 28.6012 | 30.9376 | 39.5058 | 0 | 0 | 0 | 30.9376 | 0 | 0 | 0
2021-06-07 01:00 | 112.3 | 2584.023 | 0 | 0 | 112.3 | 2584.023 | 0 | 112.3 | 23.01 | 2.9079 | 39.5058 | 36.4728 | 22.9669 | 22.1999 | 28.6012 | 30.9376 | 39.5058 | 0 | 112.3 | 0 | 30.9376 | 0 | 0 | 0
2021-06-07 02:00 | 114.9 | 2414.049 | 0 | 0 | 114.9 | 2414.049 | 0 | 114.9 | 21.01 | 2.9079 | 39.5058 | 36.4728 | 22.9669 | 22.1999 | 28.6012 | 30.9376 | 39.5058 | 0 | 114.9 | 0 | 30.9376 | 0 | 0 | 0
2021-06-07 03:00 | 92.2 | 1777.616 | 0 | 0 | 92.2 | 1777.616 | 0 | 92.2 | 19.28 | 2.9079 | 39.5058 | 36.4728 | 22.9669 | 22.1999 | 28.6012 | 30.9376 | 39.5058 | 0 | 92.2 | 0 | 30.9376 | 0 | 0 | 0
2021-06-07 04:00 | 69.3 | 1275.12 | 0 | 0 | 69.3 | 1275.12 | 0 | 69.3 | 18.4 | 2.9079 | 39.5058 | 36.4728 | 22.9669 | 22.1999 | 28.6012 | 30.9376 | 39.5058 | 0 | 69.3 | 0 | 30.9376 | 0 | 0 | 0
2021-06-07 05:00 | 85.8 | 1574.43 | 0 | 0 | 85.8 | 1574.43 | 0 | 85.8 | 18.35 | 2.9079 | 39.5058 | 36.4728 | 22.9669 | 22.1999 | 28.6012 | 30.9376 | 39.5058 | 0 | 85.8 | 0 | 30.9376 | 0 | 0 | 0
2021-06-07 06:00 | 94.6 | 1874.972 | 0 | 0 | 94.6 | 1874.972 | 0 | 94.6 | 19.82 | 2.9079 | 39.5058 | 36.4728 | 22.9669 | 22.1999 | 28.6012 | 30.9376 | 39.5058 | 0 | 94.6 | 0 | 30.9376 | 0 | 0 | 0
2021-06-07 07:00 | 130 | 2873 | 0 | 0 | 130 | 2873 | 0 | 130 | 22.1 | 2.9079 | 39.5058 | 36.4728 | 22.9669 | 22.1999 | 28.6012 | 30.9376 | 39.5058 | 0 | 130 | 0 | 30.9376 | 0 | 0 | 0
2021-06-07 08:00 | 0 | 0 | 0 | 0 | 0 | 0 | 0 | 0 | 0 | 2.9079 | 39.5058 | 36.4728 | 22.9669 | 22.1999 | 28.6012 | 30.9376 | 39.5058 | 0 | 0 | 0 | 30.9376 | 0 | 0 | 0
2021-06-07 09:00 | 9.047 | 135.2074 | 0 | 0 | 9.047 | 135.2074 | 0 | 9.047 | 14.945 | 2.9079 | 39.5058 | 36.4728 | 22.9669 | 22.1999 | 28.6012 | 30.9376 | 39.5058 | 0 | 9.047 | 0 | 30.9376 | 0 | 0 | 0
2021-06-07 10:00 | 248.61 | 9119.0148 | 248.61 | 9119.015 | 0 | -0.0002 | 0 | 0 | 0 | 2.9079 | 39.5058 | 36.4728 | 22.9669 | 22.1999 | 28.6012 | 30.9376 | 39.5058 | 0 | 0 | 0 | 30.9376 | 0 | 0 | 0
2021-06-07 11:00 | 260.929 | 7644.6978 | 260.929 | 7644.698 | 0 | -0.000158 | 0 | 0 | 0 | 2.9079 | 39.5058 | 36.4728 | 22.9669 | 22.1999 | 28.6012 | 30.9376 | 39.5058 | 0 | 0 | 0 | 30.9376 | 0 | 0 | 0
2021-06-07 12:00 | 294.923 | 9097.7847 | 294.923 | 9097.785 | 0 | -0.000296 | 0 | 0 | 0 | 2.9079 | 39.5058 | 36.4728 | 22.9669 | 22.1999 | 28.6012 | 30.9376 | 39.5058 | 0 | 0 | 0 | 30.9376 | 0 | 0 | 0
2021-06-07 13:00 | 200.313 | 7260.3447 | 200.313 | 7260.345 | 0 | -0.000315 | 0 | 0 | 0 | 2.9079 | 39.5058 | 36.4728 | 22.9669 | 22.1999 | 28.6012 | 30.9376 | 39.5058 | 0 | 0 | 0 | 30.9376 | 0 | 0 | 0
2021-06-07 14:00 | 90.695 | 3188.6548 | 90.695 | 3188.655 | 0 | -0.00019 | 0 | 0 | 0 | 2.9079 | 39.5058 | 36.4728 | 22.9669 | 22.1999 | 28.6012 | 30.9376 | 39.5058 | 0 | 0 | 0 | 30.9376 | 0 | 0 | 0
2021-06-07 15:00 | 58.774 | 2152.01 | 58.774 | 2152.01 | 0 | 1e-05 | 0 | 0 | 0 | 2.9079 | 39.5058 | 36.4728 | 22.9669 | 22.1999 | 28.6012 | 30.9376 | 39.5058 | 0 | 0 | 0 | 30.9376 | 0 | 0 | 0
2021-06-07 16:00 | 29.746 | 1151.1405 | 29.746 | 1151.14 | 0 | 0.000454 | 0 | 0 | 0 | 2.9079 | 39.5058 | 36.4728 | 22.9669 | 22.1999 | 28.6012 | 30.9376 | 39.5058 | 0 | 0 | 0 | 30.9376 | 0 | 0 | 0
2021-06-07 17:00 | 0 | 0 | 0 | 0 | 0 | 0 | 0 | 0 | 0 | 2.9079 | 39.5058 | 36.4728 | 22.9669 | 22.1999 | 28.6012 | 30.9376 | 39.5058 | 0 | 0 | 0 | 30.9376 | 0 | 0 | 0
2021-06-07 18:00 | 0 | 0 | 0 | 0 | 0 | 0 | 0 | 0 | 0 | 2.9079 | 39.5058 | 36.4728 | 22.9669 | 22.1999 | 28.6012 | 30.9376 | 39.5058 | 0 | 0 | 0 | 30.9376 | 0 | 0 | 0
2021-06-07 19:00 | 0 | 0 | 0 | 0 | 0 | 0 | 0 | 0 | 0 | 2.9079 | 39.5058 | 36.4728 | 22.9669 | 22.1999 | 28.6012 | 30.9376 | 39.5058 | 0 | 0 | 0 | 30.9376 | 0 | 0 | 0
2021-06-07 20:00 | 0 | 0 | 0 | 0 | 0 | 0 | 0 | 0 | 0 | 2.9079 | 39.5058 | 36.4728 | 22.9669 | 22.1999 | 28.6012 | 30.9376 | 39.5058 | 0 | 0 | 0 | 30.9376 | 0 | 0 | 0
2021-06-07 21:00 | 14.667 | 481.4149 | 14.667 | 481.415 | 0 | -5.9e-05 | 0 | 0 | 0 | 2.9079 | 39.5058 | 36.4728 | 22.9669 | 22.1999 | 28.6012 | 30.9376 | 39.5058 | 0 | 0 | 0 | 30.9376 | 0 | 0 | 0
2021-06-07 22:00 | 0 | 0 | 0 | 0 | 0 | 0 | 0 | 0 | 0 | 2.9079 | 39.5058 | 36.4728 | 22.9669 | 22.1999 | 28.6012 | 30.9376 | 39.5058 | 0 | 0 | 0 | 30.9376 | 0 | 0 | 0
2021-06-07 23:00 | 52.05 | 1645.3526 | 52.05 | 1645.353 | 0 | -0.00045 | 0 | 0 | 0 | 2.9079 | 39.5058 | 36.4728 | 22.9669 | 22.1999 | 28.6012 | 30.9376 | 39.5058 | 0 | 0 | 0 | 30.9376 | 0 | 0 | 0
2021-06-08 | 0 | 0 | 0 | 0 | 0 | 0 | 0 | 0 | 0 | 2.9079 | 39.5058 | 36.4728 | 22.9669 | 22.1999 | 28.6012 | 30.9376 | 39.5058 | 0 | 0 | 0 | 30.9376 | 0 | 0 | 0
2021-06-08 01:00 | 0 | 0 | 0 | 0 | 0 | 0 | 0 | 0 | 0 | 3.0604 | 41.1523 | 36.4728 | 22.9669 | 22.1999 | 28.6012 | 30.9376 | 41.1523 | 0 | 0 | 0 | 30.9376 | 0 | 0 | 0
2021-06-08 02:00 | 0 | 0 | 0 | 0 | 0 | 0 | 0 | 0 | 0 | 3.0604 | 41.1523 | 36.4728 | 22.9669 | 22.1999 | 28.6012 | 30.9376 | 41.1523 | 0 | 0 | 0 | 30.9376 | 0 | 0 | 0
2021-06-08 03:00 | 0 | 0 | 0 | 0 | 0 | 0 | 0 | 0 | 0 | 3.0604 | 41.1523 | 36.4728 | 22.9669 | 22.1999 | 28.6012 | 30.9376 | 41.1523 | 0 | 0 | 0 | 30.9376 | 0 | 0 | 0
2021-06-08 04:00 | 0 | 0 | 0 | 0 | 0 | 0 | 0 | 0 | 0 | 3.0604 | 41.1523 | 36.4728 | 22.9669 | 22.1999 | 28.6012 | 30.9376 | 41.1523 | 0 | 0 | 0 | 30.9376 | 0 | 0 | 0
2021-06-08 05:00 | 0 | 0 | 0 | 0 | 0 | 0 | 0 | 0 | 0 | 3.0604 | 41.1523 | 36.4728 | 22.9669 | 22.1999 | 28.6012 | 30.9376 | 41.1523 | 0 | 0 | 0 | 30.9376 | 0 | 0 | 0
2021-06-08 06:00 | 0 | 0 | 0 | 0 | 0 | 0 | 0 | 0 | 0 | 3.0604 | 41.1523 | 36.4728 | 22.9669 | 22.1999 | 28.6012 | 30.9376 | 41.1523 | 0 | 0 | 0 | 30.9376 | 0 | 0 | 0
2021-06-08 07:00 | 0 | 0 | 0 | 0 | 0 | 0 | 0 | 0 | 0 | 3.0604 | 41.1523 | 36.4728 | 22.9669 | 22.1999 | 28.6012 | 30.9376 | 41.1523 | 0 | 0 | 0 | 30.9376 | 0 | 0 | 0
2021-06-08 08:00 | 0 | 0 | 0 | 0 | 0 | 0 | 0 | 0 | 0 | 3.0604 | 41.1523 | 36.4728 | 22.9669 | 22.1999 | 28.6012 | 30.9376 | 41.1523 | 0 | 0 | 0 | 30.9376 | 0 | 0 | 0
2021-06-08 09:00 | 182.441 | 6489.2439 | 182.441 | 6489.244 | 0 | -7.1e-05 | 0 | 0 | 0 | 3.0604 | 41.1523 | 36.4728 | 22.9669 | 22.1999 | 28.6012 | 30.9376 | 41.1523 | 0 | 0 | 0 | 30.9376 | 0 | 0 | 0
2021-06-08 10:00 | 278.028 | 9313.938 | 278.028 | 9313.938 | 0 | 0 | 0 | 0 | 0 | 3.0604 | 41.1523 | 36.4728 | 22.9669 | 22.1999 | 28.6012 | 30.9376 | 41.1523 | 0 | 0 | 0 | 30.9376 | 0 | 0 | 0
2021-06-08 11:00 | 130.099 | 7990.2903 | 130.099 | 7990.29 | 0 | 0.000283 | 0 | 0 | 0 | 3.0604 | 41.1523 | 36.4728 | 22.9669 | 22.1999 | 28.6012 | 30.9376 | 41.1523 | 0 | 0 | 0 | 30.9376 | 0 | 0 | 0
2021-06-08 12:00 | 30.521 | 1152.6561 | 30.521 | 1152.656 | 0 | 8.6e-05 | 0 | 0 | 0 | 3.0604 | 41.1523 | 36.4728 | 22.9669 | 22.1999 | 28.6012 | 30.9376 | 41.1523 | 0 | 0 | 0 | 30.9376 | 0 | 0 | 0
2021-06-08 13:00 | 0 | 0 | 0 | 0 | 0 | 0 | 0 | 0 | 0 | 3.0604 | 41.1523 | 36.4728 | 22.9669 | 22.1999 | 28.6012 | 30.9376 | 41.1523 | 0 | 0 | 0 | 30.9376 | 0 | 0 | 0
2021-06-08 14:00 | 0 | 0 | 0 | 0 | 0 | 0 | 0 | 0 | 0 | 3.0604 | 41.1523 | 36.4728 | 22.9669 | 22.1999 | 28.6012 | 30.9376 | 41.1523 | 0 | 0 | 0 | 30.9376 | 0 | 0 | 0
2021-06-08 15:00 | 0 | 0 | 0 | 0 | 0 | 0 | 0 | 0 | 0 | 3.0604 | 41.1523 | 36.4728 | 22.9669 | 22.1999 | 28.6012 | 30.9376 | 41.1523 | 0 | 0 | 0 | 30.9376 | 0 | 0 | 0
2021-06-08 16:00 | 29.26 | 1185.3811 | 29.26 | 1185.381 | 0 | 0.00012 | 0 | 0 | 0 | 3.0604 | 41.1523 | 36.4728 | 22.9669 | 22.1999 | 28.6012 | 30.9376 | 41.1523 | 0 | 0 | 0 | 30.9376 | 0 | 0 | 0
2021-06-08 17:00 | 39.634 | 1465.3879 | 39.634 | 1465.388 | 0 | -0.000118 | 0 | 0 | 0 | 3.0604 | 41.1523 | 36.4728 | 22.9669 | 22.1999 | 28.6012 | 30.9376 | 41.1523 | 0 | 0 | 0 | 30.9376 | 0 | 0 | 0
2021-06-08 18:00 | 0 | 0 | 0 | 0 | 0 | 0 | 0 | 0 | 0 | 3.0604 | 41.1523 | 36.4728 | 22.9669 | 22.1999 | 28.6012 | 30.9376 | 41.1523 | 0 | 0 | 0 | 30.9376 | 0 | 0 | 0
2021-06-08 19:00 | 0 | 0 | 0 | 0 | 0 | 0 | 0 | 0 | 0 | 3.0604 | 41.1523 | 36.4728 | 22.9669 | 22.1999 | 28.6012 | 30.9376 | 41.1523 | 0 | 0 | 0 | 30.9376 | 0 | 0 | 0
2021-06-08 20:00 | 0 | 0 | 0 | 0 | 0 | 0 | 0 | 0 | 0 | 3.0604 | 41.1523 | 36.4728 | 22.9669 | 22.1999 | 28.6012 | 30.9376 | 41.1523 | 0 | 0 | 0 | 30.9376 | 0 | 0 | 0
2021-06-08 21:00 | 0 | 0 | 0 | 0 | 0 | 0 | 0 | 0 | 0 | 3.0604 | 41.1523 | 36.4728 | 22.9669 | 22.1999 | 28.6012 | 30.9376 | 41.1523 | 0 | 0 | 0 | 30.9376 | 0 | 0 | 0
2021-06-08 22:00 | 0 | 0 | 0 | 0 | 0 | 0 | 0 | 0 | 0 | 3.0604 | 41.1523 | 36.4728 | 22.9669 | 22.1999 | 28.6012 | 30.9376 | 41.1523 | 0 | 0 | 0 | 30.9376 | 0 | 0 | 0
2021-06-08 23:00 | 0 | 0 | 0 | 0 | 0 | 0 | 0 | 0 | 0 | 3.0604 | 41.1523 | 36.4728 | 22.9669 | 22.1999 | 28.6012 | 30.9376 | 41.1523 | 0 | 0 | 0 | 30.9376 | 0 | 0 | 0
2021-06-09 | 0 | 0 | 0 | 0 | 0 | 0 | 0 | 0 | 0 | 3.0604 | 41.1523 | 36.4728 | 22.9669 | 22.1999 | 28.6012 | 30.9376 | 41.1523 | 0 | 0 | 0 | 30.9376 | 0 | 0 | 0
2021-06-09 01:00 | 0 | 0 | 0 | 0 | 0 | 0 | 0 | 0 | 0 | 3.0502 | 41.0425 | 36.4728 | 22.9669 | 22.1999 | 28.6012 | 30.9376 | 41.0425 | 0 | 0 | 0 | 30.9376 | 0 | 0 | 0
2021-06-09 02:00 | 0 | 0 | 0 | 0 | 0 | 0 | 0 | 0 | 0 | 3.0502 | 41.0425 | 36.4728 | 22.9669 | 22.1999 | 28.6012 | 30.9376 | 41.0425 | 0 | 0 | 0 | 30.9376 | 0 | 0 | 0
2021-06-09 03:00 | 0 | 0 | 0 | 0 | 0 | 0 | 0 | 0 | 0 | 3.0502 | 41.0425 | 36.4728 | 22.9669 | 22.1999 | 28.6012 | 30.9376 | 41.0425 | 0 | 0 | 0 | 30.9376 | 0 | 0 | 0
2021-06-09 04:00 | 0 | 0 | 0 | 0 | 0 | 0 | 0 | 0 | 0 | 3.0502 | 41.0425 | 36.4728 | 22.9669 | 22.1999 | 28.6012 | 30.9376 | 41.0425 | 0 | 0 | 0 | 30.9376 | 0 | 0 | 0
2021-06-09 05:00 | 0 | 0 | 0 | 0 | 0 | 0 | 0 | 0 | 0 | 3.0502 | 41.0425 | 36.4728 | 22.9669 | 22.1999 | 28.6012 | 30.9376 | 41.0425 | 0 | 0 | 0 | 30.9376 | 0 | 0 | 0
2021-06-09 06:00 | 0 | 0 | 0 | 0 | 0 | 0 | 0 | 0 | 0 | 3.0502 | 41.0425 | 36.4728 | 22.9669 | 22.1999 | 28.6012 | 30.9376 | 41.0425 | 0 | 0 | 0 | 30.9376 | 0 | 0 | 0
2021-06-09 07:00 | 0 | 0 | 0 | 0 | 0 | 0 | 0 | 0 | 0 | 3.0502 | 41.0425 | 36.4728 | 22.9669 | 22.1999 | 28.6012 | 30.9376 | 41.0425 | 0 | 0 | 0 | 30.9376 | 0 | 0 | 0
2021-06-09 08:00 | 34.118 | 940.3603 | 34.118 | 940.36 | 0 | 0.000316 | 0 | 0 | 0 | 3.0502 | 41.0425 | 36.4728 | 22.9669 | 22.1999 | 28.6012 | 30.9376 | 41.0425 | 0 | 0 | 0 | 30.9376 | 0 | 0 | 0
2021-06-09 09:00 | 123.54 | 4622.7433 | 123.54 | 4622.743 | 0 | 0.00026 | 0 | 0 | 0 | 3.0502 | 41.0425 | 36.4728 | 22.9669 | 22.1999 | 28.6012 | 30.9376 | 41.0425 | 0 | 0 | 0 | 30.9376 | 0 | 0 | 0
2021-06-09 10:00 | 239.325 | 6886.0982 | 239.325 | 6886.098 | 0 | 0.000225 | 0 | 0 | 0 | 3.0502 | 41.0425 | 36.4728 | 22.9669 | 22.1999 | 28.6012 | 30.9376 | 41.0425 | 0 | 0 | 0 | 30.9376 | 0 | 0 | 0
2021-06-09 11:00 | 101.684 | 8550.4042 | 101.684 | 8550.404 | 0 | 0.000192 | 0 | 0 | 0 | 3.0502 | 41.0425 | 36.4728 | 22.9669 | 22.1999 | 28.6012 | 30.9376 | 41.0425 | 0 | 0 | 0 | 30.9376 | 0 | 0 | 0
2021-06-09 12:00 | 0 | 0 | 0 | 0 | 0 | 0 | 0 | 0 | 0 | 3.0502 | 41.0425 | 36.4728 | 22.9669 | 22.1999 | 28.6012 | 30.9376 | 41.0425 | 0 | 0 | 0 | 30.9376 | 0 | 0 | 0
2021-06-09 13:00 | 0 | 0 | 0 | 0 | 0 | 0 | 0 | 0 | 0 | 3.0502 | 41.0425 | 36.4728 | 22.9669 | 22.1999 | 28.6012 | 30.9376 | 41.0425 | 0 | 0 | 0 | 30.9376 | 0 | 0 | 0
2021-06-09 14:00 | 0 | 0 | 0 | 0 | 0 | 0 | 0 | 0 | 0 | 3.0502 | 41.0425 | 36.4728 | 22.9669 | 22.1999 | 28.6012 | 30.9376 | 41.0425 | 0 | 0 | 0 | 30.9376 | 0 | 0 | 0
2021-06-09 15:00 | 0 | 0 | 0 | 0 | 0 | 0 | 0 | 0 | 0 | 3.0502 | 41.0425 | 36.4728 | 22.9669 | 22.1999 | 28.6012 | 30.9376 | 41.0425 | 0 | 0 | 0 | 30.9376 | 0 | 0 | 0
2021-06-09 16:00 | 0 | 0 | 0 | 0 | 0 | 0 | 0 | 0 | 0 | 3.0502 | 41.0425 | 36.4728 | 22.9669 | 22.1999 | 28.6012 | 30.9376 | 41.0425 | 0 | 0 | 0 | 30.9376 | 0 | 0 | 0
2021-06-09 17:00 | 0 | 0 | 0 | 0 | 0 | 0 | 0 | 0 | 0 | 3.0502 | 41.0425 | 36.4728 | 22.9669 | 22.1999 | 28.6012 | 30.9376 | 41.0425 | 0 | 0 | 0 | 30.9376 | 0 | 0 | 0
2021-06-09 18:00 | 0 | 0 | 0 | 0 | 0 | 0 | 0 | 0 | 0 | 3.0502 | 41.0425 | 36.4728 | 22.9669 | 22.1999 | 28.6012 | 30.9376 | 41.0425 | 0 | 0 | 0 | 30.9376 | 0 | 0 | 0
2021-06-09 19:00 | 0 | 0 | 0 | 0 | 0 | 0 | 0 | 0 | 0 | 3.0502 | 41.0425 | 36.4728 | 22.9669 | 22.1999 | 28.6012 | 30.9376 | 41.0425 | 0 | 0 | 0 | 30.9376 | 0 | 0 | 0
2021-06-09 20:00 | 54.271 | 1976.3327 | 54.271 | 1976.333 | 0 | -0.000264 | 0 | 0 | 0 | 3.0502 | 41.0425 | 36.4728 | 22.9669 | 22.1999 | 28.6012 | 30.9376 | 41.0425 | 0 | 0 | 0 | 30.9376 | 0 | 0 | 0
2021-06-09 21:00 | 56.918 | 2039.5996 | 56.918 | 2039.6 | 0 | -0.000388 | 0 | 0 | 0 | 3.0502 | 41.0425 | 36.4728 | 22.9669 | 22.1999 | 28.6012 | 30.9376 | 41.0425 | 0 | 0 | 0 | 30.9376 | 0 | 0 | 0
2021-06-09 22:00 | 83.02 | 2644.6851 | 83.02 | 2644.685 | 0 | 0.00012 | 0 | 0 | 0 | 3.0502 | 41.0425 | 36.4728 | 22.9669 | 22.1999 | 28.6012 | 30.9376 | 41.0425 | 0 | 0 | 0 | 30.9376 | 0 | 0 | 0
2021-06-09 23:00 | 88.499 | 3262.9581 | 88.499 | 3262.958 | 0 | 0.00013 | 0 | 0 | 0 | 3.0502 | 41.0425 | 36.4728 | 22.9669 | 22.1999 | 28.6012 | 30.9376 | 41.0425 | 0 | 0 | 0 | 30.9376 | 0 | 0 | 0
2021-06-10 | 0 | 0 | 0 | 0 | 0 | 0 | 0 | 0 | 0 | 3.0502 | 41.0425 | 36.4728 | 22.9669 | 22.1999 | 28.6012 | 30.9376 | 41.0425 | 0 | 0 | 0 | 30.9376 | 0 | 0 | 0
2021-06-10 01:00 | 0 | 0 | 0 | 0 | 0 | 0 | 0 | 0 | 0 | 3.0452 | 40.9877 | 36.4728 | 22.9669 | 22.1999 | 28.6012 | 30.9376 | 40.9877 | 0 | 0 | 0 | 30.9376 | 0 | 0 | 0
2021-06-10 02:00 | 0 | 0 | 0 | 0 | 0 | 0 | 0 | 0 | 0 | 3.0452 | 40.9877 | 36.4728 | 22.9669 | 22.1999 | 28.6012 | 30.9376 | 40.9877 | 0 | 0 | 0 | 30.9376 | 0 | 0 | 0
2021-06-10 03:00 | 0 | 0 | 0 | 0 | 0 | 0 | 0 | 0 | 0 | 3.0452 | 40.9877 | 36.4728 | 22.9669 | 22.1999 | 28.6012 | 30.9376 | 40.9877 | 0 | 0 | 0 | 30.9376 | 0 | 0 | 0
2021-06-10 04:00 | 0 | 0 | 0 | 0 | 0 | 0 | 0 | 0 | 0 | 3.0452 | 40.9877 | 36.4728 | 22.9669 | 22.1999 | 28.6012 | 30.9376 | 40.9877 | 0 | 0 | 0 | 30.9376 | 0 | 0 | 0
2021-06-10 05:00 | 0 | 0 | 0 | 0 | 0 | 0 | 0 | 0 | 0 | 3.0452 | 40.9877 | 36.4728 | 22.9669 | 22.1999 | 28.6012 | 30.9376 | 40.9877 | 0 | 0 | 0 | 30.9376 | 0 | 0 | 0
2021-06-10 06:00 | 0 | 0 | 0 | 0 | 0 | 0 | 0 | 0 | 0 | 3.0452 | 40.9877 | 36.4728 | 22.9669 | 22.1999 | 28.6012 | 30.9376 | 40.9877 | 0 | 0 | 0 | 30.9376 | 0 | 0 | 0
2021-06-10 07:00 | 0 | 0 | 0 | 0 | 0 | 0 | 0 | 0 | 0 | 3.0452 | 40.9877 | 36.4728 | 22.9669 | 22.1999 | 28.6012 | 30.9376 | 40.9877 | 0 | 0 | 0 | 30.9376 | 0 | 0 | 0
2021-06-10 08:00 | 108.282 | 3812.6092 | 108.282 | 3812.609 | 0 | 0.00022 | 0 | 0 | 0 | 3.0452 | 40.9877 | 36.4728 | 22.9669 | 22.1999 | 28.6012 | 30.9376 | 40.9877 | 0 | 0 | 0 | 30.9376 | 0 | 0 | 0
2021-06-10 09:00 | 204.822 | 12333.3567 | 204.822 | 12333.357 | 0 | -0.00027 | 0 | 0 | 0 | 3.0452 | 40.9877 | 36.4728 | 22.9669 | 22.1999 | 28.6012 | 30.9376 | 40.9877 | 0 | 0 | 0 | 30.9376 | 0 | 0 | 0
2021-06-10 10:00 | 275.815 | 16247.71 | 275.815 | 16247.71 | 0 | 2e-05 | 0 | 0 | 0 | 3.0452 | 40.9877 | 36.4728 | 22.9669 | 22.1999 | 28.6012 | 30.9376 | 40.9877 | 0 | 0 | 0 | 30.9376 | 0 | 0 | 0
2021-06-10 11:00 | 114.87 | 4892.7728 | 114.87 | 4892.773 | 0 | -0.00022 | 0 | 0 | 0 | 3.0452 | 40.9877 | 36.4728 | 22.9669 | 22.1999 | 28.6012 | 30.9376 | 40.9877 | 0 | 0 | 0 | 30.9376 | 0 | 0 | 0
2021-06-10 12:00 | 46.543 | 2332.7817 | 46.543 | 2332.782 | 0 | -0.000297 | 0 | 0 | 0 | 3.0452 | 40.9877 | 36.4728 | 22.9669 | 22.1999 | 28.6012 | 30.9376 | 40.9877 | 0 | 0 | 0 | 30.9376 | 0 | 0 | 0
2021-06-10 13:00 | 30.968 | 1847.3651 | 30.968 | 1847.365 | 0 | 7.2e-05 | 0 | 0 | 0 | 3.0452 | 40.9877 | 36.4728 | 22.9669 | 22.1999 | 28.6012 | 30.9376 | 40.9877 | 0 | 0 | 0 | 30.9376 | 0 | 0 | 0
2021-06-10 14:00 | 11.404 | 448.5307 | 11.404 | 448.531 | 0 | -0.000276 | 0 | 0 | 0 | 3.0452 | 40.9877 | 36.4728 | 22.9669 | 22.1999 | 28.6012 | 30.9376 | 40.9877 | 0 | 0 | 0 | 30.9376 | 0 | 0 | 0
2021-06-10 15:00 | 20.12 | 1576.6636 | 20.12 | 1576.664 | 0 | -0.00044 | 0 | 0 | 0 | 3.0452 | 40.9877 | 36.4728 | 22.9669 | 22.1999 | 28.6012 | 30.9376 | 40.9877 | 0 | 0 | 0 | 30.9376 | 0 | 0 | 0
2021-06-10 16:00 | 0 | 0 | 0 | 0 | 0 | 0 | 0 | 0 | 0 | 3.0452 | 40.9877 | 36.4728 | 22.9669 | 22.1999 | 28.6012 | 30.9376 | 40.9877 | 0 | 0 | 0 | 30.9376 | 0 | 0 | 0
2021-06-10 17:00 | 71.151 | 6635.0442 | 71.151 | 6635.044 | 0 | 0.000203 | 0 | 0 | 0 | 3.0452 | 40.9877 | 36.4728 | 22.9669 | 22.1999 | 28.6012 | 30.9376 | 40.9877 | 0 | 0 | 0 | 30.9376 | 0 | 0 | 0
2021-06-10 18:00 | 170.423 | 7449.871 | 170.423 | 7449.871 | 0 | 2.2e-05 | 0 | 0 | 0 | 3.0452 | 40.9877 | 36.4728 | 22.9669 | 22.1999 | 28.6012 | 30.9376 | 40.9877 | 0 | 0 | 0 | 30.9376 | 0 | 0 | 0
2021-06-10 19:00 | 247.264 | 10054.2488 | 247.264 | 10054.249 | 0 | -0.000232 | 0 | 0 | 0 | 3.0452 | 40.9877 | 36.4728 | 22.9669 | 22.1999 | 28.6012 | 30.9376 | 40.9877 | 0 | 0 | 0 | 30.9376 | 0 | 0 | 0
2021-06-10 20:00 | 221.445 | 7012.9417 | 221.445 | 7012.942 | 0 | -0.000295 | 0 | 0 | 0 | 3.0452 | 40.9877 | 36.4728 | 22.9669 | 22.1999 | 28.6012 | 30.9376 | 40.9877 | 0 | 0 | 0 | 30.9376 | 0 | 0 | 0
2021-06-10 21:00 | 119.439 | 3616.9712 | 119.439 | 3616.971 | 0 | 0.000237 | 0 | 0 | 0 | 3.0452 | 40.9877 | 36.4728 | 22.9669 | 22.1999 | 28.6012 | 30.9376 | 40.9877 | 0 | 0 | 0 | 30.9376 | 0 | 0 | 0
2021-06-10 22:00 | 142.199 | 3679.5413 | 141.832 | 3670.046 | 0.367 | 9.4953 | 0 | 0.367 | 25.8728 | 3.0452 | 40.9877 | 36.4728 | 22.9669 | 22.1999 | 28.6012 | 30.9376 | 40.9877 | 0 | 0.367 | 0 | 30.9376 | 0 | 0 | 0
2021-06-10 23:00 | 0 | 0 | 0 | 0 | 0 | 0 | 0 | 0 | 0 | 3.0452 | 40.9877 | 36.4728 | 22.9669 | 22.1999 | 28.6012 | 30.9376 | 40.9877 | 0 | 0 | 0 | 30.9376 | 0 | 0 | 0
2021-06-11 | 0 | 0 | 0 | 0 | 0 | 0 | 0 | 0 | 0 | 3.0452 | 40.9877 | 36.4728 | 22.9669 | 22.1999 | 28.6012 | 30.9376 | 40.9877 | 0 | 0 | 0 | 30.9376 | 0 | 0 | 0
2021-06-11 01:00 | 0 | 0 | 0 | 0 | 0 | 0 | 0 | 0 | 0 | 3.0807 | 41.3718 | 36.4728 | 22.9669 | 22.1999 | 28.6012 | 30.9376 | 41.3718 | 0 | 0 | 0 | 30.9376 | 0 | 0 | 0
2021-06-11 02:00 | 0 | 0 | 0 | 0 | 0 | 0 | 0 | 0 | 0 | 3.0807 | 41.3718 | 36.4728 | 22.9669 | 22.1999 | 28.6012 | 30.9376 | 41.3718 | 0 | 0 | 0 | 30.9376 | 0 | 0 | 0
2021-06-11 03:00 | 0 | 0 | 0 | 0 | 0 | 0 | 0 | 0 | 0 | 3.0807 | 41.3718 | 36.4728 | 22.9669 | 22.1999 | 28.6012 | 30.9376 | 41.3718 | 0 | 0 | 0 | 30.9376 | 0 | 0 | 0
2021-06-11 04:00 | 0 | 0 | 0 | 0 | 0 | 0 | 0 | 0 | 0 | 3.0807 | 41.3718 | 36.4728 | 22.9669 | 22.1999 | 28.6012 | 30.9376 | 41.3718 | 0 | 0 | 0 | 30.9376 | 0 | 0 | 0
2021-06-11 05:00 | 0 | 0 | 0 | 0 | 0 | 0 | 0 | 0 | 0 | 3.0807 | 41.3718 | 36.4728 | 22.9669 | 22.1999 | 28.6012 | 30.9376 | 41.3718 | 0 | 0 | 0 | 30.9376 | 0 | 0 | 0
2021-06-11 06:00 | 0 | 0 | 0 | 0 | 0 | 0 | 0 | 0 | 0 | 3.0807 | 41.3718 | 36.4728 | 22.9669 | 22.1999 | 28.6012 | 30.9376 | 41.3718 | 0 | 0 | 0 | 30.9376 | 0 | 0 | 0
2021-06-11 07:00 | 0 | 0 | 0 | 0 | 0 | 0 | 0 | 0 | 0 | 3.0807 | 41.3718 | 36.4728 | 22.9669 | 22.1999 | 28.6012 | 30.9376 | 41.3718 | 0 | 0 | 0 | 30.9376 | 0 | 0 | 0
2021-06-11 08:00 | 239.595 | 6096.4948 | 239.595 | 6096.495 | 0 | -0.000225 | 0 | 0 | 0 | 3.0807 | 41.3718 | 36.4728 | 22.9669 | 22.1999 | 28.6012 | 30.9376 | 41.3718 | 0 | 0 | 0 | 30.9376 | 0 | 0 | 0
2021-06-11 09:00 | 421.102 | 16929.1426 | 421.102 | 16929.143 | 0 | -0.000396 | 0 | 0 | 0 | 3.0807 | 41.3718 | 36.4728 | 22.9669 | 22.1999 | 28.6012 | 30.9376 | 41.3718 | 0 | 0 | 0 | 30.9376 | 0 | 0 | 0
2021-06-11 10:00 | 164.858 | 5194.3459 | 164.858 | 5194.346 | 0 | -0.000136 | 0 | 0 | 0 | 3.0807 | 41.3718 | 36.4728 | 22.9669 | 22.1999 | 28.6012 | 30.9376 | 41.3718 | 0 | 0 | 0 | 30.9376 | 0 | 0 | 0
2021-06-11 11:00 | 56.079 | 2237.3839 | 56.079 | 2237.384 | 0 | -0.000137 | 0 | 0 | 0 | 3.0807 | 41.3718 | 36.4728 | 22.9669 | 22.1999 | 28.6012 | 30.9376 | 41.3718 | 0 | 0 | 0 | 30.9376 | 0 | 0 | 0
2021-06-11 12:00 | 52.219 | 1498.9986 | 52.219 | 1498.999 | 0 | -0.000386 | 0 | 0 | 0 | 3.0807 | 41.3718 | 36.4728 | 22.9669 | 22.1999 | 28.6012 | 30.9376 | 41.3718 | 0 | 0 | 0 | 30.9376 | 0 | 0 | 0
2021-06-11 13:00 | 0 | 0 | 0 | 0 | 0 | 0 | 0 | 0 | 0 | 3.0807 | 41.3718 | 36.4728 | 22.9669 | 22.1999 | 28.6012 | 30.9376 | 41.3718 | 0 | 0 | 0 | 30.9376 | 0 | 0 | 0
2021-06-11 14:00 | 0 | 0 | 0 | 0 | 0 | 0 | 0 | 0 | 0 | 3.0807 | 41.3718 | 36.4728 | 22.9669 | 22.1999 | 28.6012 | 30.9376 | 41.3718 | 0 | 0 | 0 | 30.9376 | 0 | 0 | 0
2021-06-11 15:00 | 12.451 | 443.405 | 12.451 | 443.405 | 0 | 1.2e-05 | 0 | 0 | 0 | 3.0807 | 41.3718 | 36.4728 | 22.9669 | 22.1999 | 28.6012 | 30.9376 | 41.3718 | 0 | 0 | 0 | 30.9376 | 0 | 0 | 0
2021-06-11 16:00 | 0 | 0 | 0 | 0 | 0 | 0 | 0 | 0 | 0 | 3.0807 | 41.3718 | 36.4728 | 22.9669 | 22.1999 | 28.6012 | 30.9376 | 41.3718 | 0 | 0 | 0 | 30.9376 | 0 | 0 | 0
2021-06-11 17:00 | 30.434 | 1036.4299 | 30.434 | 1036.43 | 0 | -0.00013 | 0 | 0 | 0 | 3.0807 | 41.3718 | 36.4728 | 22.9669 | 22.1999 | 28.6012 | 30.9376 | 41.3718 | 0 | 0 | 0 | 30.9376 | 0 | 0 | 0
2021-06-11 18:00 | 19.393 | 716.0865 | 19.393 | 716.087 | 0 | -0.000475 | 0 | 0 | 0 | 3.0807 | 41.3718 | 36.4728 | 22.9669 | 22.1999 | 28.6012 | 30.9376 | 41.3718 | 0 | 0 | 0 | 30.9376 | 0 | 0 | 0
2021-06-11 19:00 | 132.26 | 4436.2649 | 132.26 | 4436.265 | 0 | -8e-05 | 0 | 0 | 0 | 3.0807 | 41.3718 | 36.4728 | 22.9669 | 22.1999 | 28.6012 | 30.9376 | 41.3718 | 0 | 0 | 0 | 30.9376 | 0 | 0 | 0
2021-06-11 20:00 | 139.719 | 3965.7841 | 139.719 | 3965.784 | 0 | 9.6e-05 | 0 | 0 | 0 | 3.0807 | 41.3718 | 36.4728 | 22.9669 | 22.1999 | 28.6012 | 30.9376 | 41.3718 | 0 | 0 | 0 | 30.9376 | 0 | 0 | 0
2021-06-11 21:00 | 80.595 | 2351.4397 | 80.595 | 2351.44 | 0 | -0.00028 | 0 | 0 | 0 | 3.0807 | 41.3718 | 36.4728 | 22.9669 | 22.1999 | 28.6012 | 30.9376 | 41.3718 | 0 | 0 | 0 | 30.9376 | 0 | 0 | 0
2021-06-11 22:00 | 59.856 | 1793.166 | 59.856 | 1793.166 | 0 | 4.8e-05 | 0 | 0 | 0 | 3.0807 | 41.3718 | 36.4728 | 22.9669 | 22.1999 | 28.6012 | 30.9376 | 41.3718 | 0 | 0 | 0 | 30.9376 | 0 | 0 | 0
2021-06-11 23:00 | 37.979 | 1115.3673 | 37.979 | 1115.367 | 0 | 0.000272 | 0 | 0 | 0 | 3.0807 | 41.3718 | 36.4728 | 22.9669 | 22.1999 | 28.6012 | 30.9376 | 41.3718 | 0 | 0 | 0 | 30.9376 | 0 | 0 | 0
2021-06-12 | 0 | 0 | 0 | 0 | 0 | 0 | 0 | 0 | 0 | 3.0807 | 41.3718 | 36.4728 | 22.9669 | 22.1999 | 28.6012 | 30.9376 | 41.3718 | 0 | 0 | 0 | 30.9376 | 0 | 0 | 0
2021-06-12 01:00 | 0 | 0 | 0 | 0 | 0 | 0 | 0 | 0 | 0 | 3.1722 | 42.3597 | 36.4728 | 22.9669 | 22.1999 | 28.6012 | 30.9376 | 42.3597 | 0 | 0 | 0 | 30.9376 | 0 | 0 | 0
2021-06-12 02:00 | 0 | 0 | 0 | 0 | 0 | 0 | 0 | 0 | 0 | 3.1722 | 42.3597 | 36.4728 | 22.9669 | 22.1999 | 28.6012 | 30.9376 | 42.3597 | 0 | 0 | 0 | 30.9376 | 0 | 0 | 0
2021-06-12 03:00 | 0 | 0 | 0 | 0 | 0 | 0 | 0 | 0 | 0 | 3.1722 | 42.3597 | 36.4728 | 22.9669 | 22.1999 | 28.6012 | 30.9376 | 42.3597 | 0 | 0 | 0 | 30.9376 | 0 | 0 | 0
2021-06-12 04:00 | 0 | 0 | 0 | 0 | 0 | 0 | 0 | 0 | 0 | 3.1722 | 42.3597 | 36.4728 | 22.9669 | 22.1999 | 28.6012 | 30.9376 | 42.3597 | 0 | 0 | 0 | 30.9376 | 0 | 0 | 0
2021-06-12 05:00 | 0 | 0 | 0 | 0 | 0 | 0 | 0 | 0 | 0 | 3.1722 | 42.3597 | 36.4728 | 22.9669 | 22.1999 | 28.6012 | 30.9376 | 42.3597 | 0 | 0 | 0 | 30.9376 | 0 | 0 | 0
2021-06-12 06:00 | 0 | 0 | 0 | 0 | 0 | 0 | 0 | 0 | 0 | 3.1722 | 42.3597 | 36.4728 | 22.9669 | 22.1999 | 28.6012 | 30.9376 | 42.3597 | 0 | 0 | 0 | 30.9376 | 0 | 0 | 0
2021-06-12 07:00 | 0 | 0 | 0 | 0 | 0 | 0 | 0 | 0 | 0 | 3.1722 | 42.3597 | 36.4728 | 22.9669 | 22.1999 | 28.6012 | 30.9376 | 42.3597 | 0 | 0 | 0 | 30.9376 | 0 | 0 | 0
2021-06-12 08:00 | 0 | 0 | 0 | 0 | 0 | 0 | 0 | 0 | 0 | 3.1722 | 42.3597 | 36.4728 | 22.9669 | 22.1999 | 28.6012 | 30.9376 | 42.3597 | 0 | 0 | 0 | 30.9376 | 0 | 0 | 0
2021-06-12 09:00 | 0 | 0 | 0 | 0 | 0 | 0 | 0 | 0 | 0 | 3.1722 | 42.3597 | 36.4728 | 22.9669 | 22.1999 | 28.6012 | 30.9376 | 42.3597 | 0 | 0 | 0 | 30.9376 | 0 | 0 | 0
2021-06-12 10:00 | 38.404 | 925.6132 | 0 | 0 | 38.404 | 925.6132 | 0 | 38.404 | 24.102 | 3.1722 | 42.3597 | 36.4728 | 22.9669 | 22.1999 | 28.6012 | 30.9376 | 42.3597 | 0 | 38.404 | 0 | 30.9376 | 0 | 0 | 0
2021-06-12 11:00 | 219.009 | 14696.818 | 219.009 | 14696.818 | 0 | -4.6e-05 | 0 | 0 | 0 | 3.1722 | 42.3597 | 36.4728 | 22.9669 | 22.1999 | 28.6012 | 30.9376 | 42.3597 | 0 | 0 | 0 | 30.9376 | 0 | 0 | 0
2021-06-12 12:00 | 310.111 | 16016.923 | 310.111 | 16016.923 | 0 | 3.9e-05 | 0 | 0 | 0 | 3.1722 | 42.3597 | 36.4728 | 22.9669 | 22.1999 | 28.6012 | 30.9376 | 42.3597 | 0 | 0 | 0 | 30.9376 | 0 | 0 | 0
2021-06-12 13:00 | 78.162 | 2723.0859 | 78.162 | 2723.086 | 0 | -8.2e-05 | 0 | 0 | 0 | 3.1722 | 42.3597 | 36.4728 | 22.9669 | 22.1999 | 28.6012 | 30.9376 | 42.3597 | 0 | 0 | 0 | 30.9376 | 0 | 0 | 0
2021-06-12 14:00 | 0 | 0 | 0 | 0 | 0 | 0 | 0 | 0 | 0 | 3.1722 | 42.3597 | 36.4728 | 22.9669 | 22.1999 | 28.6012 | 30.9376 | 42.3597 | 0 | 0 | 0 | 30.9376 | 0 | 0 | 0
2021-06-12 15:00 | 0 | 0 | 0 | 0 | 0 | 0 | 0 | 0 | 0 | 3.1722 | 42.3597 | 36.4728 | 22.9669 | 22.1999 | 28.6012 | 30.9376 | 42.3597 | 0 | 0 | 0 | 30.9376 | 0 | 0 | 0
2021-06-12 16:00 | 0 | 0 | 0 | 0 | 0 | 0 | 0 | 0 | 0 | 3.1722 | 42.3597 | 36.4728 | 22.9669 | 22.1999 | 28.6012 | 30.9376 | 42.3597 | 0 | 0 | 0 | 30.9376 | 0 | 0 | 0
2021-06-12 17:00 | 0 | 0 | 0 | 0 | 0 | 0 | 0 | 0 | 0 | 3.1722 | 42.3597 | 36.4728 | 22.9669 | 22.1999 | 28.6012 | 30.9376 | 42.3597 | 0 | 0 | 0 | 30.9376 | 0 | 0 | 0
2021-06-12 18:00 | 130.756 | 7237.3446 | 130.756 | 7237.345 | 0 | -0.0004 | 0 | 0 | 0 | 3.1722 | 42.3597 | 36.4728 | 22.9669 | 22.1999 | 28.6012 | 30.9376 | 42.3597 | 0 | 0 | 0 | 30.9376 | 0 | 0 | 0
2021-06-12 19:00 | 217.57 | 12139.3181 | 217.57 | 12139.318 | 0 | 0.00015 | 0 | 0 | 0 | 3.1722 | 42.3597 | 36.4728 | 22.9669 | 22.1999 | 28.6012 | 30.9376 | 42.3597 | 0 | 0 | 0 | 30.9376 | 0 | 0 | 0
2021-06-12 20:00 | 249.955 | 7802.5953 | 249.955 | 7802.595 | 0 | 0.00028 | 0 | 0 | 0 | 3.1722 | 42.3597 | 36.4728 | 22.9669 | 22.1999 | 28.6012 | 30.9376 | 42.3597 | 0 | 0 | 0 | 30.9376 | 0 | 0 | 0
2021-06-12 21:00 | 194.854 | 5586.4642 | 194.854 | 5586.464 | 0 | 0.00018 | 0 | 0 | 0 | 3.1722 | 42.3597 | 36.4728 | 22.9669 | 22.1999 | 28.6012 | 30.9376 | 42.3597 | 0 | 0 | 0 | 30.9376 | 0 | 0 | 0
2021-06-12 22:00 | 190.989 | 7773.0613 | 190.989 | 7773.061 | 0 | 0.000311 | 0 | 0 | 0 | 3.1722 | 42.3597 | 36.4728 | 22.9669 | 22.1999 | 28.6012 | 30.9376 | 42.3597 | 0 | 0 | 0 | 30.9376 | 0 | 0 | 0
2021-06-12 23:00 | 0 | 0 | 0 | 0 | 0 | 0 | 0 | 0 | 0 | 3.1722 | 42.3597 | 36.4728 | 22.9669 | 22.1999 | 28.6012 | 30.9376 | 42.3597 | 0 | 0 | 0 | 30.9376 | 0 | 0 | 0
2021-06-13 | 0 | 0 | 0 | 0 | 0 | 0 | 0 | 0 | 0 | 3.1722 | 42.3597 | 36.4728 | 22.9669 | 22.1999 | 28.6012 | 30.9376 | 42.3597 | 0 | 0 | 0 | 30.9376 | 0 | 0 | 0
2021-06-13 01:00 | 0 | 0 | 0 | 0 | 0 | 0 | 0 | 0 | 0 | 3.1722 | 42.3597 | 36.4728 | 22.9669 | 22.1999 | 28.6012 | 30.9376 | 42.3597 | 0 | 0 | 0 | 30.9376 | 0 | 0 | 0
2021-06-13 02:00 | 0 | 0 | 0 | 0 | 0 | 0 | 0 | 0 | 0 | 3.1722 | 42.3597 | 36.4728 | 22.9669 | 22.1999 | 28.6012 | 30.9376 | 42.3597 | 0 | 0 | 0 | 30.9376 | 0 | 0 | 0
2021-06-13 03:00 | 0 | 0 | 0 | 0 | 0 | 0 | 0 | 0 | 0 | 3.1722 | 42.3597 | 36.4728 | 22.9669 | 22.1999 | 28.6012 | 30.9376 | 42.3597 | 0 | 0 | 0 | 30.9376 | 0 | 0 | 0
2021-06-13 04:00 | 0 | 0 | 0 | 0 | 0 | 0 | 0 | 0 | 0 | 3.1722 | 42.3597 | 36.4728 | 22.9669 | 22.1999 | 28.6012 | 30.9376 | 42.3597 | 0 | 0 | 0 | 30.9376 | 0 | 0 | 0
2021-06-13 05:00 | 0 | 0 | 0 | 0 | 0 | 0 | 0 | 0 | 0 | 3.1722 | 42.3597 | 36.4728 | 22.9669 | 22.1999 | 28.6012 | 30.9376 | 42.3597 | 0 | 0 | 0 | 30.9376 | 0 | 0 | 0
2021-06-13 06:00 | 0 | 0 | 0 | 0 | 0 | 0 | 0 | 0 | 0 | 3.1722 | 42.3597 | 36.4728 | 22.9669 | 22.1999 | 28.6012 | 30.9376 | 42.3597 | 0 | 0 | 0 | 30.9376 | 0 | 0 | 0
2021-06-13 07:00 | 0 | 0 | 0 | 0 | 0 | 0 | 0 | 0 | 0 | 3.1722 | 42.3597 | 36.4728 | 22.9669 | 22.1999 | 28.6012 | 30.9376 | 42.3597 | 0 | 0 | 0 | 30.9376 | 0 | 0 | 0
2021-06-13 08:00 | 0 | 0 | 0 | 0 | 0 | 0 | 0 | 0 | 0 | 3.1722 | 42.3597 | 36.4728 | 22.9669 | 22.1999 | 28.6012 | 30.9376 | 42.3597 | 0 | 0 | 0 | 30.9376 | 0 | 0 | 0
2021-06-13 09:00 | 0 | 0 | 0 | 0 | 0 | 0 | 0 | 0 | 0 | 3.1722 | 42.3597 | 36.4728 | 22.9669 | 22.1999 | 28.6012 | 30.9376 | 42.3597 | 0 | 0 | 0 | 30.9376 | 0 | 0 | 0
2021-06-13 10:00 | 0 | 0 | 0 | 0 | 0 | 0 | 0 | 0 | 0 | 3.1722 | 42.3597 | 36.4728 | 22.9669 | 22.1999 | 28.6012 | 30.9376 | 42.3597 | 0 | 0 | 0 | 30.9376 | 0 | 0 | 0
2021-06-13 11:00 | 34.546 | 800.7417 | 0 | 0 | 34.546 | 800.7417 | 0 | 34.546 | 23.179 | 3.1722 | 42.3597 | 36.4728 | 22.9669 | 22.1999 | 28.6012 | 30.9376 | 42.3597 | 0 | 34.546 | 0 | 30.9376 | 0 | 0 | 0
2021-06-13 12:00 | 312.048 | 13502.317 | 312.048 | 13502.317 | 0 | -4e-05 | 0 | 0 | 0 | 3.1722 | 42.3597 | 36.4728 | 22.9669 | 22.1999 | 28.6012 | 30.9376 | 42.3597 | 0 | 0 | 0 | 30.9376 | 0 | 0 | 0
2021-06-13 13:00 | 465.163 | 12704.5319 | 465.163 | 12704.532 | 0 | -0.000144 | 0 | 0 | 0 | 3.1722 | 42.3597 | 36.4728 | 22.9669 | 22.1999 | 28.6012 | 30.9376 | 42.3597 | 0 | 0 | 0 | 30.9376 | 0 | 0 | 0
2021-06-13 14:00 | 522.445 | 14646.7456 | 511.494 | 14339.735 | 10.951 | 307.0106 | 0 | 10.951 | 28.0349 | 3.1722 | 42.3597 | 36.4728 | 22.9669 | 22.1999 | 28.6012 | 30.9376 | 42.3597 | 0 | 10.951 | 0 | 30.9376 | 0 | 0 | 0
2021-06-13 15:00 | 386.637 | 10958.0659 | 386.637 | 10958.066 | 0 | -0.000146 | 0 | 0 | 0 | 3.1722 | 42.3597 | 36.4728 | 22.9669 | 22.1999 | 28.6012 | 30.9376 | 42.3597 | 0 | 0 | 0 | 30.9376 | 0 | 0 | 0
2021-06-13 16:00 | 293.647 | 8294.9405 | 293.647 | 8294.94 | 0 | 0.000456 | 0 | 0 | 0 | 3.1722 | 42.3597 | 36.4728 | 22.9669 | 22.1999 | 28.6012 | 30.9376 | 42.3597 | 0 | 0 | 0 | 30.9376 | 0 | 0 | 0
2021-06-13 17:00 | 197.43 | 5669.5973 | 197.43 | 5669.597 | 0 | 0.00031 | 0 | 0 | 0 | 3.1722 | 42.3597 | 36.4728 | 22.9669 | 22.1999 | 28.6012 | 30.9376 | 42.3597 | 0 | 0 | 0 | 30.9376 | 0 | 0 | 0
2021-06-13 18:00 | 0 | 0 | 0 | 0 | 0 | 0 | 0 | 0 | 0 | 3.1722 | 42.3597 | 36.4728 | 22.9669 | 22.1999 | 28.6012 | 30.9376 | 42.3597 | 0 | 0 | 0 | 30.9376 | 0 | 0 | 0
2021-06-13 19:00 | 0 | 0 | 0 | 0 | 0 | 0 | 0 | 0 | 0 | 3.1722 | 42.3597 | 36.4728 | 22.9669 | 22.1999 | 28.6012 | 30.9376 | 42.3597 | 0 | 0 | 0 | 30.9376 | 0 | 0 | 0
2021-06-13 20:00 | 0 | 0 | 0 | 0 | 0 | 0 | 0 | 0 | 0 | 3.1722 | 42.3597 | 36.4728 | 22.9669 | 22.1999 | 28.6012 | 30.9376 | 42.3597 | 0 | 0 | 0 | 30.9376 | 0 | 0 | 0
2021-06-13 21:00 | 5.274 | 163.4096 | 5.274 | 163.41 | 0 | -0.000384 | 0 | 0 | 0 | 3.1722 | 42.3597 | 36.4728 | 22.9669 | 22.1999 | 28.6012 | 30.9376 | 42.3597 | 0 | 0 | 0 | 30.9376 | 0 | 0 | 0
2021-06-13 22:00 | 0 | 0 | 0 | 0 | 0 | 0 | 0 | 0 | 0 | 3.1722 | 42.3597 | 36.4728 | 22.9669 | 22.1999 | 28.6012 | 30.9376 | 42.3597 | 0 | 0 | 0 | 30.9376 | 0 | 0 | 0
2021-06-13 23:00 | 0 | 0 | 0 | 0 | 0 | 0 | 0 | 0 | 0 | 3.1722 | 42.3597 | 36.4728 | 22.9669 | 22.1999 | 28.6012 | 30.9376 | 42.3597 | 0 | 0 | 0 | 30.9376 | 0 | 0 | 0
2021-06-14 | 0 | 0 | 0 | 0 | 0 | 0 | 0 | 0 | 0 | 3.1722 | 42.3597 | 36.4728 | 22.9669 | 22.1999 | 28.6012 | 30.9376 | 42.3597 | 0 | 0 | 0 | 30.9376 | 0 | 0 | 0
2021-06-14 01:00 | 0 | 0 | 0 | 0 | 0 | 0 | 0 | 0 | 0 | 3.1722 | 42.3597 | 36.4728 | 22.9669 | 22.1999 | 28.6012 | 30.9376 | 42.3597 | 0 | 0 | 0 | 30.9376 | 0 | 0 | 0
2021-06-14 02:00 | 0 | 0 | 0 | 0 | 0 | 0 | 0 | 0 | 0 | 3.1722 | 42.3597 | 36.4728 | 22.9669 | 22.1999 | 28.6012 | 30.9376 | 42.3597 | 0 | 0 | 0 | 30.9376 | 0 | 0 | 0
2021-06-14 03:00 | 0 | 0 | 0 | 0 | 0 | 0 | 0 | 0 | 0 | 3.1722 | 42.3597 | 36.4728 | 22.9669 | 22.1999 | 28.6012 | 30.9376 | 42.3597 | 0 | 0 | 0 | 30.9376 | 0 | 0 | 0
2021-06-14 04:00 | 10.524 | 163.2272 | 0 | 0 | 10.524 | 163.2272 | 0 | 10.524 | 15.51 | 3.1722 | 42.3597 | 36.4728 | 22.9669 | 22.1999 | 28.6012 | 30.9376 | 42.3597 | 0 | 10.524 | 0 | 30.9376 | 0 | 0 | 0
2021-06-14 05:00 | 0 | 0 | 0 | 0 | 0 | 0 | 0 | 0 | 0 | 3.1722 | 42.3597 | 36.4728 | 22.9669 | 22.1999 | 28.6012 | 30.9376 | 42.3597 | 0 | 0 | 0 | 30.9376 | 0 | 0 | 0
2021-06-14 06:00 | 0 | 0 | 0 | 0 | 0 | 0 | 0 | 0 | 0 | 3.1722 | 42.3597 | 36.4728 | 22.9669 | 22.1999 | 28.6012 | 30.9376 | 42.3597 | 0 | 0 | 0 | 30.9376 | 0 | 0 | 0
2021-06-14 07:00 | 0 | 0 | 0 | 0 | 0 | 0 | 0 | 0 | 0 | 3.1722 | 42.3597 | 36.4728 | 22.9669 | 22.1999 | 28.6012 | 30.9376 | 42.3597 | 0 | 0 | 0 | 30.9376 | 0 | 0 | 0
2021-06-14 08:00 | 0 | 0 | 0 | 0 | 0 | 0 | 0 | 0 | 0 | 3.1722 | 42.3597 | 36.4728 | 22.9669 | 22.1999 | 28.6012 | 30.9376 | 42.3597 | 0 | 0 | 0 | 30.9376 | 0 | 0 | 0
2021-06-14 09:00 | 0 | 0 | 0 | 0 | 0 | 0 | 0 | 0 | 0 | 3.1722 | 42.3597 | 36.4728 | 22.9669 | 22.1999 | 28.6012 | 30.9376 | 42.3597 | 0 | 0 | 0 | 30.9376 | 0 | 0 | 0
2021-06-14 10:00 | 272.141 | 6241.2817 | 267.156 | 6126.965 | 4.985 | 114.3167 | 0 | 4.985 | 22.9321 | 3.1722 | 42.3597 | 36.4728 | 22.9669 | 22.1999 | 28.6012 | 30.9376 | 42.3597 | 0 | 4.985 | 0 | 30.9376 | 0 | 0 | 0
2021-06-14 11:00 | 552.502 | 14913.134 | 543.385 | 14667.043 | 9.117 | 246.091 | 0 | 9.117 | 26.9925 | 3.1722 | 42.3597 | 36.4728 | 22.9669 | 22.1999 | 28.6012 | 30.9376 | 42.3597 | 0 | 9.117 | 0 | 30.9376 | 0 | 0 | 0
2021-06-14 12:00 | 664.339 | 18169.0073 | 664.339 | 18169.007 | 0 | 0.000311 | 0 | 0 | 0 | 3.1722 | 42.3597 | 36.4728 | 22.9669 | 22.1999 | 28.6012 | 30.9376 | 42.3597 | 0 | 0 | 0 | 30.9376 | 0 | 0 | 0
2021-06-14 13:00 | 388.073 | 23011.9528 | 388.073 | 23011.953 | 0 | -0.000246 | 0 | 0 | 0 | 3.1722 | 42.3597 | 36.4728 | 22.9669 | 22.1999 | 28.6012 | 30.9376 | 42.3597 | 0 | 0 | 0 | 30.9376 | 0 | 0 | 0
2021-06-14 14:00 | 139.221 | 4385.0438 | 139.221 | 4385.044 | 0 | -0.000163 | 0 | 0 | 0 | 3.1722 | 42.3597 | 36.4728 | 22.9669 | 22.1999 | 28.6012 | 30.9376 | 42.3597 | 0 | 0 | 0 | 30.9376 | 0 | 0 | 0
2021-06-14 15:00 | 47.884 | 2439.6898 | 47.884 | 2439.69 | 0 | -0.0002 | 0 | 0 | 0 | 3.1722 | 42.3597 | 36.4728 | 22.9669 | 22.1999 | 28.6012 | 30.9376 | 42.3597 | 0 | 0 | 0 | 30.9376 | 0 | 0 | 0
2021-06-14 16:00 | 70.267 | 5142.4904 | 70.267 | 5142.49 | 0 | 0.000395 | 0 | 0 | 0 | 3.1722 | 42.3597 | 36.4728 | 22.9669 | 22.1999 | 28.6012 | 30.9376 | 42.3597 | 0 | 0 | 0 | 30.9376 | 0 | 0 | 0
2021-06-14 17:00 | 74.03 | 3391.0182 | 74.03 | 3391.018 | 0 | 0.00018 | 0 | 0 | 0 | 3.1722 | 42.3597 | 36.4728 | 22.9669 | 22.1999 | 28.6012 | 30.9376 | 42.3597 | 0 | 0 | 0 | 30.9376 | 0 | 0 | 0
2021-06-14 18:00 | 123.721 | 4981.8735 | 123.721 | 4981.874 | 0 | -0.000493 | 0 | 0 | 0 | 3.1722 | 42.3597 | 36.4728 | 22.9669 | 22.1999 | 28.6012 | 30.9376 | 42.3597 | 0 | 0 | 0 | 30.9376 | 0 | 0 | 0
2021-06-14 19:00 | 214.057 | 7163.4175 | 214.057 | 7163.418 | 0 | -0.000495 | 0 | 0 | 0 | 3.1722 | 42.3597 | 36.4728 | 22.9669 | 22.1999 | 28.6012 | 30.9376 | 42.3597 | 0 | 0 | 0 | 30.9376 | 0 | 0 | 0
2021-06-14 20:00 | 447.637 | 13047.2756 | 447.637 | 13047.276 | 0 | -0.000361 | 0 | 0 | 0 | 3.1722 | 42.3597 | 36.4728 | 22.9669 | 22.1999 | 28.6012 | 30.9376 | 42.3597 | 0 | 0 | 0 | 30.9376 | 0 | 0 | 0
2021-06-14 21:00 | 517.897 | 14075.9226 | 465.982 | 12664.919 | 51.915 | 1411.0036 | 0 | 51.915 | 27.1791 | 3.1722 | 42.3597 | 36.4728 | 22.9669 | 22.1999 | 28.6012 | 30.9376 | 42.3597 | 0 | 51.915 | 0 | 30.9376 | 0 | 0 | 0
2021-06-14 22:00 | 633.406 | 16696.5822 | 560.411 | 14772.429 | 72.995 | 1924.1532 | 0 | 72.995 | 26.3601 | 3.1722 | 42.3597 | 36.4728 | 22.9669 | 22.1999 | 28.6012 | 30.9376 | 42.3597 | 0 | 72.995 | 0 | 30.9376 | 0 | 0 | 0
2021-06-14 23:00 | 312.623 | 6999.0037 | 252.432 | 5651.437 | 60.191 | 1347.5667 | 0 | 60.191 | 22.3882 | 3.1722 | 42.3597 | 36.4728 | 22.9669 | 22.1999 | 28.6012 | 30.9376 | 42.3597 | 0 | 60.191 | 0 | 30.9376 | 0 | 0 | 0
2021-06-15 | 0 | 0 | 0 | 0 | 0 | 0 | 0 | 0 | 0 | 3.1722 | 42.3597 | 36.4728 | 22.9669 | 22.1999 | 28.6012 | 30.9376 | 42.3597 | 0 | 0 | 0 | 30.9376 | 0 | 0 | 0
2021-06-15 01:00 | 13 | 274.17 | 0 | 0 | 13 | 274.17 | 0 | 13 | 21.09 | 3.157 | 42.1951 | 36.4728 | 22.9669 | 22.1999 | 28.6012 | 30.9376 | 42.1951 | 0 | 13 | 0 | 30.9376 | 0 | 0 | 0
2021-06-15 02:00 | 0 | 0 | 0 | 0 | 0 | 0 | 0 | 0 | 0 | 3.157 | 42.1951 | 36.4728 | 22.9669 | 22.1999 | 28.6012 | 30.9376 | 42.1951 | 0 | 0 | 0 | 30.9376 | 0 | 0 | 0
2021-06-15 03:00 | 0 | 0 | 0 | 0 | 0 | 0 | 0 | 0 | 0 | 3.157 | 42.1951 | 36.4728 | 22.9669 | 22.1999 | 28.6012 | 30.9376 | 42.1951 | 0 | 0 | 0 | 30.9376 | 0 | 0 | 0
2021-06-15 04:00 | 0 | 0 | 0 | 0 | 0 | 0 | 0 | 0 | 0 | 3.157 | 42.1951 | 36.4728 | 22.9669 | 22.1999 | 28.6012 | 30.9376 | 42.1951 | 0 | 0 | 0 | 30.9376 | 0 | 0 | 0
2021-06-15 05:00 | 0 | 0 | 0 | 0 | 0 | 0 | 0 | 0 | 0 | 3.157 | 42.1951 | 36.4728 | 22.9669 | 22.1999 | 28.6012 | 30.9376 | 42.1951 | 0 | 0 | 0 | 30.9376 | 0 | 0 | 0
2021-06-15 06:00 | 0 | 0 | 0 | 0 | 0 | 0 | 0 | 0 | 0 | 3.157 | 42.1951 | 36.4728 | 22.9669 | 22.1999 | 28.6012 | 30.9376 | 42.1951 | 0 | 0 | 0 | 30.9376 | 0 | 0 | 0
2021-06-15 07:00 | 0 | 0 | 0 | 0 | 0 | 0 | 0 | 0 | 0 | 3.157 | 42.1951 | 36.4728 | 22.9669 | 22.1999 | 28.6012 | 30.9376 | 42.1951 | 0 | 0 | 0 | 30.9376 | 0 | 0 | 0
2021-06-15 08:00 | 0 | 0 | 0 | 0 | 0 | 0 | 0 | 0 | 0 | 3.157 | 42.1951 | 36.4728 | 22.9669 | 22.1999 | 28.6012 | 30.9376 | 42.1951 | 0 | 0 | 0 | 30.9376 | 0 | 0 | 0
2021-06-15 09:00 | 55.645 | 1223.0771 | 0 | 0 | 55.645 | 1223.0771 | 0 | 55.645 | 21.98 | 3.157 | 42.1951 | 36.4728 | 22.9669 | 22.1999 | 28.6012 | 30.9376 | 42.1951 | 0 | 55.645 | 0 | 30.9376 | 0 | 0 | 0
2021-06-15 10:00 | 189.139 | 4269.8129 | 0 | 0 | 189.139 | 4269.8129 | 0 | 189.139 | 22.575 | 3.157 | 42.1951 | 36.4728 | 22.9669 | 22.1999 | 28.6012 | 30.9376 | 42.1951 | 0 | 189.139 | 0 | 30.9376 | 0 | 0 | 0
2021-06-15 11:00 | 291.006 | 7978.5115 | 291.006 | 7978.512 | 0 | -0.000498 | 0 | 0 | 0 | 3.157 | 42.1951 | 36.4728 | 22.9669 | 22.1999 | 28.6012 | 30.9376 | 42.1951 | 0 | 0 | 0 | 30.9376 | 0 | 0 | 0
2021-06-15 12:00 | 326.422 | 12672.6813 | 326.422 | 12672.681 | 0 | 0.000306 | 0 | 0 | 0 | 3.157 | 42.1951 | 36.4728 | 22.9669 | 22.1999 | 28.6012 | 30.9376 | 42.1951 | 0 | 0 | 0 | 30.9376 | 0 | 0 | 0
2021-06-15 13:00 | 309.109 | 8776.2227 | 309.109 | 8776.223 | 0 | -0.000272 | 0 | 0 | 0 | 3.157 | 42.1951 | 36.4728 | 22.9669 | 22.1999 | 28.6012 | 30.9376 | 42.1951 | 0 | 0 | 0 | 30.9376 | 0 | 0 | 0
2021-06-15 14:00 | 326.063 | 10120.0173 | 326.063 | 10120.017 | 0 | 0.000331 | 0 | 0 | 0 | 3.157 | 42.1951 | 36.4728 | 22.9669 | 22.1999 | 28.6012 | 30.9376 | 42.1951 | 0 | 0 | 0 | 30.9376 | 0 | 0 | 0
2021-06-15 15:00 | 379.351 | 10682.5242 | 379.351 | 10682.524 | 0 | 0.00016 | 0 | 0 | 0 | 3.157 | 42.1951 | 36.4728 | 22.9669 | 22.1999 | 28.6012 | 30.9376 | 42.1951 | 0 | 0 | 0 | 30.9376 | 0 | 0 | 0
2021-06-15 16:00 | 267.611 | 8833.3039 | 267.611 | 8833.304 | 0 | -0.000112 | 0 | 0 | 0 | 3.157 | 42.1951 | 36.4728 | 22.9669 | 22.1999 | 28.6012 | 30.9376 | 42.1951 | 0 | 0 | 0 | 30.9376 | 0 | 0 | 0
2021-06-15 17:00 | 139.495 | 5009.8234 | 139.495 | 5009.823 | 0 | 0.00043 | 0 | 0 | 0 | 3.157 | 42.1951 | 36.4728 | 22.9669 | 22.1999 | 28.6012 | 30.9376 | 42.1951 | 0 | 0 | 0 | 30.9376 | 0 | 0 | 0
2021-06-15 18:00 | 139.196 | 4439.2388 | 139.196 | 4439.239 | 0 | -0.000168 | 0 | 0 | 0 | 3.157 | 42.1951 | 36.4728 | 22.9669 | 22.1999 | 28.6012 | 30.9376 | 42.1951 | 0 | 0 | 0 | 30.9376 | 0 | 0 | 0
2021-06-15 19:00 | 155.575 | 5022.1166 | 155.575 | 5022.117 | 0 | -0.000425 | 0 | 0 | 0 | 3.157 | 42.1951 | 36.4728 | 22.9669 | 22.1999 | 28.6012 | 30.9376 | 42.1951 | 0 | 0 | 0 | 30.9376 | 0 | 0 | 0
2021-06-15 20:00 | 181.154 | 5753.2699 | 181.154 | 5753.27 | 0 | -0.000114 | 0 | 0 | 0 | 3.157 | 42.1951 | 36.4728 | 22.9669 | 22.1999 | 28.6012 | 30.9376 | 42.1951 | 0 | 0 | 0 | 30.9376 | 0 | 0 | 0
2021-06-15 21:00 | 309.378 | 7352.6775 | 167.611 | 3983.434 | 141.767 | 3369.2435 | 0 | 141.767 | 23.7661 | 3.157 | 42.1951 | 36.4728 | 22.9669 | 22.1999 | 28.6012 | 30.9376 | 42.1951 | 0 | 141.767 | 0 | 30.9376 | 0 | 0 | 0
2021-06-15 22:00 | 317.99 | 7724.2951 | 188.503 | 4578.921 | 129.487 | 3145.3741 | 0 | 129.487 | 24.291 | 3.157 | 42.1951 | 36.4728 | 22.9669 | 22.1999 | 28.6012 | 30.9376 | 42.1951 | 0 | 129.487 | 0 | 30.9376 | 0 | 0 | 0
2021-06-15 23:00 | 83.301 | 1579.387 | 0 | 0 | 83.301 | 1579.387 | 0 | 83.301 | 18.96 | 3.157 | 42.1951 | 36.4728 | 22.9669 | 22.1999 | 28.6012 | 30.9376 | 42.1951 | 0 | 83.301 | 0 | 30.9376 | 0 | 0 | 0
2021-06-16 | 19.6 | 422.576 | 0 | 0 | 19.6 | 422.576 | 0 | 19.6 | 21.56 | 3.157 | 42.1951 | 36.4728 | 22.9669 | 22.1999 | 28.6012 | 30.9376 | 42.1951 | 0 | 19.6 | 0 | 30.9376 | 0 | 0 | 0
2021-06-16 01:00 | 31.5 | 614.565 | 26.21 | 511.357 | 5.29 | 103.208 | 0 | 5.29 | 19.51 | 3.1315 | 41.9207 | 36.4728 | 22.9669 | 22.1999 | 28.6012 | 30.9376 | 41.9207 | 0 | 5.29 | 0 | 30.9376 | 0 | 0 | 0
2021-06-16 02:00 | 0 | 0 | 0 | 0 | 0 | 0 | 0 | 0 | 0 | 3.1315 | 41.9207 | 36.4728 | 22.9669 | 22.1999 | 28.6012 | 30.9376 | 41.9207 | 0 | 0 | 0 | 30.9376 | 0 | 0 | 0
2021-06-16 03:00 | 0 | 0 | 0 | 0 | 0 | 0 | 0 | 0 | 0 | 3.1315 | 41.9207 | 36.4728 | 22.9669 | 22.1999 | 28.6012 | 30.9376 | 41.9207 | 0 | 0 | 0 | 30.9376 | 0 | 0 | 0
2021-06-16 04:00 | 0 | 0 | 0 | 0 | 0 | 0 | 0 | 0 | 0 | 3.1315 | 41.9207 | 36.4728 | 22.9669 | 22.1999 | 28.6012 | 30.9376 | 41.9207 | 0 | 0 | 0 | 30.9376 | 0 | 0 | 0
2021-06-16 05:00 | 0 | 0 | 0 | 0 | 0 | 0 | 0 | 0 | 0 | 3.1315 | 41.9207 | 36.4728 | 22.9669 | 22.1999 | 28.6012 | 30.9376 | 41.9207 | 0 | 0 | 0 | 30.9376 | 0 | 0 | 0
2021-06-16 06:00 | 0 | 0 | 0 | 0 | 0 | 0 | 0 | 0 | 0 | 3.1315 | 41.9207 | 36.4728 | 22.9669 | 22.1999 | 28.6012 | 30.9376 | 41.9207 | 0 | 0 | 0 | 30.9376 | 0 | 0 | 0
2021-06-16 07:00 | 0 | 0 | 0 | 0 | 0 | 0 | 0 | 0 | 0 | 3.1315 | 41.9207 | 36.4728 | 22.9669 | 22.1999 | 28.6012 | 30.9376 | 41.9207 | 0 | 0 | 0 | 30.9376 | 0 | 0 | 0
2021-06-16 08:00 | 1.573 | 25.5093 | 0 | 0 | 1.573 | 25.5093 | 0 | 1.573 | 16.217 | 3.1315 | 41.9207 | 36.4728 | 22.9669 | 22.1999 | 28.6012 | 30.9376 | 41.9207 | 0 | 1.573 | 0 | 30.9376 | 0 | 0 | 0
2021-06-16 09:00 | 0 | 0 | 0 | 0 | 0 | 0 | 0 | 0 | 0 | 3.1315 | 41.9207 | 36.4728 | 22.9669 | 22.1999 | 28.6012 | 30.9376 | 41.9207 | 0 | 0 | 0 | 30.9376 | 0 | 0 | 0
2021-06-16 10:00 | 0 | 0 | 0 | 0 | 0 | 0 | 0 | 0 | 0 | 3.1315 | 41.9207 | 36.4728 | 22.9669 | 22.1999 | 28.6012 | 30.9376 | 41.9207 | 0 | 0 | 0 | 30.9376 | 0 | 0 | 0
2021-06-16 11:00 | 0 | 0 | 0 | 0 | 0 | 0 | 0 | 0 | 0 | 3.1315 | 41.9207 | 36.4728 | 22.9669 | 22.1999 | 28.6012 | 30.9376 | 41.9207 | 0 | 0 | 0 | 30.9376 | 0 | 0 | 0
2021-06-16 12:00 | 25.514 | 574.6518 | 0 | 0 | 25.514 | 574.6518 | 0 | 25.514 | 22.523 | 3.1315 | 41.9207 | 36.4728 | 22.9669 | 22.1999 | 28.6012 | 30.9376 | 41.9207 | 0 | 25.514 | 0 | 30.9376 | 0 | 0 | 0
2021-06-16 13:00 | 93.267 | 2250.2529 | 0 | 0 | 93.267 | 2250.2529 | 0 | 93.267 | 24.127 | 3.1315 | 41.9207 | 36.4728 | 22.9669 | 22.1999 | 28.6012 | 30.9376 | 41.9207 | 0 | 93.267 | 0 | 30.9376 | 0 | 0 | 0
2021-06-16 14:00 | 177.936 | 4479.005 | 177.936 | 4479.005 | 0 | -8e-06 | 0 | 0 | 0 | 3.1315 | 41.9207 | 36.4728 | 22.9669 | 22.1999 | 28.6012 | 30.9376 | 41.9207 | 0 | 0 | 0 | 30.9376 | 0 | 0 | 0
2021-06-16 15:00 | 106.244 | 2887.9244 | 106.244 | 2887.924 | 0 | 0.000408 | 0 | 0 | 0 | 3.1315 | 41.9207 | 36.4728 | 22.9669 | 22.1999 | 28.6012 | 30.9376 | 41.9207 | 0 | 0 | 0 | 30.9376 | 0 | 0 | 0
2021-06-16 16:00 | 58.557 | 1921.3137 | 58.557 | 1921.314 | 0 | -0.000273 | 0 | 0 | 0 | 3.1315 | 41.9207 | 36.4728 | 22.9669 | 22.1999 | 28.6012 | 30.9376 | 41.9207 | 0 | 0 | 0 | 30.9376 | 0 | 0 | 0
2021-06-16 17:00 | 0 | 0 | 0 | 0 | 0 | 0 | 0 | 0 | 0 | 3.1315 | 41.9207 | 36.4728 | 22.9669 | 22.1999 | 28.6012 | 30.9376 | 41.9207 | 0 | 0 | 0 | 30.9376 | 0 | 0 | 0
2021-06-16 18:00 | 0 | 0 | 0 | 0 | 0 | 0 | 0 | 0 | 0 | 3.1315 | 41.9207 | 36.4728 | 22.9669 | 22.1999 | 28.6012 | 30.9376 | 41.9207 | 0 | 0 | 0 | 30.9376 | 0 | 0 | 0
2021-06-16 19:00 | 0 | 0 | 0 | 0 | 0 | 0 | 0 | 0 | 0 | 3.1315 | 41.9207 | 36.4728 | 22.9669 | 22.1999 | 28.6012 | 30.9376 | 41.9207 | 0 | 0 | 0 | 30.9376 | 0 | 0 | 0
2021-06-16 20:00 | 0 | 0 | 0 | 0 | 0 | 0 | 0 | 0 | 0 | 3.1315 | 41.9207 | 36.4728 | 22.9669 | 22.1999 | 28.6012 | 30.9376 | 41.9207 | 0 | 0 | 0 | 30.9376 | 0 | 0 | 0
2021-06-16 21:00 | 0 | 0 | 0 | 0 | 0 | 0 | 0 | 0 | 0 | 3.1315 | 41.9207 | 36.4728 | 22.9669 | 22.1999 | 28.6012 | 30.9376 | 41.9207 | 0 | 0 | 0 | 30.9376 | 0 | 0 | 0
2021-06-16 22:00 | 0 | 0 | 0 | 0 | 0 | 0 | 0 | 0 | 0 | 3.1315 | 41.9207 | 36.4728 | 22.9669 | 22.1999 | 28.6012 | 30.9376 | 41.9207 | 0 | 0 | 0 | 30.9376 | 0 | 0 | 0
2021-06-16 23:00 | 87.75 | 2020.8825 | 28.881 | 665.137 | 58.869 | 1355.7455 | 0 | 58.869 | 23.0299 | 3.1315 | 41.9207 | 36.4728 | 22.9669 | 22.1999 | 28.6012 | 30.9376 | 41.9207 | 0 | 58.869 | 0 | 30.9376 | 0 | 0 | 0
2021-06-17 | 43.5 | 932.205 | 34.796 | 745.674 | 8.704 | 186.531 | 0 | 8.704 | 21.4305 | 3.1315 | 41.9207 | 36.4728 | 22.9669 | 22.1999 | 28.6012 | 30.9376 | 41.9207 | 0 | 8.704 | 0 | 30.9376 | 0 | 0 | 0
2021-06-17 01:00 | 0 | 0 | 0 | 0 | 0 | 0 | 0 | 0 | 0 | 3.1061 | 41.6462 | 36.4728 | 22.9669 | 22.1999 | 28.6012 | 30.9376 | 41.6462 | 0 | 0 | 0 | 30.9376 | 0 | 0 | 0
2021-06-17 02:00 | 21.348 | 387.4662 | 0 | 0 | 21.348 | 387.4662 | 0 | 21.348 | 18.15 | 3.1061 | 41.6462 | 36.4728 | 22.9669 | 22.1999 | 28.6012 | 30.9376 | 41.6462 | 0 | 21.348 | 0 | 30.9376 | 0 | 0 | 0
2021-06-17 03:00 | 19.438 | 327.6081 | 0 | 0 | 19.438 | 327.6081 | 0 | 19.438 | 16.854 | 3.1061 | 41.6462 | 36.4728 | 22.9669 | 22.1999 | 28.6012 | 30.9376 | 41.6462 | 0 | 19.438 | 0 | 30.9376 | 0 | 0 | 0
2021-06-17 04:00 | 31.319 | 474.2636 | 0 | 0 | 31.319 | 474.2636 | 0 | 31.319 | 15.143 | 3.1061 | 41.6462 | 36.4728 | 22.9669 | 22.1999 | 28.6012 | 30.9376 | 41.6462 | 0 | 31.319 | 0 | 30.9376 | 0 | 0 | 0
2021-06-17 05:00 | 17.263 | 290.3464 | 0 | 0 | 17.263 | 290.3464 | 0 | 17.263 | 16.819 | 3.1061 | 41.6462 | 36.4728 | 22.9669 | 22.1999 | 28.6012 | 30.9376 | 41.6462 | 0 | 17.263 | 0 | 30.9376 | 0 | 0 | 0
2021-06-17 06:00 | 22.104 | 383.9244 | 0 | 0 | 22.104 | 383.9244 | 0 | 22.104 | 17.369 | 3.1061 | 41.6462 | 36.4728 | 22.9669 | 22.1999 | 28.6012 | 30.9376 | 41.6462 | 0 | 22.104 | 0 | 30.9376 | 0 | 0 | 0
2021-06-17 07:00 | 51.529 | 892.4823 | 0 | 0 | 51.529 | 892.4823 | 0 | 51.529 | 17.32 | 3.1061 | 41.6462 | 36.4728 | 22.9669 | 22.1999 | 28.6012 | 30.9376 | 41.6462 | 0 | 51.529 | 0 | 30.9376 | 0 | 0 | 0
2021-06-17 08:00 | 69.222 | 1183.004 | 0 | 0 | 69.222 | 1183.004 | 0 | 69.222 | 17.09 | 3.1061 | 41.6462 | 36.4728 | 22.9669 | 22.1999 | 28.6012 | 30.9376 | 41.6462 | 0 | 69.222 | 0 | 30.9376 | 0 | 0 | 0
2021-06-17 09:00 | 33.442 | 618.075 | 0 | 0 | 33.442 | 618.075 | 0 | 33.442 | 18.482 | 3.1061 | 41.6462 | 36.4728 | 22.9669 | 22.1999 | 28.6012 | 30.9376 | 41.6462 | 0 | 33.442 | 0 | 30.9376 | 0 | 0 | 0
2021-06-17 10:00 | 0 | 0 | 0 | 0 | 0 | 0 | 0 | 0 | 0 | 3.1061 | 41.6462 | 36.4728 | 22.9669 | 22.1999 | 28.6012 | 30.9376 | 41.6462 | 0 | 0 | 0 | 30.9376 | 0 | 0 | 0
2021-06-17 11:00 | 17.539 | 356.6906 | 0 | 0 | 17.539 | 356.6906 | 0 | 17.539 | 20.337 | 3.1061 | 41.6462 | 36.4728 | 22.9669 | 22.1999 | 28.6012 | 30.9376 | 41.6462 | 0 | 17.539 | 0 | 30.9376 | 0 | 0 | 0
2021-06-17 12:00 | 187.564 | 4030.1877 | 0 | 0 | 187.564 | 4030.1877 | 0 | 187.564 | 21.487 | 3.1061 | 41.6462 | 36.4728 | 22.9669 | 22.1999 | 28.6012 | 30.9376 | 41.6462 | 0 | 187.564 | 0 | 30.9376 | 0 | 0 | 0
2021-06-17 13:00 | 418.567 | 60821.5522 | 418.567 | 60821.552 | 0 | 0.000203 | 0 | 0 | 0 | 3.1061 | 41.6462 | 36.4728 | 22.9669 | 22.1999 | 28.6012 | 30.9376 | 41.6462 | 0 | 0 | 0 | 30.9376 | 0 | 0 | 0
2021-06-17 14:00 | 375.758 | 21471.5636 | 375.758 | 21471.564 | 0 | -0.000364 | 0 | 0 | 0 | 3.1061 | 41.6462 | 36.4728 | 22.9669 | 22.1999 | 28.6012 | 30.9376 | 41.6462 | 0 | 0 | 0 | 30.9376 | 0 | 0 | 0
2021-06-17 15:00 | 324.742 | 11632.9079 | 324.742 | 11632.908 | 0 | -7.6e-05 | 0 | 0 | 0 | 3.1061 | 41.6462 | 36.4728 | 22.9669 | 22.1999 | 28.6012 | 30.9376 | 41.6462 | 0 | 0 | 0 | 30.9376 | 0 | 0 | 0
2021-06-17 16:00 | 217.168 | 6759.7883 | 217.168 | 6759.788 | 0 | 0.000336 | 0 | 0 | 0 | 3.1061 | 41.6462 | 36.4728 | 22.9669 | 22.1999 | 28.6012 | 30.9376 | 41.6462 | 0 | 0 | 0 | 30.9376 | 0 | 0 | 0
2021-06-17 17:00 | 99.364 | 5201.606 | 99.364 | 5201.606 | 0 | 3.6e-05 | 0 | 0 | 0 | 3.1061 | 41.6462 | 36.4728 | 22.9669 | 22.1999 | 28.6012 | 30.9376 | 41.6462 | 0 | 0 | 0 | 30.9376 | 0 | 0 | 0
2021-06-17 18:00 | 47.636 | 2780.942 | 47.636 | 2780.942 | 0 | 4.4e-05 | 0 | 0 | 0 | 3.1061 | 41.6462 | 36.4728 | 22.9669 | 22.1999 | 28.6012 | 30.9376 | 41.6462 | 0 | 0 | 0 | 30.9376 | 0 | 0 | 0
2021-06-17 19:00 | 89.86 | 4581.9614 | 89.86 | 4581.961 | 0 | 0.0004 | 0 | 0 | 0 | 3.1061 | 41.6462 | 36.4728 | 22.9669 | 22.1999 | 28.6012 | 30.9376 | 41.6462 | 0 | 0 | 0 | 30.9376 | 0 | 0 | 0
2021-06-17 20:00 | 110.321 | 13426.7276 | 110.321 | 13426.728 | 0 | -0.000374 | 0 | 0 | 0 | 3.1061 | 41.6462 | 36.4728 | 22.9669 | 22.1999 | 28.6012 | 30.9376 | 41.6462 | 0 | 0 | 0 | 30.9376 | 0 | 0 | 0
2021-06-17 21:00 | 124.821 | 3667.3658 | 124.821 | 3667.366 | 0 | -0.000199 | 0 | 0 | 0 | 3.1061 | 41.6462 | 36.4728 | 22.9669 | 22.1999 | 28.6012 | 30.9376 | 41.6462 | 0 | 0 | 0 | 30.9376 | 0 | 0 | 0
2021-06-17 22:00 | 189.202 | 5782.0131 | 189.202 | 5782.013 | 0 | 0.00012 | 0 | 0 | 0 | 3.1061 | 41.6462 | 36.4728 | 22.9669 | 22.1999 | 28.6012 | 30.9376 | 41.6462 | 0 | 0 | 0 | 30.9376 | 0 | 0 | 0
2021-06-17 23:00 | 0 | 0 | 0 | 0 | 0 | 0 | 0 | 0 | 0 | 3.1061 | 41.6462 | 36.4728 | 22.9669 | 22.1999 | 28.6012 | 30.9376 | 41.6462 | 0 | 0 | 0 | 30.9376 | 0 | 0 | 0
2021-06-18 | 0 | 0 | 0 | 0 | 0 | 0 | 0 | 0 | 0 | 3.1061 | 41.6462 | 36.4728 | 22.9669 | 22.1999 | 28.6012 | 30.9376 | 41.6462 | 0 | 0 | 0 | 30.9376 | 0 | 0 | 0
2021-06-18 01:00 | 0 | 0 | 0 | 0 | 0 | 0 | 0 | 0 | 0 | 3.0909 | 41.4816 | 36.4728 | 22.9669 | 22.1999 | 28.6012 | 30.9376 | 41.4816 | 0 | 0 | 0 | 30.9376 | 0 | 0 | 0
2021-06-18 02:00 | 0 | 0 | 0 | 0 | 0 | 0 | 0 | 0 | 0 | 3.0909 | 41.4816 | 36.4728 | 22.9669 | 22.1999 | 28.6012 | 30.9376 | 41.4816 | 0 | 0 | 0 | 30.9376 | 0 | 0 | 0
2021-06-18 03:00 | 9.113 | 155.5042 | 0 | 0 | 9.113 | 155.5042 | 0 | 9.113 | 17.064 | 3.0909 | 41.4816 | 36.4728 | 22.9669 | 22.1999 | 28.6012 | 30.9376 | 41.4816 | 0 | 9.113 | 0 | 30.9376 | 0 | 0 | 0
2021-06-18 04:00 | 16.525 | 252.6672 | 0 | 0 | 16.525 | 252.6672 | 0 | 16.525 | 15.29 | 3.0909 | 41.4816 | 36.4728 | 22.9669 | 22.1999 | 28.6012 | 30.9376 | 41.4816 | 0 | 16.525 | 0 | 30.9376 | 0 | 0 | 0
2021-06-18 05:00 | 4.164 | 66.7198 | 0 | 0 | 4.164 | 66.7198 | 0 | 4.164 | 16.023 | 3.0909 | 41.4816 | 36.4728 | 22.9669 | 22.1999 | 28.6012 | 30.9376 | 41.4816 | 0 | 4.164 | 0 | 30.9376 | 0 | 0 | 0
2021-06-18 06:00 | 0 | 0 | 0 | 0 | 0 | 0 | 0 | 0 | 0 | 3.0909 | 41.4816 | 36.4728 | 22.9669 | 22.1999 | 28.6012 | 30.9376 | 41.4816 | 0 | 0 | 0 | 30.9376 | 0 | 0 | 0
2021-06-18 07:00 | 0 | 0 | 0 | 0 | 0 | 0 | 0 | 0 | 0 | 3.0909 | 41.4816 | 36.4728 | 22.9669 | 22.1999 | 28.6012 | 30.9376 | 41.4816 | 0 | 0 | 0 | 30.9376 | 0 | 0 | 0
2021-06-18 08:00 | 5.625 | 101.2275 | 0 | 0 | 5.625 | 101.2275 | 0 | 5.625 | 17.996 | 3.0909 | 41.4816 | 36.4728 | 22.9669 | 22.1999 | 28.6012 | 30.9376 | 41.4816 | 0 | 5.625 | 0 | 30.9376 | 0 | 0 | 0
2021-06-18 09:00 | 24.996 | 446.1036 | 6.2 | 110.652 | 18.796 | 335.4516 | 0 | 18.796 | 17.847 | 3.0909 | 41.4816 | 36.4728 | 22.9669 | 22.1999 | 28.6012 | 30.9376 | 41.4816 | 0 | 18.796 | 0 | 30.9376 | 0 | 0 | 0
2021-06-18 10:00 | 41.421 | 822.8483 | 0 | 0 | 41.421 | 822.8483 | 0 | 41.421 | 19.8655 | 3.0909 | 41.4816 | 36.4728 | 22.9669 | 22.1999 | 28.6012 | 30.9376 | 41.4816 | 0 | 41.421 | 0 | 30.9376 | 0 | 0 | 0
2021-06-18 11:00 | 375.092 | 7540.8496 | 281.234 | 5653.937 | 93.858 | 1886.9126 | 0 | 93.858 | 20.1039 | 3.0909 | 41.4816 | 36.4728 | 22.9669 | 22.1999 | 28.6012 | 30.9376 | 41.4816 | 0 | 93.858 | 0 | 30.9376 | 0 | 0 | 0
2021-06-18 12:00 | 617.592 | 13044.1606 | 483.203 | 10205.72 | 134.389 | 2838.4406 | 0 | 134.389 | 21.1211 | 3.0909 | 41.4816 | 36.4728 | 22.9669 | 22.1999 | 28.6012 | 30.9376 | 41.4816 | 0 | 134.389 | 0 | 30.9376 | 0 | 0 | 0
2021-06-18 13:00 | 608.528 | 14844.432 | 426.905 | 10413.918 | 181.623 | 4430.514 | 0 | 181.623 | 24.394 | 3.0909 | 41.4816 | 36.4728 | 22.9669 | 22.1999 | 28.6012 | 30.9376 | 41.4816 | 0 | 181.623 | 0 | 30.9376 | 0 | 0 | 0
2021-06-18 14:00 | 548.793 | 17588.2669 | 387.14 | 12407.45 | 161.653 | 5180.8169 | 0 | 161.653 | 32.049 | 3.0909 | 41.4816 | 36.4728 | 22.9669 | 22.1999 | 28.6012 | 30.9376 | 41.4816 | 0 | 161.653 | 0 | 30.9376 | 1.1114 | 0 | 0
2021-06-18 15:00 | 419.043 | 18814.6117 | 364.655 | 16372.645 | 54.388 | 2441.9667 | 0 | 54.388 | 44.899 | 3.0909 | 41.4816 | 36.4728 | 22.9669 | 22.1999 | 28.6012 | 30.9376 | 41.4816 | 3.4174 | 54.388 | 185.8654 | 30.9376 | 13.9614 | 0 | 0
2021-06-18 16:00 | 364.625 | 15823.9958 | 364.625 | 15823.996 | 0 | -0.00025 | 0 | 0 | 0 | 3.0909 | 41.4816 | 36.4728 | 22.9669 | 22.1999 | 28.6012 | 30.9376 | 41.4816 | 0 | 0 | 0 | 30.9376 | 0 | 0 | 0
2021-06-18 17:00 | 212.114 | 9769.7587 | 212.114 | 9769.759 | 0 | -0.000274 | 0 | 0 | 0 | 3.0909 | 41.4816 | 36.4728 | 22.9669 | 22.1999 | 28.6012 | 30.9376 | 41.4816 | 0 | 0 | 0 | 30.9376 | 0 | 0 | 0
2021-06-18 18:00 | 186.832 | 7899.257 | 186.832 | 7899.257 | 0 | -4e-05 | 0 | 0 | 0 | 3.0909 | 41.4816 | 36.4728 | 22.9669 | 22.1999 | 28.6012 | 30.9376 | 41.4816 | 0 | 0 | 0 | 30.9376 | 0 | 0 | 0
2021-06-18 19:00 | 180.189 | 7931.0188 | 180.189 | 7931.019 | 0 | -0.000165 | 0 | 0 | 0 | 3.0909 | 41.4816 | 36.4728 | 22.9669 | 22.1999 | 28.6012 | 30.9376 | 41.4816 | 0 | 0 | 0 | 30.9376 | 0 | 0 | 0
2021-06-18 20:00 | 127.256 | 5648.5121 | 127.256 | 5648.512 | 0 | 7.2e-05 | 0 | 0 | 0 | 3.0909 | 41.4816 | 36.4728 | 22.9669 | 22.1999 | 28.6012 | 30.9376 | 41.4816 | 0 | 0 | 0 | 30.9376 | 0 | 0 | 0
2021-06-18 21:00 | 92.964 | 3552.8982 | 92.964 | 3552.898 | 0 | 0.000152 | 0 | 0 | 0 | 3.0909 | 41.4816 | 36.4728 | 22.9669 | 22.1999 | 28.6012 | 30.9376 | 41.4816 | 0 | 0 | 0 | 30.9376 | 0 | 0 | 0
2021-06-18 22:00 | 99.831 | 2999.2227 | 99.831 | 2999.223 | 0 | -0.000267 | 0 | 0 | 0 | 3.0909 | 41.4816 | 36.4728 | 22.9669 | 22.1999 | 28.6012 | 30.9376 | 41.4816 | 0 | 0 | 0 | 30.9376 | 0 | 0 | 0
2021-06-18 23:00 | 26.602 | 680.3994 | 0 | 0 | 26.602 | 680.3994 | 0 | 26.602 | 25.577 | 3.0909 | 41.4816 | 36.4728 | 22.9669 | 22.1999 | 28.6012 | 30.9376 | 41.4816 | 0 | 26.602 | 0 | 30.9376 | 0 | 0 | 0
2021-06-19 | 0 | 0 | 0 | 0 | 0 | 0 | 0 | 0 | 0 | 3.0909 | 41.4816 | 36.4728 | 22.9669 | 22.1999 | 28.6012 | 30.9376 | 41.4816 | 0 | 0 | 0 | 30.9376 | 0 | 0 | 0
2021-06-19 01:00 | 39.95 | 936.0285 | 0 | 0 | 39.95 | 936.0285 | 0 | 39.95 | 23.43 | 3.096 | 41.5365 | 36.4728 | 22.9669 | 22.1999 | 28.6012 | 30.9376 | 41.5365 | 0 | 39.95 | 0 | 30.9376 | 0 | 0 | 0
2021-06-19 02:00 | 29.1 | 620.703 | 4.776 | 101.872 | 24.324 | 518.831 | 0 | 24.324 | 21.33 | 3.096 | 41.5365 | 36.4728 | 22.9669 | 22.1999 | 28.6012 | 30.9376 | 41.5365 | 0 | 24.324 | 0 | 30.9376 | 0 | 0 | 0
2021-06-19 03:00 | 12.5 | 260.125 | 0 | 0 | 12.5 | 260.125 | 0 | 12.5 | 20.81 | 3.096 | 41.5365 | 36.4728 | 22.9669 | 22.1999 | 28.6012 | 30.9376 | 41.5365 | 0 | 12.5 | 0 | 30.9376 | 0 | 0 | 0
2021-06-19 04:00 | 0 | 0 | 0 | 0 | 0 | 0 | 0 | 0 | 0 | 3.096 | 41.5365 | 36.4728 | 22.9669 | 22.1999 | 28.6012 | 30.9376 | 41.5365 | 0 | 0 | 0 | 30.9376 | 0 | 0 | 0
2021-06-19 05:00 | 0 | 0 | 0 | 0 | 0 | 0 | 0 | 0 | 0 | 3.096 | 41.5365 | 36.4728 | 22.9669 | 22.1999 | 28.6012 | 30.9376 | 41.5365 | 0 | 0 | 0 | 30.9376 | 0 | 0 | 0
2021-06-19 06:00 | 0 | 0 | 0 | 0 | 0 | 0 | 0 | 0 | 0 | 3.096 | 41.5365 | 36.4728 | 22.9669 | 22.1999 | 28.6012 | 30.9376 | 41.5365 | 0 | 0 | 0 | 30.9376 | 0 | 0 | 0
2021-06-19 07:00 | 7.7 | 136.983 | 0 | 0 | 7.7 | 136.983 | 0 | 7.7 | 17.79 | 3.096 | 41.5365 | 36.4728 | 22.9669 | 22.1999 | 28.6012 | 30.9376 | 41.5365 | 0 | 7.7 | 0 | 30.9376 | 0 | 0 | 0
2021-06-19 08:00 | 3.2 | 60.9312 | 0 | 0 | 3.2 | 60.9312 | 0 | 3.2 | 19.041 | 3.096 | 41.5365 | 36.4728 | 22.9669 | 22.1999 | 28.6012 | 30.9376 | 41.5365 | 0 | 3.2 | 0 | 30.9376 | 0 | 0 | 0
2021-06-19 09:00 | 54.5 | 1163.03 | 0 | 0 | 54.5 | 1163.03 | 0 | 54.5 | 21.34 | 3.096 | 41.5365 | 36.4728 | 22.9669 | 22.1999 | 28.6012 | 30.9376 | 41.5365 | 0 | 54.5 | 0 | 30.9376 | 0 | 0 | 0
2021-06-19 10:00 | 71.2 | 1586.336 | 39.146 | 872.175 | 32.054 | 714.161 | 0 | 32.054 | 22.2799 | 3.096 | 41.5365 | 36.4728 | 22.9669 | 22.1999 | 28.6012 | 30.9376 | 41.5365 | 0 | 32.054 | 0 | 30.9376 | 0 | 0 | 0
2021-06-19 11:00 | 278.696 | 5559.7065 | 200.666 | 4003.077 | 78.03 | 1556.6295 | 0 | 78.03 | 19.9491 | 3.096 | 41.5365 | 36.4728 | 22.9669 | 22.1999 | 28.6012 | 30.9376 | 41.5365 | 0 | 78.03 | 0 | 30.9376 | 0 | 0 | 0
2021-06-19 12:00 | 602.727 | 14202.659 | 490.568 | 11559.754 | 112.159 | 2642.905 | 0 | 112.159 | 23.5639 | 3.096 | 41.5365 | 36.4728 | 22.9669 | 22.1999 | 28.6012 | 30.9376 | 41.5365 | 0 | 112.159 | 0 | 30.9376 | 0 | 0 | 0
2021-06-19 13:00 | 607.35 | 15406.6475 | 483.506 | 12265.097 | 123.844 | 3141.5505 | 0 | 123.844 | 25.367 | 3.096 | 41.5365 | 36.4728 | 22.9669 | 22.1999 | 28.6012 | 30.9376 | 41.5365 | 0 | 123.844 | 0 | 30.9376 | 0 | 0 | 0
2021-06-19 14:00 | 584.085 | 14871.9723 | 430.715 | 10966.872 | 153.37 | 3905.1003 | 0 | 153.37 | 25.462 | 3.096 | 41.5365 | 36.4728 | 22.9669 | 22.1999 | 28.6012 | 30.9376 | 41.5365 | 0 | 153.37 | 0 | 30.9376 | 0 | 0 | 0
2021-06-19 15:00 | 548.334 | 14329.6124 | 416.114 | 10874.307 | 132.22 | 3455.3054 | 0 | 132.22 | 26.133 | 3.096 | 41.5365 | 36.4728 | 22.9669 | 22.1999 | 28.6012 | 30.9376 | 41.5365 | 0 | 132.22 | 0 | 30.9376 | 0 | 0 | 0
2021-06-19 16:00 | 484.072 | 16253.2015 | 445.44 | 14956.093 | 38.632 | 1297.1085 | 0 | 38.632 | 33.576 | 3.096 | 41.5365 | 36.4728 | 22.9669 | 22.1999 | 28.6012 | 30.9376 | 41.5365 | 0 | 38.632 | 0 | 30.9376 | 2.6384 | 0 | 0
2021-06-19 17:00 | 500.44 | 17748.1046 | 431.07 | 15287.898 | 69.37 | 2460.2066 | 0 | 69.37 | 35.465 | 3.096 | 41.5365 | 36.4728 | 22.9669 | 22.1999 | 28.6012 | 30.9376 | 41.5365 | 0 | 69.37 | 0 | 30.9376 | 4.5274 | 0 | 0
2021-06-19 18:00 | 389.235 | 14699.4598 | 389.235 | 14699.46 | 0 | -0.000225 | 0 | 0 | 0 | 3.096 | 41.5365 | 36.4728 | 22.9669 | 22.1999 | 28.6012 | 30.9376 | 41.5365 | 0 | 0 | 0 | 30.9376 | 0 | 0 | 0
2021-06-19 19:00 | 282.275 | 11412.6605 | 282.275 | 11412.661 | 0 | -0.000475 | 0 | 0 | 0 | 3.096 | 41.5365 | 36.4728 | 22.9669 | 22.1999 | 28.6012 | 30.9376 | 41.5365 | 0 | 0 | 0 | 30.9376 | 0 | 0 | 0
2021-06-19 20:00 | 137.704 | 8881.4949 | 137.704 | 8881.495 | 0 | -0.000112 | 0 | 0 | 0 | 3.096 | 41.5365 | 36.4728 | 22.9669 | 22.1999 | 28.6012 | 30.9376 | 41.5365 | 0 | 0 | 0 | 30.9376 | 0 | 0 | 0
2021-06-19 21:00 | 79.088 | 4254.8553 | 79.088 | 4254.855 | 0 | 0.000312 | 0 | 0 | 0 | 3.096 | 41.5365 | 36.4728 | 22.9669 | 22.1999 | 28.6012 | 30.9376 | 41.5365 | 0 | 0 | 0 | 30.9376 | 0 | 0 | 0
2021-06-19 22:00 | 115.436 | 3141.3599 | 84.343 | 2295.237 | 31.093 | 846.1229 | 0 | 31.093 | 27.2126 | 3.096 | 41.5365 | 36.4728 | 22.9669 | 22.1999 | 28.6012 | 30.9376 | 41.5365 | 0 | 31.093 | 0 | 30.9376 | 0 | 0 | 0
2021-06-19 23:00 | 5.987 | 74.4903 | 0 | 0 | 5.987 | 74.4903 | 0 | 5.987 | 12.442 | 3.096 | 41.5365 | 36.4728 | 22.9669 | 22.1999 | 28.6012 | 30.9376 | 41.5365 | 0 | 5.987 | 0 | 30.9376 | 0 | 0 | 0
2021-06-20 | 0 | 0 | 0 | 0 | 0 | 0 | 0 | 0 | 0 | 3.096 | 41.5365 | 36.4728 | 22.9669 | 22.1999 | 28.6012 | 30.9376 | 41.5365 | 0 | 0 | 0 | 30.9376 | 0 | 0 | 0
2021-06-20 01:00 | 62.3 | 1449.098 | 0 | 0 | 62.3 | 1449.098 | 0 | 62.3 | 23.26 | 3.096 | 41.5365 | 36.4728 | 22.9669 | 22.1999 | 28.6012 | 30.9376 | 41.5365 | 0 | 62.3 | 0 | 30.9376 | 0 | 0 | 0
2021-06-20 02:00 | 40.6 | 860.314 | 0 | 0 | 40.6 | 860.314 | 0 | 40.6 | 21.19 | 3.096 | 41.5365 | 36.4728 | 22.9669 | 22.1999 | 28.6012 | 30.9376 | 41.5365 | 0 | 40.6 | 0 | 30.9376 | 0 | 0 | 0
2021-06-20 03:00 | 23.4 | 480.168 | 0 | 0 | 23.4 | 480.168 | 0 | 23.4 | 20.52 | 3.096 | 41.5365 | 36.4728 | 22.9669 | 22.1999 | 28.6012 | 30.9376 | 41.5365 | 0 | 23.4 | 0 | 30.9376 | 0 | 0 | 0
2021-06-20 04:00 | 0 | 0 | 0 | 0 | 0 | 0 | 0 | 0 | 0 | 3.096 | 41.5365 | 36.4728 | 22.9669 | 22.1999 | 28.6012 | 30.9376 | 41.5365 | 0 | 0 | 0 | 30.9376 | 0 | 0 | 0
2021-06-20 05:00 | 12.4 | 233.74 | 0 | 0 | 12.4 | 233.74 | 0 | 12.4 | 18.85 | 3.096 | 41.5365 | 36.4728 | 22.9669 | 22.1999 | 28.6012 | 30.9376 | 41.5365 | 0 | 12.4 | 0 | 30.9376 | 0 | 0 | 0
2021-06-20 06:00 | 2.9 | 52.4001 | 0 | 0 | 2.9 | 52.4001 | 0 | 2.9 | 18.069 | 3.096 | 41.5365 | 36.4728 | 22.9669 | 22.1999 | 28.6012 | 30.9376 | 41.5365 | 0 | 2.9 | 0 | 30.9376 | 0 | 0 | 0
2021-06-20 07:00 | 1.8 | 31.7502 | 0 | 0 | 1.8 | 31.7502 | 0 | 1.8 | 17.639 | 3.096 | 41.5365 | 36.4728 | 22.9669 | 22.1999 | 28.6012 | 30.9376 | 41.5365 | 0 | 1.8 | 0 | 30.9376 | 0 | 0 | 0
2021-06-20 08:00 | 16.5 | 302.61 | 0 | 0 | 16.5 | 302.61 | 0 | 16.5 | 18.34 | 3.096 | 41.5365 | 36.4728 | 22.9669 | 22.1999 | 28.6012 | 30.9376 | 41.5365 | 0 | 16.5 | 0 | 30.9376 | 0 | 0 | 0
2021-06-20 09:00 | 60.5 | 1223.31 | 0 | 0 | 60.5 | 1223.31 | 0 | 60.5 | 20.22 | 3.096 | 41.5365 | 36.4728 | 22.9669 | 22.1999 | 28.6012 | 30.9376 | 41.5365 | 0 | 60.5 | 0 | 30.9376 | 0 | 0 | 0
2021-06-20 10:00 | 73.4 | 1655.904 | 25.979 | 586.098 | 47.421 | 1069.806 | 0 | 47.421 | 22.5598 | 3.096 | 41.5365 | 36.4728 | 22.9669 | 22.1999 | 28.6012 | 30.9376 | 41.5365 | 0 | 47.421 | 0 | 30.9376 | 0 | 0 | 0
2021-06-20 11:00 | 53.361 | 1204.8969 | 0 | 0 | 53.361 | 1204.8969 | 0 | 53.361 | 22.5801 | 3.096 | 41.5365 | 36.4728 | 22.9669 | 22.1999 | 28.6012 | 30.9376 | 41.5365 | 0 | 53.361 | 0 | 30.9376 | 0 | 0 | 0
2021-06-20 12:00 | 316.624 | 14374.7296 | 300.545 | 13644.743 | 16.079 | 729.9866 | 0 | 16.079 | 45.4 | 3.096 | 41.5365 | 36.4728 | 22.9669 | 22.1999 | 28.6012 | 30.9376 | 41.5365 | 3.8635 | 16.079 | 62.1215 | 30.9376 | 14.4624 | 0 | 0
2021-06-20 13:00 | 305.467 | 10223.3696 | 305.467 | 10223.37 | 0 | -0.000444 | 0 | 0 | 0 | 3.096 | 41.5365 | 36.4728 | 22.9669 | 22.1999 | 28.6012 | 30.9376 | 41.5365 | 0 | 0 | 0 | 30.9376 | 0 | 0 | 0
2021-06-20 14:00 | 59.497 | 2062.404 | 59.497 | 2062.404 | 0 | 8e-06 | 0 | 0 | 0 | 3.096 | 41.5365 | 36.4728 | 22.9669 | 22.1999 | 28.6012 | 30.9376 | 41.5365 | 0 | 0 | 0 | 30.9376 | 0 | 0 | 0
2021-06-20 15:00 | 0 | 0 | 0 | 0 | 0 | 0 | 0 | 0 | 0 | 3.096 | 41.5365 | 36.4728 | 22.9669 | 22.1999 | 28.6012 | 30.9376 | 41.5365 | 0 | 0 | 0 | 30.9376 | 0 | 0 | 0
2021-06-20 16:00 | 0 | 0 | 0 | 0 | 0 | 0 | 0 | 0 | 0 | 3.096 | 41.5365 | 36.4728 | 22.9669 | 22.1999 | 28.6012 | 30.9376 | 41.5365 | 0 | 0 | 0 | 30.9376 | 0 | 0 | 0
2021-06-20 17:00 | 0 | 0 | 0 | 0 | 0 | 0 | 0 | 0 | 0 | 3.096 | 41.5365 | 36.4728 | 22.9669 | 22.1999 | 28.6012 | 30.9376 | 41.5365 | 0 | 0 | 0 | 30.9376 | 0 | 0 | 0
2021-06-20 18:00 | 0 | 0 | 0 | 0 | 0 | 0 | 0 | 0 | 0 | 3.096 | 41.5365 | 36.4728 | 22.9669 | 22.1999 | 28.6012 | 30.9376 | 41.5365 | 0 | 0 | 0 | 30.9376 | 0 | 0 | 0
2021-06-20 19:00 | 0 | 0 | 0 | 0 | 0 | 0 | 0 | 0 | 0 | 3.096 | 41.5365 | 36.4728 | 22.9669 | 22.1999 | 28.6012 | 30.9376 | 41.5365 | 0 | 0 | 0 | 30.9376 | 0 | 0 | 0
2021-06-20 20:00 | 85.543 | 2960.0444 | 85.543 | 2960.044 | 0 | 0.000429 | 0 | 0 | 0 | 3.096 | 41.5365 | 36.4728 | 22.9669 | 22.1999 | 28.6012 | 30.9376 | 41.5365 | 0 | 0 | 0 | 30.9376 | 0 | 0 | 0
2021-06-20 21:00 | 69.388 | 2680.4584 | 69.388 | 2680.458 | 0 | 0.00044 | 0 | 0 | 0 | 3.096 | 41.5365 | 36.4728 | 22.9669 | 22.1999 | 28.6012 | 30.9376 | 41.5365 | 0 | 0 | 0 | 30.9376 | 0 | 0 | 0
2021-06-20 22:00 | 63.52 | 2486.681 | 63.52 | 2486.681 | 0 | -4e-05 | 0 | 0 | 0 | 3.096 | 41.5365 | 36.4728 | 22.9669 | 22.1999 | 28.6012 | 30.9376 | 41.5365 | 0 | 0 | 0 | 30.9376 | 0 | 0 | 0
2021-06-20 23:00 | 70.339 | 1883.5377 | 17.029 | 456.011 | 53.31 | 1427.5267 | 0 | 53.31 | 26.7778 | 3.096 | 41.5365 | 36.4728 | 22.9669 | 22.1999 | 28.6012 | 30.9376 | 41.5365 | 0 | 53.31 | 0 | 30.9376 | 0 | 0 | 0
2021-06-21 | 0 | 0 | 0 | 0 | 0 | 0 | 0 | 0 | 0 | 3.096 | 41.5365 | 36.4728 | 22.9669 | 22.1999 | 28.6012 | 30.9376 | 41.5365 | 0 | 0 | 0 | 30.9376 | 0 | 0 | 0
2021-06-21 01:00 | 46.75 | 1158.465 | 0 | 0 | 46.75 | 1158.465 | 0 | 46.75 | 24.78 | 3.096 | 41.5365 | 36.4728 | 22.9669 | 22.1999 | 28.6012 | 30.9376 | 41.5365 | 0 | 46.75 | 0 | 30.9376 | 0 | 0 | 0
2021-06-21 02:00 | 73.9 | 1600.674 | 58.193 | 1260.463 | 15.707 | 340.211 | 0 | 15.707 | 21.6598 | 3.096 | 41.5365 | 36.4728 | 22.9669 | 22.1999 | 28.6012 | 30.9376 | 41.5365 | 0 | 15.707 | 0 | 30.9376 | 0 | 0 | 0
2021-06-21 03:00 | 44.1 | 915.075 | 0 | 0 | 44.1 | 915.075 | 0 | 44.1 | 20.75 | 3.096 | 41.5365 | 36.4728 | 22.9669 | 22.1999 | 28.6012 | 30.9376 | 41.5365 | 0 | 44.1 | 0 | 30.9376 | 0 | 0 | 0
2021-06-21 04:00 | 25 | 492.75 | 0 | 0 | 25 | 492.75 | 0 | 25 | 19.71 | 3.096 | 41.5365 | 36.4728 | 22.9669 | 22.1999 | 28.6012 | 30.9376 | 41.5365 | 0 | 25 | 0 | 30.9376 | 0 | 0 | 0
2021-06-21 05:00 | 44.8 | 878.08 | 0 | 0 | 44.8 | 878.08 | 0 | 44.8 | 19.6 | 3.096 | 41.5365 | 36.4728 | 22.9669 | 22.1999 | 28.6012 | 30.9376 | 41.5365 | 0 | 44.8 | 0 | 30.9376 | 0 | 0 | 0
2021-06-21 06:00 | 43.6 | 904.264 | 0 | 0 | 43.6 | 904.264 | 0 | 43.6 | 20.74 | 3.096 | 41.5365 | 36.4728 | 22.9669 | 22.1999 | 28.6012 | 30.9376 | 41.5365 | 0 | 43.6 | 0 | 30.9376 | 0 | 0 | 0
2021-06-21 07:00 | 81.1 | 1780.956 | 0 | 0 | 81.1 | 1780.956 | 0 | 81.1 | 21.96 | 3.096 | 41.5365 | 36.4728 | 22.9669 | 22.1999 | 28.6012 | 30.9376 | 41.5365 | 0 | 81.1 | 0 | 30.9376 | 0 | 0 | 0
2021-06-21 08:00 | 31.75 | 815.0225 | 8.972 | 230.312 | 22.778 | 584.7105 | 0 | 22.778 | 25.67 | 3.096 | 41.5365 | 36.4728 | 22.9669 | 22.1999 | 28.6012 | 30.9376 | 41.5365 | 0 | 22.778 | 0 | 30.9376 | 0 | 0 | 0
2021-06-21 09:00 | 32.373 | 795.4372 | 0 | 0 | 32.373 | 795.4372 | 0 | 32.373 | 24.571 | 3.096 | 41.5365 | 36.4728 | 22.9669 | 22.1999 | 28.6012 | 30.9376 | 41.5365 | 0 | 32.373 | 0 | 30.9376 | 0 | 0 | 0
2021-06-21 10:00 | 328.175 | 8522.3766 | 229.553 | 5961.252 | 98.622 | 2561.1246 | 0 | 98.622 | 25.9691 | 3.096 | 41.5365 | 36.4728 | 22.9669 | 22.1999 | 28.6012 | 30.9376 | 41.5365 | 0 | 98.622 | 0 | 30.9376 | 0 | 0 | 0
2021-06-21 11:00 | 490.601 | 15468.6495 | 445.065 | 14032.9 | 45.536 | 1435.7495 | 0 | 45.536 | 31.53 | 3.096 | 41.5365 | 36.4728 | 22.9669 | 22.1999 | 28.6012 | 30.9376 | 41.5365 | 0 | 45.536 | 0 | 30.9376 | 0.5924 | 0 | 0
2021-06-21 12:00 | 374.131 | 10889.0828 | 364.305 | 10603.107 | 9.826 | 285.9758 | 0 | 9.826 | 29.104 | 3.096 | 41.5365 | 36.4728 | 22.9669 | 22.1999 | 28.6012 | 30.9376 | 41.5365 | 0 | 9.826 | 0 | 30.9376 | 0 | 0 | 0
2021-06-21 13:00 | 314.792 | 8678.5006 | 188.223 | 5189.108 | 126.569 | 3489.3926 | 0 | 126.569 | 27.5691 | 3.096 | 41.5365 | 36.4728 | 22.9669 | 22.1999 | 28.6012 | 30.9376 | 41.5365 | 0 | 126.569 | 0 | 30.9376 | 0 | 0 | 0
2021-06-21 14:00 | 208.752 | 6255.8799 | 208.752 | 6255.88 | 0 | -6.4e-05 | 0 | 0 | 0 | 3.096 | 41.5365 | 36.4728 | 22.9669 | 22.1999 | 28.6012 | 30.9376 | 41.5365 | 0 | 0 | 0 | 30.9376 | 0 | 0 | 0
2021-06-21 15:00 | 160.099 | 5260.8531 | 160.099 | 5260.853 | 0 | 0.00014 | 0 | 0 | 0 | 3.096 | 41.5365 | 36.4728 | 22.9669 | 22.1999 | 28.6012 | 30.9376 | 41.5365 | 0 | 0 | 0 | 30.9376 | 0 | 0 | 0
2021-06-21 16:00 | 206.412 | 8380.1208 | 206.412 | 8380.121 | 0 | -0.000212 | 0 | 0 | 0 | 3.096 | 41.5365 | 36.4728 | 22.9669 | 22.1999 | 28.6012 | 30.9376 | 41.5365 | 0 | 0 | 0 | 30.9376 | 0 | 0 | 0
2021-06-21 17:00 | 254.187 | 13942.157 | 254.187 | 13942.157 | 0 | -5e-05 | 0 | 0 | 0 | 3.096 | 41.5365 | 36.4728 | 22.9669 | 22.1999 | 28.6012 | 30.9376 | 41.5365 | 0 | 0 | 0 | 30.9376 | 0 | 0 | 0
2021-06-21 18:00 | 310.761 | 9011.1367 | 310.761 | 9011.137 | 0 | -0.000283 | 0 | 0 | 0 | 3.096 | 41.5365 | 36.4728 | 22.9669 | 22.1999 | 28.6012 | 30.9376 | 41.5365 | 0 | 0 | 0 | 30.9376 | 0 | 0 | 0
2021-06-21 19:00 | 438.745 | 10840.0727 | 297.217 | 7343.331 | 141.528 | 3496.7417 | 0 | 141.528 | 24.7071 | 3.096 | 41.5365 | 36.4728 | 22.9669 | 22.1999 | 28.6012 | 30.9376 | 41.5365 | 0 | 141.528 | 0 | 30.9376 | 0 | 0 | 0
2021-06-21 20:00 | 496.111 | 11963.2207 | 371.175 | 8950.514 | 124.936 | 3012.7067 | 0 | 124.936 | 24.114 | 3.096 | 41.5365 | 36.4728 | 22.9669 | 22.1999 | 28.6012 | 30.9376 | 41.5365 | 0 | 124.936 | 0 | 30.9376 | 0 | 0 | 0
2021-06-21 21:00 | 504.271 | 12354.1352 | 395.289 | 9684.175 | 108.982 | 2669.9602 | 0 | 108.982 | 24.4991 | 3.096 | 41.5365 | 36.4728 | 22.9669 | 22.1999 | 28.6012 | 30.9376 | 41.5365 | 0 | 108.982 | 0 | 30.9376 | 0 | 0 | 0
2021-06-21 22:00 | 476.072 | 12422.1467 | 409.316 | 10680.283 | 66.756 | 1741.8637 | 0 | 66.756 | 26.093 | 3.096 | 41.5365 | 36.4728 | 22.9669 | 22.1999 | 28.6012 | 30.9376 | 41.5365 | 0 | 66.756 | 0 | 30.9376 | 0 | 0 | 0
2021-06-21 23:00 | 196.76 | 4619.9248 | 119.6 | 2808.215 | 77.16 | 1811.7098 | 0 | 77.16 | 23.4799 | 3.096 | 41.5365 | 36.4728 | 22.9669 | 22.1999 | 28.6012 | 30.9376 | 41.5365 | 0 | 77.16 | 0 | 30.9376 | 0 | 0 | 0
2021-06-22 | 45.595 | 1187.7497 | 41.906 | 1091.657 | 3.689 | 96.0928 | 0 | 3.689 | 26.0485 | 3.096 | 41.5365 | 36.4728 | 22.9669 | 22.1999 | 28.6012 | 30.9376 | 41.5365 | 0 | 3.689 | 0 | 30.9376 | 0 | 0 | 0
2021-06-22 01:00 | 211.65 | 5346.279 | 160.967 | 4066.021 | 50.683 | 1280.258 | 0 | 50.683 | 25.2601 | 3.1315 | 41.9207 | 36.4728 | 22.9669 | 22.1999 | 28.6012 | 30.9376 | 41.9207 | 0 | 50.683 | 0 | 30.9376 | 0 | 0 | 0
2021-06-22 02:00 | 251.423 | 5675.8866 | 0 | 0 | 251.423 | 5675.8866 | 0 | 251.423 | 22.575 | 3.1315 | 41.9207 | 36.4728 | 22.9669 | 22.1999 | 28.6012 | 30.9376 | 41.9207 | 0 | 200 | 0 | 30.9376 | 0 | 51.423 | 0
2021-06-22 03:00 | 259.872 | 5415.1982 | 0 | 0 | 259.872 | 5415.1982 | 0 | 259.872 | 20.8379 | 3.1315 | 41.9207 | 36.4728 | 22.9669 | 22.1999 | 28.6012 | 30.9376 | 41.9207 | 0 | 200 | 0 | 30.9376 | 0 | 59.872 | 0
2021-06-22 04:00 | 246.322 | 5007.2479 | 0 | 0 | 246.322 | 5007.2479 | 0 | 246.322 | 20.3281 | 3.1315 | 41.9207 | 36.4728 | 22.9669 | 22.1999 | 28.6012 | 30.9376 | 41.9207 | 0 | 200 | 0 | 30.9376 | 0 | 46.322 | 0
2021-06-22 05:00 | 245.151 | 4972.0079 | 0 | 0 | 245.151 | 4972.0079 | 0 | 245.151 | 20.2814 | 3.1315 | 41.9207 | 36.4728 | 22.9669 | 22.1999 | 28.6012 | 30.9376 | 41.9207 | 0 | 200 | 0 | 30.9376 | 0 | 45.151 | 0
2021-06-22 06:00 | 253.172 | 5250.6619 | 0 | 0 | 253.172 | 5250.6619 | 0 | 253.172 | 20.7395 | 3.1315 | 41.9207 | 36.4728 | 22.9669 | 22.1999 | 28.6012 | 30.9376 | 41.9207 | 0 | 200 | 0 | 30.9376 | 0 | 53.172 | 0
2021-06-22 07:00 | 253.99 | 5594.6296 | 0 | 0 | 253.99 | 5594.6296 | 0 | 253.99 | 22.027 | 3.1315 | 41.9207 | 36.4728 | 22.9669 | 22.1999 | 28.6012 | 30.9376 | 41.9207 | 0 | 200 | 0 | 30.9376 | 0 | 53.99 | 0
2021-06-22 08:00 | 267.63 | 6557.6026 | 0 | 0 | 267.63 | 6557.6026 | 0 | 267.63 | 24.5025 | 3.1315 | 41.9207 | 36.4728 | 22.9669 | 22.1999 | 28.6012 | 30.9376 | 41.9207 | 0 | 200 | 0 | 30.9376 | 0 | 67.63 | 0
2021-06-22 09:00 | 287.265 | 8012.1653 | 0 | 0 | 287.265 | 8012.1653 | 0 | 287.265 | 27.8912 | 3.1315 | 41.9207 | 36.4728 | 22.9669 | 22.1999 | 28.6012 | 30.9376 | 41.9207 | 0 | 200 | 0 | 30.9376 | 0 | 87.265 | 0
2021-06-22 10:00 | 275.179 | 7582.373 | 0 | 0 | 275.179 | 7582.373 | 0 | 275.179 | 27.5543 | 3.1315 | 41.9207 | 36.4728 | 22.9669 | 22.1999 | 28.6012 | 30.9376 | 41.9207 | 0 | 200 | 0 | 30.9376 | 0 | 75.179 | 0
2021-06-22 11:00 | 318.705 | 8686.1105 | 0 | 0 | 318.705 | 8686.1105 | 0 | 318.705 | 27.2544 | 3.1315 | 41.9207 | 36.4728 | 22.9669 | 22.1999 | 28.6012 | 30.9376 | 41.9207 | 0 | 200 | 0 | 30.9376 | 0 | 118.705 | 0
2021-06-22 12:00 | 354.174 | 9564.3357 | 0 | 0 | 354.174 | 9564.3357 | 0 | 354.174 | 27.0046 | 3.1315 | 41.9207 | 36.4728 | 22.9669 | 22.1999 | 28.6012 | 30.9376 | 41.9207 | 0 | 200 | 0 | 30.9376 | 0 | 154.174 | 0
2021-06-22 13:00 | 326.138 | 8635.2138 | 0 | 0 | 326.138 | 8635.2138 | 0 | 326.138 | 26.4772 | 3.1315 | 41.9207 | 36.4728 | 22.9669 | 22.1999 | 28.6012 | 30.9376 | 41.9207 | 0 | 200 | 0 | 30.9376 | 0 | 126.138 | 0
2021-06-22 14:00 | 301.749 | 7946.9086 | 0 | 0 | 301.749 | 7946.9086 | 0 | 301.749 | 26.3362 | 3.1315 | 41.9207 | 36.4728 | 22.9669 | 22.1999 | 28.6012 | 30.9376 | 41.9207 | 0 | 200 | 0 | 30.9376 | 0 | 101.749 | 0
2021-06-22 15:00 | 319.57 | 8303.3857 | 0 | 0 | 319.57 | 8303.3857 | 0 | 319.57 | 25.983 | 3.1315 | 41.9207 | 36.4728 | 22.9669 | 22.1999 | 28.6012 | 30.9376 | 41.9207 | 0 | 200 | 0 | 30.9376 | 0 | 119.57 | 0
2021-06-22 16:00 | 326.36 | 8412.4086 | 0 | 0 | 326.36 | 8412.4086 | 0 | 326.36 | 25.7765 | 3.1315 | 41.9207 | 36.4728 | 22.9669 | 22.1999 | 28.6012 | 30.9376 | 41.9207 | 0 | 200 | 0 | 30.9376 | 0 | 126.36 | 0
2021-06-22 17:00 | 334.159 | 8619.5284 | 0 | 0 | 334.159 | 8619.5284 | 0 | 334.159 | 25.7947 | 3.1315 | 41.9207 | 36.4728 | 22.9669 | 22.1999 | 28.6012 | 30.9376 | 41.9207 | 0 | 200 | 0 | 30.9376 | 0 | 134.159 | 0
2021-06-22 18:00 | 367.565 | 9405.6861 | 0 | 0 | 367.565 | 9405.6861 | 0 | 367.565 | 25.5892 | 3.1315 | 41.9207 | 36.4728 | 22.9669 | 22.1999 | 28.6012 | 30.9376 | 41.9207 | 0 | 200 | 0 | 30.9376 | 0 | 167.565 | 0
2021-06-22 19:00 | 388.911 | 9435.4604 | 0 | 0 | 388.911 | 9435.4604 | 0 | 388.911 | 24.2612 | 3.1315 | 41.9207 | 36.4728 | 22.9669 | 22.1999 | 28.6012 | 30.9376 | 41.9207 | 0 | 200 | 0 | 30.9376 | 0 | 188.911 | 0
2021-06-22 20:00 | 367.38 | 8846.4651 | 0 | 0 | 367.38 | 8846.4651 | 0 | 367.38 | 24.0799 | 3.1315 | 41.9207 | 36.4728 | 22.9669 | 22.1999 | 28.6012 | 30.9376 | 41.9207 | 0 | 200 | 0 | 30.9376 | 0 | 167.38 | 0
2021-06-22 21:00 | 331.669 | 8076.7724 | 0 | 0 | 331.669 | 8076.7724 | 0 | 331.669 | 24.3519 | 3.1315 | 41.9207 | 36.4728 | 22.9669 | 22.1999 | 28.6012 | 30.9376 | 41.9207 | 0 | 200 | 0 | 30.9376 | 0 | 131.669 | 0
2021-06-22 22:00 | 325.09 | 7530.3307 | 0 | 0 | 325.09 | 7530.3307 | 0 | 325.09 | 23.1638 | 3.1315 | 41.9207 | 36.4728 | 22.9669 | 22.1999 | 28.6012 | 30.9376 | 41.9207 | 0 | 200 | 0 | 30.9376 | 0 | 125.09 | 0
2021-06-22 23:00 | 292.59 | 6559.6326 | 0 | 0 | 292.59 | 6559.6326 | 0 | 292.59 | 22.4192 | 3.1315 | 41.9207 | 36.4728 | 22.9669 | 22.1999 | 28.6012 | 30.9376 | 41.9207 | 0 | 200 | 0 | 30.9376 | 0 | 92.59 | 0
2021-06-23 | 248.1 | 5011.62 | 0 | 0 | 248.1 | 5011.62 | 0 | 248.1 | 20.2 | 3.1315 | 41.9207 | 36.4728 | 22.9669 | 22.1999 | 28.6012 | 30.9376 | 41.9207 | 0 | 200 | 0 | 30.9376 | 0 | 48.1 | 0
2021-06-23 01:00 | 216.964 | 4022.7715 | 0 | 0 | 216.964 | 4022.7715 | 0 | 216.964 | 18.5412 | 3.1061 | 41.6462 | 36.4728 | 22.9669 | 22.1999 | 28.6012 | 30.9376 | 41.6462 | 0 | 200 | 0 | 30.9376 | 0 | 16.964 | 0
2021-06-23 02:00 | 196.695 | 3497.4154 | 0 | 0 | 196.695 | 3497.4154 | 0 | 196.695 | 17.7809 | 3.1061 | 41.6462 | 36.4728 | 22.9669 | 22.1999 | 28.6012 | 30.9376 | 41.6462 | 0 | 196.695 | 0 | 30.9376 | 0 | 0 | 0
2021-06-23 03:00 | 184.355 | 3137.432 | 0 | 0 | 184.355 | 3137.432 | 0 | 184.355 | 17.0184 | 3.1061 | 41.6462 | 36.4728 | 22.9669 | 22.1999 | 28.6012 | 30.9376 | 41.6462 | 0 | 184.355 | 0 | 30.9376 | 0 | 0 | 0
2021-06-23 04:00 | 177.695 | 2923.3559 | 0 | 0 | 177.695 | 2923.3559 | 0 | 177.695 | 16.4515 | 3.1061 | 41.6462 | 36.4728 | 22.9669 | 22.1999 | 28.6012 | 30.9376 | 41.6462 | 0 | 177.695 | 0 | 30.9376 | 0 | 0 | 0
2021-06-23 05:00 | 180.793 | 3055.5847 | 0 | 0 | 180.793 | 3055.5847 | 0 | 180.793 | 16.901 | 3.1061 | 41.6462 | 36.4728 | 22.9669 | 22.1999 | 28.6012 | 30.9376 | 41.6462 | 0 | 180.793 | 0 | 30.9376 | 0 | 0 | 0
2021-06-23 06:00 | 192.027 | 3409.1528 | 0 | 0 | 192.027 | 3409.1528 | 0 | 192.027 | 17.7535 | 3.1061 | 41.6462 | 36.4728 | 22.9669 | 22.1999 | 28.6012 | 30.9376 | 41.6462 | 0 | 192.027 | 0 | 30.9376 | 0 | 0 | 0
2021-06-23 07:00 | 205.92 | 3867.9213 | 0 | 0 | 205.92 | 3867.9213 | 0 | 205.92 | 18.7836 | 3.1061 | 41.6462 | 36.4728 | 22.9669 | 22.1999 | 28.6012 | 30.9376 | 41.6462 | 0 | 200 | 0 | 30.9376 | 0 | 5.92 | 0
2021-06-23 08:00 | 234.125 | 4746.1998 | 0 | 0 | 234.125 | 4746.1998 | 0 | 234.125 | 20.2721 | 3.1061 | 41.6462 | 36.4728 | 22.9669 | 22.1999 | 28.6012 | 30.9376 | 41.6462 | 0 | 200 | 0 | 30.9376 | 0 | 34.125 | 0
2021-06-23 09:00 | 253.079 | 5112.8152 | 0 | 0 | 253.079 | 5112.8152 | 0 | 253.079 | 20.2024 | 3.1061 | 41.6462 | 36.4728 | 22.9669 | 22.1999 | 28.6012 | 30.9376 | 41.6462 | 0 | 200 | 0 | 30.9376 | 0 | 53.079 | 0
2021-06-23 10:00 | 270.377 | 5826.6192 | 0 | 0 | 270.377 | 5826.6192 | 0 | 270.377 | 21.55 | 3.1061 | 41.6462 | 36.4728 | 22.9669 | 22.1999 | 28.6012 | 30.9376 | 41.6462 | 0 | 200 | 0 | 30.9376 | 0 | 70.377 | 0
2021-06-23 11:00 | 288.751 | 6605.9041 | 0 | 0 | 288.751 | 6605.9041 | 0 | 288.751 | 22.8775 | 3.1061 | 41.6462 | 36.4728 | 22.9669 | 22.1999 | 28.6012 | 30.9376 | 41.6462 | 0 | 200 | 0 | 30.9376 | 0 | 88.751 | 0
2021-06-23 12:00 | 308.614 | 7098.4565 | 0 | 0 | 308.614 | 7098.4565 | 0 | 308.614 | 23.0011 | 3.1061 | 41.6462 | 36.4728 | 22.9669 | 22.1999 | 28.6012 | 30.9376 | 41.6462 | 0 | 200 | 0 | 30.9376 | 0 | 108.614 | 0
2021-06-23 13:00 | 326.363 | 7851.48 | 0 | 0 | 326.363 | 7851.48 | 0 | 326.363 | 24.0575 | 3.1061 | 41.6462 | 36.4728 | 22.9669 | 22.1999 | 28.6012 | 30.9376 | 41.6462 | 0 | 200 | 0 | 30.9376 | 0 | 126.363 | 0
2021-06-23 14:00 | 346.293 | 8487.9876 | 0 | 0 | 346.293 | 8487.9876 | 0 | 346.293 | 24.511 | 3.1061 | 41.6462 | 36.4728 | 22.9669 | 22.1999 | 28.6012 | 30.9376 | 41.6462 | 0 | 200 | 0 | 30.9376 | 0 | 146.293 | 0
2021-06-23 15:00 | 377.413 | 9255.6549 | 0 | 0 | 377.413 | 9255.6549 | 0 | 377.413 | 24.5239 | 3.1061 | 41.6462 | 36.4728 | 22.9669 | 22.1999 | 28.6012 | 30.9376 | 41.6462 | 0 | 200 | 0 | 30.9376 | 0 | 177.413 | 0
2021-06-23 16:00 | 388.435 | 9704.2414 | 0 | 0 | 388.435 | 9704.2414 | 0 | 388.435 | 24.9829 | 3.1061 | 41.6462 | 36.4728 | 22.9669 | 22.1999 | 28.6012 | 30.9376 | 41.6462 | 0 | 200 | 0 | 30.9376 | 0 | 188.435 | 0
2021-06-23 17:00 | 395.567 | 10301.2361 | 0 | 0 | 395.567 | 10301.2361 | 0 | 395.567 | 26.0417 | 3.1061 | 41.6462 | 36.4728 | 22.9669 | 22.1999 | 28.6012 | 30.9376 | 41.6462 | 0 | 200 | 0 | 30.9376 | 0 | 195.567 | 0
2021-06-23 18:00 | 358.883 | 9831.527 | 0 | 0 | 358.883 | 9831.527 | 0 | 358.883 | 27.3948 | 3.1061 | 41.6462 | 36.4728 | 22.9669 | 22.1999 | 28.6012 | 30.9376 | 41.6462 | 0 | 200 | 0 | 30.9376 | 0 | 158.883 | 0
2021-06-23 19:00 | 327.112 | 9027.082 | 0 | 0 | 327.112 | 9027.082 | 0 | 327.112 | 27.5963 | 3.1061 | 41.6462 | 36.4728 | 22.9669 | 22.1999 | 28.6012 | 30.9376 | 41.6462 | 0 | 200 | 0 | 30.9376 | 0 | 127.112 | 0
2021-06-23 20:00 | 296.114 | 8048.0547 | 0 | 0 | 296.114 | 8048.0547 | 0 | 296.114 | 27.1789 | 3.1061 | 41.6462 | 36.4728 | 22.9669 | 22.1999 | 28.6012 | 30.9376 | 41.6462 | 0 | 200 | 0 | 30.9376 | 0 | 96.114 | 0
2021-06-23 21:00 | 274.883 | 7125.2433 | 0 | 0 | 274.883 | 7125.2433 | 0 | 274.883 | 25.921 | 3.1061 | 41.6462 | 36.4728 | 22.9669 | 22.1999 | 28.6012 | 30.9376 | 41.6462 | 0 | 200 | 0 | 30.9376 | 0 | 74.883 | 0
2021-06-23 22:00 | 290.549 | 7094.8442 | 0 | 0 | 290.549 | 7094.8442 | 0 | 290.549 | 24.4188 | 3.1061 | 41.6462 | 36.4728 | 22.9669 | 22.1999 | 28.6012 | 30.9376 | 41.6462 | 0 | 200 | 0 | 30.9376 | 0 | 90.549 | 0
2021-06-23 23:00 | 300.4 | 6419.548 | 0 | 0 | 300.4 | 6419.548 | 0 | 300.4 | 21.37 | 3.1061 | 41.6462 | 36.4728 | 22.9669 | 22.1999 | 28.6012 | 30.9376 | 41.6462 | 0 | 200 | 0 | 30.9376 | 0 | 100.4 | 0
2021-06-24 | 261.782 | 5071.8062 | 0 | 0 | 261.782 | 5071.8062 | 0 | 261.782 | 19.3742 | 3.1061 | 41.6462 | 36.4728 | 22.9669 | 22.1999 | 28.6012 | 30.9376 | 41.6462 | 0 | 200 | 0 | 30.9376 | 0 | 61.782 | 0
2021-06-24 01:00 | 229 | 4270.85 | 3.741 | 69.76 | 225.259 | 4201.09 | 0 | 225.259 | 18.65 | 3.1315 | 41.9207 | 36.4728 | 22.9669 | 22.1999 | 28.6012 | 30.9376 | 41.9207 | 0 | 200 | 0 | 30.9376 | 0 | 25.259 | 0
2021-06-24 02:00 | 201.353 | 3576.322 | 0 | 0 | 201.353 | 3576.322 | 0 | 201.353 | 17.7615 | 3.1315 | 41.9207 | 36.4728 | 22.9669 | 22.1999 | 28.6012 | 30.9376 | 41.9207 | 0 | 200 | 0 | 30.9376 | 0 | 1.353 | 0
2021-06-24 03:00 | 184.868 | 3232.0471 | 0 | 0 | 184.868 | 3232.0471 | 0 | 184.868 | 17.483 | 3.1315 | 41.9207 | 36.4728 | 22.9669 | 22.1999 | 28.6012 | 30.9376 | 41.9207 | 0 | 184.868 | 0 | 30.9376 | 0 | 0 | 0
2021-06-24 04:00 | 176.869 | 3003.7327 | 0 | 0 | 176.869 | 3003.7327 | 0 | 176.869 | 16.9828 | 3.1315 | 41.9207 | 36.4728 | 22.9669 | 22.1999 | 28.6012 | 30.9376 | 41.9207 | 0 | 176.869 | 0 | 30.9376 | 0 | 0 | 0
2021-06-24 05:00 | 179.711 | 3102.3454 | 0 | 0 | 179.711 | 3102.3454 | 0 | 179.711 | 17.263 | 3.1315 | 41.9207 | 36.4728 | 22.9669 | 22.1999 | 28.6012 | 30.9376 | 41.9207 | 0 | 179.711 | 0 | 30.9376 | 0 | 0 | 0
2021-06-24 06:00 | 185.781 | 3334.4026 | 0 | 0 | 185.781 | 3334.4026 | 0 | 185.781 | 17.948 | 3.1315 | 41.9207 | 36.4728 | 22.9669 | 22.1999 | 28.6012 | 30.9376 | 41.9207 | 0 | 185.781 | 0 | 30.9376 | 0 | 0 | 0
2021-06-24 07:00 | 210.602 | 4012.7147 | 0 | 0 | 210.602 | 4012.7147 | 0 | 210.602 | 19.0535 | 3.1315 | 41.9207 | 36.4728 | 22.9669 | 22.1999 | 28.6012 | 30.9376 | 41.9207 | 0 | 200 | 0 | 30.9376 | 0 | 10.602 | 0
2021-06-24 08:00 | 238.571 | 4947.8643 | 0 | 0 | 238.571 | 4947.8643 | 0 | 238.571 | 20.7396 | 3.1315 | 41.9207 | 36.4728 | 22.9669 | 22.1999 | 28.6012 | 30.9376 | 41.9207 | 0 | 200 | 0 | 30.9376 | 0 | 38.571 | 0
2021-06-24 09:00 | 267.294 | 5961.0919 | 0 | 0 | 267.294 | 5961.0919 | 0 | 267.294 | 22.3016 | 3.1315 | 41.9207 | 36.4728 | 22.9669 | 22.1999 | 28.6012 | 30.9376 | 41.9207 | 0 | 200 | 0 | 30.9376 | 0 | 67.294 | 0
2021-06-24 10:00 | 298.836 | 6875.3418 | 0 | 0 | 298.836 | 6875.3418 | 0 | 298.836 | 23.0071 | 3.1315 | 41.9207 | 36.4728 | 22.9669 | 22.1999 | 28.6012 | 30.9376 | 41.9207 | 0 | 200 | 0 | 30.9376 | 0 | 98.836 | 0
2021-06-24 11:00 | 320.618 | 8009.871 | 0 | 0 | 320.618 | 8009.871 | 0 | 320.618 | 24.9826 | 3.1315 | 41.9207 | 36.4728 | 22.9669 | 22.1999 | 28.6012 | 30.9376 | 41.9207 | 0 | 200 | 0 | 30.9376 | 0 | 120.618 | 0
2021-06-24 12:00 | 355.609 | 9660.2576 | 0 | 0 | 355.609 | 9660.2576 | 0 | 355.609 | 27.1654 | 3.1315 | 41.9207 | 36.4728 | 22.9669 | 22.1999 | 28.6012 | 30.9376 | 41.9207 | 0 | 200 | 0 | 30.9376 | 0 | 155.609 | 0
2021-06-24 13:00 | 375.114 | 11056.1349 | 0 | 0 | 375.114 | 11056.1349 | 0 | 375.114 | 29.4741 | 3.1315 | 41.9207 | 36.4728 | 22.9669 | 22.1999 | 28.6012 | 30.9376 | 41.9207 | 0 | 200 | 0 | 30.9376 | 0 | 175.114 | 0
2021-06-24 14:00 | 358.205 | 19174.2529 | 0 | 0 | 358.205 | 19174.2529 | 0 | 358.205 | 53.5287 | 3.1315 | 41.9207 | 36.4728 | 22.9669 | 22.1999 | 28.6012 | 30.9376 | 41.9207 | 11.6081 | 200 | 2321.6106 | 30.9376 | 22.5911 | 158.205 | 3574.0296
2021-06-24 15:00 | 392.067 | 12663.9107 | 0 | 0 | 392.067 | 12663.9107 | 0 | 392.067 | 32.3004 | 3.1315 | 41.9207 | 36.4728 | 22.9669 | 22.1999 | 28.6012 | 30.9376 | 41.9207 | 0 | 200 | 0 | 30.9376 | 1.3628 | 192.067 | 261.7469
2021-06-24 16:00 | 329.467 | 12681.8778 | 0 | 0 | 329.467 | 12681.8778 | 0 | 329.467 | 38.4921 | 3.1315 | 41.9207 | 36.4728 | 22.9669 | 22.1999 | 28.6012 | 30.9376 | 41.9207 | 0 | 200 | 0 | 30.9376 | 7.5545 | 129.467 | 978.0609
2021-06-24 17:00 | 278.847 | 11807.748 | 0 | 0 | 278.847 | 11807.748 | 0 | 278.847 | 42.3449 | 3.1315 | 41.9207 | 36.4728 | 22.9669 | 22.1999 | 28.6012 | 30.9376 | 41.9207 | 0.42424 | 200 | 84.8476 | 30.9376 | 11.4073 | 78.847 | 899.4325
2021-06-24 18:00 | 269.295 | 12296.7172 | 0 | 0 | 269.295 | 12296.7172 | 0 | 269.295 | 45.6626 | 3.1315 | 41.9207 | 36.4728 | 22.9669 | 22.1999 | 28.6012 | 30.9376 | 41.9207 | 3.742 | 200 | 748.3933 | 30.9376 | 14.725 | 69.295 | 1020.3718
2021-06-24 19:00 | 254.625 | 10328.776 | 0 | 0 | 254.625 | 10328.776 | 0 | 254.625 | 40.5647 | 3.1315 | 41.9207 | 36.4728 | 22.9669 | 22.1999 | 28.6012 | 30.9376 | 41.9207 | 0 | 200 | 0 | 30.9376 | 9.6271 | 54.625 | 525.8789
2021-06-24 20:00 | 238.845 | 9147.1128 | 0 | 0 | 238.845 | 9147.1128 | 0 | 238.845 | 38.2973 | 3.1315 | 41.9207 | 36.4728 | 22.9669 | 22.1999 | 28.6012 | 30.9376 | 41.9207 | 0 | 200 | 0 | 30.9376 | 7.3597 | 38.845 | 285.8872
2021-06-24 21:00 | 202.686 | 7107.642 | 0 | 0 | 202.686 | 7107.642 | 0 | 202.686 | 35.0673 | 3.1315 | 41.9207 | 36.4728 | 22.9669 | 22.1999 | 28.6012 | 30.9376 | 41.9207 | 0 | 200 | 0 | 30.9376 | 4.1297 | 2.686 | 11.0923
2021-06-24 22:00 | 188.589 | 6027.7427 | 0 | 0 | 188.589 | 6027.7427 | 0 | 188.589 | 31.9623 | 3.1315 | 41.9207 | 36.4728 | 22.9669 | 22.1999 | 28.6012 | 30.9376 | 41.9207 | 0 | 188.589 | 0 | 30.9376 | 1.0247 | 0 | 0
2021-06-24 23:00 | 186.8 | 4974.484 | 0 | 0 | 186.8 | 4974.484 | 0 | 186.8 | 26.63 | 3.1315 | 41.9207 | 36.4728 | 22.9669 | 22.1999 | 28.6012 | 30.9376 | 41.9207 | 0 | 186.8 | 0 | 30.9376 | 0 | 0 | 0
2021-06-25 | 256 | 5905.92 | 0 | 0 | 256 | 5905.92 | 0 | 256 | 23.07 | 3.1315 | 41.9207 | 36.4728 | 22.9669 | 22.1999 | 28.6012 | 30.9376 | 41.9207 | 0 | 200 | 0 | 30.9376 | 0 | 56 | 0
2021-06-25 01:00 | 291.8 | 5868.098 | 0 | 0 | 291.8 | 5868.098 | 0 | 291.8 | 20.11 | 3.1061 | 41.6462 | 36.4728 | 22.9669 | 22.1999 | 28.6012 | 30.9376 | 41.6462 | 0 | 200 | 0 | 30.9376 | 0 | 91.8 | 0
2021-06-25 02:00 | 270.3 | 4987.035 | 9.16 | 169.008 | 261.14 | 4818.027 | 0 | 261.14 | 18.45 | 3.1061 | 41.6462 | 36.4728 | 22.9669 | 22.1999 | 28.6012 | 30.9376 | 41.6462 | 0 | 200 | 0 | 30.9376 | 0 | 61.14 | 0
2021-06-25 03:00 | 241.057 | 4340.5301 | 0 | 0 | 241.057 | 4340.5301 | 0 | 241.057 | 18.0062 | 3.1061 | 41.6462 | 36.4728 | 22.9669 | 22.1999 | 28.6012 | 30.9376 | 41.6462 | 0 | 200 | 0 | 30.9376 | 0 | 41.057 | 0
2021-06-25 04:00 | 225 | 3955.5 | 1.915 | 33.671 | 223.085 | 3921.829 | 0 | 223.085 | 17.58 | 3.1061 | 41.6462 | 36.4728 | 22.9669 | 22.1999 | 28.6012 | 30.9376 | 41.6462 | 0 | 200 | 0 | 30.9376 | 0 | 23.085 | 0
2021-06-25 05:00 | 234.9 | 4157.73 | 12.862 | 227.666 | 222.038 | 3930.064 | 0 | 222.038 | 17.7 | 3.1061 | 41.6462 | 36.4728 | 22.9669 | 22.1999 | 28.6012 | 30.9376 | 41.6462 | 0 | 200 | 0 | 30.9376 | 0 | 22.038 | 0
2021-06-25 06:00 | 242.1 | 4396.536 | 15.255 | 277.029 | 226.845 | 4119.507 | 0 | 226.845 | 18.16 | 3.1061 | 41.6462 | 36.4728 | 22.9669 | 22.1999 | 28.6012 | 30.9376 | 41.6462 | 0 | 200 | 0 | 30.9376 | 0 | 26.845 | 0
2021-06-25 07:00 | 259.2 | 4961.088 | 24.415 | 467.305 | 234.785 | 4493.783 | 0 | 234.785 | 19.14 | 3.1061 | 41.6462 | 36.4728 | 22.9669 | 22.1999 | 28.6012 | 30.9376 | 41.6462 | 0 | 200 | 0 | 30.9376 | 0 | 34.785 | 0
2021-06-25 08:00 | 272 | 5994.88 | 0 | 0 | 272 | 5994.88 | 0 | 272 | 22.04 | 3.1061 | 41.6462 | 36.4728 | 22.9669 | 22.1999 | 28.6012 | 30.9376 | 41.6462 | 0 | 200 | 0 | 30.9376 | 0 | 72 | 0
2021-06-25 09:00 | 298.5 | 6599.835 | 0 | 0 | 298.5 | 6599.835 | 0 | 298.5 | 22.11 | 3.1061 | 41.6462 | 36.4728 | 22.9669 | 22.1999 | 28.6012 | 30.9376 | 41.6462 | 0 | 200 | 0 | 30.9376 | 0 | 98.5 | 0
2021-06-25 10:00 | 331.742 | 7753.2521 | 0 | 0 | 331.742 | 7753.2521 | 0 | 331.742 | 23.3713 | 3.1061 | 41.6462 | 36.4728 | 22.9669 | 22.1999 | 28.6012 | 30.9376 | 41.6462 | 0 | 200 | 0 | 30.9376 | 0 | 131.742 | 0
2021-06-25 11:00 | 347.585 | 8905.498 | 0 | 0 | 347.585 | 8905.498 | 0 | 347.585 | 25.6211 | 3.1061 | 41.6462 | 36.4728 | 22.9669 | 22.1999 | 28.6012 | 30.9376 | 41.6462 | 0 | 200 | 0 | 30.9376 | 0 | 147.585 | 0
2021-06-25 12:00 | 338.243 | 9678.1034 | 0 | 0 | 338.243 | 9678.1034 | 0 | 338.243 | 28.6129 | 3.1061 | 41.6462 | 36.4728 | 22.9669 | 22.1999 | 28.6012 | 30.9376 | 41.6462 | 0 | 200 | 0 | 30.9376 | 0 | 138.243 | 0
2021-06-25 13:00 | 327.231 | 10804.3216 | 0 | 0 | 327.231 | 10804.3216 | 0 | 327.231 | 33.0174 | 3.1061 | 41.6462 | 36.4728 | 22.9669 | 22.1999 | 28.6012 | 30.9376 | 41.6462 | 0 | 200 | 0 | 30.9376 | 2.0798 | 127.231 | 264.6189
2021-06-25 14:00 | 322.84 | 10692.1826 | 0 | 0 | 322.84 | 10692.1826 | 0 | 322.84 | 33.1191 | 3.1061 | 41.6462 | 36.4728 | 22.9669 | 22.1999 | 28.6012 | 30.9376 | 41.6462 | 0 | 200 | 0 | 30.9376 | 2.1816 | 122.84 | 267.9821
2021-06-25 15:00 | 286.741 | 10114.7883 | 0 | 0 | 286.741 | 10114.7883 | 0 | 286.741 | 35.275 | 3.1061 | 41.6462 | 36.4728 | 22.9669 | 22.1999 | 28.6012 | 30.9376 | 41.6462 | 0 | 200 | 0 | 30.9376 | 4.3374 | 86.741 | 376.2316
2021-06-25 16:00 | 296.058 | 10759.0969 | 0 | 0 | 296.058 | 10759.0969 | 0 | 296.058 | 36.3412 | 3.1061 | 41.6462 | 36.4728 | 22.9669 | 22.1999 | 28.6012 | 30.9376 | 41.6462 | 0 | 200 | 0 | 30.9376 | 5.4036 | 96.058 | 519.0585
2021-06-25 17:00 | 289.898 | 11817.9351 | 0 | 0 | 289.898 | 11817.9351 | 0 | 289.898 | 40.7658 | 3.1061 | 41.6462 | 36.4728 | 22.9669 | 22.1999 | 28.6012 | 30.9376 | 41.6462 | 0 | 200 | 0 | 30.9376 | 9.8283 | 89.898 | 883.5404
2021-06-25 18:00 | 296.374 | 12568.1018 | 0 | 0 | 296.374 | 12568.1018 | 0 | 296.374 | 42.4062 | 3.1061 | 41.6462 | 36.4728 | 22.9669 | 22.1999 | 28.6012 | 30.9376 | 41.6462 | 0.75997 | 200 | 151.9948 | 30.9376 | 11.4686 | 96.374 | 1105.2785
2021-06-25 19:00 | 280.573 | 9946.1512 | 0 | 0 | 280.573 | 9946.1512 | 0 | 280.573 | 35.4494 | 3.1061 | 41.6462 | 36.4728 | 22.9669 | 22.1999 | 28.6012 | 30.9376 | 41.6462 | 0 | 200 | 0 | 30.9376 | 4.5118 | 80.573 | 363.5324
2021-06-25 20:00 | 258.422 | 8604.0169 | 0 | 0 | 258.422 | 8604.0169 | 0 | 258.422 | 33.2944 | 3.1061 | 41.6462 | 36.4728 | 22.9669 | 22.1999 | 28.6012 | 30.9376 | 41.6462 | 0 | 200 | 0 | 30.9376 | 2.3569 | 58.422 | 137.6925
2021-06-25 21:00 | 208.929 | 7281.7417 | 0 | 0 | 208.929 | 7281.7417 | 0 | 208.929 | 34.8527 | 3.1061 | 41.6462 | 36.4728 | 22.9669 | 22.1999 | 28.6012 | 30.9376 | 41.6462 | 0 | 200 | 0 | 30.9376 | 3.9151 | 8.929 | 34.9581
2021-06-25 22:00 | 189.158 | 6009.976 | 0 | 0 | 189.158 | 6009.976 | 0 | 189.158 | 31.7723 | 3.1061 | 41.6462 | 36.4728 | 22.9669 | 22.1999 | 28.6012 | 30.9376 | 41.6462 | 0 | 189.158 | 0 | 30.9376 | 0.83467 | 0 | 0
2021-06-25 23:00 | 243.285 | 6179.439 | 0 | 0 | 243.285 | 6179.439 | 0 | 243.285 | 25.4 | 3.1061 | 41.6462 | 36.4728 | 22.9669 | 22.1999 | 28.6012 | 30.9376 | 41.6462 | 0 | 200 | 0 | 30.9376 | 0 | 43.285 | 0
2021-06-26 | 302.035 | 7143.1277 | 0 | 0 | 302.035 | 7143.1277 | 0 | 302.035 | 23.65 | 3.1061 | 41.6462 | 36.4728 | 22.9669 | 22.1999 | 28.6012 | 30.9376 | 41.6462 | 0 | 200 | 0 | 30.9376 | 0 | 102.035 | 0
2021-06-26 01:00 | 310.2 | 7432.392 | 86.585 | 2074.574 | 223.615 | 5357.818 | 0 | 223.615 | 23.96 | 3.3145 | 43.8964 | 36.4728 | 22.9669 | 22.1999 | 28.6012 | 30.9376 | 43.8964 | 0 | 200 | 0 | 30.9376 | 0 | 23.615 | 0
2021-06-26 02:00 | 301.6 | 6499.48 | 32.929 | 709.609 | 268.671 | 5789.871 | 0 | 268.671 | 21.55 | 3.3145 | 43.8964 | 36.4728 | 22.9669 | 22.1999 | 28.6012 | 30.9376 | 43.8964 | 0 | 200 | 0 | 30.9376 | 0 | 68.671 | 0
2021-06-26 03:00 | 289.1 | 5981.479 | 43.742 | 905.014 | 245.358 | 5076.465 | 0 | 245.358 | 20.69 | 3.3145 | 43.8964 | 36.4728 | 22.9669 | 22.1999 | 28.6012 | 30.9376 | 43.8964 | 0 | 200 | 0 | 30.9376 | 0 | 45.358 | 0
2021-06-26 04:00 | 255.5 | 5224.975 | 27.744 | 567.373 | 227.756 | 4657.602 | 0 | 227.756 | 20.45 | 3.3145 | 43.8964 | 36.4728 | 22.9669 | 22.1999 | 28.6012 | 30.9376 | 43.8964 | 0 | 200 | 0 | 30.9376 | 0 | 27.756 | 0
2021-06-26 05:00 | 255.7 | 5129.342 | 32.112 | 644.165 | 223.588 | 4485.177 | 0 | 223.588 | 20.06 | 3.3145 | 43.8964 | 36.4728 | 22.9669 | 22.1999 | 28.6012 | 30.9376 | 43.8964 | 0 | 200 | 0 | 30.9376 | 0 | 23.588 | 0
2021-06-26 06:00 | 261.1 | 5248.11 | 43.139 | 867.094 | 217.961 | 4381.016 | 0 | 217.961 | 20.1 | 3.3145 | 43.8964 | 36.4728 | 22.9669 | 22.1999 | 28.6012 | 30.9376 | 43.8964 | 0 | 200 | 0 | 30.9376 | 0 | 17.961 | 0
2021-06-26 07:00 | 268.5 | 5343.15 | 54.195 | 1078.477 | 214.305 | 4264.673 | 0 | 214.305 | 19.9 | 3.3145 | 43.8964 | 36.4728 | 22.9669 | 22.1999 | 28.6012 | 30.9376 | 43.8964 | 0 | 200 | 0 | 30.9376 | 0 | 14.305 | 0
2021-06-26 08:00 | 268.2 | 5441.778 | 31.924 | 647.73 | 236.276 | 4794.048 | 0 | 236.276 | 20.29 | 3.3145 | 43.8964 | 36.4728 | 22.9669 | 22.1999 | 28.6012 | 30.9376 | 43.8964 | 0 | 200 | 0 | 30.9376 | 0 | 36.276 | 0
2021-06-26 09:00 | 316.9 | 7070.039 | 56.268 | 1255.341 | 260.632 | 5814.698 | 0 | 260.632 | 22.31 | 3.3145 | 43.8964 | 36.4728 | 22.9669 | 22.1999 | 28.6012 | 30.9376 | 43.8964 | 0 | 200 | 0 | 30.9376 | 0 | 60.632 | 0
2021-06-26 10:00 | 278.974 | 7103.4502 | 0 | 0 | 278.974 | 7103.4502 | 0 | 278.974 | 25.4628 | 3.3145 | 43.8964 | 36.4728 | 22.9669 | 22.1999 | 28.6012 | 30.9376 | 43.8964 | 0 | 200 | 0 | 30.9376 | 0 | 78.974 | 0
2021-06-26 11:00 | 270.068 | 8045.597 | 0 | 0 | 270.068 | 8045.597 | 0 | 270.068 | 29.791 | 3.3145 | 43.8964 | 36.4728 | 22.9669 | 22.1999 | 28.6012 | 30.9376 | 43.8964 | 0 | 200 | 0 | 30.9376 | 0 | 70.068 | 0
2021-06-26 12:00 | 272.271 | 9315.9071 | 0 | 0 | 272.271 | 9315.9071 | 0 | 272.271 | 34.2156 | 3.3145 | 43.8964 | 36.4728 | 22.9669 | 22.1999 | 28.6012 | 30.9376 | 43.8964 | 0 | 200 | 0 | 30.9376 | 3.278 | 72.271 | 236.9032
2021-06-26 13:00 | 256.511 | 8659.4719 | 0 | 0 | 256.511 | 8659.4719 | 0 | 256.511 | 33.7587 | 3.3145 | 43.8964 | 36.4728 | 22.9669 | 22.1999 | 28.6012 | 30.9376 | 43.8964 | 0 | 200 | 0 | 30.9376 | 2.8211 | 56.511 | 159.4227
2021-06-26 14:00 | 289.54 | 10776.6788 | 50.238 | 1869.859 | 239.302 | 8906.8198 | 0 | 239.302 | 37.22 | 3.3145 | 43.8964 | 36.4728 | 22.9669 | 22.1999 | 28.6012 | 30.9376 | 43.8964 | 0 | 200 | 0 | 30.9376 | 6.2824 | 39.302 | 246.9114
2021-06-26 15:00 | 308.94 | 11888.0112 | 55.716 | 2143.951 | 253.224 | 9744.0602 | 0 | 253.224 | 38.48 | 3.3145 | 43.8964 | 36.4728 | 22.9669 | 22.1999 | 28.6012 | 30.9376 | 43.8964 | 0 | 200 | 0 | 30.9376 | 7.5424 | 53.224 | 401.4377
2021-06-26 16:00 | 328.125 | 13200.4688 | 51.182 | 2059.052 | 276.943 | 11141.4168 | 0 | 276.943 | 40.23 | 3.3145 | 43.8964 | 36.4728 | 22.9669 | 22.1999 | 28.6012 | 30.9376 | 43.8964 | 0 | 200 | 0 | 30.9376 | 9.2924 | 76.943 | 714.9863
2021-06-26 17:00 | 339.81 | 14489.4984 | 47.526 | 2026.508 | 292.284 | 12462.9904 | 0 | 292.284 | 42.64 | 3.3145 | 43.8964 | 36.4728 | 22.9669 | 22.1999 | 28.6012 | 30.9376 | 43.8964 | 0 | 200 | 0 | 30.9376 | 11.7024 | 92.284 | 1079.9459
2021-06-26 18:00 | 327.78 | 15431.8824 | 38.225 | 1799.633 | 289.555 | 13632.2494 | 0 | 289.555 | 47.08 | 3.3145 | 43.8964 | 36.4728 | 22.9669 | 22.1999 | 28.6012 | 30.9376 | 43.8964 | 3.1836 | 200 | 636.7137 | 30.9376 | 16.1424 | 89.555 | 1445.634
2021-06-26 19:00 | 304.41 | 13007.4393 | 22.791 | 973.859 | 281.619 | 12033.5803 | 0 | 281.619 | 42.73 | 3.3145 | 43.8964 | 36.4728 | 22.9669 | 22.1999 | 28.6012 | 30.9376 | 43.8964 | 0 | 200 | 0 | 30.9376 | 11.7924 | 81.619 | 962.4853
2021-06-26 20:00 | 261.96 | 10384.1555 | 0 | 0 | 261.96 | 10384.1555 | 0 | 261.96 | 39.6402 | 3.3145 | 43.8964 | 36.4728 | 22.9669 | 22.1999 | 28.6012 | 30.9376 | 43.8964 | 0 | 200 | 0 | 30.9376 | 8.7026 | 61.96 | 539.2161
2021-06-26 21:00 | 243.355 | 8758.3464 | 13.071 | 470.425 | 230.284 | 8287.9214 | 0 | 230.284 | 35.99 | 3.3145 | 43.8964 | 36.4728 | 22.9669 | 22.1999 | 28.6012 | 30.9376 | 43.8964 | 0 | 200 | 0 | 30.9376 | 5.0524 | 30.284 | 153.0074
2021-06-26 22:00 | 202.566 | 7050.4803 | 0 | 0 | 202.566 | 7050.4803 | 0 | 202.566 | 34.8058 | 3.3145 | 43.8964 | 36.4728 | 22.9669 | 22.1999 | 28.6012 | 30.9376 | 43.8964 | 0 | 200 | 0 | 30.9376 | 3.8683 | 2.566 | 9.9259
2021-06-26 23:00 | 165.685 | 4968.8931 | 0 | 0 | 165.685 | 4968.8931 | 0 | 165.685 | 29.99 | 3.3145 | 43.8964 | 36.4728 | 22.9669 | 22.1999 | 28.6012 | 30.9376 | 43.8964 | 0 | 165.685 | 0 | 30.9376 | 0 | 0 | 0
2021-06-27 | 174.73 | 4808.5696 | 0 | 0 | 174.73 | 4808.5696 | 0 | 174.73 | 27.52 | 3.3145 | 43.8964 | 36.4728 | 22.9669 | 22.1999 | 28.6012 | 30.9376 | 43.8964 | 0 | 174.73 | 0 | 30.9376 | 0 | 0 | 0
2021-06-27 01:00 | 205.95 | 5212.5945 | 0 | 0 | 205.95 | 5212.5945 | 0 | 205.95 | 25.31 | 3.3145 | 43.8964 | 36.4728 | 22.9669 | 22.1999 | 28.6012 | 30.9376 | 43.8964 | 0 | 200 | 0 | 30.9376 | 0 | 5.95 | 0
2021-06-27 02:00 | 243.95 | 5659.64 | 21.083 | 489.133 | 222.867 | 5170.507 | 0 | 222.867 | 23.2 | 3.3145 | 43.8964 | 36.4728 | 22.9669 | 22.1999 | 28.6012 | 30.9376 | 43.8964 | 0 | 200 | 0 | 30.9376 | 0 | 22.867 | 0
2021-06-27 03:00 | 222.4 | 4866.112 | 24.402 | 533.914 | 197.998 | 4332.198 | 0 | 197.998 | 21.88 | 3.3145 | 43.8964 | 36.4728 | 22.9669 | 22.1999 | 28.6012 | 30.9376 | 43.8964 | 0 | 197.998 | 0 | 30.9376 | 0 | 0 | 0
2021-06-27 04:00 | 192.1 | 4118.624 | 7.046 | 151.066 | 185.054 | 3967.558 | 0 | 185.054 | 21.44 | 3.3145 | 43.8964 | 36.4728 | 22.9669 | 22.1999 | 28.6012 | 30.9376 | 43.8964 | 0 | 185.054 | 0 | 30.9376 | 0 | 0 | 0
2021-06-27 05:00 | 212.6 | 4456.096 | 37.756 | 791.359 | 174.844 | 3664.737 | 0 | 174.844 | 20.96 | 3.3145 | 43.8964 | 36.4728 | 22.9669 | 22.1999 | 28.6012 | 30.9376 | 43.8964 | 0 | 174.844 | 0 | 30.9376 | 0 | 0 | 0
2021-06-27 06:00 | 205.6 | 4325.824 | 39.134 | 823.386 | 166.466 | 3502.438 | 0 | 166.466 | 21.04 | 3.3145 | 43.8964 | 36.4728 | 22.9669 | 22.1999 | 28.6012 | 30.9376 | 43.8964 | 0 | 166.466 | 0 | 30.9376 | 0 | 0 | 0
2021-06-27 07:00 | 200.4 | 4010.004 | 42.756 | 855.554 | 157.644 | 3154.45 | 0 | 157.644 | 20.01 | 3.3145 | 43.8964 | 36.4728 | 22.9669 | 22.1999 | 28.6012 | 30.9376 | 43.8964 | 0 | 157.644 | 0 | 30.9376 | 0 | 0 | 0
2021-06-27 08:00 | 212.6 | 4507.12 | 38.638 | 819.123 | 173.962 | 3687.997 | 0 | 173.962 | 21.2 | 3.3145 | 43.8964 | 36.4728 | 22.9669 | 22.1999 | 28.6012 | 30.9376 | 43.8964 | 0 | 173.962 | 0 | 30.9376 | 0 | 0 | 0
2021-06-27 09:00 | 255.4 | 5703.082 | 42.046 | 938.88 | 213.354 | 4764.202 | 0 | 213.354 | 22.33 | 3.3145 | 43.8964 | 36.4728 | 22.9669 | 22.1999 | 28.6012 | 30.9376 | 43.8964 | 0 | 200 | 0 | 30.9376 | 0 | 13.354 | 0
2021-06-27 10:00 | 254.153 | 6364.8419 | 0 | 0 | 254.153 | 6364.8419 | 0 | 254.153 | 25.0433 | 3.3145 | 43.8964 | 36.4728 | 22.9669 | 22.1999 | 28.6012 | 30.9376 | 43.8964 | 0 | 200 | 0 | 30.9376 | 0 | 54.153 | 0
2021-06-27 11:00 | 248.829 | 8204.4995 | 0 | 0 | 248.829 | 8204.4995 | 0 | 248.829 | 32.9724 | 3.3145 | 43.8964 | 36.4728 | 22.9669 | 22.1999 | 28.6012 | 30.9376 | 43.8964 | 0 | 200 | 0 | 30.9376 | 2.0349 | 48.829 | 99.36
2021-06-27 12:00 | 235.599 | 8027.7304 | 0 | 0 | 235.599 | 8027.7304 | 0 | 235.599 | 34.0737 | 3.3145 | 43.8964 | 36.4728 | 22.9669 | 22.1999 | 28.6012 | 30.9376 | 43.8964 | 0 | 200 | 0 | 30.9376 | 3.1361 | 35.599 | 111.6427
2021-06-27 13:00 | 242.59 | 9237.8272 | 33.582 | 1278.802 | 209.008 | 7959.0252 | 0 | 209.008 | 38.08 | 3.3145 | 43.8964 | 36.4728 | 22.9669 | 22.1999 | 28.6012 | 30.9376 | 43.8964 | 0 | 200 | 0 | 30.9376 | 7.1424 | 9.008 | 64.3389
2021-06-27 14:00 | 319.475 | 13085.696 | 103.108 | 4223.304 | 216.367 | 8862.392 | 0 | 216.367 | 40.96 | 3.3145 | 43.8964 | 36.4728 | 22.9669 | 22.1999 | 28.6012 | 30.9376 | 43.8964 | 0 | 200 | 0 | 30.9376 | 10.0224 | 16.367 | 164.0369
2021-06-27 15:00 | 336.56 | 15464.932 | 98.252 | 4514.679 | 238.308 | 10950.253 | 0 | 238.308 | 45.95 | 3.3145 | 43.8964 | 36.4728 | 22.9669 | 22.1999 | 28.6012 | 30.9376 | 43.8964 | 2.0536 | 200 | 410.7141 | 30.9376 | 15.0124 | 38.308 | 575.0957
2021-06-27 16:00 | 332.63 | 16481.8165 | 85.674 | 4245.147 | 246.956 | 12236.6695 | 0 | 246.956 | 49.55 | 3.3145 | 43.8964 | 36.4728 | 22.9669 | 22.1999 | 28.6012 | 30.9376 | 43.8964 | 5.6536 | 200 | 1130.7135 | 30.9376 | 18.6124 | 46.956 | 873.9645
2021-06-27 17:00 | 348.695 | 19868.6411 | 77.783 | 4432.075 | 270.912 | 15436.5661 | 0 | 270.912 | 56.98 | 3.3145 | 43.8964 | 36.4728 | 22.9669 | 22.1999 | 28.6012 | 30.9376 | 43.8964 | 13.0836 | 200 | 2616.714 | 30.9376 | 26.0424 | 70.912 | 1846.7199
2021-06-27 18:00 | 330.55 | 21961.742 | 48.656 | 3232.705 | 281.894 | 18729.037 | 0 | 281.894 | 66.44 | 3.3145 | 43.8964 | 36.4728 | 22.9669 | 22.1999 | 28.6012 | 30.9376 | 43.8964 | 22.5436 | 200 | 4508.7135 | 30.9376 | 35.5024 | 81.894 | 2907.4347
2021-06-27 19:00 | 313.65 | 18430.074 | 32.361 | 1901.532 | 281.289 | 16528.542 | 0 | 281.289 | 58.76 | 3.3145 | 43.8964 | 36.4728 | 22.9669 | 22.1999 | 28.6012 | 30.9376 | 43.8964 | 14.8636 | 200 | 2972.714 | 30.9376 | 27.8224 | 81.289 | 2261.6564
2021-06-27 20:00 | 291.115 | 14881.7988 | 29.531 | 1509.625 | 261.584 | 13372.1738 | 0 | 261.584 | 51.12 | 3.3145 | 43.8964 | 36.4728 | 22.9669 | 22.1999 | 28.6012 | 30.9376 | 43.8964 | 7.2236 | 200 | 1444.7135 | 30.9376 | 20.1824 | 61.584 | 1242.9138
2021-06-27 21:00 | 256.445 | 11945.2081 | 23.942 | 1115.218 | 232.503 | 10829.9901 | 0 | 232.503 | 46.58 | 3.3145 | 43.8964 | 36.4728 | 22.9669 | 22.1999 | 28.6012 | 30.9376 | 43.8964 | 2.6836 | 200 | 536.714 | 30.9376 | 15.6424 | 32.503 | 508.4255
2021-06-27 22:00 | 241.56 | 10577.9124 | 53.462 | 2341.101 | 188.098 | 8236.8114 | 0 | 188.098 | 43.79 | 3.3145 | 43.8964 | 36.4728 | 22.9669 | 22.1999 | 28.6012 | 30.9376 | 43.8964 | 0 | 188.098 | 0 | 30.9376 | 12.8524 | 0 | 0
2021-06-27 23:00 | 188.82 | 6544.5012 | 45.697 | 1583.858 | 143.123 | 4960.6432 | 0 | 143.123 | 34.66 | 3.3145 | 43.8964 | 36.4728 | 22.9669 | 22.1999 | 28.6012 | 30.9376 | 43.8964 | 0 | 143.123 | 0 | 30.9376 | 3.7224 | 0 | 0
2021-06-28 | 155.55 | 4608.9465 | 34.708 | 1028.412 | 120.842 | 3580.5345 | 0 | 120.842 | 29.6299 | 3.3145 | 43.8964 | 36.4728 | 22.9669 | 22.1999 | 28.6012 | 30.9376 | 43.8964 | 0 | 120.842 | 0 | 30.9376 | 0 | 0 | 0
2021-06-28 01:00 | 25.429 | 679.8638 | 0 | 0 | 25.429 | 679.8638 | 0 | 25.429 | 26.7358 | 3.3145 | 43.8964 | 36.4728 | 22.9669 | 22.1999 | 28.6012 | 30.9376 | 43.8964 | 0 | 25.429 | 0 | 30.9376 | 0 | 0 | 0
2021-06-28 02:00 | 104.65 | 2656.017 | 0 | 0 | 104.65 | 2656.017 | 0 | 104.65 | 25.38 | 3.3145 | 43.8964 | 36.4728 | 22.9669 | 22.1999 | 28.6012 | 30.9376 | 43.8964 | 0 | 104.65 | 0 | 30.9376 | 0 | 0 | 0
2021-06-28 03:00 | 97.7 | 2399.512 | 0 | 0 | 97.7 | 2399.512 | 0 | 97.7 | 24.56 | 3.3145 | 43.8964 | 36.4728 | 22.9669 | 22.1999 | 28.6012 | 30.9376 | 43.8964 | 0 | 97.7 | 0 | 30.9376 | 0 | 0 | 0
2021-06-28 04:00 | 115.35 | 2665.7385 | 0 | 0 | 115.35 | 2665.7385 | 0 | 115.35 | 23.11 | 3.3145 | 43.8964 | 36.4728 | 22.9669 | 22.1999 | 28.6012 | 30.9376 | 43.8964 | 0 | 115.35 | 0 | 30.9376 | 0 | 0 | 0
2021-06-28 05:00 | 122.95 | 2831.5385 | 0 | 0 | 122.95 | 2831.5385 | 0 | 122.95 | 23.03 | 3.3145 | 43.8964 | 36.4728 | 22.9669 | 22.1999 | 28.6012 | 30.9376 | 43.8964 | 0 | 122.95 | 0 | 30.9376 | 0 | 0 | 0
2021-06-28 06:00 | 115.75 | 2863.655 | 0 | 0 | 115.75 | 2863.655 | 0 | 115.75 | 24.74 | 3.3145 | 43.8964 | 36.4728 | 22.9669 | 22.1999 | 28.6012 | 30.9376 | 43.8964 | 0 | 115.75 | 0 | 30.9376 | 0 | 0 | 0
2021-06-28 07:00 | 115.6 | 3036.812 | 0 | 0 | 115.6 | 3036.812 | 0 | 115.6 | 26.27 | 3.3145 | 43.8964 | 36.4728 | 22.9669 | 22.1999 | 28.6012 | 30.9376 | 43.8964 | 0 | 115.6 | 0 | 30.9376 | 0 | 0 | 0
2021-06-28 08:00 | 102.16 | 3003.8105 | 0 | 0 | 102.16 | 3003.8105 | 0 | 102.16 | 29.403 | 3.3145 | 43.8964 | 36.4728 | 22.9669 | 22.1999 | 28.6012 | 30.9376 | 43.8964 | 0 | 102.16 | 0 | 30.9376 | 0 | 0 | 0
2021-06-28 09:00 | 159.448 | 6633.834 | 80.045 | 3330.272 | 79.403 | 3303.562 | 0 | 79.403 | 41.605 | 3.3145 | 43.8964 | 36.4728 | 22.9669 | 22.1999 | 28.6012 | 30.9376 | 43.8964 | 0 | 79.403 | 0 | 30.9376 | 10.6674 | 0 | 0
2021-06-28 10:00 | 145.305 | 4696.2576 | 54.702 | 1767.955 | 90.603 | 2928.3026 | 0 | 90.603 | 32.3202 | 3.3145 | 43.8964 | 36.4728 | 22.9669 | 22.1999 | 28.6012 | 30.9376 | 43.8964 | 0 | 90.603 | 0 | 30.9376 | 1.3826 | 0 | 0
2021-06-28 11:00 | 33.03 | 1197.4696 | 0.375 | 13.596 | 32.655 | 1183.8736 | 5.05 | 27.605 | 36.254 | 3.3145 | 43.8964 | 36.4728 | 22.9669 | 22.1999 | 28.6012 | 30.9376 | 43.8964 | 0 | 27.605 | 0 | 30.9376 | 5.3164 | 0 | 0
2021-06-28 12:00 | 67.125 | 3063.9956 | 0 | 0 | 67.125 | 3063.9956 | 64.03 | 3.095 | 45.6461 | 3.3145 | 43.8964 | 36.4728 | 22.9669 | 22.1999 | 28.6012 | 30.9376 | 43.8964 | 1.7497 | 3.095 | 5.4153 | 30.9376 | 14.7085 | 0 | 0
2021-06-28 13:00 | 115.299 | 6099.9651 | 0 | 0 | 115.299 | 6099.9651 | 115.299 | 0 | 52.9056 | 3.3145 | 43.8964 | 36.4728 | 22.9669 | 22.1999 | 28.6012 | 30.9376 | 43.8964 | 9.0092 | 0 | 0 | 30.9376 | 21.968 | 0 | 0
2021-06-28 14:00 | 160.725 | 8582.715 | 15.326 | 818.408 | 145.399 | 7764.307 | 145.399 | 0 | 53.4 | 3.3145 | 43.8964 | 36.4728 | 22.9669 | 22.1999 | 28.6012 | 30.9376 | 43.8964 | 9.5036 | 0 | 0 | 30.9376 | 22.4624 | 0 | 0
2021-06-28 15:00 | 174.901 | 10482.8373 | 0 | 0 | 174.901 | 10482.8373 | 174.901 | 0 | 59.9358 | 3.3145 | 43.8964 | 36.4728 | 22.9669 | 22.1999 | 28.6012 | 30.9376 | 43.8964 | 16.0394 | 0 | 0 | 30.9376 | 28.9982 | 0 | 0
2021-06-28 16:00 | 176.125 | 12168.4762 | 1.031 | 71.232 | 175.094 | 12097.2442 | 175.094 | 0 | 69.09 | 3.3145 | 43.8964 | 36.4728 | 22.9669 | 22.1999 | 28.6012 | 30.9376 | 43.8964 | 25.1936 | 0 | 0 | 30.9376 | 38.1524 | 0 | 0
2021-06-28 17:00 | 181.525 | 14921.355 | 10.949 | 900.008 | 170.576 | 14021.347 | 170.576 | 0 | 82.2 | 3.3145 | 43.8964 | 36.4728 | 22.9669 | 22.1999 | 28.6012 | 30.9376 | 43.8964 | 38.3036 | 0 | 0 | 30.9376 | 51.2624 | 0 | 0
2021-06-28 18:00 | 171.925 | 15385.5683 | 14.914 | 1334.654 | 157.011 | 14050.9142 | 157.011 | 0 | 89.49 | 3.3145 | 43.8964 | 36.4728 | 22.9669 | 22.1999 | 28.6012 | 30.9376 | 43.8964 | 45.5936 | 0 | 0 | 30.9376 | 58.5524 | 0 | 0
2021-06-28 19:00 | 139.025 | 8783.5995 | 2.443 | 154.349 | 136.582 | 8629.2505 | 136.582 | 0 | 63.18 | 3.3145 | 43.8964 | 36.4728 | 22.9669 | 22.1999 | 28.6012 | 30.9376 | 43.8964 | 19.2836 | 0 | 0 | 30.9376 | 32.2424 | 0 | 0
2021-06-28 20:00 | 121.61 | 6245.0579 | 0 | 0 | 121.61 | 6245.0579 | 121.61 | 0 | 51.3532 | 3.3145 | 43.8964 | 36.4728 | 22.9669 | 22.1999 | 28.6012 | 30.9376 | 43.8964 | 7.4567 | 0 | 0 | 30.9376 | 20.4156 | 0 | 0
2021-06-28 21:00 | 95.834 | 4100.8367 | 0 | 0 | 95.834 | 4100.8367 | 95.834 | 0 | 42.791 | 3.3145 | 43.8964 | 36.4728 | 22.9669 | 22.1999 | 28.6012 | 30.9376 | 43.8964 | 0 | 0 | 0 | 30.9376 | 11.8535 | 0 | 0
2021-06-28 22:00 | 77.713 | 3143.7424 | 0 | 0 | 77.713 | 3143.7424 | 77.29 | 0.423 | 40.4532 | 3.3145 | 43.8964 | 36.4728 | 22.9669 | 22.1999 | 28.6012 | 30.9376 | 43.8964 | 0 | 0.423 | 0 | 30.9376 | 9.5157 | 0 | 0
2021-06-28 23:00 | 38.089 | 1530.1875 | 8.775 | 352.526 | 29.314 | 1177.6615 | 20.75 | 8.564 | 40.174 | 3.3145 | 43.8964 | 36.4728 | 22.9669 | 22.1999 | 28.6012 | 30.9376 | 43.8964 | 0 | 8.564 | 0 | 30.9376 | 9.2364 | 0 | 0
2021-06-29 | 41.846 | 2137.1171 | 41.846 | 2137.117 | 0 | 6.6e-05 | 0 | 0 | 0 | 3.3145 | 43.8964 | 36.4728 | 22.9669 | 22.1999 | 28.6012 | 30.9376 | 43.8964 | 0 | 0 | 0 | 30.9376 | 0 | 0 | 0
2021-06-29 01:00 | 145.45 | 4565.6755 | 90.51 | 2841.113 | 54.94 | 1724.5625 | 0 | 54.94 | 31.3899 | 3.5228 | 46.1466 | 36.4728 | 22.9669 | 22.1999 | 28.6012 | 30.9376 | 46.1466 | 0 | 54.94 | 0 | 30.9376 | 0.45234 | 0 | 0
2021-06-29 02:00 | 98.25 | 2738.2275 | 0 | 0 | 98.25 | 2738.2275 | 0 | 98.25 | 27.87 | 3.5228 | 46.1466 | 36.4728 | 22.9669 | 22.1999 | 28.6012 | 30.9376 | 46.1466 | 0 | 98.25 | 0 | 30.9376 | 0 | 0 | 0
2021-06-29 03:00 | 142.6 | 3650.56 | 0 | 0 | 142.6 | 3650.56 | 0 | 142.6 | 25.6 | 3.5228 | 46.1466 | 36.4728 | 22.9669 | 22.1999 | 28.6012 | 30.9376 | 46.1466 | 0 | 142.6 | 0 | 30.9376 | 0 | 0 | 0
2021-06-29 04:00 | 157.7 | 3761.145 | 0 | 0 | 157.7 | 3761.145 | 0 | 157.7 | 23.85 | 3.5228 | 46.1466 | 36.4728 | 22.9669 | 22.1999 | 28.6012 | 30.9376 | 46.1466 | 0 | 157.7 | 0 | 30.9376 | 0 | 0 | 0
2021-06-29 05:00 | 167.85 | 3978.045 | 0 | 0 | 167.85 | 3978.045 | 0 | 167.85 | 23.7 | 3.5228 | 46.1466 | 36.4728 | 22.9669 | 22.1999 | 28.6012 | 30.9376 | 46.1466 | 0 | 167.85 | 0 | 30.9376 | 0 | 0 | 0
2021-06-29 06:00 | 135.241 | 3385.3419 | 0 | 0 | 135.241 | 3385.3419 | 0 | 135.241 | 25.0319 | 3.5228 | 46.1466 | 36.4728 | 22.9669 | 22.1999 | 28.6012 | 30.9376 | 46.1466 | 0 | 135.241 | 0 | 30.9376 | 0 | 0 | 0
2021-06-29 07:00 | 84.015 | 2265.0444 | 0 | 0 | 84.015 | 2265.0444 | 0 | 84.015 | 26.96 | 3.5228 | 46.1466 | 36.4728 | 22.9669 | 22.1999 | 28.6012 | 30.9376 | 46.1466 | 0 | 84.015 | 0 | 30.9376 | 0 | 0 | 0
2021-06-29 08:00 | 71.501 | 2380.8403 | 47.255 | 1573.497 | 24.246 | 807.3433 | 0 | 24.246 | 33.298 | 3.5228 | 46.1466 | 36.4728 | 22.9669 | 22.1999 | 28.6012 | 30.9376 | 46.1466 | 0 | 24.246 | 0 | 30.9376 | 2.3604 | 0 | 0
2021-06-29 09:00 | 75.162 | 2593.2393 | 75.162 | 2593.239 | 0 | 0.000324 | 0 | 0 | 0 | 3.5228 | 46.1466 | 36.4728 | 22.9669 | 22.1999 | 28.6012 | 30.9376 | 46.1466 | 0 | 0 | 0 | 30.9376 | 0 | 0 | 0
2021-06-29 10:00 | 46.395 | 1419.7798 | 0 | 0 | 46.395 | 1419.7798 | 0 | 46.395 | 30.602 | 3.5228 | 46.1466 | 36.4728 | 22.9669 | 22.1999 | 28.6012 | 30.9376 | 46.1466 | 0 | 46.395 | 0 | 30.9376 | 0 | 0 | 0
2021-06-29 11:00 | 5.325 | 253.0387 | 1.826 | 86.77 | 3.499 | 166.2687 | 2.6 | 0.899 | 47.5189 | 3.5228 | 46.1466 | 36.4728 | 22.9669 | 22.1999 | 28.6012 | 30.9376 | 46.1466 | 1.3723 | 0.899 | 1.2337 | 30.9376 | 16.5813 | 0 | 0
2021-06-29 12:00 | 66.525 | 3571.7272 | 23.357 | 1254.037 | 43.168 | 2317.6902 | 43.168 | 0 | 53.69 | 3.5228 | 46.1466 | 36.4728 | 22.9669 | 22.1999 | 28.6012 | 30.9376 | 46.1466 | 7.5434 | 0 | 0 | 30.9376 | 22.7524 | 0 | 0
2021-06-29 13:00 | 127.725 | 7425.9315 | 32.19 | 1871.527 | 95.535 | 5554.4045 | 95.535 | 0 | 58.14 | 3.5228 | 46.1466 | 36.4728 | 22.9669 | 22.1999 | 28.6012 | 30.9376 | 46.1466 | 11.9934 | 0 | 0 | 30.9376 | 27.2024 | 0 | 0
2021-06-29 14:00 | 185.425 | 12293.6775 | 44.83 | 2972.229 | 140.595 | 9321.4485 | 140.595 | 0 | 66.3 | 3.5228 | 46.1466 | 36.4728 | 22.9669 | 22.1999 | 28.6012 | 30.9376 | 46.1466 | 20.1534 | 0 | 0 | 30.9376 | 35.3624 | 0 | 0
2021-06-29 15:00 | 208.825 | 15651.4338 | 40.748 | 3054.063 | 168.077 | 12597.3708 | 168.077 | 0 | 74.95 | 3.5228 | 46.1466 | 36.4728 | 22.9669 | 22.1999 | 28.6012 | 30.9376 | 46.1466 | 28.8034 | 0 | 0 | 30.9376 | 44.0124 | 0 | 0
2021-06-29 16:00 | 226.425 | 19943.514 | 45.818 | 4035.649 | 180.607 | 15907.865 | 180.607 | 0 | 88.08 | 3.5228 | 46.1466 | 36.4728 | 22.9669 | 22.1999 | 28.6012 | 30.9376 | 46.1466 | 41.9334 | 0 | 0 | 30.9376 | 57.1424 | 0 | 0
2021-06-29 17:00 | 230.325 | 24619.4392 | 45.241 | 4835.81 | 185.084 | 19783.6292 | 185.084 | 0 | 106.89 | 3.5228 | 46.1466 | 36.4728 | 22.9669 | 22.1999 | 28.6012 | 30.9376 | 46.1466 | 60.7434 | 0 | 0 | 30.9376 | 75.9524 | 0 | 0
2021-06-29 18:00 | 220.125 | 23826.33 | 41.389 | 4479.945 | 178.736 | 19346.385 | 178.736 | 0 | 108.24 | 3.5228 | 46.1466 | 36.4728 | 22.9669 | 22.1999 | 28.6012 | 30.9376 | 46.1466 | 62.0934 | 0 | 0 | 30.9376 | 77.3024 | 0 | 0
2021-06-29 19:00 | 186.825 | 15924.963 | 25.792 | 2198.51 | 161.033 | 13726.453 | 161.033 | 0 | 85.24 | 3.5228 | 46.1466 | 36.4728 | 22.9669 | 22.1999 | 28.6012 | 30.9376 | 46.1466 | 39.0934 | 0 | 0 | 30.9376 | 54.3024 | 0 | 0
2021-06-29 20:00 | 142.125 | 8786.1675 | 14.263 | 881.739 | 127.862 | 7904.4285 | 127.862 | 0 | 61.82 | 3.5228 | 46.1466 | 36.4728 | 22.9669 | 22.1999 | 28.6012 | 30.9376 | 46.1466 | 15.6734 | 0 | 0 | 30.9376 | 30.8824 | 0 | 0
2021-06-29 21:00 | 116.225 | 6334.2625 | 22.51 | 1226.795 | 93.715 | 5107.4675 | 93.715 | 0 | 54.5 | 3.5228 | 46.1466 | 36.4728 | 22.9669 | 22.1999 | 28.6012 | 30.9376 | 46.1466 | 8.3534 | 0 | 0 | 30.9376 | 23.5624 | 0 | 0
2021-06-29 22:00 | 89.141 | 4234.5216 | 0 | 0 | 89.141 | 4234.5216 | 82.96 | 6.181 | 47.5036 | 3.5228 | 46.1466 | 36.4728 | 22.9669 | 22.1999 | 28.6012 | 30.9376 | 46.1466 | 1.357 | 6.181 | 8.3877 | 30.9376 | 16.5661 | 0 | 0
2021-06-29 23:00 | 262.05 | 11296.9755 | 227.704 | 9816.32 | 34.346 | 1480.6555 | 34.18 | 0.166 | 43.11 | 3.5228 | 46.1466 | 36.4728 | 22.9669 | 22.1999 | 28.6012 | 30.9376 | 46.1466 | 0 | 0.166 | 0 | 30.9376 | 12.1724 | 0 | 0
2021-06-30 | 194.65 | 7429.7905 | 194.65 | 7429.791 | 0 | -0.0005 | 0 | 0 | 0 | 3.5228 | 46.1466 | 36.4728 | 22.9669 | 22.1999 | 28.6012 | 30.9376 | 46.1466 | 0 | 0 | 0 | 30.9376 | 0 | 0 | 0
2021-06-30 01:00 | 165.05 | 6111.8015 | 165.05 | 6111.802 | 0 | -0.0005 | 0 | 0 | 0 | 3.6092 | 47.0796 | 36.4728 | 22.9669 | 22.1999 | 28.6012 | 30.9376 | 47.0796 | 0 | 0 | 0 | 30.9376 | 0 | 0 | 0
2021-06-30 02:00 | 133.55 | 4188.128 | 92.465 | 2899.709 | 41.085 | 1288.419 | 0 | 41.085 | 31.3598 | 3.6092 | 47.0796 | 36.4728 | 22.9669 | 22.1999 | 28.6012 | 30.9376 | 47.0796 | 0 | 41.085 | 0 | 30.9376 | 0.42225 | 0 | 0
2021-06-30 03:00 | 160.2 | 4306.176 | 0 | 0 | 160.2 | 4306.176 | 0 | 160.2 | 26.88 | 3.6092 | 47.0796 | 36.4728 | 22.9669 | 22.1999 | 28.6012 | 30.9376 | 47.0796 | 0 | 160.2 | 0 | 30.9376 | 0 | 0 | 0
2021-06-30 04:00 | 161.05 | 4167.974 | 0 | 0 | 161.05 | 4167.974 | 0 | 161.05 | 25.88 | 3.6092 | 47.0796 | 36.4728 | 22.9669 | 22.1999 | 28.6012 | 30.9376 | 47.0796 | 0 | 161.05 | 0 | 30.9376 | 0 | 0 | 0
2021-06-30 05:00 | 173.9 | 4430.972 | 0 | 0 | 173.9 | 4430.972 | 0 | 173.9 | 25.48 | 3.6092 | 47.0796 | 36.4728 | 22.9669 | 22.1999 | 28.6012 | 30.9376 | 47.0796 | 0 | 173.9 | 0 | 30.9376 | 0 | 0 | 0
2021-06-30 06:00 | 148.55 | 3949.9445 | 0 | 0 | 148.55 | 3949.9445 | 0 | 148.55 | 26.59 | 3.6092 | 47.0796 | 36.4728 | 22.9669 | 22.1999 | 28.6012 | 30.9376 | 47.0796 | 0 | 148.55 | 0 | 30.9376 | 0 | 0 | 0
2021-06-30 07:00 | 118.409 | 3284.0736 | 0 | 0 | 118.409 | 3284.0736 | 0 | 118.409 | 27.735 | 3.6092 | 47.0796 | 36.4728 | 22.9669 | 22.1999 | 28.6012 | 30.9376 | 47.0796 | 0 | 118.409 | 0 | 30.9376 | 0 | 0 | 0
2021-06-30 08:00 | 132.795 | 4379.5791 | 83.75 | 2762.075 | 49.045 | 1617.5041 | 0 | 49.045 | 32.98 | 3.6092 | 47.0796 | 36.4728 | 22.9669 | 22.1999 | 28.6012 | 30.9376 | 47.0796 | 0 | 49.045 | 0 | 30.9376 | 2.0424 | 0 | 0
2021-06-30 09:00 | 78.724 | 3495.5818 | 67.475 | 2996.093 | 11.249 | 499.4888 | 0 | 11.249 | 44.4029 | 3.6092 | 47.0796 | 36.4728 | 22.9669 | 22.1999 | 28.6012 | 30.9376 | 47.0796 | 0 | 11.249 | 0 | 30.9376 | 13.4654 | 0 | 0
2021-06-30 10:00 | 0 | 0 | 0 | 0 | 0 | 0 | 0 | 0 | 0 | 3.6092 | 47.0796 | 36.4728 | 22.9669 | 22.1999 | 28.6012 | 30.9376 | 47.0796 | 0 | 0 | 0 | 30.9376 | 0 | 0 | 0
2021-06-30 11:00 | 36.925 | 1838.865 | 31.428 | 1565.114 | 5.497 | 273.751 | 4.71 | 0.787 | 49.8001 | 3.6092 | 47.0796 | 36.4728 | 22.9669 | 22.1999 | 28.6012 | 30.9376 | 47.0796 | 2.7205 | 0.787 | 2.141 | 30.9376 | 18.8625 | 0 | 0
2021-06-30 12:00 | 89.825 | 5192.7833 | 62.092 | 3589.538 | 27.733 | 1603.2453 | 27.733 | 0 | 57.81 | 3.6092 | 47.0796 | 36.4728 | 22.9669 | 22.1999 | 28.6012 | 30.9376 | 47.0796 | 10.7304 | 0 | 0 | 30.9376 | 26.8724 | 0 | 0
2021-06-30 13:00 | 129.625 | 8082.1187 | 71.153 | 4436.39 | 58.472 | 3645.7287 | 58.472 | 0 | 62.35 | 3.6092 | 47.0796 | 36.4728 | 22.9669 | 22.1999 | 28.6012 | 30.9376 | 47.0796 | 15.2704 | 0 | 0 | 30.9376 | 31.4124 | 0 | 0
2021-06-30 14:00 | 172.225 | 11787.079 | 73.87 | 5055.663 | 98.355 | 6731.416 | 98.355 | 0 | 68.44 | 3.6092 | 47.0796 | 36.4728 | 22.9669 | 22.1999 | 28.6012 | 30.9376 | 47.0796 | 21.3604 | 0 | 0 | 30.9376 | 37.5024 | 0 | 0
2021-06-30 15:00 | 162.025 | 11928.2805 | 46.147 | 3397.343 | 115.878 | 8530.9375 | 115.878 | 0 | 73.62 | 3.6092 | 47.0796 | 36.4728 | 22.9669 | 22.1999 | 28.6012 | 30.9376 | 47.0796 | 26.5404 | 0 | 0 | 30.9376 | 42.6824 | 0 | 0
2021-06-30 16:00 | 177.625 | 14987.9975 | 52.815 | 4456.53 | 124.81 | 10531.4675 | 124.81 | 0 | 84.38 | 3.6092 | 47.0796 | 36.4728 | 22.9669 | 22.1999 | 28.6012 | 30.9376 | 47.0796 | 37.3004 | 0 | 0 | 30.9376 | 53.4424 | 0 | 0
2021-06-30 17:00 | 155.825 | 15104.1172 | 58.641 | 5684.072 | 97.184 | 9420.0452 | 97.184 | 0 | 96.93 | 3.6092 | 47.0796 | 36.4728 | 22.9669 | 22.1999 | 28.6012 | 30.9376 | 47.0796 | 49.8504 | 0 | 0 | 30.9376 | 65.9924 | 0 | 0
2021-06-30 18:00 | 148.025 | 13841.8178 | 78.397 | 7330.904 | 69.628 | 6510.9137 | 69.628 | 0 | 93.51 | 3.6092 | 47.0796 | 36.4728 | 22.9669 | 22.1999 | 28.6012 | 30.9376 | 47.0796 | 46.4304 | 0 | 0 | 30.9376 | 62.5724 | 0 | 0
2021-06-30 19:00 | 97.225 | 7236.4568 | 53.808 | 4004.93 | 43.417 | 3231.5268 | 43.417 | 0 | 74.43 | 3.6092 | 47.0796 | 36.4728 | 22.9669 | 22.1999 | 28.6012 | 30.9376 | 47.0796 | 27.3504 | 0 | 0 | 30.9376 | 43.4924 | 0 | 0
2021-06-30 20:00 | 69.825 | 4235.5845 | 32.132 | 1949.128 | 37.693 | 2286.4565 | 37.693 | 0 | 60.66 | 3.6092 | 47.0796 | 36.4728 | 22.9669 | 22.1999 | 28.6012 | 30.9376 | 47.0796 | 13.5804 | 0 | 0 | 30.9376 | 29.7224 | 0 | 0
2021-06-30 21:00 | 49.725 | 2723.4383 | 41.925 | 2296.232 | 7.8 | 427.2063 | 7.8 | 0 | 54.77 | 3.6092 | 47.0796 | 36.4728 | 22.9669 | 22.1999 | 28.6012 | 30.9376 | 47.0796 | 7.6904 | 0 | 0 | 30.9376 | 23.8324 | 0 | 0
2021-06-30 22:00 | 16.925 | 849.2965 | 16.925 | 849.297 | 0 | -0.0005 | 0 | 0 | 0 | 3.6092 | 47.0796 | 36.4728 | 22.9669 | 22.1999 | 28.6012 | 30.9376 | 47.0796 | 0 | 0 | 0 | 30.9376 | 0 | 0 | 0
2021-06-30 23:00 | 210.85 | 8988.5355 | 172.172 | 7339.693 | 38.678 | 1648.8425 | 0 | 38.678 | 42.63 | 3.6092 | 47.0796 | 36.4728 | 22.9669 | 22.1999 | 28.6012 | 30.9376 | 47.0796 | 0 | 38.678 | 0 | 30.9376 | 11.6924 | 0 | 0
2021-07-01 | 152.05 | 5630.4115 | 45.212 | 1674.201 | 106.838 | 3956.2105 | 0 | 106.838 | 37.03 | 3.6092 | 47.0796 | 36.4728 | 22.9669 | 22.1999 | 28.6012 | 30.9376 | 47.0796 | 0 | 106.838 | 0 | 30.9376 | 6.0924 | 0 | 0
| 106874.004 | 3380362.711 | 38354.964 | 1401909.558 | 68519.04 | 1978453.153 | 5197.158 | 63321.882 | 12347.3889 |  | 30028.7658 | 26260.4318 | 16536.1815 | 15983.9561 | 20592.8351 | 22275.0608 | 30028.7658 | 830.6351 |  | 18103.5128 |  |  |  | 28114.858
Purchase Cost comparison to PUE
[6 empty] | Avg Purch Cost - Internal |  |  |  | Min Daily Gas Price | 75% of Min PUE
[6 empty] | 28.8745 |  |  |  | 2.8419 | 23.0193 | Update for Jun-Aug
Difference
[11 empty] | 5.8552 | PUE calc is applicable
41.7066

## 06-21 KP Int Load & Marg Loss
Entity Name | Entity | End Date | Mw | Load Type | Modifier | Modified Date | From nMkt Snapshot | KP Cmpy Load | KP VBURG/ OLIVE HILL | KP Mitchell NGA | KP Rockport NGA | Total | Delta | From nMkt Snapshot | KP Marg Loss | KP VBURG/ OLIVE HILL Marg Loss | KP Mitchell NGA Marg Loss | KP Rockport NGA Marg Loss | Total
KP INTERNAL LOAD | KP INTERNAL LOAD | 2021-06-01 01:00 | 484.081 | LOAD | GroupBatchParam | 06/28/2021 05:14:00 |  | 485.55 | 5.35 | 3.27 | 0.74 | 494.91 | -10.829 |  | 5.84 | 0.06 | 0.06 | 0.01 | 5.97
KP INTERNAL LOAD | KP INTERNAL LOAD | 2021-06-01 02:00 | 461.737 | LOAD | GroupBatchParam | 07/26/2021 05:13:17 |  | 463.03 | 5.08 | 3.36 | 0.74 | 472.21 | -10.473 |  | 5.43 | 0.06 | 0.06 | 0.01 | 5.56
KP INTERNAL LOAD | KP INTERNAL LOAD | 2021-06-01 03:00 | 453.683 | LOAD | GroupBatchParam | 07/26/2021 05:13:17 |  | 455.47 | 4.93 | 3.3 | 0.75 | 464.45 | -10.767 |  | 5.14 | 0.06 | 0.06 | 0.01 | 5.27
KP INTERNAL LOAD | KP INTERNAL LOAD | 2021-06-01 04:00 | 454.345 | LOAD | GroupBatchParam | 07/26/2021 05:13:17 |  | 455.69 | 5.46 | 3.29 | 0.74 | 465.18 | -10.835 |  | 5.03 | 0.06 | 0.06 | 0.01 | 5.16
KP INTERNAL LOAD | KP INTERNAL LOAD | 2021-06-01 05:00 | 455.336 | LOAD | GroupBatchParam | 07/26/2021 05:13:17 |  | 456.87 | 5.42 | 3.33 | 0.74 | 466.36 | -11.024 |  | 5.04 | 0.06 | 0.06 | 0.01 | 5.17
KP INTERNAL LOAD | KP INTERNAL LOAD | 2021-06-01 06:00 | 471.528 | LOAD | GroupBatchParam | 07/26/2021 05:13:17 |  | 473.02 | 5.53 | 3.29 | 0.76 | 482.6 | -11.072 |  | 5.54 | 0.07 | 0.06 | 0.01 | 5.68
KP INTERNAL LOAD | KP INTERNAL LOAD | 2021-06-01 07:00 | 493.794 | LOAD | GroupBatchParam | 07/26/2021 05:13:17 |  | 494.73 | 5.94 | 3.18 | 0.75 | 504.6 | -10.806 |  | 5.92 | 0.07 | 0.06 | 0.01 | 6.06
KP INTERNAL LOAD | KP INTERNAL LOAD | 2021-06-01 08:00 | 521.858 | LOAD | GroupBatchParam | 07/26/2021 05:13:17 |  | 521.75 | 6.96 | 3.38 | 0.75 | 532.84 | -10.982 |  | 6.41 | 0.09 | 0.06 | 0.01 | 6.57
KP INTERNAL LOAD | KP INTERNAL LOAD | 2021-06-01 09:00 | 535.23 | LOAD | GroupBatchParam | 07/26/2021 05:13:17 |  | 534.2 | 7.8 | 3.68 | 0.75 | 546.43 | -11.2 |  | 6.49 | 0.1 | 0.07 | 0.01 | 6.67
KP INTERNAL LOAD | KP INTERNAL LOAD | 2021-06-01 10:00 | 548.341 | LOAD | GroupBatchParam | 07/26/2021 05:13:17 |  | 547.15 | 7.73 | 3.56 | 0.77 | 559.21 | -10.869 |  | 7.3 | 0.1 | 0.07 | 0.01 | 7.48
KP INTERNAL LOAD | KP INTERNAL LOAD | 2021-06-01 11:00 | 564.908 | LOAD | GroupBatchParam | 07/26/2021 05:13:17 |  | 563.49 | 8.27 | 3.68 | 0.77 | 576.21 | -11.302 |  | 8.18 | 0.12 | 0.08 | 0.02 | 8.4
KP INTERNAL LOAD | KP INTERNAL LOAD | 2021-06-01 12:00 | 575.547 | LOAD | GroupBatchParam | 07/26/2021 05:13:17 |  | 573.64 | 8.51 | 3.35 | 0.76 | 586.26 | -10.713 |  | 8.46 | 0.13 | 0.07 | 0.02 | 8.68
KP INTERNAL LOAD | KP INTERNAL LOAD | 2021-06-01 13:00 | 603.474 | LOAD | GroupBatchParam | 07/26/2021 05:13:17 |  | 601.48 | 8.62 | 3.3 | 0.76 | 614.16 | -10.686 |  | 8.87 | 0.13 | 0.07 | 0.02 | 9.09
KP INTERNAL LOAD | KP INTERNAL LOAD | 2021-06-01 14:00 | 630.08 | LOAD | GroupBatchParam | 07/26/2021 05:13:17 |  | 628.38 | 8.79 | 3.23 | 0.78 | 641.18 | -11.1 |  | 9.47 | 0.13 | 0.07 | 0.02 | 9.69
KP INTERNAL LOAD | KP INTERNAL LOAD | 2021-06-01 15:00 | 642.599 | LOAD | GroupBatchParam | 07/26/2021 05:13:17 |  | 639.95 | 9.25 | 3.3 | 0.78 | 653.28 | -10.681 |  | 9.66 | 0.14 | 0.07 | 0.02 | 9.89
KP INTERNAL LOAD | KP INTERNAL LOAD | 2021-06-01 16:00 | 650.543 | LOAD | GroupBatchParam | 07/26/2021 05:13:17 |  | 647.28 | 9.56 | 3.35 | 0.75 | 660.94 | -10.397 |  | 9.85 | 0.15 | 0.07 | 0.02 | 10.09
KP INTERNAL LOAD | KP INTERNAL LOAD | 2021-06-01 17:00 | 647.514 | LOAD | GroupBatchParam | 07/26/2021 05:13:17 |  | 645.17 | 9.4 | 3.28 | 0.76 | 658.61 | -11.096 |  | 9.96 | 0.14 | 0.07 | 0.02 | 10.19
KP INTERNAL LOAD | KP INTERNAL LOAD | 2021-06-01 18:00 | 640.528 | LOAD | GroupBatchParam | 07/26/2021 05:13:17 |  | 638.77 | 8.83 | 3.25 | 0.74 | 651.59 | -11.062 |  | 9.96 | 0.14 | 0.07 | 0.02 | 10.19
KP INTERNAL LOAD | KP INTERNAL LOAD | 2021-06-01 19:00 | 625.063 | LOAD | GroupBatchParam | 07/26/2021 05:13:17 |  | 623.14 | 8.84 | 3.13 | 0.76 | 635.87 | -10.807 |  | 8.78 | 0.12 | 0.06 | 0.01 | 8.97
KP INTERNAL LOAD | KP INTERNAL LOAD | 2021-06-01 20:00 | 618.438 | LOAD | GroupBatchParam | 07/26/2021 05:13:17 |  | 616.93 | 8.75 | 3.14 | 0.75 | 629.57 | -11.132 |  | 8.48 | 0.12 | 0.06 | 0.01 | 8.67
KP INTERNAL LOAD | KP INTERNAL LOAD | 2021-06-01 21:00 | 615.123 | LOAD | GroupBatchParam | 07/26/2021 05:13:17 |  | 613.16 | 8.81 | 3.22 | 0.75 | 625.94 | -10.817 |  | 8.48 | 0.12 | 0.07 | 0.01 | 8.68
KP INTERNAL LOAD | KP INTERNAL LOAD | 2021-06-01 22:00 | 616.858 | LOAD | GroupBatchParam | 07/26/2021 05:13:17 |  | 614.99 | 8.81 | 3.28 | 0.76 | 627.84 | -10.982 |  | 8.76 | 0.12 | 0.07 | 0.01 | 8.96
KP INTERNAL LOAD | KP INTERNAL LOAD | 2021-06-01 23:00 | 585.074 | LOAD | GroupBatchParam | 07/26/2021 05:13:17 |  | 576.81 | 8.19 | 3.26 | 0.76 | 589.02 | -3.946 |  | 8.08 | 0.12 | 0.07 | 0.01 | 8.28
KP INTERNAL LOAD | KP INTERNAL LOAD | 2021-06-02 | 548.73 | LOAD | GroupBatchParam | 07/26/2021 05:13:17 |  | 531.5 | 7.26 | 3.2 | 0.75 | 542.71 | 6.02 |  | 7.26 | 0.1 | 0.06 | 0.01 | 7.43
KP INTERNAL LOAD | KP INTERNAL LOAD | 2021-06-02 01:00 | 512.024 | LOAD | GroupBatchParam | 07/26/2021 05:13:17 |  | 508.2 | 6.54 | 3.22 | 0.74 | 518.7 | -6.676 |  | 6.58 | 0.09 | 0.06 | 0.01 | 6.74
KP INTERNAL LOAD | KP INTERNAL LOAD | 2021-06-02 02:00 | 488.041 | LOAD | GroupBatchParam | 07/26/2021 05:13:17 |  | 487.85 | 6.29 | 3.28 | 0.75 | 498.17 | -10.129 |  | 5.81 | 0.07 | 0.06 | 0.01 | 5.95
KP INTERNAL LOAD | KP INTERNAL LOAD | 2021-06-02 03:00 | 476.039 | LOAD | GroupBatchParam | 07/26/2021 05:13:17 |  | 476.25 | 5.99 | 3.28 | 0.76 | 486.28 | -10.241 |  | 5.53 | 0.07 | 0.06 | 0.01 | 5.67
KP INTERNAL LOAD | KP INTERNAL LOAD | 2021-06-02 04:00 | 470.132 | LOAD | GroupBatchParam | 07/26/2021 05:13:17 |  | 470.4 | 5.95 | 3.19 | 0.75 | 480.29 | -10.158 |  | 5.42 | 0.07 | 0.06 | 0.01 | 5.56
KP INTERNAL LOAD | KP INTERNAL LOAD | 2021-06-02 05:00 | 467.979 | LOAD | GroupBatchParam | 07/26/2021 05:13:17 |  | 468.65 | 5.93 | 3.22 | 0.75 | 478.55 | -10.571 |  | 5.43 | 0.07 | 0.06 | 0.01 | 5.57
KP INTERNAL LOAD | KP INTERNAL LOAD | 2021-06-02 06:00 | 484.735 | LOAD | GroupBatchParam | 07/26/2021 05:13:17 |  | 485.22 | 6.19 | 3.24 | 0.75 | 495.4 | -10.665 |  | 5.63 | 0.07 | 0.06 | 0.01 | 5.77
KP INTERNAL LOAD | KP INTERNAL LOAD | 2021-06-02 07:00 | 501.035 | LOAD | GroupBatchParam | 07/26/2021 05:13:17 |  | 500.7 | 6.77 | 3.15 | 0.76 | 511.38 | -10.345 |  | 6.3 | 0.09 | 0.06 | 0.01 | 6.46
KP INTERNAL LOAD | KP INTERNAL LOAD | 2021-06-02 08:00 | 524.391 | LOAD | GroupBatchParam | 07/26/2021 05:13:17 |  | 523.34 | 7.3 | 3.17 | 0.75 | 534.56 | -10.169 |  | 7 | 0.1 | 0.06 | 0.01 | 7.17
KP INTERNAL LOAD | KP INTERNAL LOAD | 2021-06-02 09:00 | 546.204 | LOAD | GroupBatchParam | 07/26/2021 05:13:17 |  | 540.34 | 7.62 | 3.08 | 0.75 | 551.79 | -5.586 |  | 7.2 | 0.1 | 0.06 | 0.01 | 7.37
KP INTERNAL LOAD | KP INTERNAL LOAD | 2021-06-02 10:00 | 561.424 | LOAD | GroupBatchParam | 07/26/2021 05:13:17 |  | 547.82 | 7.97 | 3.09 | 0.81 | 559.69 | 1.734 |  | 7.39 | 0.11 | 0.06 | 0.01 | 7.57
KP INTERNAL LOAD | KP INTERNAL LOAD | 2021-06-02 11:00 | 578.206 | LOAD | GroupBatchParam | 07/26/2021 05:13:17 |  | 575.88 | 8.49 | 3.05 | 0.76 | 588.18 | -9.974 |  | 7.77 | 0.12 | 0.06 | 0.01 | 7.96
KP INTERNAL LOAD | KP INTERNAL LOAD | 2021-06-02 12:00 | 592.604 | LOAD | GroupBatchParam | 07/26/2021 05:13:17 |  | 590.02 | 8.68 | 3.04 | 0.76 | 602.5 | -9.896 |  | 7.98 | 0.12 | 0.06 | 0.01 | 8.17
KP INTERNAL LOAD | KP INTERNAL LOAD | 2021-06-02 13:00 | 592.544 | LOAD | GroupBatchParam | 07/26/2021 05:13:17 |  | 589.68 | 8.49 | 3.11 | 0.75 | 602.03 | -9.486 |  | 8.08 | 0.12 | 0.06 | 0.01 | 8.27
KP INTERNAL LOAD | KP INTERNAL LOAD | 2021-06-02 14:00 | 603.894 | LOAD | GroupBatchParam | 07/26/2021 05:13:17 |  | 600.69 | 8.73 | 3.16 | 0.76 | 613.34 | -9.446 |  | 7.98 | 0.12 | 0.06 | 0.01 | 8.17
KP INTERNAL LOAD | KP INTERNAL LOAD | 2021-06-02 15:00 | 604.064 | LOAD | GroupBatchParam | 07/26/2021 05:13:17 |  | 600.53 | 8.56 | 3.35 | 0.77 | 613.21 | -9.146 |  | 8.09 | 0.12 | 0.07 | 0.01 | 8.29
KP INTERNAL LOAD | KP INTERNAL LOAD | 2021-06-02 16:00 | 602.664 | LOAD | GroupBatchParam | 07/26/2021 05:13:17 |  | 599.64 | 8.46 | 3.07 | 0.76 | 611.93 | -9.266 |  | 8.07 | 0.11 | 0.06 | 0.01 | 8.25
KP INTERNAL LOAD | KP INTERNAL LOAD | 2021-06-02 17:00 | 601.974 | LOAD | GroupBatchParam | 07/26/2021 05:13:17 |  | 599.75 | 8.28 | 3.07 | 0.74 | 611.84 | -9.866 |  | 7.99 | 0.11 | 0.06 | 0.01 | 8.17
KP INTERNAL LOAD | KP INTERNAL LOAD | 2021-06-02 18:00 | 596.722 | LOAD | GroupBatchParam | 07/26/2021 05:13:17 |  | 595.12 | 8.43 | 3.15 | 0.75 | 607.45 | -10.728 |  | 7.99 | 0.11 | 0.06 | 0.01 | 8.17
KP INTERNAL LOAD | KP INTERNAL LOAD | 2021-06-02 19:00 | 586.769 | LOAD | GroupBatchParam | 07/26/2021 05:13:17 |  | 585.02 | 8.55 | 3.05 | 0.75 | 597.37 | -10.601 |  | 7.88 | 0.12 | 0.06 | 0.01 | 8.07
KP INTERNAL LOAD | KP INTERNAL LOAD | 2021-06-02 20:00 | 584.963 | LOAD | GroupBatchParam | 07/26/2021 05:13:17 |  | 583.41 | 8.28 | 3.05 | 0.74 | 595.48 | -10.517 |  | 7.69 | 0.11 | 0.06 | 0.01 | 7.87
KP INTERNAL LOAD | KP INTERNAL LOAD | 2021-06-02 21:00 | 580.927 | LOAD | GroupBatchParam | 07/26/2021 05:13:17 |  | 578.73 | 8.33 | 3.14 | 0.74 | 590.94 | -10.013 |  | 7.69 | 0.11 | 0.06 | 0.01 | 7.87
KP INTERNAL LOAD | KP INTERNAL LOAD | 2021-06-02 22:00 | 587.281 | LOAD | GroupBatchParam | 07/26/2021 05:13:17 |  | 585.14 | 8.33 | 3.17 | 0.74 | 597.38 | -10.099 |  | 7.87 | 0.11 | 0.06 | 0.01 | 8.05
KP INTERNAL LOAD | KP INTERNAL LOAD | 2021-06-02 23:00 | 562.654 | LOAD | GroupBatchParam | 07/26/2021 05:13:17 |  | 561.15 | 7.67 | 3.14 | 0.76 | 572.72 | -10.066 |  | 7.3 | 0.1 | 0.06 | 0.01 | 7.47
KP INTERNAL LOAD | KP INTERNAL LOAD | 2021-06-03 | 528.201 | LOAD | GroupBatchParam | 07/26/2021 05:13:17 |  | 511.99 | 7 | 3.1 | 0.74 | 522.83 | 5.371 |  | 6.5 | 0.09 | 0.06 | 0.01 | 6.66
KP INTERNAL LOAD | KP INTERNAL LOAD | 2021-06-03 01:00 | 500.205 | LOAD | GroupBatchParam | 07/26/2021 05:13:17 |  | 488.71 | 6.56 | 3.12 | 0.74 | 499.13 | 1.075 |  | 6.5 | 0.09 | 0.06 | 0.01 | 6.66
KP INTERNAL LOAD | KP INTERNAL LOAD | 2021-06-03 02:00 | 478.213 | LOAD | GroupBatchParam | 07/26/2021 05:13:17 |  | 466.67 | 6.34 | 3.15 | 0.75 | 476.91 | 1.303 |  | 5.82 | 0.08 | 0.06 | 0.01 | 5.97
KP INTERNAL LOAD | KP INTERNAL LOAD | 2021-06-03 03:00 | 467.565 | LOAD | GroupBatchParam | 07/26/2021 05:13:17 |  | 456.04 | 5.94 | 3.2 | 0.75 | 465.93 | 1.635 |  | 5.43 | 0.07 | 0.06 | 0.01 | 5.57
KP INTERNAL LOAD | KP INTERNAL LOAD | 2021-06-03 04:00 | 463.629 | LOAD | GroupBatchParam | 07/26/2021 05:13:17 |  | 452.35 | 5.75 | 3.13 | 0.75 | 461.98 | 1.649 |  | 5.62 | 0.07 | 0.06 | 0.01 | 5.76
KP INTERNAL LOAD | KP INTERNAL LOAD | 2021-06-03 05:00 | 462.146 | LOAD | GroupBatchParam | 07/26/2021 05:13:17 |  | 450.58 | 5.7 | 3.18 | 0.73 | 460.19 | 1.956 |  | 5.83 | 0.07 | 0.06 | 0.01 | 5.97
KP INTERNAL LOAD | KP INTERNAL LOAD | 2021-06-03 06:00 | 484.268 | LOAD | GroupBatchParam | 07/26/2021 05:13:17 |  | 471.7 | 6.28 | 3.13 | 0.75 | 481.86 | 2.408 |  | 6.3 | 0.08 | 0.06 | 0.01 | 6.45
KP INTERNAL LOAD | KP INTERNAL LOAD | 2021-06-03 07:00 | 502.498 | LOAD | GroupBatchParam | 07/26/2021 05:13:17 |  | 489.31 | 6.72 | 3.07 | 0.74 | 499.84 | 2.658 |  | 7.6 | 0.1 | 0.07 | 0.02 | 7.79
KP INTERNAL LOAD | KP INTERNAL LOAD | 2021-06-03 08:00 | 533.572 | LOAD | GroupBatchParam | 07/26/2021 05:13:17 |  | 519.83 | 7.41 | 3.06 | 0.74 | 531.04 | 2.532 |  | 8.09 | 0.12 | 0.07 | 0.02 | 8.3
KP INTERNAL LOAD | KP INTERNAL LOAD | 2021-06-03 09:00 | 559.747 | LOAD | GroupBatchParam | 07/26/2021 05:13:17 |  | 546 | 8.06 | 3.14 | 0.74 | 557.94 | 1.807 |  | 7.87 | 0.12 | 0.07 | 0.01 | 8.07
KP INTERNAL LOAD | KP INTERNAL LOAD | 2021-06-03 10:00 | 588.37 | LOAD | GroupBatchParam | 07/26/2021 05:13:17 |  | 575.25 | 8.12 | 3.22 | 0.75 | 587.34 | 1.03 |  | 8.38 | 0.12 | 0.07 | 0.01 | 8.58
KP INTERNAL LOAD | KP INTERNAL LOAD | 2021-06-03 11:00 | 604.953 | LOAD | GroupBatchParam | 07/26/2021 05:13:17 |  | 578.93 | 8.41 | 3.2 | 0.76 | 591.3 | 13.653 |  | 8.38 | 0.12 | 0.07 | 0.01 | 8.58
KP INTERNAL LOAD | KP INTERNAL LOAD | 2021-06-03 12:00 | 598.088 | LOAD | GroupBatchParam | 07/26/2021 05:13:17 |  | 575.63 | 8.75 | 3.12 | 0.75 | 588.25 | 9.838 |  | 8.6 | 0.13 | 0.07 | 0.01 | 8.81
KP INTERNAL LOAD | KP INTERNAL LOAD | 2021-06-03 13:00 | 595.129 | LOAD | GroupBatchParam | 07/26/2021 05:13:17 |  | 579.81 | 8.66 | 3.27 | 0.79 | 592.53 | 2.599 |  | 8.87 | 0.13 | 0.07 | 0.02 | 9.09
KP INTERNAL LOAD | KP INTERNAL LOAD | 2021-06-03 14:00 | 609.239 | LOAD | GroupBatchParam | 07/26/2021 05:13:17 |  | 584.41 | 9.11 | 3.34 | 0.79 | 597.65 | 11.589 |  | 8.96 | 0.14 | 0.07 | 0.02 | 9.19
KP INTERNAL LOAD | KP INTERNAL LOAD | 2021-06-03 15:00 | 611.07 | LOAD | GroupBatchParam | 07/26/2021 05:13:17 |  | 592.61 | 8.94 | 3.65 | 0.79 | 605.99 | 5.08 |  | 8.77 | 0.13 | 0.08 | 0.02 | 9
KP INTERNAL LOAD | KP INTERNAL LOAD | 2021-06-03 16:00 | 615.036 | LOAD | GroupBatchParam | 07/26/2021 05:13:17 |  | 597.42 | 8.89 | 3.78 | 0.79 | 610.88 | 4.156 |  | 8.67 | 0.13 | 0.08 | 0.02 | 8.9
KP INTERNAL LOAD | KP INTERNAL LOAD | 2021-06-03 17:00 | 625.682 | LOAD | GroupBatchParam | 07/26/2021 05:13:17 |  | 603.74 | 8.83 | 3.73 | 0.8 | 617.1 | 8.582 |  | 8.97 | 0.13 | 0.08 | 0.02 | 9.2
KP INTERNAL LOAD | KP INTERNAL LOAD | 2021-06-03 18:00 | 623.956 | LOAD | GroupBatchParam | 07/26/2021 05:13:17 |  | 602.3 | 8.56 | 3.72 | 0.79 | 615.37 | 8.586 |  | 9.17 | 0.13 | 0.08 | 0.02 | 9.4
KP INTERNAL LOAD | KP INTERNAL LOAD | 2021-06-03 19:00 | 625.394 | LOAD | GroupBatchParam | 07/26/2021 05:13:17 |  | 611.28 | 8.45 | 3.69 | 0.79 | 624.21 | 1.184 |  | 9.17 | 0.13 | 0.08 | 0.02 | 9.4
KP INTERNAL LOAD | KP INTERNAL LOAD | 2021-06-03 20:00 | 619.679 | LOAD | GroupBatchParam | 07/26/2021 05:13:17 |  | 607.82 | 8.24 | 3.6 | 0.79 | 620.45 | -0.771 |  | 9.12 | 0.12 | 0.08 | 0.02 | 9.34
KP INTERNAL LOAD | KP INTERNAL LOAD | 2021-06-03 21:00 | 612.019 | LOAD | GroupBatchParam | 07/26/2021 05:13:17 |  | 600.05 | 8.15 | 3.56 | 0.79 | 612.55 | -0.531 |  | 9.1 | 0.12 | 0.08 | 0.02 | 9.32
KP INTERNAL LOAD | KP INTERNAL LOAD | 2021-06-03 22:00 | 609.622 | LOAD | GroupBatchParam | 07/26/2021 05:13:17 |  | 596.93 | 8.15 | 3.72 | 0.8 | 609.6 | 0.022 |  | 9.01 | 0.12 | 0.08 | 0.02 | 9.23
KP INTERNAL LOAD | KP INTERNAL LOAD | 2021-06-03 23:00 | 589.675 | LOAD | GroupBatchParam | 07/26/2021 05:13:17 |  | 577.01 | 7.83 | 3.8 | 0.86 | 589.5 | 0.175 |  | 8.63 | 0.12 | 0.08 | 0.02 | 8.85
KP INTERNAL LOAD | KP INTERNAL LOAD | 2021-06-04 | 549.3 | LOAD | GroupBatchParam | 07/26/2021 05:13:17 |  | 530.88 | 7.09 | 3.78 | 1.05 | 542.8 | 6.5 |  | 8.03 | 0.11 | 0.08 | 0.02 | 8.24
KP INTERNAL LOAD | KP INTERNAL LOAD | 2021-06-04 01:00 | 521.852 | LOAD | GroupBatchParam | 07/26/2021 05:13:17 |  | 509.67 | 6.61 | 3.68 | 1.04 | 521 | 0.852 |  | 7.9 | 0.1 | 0.08 | 0.02 | 8.1
KP INTERNAL LOAD | KP INTERNAL LOAD | 2021-06-04 02:00 | 506.913 | LOAD | GroupBatchParam | 07/26/2021 05:13:17 |  | 494.52 | 6.37 | 3.66 | 1.08 | 505.63 | 1.283 |  | 7.09 | 0.09 | 0.08 | 0.02 | 7.28
KP INTERNAL LOAD | KP INTERNAL LOAD | 2021-06-04 03:00 | 478.822 | LOAD | GroupBatchParam | 07/26/2021 05:13:17 |  | 466.08 | 6.1 | 3.65 | 1.43 | 477.26 | 1.562 |  | 6.71 | 0.09 | 0.08 | 0.03 | 6.91
KP INTERNAL LOAD | KP INTERNAL LOAD | 2021-06-04 04:00 | 472.961 | LOAD | GroupBatchParam | 07/26/2021 05:13:17 |  | 459.86 | 5.98 | 3.71 | 1.87 | 471.42 | 1.541 |  | 6.91 | 0.09 | 0.08 | 0.04 | 7.12
KP INTERNAL LOAD | KP INTERNAL LOAD | 2021-06-04 05:00 | 467.78 | LOAD | GroupBatchParam | 07/26/2021 05:13:17 |  | 454.14 | 6.09 | 3.74 | 1.87 | 465.84 | 1.94 |  | 6.7 | 0.09 | 0.09 | 0.04 | 6.92
KP INTERNAL LOAD | KP INTERNAL LOAD | 2021-06-04 06:00 | 480.271 | LOAD | GroupBatchParam | 07/26/2021 05:13:17 |  | 466.1 | 6.27 | 3.71 | 1.87 | 477.95 | 2.321 |  | 6.91 | 0.09 | 0.09 | 0.04 | 7.13
KP INTERNAL LOAD | KP INTERNAL LOAD | 2021-06-04 07:00 | 494.084 | LOAD | GroupBatchParam | 07/26/2021 05:13:17 |  | 479.53 | 6.51 | 3.54 | 1.88 | 491.46 | 2.624 |  | 7.88 | 0.11 | 0.09 | 0.04 | 8.12
KP INTERNAL LOAD | KP INTERNAL LOAD | 2021-06-04 08:00 | 521.192 | LOAD | GroupBatchParam | 07/26/2021 05:13:17 |  | 506.08 | 7.2 | 3.54 | 1.87 | 518.69 | 2.502 |  | 8.48 | 0.12 | 0.09 | 0.04 | 8.73
KP INTERNAL LOAD | KP INTERNAL LOAD | 2021-06-04 09:00 | 543.617 | LOAD | GroupBatchParam | 07/26/2021 05:13:17 |  | 528.59 | 7.79 | 3.58 | 1.87 | 541.83 | 1.787 |  | 8.08 | 0.12 | 0.08 | 0.04 | 8.32
KP INTERNAL LOAD | KP INTERNAL LOAD | 2021-06-04 10:00 | 559.424 | LOAD | GroupBatchParam | 07/26/2021 05:13:17 |  | 544.4 | 8.19 | 3.73 | 1.91 | 558.23 | 1.194 |  | 8.16 | 0.12 | 0.08 | 0.04 | 8.4
KP INTERNAL LOAD | KP INTERNAL LOAD | 2021-06-04 11:00 | 581.212 | LOAD | GroupBatchParam | 07/26/2021 05:13:17 |  | 559.4 | 8.69 | 3.73 | 1.9 | 573.72 | 7.492 |  | 8.65 | 0.13 | 0.08 | 0.04 | 8.9
KP INTERNAL LOAD | KP INTERNAL LOAD | 2021-06-04 12:00 | 609.191 | LOAD | GroupBatchParam | 07/26/2021 05:13:17 |  | 577.18 | 9.31 | 3.64 | 1.89 | 592.02 | 17.171 |  | 8.89 | 0.14 | 0.08 | 0.04 | 9.15
KP INTERNAL LOAD | KP INTERNAL LOAD | 2021-06-04 13:00 | 637.431 | LOAD | GroupBatchParam | 07/26/2021 05:13:17 |  | 605.26 | 9.8 | 3.67 | 1.91 | 620.64 | 16.791 |  | 9.09 | 0.15 | 0.08 | 0.04 | 9.36
KP INTERNAL LOAD | KP INTERNAL LOAD | 2021-06-04 14:00 | 668.524 | LOAD | GroupBatchParam | 07/26/2021 05:13:17 |  | 642.46 | 10.3 | 3.69 | 2.26 | 658.71 | 9.814 |  | 9.54 | 0.15 | 0.07 | 0.04 | 9.8
KP INTERNAL LOAD | KP INTERNAL LOAD | 2021-06-04 15:00 | 697.768 | LOAD | GroupBatchParam | 07/26/2021 05:13:17 |  | 665.23 | 10.73 | 3.66 | 2.49 | 682.11 | 15.658 |  | 10.47 | 0.17 | 0.07 | 0.05 | 10.76
KP INTERNAL LOAD | KP INTERNAL LOAD | 2021-06-04 16:00 | 722.08 | LOAD | GroupBatchParam | 07/26/2021 05:13:17 |  | 689.49 | 11.05 | 3.6 | 2.48 | 706.62 | 15.46 |  | 11.12 | 0.18 | 0.07 | 0.05 | 11.42
KP INTERNAL LOAD | KP INTERNAL LOAD | 2021-06-04 17:00 | 741.859 | LOAD | GroupBatchParam | 07/26/2021 05:13:17 |  | 709.33 | 11.05 | 3.82 | 2.51 | 726.71 | 15.149 |  | 11.52 | 0.18 | 0.08 | 0.05 | 11.83
KP INTERNAL LOAD | KP INTERNAL LOAD | 2021-06-04 18:00 | 746.839 | LOAD | GroupBatchParam | 07/26/2021 05:13:17 |  | 713.57 | 11.23 | 3.81 | 2.46 | 731.07 | 15.769 |  | 11.62 | 0.18 | 0.08 | 0.05 | 11.93
KP INTERNAL LOAD | KP INTERNAL LOAD | 2021-06-04 19:00 | 731.41 | LOAD | GroupBatchParam | 07/26/2021 05:13:17 |  | 698.12 | 11.12 | 3.69 | 2.49 | 715.42 | 15.99 |  | 11.22 | 0.18 | 0.08 | 0.05 | 11.53
KP INTERNAL LOAD | KP INTERNAL LOAD | 2021-06-04 20:00 | 702.133 | LOAD | GroupBatchParam | 07/26/2021 05:13:17 |  | 669.22 | 10.66 | 3.69 | 2.5 | 686.07 | 16.063 |  | 10.73 | 0.17 | 0.08 | 0.05 | 11.03
KP INTERNAL LOAD | KP INTERNAL LOAD | 2021-06-04 21:00 | 666.07 | LOAD | GroupBatchParam | 07/26/2021 05:13:17 |  | 632.45 | 10.14 | 3.83 | 3.11 | 649.53 | 16.54 |  | 10.09 | 0.16 | 0.08 | 0.06 | 10.39
KP INTERNAL LOAD | KP INTERNAL LOAD | 2021-06-04 22:00 | 652.523 | LOAD | GroupBatchParam | 07/26/2021 05:13:17 |  | 616.51 | 9.73 | 3.94 | 5.24 | 635.42 | 17.103 |  | 9.86 | 0.16 | 0.09 | 0.11 | 10.22
KP INTERNAL LOAD | KP INTERNAL LOAD | 2021-06-04 23:00 | 618.626 | LOAD | GroupBatchParam | 07/26/2021 05:13:17 |  | 583.64 | 9.1 | 3.94 | 5.35 | 602.03 | 16.596 |  | 9.16 | 0.14 | 0.09 | 0.11 | 9.5
KP INTERNAL LOAD | KP INTERNAL LOAD | 2021-06-05 | 575.181 | LOAD | GroupBatchParam | 07/26/2021 05:13:17 |  | 540.53 | 8.34 | 3.92 | 5.47 | 558.26 | 16.921 |  | 8.13 | 0.12 | 0.08 | 0.11 | 8.44
KP INTERNAL LOAD | KP INTERNAL LOAD | 2021-06-05 01:00 | 530.75 | LOAD | GroupBatchParam | 07/26/2021 05:13:17 |  | 513.41 | 7.37 | 3.97 | 5.44 | 530.19 | 0.56 |  | 7.38 | 0.11 | 0.08 | 0.11 | 7.68
KP INTERNAL LOAD | KP INTERNAL LOAD | 2021-06-05 02:00 | 500.255 | LOAD | GroupBatchParam | 07/26/2021 05:13:17 |  | 483.12 | 6.77 | 3.96 | 5.42 | 499.27 | 0.985 |  | 6.61 | 0.09 | 0.08 | 0.1 | 6.88
KP INTERNAL LOAD | KP INTERNAL LOAD | 2021-06-05 03:00 | 480.908 | LOAD | GroupBatchParam | 07/26/2021 05:13:17 |  | 460.94 | 6.4 | 4 | 5.54 | 476.88 | 4.028 |  | 6.99 | 0.1 | 0.09 | 0.12 | 7.3
KP INTERNAL LOAD | KP INTERNAL LOAD | 2021-06-05 04:00 | 471.275 | LOAD | GroupBatchParam | 07/26/2021 05:13:17 |  | 452.19 | 5.87 | 4.03 | 5.56 | 467.65 | 3.625 |  | 6.81 | 0.09 | 0.09 | 0.12 | 7.11
KP INTERNAL LOAD | KP INTERNAL LOAD | 2021-06-05 05:00 | 467.957 | LOAD | GroupBatchParam | 07/26/2021 05:13:17 |  | 446.37 | 5.63 | 5.72 | 5.55 | 463.27 | 4.687 |  | 6.62 | 0.08 | 0.13 | 0.12 | 6.95
KP INTERNAL LOAD | KP INTERNAL LOAD | 2021-06-05 06:00 | 466.653 | LOAD | GroupBatchParam | 07/26/2021 05:13:17 |  | 444.96 | 5.51 | 5.72 | 5.55 | 461.74 | 4.913 |  | 6.21 | 0.08 | 0.12 | 0.11 | 6.52
KP INTERNAL LOAD | KP INTERNAL LOAD | 2021-06-05 07:00 | 468.708 | LOAD | GroupBatchParam | 07/26/2021 05:13:17 |  | 447.37 | 5.27 | 5.56 | 5.31 | 463.51 | 5.198 |  | 6.33 | 0.07 | 0.12 | 0.11 | 6.63
KP INTERNAL LOAD | KP INTERNAL LOAD | 2021-06-05 08:00 | 478.352 | LOAD | GroupBatchParam | 07/26/2021 05:13:17 |  | 459.76 | 5.56 | 5.54 | 3.45 | 474.31 | 4.042 |  | 5.72 | 0.07 | 0.1 | 0.06 | 5.95
KP INTERNAL LOAD | KP INTERNAL LOAD | 2021-06-05 09:00 | 505.468 | LOAD | GroupBatchParam | 07/26/2021 05:13:17 |  | 488.33 | 6.19 | 5.67 | 3.1 | 503.29 | 2.178 |  | 5.92 | 0.07 | 0.1 | 0.05 | 6.14
KP INTERNAL LOAD | KP INTERNAL LOAD | 2021-06-05 10:00 | 540.278 | LOAD | GroupBatchParam | 07/26/2021 05:13:17 |  | 525.47 | 6.92 | 5.75 | 2.91 | 541.05 | -0.772 |  | 6.71 | 0.09 | 0.11 | 0.06 | 6.97
KP INTERNAL LOAD | KP INTERNAL LOAD | 2021-06-05 11:00 | 570.592 | LOAD | GroupBatchParam | 07/26/2021 05:13:17 |  | 557.88 | 7.72 | 5.71 | 1.94 | 573.25 | -2.658 |  | 7.78 | 0.11 | 0.11 | 0.04 | 8.04
KP INTERNAL LOAD | KP INTERNAL LOAD | 2021-06-05 12:00 | 619.388 | LOAD | GroupBatchParam | 07/26/2021 05:13:17 |  | 608.72 | 8.49 | 5.64 | 0.36 | 623.21 | -3.822 |  | 8.58 | 0.12 | 0.12 | 0.01 | 8.83
KP INTERNAL LOAD | KP INTERNAL LOAD | 2021-06-05 13:00 | 663.559 | LOAD | GroupBatchParam | 07/26/2021 05:13:17 |  | 654.22 | 9.14 | 5.65 | 0 | 669.01 | -5.451 |  | 9.65 | 0.14 | 0.12 | 0 | 9.91
KP INTERNAL LOAD | KP INTERNAL LOAD | 2021-06-05 14:00 | 697.719 | LOAD | GroupBatchParam | 07/26/2021 05:13:17 |  | 690.82 | 9.76 | 5.97 | 0 | 706.55 | -8.831 |  | 10.75 | 0.15 | 0.13 | 0 | 11.03
KP INTERNAL LOAD | KP INTERNAL LOAD | 2021-06-05 15:00 | 735.689 | LOAD | GroupBatchParam | 07/26/2021 05:13:17 |  | 728.05 | 9.96 | 8.89 | 0 | 746.9 | -11.211 |  | 11.44 | 0.16 | 0.2 | 0 | 11.8
KP INTERNAL LOAD | KP INTERNAL LOAD | 2021-06-05 16:00 | 750.451 | LOAD | GroupBatchParam | 07/26/2021 05:13:17 |  | 742.53 | 10.25 | 8.85 | 0 | 761.63 | -11.179 |  | 11.54 | 0.16 | 0.19 | 0 | 11.89
KP INTERNAL LOAD | KP INTERNAL LOAD | 2021-06-05 17:00 | 769.67 | LOAD | GroupBatchParam | 07/26/2021 05:13:17 |  | 760.25 | 10.53 | 8.94 | 0 | 779.72 | -10.05 |  | 12.03 | 0.17 | 0.19 | 0 | 12.39
KP INTERNAL LOAD | KP INTERNAL LOAD | 2021-06-05 18:00 | 778.599 | LOAD | GroupBatchParam | 07/26/2021 05:13:17 |  | 765.07 | 10.7 | 9.05 | 0 | 784.82 | -6.221 |  | 12.33 | 0.17 | 0.2 | 0 | 12.7
KP INTERNAL LOAD | KP INTERNAL LOAD | 2021-06-05 19:00 | 766.162 | LOAD | GroupBatchParam | 07/26/2021 05:13:17 |  | 758.86 | 10.53 | 9.01 | 0 | 778.4 | -12.238 |  | 12.03 | 0.17 | 0.2 | 0 | 12.4
KP INTERNAL LOAD | KP INTERNAL LOAD | 2021-06-05 20:00 | 732.326 | LOAD | GroupBatchParam | 07/26/2021 05:13:17 |  | 728.09 | 10.16 | 9.1 | 0 | 747.35 | -15.024 |  | 11.44 | 0.16 | 0.2 | 0 | 11.8
KP INTERNAL LOAD | KP INTERNAL LOAD | 2021-06-05 21:00 | 692.628 | LOAD | GroupBatchParam | 07/26/2021 05:13:17 |  | 689.24 | 9.59 | 10.32 | 0 | 709.15 | -16.522 |  | 10.75 | 0.15 | 0.23 | 0 | 11.13
KP INTERNAL LOAD | KP INTERNAL LOAD | 2021-06-05 22:00 | 668.743 | LOAD | GroupBatchParam | 07/26/2021 05:13:17 |  | 665.17 | 9.21 | 10.58 | 0 | 684.96 | -16.217 |  | 10.06 | 0.14 | 0.23 | 0 | 10.43
KP INTERNAL LOAD | KP INTERNAL LOAD | 2021-06-05 23:00 | 628.932 | LOAD | GroupBatchParam | 07/26/2021 05:13:17 |  | 601.55 | 8.43 | 10.99 | 0 | 620.97 | 7.962 |  | 9.63 | 0.14 | 0.25 | 0 | 10.02
KP INTERNAL LOAD | KP INTERNAL LOAD | 2021-06-06 | 585.171 | LOAD | GroupBatchParam | 07/26/2021 05:13:17 |  | 576.26 | 7.44 | 11.11 | 0 | 594.81 | -9.639 |  | 9.38 | 0.12 | 0.27 | 0 | 9.77
KP INTERNAL LOAD | KP INTERNAL LOAD | 2021-06-06 01:00 | 544.948 | LOAD | GroupBatchParam | 07/26/2021 05:13:17 |  | 536.83 | 6.6 | 11.29 | 0 | 554.72 | -9.772 |  | 8.38 | 0.1 | 0.27 | 0 | 8.75
KP INTERNAL LOAD | KP INTERNAL LOAD | 2021-06-06 02:00 | 512.414 | LOAD | GroupBatchParam | 07/26/2021 05:13:17 |  | 503.65 | 6.02 | 11.45 | 0 | 521.12 | -8.706 |  | 7.61 | 0.09 | 0.26 | 0 | 7.96
KP INTERNAL LOAD | KP INTERNAL LOAD | 2021-06-06 03:00 | 496.913 | LOAD | GroupBatchParam | 07/26/2021 05:13:17 |  | 486.13 | 5.55 | 14.7 | 0 | 506.38 | -9.467 |  | 7.32 | 0.08 | 0.34 | 0 | 7.74
KP INTERNAL LOAD | KP INTERNAL LOAD | 2021-06-06 04:00 | 483.599 | LOAD | GroupBatchParam | 07/26/2021 05:13:17 |  | 469.6 | 5.24 | 17.75 | 0 | 492.59 | -8.991 |  | 6.61 | 0.07 | 0.39 | 0 | 7.07
KP INTERNAL LOAD | KP INTERNAL LOAD | 2021-06-06 05:00 | 473.452 | LOAD | GroupBatchParam | 07/26/2021 05:13:17 |  | 459.23 | 5.15 | 18.12 | 0 | 482.5 | -9.048 |  | 6.13 | 0.07 | 0.38 | 0 | 6.58
KP INTERNAL LOAD | KP INTERNAL LOAD | 2021-06-06 06:00 | 473.094 | LOAD | GroupBatchParam | 07/26/2021 05:13:17 |  | 457.19 | 5.21 | 18.16 | 0 | 480.56 | -7.466 |  | 5.92 | 0.07 | 0.37 | 0 | 6.36
KP INTERNAL LOAD | KP INTERNAL LOAD | 2021-06-06 07:00 | 466.9 | LOAD | GroupBatchParam | 07/26/2021 05:13:17 |  | 451.21 | 5.06 | 17.98 | 0 | 474.25 | -7.35 |  | 5.64 | 0.06 | 0.35 | 0 | 6.05
KP INTERNAL LOAD | KP INTERNAL LOAD | 2021-06-06 08:00 | 480.235 | LOAD | GroupBatchParam | 07/26/2021 05:13:17 |  | 464.83 | 5.37 | 18.07 | 0 | 488.27 | -8.035 |  | 5.54 | 0.06 | 0.34 | 0 | 5.94
KP INTERNAL LOAD | KP INTERNAL LOAD | 2021-06-06 09:00 | 510.106 | LOAD | GroupBatchParam | 07/26/2021 05:13:17 |  | 494.2 | 6.04 | 18.19 | 0 | 518.43 | -8.324 |  | 6.31 | 0.08 | 0.35 | 0 | 6.74
KP INTERNAL LOAD | KP INTERNAL LOAD | 2021-06-06 10:00 | 547.705 | LOAD | GroupBatchParam | 07/26/2021 05:13:17 |  | 532.42 | 7.06 | 18.1 | 0 | 557.58 | -9.875 |  | 7.5 | 0.1 | 0.37 | 0 | 7.97
KP INTERNAL LOAD | KP INTERNAL LOAD | 2021-06-06 11:00 | 582.411 | LOAD | GroupBatchParam | 07/26/2021 05:13:17 |  | 566.93 | 7.81 | 17.89 | 0 | 592.63 | -10.219 |  | 8.27 | 0.11 | 0.38 | 0 | 8.76
KP INTERNAL LOAD | KP INTERNAL LOAD | 2021-06-06 12:00 | 606.511 | LOAD | GroupBatchParam | 07/26/2021 05:13:17 |  | 592.58 | 8.26 | 17.78 | 0 | 618.62 | -12.109 |  | 9.37 | 0.13 | 0.4 | 0 | 9.9
KP INTERNAL LOAD | KP INTERNAL LOAD | 2021-06-06 13:00 | 639.023 | LOAD | GroupBatchParam | 07/26/2021 05:13:17 |  | 625.3 | 8.39 | 17.73 | 0 | 651.42 | -12.397 |  | 10.46 | 0.14 | 0.42 | 0 | 11.02
KP INTERNAL LOAD | KP INTERNAL LOAD | 2021-06-06 14:00 | 681.061 | LOAD | GroupBatchParam | 07/26/2021 05:13:17 |  | 661.48 | 8.56 | 17.84 | 0 | 687.88 | -6.819 |  | 11.75 | 0.15 | 0.45 | 0 | 12.35
KP INTERNAL LOAD | KP INTERNAL LOAD | 2021-06-06 15:00 | 712.441 | LOAD | GroupBatchParam | 07/26/2021 05:13:17 |  | 699.34 | 8.87 | 17.9 | 0 | 726.11 | -13.669 |  | 12.84 | 0.16 | 0.47 | 0 | 13.47
KP INTERNAL LOAD | KP INTERNAL LOAD | 2021-06-06 16:00 | 744.82 | LOAD | GroupBatchParam | 07/26/2021 05:13:17 |  | 715.86 | 9.53 | 17.88 | 0 | 743.27 | 1.55 |  | 14.7 | 0.2 | 0.49 | 0 | 15.39
KP INTERNAL LOAD | KP INTERNAL LOAD | 2021-06-06 17:00 | 764.402 | LOAD | GroupBatchParam | 07/26/2021 05:13:17 |  | 737.19 | 10.27 | 17.88 | 0 | 765.34 | -0.938 |  | 15.19 | 0.21 | 0.49 | 0 | 15.89
KP INTERNAL LOAD | KP INTERNAL LOAD | 2021-06-06 18:00 | 763.949 | LOAD | GroupBatchParam | 07/26/2021 05:13:17 |  | 711.38 | 10.41 | 17.92 | 0 | 739.71 | 24.239 |  | 15.97 | 0.23 | 0.51 | 0 | 16.71
KP INTERNAL LOAD | KP INTERNAL LOAD | 2021-06-06 19:00 | 765.325 | LOAD | GroupBatchParam | 07/26/2021 05:13:17 |  | 722.62 | 10.23 | 17.92 | 0 | 750.77 | 14.555 |  | 14.89 | 0.21 | 0.49 | 0 | 15.59
KP INTERNAL LOAD | KP INTERNAL LOAD | 2021-06-06 20:00 | 739.828 | LOAD | GroupBatchParam | 07/26/2021 05:13:17 |  | 707.88 | 9.98 | 12.43 | 0 | 730.29 | 9.538 |  | 15.09 | 0.21 | 0.35 | 0 | 15.65
KP INTERNAL LOAD | KP INTERNAL LOAD | 2021-06-06 21:00 | 704.611 | LOAD | GroupBatchParam | 07/26/2021 05:13:17 |  | 689.92 | 9.34 | 0.16 | 0 | 699.42 | 5.191 |  | 14.4 | 0.2 | 0.01 | 0 | 14.61
KP INTERNAL LOAD | KP INTERNAL LOAD | 2021-06-06 22:00 | 689.328 | LOAD | GroupBatchParam | 07/26/2021 05:13:17 |  | 670.3 | 9.21 | 0 | 0 | 679.51 | 9.818 |  | 13.51 | 0.19 | 0 | 0 | 13.7
KP INTERNAL LOAD | KP INTERNAL LOAD | 2021-06-06 23:00 | 651.56 | LOAD | GroupBatchParam | 07/26/2021 05:13:17 |  | 629.81 | 8.52 | 0 | 0 | 638.33 | 13.23 |  | 11.74 | 0.16 | 0 | 0 | 11.9
KP INTERNAL LOAD | KP INTERNAL LOAD | 2021-06-07 | 603.658 | LOAD | GroupBatchParam | 07/26/2021 05:13:17 |  | 567.74 | 7.54 | 0 | 0 | 575.28 | 28.378 |  | 10.74 | 0.14 | 0 | 0 | 10.88
KP INTERNAL LOAD | KP INTERNAL LOAD | 2021-06-07 01:00 | 560.937 | LOAD | GroupBatchParam | 07/26/2021 05:13:17 |  | 564.01 | 6.66 | 0 | 0 | 570.67 | -9.733 |  | 10.06 | 0.12 | 0 | 0 | 10.18
KP INTERNAL LOAD | KP INTERNAL LOAD | 2021-06-07 02:00 | 528.871 | LOAD | GroupBatchParam | 07/26/2021 05:13:17 |  | 533.18 | 6.06 | 0 | 0 | 539.24 | -10.369 |  | 8.88 | 0.1 | 0 | 0 | 8.98
KP INTERNAL LOAD | KP INTERNAL LOAD | 2021-06-07 03:00 | 514.743 | LOAD | GroupBatchParam | 07/26/2021 05:13:17 |  | 519.12 | 5.88 | 0 | 0 | 525 | -10.257 |  | 8.4 | 0.1 | 0 | 0 | 8.5
KP INTERNAL LOAD | KP INTERNAL LOAD | 2021-06-07 04:00 | 508.327 | LOAD | GroupBatchParam | 07/26/2021 05:13:17 |  | 512.51 | 6.17 | 0 | 0 | 518.68 | -10.353 |  | 8.19 | 0.1 | 0 | 0 | 8.29
KP INTERNAL LOAD | KP INTERNAL LOAD | 2021-06-07 05:00 | 501.603 | LOAD | GroupBatchParam | 07/26/2021 05:13:17 |  | 505.95 | 6 | 0 | 0 | 511.95 | -10.347 |  | 8.01 | 0.1 | 0 | 0 | 8.11
KP INTERNAL LOAD | KP INTERNAL LOAD | 2021-06-07 06:00 | 511.883 | LOAD | GroupBatchParam | 07/26/2021 05:13:17 |  | 515.83 | 6.37 | 0 | 0 | 522.2 | -10.317 |  | 8.3 | 0.1 | 0 | 0 | 8.4
KP INTERNAL LOAD | KP INTERNAL LOAD | 2021-06-07 07:00 | 533.852 | LOAD | GroupBatchParam | 07/26/2021 05:13:17 |  | 538.1 | 6.6 | 0 | 0 | 544.7 | -10.848 |  | 8.87 | 0.11 | 0 | 0 | 8.98
KP INTERNAL LOAD | KP INTERNAL LOAD | 2021-06-07 08:00 | 558.597 | LOAD | GroupBatchParam | 07/26/2021 05:13:17 |  | 561.74 | 7.75 | 0 | 0 | 569.49 | -10.893 |  | 9.57 | 0.13 | 0 | 0 | 9.7
KP INTERNAL LOAD | KP INTERNAL LOAD | 2021-06-07 09:00 | 574.977 | LOAD | GroupBatchParam | 07/26/2021 05:13:17 |  | 578.48 | 8.52 | 0 | 0 | 587 | -12.023 |  | 10.25 | 0.15 | 0 | 0 | 10.4
KP INTERNAL LOAD | KP INTERNAL LOAD | 2021-06-07 10:00 | 609.433 | LOAD | GroupBatchParam | 07/26/2021 05:13:17 |  | 612.47 | 9.17 | 0 | 0 | 621.64 | -12.207 |  | 10.84 | 0.16 | 0 | 0 | 11
KP INTERNAL LOAD | KP INTERNAL LOAD | 2021-06-07 11:00 | 652.419 | LOAD | GroupBatchParam | 07/26/2021 05:13:17 |  | 653.48 | 10.04 | 0 | 0 | 663.52 | -11.101 |  | 11.92 | 0.18 | 0 | 0 | 12.1
KP INTERNAL LOAD | KP INTERNAL LOAD | 2021-06-07 12:00 | 682.735 | LOAD | GroupBatchParam | 07/26/2021 05:13:17 |  | 683.76 | 10.55 | 0 | 0 | 694.31 | -11.575 |  | 12.9 | 0.2 | 0 | 0 | 13.1
KP INTERNAL LOAD | KP INTERNAL LOAD | 2021-06-07 13:00 | 705.963 | LOAD | GroupBatchParam | 07/26/2021 05:13:17 |  | 707.1 | 10.6 | 0 | 0 | 717.7 | -11.737 |  | 13.99 | 0.21 | 0 | 0 | 14.2
KP INTERNAL LOAD | KP INTERNAL LOAD | 2021-06-07 14:00 | 727.805 | LOAD | GroupBatchParam | 07/26/2021 05:13:17 |  | 728.7 | 11.22 | 0 | 0 | 739.92 | -12.115 |  | 14.67 | 0.23 | 0 | 0 | 14.9
KP INTERNAL LOAD | KP INTERNAL LOAD | 2021-06-07 15:00 | 742.795 | LOAD | GroupBatchParam | 07/26/2021 05:13:17 |  | 744.25 | 11.53 | 0 | 0 | 755.78 | -12.985 |  | 15.56 | 0.24 | 0 | 0 | 15.8
KP INTERNAL LOAD | KP INTERNAL LOAD | 2021-06-07 16:00 | 753.065 | LOAD | GroupBatchParam | 07/26/2021 05:13:17 |  | 754.45 | 11.81 | 0 | 0 | 766.26 | -13.195 |  | 16.05 | 0.25 | 0 | 0 | 16.3
KP INTERNAL LOAD | KP INTERNAL LOAD | 2021-06-07 17:00 | 758.421 | LOAD | GroupBatchParam | 07/26/2021 05:13:17 |  | 759.1 | 12.01 | 0 | 0 | 771.11 | -12.689 |  | 16.93 | 0.27 | 0 | 0 | 17.2
KP INTERNAL LOAD | KP INTERNAL LOAD | 2021-06-07 18:00 | 751.332 | LOAD | GroupBatchParam | 07/26/2021 05:13:17 |  | 752.41 | 11.55 | 0 | 0 | 763.96 | -12.628 |  | 16.74 | 0.26 | 0 | 0 | 17
KP INTERNAL LOAD | KP INTERNAL LOAD | 2021-06-07 19:00 | 724.224 | LOAD | GroupBatchParam | 07/26/2021 05:13:17 |  | 724.98 | 11.51 | 0 | 0 | 736.49 | -12.266 |  | 14.37 | 0.23 | 0 | 0 | 14.6
KP INTERNAL LOAD | KP INTERNAL LOAD | 2021-06-07 20:00 | 709.466 | LOAD | GroupBatchParam | 07/26/2021 05:13:17 |  | 709.68 | 11.27 | 0 | 0 | 720.95 | -11.484 |  | 13.98 | 0.22 | 0 | 0 | 14.2
KP INTERNAL LOAD | KP INTERNAL LOAD | 2021-06-07 21:00 | 684.059 | LOAD | GroupBatchParam | 07/26/2021 05:13:17 |  | 684.24 | 10.96 | 0 | 0 | 695.2 | -11.141 |  | 13.68 | 0.22 | 0 | 0 | 13.9
KP INTERNAL LOAD | KP INTERNAL LOAD | 2021-06-07 22:00 | 670.43 | LOAD | GroupBatchParam | 07/26/2021 05:13:17 |  | 670.6 | 10.61 | 0 | 0 | 681.21 | -10.78 |  | 12.99 | 0.21 | 0 | 0 | 13.2
KP INTERNAL LOAD | KP INTERNAL LOAD | 2021-06-07 23:00 | 633.099 | LOAD | GroupBatchParam | 07/26/2021 05:13:17 |  | 634.05 | 9.53 | 0 | 0 | 643.58 | -10.481 |  | 12.02 | 0.18 | 0 | 0 | 12.2
KP INTERNAL LOAD | KP INTERNAL LOAD | 2021-06-08 | 579.374 | LOAD | GroupBatchParam | 07/26/2021 05:13:17 |  | 581 | 8.49 | 0 | 0 | 589.49 | -10.116 |  | 10.82 | 0.16 | 0 | 0 | 10.98
KP INTERNAL LOAD | KP INTERNAL LOAD | 2021-06-08 01:00 | 543.564 | LOAD | GroupBatchParam | 07/26/2021 05:13:17 |  | 535.75 | 7.72 | 0 | 0 | 543.47 | 0.094 |  | 11.14 | 0.16 | 0 | 0 | 11.3
KP INTERNAL LOAD | KP INTERNAL LOAD | 2021-06-08 02:00 | 512.482 | LOAD | GroupBatchParam | 07/26/2021 05:13:17 |  | 504.98 | 7.26 | 0 | 0 | 512.24 | 0.242 |  | 9.86 | 0.14 | 0 | 0 | 10
KP INTERNAL LOAD | KP INTERNAL LOAD | 2021-06-08 03:00 | 492.53 | LOAD | GroupBatchParam | 07/26/2021 05:13:17 |  | 485.2 | 6.93 | 0 | 0 | 492.13 | 0.4 |  | 8.26 | 0.12 | 0 | 0 | 8.38
KP INTERNAL LOAD | KP INTERNAL LOAD | 2021-06-08 04:00 | 475.348 | LOAD | GroupBatchParam | 07/26/2021 05:13:17 |  | 468.43 | 6.56 | 0 | 0 | 474.99 | 0.358 |  | 7.69 | 0.11 | 0 | 0 | 7.8
KP INTERNAL LOAD | KP INTERNAL LOAD | 2021-06-08 05:00 | 479.143 | LOAD | GroupBatchParam | 07/26/2021 05:13:17 |  | 472.27 | 6.51 | 0 | 0 | 478.78 | 0.363 |  | 7.48 | 0.1 | 0 | 0 | 7.58
KP INTERNAL LOAD | KP INTERNAL LOAD | 2021-06-08 06:00 | 480.654 | LOAD | GroupBatchParam | 07/26/2021 05:13:17 |  | 473.79 | 6.52 | 0 | 0 | 480.31 | 0.344 |  | 7.69 | 0.11 | 0 | 0 | 7.8
KP INTERNAL LOAD | KP INTERNAL LOAD | 2021-06-08 07:00 | 499.354 | LOAD | GroupBatchParam | 07/26/2021 05:13:17 |  | 491.95 | 6.98 | 0 | 0 | 498.93 | 0.424 |  | 8.78 | 0.12 | 0 | 0 | 8.9
KP INTERNAL LOAD | KP INTERNAL LOAD | 2021-06-08 08:00 | 527.049 | LOAD | GroupBatchParam | 07/26/2021 05:13:17 |  | 518.54 | 7.91 | 0 | 0 | 526.45 | 0.599 |  | 9.73 | 0.15 | 0 | 0 | 9.88
KP INTERNAL LOAD | KP INTERNAL LOAD | 2021-06-08 09:00 | 567.245 | LOAD | GroupBatchParam | 07/26/2021 05:13:17 |  | 560.13 | 8.82 | 0 | 0 | 568.95 | -1.705 |  | 10.24 | 0.16 | 0 | 0 | 10.4
KP INTERNAL LOAD | KP INTERNAL LOAD | 2021-06-08 10:00 | 618.805 | LOAD | GroupBatchParam | 07/26/2021 05:13:17 |  | 609.11 | 9.69 | 0 | 0 | 618.8 | 0.005 |  | 11.03 | 0.17 | 0 | 0 | 11.2
KP INTERNAL LOAD | KP INTERNAL LOAD | 2021-06-08 11:00 | 670.866 | LOAD | GroupBatchParam | 07/26/2021 05:13:17 |  | 659.93 | 11.05 | 0 | 0 | 670.98 | -0.114 |  | 12.49 | 0.21 | 0 | 0 | 12.7
KP INTERNAL LOAD | KP INTERNAL LOAD | 2021-06-08 12:00 | 719.327 | LOAD | GroupBatchParam | 07/26/2021 05:13:17 |  | 707.83 | 11.69 | 0 | 0 | 719.52 | -0.193 |  | 13.97 | 0.23 | 0 | 0 | 14.2
KP INTERNAL LOAD | KP INTERNAL LOAD | 2021-06-08 13:00 | 762.831 | LOAD | GroupBatchParam | 07/26/2021 05:13:17 |  | 751.11 | 12.11 | 0 | 0 | 763.22 | -0.389 |  | 15.35 | 0.25 | 0 | 0 | 15.6
KP INTERNAL LOAD | KP INTERNAL LOAD | 2021-06-08 14:00 | 800.733 | LOAD | GroupBatchParam | 07/26/2021 05:13:17 |  | 788.12 | 13.21 | 0 | 0 | 801.33 | -0.597 |  | 15.64 | 0.26 | 0 | 0 | 15.9
KP INTERNAL LOAD | KP INTERNAL LOAD | 2021-06-08 15:00 | 824.557 | LOAD | GroupBatchParam | 07/26/2021 05:13:17 |  | 811.88 | 13.17 | 0 | 0 | 825.05 | -0.493 |  | 15.94 | 0.26 | 0 | 0 | 16.2
KP INTERNAL LOAD | KP INTERNAL LOAD | 2021-06-08 16:00 | 838.673 | LOAD | GroupBatchParam | 07/26/2021 05:13:17 |  | 825.7 | 13.1 | 0 | 0 | 838.8 | -0.127 |  | 16.05 | 0.26 | 0 | 0 | 16.31
KP INTERNAL LOAD | KP INTERNAL LOAD | 2021-06-08 17:00 | 827.233 | LOAD | GroupBatchParam | 07/26/2021 05:13:17 |  | 815.49 | 12.07 | 0 | 0 | 827.56 | -0.327 |  | 15.77 | 0.23 | 0 | 0 | 16
KP INTERNAL LOAD | KP INTERNAL LOAD | 2021-06-08 18:00 | 791.773 | LOAD | GroupBatchParam | 07/26/2021 05:13:17 |  | 781.5 | 10.73 | 0 | 0 | 792.23 | -0.457 |  | 14.99 | 0.21 | 0 | 0 | 15.2
KP INTERNAL LOAD | KP INTERNAL LOAD | 2021-06-08 19:00 | 753.41 | LOAD | GroupBatchParam | 07/26/2021 05:13:17 |  | 745.91 | 10.66 | 0 | 0 | 756.57 | -3.16 |  | 14 | 0.2 | 0 | 0 | 14.2
KP INTERNAL LOAD | KP INTERNAL LOAD | 2021-06-08 20:00 | 717.349 | LOAD | GroupBatchParam | 07/26/2021 05:13:17 |  | 713.12 | 10.15 | 0 | 0 | 723.27 | -5.921 |  | 13.21 | 0.19 | 0 | 0 | 13.4
KP INTERNAL LOAD | KP INTERNAL LOAD | 2021-06-08 21:00 | 673.125 | LOAD | GroupBatchParam | 07/26/2021 05:13:17 |  | 663.65 | 10.05 | 0 | 0 | 673.7 | -0.575 |  | 11.82 | 0.18 | 0 | 0 | 12
KP INTERNAL LOAD | KP INTERNAL LOAD | 2021-06-08 22:00 | 659.086 | LOAD | GroupBatchParam | 07/26/2021 05:13:17 |  | 649.32 | 10.1 | 0 | 0 | 659.42 | -0.334 |  | 11.22 | 0.17 | 0 | 0 | 11.39
KP INTERNAL LOAD | KP INTERNAL LOAD | 2021-06-08 23:00 | 619.031 | LOAD | GroupBatchParam | 07/26/2021 05:13:17 |  | 610.1 | 9.15 | 0 | 0 | 619.25 | -0.219 |  | 9.93 | 0.15 | 0 | 0 | 10.08
KP INTERNAL LOAD | KP INTERNAL LOAD | 2021-06-09 | 573.175 | LOAD | GroupBatchParam | 07/26/2021 05:13:17 |  | 566.4 | 8.17 | 0 | 0 | 574.57 | -1.395 |  | 9.27 | 0.13 | 0 | 0 | 9.4
KP INTERNAL LOAD | KP INTERNAL LOAD | 2021-06-09 01:00 | 541.137 | LOAD | GroupBatchParam | 07/26/2021 05:13:17 |  | 534.92 | 7.6 | 0 | 0 | 542.52 | -1.383 |  | 8.76 | 0.12 | 0 | 0 | 8.88
KP INTERNAL LOAD | KP INTERNAL LOAD | 2021-06-09 02:00 | 508.724 | LOAD | GroupBatchParam | 07/26/2021 05:13:17 |  | 502.91 | 7.17 | 0 | 0 | 510.08 | -1.356 |  | 7.89 | 0.11 | 0 | 0 | 8
KP INTERNAL LOAD | KP INTERNAL LOAD | 2021-06-09 03:00 | 491.88 | LOAD | GroupBatchParam | 07/26/2021 05:13:17 |  | 486.18 | 6.97 | 0 | 0 | 493.15 | -1.27 |  | 7.18 | 0.1 | 0 | 0 | 7.28
KP INTERNAL LOAD | KP INTERNAL LOAD | 2021-06-09 04:00 | 483.454 | LOAD | GroupBatchParam | 07/26/2021 05:13:17 |  | 478.09 | 6.75 | 0 | 0 | 484.84 | -1.386 |  | 6.71 | 0.1 | 0 | 0 | 6.81
KP INTERNAL LOAD | KP INTERNAL LOAD | 2021-06-09 05:00 | 483.129 | LOAD | GroupBatchParam | 07/26/2021 05:13:17 |  | 477.73 | 6.7 | 0 | 0 | 484.43 | -1.301 |  | 6.61 | 0.09 | 0 | 0 | 6.7
KP INTERNAL LOAD | KP INTERNAL LOAD | 2021-06-09 06:00 | 491.751 | LOAD | GroupBatchParam | 07/26/2021 05:13:17 |  | 486.02 | 6.93 | 0 | 0 | 492.95 | -1.199 |  | 7.18 | 0.1 | 0 | 0 | 7.28
KP INTERNAL LOAD | KP INTERNAL LOAD | 2021-06-09 07:00 | 507.277 | LOAD | GroupBatchParam | 07/26/2021 05:13:17 |  | 501.05 | 7.41 | 0 | 0 | 508.46 | -1.183 |  | 7.98 | 0.12 | 0 | 0 | 8.1
KP INTERNAL LOAD | KP INTERNAL LOAD | 2021-06-09 08:00 | 538.944 | LOAD | GroupBatchParam | 07/26/2021 05:13:17 |  | 531.66 | 8.26 | 0 | 0 | 539.92 | -0.976 |  | 8.45 | 0.13 | 0 | 0 | 8.58
KP INTERNAL LOAD | KP INTERNAL LOAD | 2021-06-09 09:00 | 562.602 | LOAD | GroupBatchParam | 07/26/2021 05:13:17 |  | 554.92 | 8.8 | 0 | 0 | 563.72 | -1.118 |  | 9.06 | 0.14 | 0 | 0 | 9.2
KP INTERNAL LOAD | KP INTERNAL LOAD | 2021-06-09 10:00 | 583.218 | LOAD | GroupBatchParam | 07/26/2021 05:13:17 |  | 575 | 8.99 | 0 | 0 | 583.99 | -0.772 |  | 9.94 | 0.16 | 0 | 0 | 10.1
KP INTERNAL LOAD | KP INTERNAL LOAD | 2021-06-09 11:00 | 610.972 | LOAD | GroupBatchParam | 07/26/2021 05:13:17 |  | 604.26 | 9.37 | 0 | 0 | 613.63 | -2.658 |  | 11.03 | 0.17 | 0 | 0 | 11.2
KP INTERNAL LOAD | KP INTERNAL LOAD | 2021-06-09 12:00 | 638.987 | LOAD | GroupBatchParam | 07/26/2021 05:13:17 |  | 629.58 | 9.71 | 0 | 0 | 639.29 | -0.303 |  | 12.31 | 0.19 | 0 | 0 | 12.5
KP INTERNAL LOAD | KP INTERNAL LOAD | 2021-06-09 13:00 | 658.23 | LOAD | GroupBatchParam | 07/26/2021 05:13:17 |  | 632.9 | 9.68 | 0 | 0 | 642.58 | 15.65 |  | 13.26 | 0.2 | 0 | 0 | 13.46
KP INTERNAL LOAD | KP INTERNAL LOAD | 2021-06-09 14:00 | 677.704 | LOAD | GroupBatchParam | 07/26/2021 05:13:17 |  | 664.91 | 9.72 | 0 | 0 | 674.63 | 3.074 |  | 14.49 | 0.21 | 0 | 0 | 14.7
KP INTERNAL LOAD | KP INTERNAL LOAD | 2021-06-09 15:00 | 673.357 | LOAD | GroupBatchParam | 07/26/2021 05:13:17 |  | 654.32 | 9.51 | 0 | 0 | 663.83 | 9.527 |  | 14.1 | 0.2 | 0 | 0 | 14.3
KP INTERNAL LOAD | KP INTERNAL LOAD | 2021-06-09 16:00 | 672.87 | LOAD | GroupBatchParam | 07/26/2021 05:13:17 |  | 653.27 | 9.72 | 0 | 0 | 662.99 | 9.88 |  | 13.89 | 0.21 | 0 | 0 | 14.1
KP INTERNAL LOAD | KP INTERNAL LOAD | 2021-06-09 17:00 | 670.966 | LOAD | GroupBatchParam | 07/26/2021 05:13:17 |  | 651.67 | 9.68 | 0 | 0 | 661.35 | 9.616 |  | 13.6 | 0.2 | 0 | 0 | 13.8
KP INTERNAL LOAD | KP INTERNAL LOAD | 2021-06-09 18:00 | 665.263 | LOAD | GroupBatchParam | 07/26/2021 05:13:17 |  | 649.88 | 9.81 | 0 | 0 | 659.69 | 5.573 |  | 12.71 | 0.19 | 0 | 0 | 12.9
KP INTERNAL LOAD | KP INTERNAL LOAD | 2021-06-09 19:00 | 656.156 | LOAD | GroupBatchParam | 07/26/2021 05:13:17 |  | 647.83 | 9.68 | 0 | 0 | 657.51 | -1.354 |  | 11.92 | 0.18 | 0 | 0 | 12.1
KP INTERNAL LOAD | KP INTERNAL LOAD | 2021-06-09 20:00 | 643.227 | LOAD | GroupBatchParam | 07/26/2021 05:13:17 |  | 635.25 | 9.67 | 0 | 0 | 644.92 | -1.693 |  | 11.72 | 0.18 | 0 | 0 | 11.9
KP INTERNAL LOAD | KP INTERNAL LOAD | 2021-06-09 21:00 | 645.422 | LOAD | GroupBatchParam | 07/26/2021 05:13:17 |  | 637.7 | 9.46 | 0 | 0 | 647.16 | -1.738 |  | 11.53 | 0.17 | 0 | 0 | 11.7
KP INTERNAL LOAD | KP INTERNAL LOAD | 2021-06-09 22:00 | 647.783 | LOAD | GroupBatchParam | 07/26/2021 05:13:17 |  | 640.98 | 9.1 | 0 | 0 | 650.08 | -2.297 |  | 11.73 | 0.17 | 0 | 0 | 11.9
KP INTERNAL LOAD | KP INTERNAL LOAD | 2021-06-09 23:00 | 620.668 | LOAD | GroupBatchParam | 07/26/2021 05:13:17 |  | 607.92 | 8.74 | 0 | 0 | 616.66 | 4.008 |  | 11.24 | 0.16 | 0 | 0 | 11.4
KP INTERNAL LOAD | KP INTERNAL LOAD | 2021-06-10 | 580.727 | LOAD | GroupBatchParam | 07/26/2021 05:13:17 |  | 575.03 | 8.15 | 0 | 0 | 583.18 | -2.453 |  | 10.26 | 0.14 | 0 | 0 | 10.4
KP INTERNAL LOAD | KP INTERNAL LOAD | 2021-06-10 01:00 | 545.83 | LOAD | GroupBatchParam | 07/26/2021 05:13:17 |  | 537.71 | 7.59 | 0 | 0 | 545.3 | 0.53 |  | 8.96 | 0.13 | 0 | 0 | 9.09
KP INTERNAL LOAD | KP INTERNAL LOAD | 2021-06-10 02:00 | 528.227 | LOAD | GroupBatchParam | 07/26/2021 05:13:17 |  | 519.09 | 7.12 | 0 | 0 | 526.21 | 2.017 |  | 7.89 | 0.11 | 0 | 0 | 8
KP INTERNAL LOAD | KP INTERNAL LOAD | 2021-06-10 03:00 | 501.229 | LOAD | GroupBatchParam | 07/26/2021 05:13:17 |  | 491.44 | 6.9 | 0 | 0 | 498.34 | 2.889 |  | 7.1 | 0.1 | 0 | 0 | 7.2
KP INTERNAL LOAD | KP INTERNAL LOAD | 2021-06-10 04:00 | 492.852 | LOAD | GroupBatchParam | 07/26/2021 05:13:17 |  | 483.26 | 6.89 | 0 | 0 | 490.15 | 2.702 |  | 6.79 | 0.1 | 0 | 0 | 6.89
KP INTERNAL LOAD | KP INTERNAL LOAD | 2021-06-10 05:00 | 494.674 | LOAD | GroupBatchParam | 07/26/2021 05:13:17 |  | 485.64 | 6.9 | 0 | 0 | 492.54 | 2.134 |  | 6.8 | 0.1 | 0 | 0 | 6.9
KP INTERNAL LOAD | KP INTERNAL LOAD | 2021-06-10 06:00 | 502.062 | LOAD | GroupBatchParam | 07/26/2021 05:13:17 |  | 491.83 | 7.05 | 0 | 0 | 498.88 | 3.182 |  | 7.38 | 0.11 | 0 | 0 | 7.49
KP INTERNAL LOAD | KP INTERNAL LOAD | 2021-06-10 07:00 | 521.813 | LOAD | GroupBatchParam | 07/26/2021 05:13:17 |  | 509.77 | 7.12 | 0 | 0 | 516.89 | 4.923 |  | 7.89 | 0.11 | 0 | 0 | 8
KP INTERNAL LOAD | KP INTERNAL LOAD | 2021-06-10 08:00 | 549.336 | LOAD | GroupBatchParam | 07/26/2021 05:13:17 |  | 536.05 | 7.83 | 0 | 0 | 543.88 | 5.456 |  | 8.67 | 0.13 | 0 | 0 | 8.8
KP INTERNAL LOAD | KP INTERNAL LOAD | 2021-06-10 09:00 | 583.967 | LOAD | GroupBatchParam | 07/26/2021 05:13:17 |  | 570.11 | 8.46 | 0 | 0 | 578.57 | 5.397 |  | 9.74 | 0.14 | 0 | 0 | 9.88
KP INTERNAL LOAD | KP INTERNAL LOAD | 2021-06-10 10:00 | 619.041 | LOAD | GroupBatchParam | 07/26/2021 05:13:17 |  | 580.86 | 8.98 | 0 | 0 | 589.84 | 29.201 |  | 10.66 | 0.17 | 0 | 0 | 10.83
KP INTERNAL LOAD | KP INTERNAL LOAD | 2021-06-10 11:00 | 649.049 | LOAD | GroupBatchParam | 07/26/2021 05:13:17 |  | 611.19 | 10.05 | 0 | 0 | 621.24 | 27.809 |  | 11.41 | 0.19 | 0 | 0 | 11.6
KP INTERNAL LOAD | KP INTERNAL LOAD | 2021-06-10 12:00 | 703.895 | LOAD | GroupBatchParam | 07/26/2021 05:13:17 |  | 666.89 | 10.63 | 0 | 0 | 677.52 | 26.375 |  | 12.8 | 0.2 | 0 | 0 | 13
KP INTERNAL LOAD | KP INTERNAL LOAD | 2021-06-10 13:00 | 729.64 | LOAD | GroupBatchParam | 07/26/2021 05:13:17 |  | 710.99 | 11.11 | 0 | 0 | 722.1 | 7.54 |  | 15.95 | 0.25 | 0 | 0 | 16.2
KP INTERNAL LOAD | KP INTERNAL LOAD | 2021-06-10 14:00 | 746.716 | LOAD | GroupBatchParam | 07/26/2021 05:13:17 |  | 726.92 | 11.96 | 0 | 0 | 738.88 | 7.836 |  | 14.07 | 0.23 | 0 | 0 | 14.3
KP INTERNAL LOAD | KP INTERNAL LOAD | 2021-06-10 15:00 | 761.383 | LOAD | GroupBatchParam | 07/26/2021 05:13:17 |  | 735.46 | 12.21 | 0 | 0 | 747.67 | 13.713 |  | 14.26 | 0.24 | 0 | 0 | 14.5
KP INTERNAL LOAD | KP INTERNAL LOAD | 2021-06-10 16:00 | 763.001 | LOAD | GroupBatchParam | 07/26/2021 05:13:17 |  | 712.86 | 12.65 | 0 | 0 | 725.51 | 37.491 |  | 14.35 | 0.26 | 0 | 0 | 14.61
KP INTERNAL LOAD | KP INTERNAL LOAD | 2021-06-10 17:00 | 771.13 | LOAD | GroupBatchParam | 07/26/2021 05:13:17 |  | 716.48 | 12.9 | 0 | 0 | 729.38 | 41.75 |  | 14.54 | 0.26 | 0 | 0 | 14.8
KP INTERNAL LOAD | KP INTERNAL LOAD | 2021-06-10 18:00 | 765.649 | LOAD | GroupBatchParam | 07/26/2021 05:13:17 |  | 705.14 | 12.44 | 0 | 0 | 717.58 | 48.069 |  | 14.05 | 0.25 | 0 | 0 | 14.3
KP INTERNAL LOAD | KP INTERNAL LOAD | 2021-06-10 19:00 | 752.388 | LOAD | GroupBatchParam | 07/26/2021 05:13:17 |  | 692.52 | 11.57 | 0 | 0 | 704.09 | 48.298 |  | 13.57 | 0.23 | 0 | 0 | 13.8
KP INTERNAL LOAD | KP INTERNAL LOAD | 2021-06-10 20:00 | 733.26 | LOAD | GroupBatchParam | 07/26/2021 05:13:17 |  | 676.03 | 11.04 | 0 | 0 | 687.07 | 46.19 |  | 13.38 | 0.22 | 0 | 0 | 13.6
KP INTERNAL LOAD | KP INTERNAL LOAD | 2021-06-10 21:00 | 709.308 | LOAD | GroupBatchParam | 07/26/2021 05:13:17 |  | 656.56 | 10.41 | 0 | 0 | 666.97 | 42.338 |  | 12.6 | 0.2 | 0 | 0 | 12.8
KP INTERNAL LOAD | KP INTERNAL LOAD | 2021-06-10 22:00 | 699.009 | LOAD | GroupBatchParam | 07/26/2021 05:13:17 |  | 645.33 | 10.3 | 0 | 0 | 655.63 | 43.379 |  | 12.3 | 0.2 | 0 | 0 | 12.5
KP INTERNAL LOAD | KP INTERNAL LOAD | 2021-06-10 23:00 | 661.947 | LOAD | GroupBatchParam | 07/26/2021 05:13:17 |  | 611.17 | 9.65 | 0 | 0 | 620.82 | 41.127 |  | 10.93 | 0.17 | 0 | 0 | 11.1
KP INTERNAL LOAD | KP INTERNAL LOAD | 2021-06-11 | 609.74 | LOAD | GroupBatchParam | 07/26/2021 05:13:17 |  | 567.62 | 8.86 | 0 | 0 | 576.48 | 33.26 |  | 9.53 | 0.15 | 0 | 0 | 9.68
KP INTERNAL LOAD | KP INTERNAL LOAD | 2021-06-11 01:00 | 575.846 | LOAD | GroupBatchParam | 07/26/2021 05:13:17 |  | 538.46 | 7.94 | 0 | 0 | 546.4 | 29.446 |  | 8.47 | 0.12 | 0 | 0 | 8.59
KP INTERNAL LOAD | KP INTERNAL LOAD | 2021-06-11 02:00 | 541.047 | LOAD | GroupBatchParam | 07/26/2021 05:13:17 |  | 501.34 | 7.43 | 0 | 0 | 508.77 | 32.277 |  | 8.06 | 0.12 | 0 | 0 | 8.18
KP INTERNAL LOAD | KP INTERNAL LOAD | 2021-06-11 03:00 | 523.146 | LOAD | GroupBatchParam | 07/26/2021 05:13:17 |  | 485.13 | 6.93 | 0 | 0 | 492.06 | 31.086 |  | 7.3 | 0.1 | 0 | 0 | 7.4
KP INTERNAL LOAD | KP INTERNAL LOAD | 2021-06-11 04:00 | 512.492 | LOAD | GroupBatchParam | 07/26/2021 05:13:17 |  | 476.57 | 6.55 | 0 | 0 | 483.12 | 29.372 |  | 6.89 | 0.1 | 0 | 0 | 6.99
KP INTERNAL LOAD | KP INTERNAL LOAD | 2021-06-11 05:00 | 510.025 | LOAD | GroupBatchParam | 07/26/2021 05:13:17 |  | 475.78 | 6.68 | 0 | 0 | 482.46 | 27.565 |  | 6.71 | 0.09 | 0 | 0 | 6.8
KP INTERNAL LOAD | KP INTERNAL LOAD | 2021-06-11 06:00 | 515.937 | LOAD | GroupBatchParam | 07/26/2021 05:13:17 |  | 481.82 | 7.04 | 0 | 0 | 488.86 | 27.077 |  | 7.1 | 0.1 | 0 | 0 | 7.2
KP INTERNAL LOAD | KP INTERNAL LOAD | 2021-06-11 07:00 | 534.371 | LOAD | GroupBatchParam | 07/26/2021 05:13:17 |  | 496.51 | 7.2 | 0 | 0 | 503.71 | 30.661 |  | 7.57 | 0.11 | 0 | 0 | 7.68
KP INTERNAL LOAD | KP INTERNAL LOAD | 2021-06-11 08:00 | 557.083 | LOAD | GroupBatchParam | 07/26/2021 05:13:17 |  | 511.9 | 7.68 | 0 | 0 | 519.58 | 37.503 |  | 8.28 | 0.12 | 0 | 0 | 8.4
KP INTERNAL LOAD | KP INTERNAL LOAD | 2021-06-11 09:00 | 590.201 | LOAD | GroupBatchParam | 07/26/2021 05:13:17 |  | 540.71 | 8.29 | 0 | 0 | 549 | 41.201 |  | 9.65 | 0.15 | 0 | 0 | 9.8
KP INTERNAL LOAD | KP INTERNAL LOAD | 2021-06-11 10:00 | 620.321 | LOAD | GroupBatchParam | 07/26/2021 05:13:17 |  | 569.38 | 8.97 | 0 | 0 | 578.35 | 41.971 |  | 11.03 | 0.17 | 0 | 0 | 11.2
KP INTERNAL LOAD | KP INTERNAL LOAD | 2021-06-11 11:00 | 655.099 | LOAD | GroupBatchParam | 07/26/2021 05:13:17 |  | 604.3 | 9.48 | 0 | 0 | 613.78 | 41.319 |  | 12.11 | 0.19 | 0 | 0 | 12.3
KP INTERNAL LOAD | KP INTERNAL LOAD | 2021-06-11 12:00 | 697 | LOAD | GroupBatchParam | 07/26/2021 05:13:17 |  | 635.89 | 10.31 | 0 | 0 | 646.2 | 50.8 |  | 13.29 | 0.21 | 0 | 0 | 13.5
KP INTERNAL LOAD | KP INTERNAL LOAD | 2021-06-11 13:00 | 724.677 | LOAD | GroupBatchParam | 07/26/2021 05:13:17 |  | 663.3 | 10.95 | 0 | 0 | 674.25 | 50.427 |  | 15.15 | 0.25 | 0 | 0 | 15.4
KP INTERNAL LOAD | KP INTERNAL LOAD | 2021-06-11 14:00 | 755.787 | LOAD | GroupBatchParam | 07/26/2021 05:13:17 |  | 695.47 | 11.42 | 0 | 0 | 706.89 | 48.897 |  | 15.45 | 0.25 | 0 | 0 | 15.7
KP INTERNAL LOAD | KP INTERNAL LOAD | 2021-06-11 15:00 | 747.425 | LOAD | GroupBatchParam | 07/26/2021 05:13:17 |  | 688.66 | 11.8 | 0 | 0 | 700.46 | 46.965 |  | 15.14 | 0.26 | 0 | 0 | 15.4
KP INTERNAL LOAD | KP INTERNAL LOAD | 2021-06-11 16:00 | 723.036 | LOAD | GroupBatchParam | 07/26/2021 05:13:17 |  | 662.49 | 11.72 | 0 | 0 | 674.21 | 48.826 |  | 14.44 | 0.26 | 0 | 0 | 14.7
KP INTERNAL LOAD | KP INTERNAL LOAD | 2021-06-11 17:00 | 716.029 | LOAD | GroupBatchParam | 07/26/2021 05:13:17 |  | 651.79 | 10.9 | 0 | 0 | 662.69 | 53.339 |  | 13.97 | 0.23 | 0 | 0 | 14.2
KP INTERNAL LOAD | KP INTERNAL LOAD | 2021-06-11 18:00 | 695.27 | LOAD | GroupBatchParam | 07/26/2021 05:13:17 |  | 635.9 | 10.23 | 0 | 0 | 646.13 | 49.14 |  | 13.29 | 0.21 | 0 | 0 | 13.5
KP INTERNAL LOAD | KP INTERNAL LOAD | 2021-06-11 19:00 | 682.024 | LOAD | GroupBatchParam | 07/26/2021 05:13:17 |  | 625.18 | 9.83 | 0 | 0 | 635.01 | 47.014 |  | 12.4 | 0.2 | 0 | 0 | 12.6
KP INTERNAL LOAD | KP INTERNAL LOAD | 2021-06-11 20:00 | 661.621 | LOAD | GroupBatchParam | 07/26/2021 05:13:17 |  | 602.12 | 9.69 | 0 | 0 | 611.81 | 49.811 |  | 12.01 | 0.19 | 0 | 0 | 12.2
KP INTERNAL LOAD | KP INTERNAL LOAD | 2021-06-11 21:00 | 646.753 | LOAD | GroupBatchParam | 07/26/2021 05:13:17 |  | 585.91 | 9.49 | 0 | 0 | 595.4 | 51.353 |  | 11.51 | 0.19 | 0 | 0 | 11.7
KP INTERNAL LOAD | KP INTERNAL LOAD | 2021-06-11 22:00 | 650.638 | LOAD | GroupBatchParam | 07/26/2021 05:13:17 |  | 586.73 | 9.45 | 0 | 0 | 596.18 | 54.458 |  | 12.18 | 0.2 | 0 | 0 | 12.38
KP INTERNAL LOAD | KP INTERNAL LOAD | 2021-06-11 23:00 | 623.156 | LOAD | GroupBatchParam | 07/26/2021 05:13:17 |  | 551.46 | 8.96 | 0 | 0 | 560.42 | 62.736 |  | 11.81 | 0.19 | 0 | 0 | 12
KP INTERNAL LOAD | KP INTERNAL LOAD | 2021-06-12 | 585.255 | LOAD | GroupBatchParam | 07/26/2021 05:13:17 |  | 509.72 | 8.25 | 0 | 0 | 517.97 | 67.285 |  | 9.46 | 0.15 | 0 | 0 | 9.61
KP INTERNAL LOAD | KP INTERNAL LOAD | 2021-06-12 01:00 | 551.525 | LOAD | GroupBatchParam | 07/26/2021 05:13:17 |  | 500.46 | 7.69 | 0 | 0 | 508.15 | 43.375 |  | 7.86 | 0.12 | 0 | 0 | 7.98
KP INTERNAL LOAD | KP INTERNAL LOAD | 2021-06-12 02:00 | 528.996 | LOAD | GroupBatchParam | 07/26/2021 05:13:17 |  | 482.89 | 7.3 | 0 | 0 | 490.19 | 38.806 |  | 7.39 | 0.11 | 0 | 0 | 7.5
KP INTERNAL LOAD | KP INTERNAL LOAD | 2021-06-12 03:00 | 516.002 | LOAD | GroupBatchParam | 07/26/2021 05:13:17 |  | 475.09 | 7.06 | 0 | 0 | 482.15 | 33.852 |  | 7 | 0.1 | 0 | 0 | 7.1
KP INTERNAL LOAD | KP INTERNAL LOAD | 2021-06-12 04:00 | 498.981 | LOAD | GroupBatchParam | 07/26/2021 05:13:17 |  | 459.29 | 6.78 | 0 | 0 | 466.07 | 32.911 |  | 6.29 | 0.09 | 0 | 0 | 6.38
KP INTERNAL LOAD | KP INTERNAL LOAD | 2021-06-12 05:00 | 498.236 | LOAD | GroupBatchParam | 07/26/2021 05:13:17 |  | 459 | 6.83 | 0 | 0 | 465.83 | 32.406 |  | 6.11 | 0.09 | 0 | 0 | 6.2
KP INTERNAL LOAD | KP INTERNAL LOAD | 2021-06-12 06:00 | 498.387 | LOAD | GroupBatchParam | 07/26/2021 05:13:17 |  | 457.65 | 6.64 | 0 | 0 | 464.29 | 34.097 |  | 6.2 | 0.09 | 0 | 0 | 6.29
KP INTERNAL LOAD | KP INTERNAL LOAD | 2021-06-12 07:00 | 503.622 | LOAD | GroupBatchParam | 07/26/2021 05:13:17 |  | 461.25 | 6.24 | 0 | 0 | 467.49 | 36.132 |  | 6.41 | 0.09 | 0 | 0 | 6.5
KP INTERNAL LOAD | KP INTERNAL LOAD | 2021-06-12 08:00 | 515.694 | LOAD | GroupBatchParam | 07/26/2021 05:13:17 |  | 471.03 | 6.14 | 0 | 0 | 477.17 | 38.524 |  | 6.81 | 0.09 | 0 | 0 | 6.9
KP INTERNAL LOAD | KP INTERNAL LOAD | 2021-06-12 09:00 | 537.461 | LOAD | GroupBatchParam | 07/26/2021 05:13:17 |  | 483.89 | 6.7 | 0 | 0 | 490.59 | 46.871 |  | 7.87 | 0.11 | 0 | 0 | 7.98
KP INTERNAL LOAD | KP INTERNAL LOAD | 2021-06-12 10:00 | 571.529 | LOAD | GroupBatchParam | 07/26/2021 05:13:17 |  | 509.86 | 7.33 | 0 | 0 | 517.19 | 54.339 |  | 9.37 | 0.14 | 0 | 0 | 9.51
KP INTERNAL LOAD | KP INTERNAL LOAD | 2021-06-12 11:00 | 595.985 | LOAD | GroupBatchParam | 07/26/2021 05:13:17 |  | 512.13 | 8.06 | 0 | 0 | 520.19 | 75.795 |  | 10.97 | 0.17 | 0 | 0 | 11.14
KP INTERNAL LOAD | KP INTERNAL LOAD | 2021-06-12 12:00 | 633.888 | LOAD | GroupBatchParam | 07/26/2021 05:13:17 |  | 559 | 8.85 | 0 | 0 | 567.85 | 66.038 |  | 12.83 | 0.2 | 0 | 0 | 13.03
KP INTERNAL LOAD | KP INTERNAL LOAD | 2021-06-12 13:00 | 672.636 | LOAD | GroupBatchParam | 07/26/2021 05:13:17 |  | 599.35 | 9.88 | 0 | 0 | 609.23 | 63.406 |  | 14.04 | 0.23 | 0 | 0 | 14.27
KP INTERNAL LOAD | KP INTERNAL LOAD | 2021-06-12 14:00 | 713.171 | LOAD | GroupBatchParam | 07/26/2021 05:13:17 |  | 626.45 | 10.6 | 0 | 0 | 637.05 | 76.121 |  | 14.46 | 0.24 | 0 | 0 | 14.7
KP INTERNAL LOAD | KP INTERNAL LOAD | 2021-06-12 15:00 | 743.66 | LOAD | GroupBatchParam | 07/26/2021 05:13:17 |  | 656.13 | 11.11 | 0 | 0 | 667.24 | 76.42 |  | 14.36 | 0.24 | 0 | 0 | 14.6
KP INTERNAL LOAD | KP INTERNAL LOAD | 2021-06-12 16:00 | 772.878 | LOAD | GroupBatchParam | 07/26/2021 05:13:17 |  | 693.12 | 11.57 | 0 | 0 | 704.69 | 68.188 |  | 14.75 | 0.25 | 0 | 0 | 15
KP INTERNAL LOAD | KP INTERNAL LOAD | 2021-06-12 17:00 | 786.957 | LOAD | GroupBatchParam | 07/26/2021 05:13:17 |  | 711.83 | 11.41 | 0 | 0 | 723.24 | 63.717 |  | 15.26 | 0.24 | 0 | 0 | 15.5
KP INTERNAL LOAD | KP INTERNAL LOAD | 2021-06-12 18:00 | 795.041 | LOAD | GroupBatchParam | 07/26/2021 05:13:17 |  | 726.94 | 10.98 | 0 | 0 | 737.92 | 57.121 |  | 15.07 | 0.23 | 0 | 0 | 15.3
KP INTERNAL LOAD | KP INTERNAL LOAD | 2021-06-12 19:00 | 778.276 | LOAD | GroupBatchParam | 07/26/2021 05:13:17 |  | 713.68 | 10.82 | 0 | 0 | 724.5 | 53.776 |  | 14.68 | 0.22 | 0 | 0 | 14.9
KP INTERNAL LOAD | KP INTERNAL LOAD | 2021-06-12 20:00 | 742.275 | LOAD | GroupBatchParam | 07/26/2021 05:13:17 |  | 676.69 | 10.85 | 0 | 0 | 687.54 | 54.735 |  | 13.19 | 0.21 | 0 | 0 | 13.4
KP INTERNAL LOAD | KP INTERNAL LOAD | 2021-06-12 21:00 | 710.155 | LOAD | GroupBatchParam | 07/26/2021 05:13:17 |  | 645.59 | 10.49 | 0 | 0 | 656.08 | 54.075 |  | 12.97 | 0.21 | 0 | 0 | 13.18
KP INTERNAL LOAD | KP INTERNAL LOAD | 2021-06-12 22:00 | 700.4 | LOAD | GroupBatchParam | 07/26/2021 05:13:17 |  | 638.69 | 10.04 | 0 | 0 | 648.73 | 51.67 |  | 13 | 0.2 | 0 | 0 | 13.2
KP INTERNAL LOAD | KP INTERNAL LOAD | 2021-06-12 23:00 | 653.864 | LOAD | GroupBatchParam | 07/26/2021 05:13:17 |  | 590.94 | 9.33 | 0 | 0 | 600.27 | 53.594 |  | 11.32 | 0.18 | 0 | 0 | 11.5
KP INTERNAL LOAD | KP INTERNAL LOAD | 2021-06-13 | 606.555 | LOAD | GroupBatchParam | 07/26/2021 05:13:17 |  | 556.89 | 8.34 | 0 | 0 | 565.23 | 41.325 |  | 9.74 | 0.15 | 0 | 0 | 9.89
KP INTERNAL LOAD | KP INTERNAL LOAD | 2021-06-13 01:00 | 564.128 | LOAD | GroupBatchParam | 07/26/2021 05:13:17 |  | 518.12 | 7.47 | 0 | 0 | 525.59 | 38.538 |  | 8.08 | 0.12 | 0 | 0 | 8.2
KP INTERNAL LOAD | KP INTERNAL LOAD | 2021-06-13 02:00 | 536.129 | LOAD | GroupBatchParam | 07/26/2021 05:13:17 |  | 494.06 | 6.65 | 0 | 0 | 500.71 | 35.419 |  | 7.3 | 0.1 | 0 | 0 | 7.4
KP INTERNAL LOAD | KP INTERNAL LOAD | 2021-06-13 03:00 | 514.099 | LOAD | GroupBatchParam | 07/26/2021 05:13:17 |  | 475.74 | 6.34 | 0 | 0 | 482.08 | 32.019 |  | 6.89 | 0.09 | 0 | 0 | 6.98
KP INTERNAL LOAD | KP INTERNAL LOAD | 2021-06-13 04:00 | 496.962 | LOAD | GroupBatchParam | 07/26/2021 05:13:17 |  | 460.74 | 6.08 | 0 | 0 | 466.82 | 30.142 |  | 6.42 | 0.09 | 0 | 0 | 6.51
KP INTERNAL LOAD | KP INTERNAL LOAD | 2021-06-13 05:00 | 491.349 | LOAD | GroupBatchParam | 07/26/2021 05:13:17 |  | 454.37 | 5.9 | 0 | 0 | 460.27 | 31.079 |  | 6.21 | 0.08 | 0 | 0 | 6.29
KP INTERNAL LOAD | KP INTERNAL LOAD | 2021-06-13 06:00 | 489.301 | LOAD | GroupBatchParam | 07/26/2021 05:13:17 |  | 450.03 | 5.74 | 0 | 0 | 455.77 | 33.531 |  | 6.12 | 0.08 | 0 | 0 | 6.2
KP INTERNAL LOAD | KP INTERNAL LOAD | 2021-06-13 07:00 | 480.794 | LOAD | GroupBatchParam | 07/26/2021 05:13:17 |  | 442.49 | 5.67 | 0 | 0 | 448.16 | 32.634 |  | 6.02 | 0.08 | 0 | 0 | 6.1
KP INTERNAL LOAD | KP INTERNAL LOAD | 2021-06-13 08:00 | 489.368 | LOAD | GroupBatchParam | 07/26/2021 05:13:17 |  | 450.05 | 6.21 | 0 | 0 | 456.26 | 33.108 |  | 6.2 | 0.09 | 0 | 0 | 6.29
KP INTERNAL LOAD | KP INTERNAL LOAD | 2021-06-13 09:00 | 528.267 | LOAD | GroupBatchParam | 07/26/2021 05:13:17 |  | 481.96 | 7.18 | 0 | 0 | 489.14 | 39.127 |  | 6.9 | 0.1 | 0 | 0 | 7
KP INTERNAL LOAD | KP INTERNAL LOAD | 2021-06-13 10:00 | 570.326 | LOAD | GroupBatchParam | 07/26/2021 05:13:17 |  | 510.55 | 8.22 | 0 | 0 | 518.77 | 51.556 |  | 8.25 | 0.13 | 0 | 0 | 8.38
KP INTERNAL LOAD | KP INTERNAL LOAD | 2021-06-13 11:00 | 631.7 | LOAD | GroupBatchParam | 07/26/2021 05:13:17 |  | 565.28 | 9.13 | 0 | 0 | 574.41 | 57.29 |  | 9.74 | 0.16 | 0 | 0 | 9.9
KP INTERNAL LOAD | KP INTERNAL LOAD | 2021-06-13 12:00 | 687.392 | LOAD | GroupBatchParam | 07/26/2021 05:13:17 |  | 615.76 | 10.12 | 0 | 0 | 625.88 | 61.512 |  | 11.41 | 0.19 | 0 | 0 | 11.6
KP INTERNAL LOAD | KP INTERNAL LOAD | 2021-06-13 13:00 | 741.538 | LOAD | GroupBatchParam | 07/26/2021 05:13:17 |  | 669.93 | 10.94 | 0 | 0 | 680.87 | 60.668 |  | 12.57 | 0.2 | 0 | 0 | 12.77
KP INTERNAL LOAD | KP INTERNAL LOAD | 2021-06-13 14:00 | 783.166 | LOAD | GroupBatchParam | 07/26/2021 05:13:17 |  | 709.91 | 11.46 | 0 | 0 | 721.37 | 61.796 |  | 13.58 | 0.22 | 0 | 0 | 13.8
KP INTERNAL LOAD | KP INTERNAL LOAD | 2021-06-13 15:00 | 807.513 | LOAD | GroupBatchParam | 07/26/2021 05:13:17 |  | 712.39 | 11.91 | 0 | 0 | 724.3 | 83.213 |  | 14.25 | 0.24 | 0 | 0 | 14.49
KP INTERNAL LOAD | KP INTERNAL LOAD | 2021-06-13 16:00 | 828.243 | LOAD | GroupBatchParam | 07/26/2021 05:13:17 |  | 728.95 | 12.41 | 0 | 0 | 741.36 | 86.883 |  | 14.43 | 0.25 | 0 | 0 | 14.68
KP INTERNAL LOAD | KP INTERNAL LOAD | 2021-06-13 17:00 | 833.851 | LOAD | GroupBatchParam | 07/26/2021 05:13:17 |  | 734.85 | 11.64 | 0 | 0 | 746.49 | 87.361 |  | 14.75 | 0.23 | 0 | 0 | 14.98
KP INTERNAL LOAD | KP INTERNAL LOAD | 2021-06-13 18:00 | 813.62 | LOAD | GroupBatchParam | 07/26/2021 05:13:17 |  | 715.28 | 10.2 | 0 | 0 | 725.48 | 88.14 |  | 14.67 | 0.21 | 0 | 0 | 14.88
KP INTERNAL LOAD | KP INTERNAL LOAD | 2021-06-13 19:00 | 760.936 | LOAD | GroupBatchParam | 07/26/2021 05:13:17 |  | 665.97 | 9.55 | 0 | 0 | 675.52 | 85.416 |  | 13.75 | 0.2 | 0 | 0 | 13.95
KP INTERNAL LOAD | KP INTERNAL LOAD | 2021-06-13 20:00 | 733.975 | LOAD | GroupBatchParam | 07/26/2021 05:13:17 |  | 643.43 | 9.39 | 0 | 0 | 652.82 | 81.155 |  | 13.18 | 0.19 | 0 | 0 | 13.37
KP INTERNAL LOAD | KP INTERNAL LOAD | 2021-06-13 21:00 | 708.068 | LOAD | GroupBatchParam | 07/26/2021 05:13:17 |  | 645.76 | 9.09 | 0 | 0 | 654.85 | 53.218 |  | 12.58 | 0.18 | 0 | 0 | 12.76
KP INTERNAL LOAD | KP INTERNAL LOAD | 2021-06-13 22:00 | 695.359 | LOAD | GroupBatchParam | 07/26/2021 05:13:17 |  | 618.12 | 8.75 | 0 | 0 | 626.87 | 68.489 |  | 12.14 | 0.17 | 0 | 0 | 12.31
KP INTERNAL LOAD | KP INTERNAL LOAD | 2021-06-13 23:00 | 660.495 | LOAD | GroupBatchParam | 07/26/2021 05:13:17 |  | 580.43 | 8.23 | 0 | 0 | 588.66 | 71.835 |  | 11.03 | 0.16 | 0 | 0 | 11.19
KP INTERNAL LOAD | KP INTERNAL LOAD | 2021-06-14 | 610.151 | LOAD | GroupBatchParam | 07/26/2021 05:13:17 |  | 554.89 | 7.59 | 0 | 0 | 562.48 | 47.671 |  | 9.5 | 0.13 | 0 | 0 | 9.63
KP INTERNAL LOAD | KP INTERNAL LOAD | 2021-06-14 01:00 | 567.021 | LOAD | GroupBatchParam | 07/26/2021 05:13:17 |  | 559.79 | 6.73 | 0 | 0 | 566.52 | 0.501 |  | 7.91 | 0.1 | 0 | 0 | 8.01
KP INTERNAL LOAD | KP INTERNAL LOAD | 2021-06-14 02:00 | 536.042 | LOAD | GroupBatchParam | 07/26/2021 05:13:17 |  | 529.25 | 6.17 | 0 | 0 | 535.42 | 0.622 |  | 7.32 | 0.09 | 0 | 0 | 7.41
KP INTERNAL LOAD | KP INTERNAL LOAD | 2021-06-14 03:00 | 517.785 | LOAD | GroupBatchParam | 07/26/2021 05:13:17 |  | 511.3 | 5.92 | 0 | 0 | 517.22 | 0.565 |  | 6.81 | 0.08 | 0 | 0 | 6.89
KP INTERNAL LOAD | KP INTERNAL LOAD | 2021-06-14 04:00 | 506.292 | LOAD | GroupBatchParam | 07/26/2021 05:13:17 |  | 499.56 | 6.28 | 0 | 0 | 505.84 | 0.452 |  | 6.72 | 0.08 | 0 | 0 | 6.8
KP INTERNAL LOAD | KP INTERNAL LOAD | 2021-06-14 05:00 | 502.736 | LOAD | GroupBatchParam | 07/26/2021 05:13:17 |  | 496.21 | 6.06 | 0 | 0 | 502.27 | 0.466 |  | 7 | 0.09 | 0 | 0 | 7.09
KP INTERNAL LOAD | KP INTERNAL LOAD | 2021-06-14 06:00 | 511.468 | LOAD | GroupBatchParam | 07/26/2021 05:13:17 |  | 504.79 | 6.36 | 0 | 0 | 511.15 | 0.318 |  | 7.21 | 0.09 | 0 | 0 | 7.3
KP INTERNAL LOAD | KP INTERNAL LOAD | 2021-06-14 07:00 | 521.248 | LOAD | GroupBatchParam | 07/26/2021 05:13:17 |  | 514.55 | 6.6 | 0 | 0 | 521.15 | 0.098 |  | 6.91 | 0.09 | 0 | 0 | 7
KP INTERNAL LOAD | KP INTERNAL LOAD | 2021-06-14 08:00 | 544.623 | LOAD | GroupBatchParam | 07/26/2021 05:13:17 |  | 536.99 | 7.58 | 0 | 0 | 544.57 | 0.053 |  | 7.09 | 0.1 | 0 | 0 | 7.19
KP INTERNAL LOAD | KP INTERNAL LOAD | 2021-06-14 09:00 | 580.452 | LOAD | GroupBatchParam | 07/26/2021 05:13:17 |  | 572.02 | 8.54 | 0 | 0 | 580.56 | -0.108 |  | 7.59 | 0.11 | 0 | 0 | 7.7
KP INTERNAL LOAD | KP INTERNAL LOAD | 2021-06-14 10:00 | 610.925 | LOAD | GroupBatchParam | 07/26/2021 05:13:17 |  | 601.41 | 9.61 | 0 | 0 | 611.02 | -0.095 |  | 8.35 | 0.13 | 0 | 0 | 8.48
KP INTERNAL LOAD | KP INTERNAL LOAD | 2021-06-14 11:00 | 672.083 | LOAD | GroupBatchParam | 07/26/2021 05:13:17 |  | 661.25 | 10.92 | 0 | 0 | 672.17 | -0.087 |  | 9.84 | 0.16 | 0 | 0 | 10
KP INTERNAL LOAD | KP INTERNAL LOAD | 2021-06-14 12:00 | 726.383 | LOAD | GroupBatchParam | 07/26/2021 05:13:17 |  | 715.64 | 11.92 | 0 | 0 | 727.56 | -1.177 |  | 11.02 | 0.18 | 0 | 0 | 11.2
KP INTERNAL LOAD | KP INTERNAL LOAD | 2021-06-14 13:00 | 779.217 | LOAD | GroupBatchParam | 07/26/2021 05:13:17 |  | 768.5 | 12.11 | 0 | 0 | 780.61 | -1.393 |  | 12.49 | 0.2 | 0 | 0 | 12.69
KP INTERNAL LOAD | KP INTERNAL LOAD | 2021-06-14 14:00 | 821.071 | LOAD | GroupBatchParam | 07/26/2021 05:13:17 |  | 812.07 | 12.81 | 0 | 0 | 824.88 | -3.809 |  | 13.78 | 0.22 | 0 | 0 | 14
KP INTERNAL LOAD | KP INTERNAL LOAD | 2021-06-14 15:00 | 863.727 | LOAD | GroupBatchParam | 07/26/2021 05:13:17 |  | 853.12 | 12.92 | 0 | 0 | 866.04 | -2.313 |  | 14.88 | 0.23 | 0 | 0 | 15.11
KP INTERNAL LOAD | KP INTERNAL LOAD | 2021-06-14 16:00 | 883.932 | LOAD | GroupBatchParam | 07/26/2021 05:13:17 |  | 873.12 | 13.3 | 0 | 0 | 886.42 | -2.488 |  | 15.66 | 0.24 | 0 | 0 | 15.9
KP INTERNAL LOAD | KP INTERNAL LOAD | 2021-06-14 17:00 | 892.862 | LOAD | GroupBatchParam | 07/26/2021 05:13:17 |  | 881.78 | 13.74 | 0 | 0 | 895.52 | -2.658 |  | 15.95 | 0.25 | 0 | 0 | 16.2
KP INTERNAL LOAD | KP INTERNAL LOAD | 2021-06-14 18:00 | 887.388 | LOAD | GroupBatchParam | 07/26/2021 05:13:17 |  | 876.19 | 13.76 | 0 | 0 | 889.95 | -2.562 |  | 15.46 | 0.24 | 0 | 0 | 15.7
KP INTERNAL LOAD | KP INTERNAL LOAD | 2021-06-14 19:00 | 862.391 | LOAD | GroupBatchParam | 07/26/2021 05:13:17 |  | 851.1 | 13.16 | 0 | 0 | 864.26 | -1.869 |  | 14.67 | 0.23 | 0 | 0 | 14.9
KP INTERNAL LOAD | KP INTERNAL LOAD | 2021-06-14 20:00 | 825.168 | LOAD | GroupBatchParam | 07/26/2021 05:13:17 |  | 813.67 | 12.51 | 0 | 0 | 826.18 | -1.012 |  | 13.98 | 0.21 | 0 | 0 | 14.19
KP INTERNAL LOAD | KP INTERNAL LOAD | 2021-06-14 21:00 | 785.441 | LOAD | GroupBatchParam | 07/26/2021 05:13:17 |  | 774.5 | 11.75 | 0 | 0 | 786.25 | -0.809 |  | 12.9 | 0.2 | 0 | 0 | 13.1
KP INTERNAL LOAD | KP INTERNAL LOAD | 2021-06-14 22:00 | 756.043 | LOAD | GroupBatchParam | 07/26/2021 05:13:17 |  | 745.55 | 11.27 | 0 | 0 | 756.82 | -0.777 |  | 12.1 | 0.18 | 0 | 0 | 12.28
KP INTERNAL LOAD | KP INTERNAL LOAD | 2021-06-14 23:00 | 706.426 | LOAD | GroupBatchParam | 07/26/2021 05:13:17 |  | 696.47 | 10.22 | 0 | 0 | 706.69 | -0.264 |  | 11.23 | 0.17 | 0 | 0 | 11.4
KP INTERNAL LOAD | KP INTERNAL LOAD | 2021-06-15 | 648.15 | LOAD | GroupBatchParam | 07/26/2021 05:13:17 |  | 639.01 | 9.1 | 0 | 0 | 648.11 | 0.04 |  | 10.25 | 0.15 | 0 | 0 | 10.4
KP INTERNAL LOAD | KP INTERNAL LOAD | 2021-06-15 01:00 | 586.785 | LOAD | GroupBatchParam | 07/26/2021 05:13:17 |  | 578.95 | 8.2 | 0 | 0 | 587.15 | -0.365 |  | 8.96 | 0.13 | 0 | 0 | 9.09
KP INTERNAL LOAD | KP INTERNAL LOAD | 2021-06-15 02:00 | 551.478 | LOAD | GroupBatchParam | 07/26/2021 05:13:17 |  | 544.11 | 7.44 | 0 | 0 | 551.55 | -0.072 |  | 7.79 | 0.11 | 0 | 0 | 7.9
KP INTERNAL LOAD | KP INTERNAL LOAD | 2021-06-15 03:00 | 522.546 | LOAD | GroupBatchParam | 07/26/2021 05:13:17 |  | 515.38 | 7.05 | 0 | 0 | 522.43 | 0.116 |  | 6.79 | 0.09 | 0 | 0 | 6.88
KP INTERNAL LOAD | KP INTERNAL LOAD | 2021-06-15 04:00 | 505.575 | LOAD | GroupBatchParam | 07/26/2021 05:13:17 |  | 498.6 | 6.68 | 0 | 0 | 505.28 | 0.295 |  | 6.22 | 0.08 | 0 | 0 | 6.3
KP INTERNAL LOAD | KP INTERNAL LOAD | 2021-06-15 05:00 | 497.136 | LOAD | GroupBatchParam | 07/26/2021 05:13:17 |  | 490.24 | 6.51 | 0 | 0 | 496.75 | 0.386 |  | 6.11 | 0.08 | 0 | 0 | 6.19
KP INTERNAL LOAD | KP INTERNAL LOAD | 2021-06-15 06:00 | 502.888 | LOAD | GroupBatchParam | 07/26/2021 05:13:17 |  | 495.88 | 6.68 | 0 | 0 | 502.56 | 0.328 |  | 6.12 | 0.08 | 0 | 0 | 6.2
KP INTERNAL LOAD | KP INTERNAL LOAD | 2021-06-15 07:00 | 507.774 | LOAD | GroupBatchParam | 07/26/2021 05:13:17 |  | 500.55 | 6.81 | 0 | 0 | 507.36 | 0.414 |  | 6.51 | 0.09 | 0 | 0 | 6.6
KP INTERNAL LOAD | KP INTERNAL LOAD | 2021-06-15 08:00 | 541.751 | LOAD | GroupBatchParam | 07/26/2021 05:13:17 |  | 533.46 | 7.68 | 0 | 0 | 541.14 | 0.611 |  | 6.99 | 0.1 | 0 | 0 | 7.09
KP INTERNAL LOAD | KP INTERNAL LOAD | 2021-06-15 09:00 | 570.645 | LOAD | GroupBatchParam | 07/26/2021 05:13:17 |  | 561.44 | 8.78 | 0 | 0 | 570.22 | 0.425 |  | 7.78 | 0.12 | 0 | 0 | 7.9
KP INTERNAL LOAD | KP INTERNAL LOAD | 2021-06-15 10:00 | 603.085 | LOAD | GroupBatchParam | 07/26/2021 05:13:17 |  | 593.25 | 9.59 | 0 | 0 | 602.84 | 0.245 |  | 8.66 | 0.14 | 0 | 0 | 8.8
KP INTERNAL LOAD | KP INTERNAL LOAD | 2021-06-15 11:00 | 635.509 | LOAD | GroupBatchParam | 07/26/2021 05:13:17 |  | 625.38 | 10.29 | 0 | 0 | 635.67 | -0.161 |  | 9.82 | 0.16 | 0 | 0 | 9.98
KP INTERNAL LOAD | KP INTERNAL LOAD | 2021-06-15 12:00 | 664.826 | LOAD | GroupBatchParam | 07/26/2021 05:13:17 |  | 654.27 | 10.69 | 0 | 0 | 664.96 | -0.134 |  | 11.02 | 0.18 | 0 | 0 | 11.2
KP INTERNAL LOAD | KP INTERNAL LOAD | 2021-06-15 13:00 | 690.387 | LOAD | GroupBatchParam | 07/26/2021 05:13:17 |  | 665.29 | 10.57 | 0 | 0.52 | 676.38 | 14.007 |  | 11.29 | 0.18 | 0 | 0.01 | 11.48
KP INTERNAL LOAD | KP INTERNAL LOAD | 2021-06-15 14:00 | 718.011 | LOAD | GroupBatchParam | 07/26/2021 05:13:17 |  | 703.33 | 11.33 | 0 | 3.02 | 717.68 | 0.331 |  | 12.5 | 0.2 | 0 | 0.07 | 12.77
KP INTERNAL LOAD | KP INTERNAL LOAD | 2021-06-15 15:00 | 741.753 | LOAD | GroupBatchParam | 07/26/2021 05:13:17 |  | 724.03 | 11.34 | 0 | 6.13 | 741.5 | 0.253 |  | 13.19 | 0.21 | 0 | 0.15 | 13.55
KP INTERNAL LOAD | KP INTERNAL LOAD | 2021-06-15 16:00 | 751.885 | LOAD | GroupBatchParam | 07/26/2021 05:13:17 |  | 733.62 | 11.54 | 0 | 5.94 | 751.1 | 0.785 |  | 13.59 | 0.21 | 0 | 0.15 | 13.95
KP INTERNAL LOAD | KP INTERNAL LOAD | 2021-06-15 17:00 | 754.599 | LOAD | GroupBatchParam | 07/26/2021 05:13:17 |  | 726.38 | 11.47 | 0 | 6.4 | 744.25 | 10.349 |  | 13.78 | 0.22 | 0 | 0.16 | 14.16
KP INTERNAL LOAD | KP INTERNAL LOAD | 2021-06-15 18:00 | 755.534 | LOAD | GroupBatchParam | 07/26/2021 05:13:17 |  | 737.4 | 11.13 | 0 | 6.6 | 755.13 | 0.404 |  | 13.3 | 0.2 | 0 | 0.17 | 13.67
KP INTERNAL LOAD | KP INTERNAL LOAD | 2021-06-15 19:00 | 739.821 | LOAD | GroupBatchParam | 07/26/2021 05:13:17 |  | 712.53 | 10.63 | 0 | 6.7 | 729.86 | 9.961 |  | 13.99 | 0.21 | 0 | 0.17 | 14.37
KP INTERNAL LOAD | KP INTERNAL LOAD | 2021-06-15 20:00 | 710.823 | LOAD | GroupBatchParam | 07/26/2021 05:13:17 |  | 694.18 | 10.29 | 0 | 6.09 | 710.56 | 0.263 |  | 13.3 | 0.2 | 0 | 0.15 | 13.65
KP INTERNAL LOAD | KP INTERNAL LOAD | 2021-06-15 21:00 | 679.367 | LOAD | GroupBatchParam | 07/26/2021 05:13:17 |  | 663.19 | 9.84 | 0 | 5.99 | 679.02 | 0.347 |  | 11.92 | 0.18 | 0 | 0.15 | 12.25
KP INTERNAL LOAD | KP INTERNAL LOAD | 2021-06-15 22:00 | 666.078 | LOAD | GroupBatchParam | 07/26/2021 05:13:17 |  | 649.96 | 9.66 | 0 | 6.09 | 665.71 | 0.368 |  | 10.92 | 0.16 | 0 | 0.14 | 11.22
KP INTERNAL LOAD | KP INTERNAL LOAD | 2021-06-15 23:00 | 627.866 | LOAD | GroupBatchParam | 07/26/2021 05:13:17 |  | 612.42 | 9.1 | 0 | 6.17 | 627.69 | 0.176 |  | 9.95 | 0.15 | 0 | 0.14 | 10.24
KP INTERNAL LOAD | KP INTERNAL LOAD | 2021-06-16 | 577.676 | LOAD | GroupBatchParam | 07/26/2021 05:13:17 |  | 563.39 | 8.01 | 0 | 6.21 | 577.61 | 0.066 |  | 8.56 | 0.12 | 0 | 0.14 | 8.82
KP INTERNAL LOAD | KP INTERNAL LOAD | 2021-06-16 01:00 | 535.245 | LOAD | GroupBatchParam | 07/26/2021 05:13:17 |  | 522.01 | 7.24 | 0 | 6.21 | 535.46 | -0.215 |  | 7.1 | 0.1 | 0 | 0.12 | 7.32
KP INTERNAL LOAD | KP INTERNAL LOAD | 2021-06-16 02:00 | 505.746 | LOAD | GroupBatchParam | 07/26/2021 05:13:17 |  | 492.8 | 6.9 | 0 | 6.2 | 505.9 | -0.154 |  | 6.11 | 0.09 | 0 | 0.11 | 6.31
KP INTERNAL LOAD | KP INTERNAL LOAD | 2021-06-16 03:00 | 487.146 | LOAD | GroupBatchParam | 07/26/2021 05:13:17 |  | 474.32 | 6.63 | 0 | 6.23 | 487.18 | -0.034 |  | 5.61 | 0.08 | 0 | 0.11 | 5.8
KP INTERNAL LOAD | KP INTERNAL LOAD | 2021-06-16 04:00 | 479.58 | LOAD | GroupBatchParam | 07/26/2021 05:13:17 |  | 467.19 | 6.28 | 0 | 6.21 | 479.68 | -0.1 |  | 5.43 | 0.07 | 0 | 0.1 | 5.6
KP INTERNAL LOAD | KP INTERNAL LOAD | 2021-06-16 05:00 | 479.325 | LOAD | GroupBatchParam | 07/26/2021 05:13:17 |  | 467.59 | 6.29 | 0 | 5.4 | 479.28 | 0.045 |  | 5.32 | 0.07 | 0 | 0.09 | 5.48
KP INTERNAL LOAD | KP INTERNAL LOAD | 2021-06-16 06:00 | 478.792 | LOAD | GroupBatchParam | 07/26/2021 05:13:17 |  | 469.32 | 6.46 | 0 | 2.97 | 478.75 | 0.042 |  | 5.82 | 0.08 | 0 | 0.05 | 5.95
KP INTERNAL LOAD | KP INTERNAL LOAD | 2021-06-16 07:00 | 497.865 | LOAD | GroupBatchParam | 07/26/2021 05:13:17 |  | 489.41 | 6.6 | 0 | 1.77 | 497.78 | 0.085 |  | 6.51 | 0.09 | 0 | 0.03 | 6.63
KP INTERNAL LOAD | KP INTERNAL LOAD | 2021-06-16 08:00 | 519.173 | LOAD | GroupBatchParam | 07/26/2021 05:13:17 |  | 509.57 | 7.47 | 0 | 1.77 | 518.81 | 0.363 |  | 6.88 | 0.1 | 0 | 0.04 | 7.02
KP INTERNAL LOAD | KP INTERNAL LOAD | 2021-06-16 09:00 | 552.129 | LOAD | GroupBatchParam | 07/26/2021 05:13:17 |  | 541.91 | 8.25 | 0 | 1.78 | 551.94 | 0.189 |  | 7.49 | 0.11 | 0 | 0.04 | 7.64
KP INTERNAL LOAD | KP INTERNAL LOAD | 2021-06-16 10:00 | 576.278 | LOAD | GroupBatchParam | 07/26/2021 05:13:17 |  | 565.76 | 8.59 | 0 | 1.77 | 576.12 | 0.158 |  | 8.77 | 0.13 | 0 | 0.04 | 8.94
KP INTERNAL LOAD | KP INTERNAL LOAD | 2021-06-16 11:00 | 604.825 | LOAD | GroupBatchParam | 07/26/2021 05:13:17 |  | 593.7 | 9.12 | 0 | 1.77 | 604.59 | 0.235 |  | 9.63 | 0.15 | 0 | 0.04 | 9.82
KP INTERNAL LOAD | KP INTERNAL LOAD | 2021-06-16 12:00 | 637.314 | LOAD | GroupBatchParam | 07/26/2021 05:13:17 |  | 625.85 | 9.33 | 0 | 1.78 | 636.96 | 0.354 |  | 10.35 | 0.15 | 0 | 0.04 | 10.54
KP INTERNAL LOAD | KP INTERNAL LOAD | 2021-06-16 13:00 | 657.338 | LOAD | GroupBatchParam | 07/26/2021 05:13:17 |  | 645.12 | 9.55 | 0 | 1.76 | 656.43 | 0.908 |  | 11.61 | 0.17 | 0 | 0.04 | 11.82
KP INTERNAL LOAD | KP INTERNAL LOAD | 2021-06-16 14:00 | 683.014 | LOAD | GroupBatchParam | 07/26/2021 05:13:17 |  | 670.22 | 10.21 | 0 | 1.77 | 682.2 | 0.814 |  | 12.61 | 0.19 | 0 | 0.05 | 12.85
KP INTERNAL LOAD | KP INTERNAL LOAD | 2021-06-16 15:00 | 702.35 | LOAD | GroupBatchParam | 07/26/2021 05:13:17 |  | 688.89 | 10.57 | 0 | 1.77 | 701.23 | 1.12 |  | 14.18 | 0.22 | 0 | 0.05 | 14.45
KP INTERNAL LOAD | KP INTERNAL LOAD | 2021-06-16 16:00 | 722.082 | LOAD | GroupBatchParam | 07/26/2021 05:13:17 |  | 708.41 | 10.88 | 0 | 1.75 | 721.04 | 1.042 |  | 14.95 | 0.23 | 0 | 0.05 | 15.23
KP INTERNAL LOAD | KP INTERNAL LOAD | 2021-06-16 17:00 | 726.017 | LOAD | GroupBatchParam | 07/26/2021 05:13:17 |  | 712.68 | 10.81 | 0 | 1.72 | 725.21 | 0.807 |  | 14.87 | 0.23 | 0 | 0.05 | 15.15
KP INTERNAL LOAD | KP INTERNAL LOAD | 2021-06-16 18:00 | 733.886 | LOAD | GroupBatchParam | 07/26/2021 05:13:17 |  | 701.99 | 10.89 | 0 | 1.73 | 714.61 | 19.276 |  | 14.83 | 0.23 | 0 | 0.05 | 15.11
KP INTERNAL LOAD | KP INTERNAL LOAD | 2021-06-16 19:00 | 715.311 | LOAD | GroupBatchParam | 07/26/2021 05:13:17 |  | 691.7 | 10.82 | 0 | 1.73 | 704.25 | 11.061 |  | 14.34 | 0.22 | 0 | 0.05 | 14.61
KP INTERNAL LOAD | KP INTERNAL LOAD | 2021-06-16 20:00 | 681.412 | LOAD | GroupBatchParam | 07/26/2021 05:13:17 |  | 658.86 | 10.56 | 0 | 1.73 | 671.15 | 10.262 |  | 13.67 | 0.22 | 0 | 0.05 | 13.94
KP INTERNAL LOAD | KP INTERNAL LOAD | 2021-06-16 21:00 | 646.858 | LOAD | GroupBatchParam | 07/26/2021 05:13:17 |  | 635.36 | 9.68 | 0 | 1.72 | 646.76 | 0.098 |  | 12.31 | 0.19 | 0 | 0.05 | 12.55
KP INTERNAL LOAD | KP INTERNAL LOAD | 2021-06-16 22:00 | 630.175 | LOAD | GroupBatchParam | 07/26/2021 05:13:17 |  | 618.3 | 9.22 | 0 | 1.72 | 629.24 | 0.935 |  | 10.92 | 0.16 | 0 | 0.04 | 11.12
KP INTERNAL LOAD | KP INTERNAL LOAD | 2021-06-16 23:00 | 593.329 | LOAD | GroupBatchParam | 07/26/2021 05:13:17 |  | 582.22 | 8.56 | 0 | 1.73 | 592.51 | 0.819 |  | 9.95 | 0.15 | 0 | 0.04 | 10.14
KP INTERNAL LOAD | KP INTERNAL LOAD | 2021-06-17 | 541.055 | LOAD | GroupBatchParam | 07/26/2021 05:13:17 |  | 531.21 | 7.68 | 0 | 1.74 | 540.63 | 0.425 |  | 8.26 | 0.12 | 0 | 0.04 | 8.42
KP INTERNAL LOAD | KP INTERNAL LOAD | 2021-06-17 01:00 | 502.181 | LOAD | GroupBatchParam | 07/26/2021 05:13:17 |  | 492.87 | 6.9 | 0 | 1.69 | 501.46 | 0.721 |  | 6.71 | 0.09 | 0 | 0.03 | 6.83
KP INTERNAL LOAD | KP INTERNAL LOAD | 2021-06-17 02:00 | 478.1 | LOAD | GroupBatchParam | 07/26/2021 05:13:17 |  | 468.8 | 6.56 | 0 | 1.67 | 477.03 | 1.07 |  | 5.72 | 0.08 | 0 | 0.03 | 5.83
KP INTERNAL LOAD | KP INTERNAL LOAD | 2021-06-17 03:00 | 465.475 | LOAD | GroupBatchParam | 07/26/2021 05:13:17 |  | 455.91 | 6.45 | 0 | 1.66 | 464.02 | 1.455 |  | 5.21 | 0.07 | 0 | 0.03 | 5.31
KP INTERNAL LOAD | KP INTERNAL LOAD | 2021-06-17 04:00 | 458.036 | LOAD | GroupBatchParam | 07/26/2021 05:13:17 |  | 449.14 | 6.23 | 0 | 1.37 | 456.74 | 1.296 |  | 5.03 | 0.07 | 0 | 0.02 | 5.12
KP INTERNAL LOAD | KP INTERNAL LOAD | 2021-06-17 05:00 | 461.702 | LOAD | GroupBatchParam | 07/26/2021 05:13:17 |  | 452.78 | 6.17 | 0 | 1.2 | 460.15 | 1.552 |  | 5.12 | 0.07 | 0 | 0.02 | 5.21
KP INTERNAL LOAD | KP INTERNAL LOAD | 2021-06-17 06:00 | 473.573 | LOAD | GroupBatchParam | 07/26/2021 05:13:17 |  | 464.04 | 6.36 | 0 | 1.21 | 471.61 | 1.963 |  | 5.52 | 0.08 | 0 | 0.02 | 5.62
KP INTERNAL LOAD | KP INTERNAL LOAD | 2021-06-17 07:00 | 486.087 | LOAD | GroupBatchParam | 07/26/2021 05:13:17 |  | 475.94 | 6.5 | 0 | 1.2 | 483.64 | 2.447 |  | 5.91 | 0.08 | 0 | 0.02 | 6.01
KP INTERNAL LOAD | KP INTERNAL LOAD | 2021-06-17 08:00 | 511.173 | LOAD | GroupBatchParam | 07/26/2021 05:13:17 |  | 500.05 | 7.33 | 0 | 1.21 | 508.59 | 2.583 |  | 6.41 | 0.09 | 0 | 0.02 | 6.52
KP INTERNAL LOAD | KP INTERNAL LOAD | 2021-06-17 09:00 | 538.7 | LOAD | GroupBatchParam | 07/26/2021 05:13:17 |  | 527.89 | 7.82 | 0 | 1.22 | 536.93 | 1.77 |  | 7.49 | 0.11 | 0 | 0.03 | 7.63
KP INTERNAL LOAD | KP INTERNAL LOAD | 2021-06-17 10:00 | 562.656 | LOAD | GroupBatchParam | 07/26/2021 05:13:17 |  | 551.95 | 8.32 | 0 | 1.22 | 561.49 | 1.166 |  | 9.05 | 0.14 | 0 | 0.03 | 9.22
KP INTERNAL LOAD | KP INTERNAL LOAD | 2021-06-17 11:00 | 591.269 | LOAD | GroupBatchParam | 07/26/2021 05:13:17 |  | 580.76 | 9.05 | 0 | 1.23 | 591.04 | 0.229 |  | 9.45 | 0.15 | 0 | 0.03 | 9.63
KP INTERNAL LOAD | KP INTERNAL LOAD | 2021-06-17 12:00 | 615.498 | LOAD | GroupBatchParam | 07/26/2021 05:13:17 |  | 605.45 | 9.53 | 0 | 1.22 | 616.2 | -0.702 |  | 10.63 | 0.17 | 0 | 0.03 | 10.83
KP INTERNAL LOAD | KP INTERNAL LOAD | 2021-06-17 13:00 | 642.483 | LOAD | GroupBatchParam | 07/26/2021 05:13:17 |  | 632.53 | 9.71 | 0 | 1.21 | 643.45 | -0.967 |  | 12.29 | 0.19 | 0 | 0.03 | 12.51
KP INTERNAL LOAD | KP INTERNAL LOAD | 2021-06-17 14:00 | 677.58 | LOAD | GroupBatchParam | 07/26/2021 05:13:17 |  | 667.19 | 10.54 | 0 | 1.21 | 678.94 | -1.36 |  | 13.68 | 0.22 | 0 | 0.04 | 13.94
KP INTERNAL LOAD | KP INTERNAL LOAD | 2021-06-17 15:00 | 709.795 | LOAD | GroupBatchParam | 07/26/2021 05:13:17 |  | 699.19 | 11.03 | 0 | 1.21 | 711.43 | -1.635 |  | 15.14 | 0.24 | 0 | 0.04 | 15.42
KP INTERNAL LOAD | KP INTERNAL LOAD | 2021-06-17 16:00 | 737.266 | LOAD | GroupBatchParam | 07/26/2021 05:13:17 |  | 726.31 | 11.45 | 0 | 1.21 | 738.97 | -1.704 |  | 16.24 | 0.26 | 0 | 0.04 | 16.54
KP INTERNAL LOAD | KP INTERNAL LOAD | 2021-06-17 17:00 | 759.759 | LOAD | GroupBatchParam | 07/26/2021 05:13:17 |  | 748.37 | 11.7 | 0 | 1.19 | 761.26 | -1.501 |  | 17.53 | 0.27 | 0 | 0.04 | 17.84
KP INTERNAL LOAD | KP INTERNAL LOAD | 2021-06-17 18:00 | 760.762 | LOAD | GroupBatchParam | 07/26/2021 05:13:17 |  | 735.58 | 11.75 | 0 | 1.18 | 748.51 | 12.252 |  | 18.31 | 0.29 | 0 | 0.04 | 18.64
KP INTERNAL LOAD | KP INTERNAL LOAD | 2021-06-17 19:00 | 748.168 | LOAD | GroupBatchParam | 07/26/2021 05:13:17 |  | 722.27 | 11.78 | 0 | 1.18 | 735.23 | 12.938 |  | 17.81 | 0.29 | 0 | 0.04 | 18.14
KP INTERNAL LOAD | KP INTERNAL LOAD | 2021-06-17 20:00 | 717.573 | LOAD | GroupBatchParam | 07/26/2021 05:13:17 |  | 692.75 | 11.31 | 0 | 1.18 | 705.24 | 12.333 |  | 15.94 | 0.26 | 0 | 0.04 | 16.24
KP INTERNAL LOAD | KP INTERNAL LOAD | 2021-06-17 21:00 | 673.345 | LOAD | GroupBatchParam | 07/26/2021 05:13:17 |  | 662.06 | 10.6 | 0 | 1.18 | 673.84 | -0.495 |  | 14.57 | 0.23 | 0 | 0.04 | 14.84
KP INTERNAL LOAD | KP INTERNAL LOAD | 2021-06-17 22:00 | 656.981 | LOAD | GroupBatchParam | 07/26/2021 05:13:17 |  | 645.28 | 10.14 | 0 | 1.16 | 656.58 | 0.401 |  | 14.06 | 0.22 | 0 | 0.03 | 14.31
KP INTERNAL LOAD | KP INTERNAL LOAD | 2021-06-17 23:00 | 612.555 | LOAD | GroupBatchParam | 07/26/2021 05:13:17 |  | 601.38 | 9.46 | 0 | 1.2 | 612.04 | 0.515 |  | 11.52 | 0.18 | 0 | 0.03 | 11.73
KP INTERNAL LOAD | KP INTERNAL LOAD | 2021-06-18 | 564.657 | LOAD | GroupBatchParam | 07/26/2021 05:13:17 |  | 554.1 | 8.41 | 0 | 1.19 | 563.7 | 0.957 |  | 8.75 | 0.13 | 0 | 0.03 | 8.91
KP INTERNAL LOAD | KP INTERNAL LOAD | 2021-06-18 01:00 | 524.553 | LOAD | GroupBatchParam | 07/26/2021 05:13:17 |  | 515.22 | 7.26 | 0 | 1.16 | 523.64 | 0.913 |  | 7.3 | 0.1 | 0 | 0.02 | 7.42
KP INTERNAL LOAD | KP INTERNAL LOAD | 2021-06-18 02:00 | 497.28 | LOAD | GroupBatchParam | 07/26/2021 05:13:17 |  | 487.97 | 6.87 | 0 | 1.19 | 496.03 | 1.25 |  | 6.1 | 0.09 | 0 | 0.02 | 6.21
KP INTERNAL LOAD | KP INTERNAL LOAD | 2021-06-18 03:00 | 477.953 | LOAD | GroupBatchParam | 07/26/2021 05:13:17 |  | 468.71 | 6.59 | 0 | 1.2 | 476.5 | 1.453 |  | 5.42 | 0.08 | 0 | 0.02 | 5.52
KP INTERNAL LOAD | KP INTERNAL LOAD | 2021-06-18 04:00 | 469.69 | LOAD | GroupBatchParam | 07/26/2021 05:13:17 |  | 460.77 | 6.32 | 0 | 1.2 | 468.29 | 1.4 |  | 5.03 | 0.07 | 0 | 0.02 | 5.12
KP INTERNAL LOAD | KP INTERNAL LOAD | 2021-06-18 05:00 | 466.956 | LOAD | GroupBatchParam | 07/26/2021 05:13:17 |  | 457.66 | 6.3 | 0 | 1.2 | 465.16 | 1.796 |  | 5.02 | 0.07 | 0 | 0.02 | 5.11
KP INTERNAL LOAD | KP INTERNAL LOAD | 2021-06-18 06:00 | 476.939 | LOAD | GroupBatchParam | 07/26/2021 05:13:17 |  | 467.05 | 6.41 | 0 | 1.2 | 474.66 | 2.279 |  | 5.23 | 0.07 | 0 | 0.02 | 5.32
KP INTERNAL LOAD | KP INTERNAL LOAD | 2021-06-18 07:00 | 486.149 | LOAD | GroupBatchParam | 07/26/2021 05:13:17 |  | 475.65 | 6.66 | 0 | 1.2 | 483.51 | 2.639 |  | 6 | 0.08 | 0 | 0.02 | 6.1
KP INTERNAL LOAD | KP INTERNAL LOAD | 2021-06-18 08:00 | 526.665 | LOAD | GroupBatchParam | 07/26/2021 05:13:17 |  | 515.28 | 7.69 | 0 | 1.2 | 524.17 | 2.495 |  | 7.39 | 0.11 | 0 | 0.03 | 7.53
KP INTERNAL LOAD | KP INTERNAL LOAD | 2021-06-18 09:00 | 552.294 | LOAD | GroupBatchParam | 07/26/2021 05:13:17 |  | 541.31 | 8.26 | 0 | 1.21 | 550.78 | 1.514 |  | 8.47 | 0.13 | 0 | 0.03 | 8.63
KP INTERNAL LOAD | KP INTERNAL LOAD | 2021-06-18 10:00 | 585.115 | LOAD | GroupBatchParam | 07/26/2021 05:13:17 |  | 574.45 | 8.64 | 0 | 1.21 | 584.3 | 0.815 |  | 9.64 | 0.14 | 0 | 0.03 | 9.81
KP INTERNAL LOAD | KP INTERNAL LOAD | 2021-06-18 11:00 | 627.398 | LOAD | GroupBatchParam | 07/26/2021 05:13:17 |  | 617 | 9.53 | 0 | 1.21 | 627.74 | -0.342 |  | 10.34 | 0.16 | 0 | 0.03 | 10.53
KP INTERNAL LOAD | KP INTERNAL LOAD | 2021-06-18 12:00 | 668.126 | LOAD | GroupBatchParam | 07/26/2021 05:13:17 |  | 657.93 | 10.16 | 0 | 1.21 | 669.3 | -1.174 |  | 11.5 | 0.18 | 0 | 0.03 | 11.71
KP INTERNAL LOAD | KP INTERNAL LOAD | 2021-06-18 13:00 | 716.677 | LOAD | GroupBatchParam | 07/26/2021 05:13:17 |  | 706.78 | 10.51 | 0 | 1.21 | 718.5 | -1.823 |  | 13.3 | 0.2 | 0 | 0.03 | 13.53
KP INTERNAL LOAD | KP INTERNAL LOAD | 2021-06-18 14:00 | 758.963 | LOAD | GroupBatchParam | 07/26/2021 05:13:17 |  | 748.06 | 11.02 | 0 | 1.6 | 760.68 | -1.717 |  | 13.99 | 0.21 | 0 | 0.04 | 14.24
KP INTERNAL LOAD | KP INTERNAL LOAD | 2021-06-18 15:00 | 783.712 | LOAD | GroupBatchParam | 07/26/2021 05:13:17 |  | 773.48 | 10.87 | 0 | 1.76 | 786.11 | -2.398 |  | 15.68 | 0.22 | 0 | 0.05 | 15.95
KP INTERNAL LOAD | KP INTERNAL LOAD | 2021-06-18 16:00 | 809.512 | LOAD | GroupBatchParam | 07/26/2021 05:13:17 |  | 798.81 | 11.46 | 0 | 1.76 | 812.03 | -2.518 |  | 16.36 | 0.23 | 0 | 0.05 | 16.64
KP INTERNAL LOAD | KP INTERNAL LOAD | 2021-06-18 17:00 | 831.658 | LOAD | GroupBatchParam | 07/26/2021 05:13:17 |  | 820.26 | 12.23 | 0 | 1.77 | 834.26 | -2.602 |  | 16.45 | 0.24 | 0 | 0.05 | 16.74
KP INTERNAL LOAD | KP INTERNAL LOAD | 2021-06-18 18:00 | 842.505 | LOAD | GroupBatchParam | 07/26/2021 05:13:17 |  | 830.45 | 12.59 | 0 | 1.76 | 844.8 | -2.295 |  | 16.35 | 0.25 | 0 | 0.04 | 16.64
KP INTERNAL LOAD | KP INTERNAL LOAD | 2021-06-18 19:00 | 821.658 | LOAD | GroupBatchParam | 07/26/2021 05:13:17 |  | 809.05 | 12.71 | 0 | 1.77 | 823.53 | -1.872 |  | 16.05 | 0.25 | 0 | 0.04 | 16.34
KP INTERNAL LOAD | KP INTERNAL LOAD | 2021-06-18 20:00 | 794.841 | LOAD | GroupBatchParam | 07/26/2021 05:13:17 |  | 782.19 | 12.37 | 0 | 1.76 | 796.32 | -1.479 |  | 15.65 | 0.25 | 0 | 0.05 | 15.95
KP INTERNAL LOAD | KP INTERNAL LOAD | 2021-06-18 21:00 | 758.168 | LOAD | GroupBatchParam | 07/26/2021 05:13:17 |  | 746.27 | 11.71 | 0 | 1.74 | 759.72 | -1.552 |  | 14.45 | 0.23 | 0 | 0.04 | 14.72
KP INTERNAL LOAD | KP INTERNAL LOAD | 2021-06-18 22:00 | 737.114 | LOAD | GroupBatchParam | 07/26/2021 05:13:17 |  | 725.37 | 11.49 | 0 | 1.75 | 738.61 | -1.496 |  | 13.78 | 0.22 | 0 | 0.04 | 14.04
KP INTERNAL LOAD | KP INTERNAL LOAD | 2021-06-18 23:00 | 691.15 | LOAD | GroupBatchParam | 07/26/2021 05:13:17 |  | 680.41 | 10.1 | 0 | 1.76 | 692.27 | -1.12 |  | 12.99 | 0.19 | 0 | 0.04 | 13.22
KP INTERNAL LOAD | KP INTERNAL LOAD | 2021-06-19 | 640.749 | LOAD | GroupBatchParam | 07/26/2021 05:13:17 |  | 630.08 | 8.26 | 0 | 1.74 | 640.08 | 0.669 |  | 10.96 | 0.14 | 0 | 0.04 | 11.14
KP INTERNAL LOAD | KP INTERNAL LOAD | 2021-06-19 01:00 | 598.519 | LOAD | GroupBatchParam | 07/26/2021 05:13:17 |  | 588.31 | 7.92 | 0 | 1.75 | 597.98 | 0.539 |  | 8.98 | 0.12 | 0 | 0.04 | 9.14
KP INTERNAL LOAD | KP INTERNAL LOAD | 2021-06-19 02:00 | 556.922 | LOAD | GroupBatchParam | 07/26/2021 05:13:17 |  | 546.75 | 7.15 | 0 | 1.75 | 555.65 | 1.272 |  | 8.18 | 0.11 | 0 | 0.04 | 8.33
KP INTERNAL LOAD | KP INTERNAL LOAD | 2021-06-19 03:00 | 519.509 | LOAD | GroupBatchParam | 07/26/2021 05:13:17 |  | 509.5 | 6.73 | 0 | 1.75 | 517.98 | 1.529 |  | 7.21 | 0.1 | 0 | 0.04 | 7.35
KP INTERNAL LOAD | KP INTERNAL LOAD | 2021-06-19 04:00 | 504.614 | LOAD | GroupBatchParam | 07/26/2021 05:13:17 |  | 494.82 | 6.54 | 0 | 1.76 | 503.12 | 1.494 |  | 6.6 | 0.09 | 0 | 0.03 | 6.72
KP INTERNAL LOAD | KP INTERNAL LOAD | 2021-06-19 05:00 | 501.381 | LOAD | GroupBatchParam | 07/26/2021 05:13:17 |  | 491.13 | 6.56 | 0 | 1.74 | 499.43 | 1.951 |  | 6.51 | 0.09 | 0 | 0.03 | 6.63
KP INTERNAL LOAD | KP INTERNAL LOAD | 2021-06-19 06:00 | 499.188 | LOAD | GroupBatchParam | 07/26/2021 05:13:17 |  | 488.16 | 6.57 | 0 | 1.75 | 496.48 | 2.708 |  | 6.32 | 0.09 | 0 | 0.03 | 6.44
KP INTERNAL LOAD | KP INTERNAL LOAD | 2021-06-19 07:00 | 490.903 | LOAD | GroupBatchParam | 07/26/2021 05:13:17 |  | 479.62 | 6.14 | 0 | 1.75 | 487.51 | 3.393 |  | 5.81 | 0.07 | 0 | 0.03 | 5.91
KP INTERNAL LOAD | KP INTERNAL LOAD | 2021-06-19 08:00 | 501.25 | LOAD | GroupBatchParam | 07/26/2021 05:13:17 |  | 490.13 | 6.22 | 0 | 1.74 | 498.09 | 3.16 |  | 5.83 | 0.07 | 0 | 0.03 | 5.93
KP INTERNAL LOAD | KP INTERNAL LOAD | 2021-06-19 09:00 | 524.032 | LOAD | GroupBatchParam | 07/26/2021 05:13:17 |  | 513.17 | 6.59 | 0 | 1.74 | 521.5 | 2.532 |  | 6.11 | 0.08 | 0 | 0.03 | 6.22
KP INTERNAL LOAD | KP INTERNAL LOAD | 2021-06-19 10:00 | 564.614 | LOAD | GroupBatchParam | 07/26/2021 05:13:17 |  | 553.91 | 6.94 | 0 | 1.74 | 562.59 | 2.024 |  | 6.72 | 0.08 | 0 | 0.03 | 6.83
KP INTERNAL LOAD | KP INTERNAL LOAD | 2021-06-19 11:00 | 611.102 | LOAD | GroupBatchParam | 07/26/2021 05:13:17 |  | 600.93 | 7.03 | 0 | 1.75 | 609.71 | 1.392 |  | 8.01 | 0.09 | 0 | 0.03 | 8.13
KP INTERNAL LOAD | KP INTERNAL LOAD | 2021-06-19 12:00 | 646.27 | LOAD | GroupBatchParam | 07/26/2021 05:13:17 |  | 636.41 | 7.22 | 0 | 1.75 | 645.38 | 0.89 |  | 9.38 | 0.11 | 0 | 0.04 | 9.53
KP INTERNAL LOAD | KP INTERNAL LOAD | 2021-06-19 13:00 | 678.909 | LOAD | GroupBatchParam | 07/26/2021 05:13:17 |  | 668.73 | 7.88 | 0 | 1.75 | 678.36 | 0.549 |  | 10.67 | 0.13 | 0 | 0.04 | 10.84
KP INTERNAL LOAD | KP INTERNAL LOAD | 2021-06-19 14:00 | 710.932 | LOAD | GroupBatchParam | 07/26/2021 05:13:17 |  | 700.56 | 8.45 | 0 | 1.76 | 710.77 | 0.162 |  | 11.45 | 0.14 | 0 | 0.04 | 11.63
KP INTERNAL LOAD | KP INTERNAL LOAD | 2021-06-19 15:00 | 725.901 | LOAD | GroupBatchParam | 07/26/2021 05:13:17 |  | 716.1 | 8.8 | 0 | 1.76 | 726.66 | -0.759 |  | 11.36 | 0.14 | 0 | 0.04 | 11.54
KP INTERNAL LOAD | KP INTERNAL LOAD | 2021-06-19 16:00 | 745.107 | LOAD | GroupBatchParam | 07/26/2021 05:13:17 |  | 735.13 | 9.19 | 0 | 1.76 | 746.08 | -0.973 |  | 12.15 | 0.15 | 0 | 0.04 | 12.34
KP INTERNAL LOAD | KP INTERNAL LOAD | 2021-06-19 17:00 | 756.7 | LOAD | GroupBatchParam | 07/26/2021 05:13:17 |  | 746.19 | 9.44 | 0 | 1.76 | 757.39 | -0.69 |  | 12.62 | 0.16 | 0 | 0.04 | 12.82
KP INTERNAL LOAD | KP INTERNAL LOAD | 2021-06-19 18:00 | 755.916 | LOAD | GroupBatchParam | 07/26/2021 05:13:17 |  | 744.68 | 9.89 | 0 | 1.75 | 756.32 | -0.404 |  | 13.62 | 0.18 | 0 | 0.04 | 13.84
KP INTERNAL LOAD | KP INTERNAL LOAD | 2021-06-19 19:00 | 744.962 | LOAD | GroupBatchParam | 07/26/2021 05:13:17 |  | 733.21 | 10.06 | 0 | 1.76 | 745.03 | -0.068 |  | 13.2 | 0.18 | 0 | 0.04 | 13.42
KP INTERNAL LOAD | KP INTERNAL LOAD | 2021-06-19 20:00 | 727.803 | LOAD | GroupBatchParam | 07/26/2021 05:13:17 |  | 716.37 | 9.75 | 0 | 1.75 | 727.87 | -0.067 |  | 13.02 | 0.18 | 0 | 0.04 | 13.24
KP INTERNAL LOAD | KP INTERNAL LOAD | 2021-06-19 21:00 | 704.985 | LOAD | GroupBatchParam | 07/26/2021 05:13:17 |  | 693.79 | 9.3 | 0 | 1.75 | 704.84 | 0.145 |  | 12.34 | 0.17 | 0 | 0.04 | 12.55
KP INTERNAL LOAD | KP INTERNAL LOAD | 2021-06-19 22:00 | 690.682 | LOAD | GroupBatchParam | 07/26/2021 05:13:17 |  | 679.49 | 9.23 | 0 | 1.76 | 690.48 | 0.202 |  | 11.92 | 0.16 | 0 | 0.04 | 12.12
KP INTERNAL LOAD | KP INTERNAL LOAD | 2021-06-19 23:00 | 655.172 | LOAD | GroupBatchParam | 07/26/2021 05:13:17 |  | 644.45 | 8.77 | 0 | 1.76 | 654.98 | 0.192 |  | 10.95 | 0.15 | 0 | 0.04 | 11.14
KP INTERNAL LOAD | KP INTERNAL LOAD | 2021-06-20 | 607.686 | LOAD | GroupBatchParam | 07/26/2021 05:13:17 |  | 597.94 | 7.82 | 0 | 1.75 | 607.51 | 0.176 |  | 10.05 | 0.13 | 0 | 0.04 | 10.22
KP INTERNAL LOAD | KP INTERNAL LOAD | 2021-06-20 01:00 | 566.822 | LOAD | GroupBatchParam | 07/26/2021 05:13:17 |  | 557.51 | 7.17 | 0 | 1.73 | 566.41 | 0.412 |  | 9.08 | 0.12 | 0 | 0.04 | 9.24
KP INTERNAL LOAD | KP INTERNAL LOAD | 2021-06-20 02:00 | 533.378 | LOAD | GroupBatchParam | 07/26/2021 05:13:17 |  | 524.27 | 6.57 | 0 | 1.75 | 532.59 | 0.788 |  | 7.8 | 0.1 | 0 | 0.04 | 7.94
KP INTERNAL LOAD | KP INTERNAL LOAD | 2021-06-20 03:00 | 511.031 | LOAD | GroupBatchParam | 07/26/2021 05:13:17 |  | 501.78 | 6.15 | 0 | 1.76 | 509.69 | 1.341 |  | 7.2 | 0.09 | 0 | 0.04 | 7.33
KP INTERNAL LOAD | KP INTERNAL LOAD | 2021-06-20 04:00 | 498.55 | LOAD | GroupBatchParam | 07/26/2021 05:13:17 |  | 489.45 | 5.8 | 0 | 1.76 | 497.01 | 1.54 |  | 6.52 | 0.08 | 0 | 0.04 | 6.64
KP INTERNAL LOAD | KP INTERNAL LOAD | 2021-06-20 05:00 | 488.896 | LOAD | GroupBatchParam | 07/26/2021 05:13:17 |  | 479.31 | 5.59 | 0 | 1.75 | 486.65 | 2.246 |  | 6.12 | 0.07 | 0 | 0.03 | 6.22
KP INTERNAL LOAD | KP INTERNAL LOAD | 2021-06-20 06:00 | 480.86 | LOAD | GroupBatchParam | 07/26/2021 05:13:17 |  | 470.64 | 5.55 | 0 | 1.76 | 477.95 | 2.91 |  | 5.63 | 0.07 | 0 | 0.03 | 5.73
KP INTERNAL LOAD | KP INTERNAL LOAD | 2021-06-20 07:00 | 479.247 | LOAD | GroupBatchParam | 07/26/2021 05:13:17 |  | 468.41 | 5.58 | 0 | 1.75 | 475.74 | 3.507 |  | 5.34 | 0.06 | 0 | 0.03 | 5.43
KP INTERNAL LOAD | KP INTERNAL LOAD | 2021-06-20 08:00 | 492.275 | LOAD | GroupBatchParam | 07/26/2021 05:13:17 |  | 481.16 | 6.06 | 0 | 1.74 | 488.96 | 3.315 |  | 5.72 | 0.07 | 0 | 0.03 | 5.82
KP INTERNAL LOAD | KP INTERNAL LOAD | 2021-06-20 09:00 | 528.059 | LOAD | GroupBatchParam | 07/26/2021 05:13:17 |  | 516.84 | 6.97 | 0 | 1.73 | 525.54 | 2.519 |  | 6.51 | 0.09 | 0 | 0.03 | 6.63
KP INTERNAL LOAD | KP INTERNAL LOAD | 2021-06-20 10:00 | 580.421 | LOAD | GroupBatchParam | 07/26/2021 05:13:17 |  | 568.89 | 8.02 | 0 | 1.74 | 578.65 | 1.771 |  | 7.88 | 0.11 | 0 | 0.04 | 8.03
KP INTERNAL LOAD | KP INTERNAL LOAD | 2021-06-20 11:00 | 630.316 | LOAD | GroupBatchParam | 07/26/2021 05:13:17 |  | 618.59 | 9.23 | 0 | 1.74 | 629.56 | 0.756 |  | 9.26 | 0.14 | 0 | 0.04 | 9.44
KP INTERNAL LOAD | KP INTERNAL LOAD | 2021-06-20 12:00 | 679.637 | LOAD | GroupBatchParam | 07/26/2021 05:13:17 |  | 668.09 | 9.98 | 0 | 1.73 | 679.8 | -0.163 |  | 10.54 | 0.16 | 0 | 0.04 | 10.74
KP INTERNAL LOAD | KP INTERNAL LOAD | 2021-06-20 13:00 | 723.272 | LOAD | GroupBatchParam | 07/26/2021 05:13:17 |  | 711.82 | 10.5 | 0 | 1.74 | 724.06 | -0.788 |  | 12.22 | 0.18 | 0 | 0.04 | 12.44
KP INTERNAL LOAD | KP INTERNAL LOAD | 2021-06-20 14:00 | 767.396 | LOAD | GroupBatchParam | 07/26/2021 05:13:17 |  | 755.9 | 10.79 | 0 | 1.73 | 768.42 | -1.024 |  | 13.31 | 0.19 | 0 | 0.04 | 13.54
KP INTERNAL LOAD | KP INTERNAL LOAD | 2021-06-20 15:00 | 784.883 | LOAD | GroupBatchParam | 07/26/2021 05:13:17 |  | 773.37 | 11.24 | 0 | 1.72 | 786.33 | -1.447 |  | 13.7 | 0.2 | 0 | 0.04 | 13.94
KP INTERNAL LOAD | KP INTERNAL LOAD | 2021-06-20 16:00 | 794.149 | LOAD | GroupBatchParam | 07/26/2021 05:13:17 |  | 782.17 | 11.67 | 0 | 1.72 | 795.56 | -1.411 |  | 14.19 | 0.21 | 0 | 0.04 | 14.44
KP INTERNAL LOAD | KP INTERNAL LOAD | 2021-06-20 17:00 | 804.455 | LOAD | GroupBatchParam | 07/26/2021 05:13:17 |  | 791.75 | 12.06 | 0 | 1.7 | 805.51 | -1.055 |  | 14.38 | 0.22 | 0 | 0.04 | 14.64
KP INTERNAL LOAD | KP INTERNAL LOAD | 2021-06-20 18:00 | 814.654 | LOAD | GroupBatchParam | 07/26/2021 05:13:17 |  | 801.56 | 12.09 | 0 | 1.69 | 815.34 | -0.686 |  | 14.68 | 0.22 | 0 | 0.04 | 14.94
KP INTERNAL LOAD | KP INTERNAL LOAD | 2021-06-20 19:00 | 802.629 | LOAD | GroupBatchParam | 07/26/2021 05:13:17 |  | 789.57 | 12.05 | 0 | 1.57 | 803.19 | -0.561 |  | 14.38 | 0.22 | 0 | 0.04 | 14.64
KP INTERNAL LOAD | KP INTERNAL LOAD | 2021-06-20 20:00 | 775.066 | LOAD | GroupBatchParam | 07/26/2021 05:13:17 |  | 762.43 | 11.82 | 0 | 1.16 | 775.41 | -0.344 |  | 13.88 | 0.21 | 0 | 0.03 | 14.12
KP INTERNAL LOAD | KP INTERNAL LOAD | 2021-06-20 21:00 | 739.918 | LOAD | GroupBatchParam | 07/26/2021 05:13:17 |  | 727.8 | 11.09 | 0 | 1.16 | 740.05 | -0.132 |  | 13.1 | 0.2 | 0 | 0.03 | 13.33
KP INTERNAL LOAD | KP INTERNAL LOAD | 2021-06-20 22:00 | 727.802 | LOAD | GroupBatchParam | 07/26/2021 05:13:17 |  | 715.98 | 10.6 | 0 | 1.15 | 727.73 | 0.072 |  | 13.09 | 0.19 | 0 | 0.03 | 13.31
KP INTERNAL LOAD | KP INTERNAL LOAD | 2021-06-20 23:00 | 689.196 | LOAD | GroupBatchParam | 07/26/2021 05:13:17 |  | 677.98 | 9.78 | 0 | 1.17 | 688.93 | 0.266 |  | 13.01 | 0.19 | 0 | 0.03 | 13.23
KP INTERNAL LOAD | KP INTERNAL LOAD | 2021-06-21 | 637.791 | LOAD | GroupBatchParam | 07/26/2021 05:13:17 |  | 627.94 | 8.69 | 0 | 1.17 | 637.8 | -0.009 |  | 12.92 | 0.18 | 0 | 0.03 | 13.13
KP INTERNAL LOAD | KP INTERNAL LOAD | 2021-06-21 01:00 | 588.472 | LOAD | GroupBatchParam | 07/26/2021 05:13:17 |  | 580.03 | 7.76 | 0 | 1.16 | 588.95 | -0.478 |  | 12.12 | 0.16 | 0 | 0.03 | 12.31
KP INTERNAL LOAD | KP INTERNAL LOAD | 2021-06-21 02:00 | 550.322 | LOAD | GroupBatchParam | 07/26/2021 05:13:17 |  | 542.52 | 6.95 | 0 | 1.17 | 550.64 | -0.318 |  | 10.56 | 0.14 | 0 | 0.03 | 10.73
KP INTERNAL LOAD | KP INTERNAL LOAD | 2021-06-21 03:00 | 523.805 | LOAD | GroupBatchParam | 07/26/2021 05:13:17 |  | 516.18 | 6.6 | 0 | 1.16 | 523.94 | -0.135 |  | 8.47 | 0.11 | 0 | 0.03 | 8.61
KP INTERNAL LOAD | KP INTERNAL LOAD | 2021-06-21 04:00 | 506.963 | LOAD | GroupBatchParam | 07/26/2021 05:13:17 |  | 499.36 | 6.75 | 0 | 1.15 | 507.26 | -0.297 |  | 7.6 | 0.1 | 0 | 0.03 | 7.73
KP INTERNAL LOAD | KP INTERNAL LOAD | 2021-06-21 05:00 | 506.953 | LOAD | GroupBatchParam | 07/26/2021 05:13:17 |  | 499.5 | 6.67 | 0 | 1.13 | 507.3 | -0.347 |  | 7.68 | 0.1 | 0 | 0.03 | 7.81
KP INTERNAL LOAD | KP INTERNAL LOAD | 2021-06-21 06:00 | 510.893 | LOAD | GroupBatchParam | 07/26/2021 05:13:17 |  | 503.11 | 7.09 | 0 | 1.15 | 511.35 | -0.457 |  | 8.19 | 0.12 | 0 | 0.03 | 8.34
KP INTERNAL LOAD | KP INTERNAL LOAD | 2021-06-21 07:00 | 529.054 | LOAD | GroupBatchParam | 07/26/2021 05:13:17 |  | 521.39 | 7.17 | 0 | 1.15 | 529.71 | -0.656 |  | 8.58 | 0.12 | 0 | 0.03 | 8.73
KP INTERNAL LOAD | KP INTERNAL LOAD | 2021-06-21 08:00 | 561.773 | LOAD | GroupBatchParam | 07/26/2021 05:13:17 |  | 553.21 | 8.21 | 0 | 1.15 | 562.57 | -0.797 |  | 9.64 | 0.14 | 0 | 0.03 | 9.81
KP INTERNAL LOAD | KP INTERNAL LOAD | 2021-06-21 09:00 | 614.129 | LOAD | GroupBatchParam | 07/26/2021 05:13:17 |  | 604.12 | 9.64 | 0 | 1.15 | 614.91 | -0.781 |  | 10.73 | 0.17 | 0 | 0.03 | 10.93
KP INTERNAL LOAD | KP INTERNAL LOAD | 2021-06-21 10:00 | 676.71 | LOAD | GroupBatchParam | 07/26/2021 05:13:17 |  | 665.99 | 10.52 | 0 | 1.15 | 677.66 | -0.95 |  | 12.19 | 0.19 | 0 | 0.03 | 12.41
KP INTERNAL LOAD | KP INTERNAL LOAD | 2021-06-21 11:00 | 739.278 | LOAD | GroupBatchParam | 07/26/2021 05:13:17 |  | 728.18 | 11.21 | 0 | 1.12 | 740.51 | -1.232 |  | 13.79 | 0.21 | 0 | 0.03 | 14.03
KP INTERNAL LOAD | KP INTERNAL LOAD | 2021-06-21 12:00 | 788.253 | LOAD | GroupBatchParam | 07/26/2021 05:13:17 |  | 776.81 | 11.65 | 0 | 1.12 | 789.58 | -1.327 |  | 15.27 | 0.23 | 0 | 0.03 | 15.53
KP INTERNAL LOAD | KP INTERNAL LOAD | 2021-06-21 13:00 | 811.449 | LOAD | GroupBatchParam | 07/26/2021 05:13:17 |  | 799.35 | 12.16 | 0 | 1.11 | 812.62 | -1.171 |  | 16.35 | 0.25 | 0 | 0.03 | 16.63
KP INTERNAL LOAD | KP INTERNAL LOAD | 2021-06-21 14:00 | 824.569 | LOAD | GroupBatchParam | 07/26/2021 05:13:17 |  | 812.44 | 12.94 | 0 | 1.12 | 826.5 | -1.931 |  | 16.64 | 0.27 | 0 | 0.03 | 16.94
KP INTERNAL LOAD | KP INTERNAL LOAD | 2021-06-21 15:00 | 819.283 | LOAD | GroupBatchParam | 07/26/2021 05:13:17 |  | 806.93 | 12.88 | 0 | 1.12 | 820.93 | -1.647 |  | 17.03 | 0.27 | 0 | 0.03 | 17.33
KP INTERNAL LOAD | KP INTERNAL LOAD | 2021-06-21 16:00 | 797.241 | LOAD | GroupBatchParam | 07/26/2021 05:13:17 |  | 784.78 | 12.38 | 0 | 1.14 | 798.3 | -1.059 |  | 16.44 | 0.26 | 0 | 0.03 | 16.73
KP INTERNAL LOAD | KP INTERNAL LOAD | 2021-06-21 17:00 | 767.699 | LOAD | GroupBatchParam | 07/26/2021 05:13:17 |  | 754.82 | 11.57 | 0 | 1.14 | 767.53 | 0.169 |  | 15.56 | 0.24 | 0 | 0.03 | 15.83
KP INTERNAL LOAD | KP INTERNAL LOAD | 2021-06-21 18:00 | 706.449 | LOAD | GroupBatchParam | 07/26/2021 05:13:17 |  | 693.96 | 10.78 | 0 | 1.14 | 705.88 | 0.569 |  | 13.59 | 0.21 | 0 | 0.03 | 13.83
KP INTERNAL LOAD | KP INTERNAL LOAD | 2021-06-21 19:00 | 681.516 | LOAD | GroupBatchParam | 07/26/2021 05:13:17 |  | 669.49 | 10.1 | 0 | 1.15 | 680.74 | 0.776 |  | 12.51 | 0.19 | 0 | 0.03 | 12.73
KP INTERNAL LOAD | KP INTERNAL LOAD | 2021-06-21 20:00 | 662.274 | LOAD | GroupBatchParam | 07/26/2021 05:13:17 |  | 650.11 | 9.61 | 0 | 1.34 | 661.06 | 1.214 |  | 12.2 | 0.18 | 0 | 0.04 | 12.42
KP INTERNAL LOAD | KP INTERNAL LOAD | 2021-06-21 21:00 | 644.58 | LOAD | GroupBatchParam | 07/26/2021 05:13:17 |  | 632.5 | 9.33 | 0 | 1.69 | 643.52 | 1.06 |  | 11.14 | 0.16 | 0 | 0.04 | 11.34
KP INTERNAL LOAD | KP INTERNAL LOAD | 2021-06-21 22:00 | 637.185 | LOAD | GroupBatchParam | 07/26/2021 05:13:17 |  | 625.18 | 9.27 | 0 | 1.7 | 636.15 | 1.035 |  | 10.92 | 0.16 | 0 | 0.04 | 11.12
KP INTERNAL LOAD | KP INTERNAL LOAD | 2021-06-21 23:00 | 612.604 | LOAD | GroupBatchParam | 07/26/2021 05:13:17 |  | 601.4 | 8.59 | 0 | 1.72 | 611.71 | 0.894 |  | 10.45 | 0.15 | 0 | 0.04 | 10.64
KP INTERNAL LOAD | KP INTERNAL LOAD | 2021-06-22 | 574.465 | LOAD | GroupBatchParam | 07/26/2021 05:13:17 |  | 564.19 | 7.84 | 0 | 1.67 | 573.7 | 0.765 |  | 9.35 | 0.13 | 0 | 0.04 | 9.52
KP INTERNAL LOAD | KP INTERNAL LOAD | 2021-06-22 01:00 | 540.668 | LOAD | GroupBatchParam | 07/26/2021 05:13:17 |  | 531.28 | 7.21 | 0 | 1.68 | 540.17 | 0.498 |  | 8.19 | 0.11 | 0 | 0.04 | 8.34
KP INTERNAL LOAD | KP INTERNAL LOAD | 2021-06-22 02:00 | 537.259 | LOAD | GroupBatchParam | 07/26/2021 05:13:17 |  | 517.61 | 6.57 | 11.42 | 1.68 | 537.28 | -0.021 |  | 7.5 | 0.1 | 0.26 | 0.04 | 7.9
KP INTERNAL LOAD | KP INTERNAL LOAD | 2021-06-22 03:00 | 527.937 | LOAD | GroupBatchParam | 07/26/2021 05:13:17 |  | 506.3 | 6.35 | 13.77 | 1.68 | 528.1 | -0.163 |  | 6.7 | 0.08 | 0.3 | 0.03 | 7.11
KP INTERNAL LOAD | KP INTERNAL LOAD | 2021-06-22 04:00 | 514.678 | LOAD | GroupBatchParam | 07/26/2021 05:13:17 |  | 493.4 | 6.18 | 13.7 | 1.68 | 514.96 | -0.282 |  | 6.72 | 0.08 | 0.3 | 0.04 | 7.14
KP INTERNAL LOAD | KP INTERNAL LOAD | 2021-06-22 05:00 | 514.219 | LOAD | GroupBatchParam | 07/26/2021 05:13:17 |  | 492.91 | 6.29 | 13.54 | 1.66 | 514.4 | -0.181 |  | 7 | 0.09 | 0.32 | 0.04 | 7.45
KP INTERNAL LOAD | KP INTERNAL LOAD | 2021-06-22 06:00 | 526.394 | LOAD | GroupBatchParam | 07/26/2021 05:13:17 |  | 504.88 | 6.33 | 13.6 | 1.67 | 526.48 | -0.086 |  | 6.91 | 0.09 | 0.31 | 0.04 | 7.35
KP INTERNAL LOAD | KP INTERNAL LOAD | 2021-06-22 07:00 | 536.864 | LOAD | GroupBatchParam | 07/26/2021 05:13:17 |  | 515.63 | 6.55 | 13.63 | 1.18 | 536.99 | -0.126 |  | 7.8 | 0.1 | 0.34 | 0.03 | 8.27
KP INTERNAL LOAD | KP INTERNAL LOAD | 2021-06-22 08:00 | 550.737 | LOAD | GroupBatchParam | 07/26/2021 05:13:17 |  | 528.67 | 7.25 | 13.57 | 1.13 | 550.62 | 0.117 |  | 8.86 | 0.12 | 0.36 | 0.03 | 9.37
KP INTERNAL LOAD | KP INTERNAL LOAD | 2021-06-22 09:00 | 568.757 | LOAD | GroupBatchParam | 07/26/2021 05:13:17 |  | 546.16 | 7.81 | 13.6 | 1.12 | 568.69 | 0.067 |  | 9.07 | 0.13 | 0.36 | 0.03 | 9.59
KP INTERNAL LOAD | KP INTERNAL LOAD | 2021-06-22 10:00 | 571.294 | LOAD | GroupBatchParam | 07/26/2021 05:13:17 |  | 547.77 | 8.3 | 14.03 | 1.13 | 571.23 | 0.064 |  | 8.85 | 0.13 | 0.36 | 0.03 | 9.37
KP INTERNAL LOAD | KP INTERNAL LOAD | 2021-06-22 11:00 | 600.609 | LOAD | GroupBatchParam | 07/26/2021 05:13:17 |  | 576.39 | 8.7 | 14.16 | 1.13 | 600.38 | 0.229 |  | 9.46 | 0.14 | 0.36 | 0.03 | 9.99
KP INTERNAL LOAD | KP INTERNAL LOAD | 2021-06-22 12:00 | 626.531 | LOAD | GroupBatchParam | 07/26/2021 05:13:17 |  | 601.73 | 9.11 | 14.33 | 1.14 | 626.31 | 0.221 |  | 9.55 | 0.14 | 0.36 | 0.03 | 10.08
KP INTERNAL LOAD | KP INTERNAL LOAD | 2021-06-22 13:00 | 646.654 | LOAD | GroupBatchParam | 07/26/2021 05:13:17 |  | 621.26 | 9.14 | 14.26 | 1.12 | 645.78 | 0.874 |  | 9.94 | 0.15 | 0.35 | 0.03 | 10.47
KP INTERNAL LOAD | KP INTERNAL LOAD | 2021-06-22 14:00 | 664.816 | LOAD | GroupBatchParam | 07/26/2021 05:13:17 |  | 638.87 | 9.44 | 14.23 | 1.12 | 663.66 | 1.156 |  | 10.15 | 0.15 | 0.34 | 0.03 | 10.67
KP INTERNAL LOAD | KP INTERNAL LOAD | 2021-06-22 15:00 | 682.962 | LOAD | GroupBatchParam | 07/26/2021 05:13:17 |  | 656.91 | 9.36 | 14.13 | 1.13 | 681.53 | 1.432 |  | 10.45 | 0.15 | 0.34 | 0.03 | 10.97
KP INTERNAL LOAD | KP INTERNAL LOAD | 2021-06-22 16:00 | 690.112 | LOAD | GroupBatchParam | 07/26/2021 05:13:17 |  | 663.87 | 9.38 | 13.96 | 1.12 | 688.33 | 1.782 |  | 10.63 | 0.15 | 0.34 | 0.03 | 11.15
KP INTERNAL LOAD | KP INTERNAL LOAD | 2021-06-22 17:00 | 692.32 | LOAD | GroupBatchParam | 07/26/2021 05:13:17 |  | 666.02 | 9.37 | 14.2 | 1.11 | 690.7 | 1.62 |  | 11.04 | 0.15 | 0.35 | 0.03 | 11.57
KP INTERNAL LOAD | KP INTERNAL LOAD | 2021-06-22 18:00 | 685.63 | LOAD | GroupBatchParam | 07/26/2021 05:13:17 |  | 661.47 | 9.25 | 12.34 | 1.12 | 684.18 | 1.45 |  | 11.42 | 0.16 | 0.32 | 0.03 | 11.93
KP INTERNAL LOAD | KP INTERNAL LOAD | 2021-06-22 19:00 | 667.48 | LOAD | GroupBatchParam | 07/26/2021 05:13:17 |  | 648.08 | 9.21 | 7.78 | 1.12 | 666.19 | 1.29 |  | 11.04 | 0.16 | 0.2 | 0.03 | 11.43
KP INTERNAL LOAD | KP INTERNAL LOAD | 2021-06-22 20:00 | 640.782 | LOAD | GroupBatchParam | 07/26/2021 05:13:17 |  | 621.86 | 9.01 | 7.64 | 1.12 | 639.63 | 1.152 |  | 10.45 | 0.15 | 0.19 | 0.03 | 10.82
KP INTERNAL LOAD | KP INTERNAL LOAD | 2021-06-22 21:00 | 605.131 | LOAD | GroupBatchParam | 07/26/2021 05:13:17 |  | 587.33 | 8.46 | 7.02 | 1.12 | 603.93 | 1.201 |  | 9.55 | 0.14 | 0.17 | 0.03 | 9.89
KP INTERNAL LOAD | KP INTERNAL LOAD | 2021-06-22 22:00 | 598.41 | LOAD | GroupBatchParam | 07/26/2021 05:13:17 |  | 581.33 | 8.03 | 7.05 | 1.13 | 597.54 | 0.87 |  | 9.07 | 0.12 | 0.17 | 0.03 | 9.39
KP INTERNAL LOAD | KP INTERNAL LOAD | 2021-06-22 23:00 | 563.486 | LOAD | GroupBatchParam | 07/26/2021 05:13:17 |  | 546.92 | 7.55 | 7.05 | 1.13 | 562.65 | 0.836 |  | 8.17 | 0.11 | 0.16 | 0.02 | 8.46
KP INTERNAL LOAD | KP INTERNAL LOAD | 2021-06-23 | 521.971 | LOAD | GroupBatchParam | 07/26/2021 05:13:17 |  | 506.56 | 6.89 | 7.05 | 1.12 | 521.62 | 0.351 |  | 7.6 | 0.1 | 0.17 | 0.02 | 7.89
KP INTERNAL LOAD | KP INTERNAL LOAD | 2021-06-23 01:00 | 486.211 | LOAD | GroupBatchParam | 07/26/2021 05:13:17 |  | 471.64 | 6.34 | 7.02 | 1.12 | 486.12 | 0.091 |  | 6.3 | 0.09 | 0.15 | 0.02 | 6.56
KP INTERNAL LOAD | KP INTERNAL LOAD | 2021-06-23 02:00 | 466.487 | LOAD | GroupBatchParam | 07/26/2021 05:13:17 |  | 452.42 | 6.01 | 6.85 | 1.13 | 466.41 | 0.077 |  | 5.72 | 0.08 | 0.14 | 0.02 | 5.96
KP INTERNAL LOAD | KP INTERNAL LOAD | 2021-06-23 03:00 | 451.684 | LOAD | GroupBatchParam | 07/26/2021 05:13:17 |  | 438.61 | 5.71 | 6.39 | 1.13 | 451.84 | -0.156 |  | 5.33 | 0.07 | 0.13 | 0.02 | 5.55
KP INTERNAL LOAD | KP INTERNAL LOAD | 2021-06-23 04:00 | 444.628 | LOAD | GroupBatchParam | 07/26/2021 05:13:17 |  | 431.71 | 5.63 | 6.42 | 1.13 | 444.89 | -0.262 |  | 5.42 | 0.07 | 0.13 | 0.02 | 5.64
KP INTERNAL LOAD | KP INTERNAL LOAD | 2021-06-23 05:00 | 448.668 | LOAD | GroupBatchParam | 07/26/2021 05:13:17 |  | 435.74 | 5.8 | 6.35 | 1.12 | 449.01 | -0.342 |  | 5.62 | 0.07 | 0.14 | 0.02 | 5.85
KP INTERNAL LOAD | KP INTERNAL LOAD | 2021-06-23 06:00 | 459.954 | LOAD | GroupBatchParam | 07/26/2021 05:13:17 |  | 447.07 | 5.95 | 6.35 | 1.13 | 460.5 | -0.546 |  | 5.91 | 0.08 | 0.14 | 0.02 | 6.15
KP INTERNAL LOAD | KP INTERNAL LOAD | 2021-06-23 07:00 | 474.486 | LOAD | GroupBatchParam | 07/26/2021 05:13:17 |  | 461.37 | 6.19 | 6.42 | 1.14 | 475.12 | -0.634 |  | 6.32 | 0.09 | 0.14 | 0.02 | 6.57
KP INTERNAL LOAD | KP INTERNAL LOAD | 2021-06-23 08:00 | 504.287 | LOAD | GroupBatchParam | 07/26/2021 05:13:17 |  | 489.98 | 6.8 | 6.52 | 1.14 | 504.44 | -0.153 |  | 6.99 | 0.1 | 0.15 | 0.02 | 7.26
KP INTERNAL LOAD | KP INTERNAL LOAD | 2021-06-23 09:00 | 526.254 | LOAD | GroupBatchParam | 07/26/2021 05:13:17 |  | 510.92 | 7.51 | 6.55 | 1.12 | 526.1 | 0.154 |  | 7 | 0.1 | 0.14 | 0.02 | 7.26
KP INTERNAL LOAD | KP INTERNAL LOAD | 2021-06-23 10:00 | 543.957 | LOAD | GroupBatchParam | 07/26/2021 05:13:17 |  | 529.64 | 7.79 | 5.19 | 1.13 | 543.75 | 0.207 |  | 7.49 | 0.11 | 0.12 | 0.02 | 7.74
KP INTERNAL LOAD | KP INTERNAL LOAD | 2021-06-23 11:00 | 559.472 | LOAD | GroupBatchParam | 07/26/2021 05:13:17 |  | 545.25 | 8.05 | 4.75 | 1.13 | 559.18 | 0.292 |  | 7.87 | 0.12 | 0.11 | 0.02 | 8.12
KP INTERNAL LOAD | KP INTERNAL LOAD | 2021-06-23 12:00 | 582.648 | LOAD | GroupBatchParam | 07/26/2021 05:13:17 |  | 567.87 | 8.26 | 4.75 | 1.15 | 582.03 | 0.618 |  | 8.18 | 0.12 | 0.11 | 0.02 | 8.43
KP INTERNAL LOAD | KP INTERNAL LOAD | 2021-06-23 13:00 | 600.96 | LOAD | GroupBatchParam | 07/26/2021 05:13:17 |  | 585.71 | 8.45 | 4.75 | 1.13 | 600.04 | 0.92 |  | 8.76 | 0.13 | 0.11 | 0.03 | 9.03
KP INTERNAL LOAD | KP INTERNAL LOAD | 2021-06-23 14:00 | 623.448 | LOAD | GroupBatchParam | 07/26/2021 05:13:17 |  | 607.68 | 8.66 | 4.75 | 1.14 | 622.23 | 1.218 |  | 9.27 | 0.13 | 0.11 | 0.03 | 9.54
KP INTERNAL LOAD | KP INTERNAL LOAD | 2021-06-23 15:00 | 650.423 | LOAD | GroupBatchParam | 07/26/2021 05:13:17 |  | 634.41 | 9.01 | 4.7 | 1.14 | 649.26 | 1.163 |  | 9.66 | 0.14 | 0.11 | 0.03 | 9.94
KP INTERNAL LOAD | KP INTERNAL LOAD | 2021-06-23 16:00 | 666.688 | LOAD | GroupBatchParam | 07/26/2021 05:13:17 |  | 650.1 | 9.56 | 4.7 | 1.13 | 665.49 | 1.198 |  | 9.84 | 0.14 | 0.11 | 0.03 | 10.12
KP INTERNAL LOAD | KP INTERNAL LOAD | 2021-06-23 17:00 | 692.6 | LOAD | GroupBatchParam | 07/26/2021 05:13:17 |  | 676.22 | 9.54 | 4.63 | 1.13 | 691.52 | 1.08 |  | 10.35 | 0.15 | 0.11 | 0.02 | 10.63
KP INTERNAL LOAD | KP INTERNAL LOAD | 2021-06-23 18:00 | 697.691 | LOAD | GroupBatchParam | 07/26/2021 05:13:17 |  | 681.67 | 9.7 | 4.3 | 1.16 | 696.83 | 0.861 |  | 10.63 | 0.15 | 0.1 | 0.03 | 10.91
KP INTERNAL LOAD | KP INTERNAL LOAD | 2021-06-23 19:00 | 689.827 | LOAD | GroupBatchParam | 07/26/2021 05:13:17 |  | 673.97 | 9.69 | 4.27 | 1.18 | 689.11 | 0.717 |  | 10.45 | 0.15 | 0.1 | 0.03 | 10.73
KP INTERNAL LOAD | KP INTERNAL LOAD | 2021-06-23 20:00 | 666.665 | LOAD | GroupBatchParam | 07/26/2021 05:13:17 |  | 651.38 | 9.45 | 4.27 | 1.15 | 666.25 | 0.415 |  | 10.25 | 0.15 | 0.1 | 0.03 | 10.53
KP INTERNAL LOAD | KP INTERNAL LOAD | 2021-06-23 21:00 | 634.959 | LOAD | GroupBatchParam | 07/26/2021 05:13:17 |  | 616.6 | 8.95 | 4.3 | 1.12 | 630.97 | 3.989 |  | 9.69 | 0.14 | 0.1 | 0.02 | 9.95
KP INTERNAL LOAD | KP INTERNAL LOAD | 2021-06-23 22:00 | 629.473 | LOAD | GroupBatchParam | 07/26/2021 05:13:17 |  | 614.63 | 8.78 | 4.1 | 1.13 | 628.64 | 0.833 |  | 9.56 | 0.14 | 0.1 | 0.03 | 9.83
KP INTERNAL LOAD | KP INTERNAL LOAD | 2021-06-23 23:00 | 583.502 | LOAD | GroupBatchParam | 07/26/2021 05:13:17 |  | 569.28 | 8.24 | 3.9 | 1.14 | 582.56 | 0.942 |  | 8.66 | 0.12 | 0.09 | 0.02 | 8.89
KP INTERNAL LOAD | KP INTERNAL LOAD | 2021-06-24 | 542.413 | LOAD | GroupBatchParam | 07/26/2021 05:13:17 |  | 529.65 | 7.14 | 3.9 | 1.14 | 541.83 | 0.583 |  | 7.5 | 0.1 | 0.09 | 0.02 | 7.71
KP INTERNAL LOAD | KP INTERNAL LOAD | 2021-06-24 01:00 | 493.05 | LOAD | GroupBatchParam | 07/26/2021 05:13:17 |  | 480.79 | 6.41 | 3.87 | 1.14 | 492.21 | 0.84 |  | 6.89 | 0.09 | 0.09 | 0.02 | 7.09
KP INTERNAL LOAD | KP INTERNAL LOAD | 2021-06-24 02:00 | 469.462 | LOAD | GroupBatchParam | 07/26/2021 05:13:17 |  | 457.25 | 6.07 | 3.88 | 1.13 | 468.33 | 1.132 |  | 6.12 | 0.08 | 0.08 | 0.02 | 6.3
KP INTERNAL LOAD | KP INTERNAL LOAD | 2021-06-24 03:00 | 453.425 | LOAD | GroupBatchParam | 07/26/2021 05:13:17 |  | 440.92 | 5.89 | 3.96 | 1.14 | 451.91 | 1.515 |  | 5.62 | 0.07 | 0.08 | 0.02 | 5.79
KP INTERNAL LOAD | KP INTERNAL LOAD | 2021-06-24 04:00 | 444.963 | LOAD | GroupBatchParam | 07/26/2021 05:13:17 |  | 432.63 | 5.73 | 3.95 | 1.14 | 443.45 | 1.513 |  | 5.51 | 0.07 | 0.08 | 0.02 | 5.68
KP INTERNAL LOAD | KP INTERNAL LOAD | 2021-06-24 05:00 | 448.335 | LOAD | GroupBatchParam | 07/26/2021 05:13:17 |  | 435.68 | 5.76 | 3.91 | 1.12 | 446.47 | 1.865 |  | 5.43 | 0.07 | 0.08 | 0.02 | 5.6
KP INTERNAL LOAD | KP INTERNAL LOAD | 2021-06-24 06:00 | 455.679 | LOAD | GroupBatchParam | 07/26/2021 05:13:17 |  | 441.11 | 6.02 | 5.07 | 1.14 | 453.34 | 2.339 |  | 5.61 | 0.08 | 0.1 | 0.02 | 5.81
KP INTERNAL LOAD | KP INTERNAL LOAD | 2021-06-24 07:00 | 480.739 | LOAD | GroupBatchParam | 07/26/2021 05:13:17 |  | 465.63 | 6.26 | 5.08 | 1.14 | 478.11 | 2.629 |  | 6.22 | 0.08 | 0.11 | 0.02 | 6.43
KP INTERNAL LOAD | KP INTERNAL LOAD | 2021-06-24 08:00 | 511.533 | LOAD | GroupBatchParam | 07/26/2021 05:13:17 |  | 495.92 | 6.96 | 5.14 | 1.14 | 509.16 | 2.373 |  | 6.79 | 0.1 | 0.11 | 0.02 | 7.02
KP INTERNAL LOAD | KP INTERNAL LOAD | 2021-06-24 09:00 | 537.818 | LOAD | GroupBatchParam | 07/26/2021 05:13:17 |  | 521.57 | 7.24 | 6.2 | 1.14 | 536.15 | 1.668 |  | 7.1 | 0.1 | 0.13 | 0.02 | 7.35
KP INTERNAL LOAD | KP INTERNAL LOAD | 2021-06-24 10:00 | 569.407 | LOAD | GroupBatchParam | 07/26/2021 05:13:17 |  | 553.45 | 7.71 | 6.24 | 1.15 | 568.55 | 0.857 |  | 7.69 | 0.11 | 0.13 | 0.02 | 7.95
KP INTERNAL LOAD | KP INTERNAL LOAD | 2021-06-24 11:00 | 605.651 | LOAD | GroupBatchParam | 07/26/2021 05:13:17 |  | 589.55 | 8.69 | 6.24 | 1.14 | 605.62 | 0.031 |  | 8.66 | 0.13 | 0.14 | 0.02 | 8.95
KP INTERNAL LOAD | KP INTERNAL LOAD | 2021-06-24 12:00 | 646.002 | LOAD | GroupBatchParam | 07/26/2021 05:13:17 |  | 630.35 | 9.38 | 6.18 | 1.14 | 647.05 | -1.048 |  | 9.56 | 0.14 | 0.14 | 0.03 | 9.87
KP INTERNAL LOAD | KP INTERNAL LOAD | 2021-06-24 13:00 | 694.431 | LOAD | GroupBatchParam | 07/26/2021 05:13:17 |  | 678.78 | 10.04 | 5.96 | 1.14 | 695.92 | -1.489 |  | 10.92 | 0.16 | 0.14 | 0.03 | 11.25
KP INTERNAL LOAD | KP INTERNAL LOAD | 2021-06-24 14:00 | 731.943 | LOAD | GroupBatchParam | 07/26/2021 05:13:17 |  | 716.17 | 10.71 | 5.88 | 1.14 | 733.9 | -1.957 |  | 12.12 | 0.18 | 0.15 | 0.03 | 12.48
KP INTERNAL LOAD | KP INTERNAL LOAD | 2021-06-24 15:00 | 765.709 | LOAD | GroupBatchParam | 07/26/2021 05:13:17 |  | 749.47 | 11.2 | 5.91 | 1.14 | 767.72 | -2.011 |  | 12.41 | 0.18 | 0.14 | 0.03 | 12.76
KP INTERNAL LOAD | KP INTERNAL LOAD | 2021-06-24 16:00 | 789.592 | LOAD | GroupBatchParam | 07/26/2021 05:13:17 |  | 772.56 | 11.77 | 5.96 | 1.14 | 791.43 | -1.838 |  | 12.61 | 0.19 | 0.14 | 0.03 | 12.97
KP INTERNAL LOAD | KP INTERNAL LOAD | 2021-06-24 17:00 | 812.094 | LOAD | GroupBatchParam | 07/26/2021 05:13:17 |  | 794.76 | 12 | 5.91 | 1.12 | 813.79 | -1.696 |  | 13.2 | 0.2 | 0.14 | 0.03 | 13.57
KP INTERNAL LOAD | KP INTERNAL LOAD | 2021-06-24 18:00 | 808.577 | LOAD | GroupBatchParam | 07/26/2021 05:13:17 |  | 791.48 | 11.75 | 5.42 | 1.12 | 809.77 | -1.193 |  | 13.4 | 0.2 | 0.12 | 0.03 | 13.75
KP INTERNAL LOAD | KP INTERNAL LOAD | 2021-06-24 19:00 | 793.503 | LOAD | GroupBatchParam | 07/26/2021 05:13:17 |  | 776.34 | 11.89 | 4.82 | 1.12 | 794.17 | -0.667 |  | 12.71 | 0.2 | 0.11 | 0.03 | 13.05
KP INTERNAL LOAD | KP INTERNAL LOAD | 2021-06-24 20:00 | 769.007 | LOAD | GroupBatchParam | 07/26/2021 05:13:17 |  | 751.98 | 11.71 | 4.81 | 1.11 | 769.61 | -0.603 |  | 11.62 | 0.18 | 0.1 | 0.02 | 11.92
KP INTERNAL LOAD | KP INTERNAL LOAD | 2021-06-24 21:00 | 736.359 | LOAD | GroupBatchParam | 07/26/2021 05:13:17 |  | 720.18 | 10.84 | 4.82 | 1.11 | 736.95 | -0.591 |  | 10.94 | 0.17 | 0.11 | 0.02 | 11.24
KP INTERNAL LOAD | KP INTERNAL LOAD | 2021-06-24 22:00 | 714.377 | LOAD | GroupBatchParam | 07/26/2021 05:13:17 |  | 698.45 | 10.12 | 4.98 | 1.12 | 714.67 | -0.293 |  | 11.14 | 0.16 | 0.11 | 0.03 | 11.44
KP INTERNAL LOAD | KP INTERNAL LOAD | 2021-06-24 23:00 | 668.264 | LOAD | GroupBatchParam | 07/26/2021 05:13:17 |  | 654.28 | 9.19 | 4.06 | 1.13 | 668.66 | -0.396 |  | 10.44 | 0.15 | 0.09 | 0.03 | 10.71
KP INTERNAL LOAD | KP INTERNAL LOAD | 2021-06-25 | 611.134 | LOAD | GroupBatchParam | 07/26/2021 05:13:17 |  | 598.6 | 8.36 | 3.78 | 1.13 | 611.87 | -0.736 |  | 9.27 | 0.13 | 0.09 | 0.02 | 9.51
KP INTERNAL LOAD | KP INTERNAL LOAD | 2021-06-25 01:00 | 561.982 | LOAD | GroupBatchParam | 07/26/2021 05:13:17 |  | 549.68 | 7.59 | 3.74 | 1.12 | 562.13 | -0.148 |  | 7.78 | 0.11 | 0.08 | 0.02 | 7.99
KP INTERNAL LOAD | KP INTERNAL LOAD | 2021-06-25 02:00 | 528.794 | LOAD | GroupBatchParam | 07/26/2021 05:13:17 |  | 516.6 | 6.98 | 3.74 | 1.12 | 528.44 | 0.354 |  | 7.1 | 0.1 | 0.08 | 0.02 | 7.3
KP INTERNAL LOAD | KP INTERNAL LOAD | 2021-06-25 03:00 | 511.559 | LOAD | GroupBatchParam | 07/26/2021 05:13:17 |  | 498.97 | 6.63 | 3.81 | 1.13 | 510.54 | 1.019 |  | 7.3 | 0.1 | 0.09 | 0.02 | 7.51
KP INTERNAL LOAD | KP INTERNAL LOAD | 2021-06-25 04:00 | 491.022 | LOAD | GroupBatchParam | 07/26/2021 05:13:17 |  | 478.58 | 6.47 | 3.77 | 1.11 | 489.93 | 1.092 |  | 7.29 | 0.1 | 0.09 | 0.03 | 7.51
KP INTERNAL LOAD | KP INTERNAL LOAD | 2021-06-25 05:00 | 490.447 | LOAD | GroupBatchParam | 07/26/2021 05:13:17 |  | 477.59 | 6.48 | 3.71 | 1.12 | 488.9 | 1.547 |  | 6.81 | 0.09 | 0.08 | 0.02 | 7
KP INTERNAL LOAD | KP INTERNAL LOAD | 2021-06-25 06:00 | 495.62 | LOAD | GroupBatchParam | 07/26/2021 05:13:17 |  | 482.24 | 6.52 | 3.71 | 1.12 | 493.59 | 2.03 |  | 6.7 | 0.09 | 0.08 | 0.02 | 6.89
KP INTERNAL LOAD | KP INTERNAL LOAD | 2021-06-25 07:00 | 503.755 | LOAD | GroupBatchParam | 07/26/2021 05:13:17 |  | 489.62 | 6.77 | 3.77 | 1.13 | 501.29 | 2.465 |  | 7.1 | 0.1 | 0.08 | 0.02 | 7.3
KP INTERNAL LOAD | KP INTERNAL LOAD | 2021-06-25 08:00 | 542.35 | LOAD | GroupBatchParam | 07/26/2021 05:13:17 |  | 527.77 | 7.45 | 3.77 | 1.12 | 540.11 | 2.24 |  | 7.89 | 0.11 | 0.08 | 0.02 | 8.1
KP INTERNAL LOAD | KP INTERNAL LOAD | 2021-06-25 09:00 | 574.341 | LOAD | GroupBatchParam | 07/26/2021 05:13:17 |  | 559.88 | 8.34 | 3.57 | 1.12 | 572.91 | 1.431 |  | 8.65 | 0.13 | 0.08 | 0.02 | 8.88
KP INTERNAL LOAD | KP INTERNAL LOAD | 2021-06-25 10:00 | 618.479 | LOAD | GroupBatchParam | 07/26/2021 05:13:17 |  | 604.48 | 8.83 | 3.44 | 1.11 | 617.86 | 0.619 |  | 9.17 | 0.13 | 0.08 | 0.02 | 9.4
KP INTERNAL LOAD | KP INTERNAL LOAD | 2021-06-25 11:00 | 662.169 | LOAD | GroupBatchParam | 07/26/2021 05:13:17 |  | 647.79 | 9.86 | 3.48 | 1.12 | 662.25 | -0.081 |  | 10.23 | 0.16 | 0.08 | 0.03 | 10.5
KP INTERNAL LOAD | KP INTERNAL LOAD | 2021-06-25 12:00 | 713.212 | LOAD | GroupBatchParam | 07/26/2021 05:13:17 |  | 698.87 | 10.61 | 3.48 | 1.12 | 714.08 | -0.868 |  | 10.84 | 0.17 | 0.08 | 0.02 | 11.11
KP INTERNAL LOAD | KP INTERNAL LOAD | 2021-06-25 13:00 | 750.303 | LOAD | GroupBatchParam | 07/26/2021 05:13:17 |  | 736.27 | 10.97 | 3.48 | 1.11 | 751.83 | -1.527 |  | 11.43 | 0.17 | 0.08 | 0.02 | 11.7
KP INTERNAL LOAD | KP INTERNAL LOAD | 2021-06-25 14:00 | 787.371 | LOAD | GroupBatchParam | 07/26/2021 05:13:17 |  | 772.98 | 11.45 | 3.48 | 1.11 | 789.02 | -1.649 |  | 11.91 | 0.18 | 0.08 | 0.02 | 12.19
KP INTERNAL LOAD | KP INTERNAL LOAD | 2021-06-25 15:00 | 813.481 | LOAD | GroupBatchParam | 07/26/2021 05:13:17 |  | 800.11 | 11.86 | 3.48 | 1.11 | 816.56 | -3.079 |  | 12.52 | 0.18 | 0.08 | 0.02 | 12.8
KP INTERNAL LOAD | KP INTERNAL LOAD | 2021-06-25 16:00 | 830.11 | LOAD | GroupBatchParam | 07/26/2021 05:13:17 |  | 814.83 | 12.45 | 3.44 | 1.11 | 831.83 | -1.72 |  | 12.71 | 0.19 | 0.07 | 0.02 | 12.99
KP INTERNAL LOAD | KP INTERNAL LOAD | 2021-06-25 17:00 | 832.438 | LOAD | GroupBatchParam | 07/26/2021 05:13:17 |  | 807.26 | 12.59 | 3.41 | 1.09 | 824.35 | 8.088 |  | 13.19 | 0.21 | 0.07 | 0.02 | 13.49
KP INTERNAL LOAD | KP INTERNAL LOAD | 2021-06-25 18:00 | 827.59 | LOAD | GroupBatchParam | 07/26/2021 05:13:17 |  | 801.79 | 12.48 | 3.41 | 1.1 | 818.78 | 8.81 |  | 12.7 | 0.2 | 0.07 | 0.02 | 12.99
KP INTERNAL LOAD | KP INTERNAL LOAD | 2021-06-25 19:00 | 804.297 | LOAD | GroupBatchParam | 07/26/2021 05:13:17 |  | 779.07 | 12.14 | 3.41 | 1.1 | 795.72 | 8.577 |  | 12.01 | 0.19 | 0.07 | 0.02 | 12.29
KP INTERNAL LOAD | KP INTERNAL LOAD | 2021-06-25 20:00 | 775.152 | LOAD | GroupBatchParam | 07/26/2021 05:13:17 |  | 759.59 | 11.63 | 3.48 | 1.1 | 775.8 | -0.648 |  | 11.23 | 0.17 | 0.07 | 0.02 | 11.49
KP INTERNAL LOAD | KP INTERNAL LOAD | 2021-06-25 21:00 | 731.914 | LOAD | GroupBatchParam | 07/26/2021 05:13:17 |  | 717.05 | 11.07 | 3.44 | 1.1 | 732.66 | -0.746 |  | 10.92 | 0.17 | 0.07 | 0.02 | 11.18
KP INTERNAL LOAD | KP INTERNAL LOAD | 2021-06-25 22:00 | 711.856 | LOAD | GroupBatchParam | 07/26/2021 05:13:17 |  | 697.15 | 10.88 | 3.44 | 1.1 | 712.57 | -0.714 |  | 10.63 | 0.17 | 0.07 | 0.02 | 10.89
KP INTERNAL LOAD | KP INTERNAL LOAD | 2021-06-25 23:00 | 669.9 | LOAD | GroupBatchParam | 07/26/2021 05:13:17 |  | 655.73 | 10.16 | 3.48 | 1.1 | 670.47 | -0.57 |  | 9.73 | 0.15 | 0.07 | 0.02 | 9.97
KP INTERNAL LOAD | KP INTERNAL LOAD | 2021-06-26 | 617.223 | LOAD | GroupBatchParam | 07/26/2021 05:13:17 |  | 604.23 | 9.12 | 3.41 | 1.11 | 617.87 | -0.647 |  | 8.87 | 0.13 | 0.07 | 0.02 | 9.09
KP INTERNAL LOAD | KP INTERNAL LOAD | 2021-06-26 01:00 | 572.291 | LOAD | GroupBatchParam | 07/26/2021 05:13:17 |  | 560.11 | 8.05 | 3.44 | 1.1 | 572.7 | -0.409 |  | 7.89 | 0.11 | 0.07 | 0.02 | 8.09
KP INTERNAL LOAD | KP INTERNAL LOAD | 2021-06-26 02:00 | 536.213 | LOAD | GroupBatchParam | 07/26/2021 05:13:17 |  | 523.88 | 7.52 | 3.44 | 1.11 | 535.95 | 0.263 |  | 7.08 | 0.1 | 0.07 | 0.02 | 7.27
KP INTERNAL LOAD | KP INTERNAL LOAD | 2021-06-26 03:00 | 512.532 | LOAD | GroupBatchParam | 07/26/2021 05:13:17 |  | 500.3 | 7.08 | 3.46 | 1.16 | 512 | 0.532 |  | 6.61 | 0.09 | 0.07 | 0.02 | 6.79
KP INTERNAL LOAD | KP INTERNAL LOAD | 2021-06-26 04:00 | 495.317 | LOAD | GroupBatchParam | 07/26/2021 05:13:17 |  | 482.99 | 6.81 | 3.45 | 1.19 | 494.44 | 0.877 |  | 6.79 | 0.1 | 0.07 | 0.02 | 6.98
KP INTERNAL LOAD | KP INTERNAL LOAD | 2021-06-26 05:00 | 491.763 | LOAD | GroupBatchParam | 07/26/2021 05:13:17 |  | 479.21 | 6.55 | 3.4 | 1.18 | 490.34 | 1.423 |  | 7 | 0.1 | 0.08 | 0.03 | 7.21
KP INTERNAL LOAD | KP INTERNAL LOAD | 2021-06-26 06:00 | 487.042 | LOAD | GroupBatchParam | 07/26/2021 05:13:17 |  | 473.58 | 6.53 | 3.4 | 1.2 | 484.71 | 2.332 |  | 7.48 | 0.1 | 0.08 | 0.03 | 7.69
KP INTERNAL LOAD | KP INTERNAL LOAD | 2021-06-26 07:00 | 483.825 | LOAD | GroupBatchParam | 07/26/2021 05:13:17 |  | 469.99 | 6.04 | 3.44 | 1.19 | 480.66 | 3.165 |  | 7.11 | 0.09 | 0.08 | 0.03 | 7.31
KP INTERNAL LOAD | KP INTERNAL LOAD | 2021-06-26 08:00 | 506.064 | LOAD | GroupBatchParam | 07/26/2021 05:13:17 |  | 492.1 | 6.15 | 3.44 | 1.19 | 502.88 | 3.184 |  | 7.21 | 0.09 | 0.08 | 0.03 | 7.41
KP INTERNAL LOAD | KP INTERNAL LOAD | 2021-06-26 09:00 | 530.358 | LOAD | GroupBatchParam | 07/26/2021 05:13:17 |  | 516.34 | 7.13 | 3.37 | 1.17 | 528.01 | 2.348 |  | 7.97 | 0.11 | 0.08 | 0.03 | 8.19
KP INTERNAL LOAD | KP INTERNAL LOAD | 2021-06-26 10:00 | 577.452 | LOAD | GroupBatchParam | 07/26/2021 05:13:17 |  | 563.59 | 7.98 | 3.4 | 1.68 | 576.65 | 0.802 |  | 9.56 | 0.14 | 0.09 | 0.04 | 9.83
KP INTERNAL LOAD | KP INTERNAL LOAD | 2021-06-26 11:00 | 629.506 | LOAD | GroupBatchParam | 07/26/2021 05:13:17 |  | 614.69 | 8.85 | 3.44 | 1.98 | 628.96 | 0.546 |  | 10.53 | 0.15 | 0.09 | 0.05 | 10.82
KP INTERNAL LOAD | KP INTERNAL LOAD | 2021-06-26 12:00 | 680.048 | LOAD | GroupBatchParam | 07/26/2021 05:13:17 |  | 665.26 | 9.73 | 3.03 | 1.96 | 679.98 | 0.068 |  | 11.53 | 0.17 | 0.07 | 0.05 | 11.82
KP INTERNAL LOAD | KP INTERNAL LOAD | 2021-06-26 13:00 | 726.571 | LOAD | GroupBatchParam | 07/26/2021 05:13:17 |  | 705.1 | 10.17 | 3.21 | 1.96 | 720.44 | 6.131 |  | 12.69 | 0.18 | 0.08 | 0.05 | 13
KP INTERNAL LOAD | KP INTERNAL LOAD | 2021-06-26 14:00 | 759.32 | LOAD | GroupBatchParam | 07/26/2021 05:13:17 |  | 737.43 | 10.55 | 3.2 | 2.13 | 753.31 | 6.01 |  | 13.85 | 0.2 | 0.08 | 0.05 | 14.18
KP INTERNAL LOAD | KP INTERNAL LOAD | 2021-06-26 15:00 | 785.57 | LOAD | GroupBatchParam | 07/26/2021 05:13:17 |  | 765.84 | 11.12 | 3.22 | 2.2 | 782.38 | 3.19 |  | 15.08 | 0.22 | 0.09 | 0.06 | 15.45
KP INTERNAL LOAD | KP INTERNAL LOAD | 2021-06-26 16:00 | 814.661 | LOAD | GroupBatchParam | 07/26/2021 05:13:17 |  | 792.62 | 11.53 | 3.21 | 2.21 | 809.57 | 5.091 |  | 15.18 | 0.22 | 0.09 | 0.06 | 15.55
KP INTERNAL LOAD | KP INTERNAL LOAD | 2021-06-26 17:00 | 830.08 | LOAD | GroupBatchParam | 07/26/2021 05:13:17 |  | 807.79 | 11.71 | 3.21 | 2.21 | 824.92 | 5.16 |  | 15.48 | 0.22 | 0.08 | 0.06 | 15.84
KP INTERNAL LOAD | KP INTERNAL LOAD | 2021-06-26 18:00 | 832.345 | LOAD | GroupBatchParam | 07/26/2021 05:13:17 |  | 808.83 | 11.71 | 3.96 | 2.24 | 826.74 | 5.605 |  | 15.67 | 0.23 | 0.1 | 0.06 | 16.06
KP INTERNAL LOAD | KP INTERNAL LOAD | 2021-06-26 19:00 | 825.828 | LOAD | GroupBatchParam | 07/26/2021 05:13:17 |  | 801.98 | 11.66 | 4.34 | 2.25 | 820.23 | 5.598 |  | 15.18 | 0.22 | 0.11 | 0.06 | 15.57
KP INTERNAL LOAD | KP INTERNAL LOAD | 2021-06-26 20:00 | 791.524 | LOAD | GroupBatchParam | 07/26/2021 05:13:17 |  | 773.88 | 11.45 | 4.33 | 2.31 | 791.97 | -0.446 |  | 14.09 | 0.21 | 0.11 | 0.06 | 14.47
KP INTERNAL LOAD | KP INTERNAL LOAD | 2021-06-26 21:00 | 748.057 | LOAD | GroupBatchParam | 07/26/2021 05:13:17 |  | 731.32 | 10.59 | 4.25 | 2.32 | 748.48 | -0.423 |  | 12.72 | 0.18 | 0.1 | 0.06 | 13.06
KP INTERNAL LOAD | KP INTERNAL LOAD | 2021-06-26 22:00 | 725.039 | LOAD | GroupBatchParam | 07/26/2021 05:13:17 |  | 708.34 | 9.96 | 4.24 | 2.58 | 725.12 | -0.081 |  | 12.23 | 0.17 | 0.1 | 0.06 | 12.56
KP INTERNAL LOAD | KP INTERNAL LOAD | 2021-06-26 23:00 | 681.323 | LOAD | GroupBatchParam | 07/26/2021 05:13:17 |  | 665.02 | 9.32 | 4.3 | 2.8 | 681.44 | -0.117 |  | 11.32 | 0.16 | 0.1 | 0.07 | 11.65
KP INTERNAL LOAD | KP INTERNAL LOAD | 2021-06-27 | 631.208 | LOAD | GroupBatchParam | 07/26/2021 05:13:17 |  | 611.95 | 8.45 | 4.3 | 3.61 | 628.31 | 2.898 |  | 10.11 | 0.14 | 0.1 | 0.08 | 10.43
KP INTERNAL LOAD | KP INTERNAL LOAD | 2021-06-27 01:00 | 589.649 | LOAD | GroupBatchParam | 07/26/2021 05:13:17 |  | 572.41 | 7.42 | 4.27 | 4.88 | 588.98 | 0.669 |  | 9.38 | 0.12 | 0.1 | 0.11 | 9.71
KP INTERNAL LOAD | KP INTERNAL LOAD | 2021-06-27 02:00 | 552.474 | LOAD | GroupBatchParam | 07/26/2021 05:13:17 |  | 538.83 | 6.7 | 0 | 5.69 | 551.22 | 1.254 |  | 8.28 | 0.1 | 0 | 0.13 | 8.51
KP INTERNAL LOAD | KP INTERNAL LOAD | 2021-06-27 03:00 | 527.96 | LOAD | GroupBatchParam | 07/26/2021 05:13:17 |  | 514.2 | 6.26 | 0 | 5.72 | 526.18 | 1.78 |  | 8.1 | 0.1 | 0 | 0.13 | 8.33
KP INTERNAL LOAD | KP INTERNAL LOAD | 2021-06-27 04:00 | 514.523 | LOAD | GroupBatchParam | 07/26/2021 05:13:17 |  | 500.61 | 5.93 | 0 | 6.18 | 512.72 | 1.803 |  | 7.59 | 0.09 | 0 | 0.14 | 7.82
KP INTERNAL LOAD | KP INTERNAL LOAD | 2021-06-27 05:00 | 504.394 | LOAD | GroupBatchParam | 07/26/2021 05:13:17 |  | 490.41 | 5.62 | 0 | 6.21 | 502.24 | 2.154 |  | 7.32 | 0.08 | 0 | 0.14 | 7.54
KP INTERNAL LOAD | KP INTERNAL LOAD | 2021-06-27 06:00 | 496.806 | LOAD | GroupBatchParam | 07/26/2021 05:13:17 |  | 482.18 | 5.58 | 0 | 6.17 | 493.93 | 2.876 |  | 7.4 | 0.09 | 0 | 0.14 | 7.63
KP INTERNAL LOAD | KP INTERNAL LOAD | 2021-06-27 07:00 | 488.365 | LOAD | GroupBatchParam | 07/26/2021 05:13:17 |  | 473.19 | 5.6 | 0 | 6.15 | 484.94 | 3.425 |  | 7.21 | 0.09 | 0 | 0.14 | 7.44
KP INTERNAL LOAD | KP INTERNAL LOAD | 2021-06-27 08:00 | 504.129 | LOAD | GroupBatchParam | 07/26/2021 05:13:17 |  | 488.61 | 6.09 | 0 | 6.15 | 500.85 | 3.279 |  | 7.31 | 0.09 | 0 | 0.14 | 7.54
KP INTERNAL LOAD | KP INTERNAL LOAD | 2021-06-27 09:00 | 544.134 | LOAD | GroupBatchParam | 07/26/2021 05:13:17 |  | 528.5 | 7.02 | 0 | 6.16 | 541.68 | 2.454 |  | 8.08 | 0.11 | 0 | 0.14 | 8.33
KP INTERNAL LOAD | KP INTERNAL LOAD | 2021-06-27 10:00 | 594.79 | LOAD | GroupBatchParam | 07/26/2021 05:13:17 |  | 579.03 | 8.23 | 0 | 6.11 | 593.37 | 1.42 |  | 9.27 | 0.13 | 0 | 0.14 | 9.54
KP INTERNAL LOAD | KP INTERNAL LOAD | 2021-06-27 11:00 | 641.44 | LOAD | GroupBatchParam | 07/26/2021 05:13:17 |  | 627.83 | 8.97 | 0 | 4.06 | 640.86 | 0.58 |  | 10.14 | 0.14 | 0 | 0.09 | 10.37
KP INTERNAL LOAD | KP INTERNAL LOAD | 2021-06-27 12:00 | 691.728 | LOAD | GroupBatchParam | 07/26/2021 05:13:17 |  | 680.1 | 9.82 | 0 | 1.69 | 691.61 | 0.118 |  | 11.44 | 0.17 | 0 | 0.04 | 11.65
KP INTERNAL LOAD | KP INTERNAL LOAD | 2021-06-27 13:00 | 731.17 | LOAD | GroupBatchParam | 07/26/2021 05:13:17 |  | 720.93 | 10.6 | 0 | 0.02 | 731.55 | -0.38 |  | 12.22 | 0.18 | 0 | 0 | 12.4
KP INTERNAL LOAD | KP INTERNAL LOAD | 2021-06-27 14:00 | 768.304 | LOAD | GroupBatchParam | 07/26/2021 05:13:17 |  | 738.7 | 10.97 | 0 | 0 | 749.67 | 18.634 |  | 13.14 | 0.2 | 0 | 0 | 13.34
KP INTERNAL LOAD | KP INTERNAL LOAD | 2021-06-27 15:00 | 794.412 | LOAD | GroupBatchParam | 07/26/2021 05:13:17 |  | 764.04 | 11.43 | 0 | 0 | 775.47 | 18.942 |  | 13.71 | 0.2 | 0 | 0 | 13.91
KP INTERNAL LOAD | KP INTERNAL LOAD | 2021-06-27 16:00 | 809.25 | LOAD | GroupBatchParam | 07/26/2021 05:13:17 |  | 778.73 | 11.61 | 0 | 0 | 790.34 | 18.91 |  | 13.63 | 0.2 | 0 | 0 | 13.83
KP INTERNAL LOAD | KP INTERNAL LOAD | 2021-06-27 17:00 | 827.122 | LOAD | GroupBatchParam | 07/26/2021 05:13:17 |  | 810.9 | 11.82 | 0 | 0 | 822.72 | 4.402 |  | 14.19 | 0.21 | 0 | 0 | 14.4
KP INTERNAL LOAD | KP INTERNAL LOAD | 2021-06-27 18:00 | 829.231 | LOAD | GroupBatchParam | 07/26/2021 05:13:17 |  | 826.51 | 12.13 | 0 | 0 | 838.64 | -9.409 |  | 14.29 | 0.21 | 0 | 0 | 14.5
KP INTERNAL LOAD | KP INTERNAL LOAD | 2021-06-27 19:00 | 819.603 | LOAD | GroupBatchParam | 07/26/2021 05:13:17 |  | 816.56 | 12.29 | 0 | 0 | 828.85 | -9.247 |  | 14.29 | 0.21 | 0 | 0 | 14.5
KP INTERNAL LOAD | KP INTERNAL LOAD | 2021-06-27 20:00 | 803.634 | LOAD | GroupBatchParam | 07/26/2021 05:13:17 |  | 800.24 | 12.06 | 0 | 0 | 812.3 | -8.666 |  | 13.89 | 0.21 | 0 | 0 | 14.1
KP INTERNAL LOAD | KP INTERNAL LOAD | 2021-06-27 21:00 | 770.851 | LOAD | GroupBatchParam | 07/26/2021 05:13:17 |  | 767.4 | 11.36 | 0 | 0 | 778.76 | -7.909 |  | 13.21 | 0.2 | 0 | 0 | 13.41
KP INTERNAL LOAD | KP INTERNAL LOAD | 2021-06-27 22:00 | 745.4 | LOAD | GroupBatchParam | 07/26/2021 05:13:17 |  | 741.78 | 10.72 | 0 | 0 | 752.5 | -7.1 |  | 13.41 | 0.19 | 0 | 0 | 13.6
KP INTERNAL LOAD | KP INTERNAL LOAD | 2021-06-27 23:00 | 706.652 | LOAD | GroupBatchParam | 07/26/2021 05:13:17 |  | 703.51 | 9.65 | 0 | 0 | 713.16 | -6.508 |  | 12.43 | 0.17 | 0 | 0 | 12.6
KP INTERNAL LOAD | KP INTERNAL LOAD | 2021-06-28 | 648.493 | LOAD | GroupBatchParam | 07/26/2021 05:13:17 |  | 646.61 | 8.54 | 0 | 0 | 655.15 | -6.657 |  | 11.23 | 0.15 | 0 | 0 | 11.38
KP INTERNAL LOAD | KP INTERNAL LOAD | 2021-06-28 01:00 | 606.228 | LOAD | GroupBatchParam | 07/26/2021 05:13:17 |  | 594.78 | 7.8 | 0 | 0 | 602.58 | 3.648 |  | 10.53 | 0.14 | 0 | 0 | 10.67
KP INTERNAL LOAD | KP INTERNAL LOAD | 2021-06-28 02:00 | 575.999 | LOAD | GroupBatchParam | 07/26/2021 05:13:17 |  | 561.23 | 7.11 | 3.45 | 0 | 571.79 | 4.209 |  | 10.51 | 0.13 | 0.1 | 0 | 10.74
KP INTERNAL LOAD | KP INTERNAL LOAD | 2021-06-28 03:00 | 551.324 | LOAD | GroupBatchParam | 07/26/2021 05:13:17 |  | 542.78 | 6.65 | 3.4 | 0 | 552.83 | -1.506 |  | 10.45 | 0.13 | 0.1 | 0 | 10.68
KP INTERNAL LOAD | KP INTERNAL LOAD | 2021-06-28 04:00 | 535.57 | LOAD | GroupBatchParam | 07/26/2021 05:13:17 |  | 526.88 | 6.79 | 3.41 | 0 | 537.08 | -1.51 |  | 10.27 | 0.13 | 0.1 | 0 | 10.5
KP INTERNAL LOAD | KP INTERNAL LOAD | 2021-06-28 05:00 | 526.01 | LOAD | GroupBatchParam | 07/26/2021 05:13:17 |  | 517.31 | 6.75 | 3.39 | 0 | 527.45 | -1.44 |  | 10.05 | 0.13 | 0.1 | 0 | 10.28
KP INTERNAL LOAD | KP INTERNAL LOAD | 2021-06-28 06:00 | 532.305 | LOAD | GroupBatchParam | 07/26/2021 05:13:17 |  | 521.66 | 6.79 | 3.33 | 0 | 531.78 | 0.525 |  | 10.27 | 0.13 | 0.1 | 0 | 10.5
KP INTERNAL LOAD | KP INTERNAL LOAD | 2021-06-28 07:00 | 542.767 | LOAD | GroupBatchParam | 07/26/2021 05:13:17 |  | 534.34 | 6.82 | 3.4 | 0 | 544.56 | -1.793 |  | 9.66 | 0.12 | 0.1 | 0 | 9.88
KP INTERNAL LOAD | KP INTERNAL LOAD | 2021-06-28 08:00 | 580.384 | LOAD | GroupBatchParam | 07/26/2021 05:13:17 |  | 571.36 | 7.72 | 3.42 | 0 | 582.5 | -2.116 |  | 9.96 | 0.14 | 0.09 | 0 | 10.19
KP INTERNAL LOAD | KP INTERNAL LOAD | 2021-06-28 09:00 | 623.828 | LOAD | GroupBatchParam | 07/26/2021 05:13:17 |  | 613.04 | 9.35 | 3.45 | 0 | 625.84 | -2.012 |  | 10.34 | 0.16 | 0.09 | 0 | 10.59
KP INTERNAL LOAD | KP INTERNAL LOAD | 2021-06-28 10:00 | 679.561 | LOAD | GroupBatchParam | 07/26/2021 05:13:17 |  | 665.53 | 10.7 | 3.45 | 0 | 679.68 | -0.119 |  | 11.91 | 0.19 | 0.09 | 0 | 12.19
KP INTERNAL LOAD | KP INTERNAL LOAD | 2021-06-28 11:00 | 753.765 | LOAD | GroupBatchParam | 07/26/2021 05:13:17 |  | 726.22 | 12.17 | 3.51 | 0 | 741.9 | 11.865 |  | 15.15 | 0.25 | 0.1 | 0 | 15.5
KP INTERNAL LOAD | KP INTERNAL LOAD | 2021-06-28 12:00 | 803.428 | LOAD | GroupBatchParam | 07/26/2021 05:13:17 |  | 774.3 | 13.18 | 3.5 | 0 | 790.98 | 12.448 |  | 18.29 | 0.31 | 0.11 | 0 | 18.71
KP INTERNAL LOAD | KP INTERNAL LOAD | 2021-06-28 13:00 | 853.438 | LOAD | GroupBatchParam | 07/26/2021 05:13:17 |  | 838.43 | 13.61 | 3.5 | 0 | 855.54 | -2.102 |  | 21.35 | 0.35 | 0.12 | 0 | 21.82
KP INTERNAL LOAD | KP INTERNAL LOAD | 2021-06-28 14:00 | 881.79 | LOAD | GroupBatchParam | 07/26/2021 05:13:17 |  | 868.14 | 14 | 3.44 | 0 | 885.58 | -3.79 |  | 22.44 | 0.36 | 0.12 | 0 | 22.92
KP INTERNAL LOAD | KP INTERNAL LOAD | 2021-06-28 15:00 | 903.438 | LOAD | GroupBatchParam | 07/26/2021 05:13:17 |  | 889.5 | 14.55 | 3.46 | 0 | 907.51 | -4.072 |  | 22.04 | 0.36 | 0.12 | 0 | 22.52
KP INTERNAL LOAD | KP INTERNAL LOAD | 2021-06-28 16:00 | 910.507 | LOAD | GroupBatchParam | 07/26/2021 05:13:17 |  | 898 | 14.53 | 3.44 | 0 | 915.97 | -5.463 |  | 21.85 | 0.35 | 0.12 | 0 | 22.32
KP INTERNAL LOAD | KP INTERNAL LOAD | 2021-06-28 17:00 | 909.838 | LOAD | GroupBatchParam | 07/26/2021 05:13:17 |  | 891.48 | 14.42 | 3.5 | 0 | 909.4 | 0.438 |  | 22.04 | 0.36 | 0.12 | 0 | 22.52
KP INTERNAL LOAD | KP INTERNAL LOAD | 2021-06-28 18:00 | 895.779 | LOAD | GroupBatchParam | 07/26/2021 05:13:17 |  | 872.4 | 14.32 | 3.48 | 0 | 890.2 | 5.579 |  | 22.14 | 0.36 | 0.12 | 0 | 22.62
KP INTERNAL LOAD | KP INTERNAL LOAD | 2021-06-28 19:00 | 868.037 | LOAD | GroupBatchParam | 07/26/2021 05:13:17 |  | 851.13 | 14.3 | 3.47 | 0 | 868.9 | -0.863 |  | 21.44 | 0.36 | 0.12 | 0 | 21.92
KP INTERNAL LOAD | KP INTERNAL LOAD | 2021-06-28 20:00 | 840.673 | LOAD | GroupBatchParam | 07/26/2021 05:13:17 |  | 827.82 | 14.18 | 3.49 | 0 | 845.49 | -4.817 |  | 19.17 | 0.33 | 0.11 | 0 | 19.61
KP INTERNAL LOAD | KP INTERNAL LOAD | 2021-06-28 21:00 | 816.652 | LOAD | GroupBatchParam | 07/26/2021 05:13:17 |  | 800.78 | 13.48 | 3.5 | 0 | 817.76 | -1.108 |  | 17.11 | 0.29 | 0.11 | 0 | 17.51
KP INTERNAL LOAD | KP INTERNAL LOAD | 2021-06-28 22:00 | 793.221 | LOAD | GroupBatchParam | 07/26/2021 05:13:17 |  | 780.15 | 12.79 | 3.5 | 0 | 796.44 | -3.219 |  | 15.54 | 0.26 | 0.1 | 0 | 15.9
KP INTERNAL LOAD | KP INTERNAL LOAD | 2021-06-28 23:00 | 736.783 | LOAD | GroupBatchParam | 07/26/2021 05:13:17 |  | 724.61 | 11.8 | 3.49 | 0 | 739.9 | -3.117 |  | 13.68 | 0.22 | 0.09 | 0 | 13.99
KP INTERNAL LOAD | KP INTERNAL LOAD | 2021-06-29 | 679.764 | LOAD | GroupBatchParam | 07/26/2021 05:13:17 |  | 666.53 | 10.61 | 3.53 | 0 | 680.67 | -0.906 |  | 12.21 | 0.19 | 0.09 | 0 | 12.49
KP INTERNAL LOAD | KP INTERNAL LOAD | 2021-06-29 01:00 | 628.782 | LOAD | GroupBatchParam | 07/26/2021 05:13:17 |  | 616.61 | 9.73 | 3.53 | 0 | 629.87 | -1.088 |  | 11.12 | 0.18 | 0.1 | 0 | 11.4
KP INTERNAL LOAD | KP INTERNAL LOAD | 2021-06-29 02:00 | 586.986 | LOAD | GroupBatchParam | 07/26/2021 05:13:17 |  | 578.77 | 9.01 | 0 | 0 | 587.78 | -0.794 |  | 10.32 | 0.16 | 0 | 0 | 10.48
KP INTERNAL LOAD | KP INTERNAL LOAD | 2021-06-29 03:00 | 560.439 | LOAD | GroupBatchParam | 07/26/2021 05:13:17 |  | 552.7 | 8.3 | 0 | 0 | 561 | -0.561 |  | 9.65 | 0.14 | 0 | 0 | 9.79
KP INTERNAL LOAD | KP INTERNAL LOAD | 2021-06-29 04:00 | 538.811 | LOAD | GroupBatchParam | 07/26/2021 05:13:17 |  | 531.45 | 7.93 | 0 | 0 | 539.38 | -0.569 |  | 8.75 | 0.13 | 0 | 0 | 8.88
KP INTERNAL LOAD | KP INTERNAL LOAD | 2021-06-29 05:00 | 528.818 | LOAD | GroupBatchParam | 07/26/2021 05:13:17 |  | 521.4 | 7.8 | 0 | 0 | 529.2 | -0.382 |  | 8.67 | 0.13 | 0 | 0 | 8.8
KP INTERNAL LOAD | KP INTERNAL LOAD | 2021-06-29 06:00 | 530.855 | LOAD | GroupBatchParam | 07/26/2021 05:13:17 |  | 523.23 | 7.92 | 0 | 0 | 531.15 | -0.295 |  | 8.96 | 0.14 | 0 | 0 | 9.1
KP INTERNAL LOAD | KP INTERNAL LOAD | 2021-06-29 07:00 | 537.046 | LOAD | GroupBatchParam | 07/26/2021 05:13:17 |  | 529.18 | 8.02 | 0 | 0 | 537.2 | -0.154 |  | 8.95 | 0.14 | 0 | 0 | 9.09
KP INTERNAL LOAD | KP INTERNAL LOAD | 2021-06-29 08:00 | 568.999 | LOAD | GroupBatchParam | 07/26/2021 05:13:17 |  | 560.55 | 8.76 | 0 | 0 | 569.31 | -0.311 |  | 10.04 | 0.16 | 0 | 0 | 10.2
KP INTERNAL LOAD | KP INTERNAL LOAD | 2021-06-29 09:00 | 613.162 | LOAD | GroupBatchParam | 07/26/2021 05:13:17 |  | 604.83 | 9.93 | 0 | 0 | 614.76 | -1.598 |  | 10.82 | 0.18 | 0 | 0 | 11
KP INTERNAL LOAD | KP INTERNAL LOAD | 2021-06-29 10:00 | 673.916 | LOAD | GroupBatchParam | 07/26/2021 05:13:17 |  | 650.65 | 11.13 | 0 | 0 | 661.78 | 12.136 |  | 12.78 | 0.22 | 0 | 0 | 13
KP INTERNAL LOAD | KP INTERNAL LOAD | 2021-06-29 11:00 | 736.033 | LOAD | GroupBatchParam | 07/26/2021 05:13:17 |  | 710.66 | 12.59 | 0 | 0 | 723.25 | 12.783 |  | 14.84 | 0.26 | 0 | 0 | 15.1
KP INTERNAL LOAD | KP INTERNAL LOAD | 2021-06-29 12:00 | 791.266 | LOAD | GroupBatchParam | 07/26/2021 05:13:17 |  | 765.76 | 13.51 | 0 | 0 | 779.27 | 11.996 |  | 17.69 | 0.31 | 0 | 0 | 18
KP INTERNAL LOAD | KP INTERNAL LOAD | 2021-06-29 13:00 | 847.931 | LOAD | GroupBatchParam | 07/26/2021 05:13:17 |  | 822.08 | 14.11 | 0 | 0 | 836.19 | 11.741 |  | 20.84 | 0.36 | 0 | 0 | 21.2
KP INTERNAL LOAD | KP INTERNAL LOAD | 2021-06-29 14:00 | 883.08 | LOAD | GroupBatchParam | 07/26/2021 05:13:17 |  | 867.55 | 14.84 | 0 | 0 | 882.39 | 0.69 |  | 21.73 | 0.37 | 0 | 0 | 22.1
KP INTERNAL LOAD | KP INTERNAL LOAD | 2021-06-29 15:00 | 907.727 | LOAD | GroupBatchParam | 07/26/2021 05:13:17 |  | 893.96 | 15.11 | 0 | 0 | 909.07 | -1.343 |  | 20.45 | 0.35 | 0 | 0 | 20.8
KP INTERNAL LOAD | KP INTERNAL LOAD | 2021-06-29 16:00 | 919.587 | LOAD | GroupBatchParam | 07/26/2021 05:13:17 |  | 905.28 | 15.12 | 0 | 0 | 920.4 | -0.813 |  | 19.97 | 0.33 | 0 | 0 | 20.3
KP INTERNAL LOAD | KP INTERNAL LOAD | 2021-06-29 17:00 | 923.507 | LOAD | GroupBatchParam | 07/26/2021 05:13:17 |  | 909.46 | 15.26 | 0 | 0 | 924.72 | -1.213 |  | 20.16 | 0.34 | 0 | 0 | 20.5
KP INTERNAL LOAD | KP INTERNAL LOAD | 2021-06-29 18:00 | 917.022 | LOAD | GroupBatchParam | 07/26/2021 05:13:17 |  | 903.6 | 15.08 | 0 | 0 | 918.68 | -1.658 |  | 20.07 | 0.34 | 0 | 0 | 20.41
KP INTERNAL LOAD | KP INTERNAL LOAD | 2021-06-29 19:00 | 899.139 | LOAD | GroupBatchParam | 07/26/2021 05:13:17 |  | 886.11 | 14.73 | 0 | 0 | 900.84 | -1.701 |  | 19.67 | 0.33 | 0 | 0 | 20
KP INTERNAL LOAD | KP INTERNAL LOAD | 2021-06-29 20:00 | 864.953 | LOAD | GroupBatchParam | 07/26/2021 05:13:17 |  | 852.69 | 14.27 | 0 | 0 | 866.96 | -2.007 |  | 19.67 | 0.33 | 0 | 0 | 20
KP INTERNAL LOAD | KP INTERNAL LOAD | 2021-06-29 21:00 | 826.377 | LOAD | GroupBatchParam | 07/26/2021 05:13:17 |  | 814.57 | 13.35 | 0 | 0 | 827.92 | -1.543 |  | 16.53 | 0.27 | 0 | 0 | 16.8
KP INTERNAL LOAD | KP INTERNAL LOAD | 2021-06-29 22:00 | 801.558 | LOAD | GroupBatchParam | 07/26/2021 05:13:17 |  | 791.27 | 12.84 | 0 | 0 | 804.11 | -2.552 |  | 15.35 | 0.25 | 0 | 0 | 15.6
KP INTERNAL LOAD | KP INTERNAL LOAD | 2021-06-29 23:00 | 753.439 | LOAD | GroupBatchParam | 07/26/2021 05:13:17 |  | 742.74 | 11.94 | 0 | 0 | 754.68 | -1.241 |  | 13.88 | 0.22 | 0 | 0 | 14.1
KP INTERNAL LOAD | KP INTERNAL LOAD | 2021-06-30 | 697.988 | LOAD | GroupBatchParam | 07/26/2021 05:13:17 |  | 688.97 | 10.57 | 0 | 0 | 699.54 | -1.552 |  | 12.02 | 0.18 | 0 | 0 | 12.2
KP INTERNAL LOAD | KP INTERNAL LOAD | 2021-06-30 01:00 | 647.678 | LOAD | GroupBatchParam | 07/26/2021 05:13:17 |  | 638.98 | 9.62 | 0 | 0 | 648.6 | -0.922 |  | 11.21 | 0.17 | 0 | 0 | 11.38
KP INTERNAL LOAD | KP INTERNAL LOAD | 2021-06-30 02:00 | 609.48 | LOAD | GroupBatchParam | 07/26/2021 05:13:17 |  | 601.11 | 9.06 | 0 | 0 | 610.17 | -0.69 |  | 10.34 | 0.16 | 0 | 0 | 10.5
KP INTERNAL LOAD | KP INTERNAL LOAD | 2021-06-30 03:00 | 580.492 | LOAD | GroupBatchParam | 07/26/2021 05:13:17 |  | 572.51 | 8.63 | 0 | 0 | 581.14 | -0.648 |  | 9.36 | 0.14 | 0 | 0 | 9.5
KP INTERNAL LOAD | KP INTERNAL LOAD | 2021-06-30 04:00 | 551.436 | LOAD | GroupBatchParam | 07/26/2021 05:13:17 |  | 543.65 | 8.35 | 0 | 0 | 552 | -0.564 |  | 8.85 | 0.14 | 0 | 0 | 8.99
KP INTERNAL LOAD | KP INTERNAL LOAD | 2021-06-30 05:00 | 544.825 | LOAD | GroupBatchParam | 07/26/2021 05:13:17 |  | 537.2 | 8.18 | 0 | 0 | 545.38 | -0.555 |  | 8.47 | 0.13 | 0 | 0 | 8.6
KP INTERNAL LOAD | KP INTERNAL LOAD | 2021-06-30 06:00 | 546.975 | LOAD | GroupBatchParam | 07/26/2021 05:13:17 |  | 539.17 | 8.05 | 0 | 0 | 547.22 | -0.245 |  | 8.46 | 0.13 | 0 | 0 | 8.59
KP INTERNAL LOAD | KP INTERNAL LOAD | 2021-06-30 07:00 | 554.196 | LOAD | GroupBatchParam | 07/26/2021 05:13:17 |  | 546.25 | 8.19 | 0 | 0 | 554.44 | -0.244 |  | 8.67 | 0.13 | 0 | 0 | 8.8
KP INTERNAL LOAD | KP INTERNAL LOAD | 2021-06-30 08:00 | 583.087 | LOAD | GroupBatchParam | 07/26/2021 05:13:17 |  | 574.27 | 8.99 | 0 | 0 | 583.26 | -0.173 |  | 9.83 | 0.15 | 0 | 0 | 9.98
KP INTERNAL LOAD | KP INTERNAL LOAD | 2021-06-30 09:00 | 628.002 | LOAD | GroupBatchParam | 07/26/2021 05:13:17 |  | 620.23 | 10.18 | 0 | 0 | 630.41 | -2.408 |  | 10.63 | 0.17 | 0 | 0 | 10.8
KP INTERNAL LOAD | KP INTERNAL LOAD | 2021-06-30 10:00 | 680.069 | LOAD | GroupBatchParam | 07/26/2021 05:13:17 |  | 669.62 | 11.01 | 0 | 0 | 680.63 | -0.561 |  | 12 | 0.2 | 0 | 0 | 12.2
KP INTERNAL LOAD | KP INTERNAL LOAD | 2021-06-30 11:00 | 731.254 | LOAD | GroupBatchParam | 07/26/2021 05:13:17 |  | 713.47 | 11.89 | 0 | 0 | 725.36 | 5.894 |  | 13.38 | 0.22 | 0 | 0 | 13.6
KP INTERNAL LOAD | KP INTERNAL LOAD | 2021-06-30 12:00 | 769.81 | LOAD | GroupBatchParam | 07/26/2021 05:13:17 |  | 751.36 | 12.52 | 0 | 0 | 763.88 | 5.93 |  | 15.74 | 0.26 | 0 | 0 | 16
KP INTERNAL LOAD | KP INTERNAL LOAD | 2021-06-30 13:00 | 802.982 | LOAD | GroupBatchParam | 07/26/2021 05:13:17 |  | 784.13 | 12.72 | 0 | 0 | 796.85 | 6.132 |  | 16.93 | 0.28 | 0 | 0 | 17.21
KP INTERNAL LOAD | KP INTERNAL LOAD | 2021-06-30 14:00 | 836.645 | LOAD | GroupBatchParam | 07/26/2021 05:13:17 |  | 823.7 | 13.36 | 0 | 0 | 837.06 | -0.415 |  | 17.81 | 0.29 | 0 | 0 | 18.1
KP INTERNAL LOAD | KP INTERNAL LOAD | 2021-06-30 15:00 | 854.045 | LOAD | GroupBatchParam | 07/26/2021 05:13:17 |  | 840.96 | 13.55 | 0 | 0 | 854.51 | -0.465 |  | 17.32 | 0.28 | 0 | 0 | 17.6
KP INTERNAL LOAD | KP INTERNAL LOAD | 2021-06-30 16:00 | 863.098 | LOAD | GroupBatchParam | 07/26/2021 05:13:17 |  | 849.34 | 13.7 | 0 | 0 | 863.04 | 0.058 |  | 16.63 | 0.27 | 0 | 0 | 16.9
KP INTERNAL LOAD | KP INTERNAL LOAD | 2021-06-30 17:00 | 840.494 | LOAD | GroupBatchParam | 07/26/2021 05:13:17 |  | 826.88 | 13.58 | 0 | 0 | 840.46 | 0.034 |  | 15.64 | 0.26 | 0 | 0 | 15.9
KP INTERNAL LOAD | KP INTERNAL LOAD | 2021-06-30 18:00 | 821.886 | LOAD | GroupBatchParam | 07/26/2021 05:13:17 |  | 808.57 | 13.48 | 0 | 0 | 822.05 | -0.164 |  | 15.25 | 0.25 | 0 | 0 | 15.5
KP INTERNAL LOAD | KP INTERNAL LOAD | 2021-06-30 19:00 | 799.783 | LOAD | GroupBatchParam | 07/26/2021 05:13:17 |  | 786.65 | 13.34 | 0 | 0 | 799.99 | -0.207 |  | 14.46 | 0.24 | 0 | 0 | 14.7
KP INTERNAL LOAD | KP INTERNAL LOAD | 2021-06-30 20:00 | 790.516 | LOAD | GroupBatchParam | 07/26/2021 05:13:17 |  | 777.92 | 12.9 | 0 | 0 | 790.82 | -0.304 |  | 13.97 | 0.23 | 0 | 0 | 14.2
KP INTERNAL LOAD | KP INTERNAL LOAD | 2021-06-30 21:00 | 759.918 | LOAD | GroupBatchParam | 07/26/2021 05:13:17 |  | 748.31 | 12.27 | 0 | 0 | 760.58 | -0.662 |  | 13.58 | 0.22 | 0 | 0 | 13.8
KP INTERNAL LOAD | KP INTERNAL LOAD | 2021-06-30 22:00 | 740.576 | LOAD | GroupBatchParam | 07/26/2021 05:13:17 |  | 729.54 | 11.83 | 0 | 0 | 741.37 | -0.794 |  | 12.79 | 0.21 | 0 | 0 | 13
KP INTERNAL LOAD | KP INTERNAL LOAD | 2021-06-30 23:00 | 699.25 | LOAD | GroupBatchParam | 07/26/2021 05:13:17 |  | 689.03 | 10.99 | 0 | 0 | 700.02 | -0.77 |  | 11.62 | 0.18 | 0 | 0 | 11.8
KP INTERNAL LOAD | KP INTERNAL LOAD | 2021-07-01 | 647.077 | LOAD | GroupBatchParam | 07/26/2021 05:13:17 |  | 637.42 | 9.85 | 0 | 0 | 647.27 | -0.193 |  | 10.13 | 0.16 | 0 | 0 | 10.29

## 06-21 GADS Forced Outages
Cause Code Report
Unit Name | Event Type | Start Date | End Date | Category Name | Cause Description | Duration (Hours) | Reduction (AVG/MW) | Loss (MWH) | KPCo Loss
Big Sandy 1 | U1 | 2021-06-28 | 2021-07-01 | Boiler Tube Leaks | waterwall (furnace wall) | 72 | 295 | 21240 | 21240
Mitchell 1 | U1 | 2021-06-05 15:00 | 2021-06-06 19:32 | Cooling System | seal oil system and seals | 28.53 | 770 | 21968.1 | 10984.05
| U1 | 2021-04-09 20:29 | 2021-06-05 15:00 | Electrical | main transformer | 111 | 770 | 85470 | 42735 | 53719.05
[8 empty] | 0 | 0
Mitchell 2 | NONE | [5 empty] | 790 | 0 | 0
|  |  | 295 | 385 | 395
|  |  | 21240 | 53719 | 0
|  | HOUR BEGIN | BS1 | ML1 | ML2
|  | 2021-06-01 |  | 385 |  |  | Hourly MWh Reduction | Total Loss
|  | 2021-06-01 01:00 |  | 385 |  |  | 385 | 53719.05 | Mitchell 1 KP Share
|  | 2021-06-01 02:00 |  | 385 |  |  | 395 | 0 | Mitchell 2 KP Share
|  | 2021-06-01 03:00 |  | 385 |  |  | 295 | 21240 | Big Sandy
|  | 2021-06-01 04:00 |  | 385
|  | 2021-06-01 05:00 |  | 385
|  | 2021-06-01 06:00 |  | 385
|  | 2021-06-01 07:00 |  | 385
|  | 2021-06-01 08:00 |  | 385
|  | 2021-06-01 09:00 |  | 385
|  | 2021-06-01 10:00 |  | 385
|  | 2021-06-01 11:00 |  | 385
|  | 2021-06-01 12:00 |  | 385
|  | 2021-06-01 13:00 |  | 385
|  | 2021-06-01 14:00 |  | 385
|  | 2021-06-01 15:00 |  | 385
|  | 2021-06-01 16:00 |  | 385
|  | 2021-06-01 17:00 |  | 385
|  | 2021-06-01 18:00 |  | 385
|  | 2021-06-01 19:00 |  | 385
|  | 2021-06-01 20:00 |  | 385
|  | 2021-06-01 21:00 |  | 385
|  | 2021-06-01 22:00 |  | 385
|  | 2021-06-01 23:00 |  | 385
|  | 2021-06-02 |  | 385
|  | 2021-06-02 01:00 |  | 385
|  | 2021-06-02 02:00 |  | 385
|  | 2021-06-02 03:00 |  | 385
|  | 2021-06-02 04:00 |  | 385
|  | 2021-06-02 05:00 |  | 385
|  | 2021-06-02 06:00 |  | 385
|  | 2021-06-02 07:00 |  | 385
|  | 2021-06-02 08:00 |  | 385
|  | 2021-06-02 09:00 |  | 385
|  | 2021-06-02 10:00 |  | 385
|  | 2021-06-02 11:00 |  | 385
|  | 2021-06-02 12:00 |  | 385
|  | 2021-06-02 13:00 |  | 385
|  | 2021-06-02 14:00 |  | 385
|  | 2021-06-02 15:00 |  | 385
|  | 2021-06-02 16:00 |  | 385
|  | 2021-06-02 17:00 |  | 385
|  | 2021-06-02 18:00 |  | 385
|  | 2021-06-02 19:00 |  | 385
|  | 2021-06-02 20:00 |  | 385
|  | 2021-06-02 21:00 |  | 385
|  | 2021-06-02 22:00 |  | 385
|  | 2021-06-02 23:00 |  | 385
|  | 2021-06-03 |  | 385
|  | 2021-06-03 01:00 |  | 385
|  | 2021-06-03 02:00 |  | 385
|  | 2021-06-03 03:00 |  | 385
|  | 2021-06-03 04:00 |  | 385
|  | 2021-06-03 05:00 |  | 385
|  | 2021-06-03 06:00 |  | 385
|  | 2021-06-03 07:00 |  | 385
|  | 2021-06-03 08:00 |  | 385
|  | 2021-06-03 09:00 |  | 385
|  | 2021-06-03 10:00 |  | 385
|  | 2021-06-03 11:00 |  | 385
|  | 2021-06-03 12:00 |  | 385
|  | 2021-06-03 13:00 |  | 385
|  | 2021-06-03 14:00 |  | 385
|  | 2021-06-03 15:00 |  | 385
|  | 2021-06-03 16:00 |  | 385
|  | 2021-06-03 17:00 |  | 385
|  | 2021-06-03 18:00 |  | 385
|  | 2021-06-03 19:00 |  | 385
|  | 2021-06-03 20:00 |  | 385
|  | 2021-06-03 21:00 |  | 385
|  | 2021-06-03 22:00 |  | 385
|  | 2021-06-03 23:00 |  | 385
|  | 2021-06-04 |  | 385
|  | 2021-06-04 01:00 |  | 385
|  | 2021-06-04 02:00 |  | 385
|  | 2021-06-04 03:00 |  | 385
|  | 2021-06-04 04:00 |  | 385
|  | 2021-06-04 05:00 |  | 385
|  | 2021-06-04 06:00 |  | 385
|  | 2021-06-04 07:00 |  | 385
|  | 2021-06-04 08:00 |  | 385
|  | 2021-06-04 09:00 |  | 385
|  | 2021-06-04 10:00 |  | 385
|  | 2021-06-04 11:00 |  | 385
|  | 2021-06-04 12:00 |  | 385
|  | 2021-06-04 13:00 |  | 385
|  | 2021-06-04 14:00 |  | 385
|  | 2021-06-04 15:00 |  | 385
|  | 2021-06-04 16:00 |  | 385
|  | 2021-06-04 17:00 |  | 385
|  | 2021-06-04 18:00 |  | 385
|  | 2021-06-04 19:00 |  | 385
|  | 2021-06-04 20:00 |  | 385
|  | 2021-06-04 21:00 |  | 385
|  | 2021-06-04 22:00 |  | 385
|  | 2021-06-04 23:00 |  | 385
|  | 2021-06-05 |  | 385
|  | 2021-06-05 01:00 |  | 385
|  | 2021-06-05 02:00 |  | 385
|  | 2021-06-05 03:00 |  | 385
|  | 2021-06-05 04:00 |  | 385
|  | 2021-06-05 05:00 |  | 385
|  | 2021-06-05 06:00 |  | 385
|  | 2021-06-05 07:00 |  | 385
|  | 2021-06-05 08:00 |  | 385
|  | 2021-06-05 09:00 |  | 385
|  | 2021-06-05 10:00 |  | 385
|  | 2021-06-05 11:00 |  | 385
|  | 2021-06-05 12:00 |  | 385
|  | 2021-06-05 13:00 |  | 385
|  | 2021-06-05 14:00 |  | 385
|  | 2021-06-05 15:00 |  | 385
|  | 2021-06-05 16:00 |  | 385
|  | 2021-06-05 17:00 |  | 385
|  | 2021-06-05 18:00 |  | 385
|  | 2021-06-05 19:00 |  | 385
|  | 2021-06-05 20:00 |  | 385
|  | 2021-06-05 21:00 |  | 385
|  | 2021-06-05 22:00 |  | 385
|  | 2021-06-05 23:00 |  | 385
|  | 2021-06-06 |  | 385
|  | 2021-06-06 01:00 |  | 385
|  | 2021-06-06 02:00 |  | 385
|  | 2021-06-06 03:00 |  | 385
|  | 2021-06-06 04:00 |  | 385
|  | 2021-06-06 05:00 |  | 385
|  | 2021-06-06 06:00 |  | 385
|  | 2021-06-06 07:00 |  | 385
|  | 2021-06-06 08:00 |  | 385
|  | 2021-06-06 09:00 |  | 385
|  | 2021-06-06 10:00 |  | 385
|  | 2021-06-06 11:00 |  | 385
|  | 2021-06-06 12:00 |  | 385
|  | 2021-06-06 13:00 |  | 385
|  | 2021-06-06 14:00 |  | 385
|  | 2021-06-06 15:00 |  | 385
|  | 2021-06-06 16:00 |  | 385
|  | 2021-06-06 17:00 |  | 385
|  | 2021-06-06 18:00 |  | 385
|  | 2021-06-06 19:00 |  | 204
2021-06-06 20:00
2021-06-06 21:00
2021-06-06 22:00
2021-06-06 23:00
2021-06-07
2021-06-07 01:00
2021-06-07 02:00
2021-06-07 03:00
2021-06-07 04:00
2021-06-07 05:00
2021-06-07 06:00
2021-06-07 07:00
2021-06-07 08:00
2021-06-07 09:00
2021-06-07 10:00
2021-06-07 11:00
2021-06-07 12:00
2021-06-07 13:00
2021-06-07 14:00
2021-06-07 15:00
2021-06-07 16:00
2021-06-07 17:00
2021-06-07 18:00
2021-06-07 19:00
2021-06-07 20:00
2021-06-07 21:00
2021-06-07 22:00
2021-06-07 23:00
2021-06-08
2021-06-08 01:00
2021-06-08 02:00
2021-06-08 03:00
2021-06-08 04:00
2021-06-08 05:00
2021-06-08 06:00
2021-06-08 07:00
2021-06-08 08:00
2021-06-08 09:00
2021-06-08 10:00
2021-06-08 11:00
2021-06-08 12:00
2021-06-08 13:00
2021-06-08 14:00
2021-06-08 15:00
2021-06-08 16:00
2021-06-08 17:00
2021-06-08 18:00
2021-06-08 19:00
2021-06-08 20:00
2021-06-08 21:00
2021-06-08 22:00
2021-06-08 23:00
2021-06-09
2021-06-09 01:00
2021-06-09 02:00
2021-06-09 03:00
2021-06-09 04:00
2021-06-09 05:00
2021-06-09 06:00
2021-06-09 07:00
2021-06-09 08:00
2021-06-09 09:00
2021-06-09 10:00
2021-06-09 11:00
2021-06-09 12:00
2021-06-09 13:00
2021-06-09 14:00
2021-06-09 15:00
2021-06-09 16:00
2021-06-09 17:00
2021-06-09 18:00
2021-06-09 19:00
2021-06-09 20:00
2021-06-09 21:00
2021-06-09 22:00
2021-06-09 23:00
2021-06-10
2021-06-10 01:00
2021-06-10 02:00
2021-06-10 03:00
2021-06-10 04:00
2021-06-10 05:00
2021-06-10 06:00
2021-06-10 07:00
2021-06-10 08:00
2021-06-10 09:00
2021-06-10 10:00
2021-06-10 11:00
2021-06-10 12:00
2021-06-10 13:00
2021-06-10 14:00
2021-06-10 15:00
2021-06-10 16:00
2021-06-10 17:00
2021-06-10 18:00
2021-06-10 19:00
2021-06-10 20:00
2021-06-10 21:00
2021-06-10 22:00
2021-06-10 23:00
2021-06-11
2021-06-11 01:00
2021-06-11 02:00
2021-06-11 03:00
2021-06-11 04:00
2021-06-11 05:00
2021-06-11 06:00
2021-06-11 07:00
2021-06-11 08:00
2021-06-11 09:00
2021-06-11 10:00
2021-06-11 11:00
2021-06-11 12:00
2021-06-11 13:00
2021-06-11 14:00
2021-06-11 15:00
2021-06-11 16:00
2021-06-11 17:00
2021-06-11 18:00
2021-06-11 19:00
2021-06-11 20:00
2021-06-11 21:00
2021-06-11 22:00
2021-06-11 23:00
2021-06-12
2021-06-12 01:00
2021-06-12 02:00
2021-06-12 03:00
2021-06-12 04:00
2021-06-12 05:00
2021-06-12 06:00
2021-06-12 07:00
2021-06-12 08:00
2021-06-12 09:00
2021-06-12 10:00
2021-06-12 11:00
2021-06-12 12:00
2021-06-12 13:00
2021-06-12 14:00
2021-06-12 15:00
2021-06-12 16:00
2021-06-12 17:00
2021-06-12 18:00
2021-06-12 19:00
2021-06-12 20:00
2021-06-12 21:00
2021-06-12 22:00
2021-06-12 23:00
2021-06-13
2021-06-13 01:00
2021-06-13 02:00
2021-06-13 03:00
2021-06-13 04:00
2021-06-13 05:00
2021-06-13 06:00
2021-06-13 07:00
2021-06-13 08:00
2021-06-13 09:00
2021-06-13 10:00
2021-06-13 11:00
2021-06-13 12:00
2021-06-13 13:00
2021-06-13 14:00
2021-06-13 15:00
2021-06-13 16:00
2021-06-13 17:00
2021-06-13 18:00
2021-06-13 19:00
2021-06-13 20:00
2021-06-13 21:00
2021-06-13 22:00
2021-06-13 23:00
2021-06-14
2021-06-14 01:00
2021-06-14 02:00
2021-06-14 03:00
2021-06-14 04:00
2021-06-14 05:00
2021-06-14 06:00
2021-06-14 07:00
2021-06-14 08:00
2021-06-14 09:00
2021-06-14 10:00
2021-06-14 11:00
2021-06-14 12:00
2021-06-14 13:00
2021-06-14 14:00
2021-06-14 15:00
2021-06-14 16:00
2021-06-14 17:00
2021-06-14 18:00
2021-06-14 19:00
2021-06-14 20:00
2021-06-14 21:00
2021-06-14 22:00
2021-06-14 23:00
2021-06-15
2021-06-15 01:00
2021-06-15 02:00
2021-06-15 03:00
2021-06-15 04:00
2021-06-15 05:00
2021-06-15 06:00
2021-06-15 07:00
2021-06-15 08:00
2021-06-15 09:00
2021-06-15 10:00
2021-06-15 11:00
2021-06-15 12:00
2021-06-15 13:00
2021-06-15 14:00
2021-06-15 15:00
2021-06-15 16:00
2021-06-15 17:00
2021-06-15 18:00
2021-06-15 19:00
2021-06-15 20:00
2021-06-15 21:00
2021-06-15 22:00
2021-06-15 23:00
2021-06-16
2021-06-16 01:00
2021-06-16 02:00
2021-06-16 03:00
2021-06-16 04:00
2021-06-16 05:00
2021-06-16 06:00
2021-06-16 07:00
2021-06-16 08:00
2021-06-16 09:00
2021-06-16 10:00
2021-06-16 11:00
2021-06-16 12:00
2021-06-16 13:00
2021-06-16 14:00
2021-06-16 15:00
2021-06-16 16:00
2021-06-16 17:00
2021-06-16 18:00
2021-06-16 19:00
2021-06-16 20:00
2021-06-16 21:00
2021-06-16 22:00
2021-06-16 23:00
2021-06-17
2021-06-17 01:00
2021-06-17 02:00
2021-06-17 03:00
2021-06-17 04:00
2021-06-17 05:00
2021-06-17 06:00
2021-06-17 07:00
2021-06-17 08:00
2021-06-17 09:00
2021-06-17 10:00
2021-06-17 11:00
2021-06-17 12:00
2021-06-17 13:00
2021-06-17 14:00
2021-06-17 15:00
2021-06-17 16:00
2021-06-17 17:00
2021-06-17 18:00
2021-06-17 19:00
2021-06-17 20:00
2021-06-17 21:00
2021-06-17 22:00
2021-06-17 23:00
2021-06-18
2021-06-18 01:00
2021-06-18 02:00
2021-06-18 03:00
2021-06-18 04:00
2021-06-18 05:00
2021-06-18 06:00
2021-06-18 07:00
2021-06-18 08:00
2021-06-18 09:00
2021-06-18 10:00
2021-06-18 11:00
2021-06-18 12:00
2021-06-18 13:00
2021-06-18 14:00
2021-06-18 15:00
2021-06-18 16:00
2021-06-18 17:00
2021-06-18 18:00
2021-06-18 19:00
2021-06-18 20:00
2021-06-18 21:00
2021-06-18 22:00
2021-06-18 23:00
2021-06-19
2021-06-19 01:00
2021-06-19 02:00
2021-06-19 03:00
2021-06-19 04:00
2021-06-19 05:00
2021-06-19 06:00
2021-06-19 07:00
2021-06-19 08:00
2021-06-19 09:00
2021-06-19 10:00
2021-06-19 11:00
2021-06-19 12:00
2021-06-19 13:00
2021-06-19 14:00
2021-06-19 15:00
2021-06-19 16:00
2021-06-19 17:00
2021-06-19 18:00
2021-06-19 19:00
2021-06-19 20:00
2021-06-19 21:00
2021-06-19 22:00
2021-06-19 23:00
2021-06-20
2021-06-20 01:00
2021-06-20 02:00
2021-06-20 03:00
2021-06-20 04:00
2021-06-20 05:00
2021-06-20 06:00
2021-06-20 07:00
2021-06-20 08:00
2021-06-20 09:00
2021-06-20 10:00
2021-06-20 11:00
2021-06-20 12:00
2021-06-20 13:00
2021-06-20 14:00
2021-06-20 15:00
2021-06-20 16:00
2021-06-20 17:00
2021-06-20 18:00
2021-06-20 19:00
2021-06-20 20:00
2021-06-20 21:00
2021-06-20 22:00
2021-06-20 23:00
2021-06-21
2021-06-21 01:00
2021-06-21 02:00
2021-06-21 03:00
2021-06-21 04:00
2021-06-21 05:00
2021-06-21 06:00
2021-06-21 07:00
2021-06-21 08:00
2021-06-21 09:00
2021-06-21 10:00
2021-06-21 11:00
2021-06-21 12:00
2021-06-21 13:00
2021-06-21 14:00
2021-06-21 15:00
2021-06-21 16:00
2021-06-21 17:00
2021-06-21 18:00
2021-06-21 19:00
2021-06-21 20:00
2021-06-21 21:00
2021-06-21 22:00
2021-06-21 23:00
2021-06-22
2021-06-22 01:00
2021-06-22 02:00
2021-06-22 03:00
2021-06-22 04:00
2021-06-22 05:00
2021-06-22 06:00
2021-06-22 07:00
2021-06-22 08:00
2021-06-22 09:00
2021-06-22 10:00
2021-06-22 11:00
2021-06-22 12:00
2021-06-22 13:00
2021-06-22 14:00
2021-06-22 15:00
2021-06-22 16:00
2021-06-22 17:00
2021-06-22 18:00
2021-06-22 19:00
2021-06-22 20:00
2021-06-22 21:00
2021-06-22 22:00
2021-06-22 23:00
2021-06-23
2021-06-23 01:00
2021-06-23 02:00
2021-06-23 03:00
2021-06-23 04:00
2021-06-23 05:00
2021-06-23 06:00
2021-06-23 07:00
2021-06-23 08:00
2021-06-23 09:00
2021-06-23 10:00
2021-06-23 11:00
2021-06-23 12:00
2021-06-23 13:00
2021-06-23 14:00
2021-06-23 15:00
2021-06-23 16:00
2021-06-23 17:00
2021-06-23 18:00
2021-06-23 19:00
2021-06-23 20:00
2021-06-23 21:00
2021-06-23 22:00
2021-06-23 23:00
2021-06-24
2021-06-24 01:00
2021-06-24 02:00
2021-06-24 03:00
2021-06-24 04:00
2021-06-24 05:00
2021-06-24 06:00
2021-06-24 07:00
2021-06-24 08:00
2021-06-24 09:00
2021-06-24 10:00
2021-06-24 11:00
2021-06-24 12:00
2021-06-24 13:00
2021-06-24 14:00
2021-06-24 15:00
2021-06-24 16:00
2021-06-24 17:00
2021-06-24 18:00
2021-06-24 19:00
2021-06-24 20:00
2021-06-24 21:00
2021-06-24 22:00
2021-06-24 23:00
2021-06-25
2021-06-25 01:00
2021-06-25 02:00
2021-06-25 03:00
2021-06-25 04:00
2021-06-25 05:00
2021-06-25 06:00
2021-06-25 07:00
2021-06-25 08:00
2021-06-25 09:00
2021-06-25 10:00
2021-06-25 11:00
2021-06-25 12:00
2021-06-25 13:00
2021-06-25 14:00
2021-06-25 15:00
2021-06-25 16:00
2021-06-25 17:00
2021-06-25 18:00
2021-06-25 19:00
2021-06-25 20:00
2021-06-25 21:00
2021-06-25 22:00
2021-06-25 23:00
2021-06-26
2021-06-26 01:00
2021-06-26 02:00
2021-06-26 03:00
2021-06-26 04:00
2021-06-26 05:00
2021-06-26 06:00
2021-06-26 07:00
2021-06-26 08:00
2021-06-26 09:00
2021-06-26 10:00
2021-06-26 11:00
2021-06-26 12:00
2021-06-26 13:00
2021-06-26 14:00
2021-06-26 15:00
2021-06-26 16:00
2021-06-26 17:00
2021-06-26 18:00
2021-06-26 19:00
2021-06-26 20:00
2021-06-26 21:00
2021-06-26 22:00
2021-06-26 23:00
2021-06-27
2021-06-27 01:00
2021-06-27 02:00
2021-06-27 03:00
2021-06-27 04:00
2021-06-27 05:00
2021-06-27 06:00
2021-06-27 07:00
2021-06-27 08:00
2021-06-27 09:00
2021-06-27 10:00
2021-06-27 11:00
2021-06-27 12:00
2021-06-27 13:00
2021-06-27 14:00
2021-06-27 15:00
2021-06-27 16:00
2021-06-27 17:00
2021-06-27 18:00
2021-06-27 19:00
2021-06-27 20:00
2021-06-27 21:00
2021-06-27 22:00
2021-06-27 23:00
2021-06-28
|  | 2021-06-28 01:00 | 295
|  | 2021-06-28 02:00 | 295
|  | 2021-06-28 03:00 | 295
|  | 2021-06-28 04:00 | 295
|  | 2021-06-28 05:00 | 295
|  | 2021-06-28 06:00 | 295
|  | 2021-06-28 07:00 | 295
|  | 2021-06-28 08:00 | 295
|  | 2021-06-28 09:00 | 295
|  | 2021-06-28 10:00 | 295
|  | 2021-06-28 11:00 | 295
|  | 2021-06-28 12:00 | 295
|  | 2021-06-28 13:00 | 295
|  | 2021-06-28 14:00 | 295
|  | 2021-06-28 15:00 | 295
|  | 2021-06-28 16:00 | 295
|  | 2021-06-28 17:00 | 295
|  | 2021-06-28 18:00 | 295
|  | 2021-06-28 19:00 | 295
|  | 2021-06-28 20:00 | 295
|  | 2021-06-28 21:00 | 295
|  | 2021-06-28 22:00 | 295
|  | 2021-06-28 23:00 | 295
|  | 2021-06-29 | 295
|  | 2021-06-29 01:00 | 295
|  | 2021-06-29 02:00 | 295
|  | 2021-06-29 03:00 | 295
|  | 2021-06-29 04:00 | 295
|  | 2021-06-29 05:00 | 295
|  | 2021-06-29 06:00 | 295
|  | 2021-06-29 07:00 | 295
|  | 2021-06-29 08:00 | 295
|  | 2021-06-29 09:00 | 295
|  | 2021-06-29 10:00 | 295
|  | 2021-06-29 11:00 | 295
|  | 2021-06-29 12:00 | 295
|  | 2021-06-29 13:00 | 295
|  | 2021-06-29 14:00 | 295
|  | 2021-06-29 15:00 | 295
|  | 2021-06-29 16:00 | 295
|  | 2021-06-29 17:00 | 295
|  | 2021-06-29 18:00 | 295
|  | 2021-06-29 19:00 | 295
|  | 2021-06-29 20:00 | 295
|  | 2021-06-29 21:00 | 295
|  | 2021-06-29 22:00 | 295
|  | 2021-06-29 23:00 | 295
|  | 2021-06-30 | 295
|  | 2021-06-30 01:00 | 295
|  | 2021-06-30 02:00 | 295
|  | 2021-06-30 03:00 | 295
|  | 2021-06-30 04:00 | 295
|  | 2021-06-30 05:00 | 295
|  | 2021-06-30 06:00 | 295
|  | 2021-06-30 07:00 | 295
|  | 2021-06-30 08:00 | 295
|  | 2021-06-30 09:00 | 295
|  | 2021-06-30 10:00 | 295
|  | 2021-06-30 11:00 | 295
|  | 2021-06-30 12:00 | 295
|  | 2021-06-30 13:00 | 295
|  | 2021-06-30 14:00 | 295
|  | 2021-06-30 15:00 | 295
|  | 2021-06-30 16:00 | 295
|  | 2021-06-30 17:00 | 295
|  | 2021-06-30 18:00 | 295
|  | 2021-06-30 19:00 | 295
|  | 2021-06-30 20:00 | 295
|  | 2021-06-30 21:00 | 295
|  | 2021-06-30 22:00 | 295
|  | 2021-06-30 23:00 | 295
|  | 2021-07-01 | 295
Formulas:
Start Date = [Start Date, row above]+1/24

## Gen less Load (hidden)
| Member Name | Classification | Flow | Operating Date | Total | 01:00 | 02:00 | 03:00 | 04:00 | 05:00 | 06:00 | 07:00 | 08:00 | 09:00 | 10:00 | 11:00 | 12:00 | 13:00 | 14:00 | 15:00 | 16:00 | 17:00 | 18:00 | 19:00 | 20:00 | 21:00 | 22:00 | 23:00 | 24:00 | 24:00 | CK Total |  | ck for any day with Load > Gen
Start Date - 12/1/2014 1:00:00 AM End Date - 1/1/2015 12:00:00 AM Status Time - 02/02/15 09:23:53 EST Time Zone - EPT Version - Official
37335 | Big Sandy 1&2, Mitchell 1&2, Rockport 1&2 | Generation | EcoMax | 2014-12-01 | 27280.477 | 1077.756 | 1125.205 | 1133.618 | 1085.822 | 1098.754 | 1312.464 | 1242.67 | 1118.804 | 1108.731 | 1166.83 | 1204.804 | 1198.156 | 1193.91 | 1175.254 | 1170.913 | 1156.775 | 1124.942 | 1086.103 | 1059.395 | 1053.55 | 1059.511 | 1068.136 | 1101.561 | 1156.813 | 0 | 27280.477 | 0 | 0
37335 | Big Sandy 1&2, Mitchell 1&2, Rockport 1&2 | Generation | EcoMax | 2014-12-02 | 23908.882 | 1020.712 | 964.039 | 919.169 | 948.522 | 958.297 | 1030.893 | 952.026 | 912.46 | 912.83 | 911.193 | 929.423 | 937.299 | 933.604 | 940.056 | 954.324 | 953.802 | 975.51 | 1036.498 | 1079.97 | 1094.529 | 1091.341 | 1110.078 | 1149.071 | 1193.236 | 0 | 23908.882 | 0 | 0
37335 | Big Sandy 1&2, Mitchell 1&2, Rockport 1&2 | Generation | EcoMax | 2014-12-03 | 24599.984 | 1066.895 | 1086.746 | 1106.925 | 1113.085 | 1102.593 | 1236.891 | 1070.094 | 1038.241 | 1039.396 | 1029.401 | 1023.209 | 1024.811 | 1028.139 | 1010.869 | 1005.735 | 1010.514 | 996.114 | 943.149 | 934.197 | 929.608 | 929.589 | 934.178 | 956.346 | 983.259 | 0 | 24599.984 | 0 | 0
37335 | Big Sandy 1&2, Mitchell 1&2, Rockport 1&2 | Generation | EcoMax | 2014-12-04 | 15772.818 | 979.902 | 919.452 | 754.096 | 734.158 | 719.326 | 687.933 | 607.403 | 574.777 | 588.288 | 593.332 | 593.829 | 589.448 | 590.163 | 601.528 | 600.135 | 606.905 | 599.32 | 582.892 | 582.674 | 605.276 | 622.753 | 638.324 | 680.297 | 720.607 | 0 | 15772.818 | 0 | 0
37335 | Big Sandy 1&2, Mitchell 1&2, Rockport 1&2 | Generation | EcoMax | 2014-12-05 | 18003.953 | 762.636 | 788.191 | 791.272 | 754.953 | 751.495 | 744.712 | 715.684 | 686.686 | 692.439 | 686.763 | 698.341 | 698.572 | 720.919 | 745.895 | 778.219 | 776.607 | 764.703 | 745.005 | 746.789 | 753.208 | 771.292 | 781.299 | 810.337 | 837.936 | 0 | 18003.953 | 0 | 0
37335 | Big Sandy 1&2, Mitchell 1&2, Rockport 1&2 | Generation | EcoMax | 2014-12-06 | 17935.263 | 838.124 | 599.133 | 185.346 | 871.368 | 851.604 | 885.829 | 821.805 | 818.772 | 842.756 | 825.839 | 809.937 | 799.243 | 790.737 | 775.121 | 765.423 | 746.887 | 727.982 | 705.971 | 700.48 | 693.207 | 703.629 | 705.575 | 720.08 | 750.415 | 0 | 17935.263 | 0 | 0
37335 | Big Sandy 1&2, Mitchell 1&2, Rockport 1&2 | Generation | EcoMax | 2014-12-07 | 15430.983 | 767.491 | 783.026 | 783.227 | 732.165 | 697.779 | 767.117 | 761.67 | 704.235 | 668.755 | 655.293 | 684.356 | 619.679 | 641.387 | 651.894 | 665.99 | 654.196 | 629.048 | 559.017 | 517.894 | 496.023 | 476.869 | 485.107 | 506.322 | 522.443 | 0 | 15430.983 | 0 | 0
37335 | Big Sandy 1&2, Mitchell 1&2, Rockport 1&2 | Generation | EcoMax | 2014-12-08 | 17160.225 | 543.98 | 543.716 | 549.552 | 545.429 | 545.111 | 520.906 | 487.175 | 443.072 | 442.759 | 488.424 | 527.035 | 611.012 | 720.093 | 1095.046 | 936.023 | 869.91 | 886.039 | 818.565 | 846.486 | 859.85 | 869.479 | 892.82 | 935.047 | 1182.696 | 0 | 17160.225 | 0 | 0
37335 | Big Sandy 1&2, Mitchell 1&2, Rockport 1&2 | Generation | EcoMax | 2014-12-09 | 39361.979 | 1339.05 | 1376.901 | 1450.138 | 1499.179 | 1526.25 | 1689.364 | 1698.979 | 1581.084 | 1571.353 | 1565.846 | 1580.635 | 1631.367 | 1687.699 | 1689.865 | 1722.043 | 1755.508 | 1745.955 | 1709.127 | 1709.065 | 1733.203 | 1734.16 | 1752.99 | 1783.567 | 1828.651 | 0 | 39361.979 | 0 | 0
37335 | Big Sandy 1&2, Mitchell 1&2, Rockport 1&2 | Generation | EcoMax | 2014-12-10 | 40243.765 | 1036.266 | 1082.654 | 1872.753 | 1875.577 | 1860.433 | 1826.014 | 1746.264 | 1746.583 | 1702.11 | 1699.514 | 1699.468 | 1690.988 | 1687.763 | 1681.039 | 1692.148 | 1694.508 | 1697.327 | 1658.871 | 1659.012 | 1673.833 | 1690.154 | 1716.212 | 1758.184 | 1796.09 | 0 | 40243.765 | 0 | 0
37335 | Big Sandy 1&2, Mitchell 1&2, Rockport 1&2 | Generation | EcoMax | 2014-12-11 | 41431.002 | 1670.975 | 1696.091 | 1699.527 | 1695.962 | 1682.384 | 1806.095 | 1725.117 | 1684.329 | 1681.747 | 1687.819 | 1703.452 | 1742.894 | 1781.322 | 1808.182 | 1833.725 | 1830.74 | 1805.653 | 1749.184 | 1702.827 | 1686.893 | 1676.811 | 1668.126 | 1696.27 | 1714.877 | 0 | 41431.002 | 0 | 0
37335 | Big Sandy 1&2, Mitchell 1&2, Rockport 1&2 | Generation | EcoMax | 2014-12-12 | 40644.315 | 1560.879 | 1575.805 | 1570.483 | 1557.891 | 1545.838 | 1681.828 | 1572.177 | 1526.283 | 1560.008 | 1603.868 | 1677.576 | 1755.794 | 1813.399 | 1849.857 | 1878.794 | 1881.943 | 1853.617 | 1762.358 | 1720.329 | 1722.389 | 1728.076 | 1730.478 | 1747.729 | 1766.916 | 0 | 40644.315 | 0 | 0
37335 | Big Sandy 1&2, Mitchell 1&2, Rockport 1&2 | Generation | EcoMax | 2014-12-13 | 40863.714 | 1600.567 | 793.795 | 838.254 | 1618.744 | 1620.632 | 1784.549 | 1798.932 | 1787.926 | 1779.429 | 1777.038 | 1770.303 | 1784.838 | 1797.22 | 1818.822 | 1828.601 | 1835.786 | 1842.413 | 1799.771 | 1801.949 | 1805.167 | 1814.22 | 1826.859 | 1851.593 | 1886.306 | 0 | 40863.714 | 0 | 0
37335 | Big Sandy 1&2, Mitchell 1&2, Rockport 1&2 | Generation | EcoMax | 2014-12-14 | 43422.447 | 1720.062 | 1594.038 | 1688.941 | 1691.593 | 1685.973 | 1871.489 | 1859.933 | 1831.513 | 1822.229 | 1808.985 | 1827.527 | 1845.057 | 1838.208 | 1850.523 | 1870.538 | 1873.26 | 1864.007 | 1822.391 | 1812.367 | 1816.908 | 1816.238 | 1824.695 | 1852.073 | 1933.899 | 0 | 43422.447 | 0 | 0
37335 | Big Sandy 1&2, Mitchell 1&2, Rockport 1&2 | Generation | EcoMax | 2014-12-15 | 74758.596 | 3024.534 | 2997.089 | 3040.739 | 3059.251 | 3197.41 | 3178.35 | 3110.141 | 3116.996 | 3105.54 | 2969.973 | 2845.762 | 2972.916 | 3202.902 | 3229.474 | 3217.455 | 3197.155 | 3225.448 | 3171.918 | 3134.389 | 3126.133 | 3122.078 | 3133.019 | 3167.493 | 3212.431 | 0 | 74758.596 | 0 | 0
37335 | Big Sandy 1&2, Mitchell 1&2, Rockport 1&2 | Generation | EcoMax | 2014-12-16 | 73749.686 | 3074.442 | 3103.232 | 3033.289 | 3021.209 | 3130.544 | 3264.333 | 3193.978 | 3150.348 | 3022.395 | 3018.616 | 3030.663 | 3043.238 | 3010.141 | 2970.668 | 2966.098 | 3046.26 | 3028.373 | 3000.238 | 2993.101 | 2994.081 | 3096.146 | 3150.231 | 3183.035 | 3225.027 | 0 | 73749.686 | 0 | 0
37335 | Big Sandy 1&2, Mitchell 1&2, Rockport 1&2 | Generation | EcoMax | 2014-12-17 | 73685.199 | 3067.949 | 2961.558 | 3012.374 | 2971.916 | 3114.842 | 3199.418 | 3155.051 | 3106.372 | 3094.689 | 3087.999 | 3091.282 | 3096.111 | 3102.043 | 3033.607 | 3064.763 | 3136.291 | 3115.52 | 3063.155 | 3039.714 | 3033.628 | 3021.767 | 3019.559 | 3034.321 | 3061.27 | 0 | 73685.199 | 0 | 0
37335 | Big Sandy 1&2, Mitchell 1&2, Rockport 1&2 | Generation | EcoMax | 2014-12-18 | 71975.043 | 2912.84 | 2930.053 | 2943.465 | 2942.867 | 3044.489 | 3079.783 | 3013.252 | 2970.596 | 2999.29 | 2997.965 | 3008.625 | 3041.399 | 3065.692 | 3070.169 | 3053.147 | 3045.688 | 3025.735 | 2993.104 | 2984.182 | 2959.824 | 2947.761 | 2952.355 | 2977.637 | 3015.125 | 0 | 71975.043 | 0 | 0
37335 | Big Sandy 1&2, Mitchell 1&2, Rockport 1&2 | Generation | EcoMax | 2014-12-19 | 69652.051 | 3045.333 | 2950.861 | 2934.589 | 2930.006 | 2914.057 | 2877.717 | 2967.107 | 2937.961 | 2856.149 | 2869.873 | 2881.447 | 2766.038 | 2831.173 | 2850.55 | 2856.509 | 2865.621 | 2886.618 | 2932.97 | 2902.271 | 2904.333 | 2895.232 | 2894.816 | 2905.432 | 2995.388 | 0 | 69652.051 | 0 | 0
37335 | Big Sandy 1&2, Mitchell 1&2, Rockport 1&2 | Generation | EcoMax | 2014-12-20 | 66770.493 | 2484.88 | 2206.392 | 1910.477 | 1990.772 | 1975.417 | 2616.641 | 2795.076 | 2868.841 | 2858.51 | 2847.902 | 2900.364 | 2940.592 | 2995.189 | 3035.638 | 3046.139 | 3057.052 | 3055.455 | 3030.64 | 3023.079 | 3024.508 | 3030.731 | 3031.805 | 3035.667 | 3008.726 | 0 | 66770.493 | 0 | 0
37335 | Big Sandy 1&2, Mitchell 1&2, Rockport 1&2 | Generation | EcoMax | 2014-12-21 | 65212.097 | 1754.772 | 1740.744 | 1733.085 | 1717.855 | 1706.988 | 2174.132 | 2962.362 | 2935.093 | 2909.765 | 2913.496 | 2971.264 | 3046.511 | 3096.23 | 3134.503 | 3157.238 | 3161.844 | 3116.583 | 3055.66 | 3005.08 | 2981.743 | 2975.133 | 2973.9 | 2982.556 | 3005.56 | 0 | 65212.097 | 0 | 0
37335 | Big Sandy 1&2, Mitchell 1&2, Rockport 1&2 | Generation | EcoMax | 2014-12-22 | 71279.219 | 2547.265 | 2548.854 | 2547.95 | 2558.296 | 2553.683 | 3041.531 | 2991.584 | 2945.882 | 2946.285 | 2977.928 | 3021.014 | 3078.777 | 3128.184 | 3158.115 | 3175.4 | 3190.834 | 3177.555 | 3135.712 | 3155.208 | 3126.695 | 3071.272 | 3047.827 | 3058.957 | 3094.411 | 0 | 71279.219 | 0 | 0
37335 | Big Sandy 1&2, Mitchell 1&2, Rockport 1&2 | Generation | EcoMax | 2014-12-23 | 71394.326 | 2818.006 | 2221.7 | 2247.752 | 2838.252 | 2802.319 | 2915.466 | 3063.221 | 3035.042 | 3024.652 | 3027.042 | 3048.162 | 3060.599 | 3077.97 | 3103.414 | 3115.491 | 3124.773 | 3107.395 | 3064.37 | 3063.938 | 3077.491 | 3089.644 | 3113.519 | 3144.381 | 3209.727 | 0 | 71394.326 | 0 | 0
37335 | Big Sandy 1&2, Mitchell 1&2, Rockport 1&2 | Generation | EcoMax | 2014-12-24 | 80273.327 | 2169.174 | 2283.233 | 2371.374 | 2403.265 | 2530.5 | 3682.834 | 3663.21 | 3640.92 | 3628.67 | 3608.764 | 3598.055 | 3601.455 | 3617.568 | 3639.848 | 3651.962 | 3656.849 | 3658.208 | 3629.263 | 3626.118 | 3595.348 | 3566.04 | 3562.273 | 3534.752 | 3353.644 | 0 | 80273.327 | 0 | 0
37335 | Big Sandy 1&2, Mitchell 1&2, Rockport 1&2 | Generation | EcoMax | 2014-12-25 | 80904.145 | 3060.427 | 3005.941 | 2997.533 | 2965.121 | 3031.854 | 3384.611 | 3311.85 | 3427.715 | 3552.895 | 3525.481 | 3514.106 | 3517.948 | 3534.61 | 3521.731 | 3318.607 | 3359.803 | 3479.078 | 3563.904 | 3518.991 | 3492.12 | 3466.164 | 3453.068 | 3449.275 | 3451.312 | 0 | 80904.145 | 0 | 0
37335 | Big Sandy 1&2, Mitchell 1&2, Rockport 1&2 | Generation | EcoMax | 2014-12-26 | 81876.565 | 3341.303 | 3340.387 | 3310.045 | 3296.94 | 3401.107 | 3412.652 | 3383.632 | 3352.91 | 3344.054 | 3353.444 | 3395.645 | 3430.481 | 3524.798 | 3566.681 | 3591.531 | 3484.15 | 3538.429 | 3376.909 | 3459.587 | 3472.994 | 3387.747 | 3382.275 | 3399.916 | 3328.948 | 0 | 81876.565 | 0 | 0
37335 | Big Sandy 1&2, Mitchell 1&2, Rockport 1&2 | Generation | EcoMax | 2014-12-27 | 80788.804 | 3345.725 | 2538.203 | 2988.293 | 2914.476 | 3416.564 | 3434.028 | 3428.216 | 3405.192 | 3392.441 | 3385.484 | 3416.292 | 3462.537 | 3495.155 | 3385.298 | 3334.624 | 3514.97 | 3512.172 | 3494.866 | 3475.922 | 3480.645 | 3486.283 | 3497.745 | 3511.094 | 3472.579 | 0 | 80788.804 | 0 | 0
37335 | Big Sandy 1&2, Mitchell 1&2, Rockport 1&2 | Generation | EcoMax | 2014-12-28 | 82678.519 | 3415.988 | 3249.949 | 3252.864 | 3340.865 | 3338.636 | 3318.794 | 3329.511 | 3468.218 | 3420.355 | 3461.991 | 3500.499 | 3495.008 | 3512.312 | 3533.916 | 3536.792 | 3544.455 | 3529.928 | 3497.936 | 3486.56 | 3488.256 | 3486.815 | 3502.199 | 3514.937 | 3451.735 | 0 | 82678.519 | 0 | 0
37335 | Big Sandy 1&2, Mitchell 1&2, Rockport 1&2 | Generation | EcoMax | 2014-12-29 | 80111.42 | 3560.853 | 3563.133 | 3569.736 | 3556.733 | 3546.819 | 3516.253 | 3378.968 | 3274.015 | 3248.319 | 3228.725 | 3224.364 | 3223.064 | 3224.942 | 3265.822 | 3297.419 | 3299.264 | 3271.429 | 3246.607 | 3237.211 | 3252.722 | 3252.324 | 3267.948 | 3289.781 | 3314.969 | 0 | 80111.42 | 0 | 0
37335 | Big Sandy 1&2, Mitchell 1&2, Rockport 1&2 | Generation | EcoMax | 2014-12-30 | 76142.421 | 3107.876 | 3115.209 | 3118.487 | 3108.548 | 3098.562 | 3296.709 | 3249.698 | 3167.245 | 3125.852 | 3115.723 | 3138.335 | 3158.685 | 3182.376 | 3207.308 | 3227.216 | 3264.871 | 3246.334 | 3191.497 | 3144.825 | 3141.183 | 3150.607 | 3183.468 | 3187.831 | 3213.976 | 0 | 76142.421 | 0 | 0
37336 | Big Sandy 1&2, Mitchell 1&2, Rockport 1&2 | Generation | EcoMax | 2014-12-31 | 73486.486 | 3066.431 | 2485.815 | 2698.667 | 3061.868 | 3044.808 | 3181.543 | 3136.027 | 3071.305 | 3011.479 | 3013.512 | 3058.304 | 3105.694 | 3144.273 | 3183.257 | 3204.965 | 3210.829 | 3188.193 | 3117.134 | 3085.757 | 3080.775 | 3076.389 | 3081.806 | 3085.017 | 3092.638 | 0 | 73486.486 | 0 | 0
| Check for any hours with Load > Gen |  |  |  |  | 0 | 0 | 0 | 0 | 0 | 0 | 0 | 0 | 0 | 0 | 0 | 0 | 0 | 0 | 0 | 0 | 0 | 0 | 0 | 0 | 0 | 0 | 0 | 0 | 0 | 0
[5 empty] | 1680798.204 | [25 empty] | 1680798.204 | 0
1680798.204

## Generation (EcoMax) (hidden)
| Member Name | Classification | Flow | Operating Date | Total | 01:00 | 02:00 | 03:00 | 04:00 | 05:00 | 06:00 | 07:00 | 08:00 | 09:00 | 10:00 | 11:00 | 12:00 | 13:00 | 14:00 | 15:00 | 16:00 | 17:00 | 18:00 | 19:00 | 20:00 | 21:00 | 22:00 | 23:00 | 24:00 | 24:00 | CK
Start Date - 12/1/2014 1:00:00 AM End Date - 1/1/2015 12:00:00 AM Status Time - 02/02/15 09:23:53 EST Time Zone - EPT Version - Official
37335 | Big Sandy 1&2, Mitchell 1&2, Rockport 1&2 | Generation | EcoMax | 2014-12-01 | 45815 | 1698 | 1731 | 1733 | 1694 | 1715 | 1966 | 1970 | 1881 | 1875 | 1933 | 1974 | 1973 | 1972 | 1973 | 1973 | 1973 | 1972 | 1973 | 1973 | 1973 | 1973 | 1973 | 1973 | 1971 | 0 | 45815 | 0
37335 | Big Sandy 1&2, Mitchell 1&2, Rockport 1&2 | Generation | EcoMax | 2014-12-02 | 44447 | 1804 | 1735 | 1673 | 1704 | 1720 | 1836 | 1837 | 1837 | 1838 | 1838 | 1837 | 1837 | 1838 | 1836 | 1837 | 1839 | 1839 | 1928 | 1971 | 1971 | 1973 | 1973 | 1973 | 1973 | 0 | 44447 | 0
37335 | Big Sandy 1&2, Mitchell 1&2, Rockport 1&2 | Generation | EcoMax | 2014-12-03 | 44800 | 1805 | 1804 | 1803 | 1804 | 1802 | 1971 | 1878 | 1879 | 1880 | 1878 | 1878 | 1878 | 1879 | 1879 | 1879 | 1879 | 1878 | 1878 | 1878 | 1878 | 1878 | 1878 | 1878 | 1878 | 0 | 44800 | 0
37335 | Big Sandy 1&2, Mitchell 1&2, Rockport 1&2 | Generation | EcoMax | 2014-12-04 | 38320 | 1839 | 1763 | 1590 | 1575 | 1577 | 1576 | 1577 | 1577 | 1577 | 1577 | 1577 | 1580 | 1581 | 1582 | 1579 | 1577 | 1576 | 1577 | 1577 | 1577 | 1578 | 1577 | 1577 | 1577 | 0 | 38320 | 0
37335 | Big Sandy 1&2, Mitchell 1&2, Rockport 1&2 | Generation | EcoMax | 2014-12-05 | 37666 | 1576 | 1575 | 1556 | 1522 | 1524 | 1536 | 1575 | 1578 | 1577 | 1577 | 1577 | 1577 | 1577 | 1577 | 1577 | 1577 | 1577 | 1577 | 1577 | 1576 | 1577 | 1576 | 1576 | 1572 | 0 | 37666 | 0
37335 | Big Sandy 1&2, Mitchell 1&2, Rockport 1&2 | Generation | EcoMax | 2014-12-06 | 36561 | 1550 | 1286 | 859 | 1534 | 1516 | 1549 | 1516 | 1533 | 1576 | 1577 | 1577 | 1577 | 1577 | 1577 | 1577 | 1576 | 1576 | 1577 | 1577 | 1567 | 1577 | 1577 | 1577 | 1576 | 0 | 36561 | 0
37335 | Big Sandy 1&2, Mitchell 1&2, Rockport 1&2 | Generation | EcoMax | 2014-12-07 | 35497 | 1576 | 1575 | 1571 | 1520 | 1487 | 1569 | 1577 | 1543 | 1534 | 1535 | 1533 | 1425 | 1422 | 1419 | 1420 | 1421 | 1421 | 1422 | 1421 | 1421 | 1421 | 1421 | 1421 | 1422 | 0 | 35497 | 0
37335 | Big Sandy 1&2, Mitchell 1&2, Rockport 1&2 | Generation | EcoMax | 2014-12-08 | 39238 | 1421 | 1421 | 1422 | 1420 | 1427 | 1421 | 1445 | 1440 | 1440 | 1469 | 1493 | 1551 | 1627 | 1989 | 1801 | 1728 | 1763 | 1740 | 1800 | 1822 | 1825 | 1842 | 1857 | 2074 | 0 | 39238 | 0
37335 | Big Sandy 1&2, Mitchell 1&2, Rockport 1&2 | Generation | EcoMax | 2014-12-09 | 61182 | 2193 | 2207 | 2264 | 2318 | 2353 | 2539 | 2618 | 2534 | 2519 | 2518 | 2520 | 2564 | 2609 | 2609 | 2636 | 2673 | 2672 | 2674 | 2675 | 2697 | 2700 | 2698 | 2696 | 2696 | 0 | 61182 | 0
37335 | Big Sandy 1&2, Mitchell 1&2, Rockport 1&2 | Generation | EcoMax | 2014-12-10 | 63395 | 1880 | 1903 | 2695 | 2695 | 2695 | 2696 | 2697 | 2737 | 2694 | 2692 | 2692 | 2692 | 2694 | 2695 | 2696 | 2703 | 2716 | 2715 | 2716 | 2723 | 2729 | 2747 | 2748 | 2745 | 0 | 63395 | 0
37335 | Big Sandy 1&2, Mitchell 1&2, Rockport 1&2 | Generation | EcoMax | 2014-12-11 | 65093 | 2584 | 2584 | 2584 | 2584 | 2584 | 2744 | 2744 | 2744 | 2741 | 2736 | 2735 | 2736 | 2737 | 2746 | 2745 | 2745 | 2745 | 2745 | 2746 | 2751 | 2759 | 2758 | 2759 | 2757 | 0 | 65093 | 0
37335 | Big Sandy 1&2, Mitchell 1&2, Rockport 1&2 | Generation | EcoMax | 2014-12-12 | 65116 | 2584 | 2582 | 2582 | 2581 | 2582 | 2770 | 2737 | 2718 | 2752 | 2752 | 2754 | 2754 | 2754 | 2753 | 2754 | 2751 | 2751 | 2719 | 2709 | 2722 | 2748 | 2767 | 2770 | 2770 | 0 | 65116 | 0
37335 | Big Sandy 1&2, Mitchell 1&2, Rockport 1&2 | Generation | EcoMax | 2014-12-13 | 63805 | 2590 | 1768 | 1799 | 2582 | 2585 | 2754 | 2776 | 2776 | 2779 | 2777 | 2769 | 2765 | 2757 | 2757 | 2757 | 2756 | 2757 | 2758 | 2758 | 2757 | 2758 | 2758 | 2756 | 2756 | 0 | 63805 | 0
37335 | Big Sandy 1&2, Mitchell 1&2, Rockport 1&2 | Generation | EcoMax | 2014-12-14 | 64025 | 2570 | 2430 | 2517 | 2517 | 2516 | 2704 | 2705 | 2705 | 2705 | 2705 | 2707 | 2707 | 2705 | 2705 | 2705 | 2705 | 2706 | 2707 | 2709 | 2712 | 2717 | 2709 | 2705 | 2752 | 0 | 64025 | 0
37335 | Big Sandy 1&2, Mitchell 1&2, Rockport 1&2 | Generation | EcoMax | 2014-12-15 | 95492 | 3818 | 3780 | 3816 | 3838 | 3989 | 4005 | 4009 | 4059 | 4059 | 3914 | 3761 | 3855 | 4056 | 4055 | 4027 | 4000 | 4043 | 4058 | 4059 | 4059 | 4060 | 4059 | 4058 | 4055 | 0 | 95492 | 0
37335 | Big Sandy 1&2, Mitchell 1&2, Rockport 1&2 | Generation | EcoMax | 2014-12-16 | 94208 | 3869 | 3867 | 3778 | 3760 | 3882 | 4049 | 4055 | 4057 | 3922 | 3909 | 3906 | 3907 | 3869 | 3830 | 3824 | 3905 | 3908 | 3908 | 3912 | 3911 | 4009 | 4059 | 4057 | 4055 | 0 | 94208 | 0
37335 | Big Sandy 1&2, Mitchell 1&2, Rockport 1&2 | Generation | EcoMax | 2014-12-17 | 95710 | 3857 | 3731 | 3773 | 3733 | 3888 | 4020 | 4055 | 4057 | 4057 | 4052 | 4051 | 4051 | 4050 | 3962 | 3976 | 4047 | 4048 | 4047 | 4049 | 4050 | 4050 | 4049 | 4038 | 4019 | 0 | 95710 | 0
37335 | Big Sandy 1&2, Mitchell 1&2, Rockport 1&2 | Generation | EcoMax | 2014-12-18 | 95371 | 3829 | 3828 | 3828 | 3828 | 3942 | 4018 | 4019 | 4024 | 4055 | 4043 | 4039 | 4033 | 4034 | 4021 | 4013 | 4004 | 4005 | 4007 | 4000 | 3977 | 3960 | 3956 | 3954 | 3954 | 0 | 95371 | 0
37335 | Big Sandy 1&2, Mitchell 1&2, Rockport 1&2 | Generation | EcoMax | 2014-12-19 | 92980 | 3951 | 3833 | 3810 | 3811 | 3812 | 3812 | 3966 | 3973 | 3890 | 3909 | 3907 | 3747 | 3786 | 3787 | 3788 | 3803 | 3832 | 3928 | 3930 | 3930 | 3931 | 3927 | 3929 | 3988 | 0 | 92980 | 0
37335 | Big Sandy 1&2, Mitchell 1&2, Rockport 1&2 | Generation | EcoMax | 2014-12-20 | 89231 | 3444 | 3146 | 2840 | 2902 | 2903 | 3553 | 3745 | 3852 | 3850 | 3849 | 3890 | 3903 | 3924 | 3941 | 3941 | 3941 | 3943 | 3957 | 3961 | 3961 | 3961 | 3959 | 3954 | 3911 | 0 | 89231 | 0
37335 | Big Sandy 1&2, Mitchell 1&2, Rockport 1&2 | Generation | EcoMax | 2014-12-21 | 87103 | 2650 | 2638 | 2638 | 2633 | 2633 | 3125 | 3933 | 3937 | 3937 | 3939 | 3937 | 3936 | 3935 | 3935 | 3935 | 3935 | 3916 | 3916 | 3919 | 3922 | 3942 | 3937 | 3938 | 3937 | 0 | 87103 | 0
37335 | Big Sandy 1&2, Mitchell 1&2, Rockport 1&2 | Generation | EcoMax | 2014-12-22 | 92075 | 3460 | 3454 | 3450 | 3452 | 3454 | 3956 | 3929 | 3910 | 3916 | 3940 | 3948 | 3956 | 3955 | 3954 | 3953 | 3954 | 3952 | 3951 | 4000 | 3969 | 3913 | 3889 | 3880 | 3880 | 0 | 92075 | 0
37335 | Big Sandy 1&2, Mitchell 1&2, Rockport 1&2 | Generation | EcoMax | 2014-12-23 | 89936 | 3576 | 2959 | 2973 | 3554 | 3525 | 3658 | 3849 | 3855 | 3856 | 3855 | 3854 | 3855 | 3854 | 3873 | 3874 | 3873 | 3873 | 3875 | 3876 | 3878 | 3878 | 3889 | 3898 | 3926 | 0 | 89936 | 0
37335 | Big Sandy 1&2, Mitchell 1&2, Rockport 1&2 | Generation | EcoMax | 2014-12-24 | 96600 | 2844 | 2930 | 3006 | 3026 | 3152 | 4313 | 4320 | 4320 | 4320 | 4320 | 4320 | 4320 | 4320 | 4320 | 4320 | 4320 | 4320 | 4320 | 4320 | 4295 | 4275 | 4280 | 4258 | 4061 | 0 | 96600 | 0
37335 | Big Sandy 1&2, Mitchell 1&2, Rockport 1&2 | Generation | EcoMax | 2014-12-25 | 99287 | 3761 | 3700 | 3685 | 3657 | 3730 | 4104 | 4044 | 4179 | 4320 | 4320 | 4320 | 4320 | 4320 | 4275 | 4045 | 4074 | 4193 | 4320 | 4320 | 4320 | 4320 | 4320 | 4320 | 4320 | 0 | 99287 | 0
37335 | Big Sandy 1&2, Mitchell 1&2, Rockport 1&2 | Generation | EcoMax | 2014-12-26 | 102096 | 4197 | 4197 | 4173 | 4165 | 4286 | 4320 | 4320 | 4320 | 4320 | 4320 | 4320 | 4288 | 4319 | 4320 | 4314 | 4204 | 4264 | 4152 | 4269 | 4294 | 4206 | 4205 | 4205 | 4118 | 0 | 102096 | 0
37335 | Big Sandy 1&2, Mitchell 1&2, Rockport 1&2 | Generation | EcoMax | 2014-12-27 | 98468 | 4112 | 3288 | 3721 | 3648 | 4153 | 4179 | 4193 | 4193 | 4193 | 4194 | 4203 | 4220 | 4220 | 4087 | 4016 | 4185 | 4192 | 4220 | 4220 | 4220 | 4220 | 4220 | 4216 | 4155 | 0 | 98468 | 0
37335 | Big Sandy 1&2, Mitchell 1&2, Rockport 1&2 | Generation | EcoMax | 2014-12-28 | 100176 | 4066 | 3887 | 3883 | 3973 | 3969 | 3966 | 3990 | 4151 | 4125 | 4204 | 4240 | 4240 | 4265 | 4296 | 4300 | 4300 | 4300 | 4301 | 4303 | 4303 | 4300 | 4300 | 4300 | 4214 | 0 | 100176 | 0
37335 | Big Sandy 1&2, Mitchell 1&2, Rockport 1&2 | Generation | EcoMax | 2014-12-29 | 101279 | 4300 | 4298 | 4300 | 4300 | 4300 | 4300 | 4214 | 4156 | 4156 | 4158 | 4159 | 4159 | 4161 | 4197 | 4226 | 4225 | 4207 | 4209 | 4209 | 4211 | 4210 | 4209 | 4208 | 4207 | 0 | 101279 | 0
37335 | Big Sandy 1&2, Mitchell 1&2, Rockport 1&2 | Generation | EcoMax | 2014-12-30 | 99571 | 3976 | 3972 | 3972 | 3972 | 3972 | 4196 | 4206 | 4192 | 4169 | 4170 | 4171 | 4170 | 4169 | 4170 | 4172 | 4184 | 4188 | 4189 | 4191 | 4198 | 4219 | 4254 | 4251 | 4248 | 0 | 99571 | 0
37335 | Big Sandy 1&2, Mitchell 1&2, Rockport 1&2 | Generation | EcoMax | 2014-12-31 | 98856 | 4080 | 3490 | 3706 | 4077 | 4077 | 4248 | 4253 | 4232 | 4194 | 4180 | 4177 | 4172 | 4171 | 4171 | 4171 | 4171 | 4171 | 4158 | 4169 | 4159 | 4157 | 4157 | 4158 | 4157 | 0 | 98856 | 0
2333399

## KP Internal Load (hidden)
Member Name | Classification | Flow | Operating Date | Total | 01:00 | 02:00 | 03:00 | 04:00 | 05:00 | 06:00 | 07:00 | 08:00 | 09:00 | 10:00 | 11:00 | 12:00 | 13:00 | 14:00 | 15:00 | 16:00 | 17:00 | 18:00 | 19:00 | 20:00 | 21:00 | 22:00 | 23:00 | 24:00 | 24:00 | 24:00
Start Date - 12/1/2014 1:00:00 AM End Date - 1/1/2015 12:00:00 AM Status Time - 02/02/15 09:21:53 EST Time Zone - EPT Version - Official
KP - INTERNAL(17)01/01/1996 Load | Group | Result | 2014-12-01 | 18534.523 | 620.244 | 605.795 | 599.382 | 608.178 | 616.246 | 653.536 | 727.33 | 762.196 | 766.269 | 766.17 | 769.196 | 774.844 | 778.09 | 797.746 | 802.087 | 816.225 | 847.058 | 886.897 | 913.605 | 919.45 | 913.489 | 904.864 | 871.439 | 814.187
KP - INTERNAL(17)01/01/1996 Load | Group | Result | 2014-12-02 | 20538.118 | 783.288 | 770.961 | 753.831 | 755.478 | 761.703 | 805.107 | 884.974 | 924.54 | 925.17 | 926.807 | 907.577 | 899.701 | 904.396 | 895.944 | 882.676 | 885.198 | 863.49 | 891.502 | 891.03 | 876.471 | 881.659 | 862.922 | 823.929 | 779.764
KP - INTERNAL(17)01/01/1996 Load | Group | Result | 2014-12-03 | 20200.016 | 738.105 | 717.254 | 696.075 | 690.915 | 699.407 | 734.109 | 807.906 | 840.759 | 840.604 | 848.599 | 854.791 | 853.189 | 850.861 | 868.131 | 873.265 | 868.486 | 881.886 | 934.851 | 943.803 | 948.392 | 948.411 | 943.822 | 921.654 | 894.741
KP - INTERNAL(17)01/01/1996 Load | Group | Result | 2014-12-04 | 22547.182 | 859.098 | 843.548 | 835.904 | 840.842 | 857.674 | 888.067 | 969.597 | 1002.223 | 988.712 | 983.668 | 983.171 | 990.552 | 990.837 | 980.472 | 978.865 | 970.095 | 976.68 | 994.108 | 994.326 | 971.724 | 955.247 | 938.676 | 896.703 | 856.393
KP - INTERNAL(17)01/01/1996 Load | Group | Result | 2014-12-05 | 19662.047 | 813.364 | 786.809 | 764.728 | 767.047 | 772.505 | 791.288 | 859.316 | 891.314 | 884.561 | 890.237 | 878.659 | 878.428 | 856.081 | 831.105 | 798.781 | 800.393 | 812.297 | 831.995 | 830.211 | 822.792 | 805.708 | 794.701 | 765.663 | 734.064
KP - INTERNAL(17)01/01/1996 Load | Group | Result | 2014-12-06 | 18625.737 | 711.876 | 686.867 | 673.654 | 662.632 | 664.396 | 663.171 | 694.195 | 714.228 | 733.244 | 751.161 | 767.063 | 777.757 | 786.263 | 801.879 | 811.577 | 829.113 | 848.018 | 871.029 | 876.52 | 873.793 | 873.371 | 871.425 | 856.92 | 825.585
KP - INTERNAL(17)01/01/1996 Load | Group | Result | 2014-12-07 | 20066.017 | 808.509 | 791.974 | 787.773 | 787.835 | 789.221 | 801.883 | 815.33 | 838.765 | 865.245 | 879.707 | 848.644 | 805.321 | 780.613 | 767.106 | 754.01 | 766.804 | 791.952 | 862.983 | 903.106 | 924.977 | 944.131 | 935.893 | 914.678 | 899.557
KP - INTERNAL(17)01/01/1996 Load | Group | Result | 2014-12-08 | 22077.775 | 877.02 | 877.284 | 872.448 | 874.571 | 881.889 | 900.094 | 957.825 | 996.928 | 997.241 | 980.576 | 965.965 | 939.988 | 906.907 | 893.954 | 864.977 | 858.09 | 876.961 | 921.435 | 953.514 | 962.15 | 955.521 | 949.18 | 921.953 | 891.304
KP - INTERNAL(17)01/01/1996 Load | Group | Result | 2014-12-09 | 21820.021 | 853.95 | 830.099 | 813.862 | 818.821 | 826.75 | 849.636 | 919.021 | 952.916 | 947.647 | 952.154 | 939.365 | 932.633 | 921.301 | 919.135 | 913.957 | 917.492 | 926.045 | 964.873 | 965.935 | 963.797 | 965.84 | 945.01 | 912.433 | 867.349
KP - INTERNAL(17)01/01/1996 Load | Group | Result | 2014-12-10 | 23151.235 | 843.734 | 820.346 | 822.247 | 819.423 | 834.567 | 869.986 | 950.736 | 990.417 | 991.89 | 992.486 | 992.532 | 1001.012 | 1006.237 | 1013.961 | 1003.852 | 1008.492 | 1018.673 | 1056.129 | 1056.988 | 1049.167 | 1038.846 | 1030.788 | 989.816 | 948.91
KP - INTERNAL(17)01/01/1996 Load | Group | Result | 2014-12-11 | 23661.998 | 913.025 | 887.909 | 884.473 | 888.038 | 901.616 | 937.905 | 1018.883 | 1059.671 | 1059.253 | 1048.181 | 1031.548 | 993.106 | 955.678 | 937.818 | 911.275 | 914.26 | 939.347 | 995.816 | 1043.173 | 1064.107 | 1082.189 | 1089.874 | 1062.73 | 1042.123
KP - INTERNAL(17)01/01/1996 Load | Group | Result | 2014-12-12 | 24471.685 | 1023.121 | 1006.195 | 1011.517 | 1023.109 | 1036.162 | 1088.172 | 1164.823 | 1191.717 | 1191.992 | 1148.132 | 1076.424 | 998.206 | 940.601 | 903.143 | 875.206 | 869.057 | 897.383 | 956.642 | 988.671 | 999.611 | 1019.924 | 1036.522 | 1022.271 | 1003.084
KP - INTERNAL(17)01/01/1996 Load | Group | Result | 2014-12-13 | 22941.286 | 989.433 | 974.205 | 960.746 | 963.256 | 964.368 | 969.451 | 977.068 | 988.074 | 999.571 | 999.962 | 998.697 | 980.162 | 959.78 | 938.178 | 928.399 | 920.214 | 914.587 | 958.229 | 956.051 | 951.833 | 943.78 | 931.141 | 904.407 | 869.694
KP - INTERNAL(17)01/01/1996 Load | Group | Result | 2014-12-14 | 20602.553 | 849.938 | 835.962 | 828.059 | 825.407 | 830.027 | 832.511 | 845.067 | 873.487 | 882.771 | 896.015 | 879.473 | 861.943 | 866.792 | 854.477 | 834.462 | 831.74 | 841.993 | 884.609 | 896.633 | 895.092 | 900.762 | 884.305 | 852.927 | 818.101
KP - INTERNAL(17)01/01/1996 Load | Group | Result | 2014-12-15 | 20733.404 | 793.466 | 782.911 | 775.261 | 778.749 | 791.59 | 826.65 | 898.859 | 942.004 | 953.46 | 944.027 | 915.238 | 882.084 | 853.098 | 825.526 | 809.545 | 802.845 | 817.552 | 886.082 | 924.611 | 932.867 | 937.922 | 925.981 | 890.507 | 842.569
KP - INTERNAL(17)01/01/1996 Load | Group | Result | 2014-12-16 | 20458.314 | 794.558 | 763.768 | 744.711 | 738.791 | 751.456 | 784.667 | 861.022 | 906.652 | 899.605 | 890.384 | 875.337 | 863.762 | 858.859 | 859.332 | 857.902 | 858.74 | 879.627 | 907.762 | 918.899 | 916.919 | 912.854 | 908.769 | 873.965 | 829.973
KP - INTERNAL(17)01/01/1996 Load | Group | Result | 2014-12-17 | 22024.801 | 789.051 | 769.442 | 760.626 | 761.084 | 773.158 | 820.582 | 899.949 | 950.628 | 962.311 | 964.001 | 959.718 | 954.889 | 947.957 | 928.393 | 911.237 | 910.709 | 932.48 | 983.845 | 1009.286 | 1016.372 | 1028.233 | 1029.441 | 1003.679 | 957.73
KP - INTERNAL(17)01/01/1996 Load | Group | Result | 2014-12-18 | 23395.957 | 916.16 | 897.947 | 884.535 | 885.133 | 897.511 | 938.217 | 1005.748 | 1053.404 | 1055.71 | 1045.035 | 1030.375 | 991.601 | 968.308 | 950.831 | 959.853 | 958.312 | 979.265 | 1013.896 | 1015.818 | 1017.176 | 1012.239 | 1003.645 | 976.363 | 938.875
KP - INTERNAL(17)01/01/1996 Load | Group | Result | 2014-12-19 | 23327.949 | 905.667 | 882.139 | 875.411 | 880.994 | 897.943 | 934.283 | 998.893 | 1035.039 | 1033.851 | 1039.127 | 1025.553 | 980.962 | 954.827 | 936.45 | 931.491 | 937.379 | 945.382 | 995.03 | 1027.729 | 1025.667 | 1035.768 | 1032.184 | 1023.568 | 992.612
KP - INTERNAL(17)01/01/1996 Load | Group | Result | 2014-12-20 | 22460.507 | 959.12 | 939.608 | 929.523 | 911.228 | 927.583 | 936.359 | 949.924 | 983.159 | 991.49 | 1001.098 | 989.636 | 962.408 | 928.811 | 905.362 | 894.861 | 883.948 | 887.545 | 926.36 | 937.921 | 936.492 | 930.269 | 927.195 | 918.333 | 902.274
KP - INTERNAL(17)01/01/1996 Load | Group | Result | 2014-12-21 | 21890.903 | 895.228 | 897.256 | 904.915 | 915.145 | 926.012 | 950.868 | 970.638 | 1001.907 | 1027.235 | 1025.504 | 965.736 | 889.489 | 838.77 | 800.497 | 777.762 | 773.156 | 799.417 | 860.34 | 913.92 | 940.257 | 966.867 | 963.1 | 955.444 | 931.44
KP - INTERNAL(17)01/01/1996 Load | Group | Result | 2014-12-22 | 20795.781 | 912.735 | 905.146 | 902.05 | 893.704 | 900.317 | 914.469 | 937.416 | 964.118 | 969.715 | 962.072 | 926.986 | 877.223 | 826.816 | 795.885 | 777.6 | 763.166 | 774.445 | 815.288 | 844.792 | 842.305 | 841.728 | 841.173 | 821.043 | 785.589
KP - INTERNAL(17)01/01/1996 Load | Group | Result | 2014-12-23 | 18541.674 | 757.994 | 737.3 | 725.248 | 715.748 | 722.681 | 742.534 | 785.779 | 819.958 | 831.348 | 827.958 | 805.838 | 794.401 | 776.03 | 769.586 | 758.509 | 748.227 | 765.605 | 810.63 | 812.062 | 800.509 | 788.356 | 775.481 | 753.619 | 716.273
KP - INTERNAL(17)01/01/1996 Load | Group | Result | 2014-12-24 | 16326.673 | 674.826 | 646.767 | 634.626 | 622.735 | 621.5 | 630.166 | 656.79 | 679.08 | 691.33 | 711.236 | 721.945 | 718.545 | 702.432 | 680.152 | 668.038 | 663.151 | 661.792 | 690.737 | 693.882 | 699.652 | 708.96 | 717.727 | 723.248 | 707.356
KP - INTERNAL(17)01/01/1996 Load | Group | Result | 2014-12-25 | 18382.855 | 700.573 | 694.059 | 687.467 | 691.879 | 698.146 | 719.389 | 732.15 | 751.285 | 767.105 | 794.519 | 805.894 | 802.052 | 785.39 | 753.269 | 726.393 | 714.197 | 713.922 | 756.096 | 801.009 | 827.88 | 853.836 | 866.932 | 870.725 | 868.688
KP - INTERNAL(17)01/01/1996 Load | Group | Result | 2014-12-26 | 20219.435 | 855.697 | 856.613 | 862.955 | 868.06 | 884.893 | 907.348 | 936.368 | 967.09 | 975.946 | 966.556 | 924.355 | 857.519 | 794.202 | 753.319 | 722.469 | 719.85 | 725.571 | 775.091 | 809.413 | 821.006 | 818.253 | 822.725 | 805.084 | 789.052
KP - INTERNAL(17)01/01/1996 Load | Group | Result | 2014-12-27 | 17679.196 | 766.275 | 749.797 | 732.707 | 733.524 | 736.436 | 744.972 | 764.784 | 787.808 | 800.559 | 808.516 | 786.708 | 757.463 | 724.845 | 701.702 | 681.376 | 670.03 | 679.828 | 725.134 | 744.078 | 739.355 | 733.717 | 722.255 | 704.906 | 682.421
KP - INTERNAL(17)01/01/1996 Load | Group | Result | 2014-12-28 | 17497.481 | 650.012 | 637.051 | 630.136 | 632.135 | 630.364 | 647.206 | 660.489 | 682.782 | 704.645 | 742.009 | 739.501 | 744.992 | 752.688 | 762.084 | 763.208 | 755.545 | 770.072 | 803.064 | 816.44 | 814.744 | 813.185 | 797.801 | 785.063 | 762.265
KP - INTERNAL(17)01/01/1996 Load | Group | Result | 2014-12-29 | 21167.58 | 739.147 | 734.867 | 730.264 | 743.267 | 753.181 | 783.747 | 835.032 | 881.985 | 907.681 | 929.275 | 934.636 | 935.936 | 936.058 | 931.178 | 928.581 | 925.736 | 935.571 | 962.393 | 971.789 | 958.278 | 957.676 | 941.052 | 918.219 | 892.031
KP - INTERNAL(17)01/01/1996 Load | Group | Result | 2014-12-30 | 23428.579 | 868.124 | 856.791 | 853.513 | 863.452 | 873.438 | 899.291 | 956.302 | 1024.755 | 1043.148 | 1054.277 | 1032.665 | 1011.315 | 986.624 | 962.692 | 944.784 | 919.129 | 941.666 | 997.503 | 1046.175 | 1056.817 | 1068.393 | 1070.532 | 1063.169 | 1034.024
KP - INTERNAL(17)01/01/1996 Load | Group | Result | 2014-12-31 | 25369.514 | 1013.569 | 1004.185 | 1007.333 | 1015.132 | 1032.192 | 1066.457 | 1116.973 | 1160.695 | 1182.521 | 1166.488 | 1118.696 | 1066.306 | 1026.727 | 987.743 | 966.035 | 960.171 | 982.807 | 1040.866 | 1083.243 | 1078.225 | 1080.611 | 1075.194 | 1072.983 | 1064.362
|  | Gen less Load | 2014-12-01 | 27280.477 | 1077.756 | 1125.205 | 1133.618 | 1085.822 | 1098.754 | 1312.464 | 1242.67 | 1118.804 | 1108.731 | 1166.83 | 1204.804 | 1198.156 | 1193.91 | 1175.254 | 1170.913 | 1156.775 | 1124.942 | 1086.103 | 1059.395 | 1053.55 | 1059.511 | 1068.136 | 1101.561 | 1156.813
|  | Gen less Load | 2014-12-02 | 23908.882 | 1020.712 | 964.039 | 919.169 | 948.522 | 958.297 | 1030.893 | 952.026 | 912.46 | 912.83 | 911.193 | 929.423 | 937.299 | 933.604 | 940.056 | 954.324 | 953.802 | 975.51 | 1036.498 | 1079.97 | 1094.529 | 1091.341 | 1110.078 | 1149.071 | 1193.236
|  | Gen less Load | 2014-12-03 | 24599.984 | 1066.895 | 1086.746 | 1106.925 | 1113.085 | 1102.593 | 1236.891 | 1070.094 | 1038.241 | 1039.396 | 1029.401 | 1023.209 | 1024.811 | 1028.139 | 1010.869 | 1005.735 | 1010.514 | 996.114 | 943.149 | 934.197 | 929.608 | 929.589 | 934.178 | 956.346 | 983.259
|  | Gen less Load | 2014-12-04 | 15772.818 | 979.902 | 919.452 | 754.096 | 734.158 | 719.326 | 687.933 | 607.403 | 574.777 | 588.288 | 593.332 | 593.829 | 589.448 | 590.163 | 601.528 | 600.135 | 606.905 | 599.32 | 582.892 | 582.674 | 605.276 | 622.753 | 638.324 | 680.297 | 720.607
|  | Gen less Load | 2014-12-05 | 18003.953 | 762.636 | 788.191 | 791.272 | 754.953 | 751.495 | 744.712 | 715.684 | 686.686 | 692.439 | 686.763 | 698.341 | 698.572 | 720.919 | 745.895 | 778.219 | 776.607 | 764.703 | 745.005 | 746.789 | 753.208 | 771.292 | 781.299 | 810.337 | 837.936
|  | Gen less Load | 2014-12-06 | 17935.263 | 838.124 | 599.133 | 185.346 | 871.368 | 851.604 | 885.829 | 821.805 | 818.772 | 842.756 | 825.839 | 809.937 | 799.243 | 790.737 | 775.121 | 765.423 | 746.887 | 727.982 | 705.971 | 700.48 | 693.207 | 703.629 | 705.575 | 720.08 | 750.415
|  | Gen less Load | 2014-12-07 | 15430.983 | 767.491 | 783.026 | 783.227 | 732.165 | 697.779 | 767.117 | 761.67 | 704.235 | 668.755 | 655.293 | 684.356 | 619.679 | 641.387 | 651.894 | 665.99 | 654.196 | 629.048 | 559.017 | 517.894 | 496.023 | 476.869 | 485.107 | 506.322 | 522.443
|  | Gen less Load | 2014-12-08 | 17160.225 | 543.98 | 543.716 | 549.552 | 545.429 | 545.111 | 520.906 | 487.175 | 443.072 | 442.759 | 488.424 | 527.035 | 611.012 | 720.093 | 1095.046 | 936.023 | 869.91 | 886.039 | 818.565 | 846.486 | 859.85 | 869.479 | 892.82 | 935.047 | 1182.696
|  | Gen less Load | 2014-12-09 | 39361.979 | 1339.05 | 1376.901 | 1450.138 | 1499.179 | 1526.25 | 1689.364 | 1698.979 | 1581.084 | 1571.353 | 1565.846 | 1580.635 | 1631.367 | 1687.699 | 1689.865 | 1722.043 | 1755.508 | 1745.955 | 1709.127 | 1709.065 | 1733.203 | 1734.16 | 1752.99 | 1783.567 | 1828.651
|  | Gen less Load | 2014-12-10 | 40243.765 | 1036.266 | 1082.654 | 1872.753 | 1875.577 | 1860.433 | 1826.014 | 1746.264 | 1746.583 | 1702.11 | 1699.514 | 1699.468 | 1690.988 | 1687.763 | 1681.039 | 1692.148 | 1694.508 | 1697.327 | 1658.871 | 1659.012 | 1673.833 | 1690.154 | 1716.212 | 1758.184 | 1796.09
|  | Gen less Load | 2014-12-11 | 41431.002 | 1670.975 | 1696.091 | 1699.527 | 1695.962 | 1682.384 | 1806.095 | 1725.117 | 1684.329 | 1681.747 | 1687.819 | 1703.452 | 1742.894 | 1781.322 | 1808.182 | 1833.725 | 1830.74 | 1805.653 | 1749.184 | 1702.827 | 1686.893 | 1676.811 | 1668.126 | 1696.27 | 1714.877
|  | Gen less Load | 2014-12-12 | 40644.315 | 1560.879 | 1575.805 | 1570.483 | 1557.891 | 1545.838 | 1681.828 | 1572.177 | 1526.283 | 1560.008 | 1603.868 | 1677.576 | 1755.794 | 1813.399 | 1849.857 | 1878.794 | 1881.943 | 1853.617 | 1762.358 | 1720.329 | 1722.389 | 1728.076 | 1730.478 | 1747.729 | 1766.916
|  | Gen less Load | 2014-12-13 | 40863.714 | 1600.567 | 793.795 | 838.254 | 1618.744 | 1620.632 | 1784.549 | 1798.932 | 1787.926 | 1779.429 | 1777.038 | 1770.303 | 1784.838 | 1797.22 | 1818.822 | 1828.601 | 1835.786 | 1842.413 | 1799.771 | 1801.949 | 1805.167 | 1814.22 | 1826.859 | 1851.593 | 1886.306
|  | Gen less Load | 2014-12-14 | 43422.447 | 1720.062 | 1594.038 | 1688.941 | 1691.593 | 1685.973 | 1871.489 | 1859.933 | 1831.513 | 1822.229 | 1808.985 | 1827.527 | 1845.057 | 1838.208 | 1850.523 | 1870.538 | 1873.26 | 1864.007 | 1822.391 | 1812.367 | 1816.908 | 1816.238 | 1824.695 | 1852.073 | 1933.899
|  | Gen less Load | 2014-12-15 | 74758.596 | 3024.534 | 2997.089 | 3040.739 | 3059.251 | 3197.41 | 3178.35 | 3110.141 | 3116.996 | 3105.54 | 2969.973 | 2845.762 | 2972.916 | 3202.902 | 3229.474 | 3217.455 | 3197.155 | 3225.448 | 3171.918 | 3134.389 | 3126.133 | 3122.078 | 3133.019 | 3167.493 | 3212.431
|  | Gen less Load | 2014-12-16 | 73749.686 | 3074.442 | 3103.232 | 3033.289 | 3021.209 | 3130.544 | 3264.333 | 3193.978 | 3150.348 | 3022.395 | 3018.616 | 3030.663 | 3043.238 | 3010.141 | 2970.668 | 2966.098 | 3046.26 | 3028.373 | 3000.238 | 2993.101 | 2994.081 | 3096.146 | 3150.231 | 3183.035 | 3225.027
|  | Gen less Load | 2014-12-17 | 73685.199 | 3067.949 | 2961.558 | 3012.374 | 2971.916 | 3114.842 | 3199.418 | 3155.051 | 3106.372 | 3094.689 | 3087.999 | 3091.282 | 3096.111 | 3102.043 | 3033.607 | 3064.763 | 3136.291 | 3115.52 | 3063.155 | 3039.714 | 3033.628 | 3021.767 | 3019.559 | 3034.321 | 3061.27
|  | Gen less Load | 2014-12-18 | 71975.043 | 2912.84 | 2930.053 | 2943.465 | 2942.867 | 3044.489 | 3079.783 | 3013.252 | 2970.596 | 2999.29 | 2997.965 | 3008.625 | 3041.399 | 3065.692 | 3070.169 | 3053.147 | 3045.688 | 3025.735 | 2993.104 | 2984.182 | 2959.824 | 2947.761 | 2952.355 | 2977.637 | 3015.125
|  | Gen less Load | 2014-12-19 | 69652.051 | 3045.333 | 2950.861 | 2934.589 | 2930.006 | 2914.057 | 2877.717 | 2967.107 | 2937.961 | 2856.149 | 2869.873 | 2881.447 | 2766.038 | 2831.173 | 2850.55 | 2856.509 | 2865.621 | 2886.618 | 2932.97 | 2902.271 | 2904.333 | 2895.232 | 2894.816 | 2905.432 | 2995.388
|  | Gen less Load | 2014-12-20 | 66770.493 | 2484.88 | 2206.392 | 1910.477 | 1990.772 | 1975.417 | 2616.641 | 2795.076 | 2868.841 | 2858.51 | 2847.902 | 2900.364 | 2940.592 | 2995.189 | 3035.638 | 3046.139 | 3057.052 | 3055.455 | 3030.64 | 3023.079 | 3024.508 | 3030.731 | 3031.805 | 3035.667 | 3008.726
|  | Gen less Load | 2014-12-21 | 65212.097 | 1754.772 | 1740.744 | 1733.085 | 1717.855 | 1706.988 | 2174.132 | 2962.362 | 2935.093 | 2909.765 | 2913.496 | 2971.264 | 3046.511 | 3096.23 | 3134.503 | 3157.238 | 3161.844 | 3116.583 | 3055.66 | 3005.08 | 2981.743 | 2975.133 | 2973.9 | 2982.556 | 3005.56
|  | Gen less Load | 2014-12-22 | 71279.219 | 2547.265 | 2548.854 | 2547.95 | 2558.296 | 2553.683 | 3041.531 | 2991.584 | 2945.882 | 2946.285 | 2977.928 | 3021.014 | 3078.777 | 3128.184 | 3158.115 | 3175.4 | 3190.834 | 3177.555 | 3135.712 | 3155.208 | 3126.695 | 3071.272 | 3047.827 | 3058.957 | 3094.411
|  | Gen less Load | 2014-12-23 | 71394.326 | 2818.006 | 2221.7 | 2247.752 | 2838.252 | 2802.319 | 2915.466 | 3063.221 | 3035.042 | 3024.652 | 3027.042 | 3048.162 | 3060.599 | 3077.97 | 3103.414 | 3115.491 | 3124.773 | 3107.395 | 3064.37 | 3063.938 | 3077.491 | 3089.644 | 3113.519 | 3144.381 | 3209.727
|  | Gen less Load | 2014-12-24 | 80273.327 | 2169.174 | 2283.233 | 2371.374 | 2403.265 | 2530.5 | 3682.834 | 3663.21 | 3640.92 | 3628.67 | 3608.764 | 3598.055 | 3601.455 | 3617.568 | 3639.848 | 3651.962 | 3656.849 | 3658.208 | 3629.263 | 3626.118 | 3595.348 | 3566.04 | 3562.273 | 3534.752 | 3353.644
|  | Gen less Load | 2014-12-25 | 80904.145 | 3060.427 | 3005.941 | 2997.533 | 2965.121 | 3031.854 | 3384.611 | 3311.85 | 3427.715 | 3552.895 | 3525.481 | 3514.106 | 3517.948 | 3534.61 | 3521.731 | 3318.607 | 3359.803 | 3479.078 | 3563.904 | 3518.991 | 3492.12 | 3466.164 | 3453.068 | 3449.275 | 3451.312
|  | Gen less Load | 2014-12-26 | 81876.565 | 3341.303 | 3340.387 | 3310.045 | 3296.94 | 3401.107 | 3412.652 | 3383.632 | 3352.91 | 3344.054 | 3353.444 | 3395.645 | 3430.481 | 3524.798 | 3566.681 | 3591.531 | 3484.15 | 3538.429 | 3376.909 | 3459.587 | 3472.994 | 3387.747 | 3382.275 | 3399.916 | 3328.948
|  | Gen less Load | 2014-12-27 | 80788.804 | 3345.725 | 2538.203 | 2988.293 | 2914.476 | 3416.564 | 3434.028 | 3428.216 | 3405.192 | 3392.441 | 3385.484 | 3416.292 | 3462.537 | 3495.155 | 3385.298 | 3334.624 | 3514.97 | 3512.172 | 3494.866 | 3475.922 | 3480.645 | 3486.283 | 3497.745 | 3511.094 | 3472.579
|  | Gen less Load | 2014-12-28 | 82678.519 | 3415.988 | 3249.949 | 3252.864 | 3340.865 | 3338.636 | 3318.794 | 3329.511 | 3468.218 | 3420.355 | 3461.991 | 3500.499 | 3495.008 | 3512.312 | 3533.916 | 3536.792 | 3544.455 | 3529.928 | 3497.936 | 3486.56 | 3488.256 | 3486.815 | 3502.199 | 3514.937 | 3451.735
|  | Gen less Load | 2014-12-29 | 80111.42 | 3560.853 | 3563.133 | 3569.736 | 3556.733 | 3546.819 | 3516.253 | 3378.968 | 3274.015 | 3248.319 | 3228.725 | 3224.364 | 3223.064 | 3224.942 | 3265.822 | 3297.419 | 3299.264 | 3271.429 | 3246.607 | 3237.211 | 3252.722 | 3252.324 | 3267.948 | 3289.781 | 3314.969
|  | Gen less Load | 2014-12-30 | 76142.421 | 3107.876 | 3115.209 | 3118.487 | 3108.548 | 3098.562 | 3296.709 | 3249.698 | 3167.245 | 3125.852 | 3115.723 | 3138.335 | 3158.685 | 3182.376 | 3207.308 | 3227.216 | 3264.871 | 3246.334 | 3191.497 | 3144.825 | 3141.183 | 3150.607 | 3183.468 | 3187.831 | 3213.976
|  | Gen less Load | 2014-12-31 | 73486.486 | 3066.431 | 2485.815 | 2698.667 | 3061.868 | 3044.808 | 3181.543 | 3136.027 | 3071.305 | 3011.479 | 3013.512 | 3058.304 | 3105.694 | 3144.273 | 3183.257 | 3204.965 | 3210.829 | 3188.193 | 3117.134 | 3085.757 | 3080.775 | 3076.389 | 3081.806 | 3085.017 | 3092.638
1680798.204

## Gen Data by plant (hidden)
Id | Member Name | Classification | Flow | Operating Date | Total | 01:00 | 02:00 | 03:00 | 04:00 | 05:00 | 06:00 | 07:00 | 08:00 | 09:00 | 10:00 | 11:00 | 12:00 | 13:00 | 14:00 | 15:00 | 16:00 | 17:00 | 18:00 | 19:00 | 20:00 | 21:00 | 22:00 | 23:00 | 24:00 | 24:00
Start Date - 12/1/2014 1:00:00 AM End Date - 1/1/2015 12:00:00 AM Status Time - 02/02/15 09:23:53 EST Time Zone - EPT Version - Official
37335 | BIG SANDY 2 | Generation | EcoMax | 2014-12-01 | 0 | 0 | 0 | 0 | 0 | 0 | 0 | 0 | 0 | 0 | 0 | 0 | 0 | 0 | 0 | 0 | 0 | 0 | 0 | 0 | 0 | 0 | 0 | 0 | 0
37335 | BIG SANDY 2 | Generation | EcoMax | 2014-12-02 | 0 | 0 | 0 | 0 | 0 | 0 | 0 | 0 | 0 | 0 | 0 | 0 | 0 | 0 | 0 | 0 | 0 | 0 | 0 | 0 | 0 | 0 | 0 | 0 | 0
37335 | BIG SANDY 2 | Generation | EcoMax | 2014-12-03 | 0 | 0 | 0 | 0 | 0 | 0 | 0 | 0 | 0 | 0 | 0 | 0 | 0 | 0 | 0 | 0 | 0 | 0 | 0 | 0 | 0 | 0 | 0 | 0 | 0
37335 | BIG SANDY 2 | Generation | EcoMax | 2014-12-04 | 0 | 0 | 0 | 0 | 0 | 0 | 0 | 0 | 0 | 0 | 0 | 0 | 0 | 0 | 0 | 0 | 0 | 0 | 0 | 0 | 0 | 0 | 0 | 0 | 0
37335 | BIG SANDY 2 | Generation | EcoMax | 2014-12-05 | 0 | 0 | 0 | 0 | 0 | 0 | 0 | 0 | 0 | 0 | 0 | 0 | 0 | 0 | 0 | 0 | 0 | 0 | 0 | 0 | 0 | 0 | 0 | 0 | 0
37335 | BIG SANDY 2 | Generation | EcoMax | 2014-12-06 | 0 | 0 | 0 | 0 | 0 | 0 | 0 | 0 | 0 | 0 | 0 | 0 | 0 | 0 | 0 | 0 | 0 | 0 | 0 | 0 | 0 | 0 | 0 | 0 | 0
37335 | BIG SANDY 2 | Generation | EcoMax | 2014-12-07 | 0 | 0 | 0 | 0 | 0 | 0 | 0 | 0 | 0 | 0 | 0 | 0 | 0 | 0 | 0 | 0 | 0 | 0 | 0 | 0 | 0 | 0 | 0 | 0 | 0
37335 | BIG SANDY 2 | Generation | EcoMax | 2014-12-08 | 5019 | 0 | 0 | 0 | 0 | 0 | 0 | 23 | 18 | 17 | 46 | 71 | 128 | 205 | 567 | 378 | 306 | 341 | 318 | 377 | 399 | 401 | 403 | 404 | 617
37335 | BIG SANDY 2 | Generation | EcoMax | 2014-12-09 | 17258 | 680 | 680 | 680 | 680 | 680 | 680 | 680 | 680 | 680 | 680 | 681 | 699 | 706 | 707 | 733 | 770 | 770 | 770 | 770 | 771 | 771 | 770 | 770 | 770
37335 | BIG SANDY 2 | Generation | EcoMax | 2014-12-10 | 18593 | 770 | 770 | 770 | 770 | 770 | 770 | 770 | 770 | 770 | 770 | 770 | 770 | 770 | 770 | 770 | 770 | 770 | 771 | 771 | 776 | 782 | 801 | 802 | 800
37335 | BIG SANDY 2 | Generation | EcoMax | 2014-12-11 | 19200 | 800 | 800 | 800 | 800 | 800 | 800 | 800 | 800 | 800 | 800 | 800 | 800 | 800 | 800 | 800 | 800 | 800 | 800 | 800 | 800 | 800 | 800 | 800 | 800
37335 | BIG SANDY 2 | Generation | EcoMax | 2014-12-12 | 18870 | 800 | 800 | 800 | 800 | 800 | 800 | 782 | 780 | 781 | 781 | 781 | 781 | 780 | 780 | 780 | 780 | 780 | 780 | 780 | 772 | 781 | 789 | 791 | 791
37335 | BIG SANDY 2 | Generation | EcoMax | 2014-12-13 | 18556 | 790 | 630 | 669 | 790 | 790 | 790 | 790 | 790 | 790 | 790 | 790 | 787 | 780 | 780 | 780 | 780 | 780 | 780 | 780 | 780 | 780 | 780 | 780 | 780
37335 | BIG SANDY 2 | Generation | EcoMax | 2014-12-14 | 18720 | 780 | 780 | 780 | 780 | 780 | 780 | 780 | 780 | 780 | 780 | 780 | 780 | 780 | 780 | 780 | 780 | 780 | 780 | 780 | 780 | 780 | 780 | 780 | 780
37335 | BIG SANDY 2 | Generation | EcoMax | 2014-12-15 | 18720 | 780 | 780 | 780 | 780 | 780 | 780 | 780 | 780 | 780 | 780 | 780 | 780 | 780 | 780 | 780 | 780 | 780 | 780 | 780 | 780 | 780 | 780 | 780 | 780
37335 | BIG SANDY 2 | Generation | EcoMax | 2014-12-16 | 16891 | 780 | 780 | 780 | 780 | 780 | 780 | 780 | 780 | 644 | 631 | 630 | 630 | 630 | 630 | 630 | 630 | 631 | 631 | 632 | 632 | 730 | 780 | 780 | 780
37335 | BIG SANDY 2 | Generation | EcoMax | 2014-12-17 | 18485 | 780 | 780 | 780 | 780 | 780 | 780 | 780 | 780 | 780 | 773 | 771 | 771 | 771 | 736 | 751 | 770 | 770 | 770 | 771 | 771 | 771 | 770 | 759 | 740
37335 | BIG SANDY 2 | Generation | EcoMax | 2014-12-18 | 17873 | 740 | 740 | 740 | 740 | 740 | 740 | 740 | 742 | 773 | 764 | 762 | 760 | 761 | 760 | 761 | 760 | 760 | 761 | 754 | 731 | 712 | 711 | 711 | 710
37335 | BIG SANDY 2 | Generation | EcoMax | 2014-12-19 | 16931 | 710 | 710 | 710 | 710 | 710 | 710 | 710 | 716 | 718 | 753 | 751 | 592 | 632 | 631 | 631 | 631 | 653 | 750 | 751 | 751 | 751 | 750 | 750 | 750
37335 | BIG SANDY 2 | Generation | EcoMax | 2014-12-20 | 15555 | 512 | 505 | 505 | 503 | 503 | 504 | 608 | 704 | 700 | 700 | 701 | 701 | 701 | 701 | 701 | 701 | 701 | 701 | 701 | 701 | 701 | 700 | 700 | 700
37335 | BIG SANDY 2 | Generation | EcoMax | 2014-12-21 | 15904 | 507 | 505 | 505 | 503 | 503 | 699 | 700 | 700 | 700 | 700 | 700 | 700 | 700 | 700 | 700 | 700 | 700 | 700 | 700 | 701 | 721 | 720 | 720 | 720
37335 | BIG SANDY 2 | Generation | EcoMax | 2014-12-22 | 16624 | 507 | 504 | 501 | 503 | 505 | 719 | 720 | 720 | 725 | 748 | 771 | 771 | 771 | 770 | 770 | 770 | 770 | 770 | 770 | 737 | 701 | 701 | 700 | 700
37335 | BIG SANDY 2 | Generation | EcoMax | 2014-12-23 | 15601 | 504 | 501 | 501 | 500 | 500 | 502 | 693 | 700 | 700 | 700 | 700 | 700 | 700 | 700 | 700 | 700 | 700 | 700 | 700 | 700 | 700 | 700 | 700 | 700
37335 | BIG SANDY 2 | Generation | EcoMax | 2014-12-24 | 15798 | 501 | 500 | 500 | 500 | 500 | 697 | 700 | 700 | 700 | 700 | 700 | 700 | 700 | 700 | 700 | 700 | 700 | 700 | 700 | 700 | 700 | 700 | 700 | 700
37335 | BIG SANDY 2 | Generation | EcoMax | 2014-12-25 | 15710 | 498 | 500 | 500 | 499 | 499 | 700 | 700 | 700 | 700 | 700 | 700 | 700 | 700 | 700 | 700 | 659 | 655 | 700 | 700 | 700 | 700 | 700 | 700 | 700
37335 | BIG SANDY 2 | Generation | EcoMax | 2014-12-26 | 16719 | 700 | 700 | 700 | 700 | 677 | 700 | 700 | 700 | 700 | 700 | 700 | 700 | 700 | 700 | 700 | 700 | 700 | 700 | 700 | 700 | 700 | 700 | 700 | 642
37335 | BIG SANDY 2 | Generation | EcoMax | 2014-12-27 | 16800 | 700 | 700 | 700 | 700 | 700 | 700 | 700 | 700 | 700 | 700 | 700 | 700 | 700 | 700 | 700 | 700 | 700 | 700 | 700 | 700 | 700 | 700 | 700 | 700
37335 | BIG SANDY 2 | Generation | EcoMax | 2014-12-28 | 16795 | 700 | 700 | 699 | 700 | 700 | 696 | 700 | 700 | 700 | 700 | 700 | 700 | 700 | 700 | 700 | 700 | 700 | 700 | 700 | 700 | 700 | 700 | 700 | 700
37335 | BIG SANDY 2 | Generation | EcoMax | 2014-12-29 | 16800 | 700 | 700 | 700 | 700 | 700 | 700 | 700 | 700 | 700 | 700 | 700 | 700 | 700 | 700 | 700 | 700 | 700 | 700 | 700 | 700 | 700 | 700 | 700 | 700
37335 | BIG SANDY 2 | Generation | EcoMax | 2014-12-30 | 17018 | 700 | 700 | 700 | 700 | 700 | 700 | 700 | 700 | 700 | 700 | 700 | 700 | 700 | 700 | 700 | 700 | 700 | 700 | 701 | 707 | 727 | 762 | 761 | 760
37335 | BIG SANDY 2 | Generation | EcoMax | 2014-12-31 | 18240 | 760 | 760 | 760 | 760 | 760 | 760 | 760 | 760 | 760 | 760 | 760 | 760 | 760 | 760 | 760 | 760 | 760 | 760 | 760 | 760 | 760 | 760 | 760 | 760
38187 | BIG SANDY 1 | Generation | EcoMax | 2014-12-01 | 5686 | 149 | 183 | 185 | 146 | 167 | 251 | 255 | 255 | 256 | 256 | 256 | 256 | 256 | 256 | 256 | 256 | 256 | 256 | 256 | 256 | 256 | 256 | 256 | 255
38187 | BIG SANDY 1 | Generation | EcoMax | 2014-12-02 | 4099 | 255 | 189 | 127 | 158 | 174 | 121 | 121 | 121 | 121 | 120 | 120 | 120 | 121 | 120 | 120 | 122 | 122 | 212 | 255 | 256 | 256 | 256 | 256 | 256
38187 | BIG SANDY 1 | Generation | EcoMax | 2014-12-03 | 6139 | 255 | 256 | 255 | 255 | 255 | 255 | 256 | 256 | 256 | 256 | 256 | 256 | 256 | 256 | 256 | 256 | 256 | 256 | 256 | 256 | 256 | 256 | 256 | 256
38187 | BIG SANDY 1 | Generation | EcoMax | 2014-12-04 | 6137 | 255 | 255 | 255 | 255 | 255 | 255 | 256 | 256 | 256 | 256 | 256 | 256 | 256 | 256 | 256 | 256 | 255 | 256 | 256 | 256 | 256 | 256 | 256 | 256
38187 | BIG SANDY 1 | Generation | EcoMax | 2014-12-05 | 5966 | 255 | 255 | 236 | 202 | 204 | 216 | 255 | 256 | 256 | 256 | 256 | 256 | 256 | 256 | 256 | 256 | 256 | 256 | 256 | 255 | 255 | 255 | 255 | 251
38187 | BIG SANDY 1 | Generation | EcoMax | 2014-12-06 | 5815 | 230 | 245 | 209 | 217 | 196 | 229 | 196 | 212 | 255 | 255 | 256 | 256 | 256 | 256 | 256 | 255 | 255 | 256 | 256 | 246 | 256 | 256 | 256 | 255
38187 | BIG SANDY 1 | Generation | EcoMax | 2014-12-07 | 3790 | 255 | 255 | 250 | 199 | 167 | 248 | 255 | 220 | 211 | 212 | 211 | 104 | 101 | 99 | 100 | 100 | 101 | 101 | 100 | 100 | 100 | 100 | 100 | 101
38187 | BIG SANDY 1 | Generation | EcoMax | 2014-12-08 | 2427 | 101 | 100 | 101 | 100 | 106 | 101 | 101 | 101 | 101 | 101 | 101 | 101 | 101 | 101 | 101 | 101 | 101 | 101 | 101 | 101 | 101 | 101 | 101 | 101
38187 | BIG SANDY 1 | Generation | EcoMax | 2014-12-09 | 5016 | 124 | 101 | 101 | 101 | 101 | 144 | 255 | 207 | 191 | 191 | 191 | 245 | 256 | 255 | 255 | 255 | 255 | 255 | 255 | 256 | 256 | 256 | 255 | 255
38187 | BIG SANDY 1 | Generation | EcoMax | 2014-12-10 | 6120 | 255 | 255 | 255 | 255 | 255 | 255 | 255 | 255 | 255 | 255 | 255 | 255 | 255 | 255 | 255 | 255 | 255 | 255 | 255 | 255 | 255 | 255 | 255 | 255
38187 | BIG SANDY 1 | Generation | EcoMax | 2014-12-11 | 6127 | 255 | 255 | 255 | 255 | 255 | 255 | 255 | 255 | 256 | 256 | 255 | 256 | 256 | 255 | 255 | 255 | 255 | 255 | 255 | 255 | 256 | 256 | 256 | 255
38187 | BIG SANDY 1 | Generation | EcoMax | 2014-12-12 | 6052 | 255 | 255 | 255 | 255 | 255 | 255 | 239 | 222 | 255 | 255 | 256 | 256 | 256 | 256 | 256 | 255 | 255 | 228 | 221 | 242 | 258 | 270 | 271 | 271
38187 | BIG SANDY 1 | Generation | EcoMax | 2014-12-13 | 6353 | 270 | 270 | 270 | 270 | 270 | 270 | 270 | 270 | 270 | 270 | 262 | 261 | 261 | 261 | 261 | 261 | 261 | 261 | 261 | 260 | 261 | 261 | 260 | 261
38187 | BIG SANDY 1 | Generation | EcoMax | 2014-12-14 | 6151 | 260 | 170 | 260 | 260 | 260 | 260 | 260 | 260 | 260 | 260 | 260 | 260 | 260 | 260 | 260 | 260 | 260 | 260 | 260 | 260 | 260 | 260 | 260 | 261
38187 | BIG SANDY 1 | Generation | EcoMax | 2014-12-15 | 6146 | 260 | 260 | 260 | 260 | 260 | 260 | 260 | 260 | 260 | 260 | 260 | 261 | 260 | 260 | 232 | 205 | 248 | 260 | 260 | 260 | 260 | 260 | 260 | 260
38187 | BIG SANDY 1 | Generation | EcoMax | 2014-12-16 | 5751 | 260 | 260 | 172 | 152 | 165 | 254 | 260 | 260 | 260 | 260 | 260 | 260 | 223 | 185 | 179 | 260 | 260 | 260 | 260 | 261 | 260 | 260 | 260 | 260
38187 | BIG SANDY 1 | Generation | EcoMax | 2014-12-17 | 5635 | 248 | 123 | 165 | 125 | 166 | 225 | 260 | 260 | 261 | 261 | 261 | 261 | 261 | 208 | 206 | 260 | 260 | 260 | 260 | 261 | 261 | 261 | 260 | 261
38187 | BIG SANDY 1 | Generation | EcoMax | 2014-12-18 | 6035 | 260 | 260 | 260 | 260 | 260 | 260 | 260 | 261 | 261 | 260 | 258 | 255 | 255 | 253 | 247 | 240 | 240 | 241 | 241 | 241 | 241 | 241 | 240 | 240
38187 | BIG SANDY 1 | Generation | EcoMax | 2014-12-19 | 4211 | 240 | 121 | 100 | 101 | 101 | 100 | 240 | 240 | 197 | 181 | 181 | 181 | 180 | 181 | 181 | 181 | 181 | 181 | 181 | 181 | 181 | 180 | 180 | 240
38187 | BIG SANDY 1 | Generation | EcoMax | 2014-12-20 | 4537 | 102 | 101 | 100 | 101 | 100 | 180 | 181 | 181 | 181 | 181 | 181 | 181 | 201 | 220 | 221 | 221 | 223 | 237 | 241 | 241 | 241 | 240 | 240 | 241
38187 | BIG SANDY 1 | Generation | EcoMax | 2014-12-21 | 4688 | 102 | 101 | 101 | 101 | 101 | 220 | 220 | 220 | 220 | 220 | 220 | 220 | 220 | 220 | 220 | 220 | 220 | 220 | 220 | 221 | 221 | 220 | 220 | 220
38187 | BIG SANDY 1 | Generation | EcoMax | 2014-12-22 | 4890 | 102 | 101 | 101 | 101 | 101 | 220 | 220 | 221 | 222 | 223 | 227 | 236 | 236 | 236 | 235 | 235 | 235 | 235 | 235 | 236 | 236 | 236 | 230 | 230
38187 | BIG SANDY 1 | Generation | EcoMax | 2014-12-23 | 4867 | 102 | 101 | 101 | 101 | 101 | 230 | 230 | 230 | 230 | 230 | 230 | 230 | 230 | 230 | 230 | 230 | 230 | 230 | 230 | 230 | 230 | 230 | 230 | 221
38187 | BIG SANDY 1 | Generation | EcoMax | 2014-12-24 | 4685 | 101 | 101 | 101 | 101 | 101 | 220 | 220 | 220 | 220 | 220 | 220 | 220 | 220 | 220 | 220 | 220 | 220 | 220 | 220 | 220 | 220 | 220 | 220 | 220
38187 | BIG SANDY 1 | Generation | EcoMax | 2014-12-25 | 4685 | 101 | 101 | 101 | 101 | 101 | 220 | 220 | 220 | 220 | 220 | 220 | 220 | 220 | 220 | 220 | 220 | 220 | 220 | 220 | 220 | 220 | 220 | 220 | 220
38187 | BIG SANDY 1 | Generation | EcoMax | 2014-12-26 | 4923 | 101 | 101 | 101 | 220 | 220 | 220 | 220 | 220 | 220 | 220 | 220 | 220 | 220 | 220 | 220 | 220 | 220 | 220 | 220 | 220 | 220 | 220 | 220 | 220
38187 | BIG SANDY 1 | Generation | EcoMax | 2014-12-27 | 5280 | 220 | 220 | 220 | 220 | 220 | 220 | 220 | 220 | 220 | 220 | 220 | 220 | 220 | 220 | 220 | 220 | 220 | 220 | 220 | 220 | 220 | 220 | 220 | 220
38187 | BIG SANDY 1 | Generation | EcoMax | 2014-12-28 | 5111 | 220 | 138 | 133 | 220 | 220 | 220 | 220 | 220 | 220 | 220 | 220 | 220 | 220 | 220 | 220 | 220 | 220 | 220 | 220 | 220 | 220 | 220 | 220 | 220
38187 | BIG SANDY 1 | Generation | EcoMax | 2014-12-29 | 5280 | 220 | 220 | 220 | 220 | 220 | 220 | 220 | 220 | 220 | 220 | 220 | 220 | 220 | 220 | 220 | 220 | 220 | 220 | 220 | 220 | 220 | 220 | 220 | 220
38187 | BIG SANDY 1 | Generation | EcoMax | 2014-12-30 | 5282 | 220 | 220 | 220 | 220 | 220 | 220 | 220 | 220 | 220 | 220 | 220 | 220 | 220 | 220 | 220 | 220 | 220 | 220 | 220 | 220 | 221 | 221 | 220 | 220 |  | 0.15 | 792.3 | 33 | 33 | 33 | 33 | 33 | 33 | 33 | 33 | 33 | 33 | 33 | 33 | 33 | 33 | 33 | 33 | 33 | 33 | 33 | 33 | 33.15 | 33.15 | 33 | 33 | 0
38187 | BIG SANDY 1 | Generation | EcoMax | 2014-12-31 | 4398 | 220 | 220 | 220 | 220 | 220 | 221 | 227 | 204 | 166 | 166 | 166 | 166 | 165 | 165 | 165 | 165 | 165 | 167 | 165 | 165 | 165 | 165 | 165 | 165 |  | 0.15 | 659.7 | 33 | 33 | 33 | 33 | 33 | 33.15 | 34.05 | 30.6 | 24.9 | 24.9 | 24.9 | 24.9 | 24.75 | 24.75 | 24.75 | 24.75 | 24.75 | 25.05 | 24.75 | 24.75 | 24.75 | 24.75 | 24.75 | 24.75 | 0
39457 | ROCKPORT1 AEG-KP | Generation | EcoMax | 2014-12-01 | 31696 | 1320 | 1320 | 1320 | 1320 | 1320 | 1320 | 1320 | 1321 | 1321 | 1321 | 1321 | 1321 | 1321 | 1321 | 1321 | 1321 | 1320 | 1321 | 1321 | 1321 | 1321 | 1321 | 1321 | 1321 |  | 0.15 | 4754.4 | 198 | 198 | 198 | 198 | 198 | 198 | 198 | 198.15 | 198.15 | 198.15 | 198.15 | 198.15 | 198.15 | 198.15 | 198.15 | 198.15 | 198 | 198.15 | 198.15 | 198.15 | 198.15 | 198.15 | 198.15 | 198.15 | 0
39457 | ROCKPORT1 AEG-KP | Generation | EcoMax | 2014-12-02 | 31697 | 1320 | 1320 | 1320 | 1320 | 1320 | 1320 | 1321 | 1321 | 1321 | 1321 | 1321 | 1321 | 1321 | 1320 | 1321 | 1321 | 1321 | 1321 | 1321 | 1321 | 1321 | 1321 | 1321 | 1321 |  | 0.15 | 4754.55 | 198 | 198 | 198 | 198 | 198 | 198 | 198.15 | 198.15 | 198.15 | 198.15 | 198.15 | 198.15 | 198.15 | 198 | 198.15 | 198.15 | 198.15 | 198.15 | 198.15 | 198.15 | 198.15 | 198.15 | 198.15 | 198.15 | 0
39457 | ROCKPORT1 AEG-KP | Generation | EcoMax | 2014-12-03 | 31712 | 1321 | 1321 | 1321 | 1322 | 1321 | 1321 | 1321 | 1322 | 1323 | 1321 | 1321 | 1321 | 1322 | 1322 | 1322 | 1322 | 1321 | 1321 | 1321 | 1321 | 1321 | 1321 | 1321 | 1321 |  | 0.15 | 4756.8 | 198.15 | 198.15 | 198.15 | 198.3 | 198.15 | 198.15 | 198.15 | 198.3 | 198.45 | 198.15 | 198.15 | 198.15 | 198.3 | 198.3 | 198.3 | 198.3 | 198.15 | 198.15 | 198.15 | 198.15 | 198.15 | 198.15 | 198.15 | 198.15 | 0
39457 | ROCKPORT1 AEG-KP | Generation | EcoMax | 2014-12-04 | 31717 | 1321 | 1320 | 1320 | 1320 | 1322 | 1321 | 1321 | 1321 | 1321 | 1321 | 1321 | 1324 | 1325 | 1326 | 1323 | 1321 | 1321 | 1321 | 1321 | 1321 | 1322 | 1321 | 1321 | 1321 |  | 0.15 | 4757.55 | 198.15 | 198 | 198 | 198 | 198.3 | 198.15 | 198.15 | 198.15 | 198.15 | 198.15 | 198.15 | 198.6 | 198.75 | 198.9 | 198.45 | 198.15 | 198.15 | 198.15 | 198.15 | 198.15 | 198.3 | 198.15 | 198.15 | 198.15 | 0
39457 | ROCKPORT1 AEG-KP | Generation | EcoMax | 2014-12-05 | 31700 | 1321 | 1320 | 1320 | 1320 | 1320 | 1320 | 1320 | 1322 | 1321 | 1321 | 1321 | 1321 | 1321 | 1321 | 1321 | 1321 | 1321 | 1321 | 1321 | 1321 | 1322 | 1321 | 1321 | 1321 |  | 0.15 | 4755 | 198.15 | 198 | 198 | 198 | 198 | 198 | 198 | 198.3 | 198.15 | 198.15 | 198.15 | 198.15 | 198.15 | 198.15 | 198.15 | 198.15 | 198.15 | 198.15 | 198.15 | 198.15 | 198.3 | 198.15 | 198.15 | 198.15 | 0
39457 | ROCKPORT1 AEG-KP | Generation | EcoMax | 2014-12-06 | 30746 | 1320 | 1041 | 650 | 1317 | 1320 | 1320 | 1320 | 1321 | 1321 | 1322 | 1321 | 1321 | 1321 | 1321 | 1321 | 1321 | 1321 | 1321 | 1321 | 1321 | 1321 | 1321 | 1321 | 1321 |  | 0.15 | 4611.9 | 198 | 156.15 | 97.5 | 197.55 | 198 | 198 | 198 | 198.15 | 198.15 | 198.3 | 198.15 | 198.15 | 198.15 | 198.15 | 198.15 | 198.15 | 198.15 | 198.15 | 198.15 | 198.15 | 198.15 | 198.15 | 198.15 | 198.15 | 0
39457 | ROCKPORT1 AEG-KP | Generation | EcoMax | 2014-12-07 | 31707 | 1321 | 1320 | 1321 | 1321 | 1320 | 1321 | 1322 | 1323 | 1323 | 1323 | 1322 | 1321 | 1321 | 1320 | 1320 | 1321 | 1320 | 1321 | 1321 | 1321 | 1321 | 1321 | 1321 | 1321 |  | 0.15 | 4756.05 | 198.15 | 198 | 198.15 | 198.15 | 198 | 198.15 | 198.3 | 198.45 | 198.45 | 198.45 | 198.3 | 198.15 | 198.15 | 198 | 198 | 198.15 | 198 | 198.15 | 198.15 | 198.15 | 198.15 | 198.15 | 198.15 | 198.15 | 0
39457 | ROCKPORT1 AEG-KP | Generation | EcoMax | 2014-12-08 | 31708 | 1320 | 1321 | 1321 | 1320 | 1321 | 1320 | 1321 | 1321 | 1322 | 1322 | 1321 | 1322 | 1321 | 1321 | 1322 | 1321 | 1321 | 1321 | 1322 | 1322 | 1322 | 1321 | 1321 | 1321 |  | 0.15 | 4756.2 | 198 | 198.15 | 198.15 | 198 | 198.15 | 198 | 198.15 | 198.15 | 198.3 | 198.3 | 198.15 | 198.3 | 198.15 | 198.15 | 198.3 | 198.15 | 198.15 | 198.15 | 198.3 | 198.3 | 198.3 | 198.15 | 198.15 | 198.15 | 0
39457 | ROCKPORT1 AEG-KP | Generation | EcoMax | 2014-12-09 | 31679 | 1322 | 1321 | 1320 | 1320 | 1320 | 1320 | 1322 | 1321 | 1322 | 1321 | 1321 | 1294 | 1321 | 1321 | 1321 | 1322 | 1321 | 1321 | 1321 | 1322 | 1322 | 1321 | 1321 | 1321 |  | 0.15 | 4751.85 | 198.3 | 198.15 | 198 | 198 | 198 | 198 | 198.3 | 198.15 | 198.3 | 198.15 | 198.15 | 194.1 | 198.15 | 198.15 | 198.15 | 198.3 | 198.15 | 198.15 | 198.15 | 198.3 | 198.3 | 198.15 | 198.15 | 198.15 | 0
39457 | ROCKPORT1 AEG-KP | Generation | EcoMax | 2014-12-10 | 30102 | 505 | 528 | 1320 | 1320 | 1320 | 1321 | 1321 | 1321 | 1322 | 1321 | 1321 | 1321 | 1321 | 1321 | 1322 | 1322 | 1322 | 1321 | 1321 | 1323 | 1323 | 1322 | 1322 | 1321 |  | 0.15 | 4515.3 | 75.75 | 79.2 | 198 | 198 | 198 | 198.15 | 198.15 | 198.15 | 198.3 | 198.15 | 198.15 | 198.15 | 198.15 | 198.15 | 198.3 | 198.3 | 198.3 | 198.15 | 198.15 | 198.45 | 198.45 | 198.3 | 198.3 | 198.15 | 0
39457 | ROCKPORT1 AEG-KP | Generation | EcoMax | 2014-12-11 | 31706 | 1321 | 1321 | 1321 | 1321 | 1321 | 1321 | 1321 | 1321 | 1321 | 1321 | 1321 | 1321 | 1321 | 1322 | 1321 | 1321 | 1321 | 1321 | 1321 | 1321 | 1322 | 1321 | 1321 | 1321 |  | 0.15 | 4755.9 | 198.15 | 198.15 | 198.15 | 198.15 | 198.15 | 198.15 | 198.15 | 198.15 | 198.15 | 198.15 | 198.15 | 198.15 | 198.15 | 198.3 | 198.15 | 198.15 | 198.15 | 198.15 | 198.15 | 198.15 | 198.3 | 198.15 | 198.15 | 198.15 | 0
39457 | ROCKPORT1 AEG-KP | Generation | EcoMax | 2014-12-12 | 31712 | 1321 | 1321 | 1321 | 1321 | 1321 | 1321 | 1321 | 1321 | 1321 | 1321 | 1321 | 1321 | 1321 | 1321 | 1322 | 1321 | 1321 | 1321 | 1322 | 1322 | 1323 | 1322 | 1322 | 1322 |  | 0.15 | 4756.8 | 198.15 | 198.15 | 198.15 | 198.15 | 198.15 | 198.15 | 198.15 | 198.15 | 198.15 | 198.15 | 198.15 | 198.15 | 198.15 | 198.15 | 198.3 | 198.15 | 198.15 | 198.15 | 198.3 | 198.3 | 198.45 | 198.3 | 198.3 | 198.3 | 0
39457 | ROCKPORT1 AEG-KP | Generation | EcoMax | 2014-12-13 | 30372 | 1321 | 661 | 655 | 1317 | 1320 | 1320 | 1321 | 1321 | 1323 | 1321 | 1321 | 1321 | 1321 | 1321 | 1321 | 1320 | 1321 | 1321 | 1321 | 1321 | 1321 | 1321 | 1321 | 1320 |  | 0.15 | 4555.8 | 198.15 | 99.15 | 98.25 | 197.55 | 198 | 198 | 198.15 | 198.15 | 198.45 | 198.15 | 198.15 | 198.15 | 198.15 | 198.15 | 198.15 | 198 | 198.15 | 198.15 | 198.15 | 198.15 | 198.15 | 198.15 | 198.15 | 198 | 0
39457 | ROCKPORT1 AEG-KP | Generation | EcoMax | 2014-12-14 | 30546 | 1321 | 1273 | 1271 | 1271 | 1270 | 1270 | 1270 | 1270 | 1270 | 1270 | 1272 | 1272 | 1270 | 1270 | 1270 | 1270 | 1271 | 1271 | 1271 | 1271 | 1271 | 1271 | 1270 | 1270 |  | 0.15 | 4581.9 | 198.15 | 190.95 | 190.65 | 190.65 | 190.5 | 190.5 | 190.5 | 190.5 | 190.5 | 190.5 | 190.8 | 190.8 | 190.5 | 190.5 | 190.5 | 190.5 | 190.65 | 190.65 | 190.65 | 190.65 | 190.65 | 190.65 | 190.5 | 190.5 | 0
39457 | ROCKPORT1 AEG-KP | Generation | EcoMax | 2014-12-15 | 31317 | 1270 | 1234 | 1270 | 1270 | 1270 | 1270 | 1274 | 1321 | 1322 | 1321 | 1321 | 1322 | 1321 | 1320 | 1320 | 1320 | 1320 | 1322 | 1322 | 1322 | 1322 | 1322 | 1321 | 1320 |  | 0.15 | 4697.55 | 190.5 | 185.1 | 190.5 | 190.5 | 190.5 | 190.5 | 191.1 | 198.15 | 198.3 | 198.15 | 198.15 | 198.3 | 198.15 | 198 | 198 | 198 | 198 | 198.3 | 198.3 | 198.3 | 198.3 | 198.3 | 198.15 | 198 | 0
39457 | ROCKPORT1 AEG-KP | Generation | EcoMax | 2014-12-16 | 31698 | 1320 | 1320 | 1320 | 1320 | 1320 | 1320 | 1320 | 1321 | 1321 | 1321 | 1321 | 1322 | 1321 | 1320 | 1320 | 1320 | 1322 | 1321 | 1322 | 1321 | 1322 | 1322 | 1321 | 1320 |  | 0.15 | 4754.7 | 198 | 198 | 198 | 198 | 198 | 198 | 198 | 198.15 | 198.15 | 198.15 | 198.15 | 198.3 | 198.15 | 198 | 198 | 198 | 198.3 | 198.15 | 198.3 | 198.15 | 198.3 | 198.3 | 198.15 | 198 | 0
39457 | ROCKPORT1 AEG-KP | Generation | EcoMax | 2014-12-17 | 31705 | 1320 | 1320 | 1320 | 1320 | 1320 | 1320 | 1320 | 1320 | 1320 | 1321 | 1322 | 1322 | 1321 | 1322 | 1323 | 1321 | 1322 | 1321 | 1322 | 1322 | 1322 | 1321 | 1322 | 1321 |  | 0.15 | 4755.75 | 198 | 198 | 198 | 198 | 198 | 198 | 198 | 198 | 198 | 198.15 | 198.3 | 198.3 | 198.15 | 198.3 | 198.45 | 198.15 | 198.3 | 198.15 | 198.3 | 198.3 | 198.3 | 198.15 | 198.3 | 198.15 | 0
39457 | ROCKPORT1 AEG-KP | Generation | EcoMax | 2014-12-18 | 31722 | 1320 | 1320 | 1320 | 1320 | 1323 | 1322 | 1323 | 1323 | 1323 | 1322 | 1322 | 1322 | 1322 | 1321 | 1322 | 1322 | 1322 | 1322 | 1322 | 1322 | 1322 | 1322 | 1321 | 1322 |  | 0.15 | 4758.3 | 198 | 198 | 198 | 198 | 198.45 | 198.3 | 198.45 | 198.45 | 198.45 | 198.3 | 198.3 | 198.3 | 198.3 | 198.15 | 198.3 | 198.3 | 198.3 | 198.3 | 198.3 | 198.3 | 198.3 | 198.3 | 198.15 | 198.3 | 0
39457 | ROCKPORT1 AEG-KP | Generation | EcoMax | 2014-12-19 | 31712 | 1321 | 1321 | 1320 | 1320 | 1321 | 1321 | 1321 | 1322 | 1322 | 1322 | 1322 | 1321 | 1321 | 1322 | 1322 | 1322 | 1321 | 1321 | 1322 | 1322 | 1322 | 1321 | 1321 | 1321 |  | 0.15 | 4756.8 | 198.15 | 198.15 | 198 | 198 | 198.15 | 198.15 | 198.15 | 198.3 | 198.3 | 198.3 | 198.3 | 198.15 | 198.15 | 198.3 | 198.3 | 198.3 | 198.15 | 198.15 | 198.3 | 198.3 | 198.3 | 198.15 | 198.15 | 198.15 | 0
39457 | ROCKPORT1 AEG-KP | Generation | EcoMax | 2014-12-20 | 30836 | 1321 | 1032 | 729 | 1320 | 1321 | 1321 | 1321 | 1321 | 1323 | 1322 | 1322 | 1321 | 1322 | 1322 | 1322 | 1321 | 1322 | 1322 | 1322 | 1322 | 1322 | 1322 | 1321 | 1322 |  | 0.15 | 4625.4 | 198.15 | 154.8 | 109.35 | 198 | 198.15 | 198.15 | 198.15 | 198.15 | 198.45 | 198.3 | 198.3 | 198.15 | 198.3 | 198.3 | 198.3 | 198.15 | 198.3 | 198.3 | 198.3 | 198.3 | 198.3 | 198.3 | 198.15 | 198.3 | 0
39457 | ROCKPORT1 AEG-KP | Generation | EcoMax | 2014-12-21 | 31710 | 1322 | 1321 | 1322 | 1321 | 1321 | 1321 | 1322 | 1322 | 1322 | 1322 | 1321 | 1321 | 1320 | 1320 | 1320 | 1320 | 1320 | 1321 | 1322 | 1323 | 1322 | 1321 | 1322 | 1321 |  | 0.15 | 4756.5 | 198.3 | 198.15 | 198.3 | 198.15 | 198.15 | 198.15 | 198.3 | 198.3 | 198.3 | 198.3 | 198.15 | 198.15 | 198 | 198 | 198 | 198 | 198 | 198.15 | 198.3 | 198.45 | 198.3 | 198.15 | 198.3 | 198.15 | 0
39457 | ROCKPORT1 AEG-KP | Generation | EcoMax | 2014-12-22 | 31429 | 1322 | 1322 | 1321 | 1321 | 1321 | 1321 | 1322 | 1322 | 1323 | 1323 | 1303 | 1302 | 1301 | 1301 | 1301 | 1302 | 1301 | 1300 | 1300 | 1300 | 1300 | 1300 | 1300 | 1300 |  | 0.15 | 4714.35 | 198.3 | 198.3 | 198.15 | 198.15 | 198.15 | 198.15 | 198.3 | 198.3 | 198.45 | 198.45 | 195.45 | 195.3 | 195.15 | 195.15 | 195.15 | 195.3 | 195.15 | 195 | 195 | 195 | 195 | 195 | 195 | 195 | 0
39457 | ROCKPORT1 AEG-KP | Generation | EcoMax | 2014-12-23 | 31426 | 1300 | 1300 | 1300 | 1300 | 1300 | 1300 | 1300 | 1300 | 1300 | 1300 | 1300 | 1300 | 1300 | 1320 | 1320 | 1320 | 1320 | 1321 | 1321 | 1322 | 1321 | 1321 | 1320 | 1320 |  | 0.15 | 4713.9 | 195 | 195 | 195 | 195 | 195 | 195 | 195 | 195 | 195 | 195 | 195 | 195 | 195 | 198 | 198 | 198 | 198 | 198.15 | 198.15 | 198.3 | 198.15 | 198.15 | 198 | 198 | 0
39457 | ROCKPORT1 AEG-KP | Generation | EcoMax | 2014-12-24 | 31680 | 1320 | 1320 | 1320 | 1320 | 1320 | 1320 | 1320 | 1320 | 1320 | 1320 | 1320 | 1320 | 1320 | 1320 | 1320 | 1320 | 1320 | 1320 | 1320 | 1320 | 1320 | 1320 | 1320 | 1320 |  | 0.15 | 4752 | 198 | 198 | 198 | 198 | 198 | 198 | 198 | 198 | 198 | 198 | 198 | 198 | 198 | 198 | 198 | 198 | 198 | 198 | 198 | 198 | 198 | 198 | 198 | 198 | 0
39457 | ROCKPORT1 AEG-KP | Generation | EcoMax | 2014-12-25 | 31680 | 1320 | 1320 | 1320 | 1320 | 1320 | 1320 | 1320 | 1320 | 1320 | 1320 | 1320 | 1320 | 1320 | 1320 | 1320 | 1320 | 1320 | 1320 | 1320 | 1320 | 1320 | 1320 | 1320 | 1320 |  | 0.15 | 4752 | 198 | 198 | 198 | 198 | 198 | 198 | 198 | 198 | 198 | 198 | 198 | 198 | 198 | 198 | 198 | 198 | 198 | 198 | 198 | 198 | 198 | 198 | 198 | 198 | 0
39457 | ROCKPORT1 AEG-KP | Generation | EcoMax | 2014-12-26 | 31680 | 1320 | 1320 | 1320 | 1320 | 1320 | 1320 | 1320 | 1320 | 1320 | 1320 | 1320 | 1320 | 1320 | 1320 | 1320 | 1320 | 1320 | 1320 | 1320 | 1320 | 1320 | 1320 | 1320 | 1320 |  | 0.15 | 4752 | 198 | 198 | 198 | 198 | 198 | 198 | 198 | 198 | 198 | 198 | 198 | 198 | 198 | 198 | 198 | 198 | 198 | 198 | 198 | 198 | 198 | 198 | 198 | 198 | 0
39457 | ROCKPORT1 AEG-KP | Generation | EcoMax | 2014-12-27 | 30539 | 1320 | 509 | 990 | 1320 | 1320 | 1320 | 1320 | 1320 | 1320 | 1320 | 1320 | 1320 | 1320 | 1320 | 1320 | 1320 | 1320 | 1320 | 1320 | 1320 | 1320 | 1320 | 1320 | 1320 |  | 0.15 | 4580.85 | 198 | 76.35 | 148.5 | 198 | 198 | 198 | 198 | 198 | 198 | 198 | 198 | 198 | 198 | 198 | 198 | 198 | 198 | 198 | 198 | 198 | 198 | 198 | 198 | 198 | 0
39457 | ROCKPORT1 AEG-KP | Generation | EcoMax | 2014-12-28 | 31682 | 1320 | 1320 | 1320 | 1320 | 1320 | 1320 | 1320 | 1320 | 1320 | 1320 | 1320 | 1320 | 1320 | 1320 | 1320 | 1320 | 1320 | 1320 | 1321 | 1321 | 1320 | 1320 | 1320 | 1320 |  | 0.15 | 4752.3 | 198 | 198 | 198 | 198 | 198 | 198 | 198 | 198 | 198 | 198 | 198 | 198 | 198 | 198 | 198 | 198 | 198 | 198 | 198.15 | 198.15 | 198 | 198 | 198 | 198 | 0
39457 | ROCKPORT1 AEG-KP | Generation | EcoMax | 2014-12-29 | 31698 | 1320 | 1320 | 1320 | 1320 | 1320 | 1320 | 1320 | 1320 | 1320 | 1321 | 1321 | 1321 | 1322 | 1322 | 1321 | 1321 | 1320 | 1321 | 1321 | 1322 | 1322 | 1322 | 1321 | 1320 |  | 0.15 | 4754.7 | 198 | 198 | 198 | 198 | 198 | 198 | 198 | 198 | 198 | 198.15 | 198.15 | 198.15 | 198.3 | 198.3 | 198.15 | 198.15 | 198 | 198.15 | 198.15 | 198.3 | 198.3 | 198.3 | 198.15 | 198 | 0
39457 | ROCKPORT1 AEG-KP | Generation | EcoMax | 2014-12-30 | 31702 | 1320 | 1320 | 1320 | 1320 | 1320 | 1320 | 1320 | 1320 | 1322 | 1322 | 1321 | 1322 | 1322 | 1321 | 1321 | 1320 | 1321 | 1321 | 1322 | 1322 | 1322 | 1321 | 1321 | 1321 |  | 0.15 | 4755.3 | 198 | 198 | 198 | 198 | 198 | 198 | 198 | 198 | 198.3 | 198.3 | 198.15 | 198.3 | 198.3 | 198.15 | 198.15 | 198 | 198.15 | 198.15 | 198.3 | 198.3 | 198.3 | 198.15 | 198.15 | 198.15 | 0
39457 | ROCKPORT1 AEG-KP | Generation | EcoMax | 2014-12-31 | 31691 | 1320 | 1321 | 1321 | 1321 | 1321 | 1321 | 1320 | 1322 | 1321 | 1321 | 1321 | 1320 | 1320 | 1320 | 1320 | 1320 | 1320 | 1320 | 1321 | 1320 | 1320 | 1320 | 1320 | 1320 |  | 0.15 | 4753.65 | 198 | 198.15 | 198.15 | 198.15 | 198.15 | 198.15 | 198 | 198.3 | 198.15 | 198.15 | 198.15 | 198 | 198 | 198 | 198 | 198 | 198 | 198 | 198.15 | 198 | 198 | 198 | 198 | 198 | 0
39477 | ROCKPORT2 AEG-KP | Generation | EcoMax | 2014-12-01 | 0 | 0 | 0 | 0 | 0 | 0 | 0 | 0 | 0 | 0 | 0 | 0 | 0 | 0 | 0 | 0 | 0 | 0 | 0 | 0 | 0 | 0 | 0 | 0 | 0 |  | 0.15 | 0 | 0 | 0 | 0 | 0 | 0 | 0 | 0 | 0 | 0 | 0 | 0 | 0 | 0 | 0 | 0 | 0 | 0 | 0 | 0 | 0 | 0 | 0 | 0 | 0 | 0
39477 | ROCKPORT2 AEG-KP | Generation | EcoMax | 2014-12-02 | 0 | 0 | 0 | 0 | 0 | 0 | 0 | 0 | 0 | 0 | 0 | 0 | 0 | 0 | 0 | 0 | 0 | 0 | 0 | 0 | 0 | 0 | 0 | 0 | 0 |  | 0.15 | 0 | 0 | 0 | 0 | 0 | 0 | 0 | 0 | 0 | 0 | 0 | 0 | 0 | 0 | 0 | 0 | 0 | 0 | 0 | 0 | 0 | 0 | 0 | 0 | 0 | 0
39477 | ROCKPORT2 AEG-KP | Generation | EcoMax | 2014-12-03 | 0 | 0 | 0 | 0 | 0 | 0 | 0 | 0 | 0 | 0 | 0 | 0 | 0 | 0 | 0 | 0 | 0 | 0 | 0 | 0 | 0 | 0 | 0 | 0 | 0 |  | 0.15 | 0 | 0 | 0 | 0 | 0 | 0 | 0 | 0 | 0 | 0 | 0 | 0 | 0 | 0 | 0 | 0 | 0 | 0 | 0 | 0 | 0 | 0 | 0 | 0 | 0 | 0
39477 | ROCKPORT2 AEG-KP | Generation | EcoMax | 2014-12-04 | 0 | 0 | 0 | 0 | 0 | 0 | 0 | 0 | 0 | 0 | 0 | 0 | 0 | 0 | 0 | 0 | 0 | 0 | 0 | 0 | 0 | 0 | 0 | 0 | 0 |  | 0.15 | 0 | 0 | 0 | 0 | 0 | 0 | 0 | 0 | 0 | 0 | 0 | 0 | 0 | 0 | 0 | 0 | 0 | 0 | 0 | 0 | 0 | 0 | 0 | 0 | 0 | 0
39477 | ROCKPORT2 AEG-KP | Generation | EcoMax | 2014-12-05 | 0 | 0 | 0 | 0 | 0 | 0 | 0 | 0 | 0 | 0 | 0 | 0 | 0 | 0 | 0 | 0 | 0 | 0 | 0 | 0 | 0 | 0 | 0 | 0 | 0 |  | 0.15 | 0 | 0 | 0 | 0 | 0 | 0 | 0 | 0 | 0 | 0 | 0 | 0 | 0 | 0 | 0 | 0 | 0 | 0 | 0 | 0 | 0 | 0 | 0 | 0 | 0 | 0
39477 | ROCKPORT2 AEG-KP | Generation | EcoMax | 2014-12-06 | 0 | 0 | 0 | 0 | 0 | 0 | 0 | 0 | 0 | 0 | 0 | 0 | 0 | 0 | 0 | 0 | 0 | 0 | 0 | 0 | 0 | 0 | 0 | 0 | 0 |  | 0.15 | 0 | 0 | 0 | 0 | 0 | 0 | 0 | 0 | 0 | 0 | 0 | 0 | 0 | 0 | 0 | 0 | 0 | 0 | 0 | 0 | 0 | 0 | 0 | 0 | 0 | 0
39477 | ROCKPORT2 AEG-KP | Generation | EcoMax | 2014-12-07 | 0 | 0 | 0 | 0 | 0 | 0 | 0 | 0 | 0 | 0 | 0 | 0 | 0 | 0 | 0 | 0 | 0 | 0 | 0 | 0 | 0 | 0 | 0 | 0 | 0 |  | 0.15 | 0 | 0 | 0 | 0 | 0 | 0 | 0 | 0 | 0 | 0 | 0 | 0 | 0 | 0 | 0 | 0 | 0 | 0 | 0 | 0 | 0 | 0 | 0 | 0 | 0 | 0
39477 | ROCKPORT2 AEG-KP | Generation | EcoMax | 2014-12-08 | 0 | 0 | 0 | 0 | 0 | 0 | 0 | 0 | 0 | 0 | 0 | 0 | 0 | 0 | 0 | 0 | 0 | 0 | 0 | 0 | 0 | 0 | 0 | 0 | 0 |  | 0.15 | 0 | 0 | 0 | 0 | 0 | 0 | 0 | 0 | 0 | 0 | 0 | 0 | 0 | 0 | 0 | 0 | 0 | 0 | 0 | 0 | 0 | 0 | 0 | 0 | 0 | 0
39477 | ROCKPORT2 AEG-KP | Generation | EcoMax | 2014-12-09 | 0 | 0 | 0 | 0 | 0 | 0 | 0 | 0 | 0 | 0 | 0 | 0 | 0 | 0 | 0 | 0 | 0 | 0 | 0 | 0 | 0 | 0 | 0 | 0 | 0 |  | 0.15 | 0 | 0 | 0 | 0 | 0 | 0 | 0 | 0 | 0 | 0 | 0 | 0 | 0 | 0 | 0 | 0 | 0 | 0 | 0 | 0 | 0 | 0 | 0 | 0 | 0 | 0
39477 | ROCKPORT2 AEG-KP | Generation | EcoMax | 2014-12-10 | 0 | 0 | 0 | 0 | 0 | 0 | 0 | 0 | 0 | 0 | 0 | 0 | 0 | 0 | 0 | 0 | 0 | 0 | 0 | 0 | 0 | 0 | 0 | 0 | 0 |  | 0.15 | 0 | 0 | 0 | 0 | 0 | 0 | 0 | 0 | 0 | 0 | 0 | 0 | 0 | 0 | 0 | 0 | 0 | 0 | 0 | 0 | 0 | 0 | 0 | 0 | 0 | 0
39477 | ROCKPORT2 AEG-KP | Generation | EcoMax | 2014-12-11 | 0 | 0 | 0 | 0 | 0 | 0 | 0 | 0 | 0 | 0 | 0 | 0 | 0 | 0 | 0 | 0 | 0 | 0 | 0 | 0 | 0 | 0 | 0 | 0 | 0 |  | 0.15 | 0 | 0 | 0 | 0 | 0 | 0 | 0 | 0 | 0 | 0 | 0 | 0 | 0 | 0 | 0 | 0 | 0 | 0 | 0 | 0 | 0 | 0 | 0 | 0 | 0 | 0
39477 | ROCKPORT2 AEG-KP | Generation | EcoMax | 2014-12-12 | 0 | 0 | 0 | 0 | 0 | 0 | 0 | 0 | 0 | 0 | 0 | 0 | 0 | 0 | 0 | 0 | 0 | 0 | 0 | 0 | 0 | 0 | 0 | 0 | 0 |  | 0.15 | 0 | 0 | 0 | 0 | 0 | 0 | 0 | 0 | 0 | 0 | 0 | 0 | 0 | 0 | 0 | 0 | 0 | 0 | 0 | 0 | 0 | 0 | 0 | 0 | 0 | 0
39477 | ROCKPORT2 AEG-KP | Generation | EcoMax | 2014-12-13 | 0 | 0 | 0 | 0 | 0 | 0 | 0 | 0 | 0 | 0 | 0 | 0 | 0 | 0 | 0 | 0 | 0 | 0 | 0 | 0 | 0 | 0 | 0 | 0 | 0 |  | 0.15 | 0 | 0 | 0 | 0 | 0 | 0 | 0 | 0 | 0 | 0 | 0 | 0 | 0 | 0 | 0 | 0 | 0 | 0 | 0 | 0 | 0 | 0 | 0 | 0 | 0 | 0
39477 | ROCKPORT2 AEG-KP | Generation | EcoMax | 2014-12-14 | 68 | 0 | 0 | 0 | 0 | 0 | 0 | 0 | 0 | 0 | 0 | 0 | 0 | 0 | 0 | 0 | 0 | 0 | 1 | 3 | 6 | 9 | 3 | 0 | 46 |  | 0.15 | 10.2 | 0 | 0 | 0 | 0 | 0 | 0 | 0 | 0 | 0 | 0 | 0 | 0 | 0 | 0 | 0 | 0 | 0 | 0.15 | 0.45 | 0.9 | 1.35 | 0.45 | 0 | 6.9 | 0
39477 | ROCKPORT2 AEG-KP | Generation | EcoMax | 2014-12-15 | 30562 | 1300 | 1300 | 1300 | 1300 | 1300 | 1300 | 1300 | 1300 | 1300 | 1157 | 1004 | 1096 | 1300 | 1300 | 1300 | 1300 | 1300 | 1300 | 1301 | 1301 | 1301 | 1301 | 1301 | 1300 |  | 0.15 | 4584.3 | 195 | 195 | 195 | 195 | 195 | 195 | 195 | 195 | 195 | 173.55 | 150.6 | 164.4 | 195 | 195 | 195 | 195 | 195 | 195 | 195.15 | 195.15 | 195.15 | 195.15 | 195.15 | 195 | 0
39477 | ROCKPORT2 AEG-KP | Generation | EcoMax | 2014-12-16 | 31208 | 1300 | 1300 | 1300 | 1300 | 1300 | 1300 | 1300 | 1300 | 1301 | 1301 | 1300 | 1300 | 1300 | 1300 | 1300 | 1300 | 1300 | 1301 | 1301 | 1301 | 1301 | 1301 | 1301 | 1300 |  | 0.15 | 4681.2 | 195 | 195 | 195 | 195 | 195 | 195 | 195 | 195 | 195.15 | 195.15 | 195 | 195 | 195 | 195 | 195 | 195 | 195 | 195.15 | 195.15 | 195.15 | 195.15 | 195.15 | 195.15 | 195 | 0
39477 | ROCKPORT2 AEG-KP | Generation | EcoMax | 2014-12-17 | 31215 | 1300 | 1300 | 1300 | 1300 | 1300 | 1300 | 1300 | 1300 | 1300 | 1301 | 1301 | 1301 | 1301 | 1300 | 1301 | 1301 | 1301 | 1302 | 1301 | 1301 | 1301 | 1301 | 1301 | 1301 |  | 0.15 | 4682.25 | 195 | 195 | 195 | 195 | 195 | 195 | 195 | 195 | 195 | 195.15 | 195.15 | 195.15 | 195.15 | 195 | 195.15 | 195.15 | 195.15 | 195.3 | 195.15 | 195.15 | 195.15 | 195.15 | 195.15 | 195.15 | 0
39477 | ROCKPORT2 AEG-KP | Generation | EcoMax | 2014-12-18 | 31227 | 1300 | 1300 | 1300 | 1300 | 1300 | 1301 | 1301 | 1302 | 1302 | 1301 | 1301 | 1301 | 1301 | 1301 | 1302 | 1301 | 1302 | 1302 | 1302 | 1302 | 1302 | 1301 | 1301 | 1301 |  | 0.15 | 4684.05 | 195 | 195 | 195 | 195 | 195 | 195.15 | 195.15 | 195.3 | 195.3 | 195.15 | 195.15 | 195.15 | 195.15 | 195.15 | 195.3 | 195.15 | 195.3 | 195.3 | 195.3 | 195.3 | 195.3 | 195.15 | 195.15 | 195.15 | 0
39477 | ROCKPORT2 AEG-KP | Generation | EcoMax | 2014-12-19 | 31206 | 1300 | 1301 | 1300 | 1300 | 1300 | 1301 | 1300 | 1300 | 1300 | 1300 | 1300 | 1300 | 1300 | 1300 | 1301 | 1300 | 1300 | 1300 | 1300 | 1300 | 1301 | 1300 | 1301 | 1301 |  | 0.15 | 4680.9 | 195 | 195.15 | 195 | 195 | 195 | 195.15 | 195 | 195 | 195 | 195 | 195 | 195 | 195 | 195 | 195.15 | 195 | 195 | 195 | 195 | 195 | 195.15 | 195 | 195.15 | 195.15 | 0
39477 | ROCKPORT2 AEG-KP | Generation | EcoMax | 2014-12-20 | 30164 | 1301 | 1301 | 1300 | 772 | 773 | 1300 | 1300 | 1301 | 1301 | 1301 | 1301 | 1301 | 1301 | 1301 | 1301 | 1301 | 1301 | 1301 | 1301 | 1301 | 1301 | 1301 | 1301 | 1301 |  | 0.15 | 4524.6 | 195.15 | 195.15 | 195 | 115.8 | 115.95 | 195 | 195 | 195.15 | 195.15 | 195.15 | 195.15 | 195.15 | 195.15 | 195.15 | 195.15 | 195.15 | 195.15 | 195.15 | 195.15 | 195.15 | 195.15 | 195.15 | 195.15 | 195.15 | 0
39477 | ROCKPORT2 AEG-KP | Generation | EcoMax | 2014-12-21 | 26432 | 510 | 504 | 504 | 503 | 503 | 503 | 1296 | 1300 | 1300 | 1301 | 1301 | 1300 | 1300 | 1300 | 1300 | 1300 | 1300 | 1300 | 1301 | 1301 | 1302 | 1301 | 1301 | 1301 |  | 0.15 | 3964.8 | 76.5 | 75.6 | 75.6 | 75.45 | 75.45 | 75.45 | 194.4 | 195 | 195 | 195.15 | 195.15 | 195 | 195 | 195 | 195 | 195 | 195 | 195 | 195.15 | 195.15 | 195.3 | 195.15 | 195.15 | 195.15 | 0
39477 | ROCKPORT2 AEG-KP | Generation | EcoMax | 2014-12-22 | 31217 | 1301 | 1301 | 1301 | 1301 | 1301 | 1301 | 1301 | 1301 | 1301 | 1301 | 1301 | 1301 | 1301 | 1301 | 1301 | 1301 | 1301 | 1300 | 1300 | 1300 | 1300 | 1300 | 1300 | 1300 |  | 0.15 | 4682.55 | 195.15 | 195.15 | 195.15 | 195.15 | 195.15 | 195.15 | 195.15 | 195.15 | 195.15 | 195.15 | 195.15 | 195.15 | 195.15 | 195.15 | 195.15 | 195.15 | 195.15 | 195 | 195 | 195 | 195 | 195 | 195 | 195 | 0
39477 | ROCKPORT2 AEG-KP | Generation | EcoMax | 2014-12-23 | 30011 | 1300 | 706 | 701 | 1297 | 1300 | 1300 | 1300 | 1300 | 1300 | 1300 | 1300 | 1300 | 1300 | 1300 | 1300 | 1300 | 1300 | 1301 | 1302 | 1303 | 1301 | 1300 | 1300 | 1300 |  | 0.15 | 4501.65 | 195 | 105.9 | 105.15 | 194.55 | 195 | 195 | 195 | 195 | 195 | 195 | 195 | 195 | 195 | 195 | 195 | 195 | 195 | 195.15 | 195.3 | 195.45 | 195.15 | 195 | 195 | 195 | 0
39477 | ROCKPORT2 AEG-KP | Generation | EcoMax | 2014-12-24 | 27212 | 503 | 504 | 503 | 503 | 503 | 1296 | 1300 | 1300 | 1300 | 1300 | 1300 | 1300 | 1300 | 1300 | 1300 | 1300 | 1300 | 1300 | 1300 | 1300 | 1300 | 1300 | 1300 | 1300 |  | 0.15 | 4081.8 | 75.45 | 75.6 | 75.45 | 75.45 | 75.45 | 194.4 | 195 | 195 | 195 | 195 | 195 | 195 | 195 | 195 | 195 | 195 | 195 | 195 | 195 | 195 | 195 | 195 | 195 | 195 | 0
39477 | ROCKPORT2 AEG-KP | Generation | EcoMax | 2014-12-25 | 31200 | 1300 | 1300 | 1300 | 1300 | 1300 | 1300 | 1300 | 1300 | 1300 | 1300 | 1300 | 1300 | 1300 | 1300 | 1300 | 1300 | 1300 | 1300 | 1300 | 1300 | 1300 | 1300 | 1300 | 1300 |  | 0.15 | 4680 | 195 | 195 | 195 | 195 | 195 | 195 | 195 | 195 | 195 | 195 | 195 | 195 | 195 | 195 | 195 | 195 | 195 | 195 | 195 | 195 | 195 | 195 | 195 | 195 | 0
39477 | ROCKPORT2 AEG-KP | Generation | EcoMax | 2014-12-26 | 31200 | 1300 | 1300 | 1300 | 1300 | 1300 | 1300 | 1300 | 1300 | 1300 | 1300 | 1300 | 1300 | 1300 | 1300 | 1300 | 1300 | 1300 | 1300 | 1300 | 1300 | 1300 | 1300 | 1300 | 1300 |  | 0.15 | 4680 | 195 | 195 | 195 | 195 | 195 | 195 | 195 | 195 | 195 | 195 | 195 | 195 | 195 | 195 | 195 | 195 | 195 | 195 | 195 | 195 | 195 | 195 | 195 | 195 | 0
39477 | ROCKPORT2 AEG-KP | Generation | EcoMax | 2014-12-27 | 30695 | 1300 | 1300 | 1300 | 795 | 1300 | 1300 | 1300 | 1300 | 1300 | 1300 | 1300 | 1300 | 1300 | 1300 | 1300 | 1300 | 1300 | 1300 | 1300 | 1300 | 1300 | 1300 | 1300 | 1300 |  | 0.15 | 4604.25 | 195 | 195 | 195 | 119.25 | 195 | 195 | 195 | 195 | 195 | 195 | 195 | 195 | 195 | 195 | 195 | 195 | 195 | 195 | 195 | 195 | 195 | 195 | 195 | 195 | 0
39477 | ROCKPORT2 AEG-KP | Generation | EcoMax | 2014-12-28 | 31205 | 1300 | 1300 | 1300 | 1300 | 1300 | 1300 | 1300 | 1300 | 1300 | 1300 | 1300 | 1300 | 1300 | 1300 | 1300 | 1300 | 1300 | 1301 | 1302 | 1302 | 1300 | 1300 | 1300 | 1300
39477 | ROCKPORT2 AEG-KP | Generation | EcoMax | 2014-12-29 | 31218 | 1300 | 1300 | 1300 | 1300 | 1300 | 1300 | 1300 | 1300 | 1300 | 1301 | 1302 | 1301 | 1301 | 1301 | 1301 | 1302 | 1301 | 1301 | 1301 | 1302 | 1301 | 1301 | 1301 | 1301
39477 | ROCKPORT2 AEG-KP | Generation | EcoMax | 2014-12-30 | 31228 | 1301 | 1301 | 1301 | 1301 | 1301 | 1301 | 1301 | 1300 | 1301 | 1301 | 1301 | 1301 | 1301 | 1301 | 1301 | 1301 | 1301 | 1302 | 1301 | 1302 | 1302 | 1302 | 1302 | 1301
39477 | ROCKPORT2 AEG-KP | Generation | EcoMax | 2014-12-31 | 30243 | 1300 | 712 | 929 | 1300 | 1300 | 1300 | 1300 | 1300 | 1300 | 1301 | 1301 | 1300 | 1300 | 1300 | 1300 | 1300 | 1300 | 1300 | 1300 | 1300 | 1300 | 1300 | 1300 | 1300
60447 | MITCHELL 1 KP | Generation | EcoMax | 2014-12-01 | 0 | 0 | 0 | 0 | 0 | 0 | 0 | 0 | 0 | 0 | 0 | 0 | 0 | 0 | 0 | 0 | 0 | 0 | 0 | 0 | 0 | 0 | 0 | 0 | 0
60447 | MITCHELL 1 KP | Generation | EcoMax | 2014-12-02 | 0 | 0 | 0 | 0 | 0 | 0 | 0 | 0 | 0 | 0 | 0 | 0 | 0 | 0 | 0 | 0 | 0 | 0 | 0 | 0 | 0 | 0 | 0 | 0 | 0
60447 | MITCHELL 1 KP | Generation | EcoMax | 2014-12-03 | 0 | 0 | 0 | 0 | 0 | 0 | 0 | 0 | 0 | 0 | 0 | 0 | 0 | 0 | 0 | 0 | 0 | 0 | 0 | 0 | 0 | 0 | 0 | 0 | 0
60447 | MITCHELL 1 KP | Generation | EcoMax | 2014-12-04 | 0 | 0 | 0 | 0 | 0 | 0 | 0 | 0 | 0 | 0 | 0 | 0 | 0 | 0 | 0 | 0 | 0 | 0 | 0 | 0 | 0 | 0 | 0 | 0 | 0
60447 | MITCHELL 1 KP | Generation | EcoMax | 2014-12-05 | 0 | 0 | 0 | 0 | 0 | 0 | 0 | 0 | 0 | 0 | 0 | 0 | 0 | 0 | 0 | 0 | 0 | 0 | 0 | 0 | 0 | 0 | 0 | 0 | 0
60447 | MITCHELL 1 KP | Generation | EcoMax | 2014-12-06 | 0 | 0 | 0 | 0 | 0 | 0 | 0 | 0 | 0 | 0 | 0 | 0 | 0 | 0 | 0 | 0 | 0 | 0 | 0 | 0 | 0 | 0 | 0 | 0 | 0
60447 | MITCHELL 1 KP | Generation | EcoMax | 2014-12-07 | 0 | 0 | 0 | 0 | 0 | 0 | 0 | 0 | 0 | 0 | 0 | 0 | 0 | 0 | 0 | 0 | 0 | 0 | 0 | 0 | 0 | 0 | 0 | 0 | 0
60447 | MITCHELL 1 KP | Generation | EcoMax | 2014-12-08 | 0 | 0 | 0 | 0 | 0 | 0 | 0 | 0 | 0 | 0 | 0 | 0 | 0 | 0 | 0 | 0 | 0 | 0 | 0 | 0 | 0 | 0 | 0 | 0 | 0
60447 | MITCHELL 1 KP | Generation | EcoMax | 2014-12-09 | 0 | 0 | 0 | 0 | 0 | 0 | 0 | 0 | 0 | 0 | 0 | 0 | 0 | 0 | 0 | 0 | 0 | 0 | 0 | 0 | 0 | 0 | 0 | 0 | 0
60447 | MITCHELL 1 KP | Generation | EcoMax | 2014-12-10 | 0 | 0 | 0 | 0 | 0 | 0 | 0 | 0 | 0 | 0 | 0 | 0 | 0 | 0 | 0 | 0 | 0 | 0 | 0 | 0 | 0 | 0 | 0 | 0 | 0
60447 | MITCHELL 1 KP | Generation | EcoMax | 2014-12-11 | 0 | 0 | 0 | 0 | 0 | 0 | 0 | 0 | 0 | 0 | 0 | 0 | 0 | 0 | 0 | 0 | 0 | 0 | 0 | 0 | 0 | 0 | 0 | 0 | 0
60447 | MITCHELL 1 KP | Generation | EcoMax | 2014-12-12 | 0 | 0 | 0 | 0 | 0 | 0 | 0 | 0 | 0 | 0 | 0 | 0 | 0 | 0 | 0 | 0 | 0 | 0 | 0 | 0 | 0 | 0 | 0 | 0 | 0
60447 | MITCHELL 1 KP | Generation | EcoMax | 2014-12-13 | 0 | 0 | 0 | 0 | 0 | 0 | 0 | 0 | 0 | 0 | 0 | 0 | 0 | 0 | 0 | 0 | 0 | 0 | 0 | 0 | 0 | 0 | 0 | 0 | 0
60447 | MITCHELL 1 KP | Generation | EcoMax | 2014-12-14 | 0 | 0 | 0 | 0 | 0 | 0 | 0 | 0 | 0 | 0 | 0 | 0 | 0 | 0 | 0 | 0 | 0 | 0 | 0 | 0 | 0 | 0 | 0 | 0 | 0
60447 | MITCHELL 1 KP | Generation | EcoMax | 2014-12-15 | 0 | 0 | 0 | 0 | 0 | 0 | 0 | 0 | 0 | 0 | 0 | 0 | 0 | 0 | 0 | 0 | 0 | 0 | 0 | 0 | 0 | 0 | 0 | 0 | 0
60447 | MITCHELL 1 KP | Generation | EcoMax | 2014-12-16 | 0 | 0 | 0 | 0 | 0 | 0 | 0 | 0 | 0 | 0 | 0 | 0 | 0 | 0 | 0 | 0 | 0 | 0 | 0 | 0 | 0 | 0 | 0 | 0 | 0
60447 | MITCHELL 1 KP | Generation | EcoMax | 2014-12-17 | 0 | 0 | 0 | 0 | 0 | 0 | 0 | 0 | 0 | 0 | 0 | 0 | 0 | 0 | 0 | 0 | 0 | 0 | 0 | 0 | 0 | 0 | 0 | 0 | 0
60447 | MITCHELL 1 KP | Generation | EcoMax | 2014-12-18 | 0 | 0 | 0 | 0 | 0 | 0 | 0 | 0 | 0 | 0 | 0 | 0 | 0 | 0 | 0 | 0 | 0 | 0 | 0 | 0 | 0 | 0 | 0 | 0 | 0
60447 | MITCHELL 1 KP | Generation | EcoMax | 2014-12-19 | 0 | 0 | 0 | 0 | 0 | 0 | 0 | 0 | 0 | 0 | 0 | 0 | 0 | 0 | 0 | 0 | 0 | 0 | 0 | 0 | 0 | 0 | 0 | 0 | 0
60447 | MITCHELL 1 KP | Generation | EcoMax | 2014-12-20 | 0 | 0 | 0 | 0 | 0 | 0 | 0 | 0 | 0 | 0 | 0 | 0 | 0 | 0 | 0 | 0 | 0 | 0 | 0 | 0 | 0 | 0 | 0 | 0 | 0
60447 | MITCHELL 1 KP | Generation | EcoMax | 2014-12-21 | 0 | 0 | 0 | 0 | 0 | 0 | 0 | 0 | 0 | 0 | 0 | 0 | 0 | 0 | 0 | 0 | 0 | 0 | 0 | 0 | 0 | 0 | 0 | 0 | 0
60447 | MITCHELL 1 KP | Generation | EcoMax | 2014-12-22 | 0 | 0 | 0 | 0 | 0 | 0 | 0 | 0 | 0 | 0 | 0 | 0 | 0 | 0 | 0 | 0 | 0 | 0 | 0 | 0 | 0 | 0 | 0 | 0 | 0
60447 | MITCHELL 1 KP | Generation | EcoMax | 2014-12-23 | 86 | 0 | 0 | 0 | 0 | 0 | 0 | 0 | 0 | 0 | 0 | 0 | 0 | 0 | 0 | 0 | 0 | 0 | 0 | 0 | 0 | 1 | 13 | 23 | 49
60447 | MITCHELL 1 KP | Generation | EcoMax | 2014-12-24 | 8101 | 72 | 151 | 187 | 207 | 385 | 385 | 385 | 385 | 385 | 385 | 385 | 385 | 385 | 385 | 385 | 385 | 385 | 385 | 385 | 385 | 340 | 345 | 366 | 273
60447 | MITCHELL 1 KP | Generation | EcoMax | 2014-12-25 | 8139 | 278 | 252 | 246 | 211 | 255 | 320 | 270 | 325 | 385 | 385 | 385 | 385 | 385 | 340 | 284 | 353 | 385 | 385 | 385 | 385 | 385 | 385 | 385 | 385
60447 | MITCHELL 1 KP | Generation | EcoMax | 2014-12-26 | 8614 | 381 | 382 | 368 | 304 | 374 | 385 | 385 | 385 | 385 | 385 | 385 | 353 | 384 | 385 | 381 | 385 | 385 | 297 | 350 | 366 | 310 | 309 | 309 | 281
60447 | MITCHELL 1 KP | Generation | EcoMax | 2014-12-27 | 7202 | 266 | 254 | 235 | 308 | 308 | 308 | 308 | 308 | 308 | 308 | 308 | 325 | 325 | 249 | 232 | 297 | 325 | 325 | 325 | 325 | 325 | 325 | 321 | 284
60447 | MITCHELL 1 KP | Generation | EcoMax | 2014-12-28 | 7611 | 237 | 224 | 225 | 228 | 224 | 224 | 226 | 292 | 274 | 312 | 325 | 325 | 350 | 381 | 385 | 385 | 385 | 385 | 385 | 385 | 385 | 385 | 385 | 299
60447 | MITCHELL 1 KP | Generation | EcoMax | 2014-12-29 | 7279 | 385 | 383 | 385 | 385 | 385 | 385 | 299 | 241 | 241 | 241 | 241 | 242 | 243 | 279 | 309 | 307 | 291 | 291 | 291 | 291 | 291 | 291 | 291 | 291
60447 | MITCHELL 1 KP | Generation | EcoMax | 2014-12-30 | 6006 | 227 | 226 | 226 | 226 | 226 | 290 | 290 | 277 | 251 | 251 | 253 | 251 | 251 | 251 | 251 | 251 | 251 | 251 | 251 | 251 | 251 | 251 | 251 | 251
60447 | MITCHELL 1 KP | Generation | EcoMax | 2014-12-31 | 5734 | 251 | 251 | 251 | 251 | 251 | 251 | 251 | 251 | 251 | 236 | 234 | 231 | 231 | 231 | 231 | 231 | 231 | 231 | 231 | 231 | 231 | 231 | 232 | 232
60477 | MITCHELL 2 KP | Generation | EcoMax | 2014-12-01 | 8433 | 229 | 228 | 228 | 228 | 228 | 395 | 395 | 305 | 298 | 356 | 397 | 396 | 395 | 396 | 396 | 396 | 396 | 396 | 396 | 396 | 396 | 396 | 396 | 395
60477 | MITCHELL 2 KP | Generation | EcoMax | 2014-12-02 | 8651 | 229 | 226 | 226 | 226 | 226 | 395 | 395 | 395 | 396 | 397 | 396 | 396 | 396 | 396 | 396 | 396 | 396 | 395 | 395 | 394 | 396 | 396 | 396 | 396
60477 | MITCHELL 2 KP | Generation | EcoMax | 2014-12-03 | 6949 | 229 | 227 | 227 | 227 | 226 | 395 | 301 | 301 | 301 | 301 | 301 | 301 | 301 | 301 | 301 | 301 | 301 | 301 | 301 | 301 | 301 | 301 | 301 | 301
60477 | MITCHELL 2 KP | Generation | EcoMax | 2014-12-04 | 466 | 263 | 188 | 15 | 0 | 0 | 0 | 0 | 0 | 0 | 0 | 0 | 0 | 0 | 0 | 0 | 0 | 0 | 0 | 0 | 0 | 0 | 0 | 0 | 0
60477 | MITCHELL 2 KP | Generation | EcoMax | 2014-12-05 | 0 | 0 | 0 | 0 | 0 | 0 | 0 | 0 | 0 | 0 | 0 | 0 | 0 | 0 | 0 | 0 | 0 | 0 | 0 | 0 | 0 | 0 | 0 | 0 | 0
60477 | MITCHELL 2 KP | Generation | EcoMax | 2014-12-06 | 0 | 0 | 0 | 0 | 0 | 0 | 0 | 0 | 0 | 0 | 0 | 0 | 0 | 0 | 0 | 0 | 0 | 0 | 0 | 0 | 0 | 0 | 0 | 0 | 0
60477 | MITCHELL 2 KP | Generation | EcoMax | 2014-12-07 | 0 | 0 | 0 | 0 | 0 | 0 | 0 | 0 | 0 | 0 | 0 | 0 | 0 | 0 | 0 | 0 | 0 | 0 | 0 | 0 | 0 | 0 | 0 | 0 | 0
60477 | MITCHELL 2 KP | Generation | EcoMax | 2014-12-08 | 84 | 0 | 0 | 0 | 0 | 0 | 0 | 0 | 0 | 0 | 0 | 0 | 0 | 0 | 0 | 0 | 0 | 0 | 0 | 0 | 0 | 1 | 17 | 31 | 35
60477 | MITCHELL 2 KP | Generation | EcoMax | 2014-12-09 | 7229 | 67 | 105 | 163 | 217 | 252 | 395 | 361 | 326 | 326 | 326 | 327 | 326 | 326 | 326 | 327 | 326 | 326 | 328 | 329 | 348 | 351 | 351 | 350 | 350
60477 | MITCHELL 2 KP | Generation | EcoMax | 2014-12-10 | 8580 | 350 | 350 | 350 | 350 | 350 | 350 | 351 | 391 | 347 | 346 | 346 | 346 | 348 | 349 | 349 | 356 | 369 | 368 | 369 | 369 | 369 | 369 | 369 | 369
60477 | MITCHELL 2 KP | Generation | EcoMax | 2014-12-11 | 8060 | 208 | 208 | 208 | 208 | 208 | 368 | 368 | 368 | 364 | 359 | 359 | 359 | 360 | 369 | 369 | 369 | 369 | 369 | 370 | 375 | 381 | 381 | 382 | 381
60477 | MITCHELL 2 KP | Generation | EcoMax | 2014-12-12 | 8482 | 208 | 206 | 206 | 205 | 206 | 394 | 395 | 395 | 395 | 395 | 396 | 396 | 397 | 396 | 396 | 395 | 395 | 390 | 386 | 386 | 386 | 386 | 386 | 386
60477 | MITCHELL 2 KP | Generation | EcoMax | 2014-12-13 | 8524 | 209 | 207 | 205 | 205 | 205 | 374 | 395 | 395 | 396 | 396 | 396 | 396 | 395 | 395 | 395 | 395 | 395 | 396 | 396 | 396 | 396 | 396 | 395 | 395
60477 | MITCHELL 2 KP | Generation | EcoMax | 2014-12-14 | 8540 | 209 | 207 | 206 | 206 | 206 | 394 | 395 | 395 | 395 | 395 | 395 | 395 | 395 | 395 | 395 | 395 | 395 | 395 | 395 | 395 | 397 | 395 | 395 | 395
60477 | MITCHELL 2 KP | Generation | EcoMax | 2014-12-15 | 8747 | 208 | 206 | 206 | 228 | 379 | 395 | 395 | 398 | 397 | 396 | 396 | 396 | 395 | 395 | 395 | 395 | 395 | 396 | 396 | 396 | 397 | 396 | 396 | 395
60477 | MITCHELL 2 KP | Generation | EcoMax | 2014-12-16 | 8660 | 209 | 207 | 206 | 208 | 317 | 395 | 395 | 396 | 396 | 396 | 395 | 395 | 395 | 395 | 395 | 395 | 395 | 395 | 397 | 396 | 396 | 396 | 395 | 395
60477 | MITCHELL 2 KP | Generation | EcoMax | 2014-12-17 | 8670 | 209 | 208 | 208 | 208 | 322 | 395 | 395 | 397 | 396 | 396 | 396 | 396 | 396 | 396 | 395 | 395 | 395 | 394 | 395 | 395 | 395 | 396 | 396 | 396
60477 | MITCHELL 2 KP | Generation | EcoMax | 2014-12-18 | 8514 | 209 | 208 | 208 | 208 | 319 | 395 | 395 | 396 | 396 | 396 | 396 | 395 | 395 | 386 | 381 | 381 | 381 | 381 | 381 | 381 | 383 | 381 | 381 | 381
60477 | MITCHELL 2 KP | Generation | EcoMax | 2014-12-19 | 8920 | 380 | 380 | 380 | 380 | 380 | 380 | 395 | 395 | 353 | 353 | 353 | 353 | 353 | 353 | 353 | 369 | 377 | 376 | 376 | 376 | 376 | 376 | 377 | 376
60477 | MITCHELL 2 KP | Generation | EcoMax | 2014-12-20 | 8139 | 208 | 207 | 206 | 206 | 206 | 248 | 335 | 345 | 345 | 345 | 385 | 399 | 399 | 397 | 396 | 397 | 396 | 396 | 396 | 396 | 396 | 396 | 392 | 347
60477 | MITCHELL 2 KP | Generation | EcoMax | 2014-12-21 | 8369 | 209 | 207 | 206 | 205 | 205 | 382 | 395 | 395 | 395 | 396 | 395 | 395 | 395 | 395 | 395 | 395 | 376 | 375 | 376 | 376 | 376 | 375 | 375 | 375
60477 | MITCHELL 2 KP | Generation | EcoMax | 2014-12-22 | 7915 | 228 | 226 | 226 | 226 | 226 | 395 | 366 | 346 | 345 | 345 | 346 | 346 | 346 | 346 | 346 | 346 | 345 | 346 | 395 | 396 | 376 | 352 | 350 | 350
60477 | MITCHELL 2 KP | Generation | EcoMax | 2014-12-23 | 7945 | 370 | 351 | 370 | 356 | 324 | 326 | 326 | 325 | 326 | 325 | 324 | 325 | 324 | 323 | 324 | 323 | 323 | 323 | 323 | 323 | 325 | 325 | 325 | 336
60477 | MITCHELL 2 KP | Generation | EcoMax | 2014-12-24 | 9124 | 347 | 354 | 395 | 395 | 343 | 395 | 395 | 395 | 395 | 395 | 395 | 395 | 395 | 395 | 395 | 395 | 395 | 395 | 395 | 370 | 395 | 395 | 352 | 248
60477 | MITCHELL 2 KP | Generation | EcoMax | 2014-12-25 | 7873 | 264 | 227 | 218 | 226 | 255 | 244 | 234 | 314 | 395 | 395 | 395 | 395 | 395 | 395 | 221 | 222 | 313 | 395 | 395 | 395 | 395 | 395 | 395 | 395
60477 | MITCHELL 2 KP | Generation | EcoMax | 2014-12-26 | 8960 | 395 | 394 | 384 | 321 | 395 | 395 | 395 | 395 | 395 | 395 | 395 | 395 | 395 | 395 | 393 | 279 | 339 | 315 | 379 | 388 | 356 | 356 | 356 | 355
60477 | MITCHELL 2 KP | Generation | EcoMax | 2014-12-27 | 7952 | 306 | 305 | 276 | 305 | 305 | 331 | 345 | 345 | 345 | 346 | 355 | 355 | 355 | 298 | 244 | 348 | 327 | 355 | 355 | 355 | 355 | 355 | 355 | 331
60477 | MITCHELL 2 KP | Generation | EcoMax | 2014-12-28 | 7772 | 289 | 205 | 206 | 205 | 205 | 206 | 224 | 319 | 311 | 352 | 375 | 375 | 375 | 375 | 375 | 375 | 375 | 375 | 375 | 375 | 375 | 375 | 375 | 375
60477 | MITCHELL 2 KP | Generation | EcoMax | 2014-12-29 | 9004 | 375 | 375 | 375 | 375 | 375 | 375 | 375 | 375 | 375 | 375 | 375 | 375 | 375 | 375 | 375 | 375 | 375 | 376 | 376 | 376 | 376 | 375 | 375 | 375
60477 | MITCHELL 2 KP | Generation | EcoMax | 2014-12-30 | 8335 | 208 | 205 | 205 | 205 | 205 | 365 | 375 | 375 | 375 | 376 | 376 | 376 | 375 | 377 | 379 | 392 | 395 | 395 | 396 | 396 | 396 | 397 | 396 | 395
60477 | MITCHELL 2 KP | Generation | EcoMax | 2014-12-31 | 8550 | 229 | 226 | 225 | 225 | 225 | 395 | 395 | 395 | 396 | 396 | 395 | 395 | 395 | 395 | 395 | 395 | 395 | 380 | 392 | 383 | 381 | 381 | 381 | 380
2333399
|  |  | Total | 2014-12-01 | 45815 | 1698 | 1731 | 1733 | 1694 | 1715 | 1966 | 1970 | 1881 | 1875 | 1933 | 1974 | 1973 | 1972 | 1973 | 1973 | 1973 | 1972 | 1973 | 1973 | 1973 | 1973 | 1973 | 1973 | 1971
|  |  | Total | 2014-12-02 | 44447 | 1804 | 1735 | 1673 | 1704 | 1720 | 1836 | 1837 | 1837 | 1838 | 1838 | 1837 | 1837 | 1838 | 1836 | 1837 | 1839 | 1839 | 1928 | 1971 | 1971 | 1973 | 1973 | 1973 | 1973
|  |  | Total | 2014-12-03 | 44800 | 1805 | 1804 | 1803 | 1804 | 1802 | 1971 | 1878 | 1879 | 1880 | 1878 | 1878 | 1878 | 1879 | 1879 | 1879 | 1879 | 1878 | 1878 | 1878 | 1878 | 1878 | 1878 | 1878 | 1878
|  |  | Total | 2014-12-04 | 38320 | 1839 | 1763 | 1590 | 1575 | 1577 | 1576 | 1577 | 1577 | 1577 | 1577 | 1577 | 1580 | 1581 | 1582 | 1579 | 1577 | 1576 | 1577 | 1577 | 1577 | 1578 | 1577 | 1577 | 1577
|  |  | Total | 2014-12-05 | 37666 | 1576 | 1575 | 1556 | 1522 | 1524 | 1536 | 1575 | 1578 | 1577 | 1577 | 1577 | 1577 | 1577 | 1577 | 1577 | 1577 | 1577 | 1577 | 1577 | 1576 | 1577 | 1576 | 1576 | 1572
|  |  | Total | 2014-12-06 | 36561 | 1550 | 1286 | 859 | 1534 | 1516 | 1549 | 1516 | 1533 | 1576 | 1577 | 1577 | 1577 | 1577 | 1577 | 1577 | 1576 | 1576 | 1577 | 1577 | 1567 | 1577 | 1577 | 1577 | 1576
|  |  | Total | 2014-12-07 | 35497 | 1576 | 1575 | 1571 | 1520 | 1487 | 1569 | 1577 | 1543 | 1534 | 1535 | 1533 | 1425 | 1422 | 1419 | 1420 | 1421 | 1421 | 1422 | 1421 | 1421 | 1421 | 1421 | 1421 | 1422
|  |  | Total | 2014-12-08 | 39238 | 1421 | 1421 | 1422 | 1420 | 1427 | 1421 | 1445 | 1440 | 1440 | 1469 | 1493 | 1551 | 1627 | 1989 | 1801 | 1728 | 1763 | 1740 | 1800 | 1822 | 1825 | 1842 | 1857 | 2074
|  |  | Total | 2014-12-09 | 61182 | 2193 | 2207 | 2264 | 2318 | 2353 | 2539 | 2618 | 2534 | 2519 | 2518 | 2520 | 2564 | 2609 | 2609 | 2636 | 2673 | 2672 | 2674 | 2675 | 2697 | 2700 | 2698 | 2696 | 2696
|  |  | Total | 2014-12-10 | 63395 | 1880 | 1903 | 2695 | 2695 | 2695 | 2696 | 2697 | 2737 | 2694 | 2692 | 2692 | 2692 | 2694 | 2695 | 2696 | 2703 | 2716 | 2715 | 2716 | 2723 | 2729 | 2747 | 2748 | 2745
|  |  | Total | 2014-12-11 | 65093 | 2584 | 2584 | 2584 | 2584 | 2584 | 2744 | 2744 | 2744 | 2741 | 2736 | 2735 | 2736 | 2737 | 2746 | 2745 | 2745 | 2745 | 2745 | 2746 | 2751 | 2759 | 2758 | 2759 | 2757
|  |  | Total | 2014-12-12 | 65116 | 2584 | 2582 | 2582 | 2581 | 2582 | 2770 | 2737 | 2718 | 2752 | 2752 | 2754 | 2754 | 2754 | 2753 | 2754 | 2751 | 2751 | 2719 | 2709 | 2722 | 2748 | 2767 | 2770 | 2770
|  |  | Total | 2014-12-13 | 63805 | 2590 | 1768 | 1799 | 2582 | 2585 | 2754 | 2776 | 2776 | 2779 | 2777 | 2769 | 2765 | 2757 | 2757 | 2757 | 2756 | 2757 | 2758 | 2758 | 2757 | 2758 | 2758 | 2756 | 2756
|  |  | Total | 2014-12-14 | 64025 | 2570 | 2430 | 2517 | 2517 | 2516 | 2704 | 2705 | 2705 | 2705 | 2705 | 2707 | 2707 | 2705 | 2705 | 2705 | 2705 | 2706 | 2707 | 2709 | 2712 | 2717 | 2709 | 2705 | 2752
|  |  | Total | 2014-12-15 | 95492 | 3818 | 3780 | 3816 | 3838 | 3989 | 4005 | 4009 | 4059 | 4059 | 3914 | 3761 | 3855 | 4056 | 4055 | 4027 | 4000 | 4043 | 4058 | 4059 | 4059 | 4060 | 4059 | 4058 | 4055
|  |  | Total | 2014-12-16 | 94208 | 3869 | 3867 | 3778 | 3760 | 3882 | 4049 | 4055 | 4057 | 3922 | 3909 | 3906 | 3907 | 3869 | 3830 | 3824 | 3905 | 3908 | 3908 | 3912 | 3911 | 4009 | 4059 | 4057 | 4055
|  |  | Total | 2014-12-17 | 95710 | 3857 | 3731 | 3773 | 3733 | 3888 | 4020 | 4055 | 4057 | 4057 | 4052 | 4051 | 4051 | 4050 | 3962 | 3976 | 4047 | 4048 | 4047 | 4049 | 4050 | 4050 | 4049 | 4038 | 4019
|  |  | Total | 2014-12-18 | 95371 | 3829 | 3828 | 3828 | 3828 | 3942 | 4018 | 4019 | 4024 | 4055 | 4043 | 4039 | 4033 | 4034 | 4021 | 4013 | 4004 | 4005 | 4007 | 4000 | 3977 | 3960 | 3956 | 3954 | 3954
|  |  | Total | 2014-12-19 | 92980 | 3951 | 3833 | 3810 | 3811 | 3812 | 3812 | 3966 | 3973 | 3890 | 3909 | 3907 | 3747 | 3786 | 3787 | 3788 | 3803 | 3832 | 3928 | 3930 | 3930 | 3931 | 3927 | 3929 | 3988
|  |  | Total | 2014-12-20 | 89231 | 3444 | 3146 | 2840 | 2902 | 2903 | 3553 | 3745 | 3852 | 3850 | 3849 | 3890 | 3903 | 3924 | 3941 | 3941 | 3941 | 3943 | 3957 | 3961 | 3961 | 3961 | 3959 | 3954 | 3911
|  |  | Total | 2014-12-21 | 87103 | 2650 | 2638 | 2638 | 2633 | 2633 | 3125 | 3933 | 3937 | 3937 | 3939 | 3937 | 3936 | 3935 | 3935 | 3935 | 3935 | 3916 | 3916 | 3919 | 3922 | 3942 | 3937 | 3938 | 3937
|  |  | Total | 2014-12-22 | 92075 | 3460 | 3454 | 3450 | 3452 | 3454 | 3956 | 3929 | 3910 | 3916 | 3940 | 3948 | 3956 | 3955 | 3954 | 3953 | 3954 | 3952 | 3951 | 4000 | 3969 | 3913 | 3889 | 3880 | 3880
|  |  | Total | 2014-12-23 | 89936 | 3576 | 2959 | 2973 | 3554 | 3525 | 3658 | 3849 | 3855 | 3856 | 3855 | 3854 | 3855 | 3854 | 3873 | 3874 | 3873 | 3873 | 3875 | 3876 | 3878 | 3878 | 3889 | 3898 | 3926
|  |  | Total | 2014-12-24 | 96600 | 2844 | 2930 | 3006 | 3026 | 3152 | 4313 | 4320 | 4320 | 4320 | 4320 | 4320 | 4320 | 4320 | 4320 | 4320 | 4320 | 4320 | 4320 | 4320 | 4295 | 4275 | 4280 | 4258 | 4061
|  |  | Total | 2014-12-25 | 99287 | 3761 | 3700 | 3685 | 3657 | 3730 | 4104 | 4044 | 4179 | 4320 | 4320 | 4320 | 4320 | 4320 | 4275 | 4045 | 4074 | 4193 | 4320 | 4320 | 4320 | 4320 | 4320 | 4320 | 4320
|  |  | Total | 2014-12-26 | 102096 | 4197 | 4197 | 4173 | 4165 | 4286 | 4320 | 4320 | 4320 | 4320 | 4320 | 4320 | 4288 | 4319 | 4320 | 4314 | 4204 | 4264 | 4152 | 4269 | 4294 | 4206 | 4205 | 4205 | 4118
|  |  | Total | 2014-12-27 | 98468 | 4112 | 3288 | 3721 | 3648 | 4153 | 4179 | 4193 | 4193 | 4193 | 4194 | 4203 | 4220 | 4220 | 4087 | 4016 | 4185 | 4192 | 4220 | 4220 | 4220 | 4220 | 4220 | 4216 | 4155
|  |  | Total | 2014-12-28 | 100176 | 4066 | 3887 | 3883 | 3973 | 3969 | 3966 | 3990 | 4151 | 4125 | 4204 | 4240 | 4240 | 4265 | 4296 | 4300 | 4300 | 4300 | 4301 | 4303 | 4303 | 4300 | 4300 | 4300 | 4214
|  |  | Total | 2014-12-29 | 101279 | 4300 | 4298 | 4300 | 4300 | 4300 | 4300 | 4214 | 4156 | 4156 | 4158 | 4159 | 4159 | 4161 | 4197 | 4226 | 4225 | 4207 | 4209 | 4209 | 4211 | 4210 | 4209 | 4208 | 4207
|  |  | Total | 2014-12-30 | 99571 | 3976 | 3972 | 3972 | 3972 | 3972 | 4196 | 4206 | 4192 | 4169 | 4170 | 4171 | 4170 | 4169 | 4170 | 4172 | 4184 | 4188 | 4189 | 4191 | 4198 | 4219 | 4254 | 4251 | 4248
|  |  | Total | 2014-12-31 | 98856 | 4080 | 3490 | 3706 | 4077 | 4077 | 4248 | 4253 | 4232 | 4194 | 4180 | 4177 | 4172 | 4171 | 4171 | 4171 | 4171 | 4171 | 4158 | 4169 | 4159 | 4157 | 4157 | 4158 | 4157
2333399

## 06-21 Gen Pivot
| Data | Entity Name
| Sum of Net Gen |  |  |  |  | Sum of Set High Adj |  |  |  |  | Sum of Set Dep Adj |  |  |  |  | Sum of Cap High Adj |  |  |  |  | Total Sum of Net Gen | Total Sum of Set High Adj | Total Sum of Set Dep Adj | Total Sum of Cap High Adj
Date/Hour | 89040101-Big Sandy 1 | ML1KP-Mitchell 1 KP | ML2KP-Mitchell 2 KP | RP1KPAEG-Rockport 1 KP AEG | RP2KPAEG-Rockport 2 KP AEG | 89040101-Big Sandy 1 | ML1KP-Mitchell 1 KP | ML2KP-Mitchell 2 KP | RP1KPAEG-Rockport 1 KP AEG | RP2KPAEG-Rockport 2 KP AEG | 89040101-Big Sandy 1 | ML1KP-Mitchell 1 KP | ML2KP-Mitchell 2 KP | RP1KPAEG-Rockport 1 KP AEG | RP2KPAEG-Rockport 2 KP AEG | 89040101-Big Sandy 1 | ML1KP-Mitchell 1 KP | ML2KP-Mitchell 2 KP | RP1KPAEG-Rockport 1 KP AEG | RP2KPAEG-Rockport 2 KP AEG
2021-06-01 01:00 | 0 | 0 | 204.992 | 75.7632 | 0 | 0 | 0 | 225.5 | 198 | 0 | 295 | 387 | 395 | 198 | 198 | 0 | 0 | 225.5 | 197.85 | 0 | 280.7552 | 423.5 | 1473 | 423.35
2021-06-01 02:00 | 0 | 0 | 204.596 | 75.7392 | 0 | 0 | 0 | 227 | 198 | 0 | 295 | 387 | 395 | 198 | 198 | 0 | 0 | 227 | 197.7 | 0 | 280.3352 | 425 | 1473 | 424.7
2021-06-01 03:00 | 0 | 0 | 205.024 | 75.6 | 0 | 0 | 0 | 218.5 | 198 | 0 | 295 | 387 | 395 | 198 | 198 | 0 | 0 | 218.5 | 197.7 | 0 | 280.624 | 416.5 | 1473 | 416.2
2021-06-01 04:00 | 0 | 0 | 204.684 | 75.5328 | 0 | 0 | 0 | 226 | 198 | 0 | 295 | 387 | 395 | 198 | 198 | 0 | 0 | 226 | 197.7 | 0 | 280.2168 | 424 | 1473 | 423.7
2021-06-01 05:00 | 0 | 0 | 204.884 | 75.7488 | 0 | 0 | 0 | 223 | 198 | 0 | 295 | 387 | 395 | 198 | 198 | 0 | 0 | 223 | 197.7 | 0 | 280.6328 | 421 | 1473 | 420.7
2021-06-01 06:00 | 0 | 0 | 204.9 | 75.576 | 0 | 0 | 0 | 245.5 | 198 | 0 | 295 | 387 | 395 | 198 | 198 | 0 | 0 | 245.5 | 197.7 | 0 | 280.476 | 443.5 | 1473 | 443.2
2021-06-01 07:00 | 0 | 0 | 204.812 | 75.7008 | 0 | 0 | 0 | 225 | 198 | 0 | 295 | 387 | 395 | 198 | 198 | 0 | 0 | 225 | 197.7 | 0 | 280.5128 | 423 | 1473 | 422.7
2021-06-01 08:00 | 0 | 0 | 205.584 | 75.7488 | 0 | 0 | 0 | 318 | 198 | 0 | 295 | 387 | 395 | 198 | 198 | 0 | 0 | 318 | 197.7 | 0 | 281.3328 | 516 | 1473 | 515.7
2021-06-01 09:00 | 0 | 0 | 212.152 | 75.7104 | 0 | 0 | 0 | 395 | 198 | 0 | 295 | 387 | 395 | 198 | 198 | 0 | 0 | 395 | 197.7 | 0 | 287.8624 | 593 | 1473 | 592.7
2021-06-01 10:00 | 0 | 0 | 211.632 | 75.7872 | 0 | 0 | 0 | 395 | 198 | 0 | 295 | 387 | 395 | 198 | 198 | 0 | 0 | 395 | 197.7 | 0 | 287.4192 | 593 | 1473 | 592.7
2021-06-01 11:00 | 0 | 0 | 209.508 | 75.6336 | 0 | 0 | 0 | 386.5 | 198 | 0 | 295 | 387 | 395 | 198 | 198 | 0 | 0 | 386.5 | 197.7 | 0 | 285.1416 | 584.5 | 1473 | 584.2
2021-06-01 12:00 | 0 | 0 | 218.788 | 79.6848 | 0 | 0 | 0 | 395 | 198 | 0 | 295 | 387 | 395 | 198 | 198 | 0 | 0 | 395 | 197.7 | 0 | 298.4728 | 593 | 1473 | 592.7
2021-06-01 13:00 | 0 | 0 | 216.524 | 82.4784 | 0 | 0 | 0 | 395 | 198 | 0 | 295 | 387 | 395 | 198 | 198 | 0 | 0 | 395 | 197.7 | 0 | 299.0024 | 593 | 1473 | 592.7
2021-06-01 14:00 | 0 | 0 | 255.3805 | 111.288 | 0 | 0 | 0 | 395 | 197.55 | 0 | 295 | 387 | 395 | 198 | 198 | 0 | 0 | 395 | 197.25 | 0 | 366.6685 | 592.55 | 1473 | 592.25
2021-06-01 15:00 | 0 | 0 | 337.084 | 118.128 | 0 | 0 | 0 | 395 | 198 | 0 | 295 | 387 | 395 | 198 | 198 | 0 | 0 | 395 | 197.7 | 0 | 455.212 | 593 | 1473 | 592.7
2021-06-01 16:00 | 0 | 0 | 394.212 | 117.1776 | 0 | 0 | 0 | 396 | 198 | 0 | 295 | 387 | 395 | 198 | 198 | 0 | 0 | 396 | 197.7 | 0 | 511.3896 | 594 | 1473 | 593.7
2021-06-01 17:00 | 0 | 0 | 396.464 | 108.8736 | 0 | 0 | 0 | 396.5 | 198 | 0 | 295 | 387 | 395 | 198 | 198 | 0 | 0 | 396.5 | 197.7 | 0 | 505.3376 | 594.5 | 1473 | 594.2
2021-06-01 18:00 | 0 | 0 | 398.528 | 111.8208 | 0 | 0 | 0 | 399 | 198 | 0 | 295 | 387 | 395 | 198 | 198 | 0 | 0 | 398.5 | 197.7 | 0 | 510.3488 | 597 | 1473 | 596.2
2021-06-01 19:00 | 0 | 0 | 389.62 | 111.5472 | 0 | 0 | 0 | 396 | 198 | 0 | 295 | 387 | 395 | 198 | 198 | 0 | 0 | 396 | 197.7 | 0 | 501.1672 | 594 | 1473 | 593.7
2021-06-01 20:00 | 0 | 0 | 383.136 | 117.0624 | 0 | 0 | 0 | 395 | 198 | 0 | 295 | 387 | 395 | 198 | 198 | 0 | 0 | 395 | 197.7 | 0 | 500.1984 | 593 | 1473 | 592.7
2021-06-01 21:00 | 0 | 0 | 387.848 | 146.8368 | 0 | 0 | 0 | 395.5 | 198 | 0 | 295 | 387 | 395 | 198 | 198 | 0 | 0 | 395.5 | 197.7 | 0 | 534.6848 | 593.5 | 1473 | 593.2
2021-06-01 22:00 | 0 | 0 | 369.472 | 146.664 | 0 | 0 | 0 | 395 | 198 | 0 | 295 | 387 | 395 | 198 | 198 | 0 | 0 | 395 | 197.7 | 0 | 516.136 | 593 | 1473 | 592.7
2021-06-01 23:00 | 0 | 0 | 323.624 | 122.3328 | 0 | 0 | 0 | 395 | 198 | 0 | 295 | 387 | 395 | 198 | 198 | 0 | 0 | 395 | 197.7 | 0 | 445.9568 | 593 | 1473 | 592.7
2021-06-02 | 0 | 0 | 269.14 | 91.4736 | 0 | 0 | 0 | 395 | 198 | 0 | 295 | 387 | 395 | 198 | 198 | 0 | 0 | 395 | 197.7 | 0 | 360.6136 | 593 | 1473 | 592.7
2021-06-02 01:00 | 0 | 0 | 215.428 | 77.0688 | 0 | 0 | 0 | 356 | 198 | 0 | 295 | 387 | 395 | 198 | 198 | 0 | 0 | 356 | 197.7 | 0 | 292.4968 | 554 | 1473 | 553.7
2021-06-02 02:00 | 0 | 0 | 204.772 | 75.5856 | 0 | 0 | 0 | 222.5 | 198 | 0 | 295 | 387 | 395 | 198 | 198 | 0 | 0 | 222.5 | 197.7 | 0 | 280.3576 | 420.5 | 1473 | 420.2
2021-06-02 03:00 | 0 | 0 | 204.76 | 75.8208 | 0 | 0 | 0 | 239 | 198 | 0 | 295 | 387 | 395 | 198 | 198 | 0 | 0 | 239 | 197.7 | 0 | 280.5808 | 437 | 1473 | 436.7
2021-06-02 04:00 | 0 | 0 | 204.8 | 75.72 | 0 | 0 | 0 | 215.5 | 198 | 0 | 295 | 387 | 395 | 198 | 198 | 0 | 0 | 215.5 | 197.7 | 0 | 280.52 | 413.5 | 1473 | 413.2
2021-06-02 05:00 | 0 | 0 | 204.736 | 75.5712 | 0 | 0 | 0 | 210.5 | 198 | 0 | 295 | 387 | 395 | 198 | 198 | 0 | 0 | 210.5 | 197.7 | 0 | 280.3072 | 408.5 | 1473 | 408.2
2021-06-02 06:00 | 0 | 0 | 204.944 | 75.4896 | 0 | 0 | 0 | 248 | 198 | 0 | 295 | 387 | 395 | 198 | 198 | 0 | 0 | 248 | 197.7 | 0 | 280.4336 | 446 | 1473 | 445.7
2021-06-02 07:00 | 0 | 0 | 212.32 | 75.5232 | 0 | 0 | 0 | 376.5 | 198 | 0 | 295 | 387 | 395 | 198 | 198 | 0 | 0 | 376.5 | 197.7 | 0 | 287.8432 | 574.5 | 1473 | 574.2
2021-06-02 08:00 | 0 | 0 | 210.68 | 75.696 | 0 | 0 | 0 | 395 | 198 | 0 | 295 | 387 | 395 | 198 | 198 | 0 | 0 | 395 | 197.7 | 0 | 286.376 | 593 | 1473 | 592.7
2021-06-02 09:00 | 0 | 0 | 222.632 | 83.4768 | 0 | 0 | 0 | 395 | 198 | 0 | 295 | 387 | 395 | 198 | 198 | 0 | 0 | 395 | 197.7 | 0 | 306.1088 | 593 | 1473 | 592.7
2021-06-02 10:00 | 0 | 0 | 210.912 | 85.4343 | 0 | 0 | 0 | 387 | 198 | 0 | 295 | 387 | 395 | 198 | 198 | 0 | 0 | 387 | 197.7 | 0 | 296.3463 | 585 | 1473 | 584.7
2021-06-02 11:00 | 0 | 0 | 214.68 | 81.1584 | 0 | 0 | 0 | 395 | 198 | 0 | 295 | 387 | 395 | 198 | 198 | 0 | 0 | 395 | 197.7 | 0 | 295.8384 | 593 | 1473 | 592.7
2021-06-02 12:00 | 0 | 0 | 214.816 | 95.904 | 0 | 0 | 0 | 319.5 | 198 | 0 | 295 | 387 | 395 | 198 | 198 | 0 | 0 | 319.5 | 197.7 | 0 | 310.72 | 517.5 | 1473 | 517.2
2021-06-02 13:00 | 0 | 0 | 239.408 | 115.824 | 0 | 0 | 0 | 395 | 198 | 0 | 295 | 387 | 395 | 198 | 198 | 0 | 0 | 395 | 197.7 | 0 | 355.232 | 593 | 1473 | 592.7
2021-06-02 14:00 | 0 | 0 | 251.752 | 124.1664 | 0 | 0 | 0 | 395 | 198 | 0 | 295 | 387 | 395 | 198 | 198 | 0 | 0 | 395 | 197.7 | 0 | 375.9184 | 593 | 1473 | 592.7
2021-06-02 15:00 | 0 | 0 | 269.248 | 144.6192 | 0 | 0 | 0 | 395 | 198 | 0 | 295 | 387 | 395 | 198 | 198 | 0 | 0 | 395 | 197.7 | 0 | 413.8672 | 593 | 1473 | 592.7
2021-06-02 16:00 | 0 | 0 | 311.832 | 153.9648 | 0 | 0 | 0 | 395 | 198 | 0 | 295 | 387 | 395 | 198 | 198 | 0 | 0 | 395 | 197.7 | 0 | 465.7968 | 593 | 1473 | 592.7
2021-06-02 17:00 | 0 | 0 | 339.304 | 149.7984 | 0 | 0 | 0 | 395 | 198 | 0 | 295 | 387 | 395 | 198 | 198 | 0 | 0 | 395 | 197.7 | 0 | 489.1024 | 593 | 1473 | 592.7
2021-06-02 18:00 | 0 | 0 | 332.336 | 146.1168 | 0 | 0 | 0 | 395 | 198 | 0 | 295 | 387 | 395 | 198 | 198 | 0 | 0 | 395 | 197.7 | 0 | 478.4528 | 593 | 1473 | 592.7
2021-06-02 19:00 | 0 | 0 | 329.728 | 136.1616 | 0 | 0 | 0 | 395 | 198 | 0 | 295 | 387 | 395 | 198 | 198 | 0 | 0 | 395 | 197.7 | 0 | 465.8896 | 593 | 1473 | 592.7
2021-06-02 20:00 | 0 | 0 | 305.936 | 126.408 | 0 | 0 | 0 | 395 | 198 | 0 | 295 | 387 | 395 | 198 | 198 | 0 | 0 | 395 | 197.7 | 0 | 432.344 | 593 | 1473 | 592.7
2021-06-02 21:00 | 0 | 0 | 309.44 | 115.8432 | 0 | 0 | 0 | 395 | 198 | 0 | 295 | 387 | 395 | 198 | 198 | 0 | 0 | 395 | 197.7 | 0 | 425.2832 | 593 | 1473 | 592.7
2021-06-02 22:00 | 0 | 0 | 314.112 | 121.1568 | 0 | 0 | 0 | 395 | 198 | 0 | 295 | 387 | 395 | 198 | 198 | 0 | 0 | 395 | 197.7 | 0 | 435.2688 | 593 | 1473 | 592.7
2021-06-02 23:00 | 0 | 0 | 283.2 | 98.208 | 0 | 0 | 0 | 395 | 198 | 0 | 295 | 387 | 395 | 198 | 198 | 0 | 0 | 395 | 197.7 | 0 | 381.408 | 593 | 1473 | 592.7
2021-06-03 | 0 | 0 | 239.272 | 79.1856 | 0 | 0 | 0 | 394 | 198 | 0 | 295 | 387 | 395 | 198 | 198 | 0 | 0 | 394 | 197.7 | 0 | 318.4576 | 592 | 1473 | 591.7
2021-06-03 01:00 | 0 | 0 | 208.792 | 75.8736 | 0 | 0 | 0 | 367.5 | 198 | 0 | 295 | 387 | 395 | 198 | 198 | 0 | 0 | 367.5 | 197.7 | 0 | 284.6656 | 565.5 | 1473 | 565.2
2021-06-03 02:00 | 0 | 0 | 205.184 | 75.5904 | 0 | 0 | 0 | 318 | 198 | 0 | 295 | 387 | 395 | 198 | 198 | 0 | 0 | 318 | 197.7 | 0 | 280.7744 | 516 | 1473 | 515.7
2021-06-03 03:00 | 0 | 0 | 205.008 | 75.5808 | 0 | 0 | 0 | 300 | 198 | 0 | 295 | 387 | 395 | 198 | 198 | 0 | 0 | 300 | 197.7 | 0 | 280.5888 | 498 | 1473 | 497.7
2021-06-03 04:00 | 0 | 0 | 204.888 | 75.5616 | 0 | 0 | 0 | 316 | 198 | 0 | 295 | 387 | 395 | 198 | 198 | 0 | 0 | 316 | 197.7 | 0 | 280.4496 | 514 | 1473 | 513.7
2021-06-03 05:00 | 0 | 0 | 205.648 | 75.5568 | 0 | 0 | 0 | 319.5 | 198 | 0 | 295 | 387 | 395 | 198 | 198 | 0 | 0 | 319.5 | 197.7 | 0 | 281.2048 | 517.5 | 1473 | 517.2
2021-06-03 06:00 | 0 | 0 | 209.632 | 75.6336 | 0 | 0 | 0 | 395 | 198 | 0 | 295 | 387 | 395 | 198 | 198 | 0 | 0 | 395 | 197.7 | 0 | 285.2656 | 593 | 1473 | 592.7
2021-06-03 07:00 | 0 | 0 | 209.624 | 80.5488 | 0 | 0 | 0 | 369 | 198 | 0 | 295 | 387 | 395 | 198 | 198 | 0 | 0 | 369 | 197.7 | 0 | 290.1728 | 567 | 1473 | 566.7
2021-06-03 08:00 | 0 | 0 | 218.376 | 79.2 | 0 | 0 | 0 | 350 | 198 | 0 | 295 | 387 | 395 | 198 | 198 | 0 | 0 | 350 | 197.7 | 0 | 297.576 | 548 | 1473 | 547.7
2021-06-03 09:00 | 0 | 0 | 233.912 | 87.7968 | 0 | 0 | 0 | 395 | 198 | 0 | 295 | 387 | 395 | 198 | 198 | 0 | 0 | 395 | 197.7 | 0 | 321.7088 | 593 | 1473 | 592.7
2021-06-03 10:00 | 0 | 0 | 223.512 | 109.056 | 0 | 0 | 0 | 395 | 198 | 0 | 295 | 387 | 395 | 198 | 198 | 0 | 0 | 395 | 197.7 | 0 | 332.568 | 593 | 1473 | 592.7
2021-06-03 11:00 | 0 | 0 | 213.44 | 95.976 | 0 | 0 | 0 | 374.5 | 198 | 0 | 295 | 387 | 395 | 198 | 198 | 0 | 0 | 374.5 | 197.7 | 0 | 309.416 | 572.5 | 1473 | 572.2
2021-06-03 12:00 | 0 | 0 | 249.608 | 107.8224 | 0 | 0 | 0 | 395 | 198 | 0 | 295 | 387 | 395 | 198 | 198 | 0 | 0 | 395 | 197.7 | 0 | 357.4304 | 593 | 1473 | 592.7
2021-06-03 13:00 | 0 | 0 | 308.72 | 133.8048 | 0 | 0 | 0 | 395 | 198 | 0 | 295 | 387 | 395 | 198 | 198 | 0 | 0 | 395 | 197.7 | 0 | 442.5248 | 593 | 1473 | 592.7
2021-06-03 14:00 | 0 | 0 | 344.496 | 155.0016 | 0 | 0 | 0 | 395 | 198 | 0 | 295 | 387 | 395 | 198 | 198 | 0 | 0 | 395 | 197.7 | 0 | 499.4976 | 593 | 1473 | 592.7
2021-06-03 15:00 | 0 | 0 | 378.872 | 165.2784 | 0 | 0 | 0 | 395 | 198 | 0 | 295 | 387 | 395 | 198 | 198 | 0 | 0 | 395 | 197.7 | 0 | 544.1504 | 593 | 1473 | 592.7
2021-06-03 16:00 | 0 | 0 | 383.408 | 163.992 | 0 | 0 | 0 | 395 | 198 | 0 | 295 | 387 | 395 | 198 | 198 | 0 | 0 | 395 | 197.7 | 0 | 547.4 | 593 | 1473 | 592.7
2021-06-03 17:00 | 0 | 0 | 384.312 | 165.024 | 0 | 0 | 0 | 395.5 | 198 | 0 | 295 | 387 | 395 | 198 | 198 | 0 | 0 | 395.5 | 197.7 | 0 | 549.336 | 593.5 | 1473 | 593.2
2021-06-03 18:00 | 0 | 0 | 390.64 | 166.5696 | 0 | 0 | 0 | 395.5 | 198 | 0 | 295 | 387 | 395 | 198 | 198 | 0 | 0 | 395.5 | 197.7 | 0 | 557.2096 | 593.5 | 1473 | 593.2
2021-06-03 19:00 | 0 | 0 | 379.304 | 166.2288 | 0 | 0 | 0 | 395 | 198 | 0 | 295 | 387 | 395 | 198 | 198 | 0 | 0 | 395 | 197.7 | 0 | 545.5328 | 593 | 1473 | 592.7
2021-06-03 20:00 | 0 | 0 | 375.16 | 166.5072 | 0 | 0 | 0 | 395 | 198 | 0 | 295 | 387 | 395 | 198 | 198 | 0 | 0 | 395 | 197.7 | 0 | 541.6672 | 593 | 1473 | 592.7
2021-06-03 21:00 | 0 | 0 | 363.632 | 162.672 | 0 | 0 | 0 | 395 | 198 | 0 | 295 | 387 | 395 | 198 | 198 | 0 | 0 | 395 | 197.7 | 0 | 526.304 | 593 | 1473 | 592.7
2021-06-03 22:00 | 0 | 0 | 366.032 | 160.8192 | 0 | 0 | 0 | 395 | 198 | 0 | 295 | 387 | 395 | 198 | 198 | 0 | 0 | 395 | 197.7 | 0 | 526.8512 | 593 | 1473 | 592.7
2021-06-03 23:00 | 0 | 0 | 358.12 | 159.168 | 0 | 0 | 0 | 395 | 198 | 0 | 295 | 387 | 395 | 198 | 198 | 0 | 0 | 395 | 197.7 | 0 | 517.288 | 593 | 1473 | 592.7
2021-06-04 | 0 | 0 | 338.984 | 158.064 | 0 | 0 | 0 | 395 | 198 | 0 | 295 | 387 | 395 | 198 | 198 | 0 | 0 | 395 | 197.7 | 0 | 497.048 | 593 | 1473 | 592.7
2021-06-04 01:00 | 0 | 0 | 301.744 | 123.1056 | 0 | 0 | 0 | 395 | 198 | 0 | 295 | 387 | 395 | 198 | 198 | 0 | 0 | 395 | 197.7 | 0 | 424.8496 | 593 | 1473 | 592.7
2021-06-04 02:00 | 0 | 0 | 227.936 | 87.3984 | 0 | 0 | 0 | 360 | 198 | 0 | 295 | 387 | 395 | 198 | 198 | 0 | 0 | 360 | 197.7 | 0 | 315.3344 | 558 | 1473 | 557.7
2021-06-04 03:00 | 0 | 0 | 213.384 | 75.3168 | 0 | 0 | 0 | 395 | 198 | 0 | 295 | 387 | 395 | 198 | 198 | 0 | 0 | 395 | 197.7 | 0 | 288.7008 | 593 | 1473 | 592.7
2021-06-04 04:00 | 0.02 | 0 | 205.568 | 75.3744 | 0 | 4 | 0 | 276 | 198 | 0 | 295 | 387 | 395 | 198 | 198 | 4 | 0 | 276 | 197.7 | 0 | 280.9624 | 478 | 1473 | 477.7
2021-06-04 05:00 | 4.989 | 0 | 204.76 | 75.4128 | 0 | 5 | 0 | 296 | 198 | 0 | 295 | 387 | 395 | 198 | 198 | 5 | 0 | 296 | 197.7 | 0 | 285.1618 | 499 | 1473 | 498.7
2021-06-04 06:00 | 11.249 | 0 | 205.616 | 75.4176 | 0 | 12 | 0 | 324 | 198 | 0 | 295 | 387 | 395 | 198 | 198 | 12 | 0 | 324 | 196.35 | 0 | 292.2826 | 534 | 1473 | 532.35
2021-06-04 07:00 | 38.138 | 0 | 210.024 | 78.2928 | 0 | 140 | 0 | 395 | 198 | 0 | 295 | 387 | 395 | 198 | 198 | 140 | 0 | 395 | 197.4 | 0 | 326.4548 | 733 | 1473 | 732.4
2021-06-04 08:00 | 61.274 | 0 | 215.56 | 75.6768 | 0 | 295 | 0 | 395 | 198 | 0 | 295 | 387 | 395 | 198 | 198 | 295 | 0 | 395 | 197.7 | 0 | 352.5108 | 888 | 1473 | 887.7
2021-06-04 09:00 | 60.429 | 0 | 216.552 | 90.0048 | 0 | 295 | 0 | 395 | 198 | 0 | 295 | 387 | 395 | 198 | 198 | 295 | 0 | 395 | 197.7 | 0 | 366.9858 | 888 | 1473 | 887.7
2021-06-04 10:00 | 60.239 | 0 | 212.632 | 118.032 | 0 | 295 | 0 | 369 | 198 | 0 | 295 | 387 | 395 | 198 | 198 | 295 | 0 | 369 | 191.25 | 0 | 390.903 | 862 | 1473 | 855.25
2021-06-04 11:00 | 60.112 | 0 | 224.808 | 135.024 | 0 | 295 | 0 | 373 | 198 | 0 | 295 | 387 | 395 | 198 | 198 | 295 | 0 | 373 | 197.7 | 0 | 419.944 | 866 | 1473 | 865.7
2021-06-04 12:00 | 63.204 | 0 | 251.776 | 136.8864 | 0 | 295 | 0 | 395 | 198 | 0 | 295 | 387 | 395 | 198 | 198 | 295 | 0 | 395 | 187.8 | 0 | 451.8664 | 888 | 1473 | 877.8
2021-06-04 13:00 | 109.012 | 0 | 288.992 | 142.5312 | 0 | 295 | 0 | 395 | 198 | 0 | 295 | 387 | 395 | 198 | 198 | 295 | 0 | 395 | 187.5 | 0 | 540.5352 | 888 | 1473 | 877.5
2021-06-04 14:00 | 128.415 | 0 | 306.48 | 155.0352 | 0 | 295 | 0 | 395 | 198 | 0 | 295 | 387 | 395 | 198 | 198 | 295 | 0 | 395 | 187.5 | 0 | 589.9302 | 888 | 1473 | 877.5
2021-06-04 15:00 | 182.586 | 0 | 342.464 | 164.2032 | 0 | 295 | 0 | 395 | 198 | 0 | 295 | 387 | 395 | 198 | 198 | 295 | 0 | 395 | 187.5 | 0 | 689.2532 | 888 | 1473 | 877.5
2021-06-04 16:00 | 257.113 | 0 | 382.68 | 165.1152 | 0 | 296 | 0 | 395.5 | 198 | 0 | 295 | 387 | 395 | 198 | 198 | 296 | 0 | 395.5 | 187.5 | 0 | 804.9082 | 889.5 | 1473 | 879
2021-06-04 17:00 | 292.906 | 0 | 392.448 | 165.096 | 0 | 296 | 0 | 395.5 | 198 | 0 | 295 | 387 | 395 | 198 | 198 | 296 | 0 | 395.5 | 187.5 | 0 | 850.45 | 889.5 | 1473 | 879
2021-06-04 18:00 | 294.802 | 0 | 394.944 | 170.8464 | 0 | 296 | 0 | 395.5 | 198 | 0 | 295 | 387 | 395 | 198 | 198 | 296 | 0 | 395.5 | 187.5 | 0 | 860.5924 | 889.5 | 1473 | 879
2021-06-04 19:00 | 294.61 | 0 | 394.312 | 180.0912 | 0 | 296 | 0 | 395.5 | 198 | 0 | 295 | 387 | 395 | 198 | 198 | 296 | 0 | 395.5 | 187.65 | 0 | 869.0132 | 889.5 | 1473 | 879.15
2021-06-04 20:00 | 293.351 | 0 | 394.752 | 170.1216 | 0 | 296 | 0 | 395.5 | 198 | 0 | 295 | 387 | 395 | 198 | 198 | 296 | 0 | 395.5 | 187.5 | 0 | 858.2246 | 889.5 | 1473 | 879
2021-06-04 21:00 | 265.354 | 0 | 369.144 | 158.7312 | 0 | 296 | 0 | 395.5 | 198 | 0 | 295 | 387 | 395 | 198 | 198 | 296 | 0 | 395.5 | 187.5 | 0 | 793.2292 | 889.5 | 1473 | 879
2021-06-04 22:00 | 221.781 | 0 | 351.616 | 147.8784 | 0 | 296 | 0 | 395 | 198 | 0 | 295 | 387 | 395 | 198 | 198 | 296 | 0 | 395 | 187.5 | 0 | 721.2754 | 889 | 1473 | 878.5
2021-06-04 23:00 | 168.204 | 0 | 316.072 | 140.088 | 0 | 296 | 0 | 395 | 198 | 0 | 295 | 387 | 395 | 198 | 198 | 296 | 0 | 395 | 187.5 | 0 | 624.364 | 889 | 1473 | 878.5
2021-06-05 | 95.176 | 0 | 274.84 | 135.6192 | 0 | 296 | 0 | 395 | 198 | 0 | 295 | 387 | 395 | 198 | 198 | 296 | 0 | 395 | 187.5 | 0 | 505.6352 | 889 | 1473 | 878.5
2021-06-05 01:00 | 70.216 | 0 | 252.72 | 136.3872 | 0 | 296 | 0 | 395 | 198 | 0 | 295 | 387 | 395 | 198 | 198 | 296 | 0 | 395 | 187.5 | 0 | 459.3232 | 889 | 1473 | 878.5
2021-06-05 02:00 | 60.587 | 0 | 216.968 | 135.6288 | 0 | 296 | 0 | 328 | 198 | 0 | 295 | 387 | 395 | 198 | 198 | 296 | 0 | 328 | 187.5 | 0 | 413.1838 | 822 | 1473 | 811.5
2021-06-05 03:00 | 64.615 | 0 | 205.328 | 136.2672 | 0 | 296 | 0 | 275 | 198 | 0 | 295 | 387 | 395 | 198 | 198 | 296 | 0 | 275 | 187.5 | 0 | 406.2102 | 769 | 1473 | 758.5
2021-06-05 04:00 | 60.08 | 0 | 204.848 | 135.6624 | 0 | 296 | 0 | 226 | 198 | 0 | 295 | 387 | 395 | 198 | 198 | 296 | 0 | 226 | 187.5 | 0 | 400.5904 | 720 | 1473 | 709.5
2021-06-05 05:00 | 59.925 | 0 | 204.552 | 135.5664 | 0 | 295 | 0 | 241.5 | 198 | 0 | 295 | 387 | 395 | 198 | 198 | 295 | 0 | 241.5 | 187.5 | 0 | 400.0434 | 734.5 | 1473 | 724
2021-06-05 06:00 | 60.465 | 0 | 204.752 | 135.7488 | 0 | 295 | 0 | 254.5 | 198 | 0 | 295 | 387 | 395 | 198 | 198 | 295 | 0 | 254.5 | 187.5 | 0 | 400.9658 | 747.5 | 1473 | 737
2021-06-05 07:00 | 63.935 | 0 | 204.904 | 135.384 | 0 | 295 | 0 | 230.5 | 198 | 0 | 295 | 387 | 395 | 198 | 198 | 295 | 0 | 230.5 | 187.5 | 0 | 404.223 | 723.5 | 1473 | 713
2021-06-05 08:00 | 66.022 | 0 | 204.888 | 135.7344 | 0 | 295 | 0 | 231.5 | 198 | 0 | 295 | 387 | 395 | 198 | 198 | 295 | 0 | 231.5 | 187.5 | 0 | 406.6444 | 724.5 | 1473 | 714
2021-06-05 09:00 | 60.129 | 0 | 204.736 | 135.8208 | 0 | 295 | 0 | 263 | 198 | 0 | 295 | 387 | 395 | 198 | 198 | 295 | 0 | 263 | 187.5 | 0 | 400.6858 | 756 | 1473 | 745.5
2021-06-05 10:00 | 60.489 | 0 | 205.12 | 135.5664 | 0 | 295 | 0 | 251.5 | 198 | 0 | 295 | 387 | 395 | 198 | 198 | 295 | 0 | 251.5 | 187.5 | 0 | 401.1754 | 744.5 | 1473 | 734
2021-06-05 11:00 | 75.401 | 0 | 218.272 | 135.6048 | 0 | 295 | 0 | 389.5 | 198 | 0 | 295 | 387 | 395 | 198 | 198 | 295 | 0 | 389.5 | 187.5 | 0 | 429.2778 | 882.5 | 1473 | 872
2021-06-05 12:00 | 83.315 | 0 | 226.912 | 136.0704 | 0.2424 | 295 | 0 | 395 | 198 | 0.45 | 295 | 387 | 395 | 198 | 198 | 295 | 0 | 395 | 187.5 | 0.45 | 446.5398 | 888.45 | 1473 | 877.95
2021-06-05 13:00 | 110.632 | 0 | 231.896 | 135.9936 | 3.6504 | 295 | 0 | 395 | 198 | 3.75 | 295 | 387 | 395 | 198 | 198 | 292 | 0 | 395 | 187.5 | 3.75 | 482.172 | 891.75 | 1473 | 878.25
2021-06-05 14:00 | 176.159 | 0 | 258.944 | 135.8688 | 7.5336 | 269 | 0 | 395 | 198 | 7.65 | 268 | 387 | 395 | 198 | 198 | 265 | 0 | 395 | 187.5 | 7.65 | 578.5054 | 869.65 | 1446 | 855.15
2021-06-05 15:00 | 189.755 | 0 | 283.056 | 135.9936 | 11.8512 | 260 | 0 | 395 | 198 | 12 | 260 | 387 | 395 | 198 | 198 | 260 | 0 | 395 | 187.5 | 11.85 | 620.6558 | 865 | 1438 | 854.35
2021-06-05 16:00 | 141.745 | 0 | 315.92 | 136.7712 | 16.7832 | 260 | 0 | 395 | 198 | 16.8 | 260 | 387 | 395 | 198 | 198 | 170 | 0 | 395 | 187.5 | 16.8 | 611.2194 | 869.8 | 1438 | 769.3
2021-06-05 17:00 | 102.109 | 0 | 357.728 | 149.7696 | 18.924 | 260 | 0 | 395 | 198 | 26.25 | 260 | 387 | 395 | 198 | 198 | 140 | 0 | 389.5 | 187.5 | 18.9 | 628.5306 | 879.25 | 1438 | 735.9
2021-06-05 18:00 | 181.635 | 0 | 384.768 | 168.3744 | 20.2464 | 260 | 0 | 395.5 | 198 | 20.25 | 260 | 387 | 395 | 198 | 198 | 260 | 0 | 395.5 | 187.5 | 20.25 | 755.0238 | 873.75 | 1438 | 863.25
2021-06-05 19:00 | 241.75 | 0 | 387.752 | 173.1984 | 20.736 | 261 | 0 | 395 | 198 | 20.85 | 260 | 387 | 395 | 198 | 198 | 261 | 0 | 395 | 177 | 20.85 | 823.4364 | 874.85 | 1438 | 853.85
2021-06-05 20:00 | 141.145 | 0 | 381.552 | 165.8112 | 19.764 | 261 | 0 | 395 | 198 | 19.8 | 260 | 387 | 395 | 198 | 198 | 261 | 0 | 395 | 172.5 | 19.8 | 708.2722 | 873.8 | 1438 | 848.3
2021-06-05 21:00 | 100.036 | 0 | 363.408 | 160.2432 | 23.1264 | 261 | 0 | 395 | 198 | 23.25 | 260 | 387 | 395 | 198 | 198 | 261 | 0 | 373 | 172.5 | 23.25 | 646.8136 | 877.25 | 1438 | 829.75
2021-06-05 22:00 | 120.787 | 0 | 317.784 | 137.88 | 37.4904 | 261 | 0 | 395 | 198 | 65.25 | 260 | 387 | 395 | 198 | 198 | 261 | 0 | 394.5 | 172.5 | 37.5 | 613.9414 | 919.25 | 1438 | 865.5
2021-06-05 23:00 | 66.95 | 0 | 319.84 | 135.8832 | 56.9184 | 261 | 0 | 395 | 198 | 65.25 | 260 | 387 | 395 | 198 | 198 | 261 | 0 | 395 | 172.5 | 56.85 | 579.5916 | 919.25 | 1438 | 885.35
2021-06-06 | 67.857 | 0 | 324.768 | 135.72 | 69.1392 | 261 | 0 | 395 | 198 | 69.3 | 260 | 387 | 395 | 198 | 198 | 261 | 0 | 371 | 172.5 | 69.3 | 597.4842 | 923.3 | 1438 | 873.8
2021-06-06 01:00 | 66.705 | 0 | 324.816 | 135.7296 | 76.332 | 261 | 0 | 395 | 198 | 131.85 | 260 | 387 | 395 | 198 | 198 | 261 | 0 | 370 | 174 | 130.35 | 603.5826 | 985.85 | 1438 | 935.35
2021-06-06 02:00 | 60.123 | 0 | 324.72 | 135.7344 | 96.7056 | 261 | 0 | 395 | 198 | 198 | 260 | 387 | 395 | 198 | 198 | 261 | 0 | 370 | 172.5 | 195 | 617.283 | 1052 | 1438 | 998.5
2021-06-06 03:00 | 59.925 | 0 | 324.848 | 136.08 | 98.8752 | 261 | 0 | 395 | 198 | 198 | 260 | 387 | 395 | 198 | 198 | 261 | 0 | 370 | 173.1 | 195 | 619.7282 | 1052 | 1438 | 999.1
2021-06-06 04:00 | 59.935 | 0 | 325.048 | 115.1808 | 81.3624 | 260 | 0 | 395 | 198 | 145.5 | 260 | 387 | 395 | 198 | 198 | 260 | 0 | 370 | 176.7 | 143.85 | 581.5262 | 998.5 | 1438 | 950.55
2021-06-06 05:00 | 59.973 | 0 | 324.528 | 87.3696 | 75.336 | 260 | 0 | 395 | 198 | 174.75 | 260 | 387 | 395 | 198 | 198 | 260 | 0 | 370 | 172.5 | 172.35 | 547.2066 | 1027.75 | 1438 | 974.85
2021-06-06 06:00 | 60.014 | 0 | 325.056 | 76.056 | 75.6024 | 260 | 0 | 395 | 198 | 190.5 | 260 | 387 | 395 | 198 | 198 | 260 | 0 | 370 | 172.5 | 187.8 | 536.7284 | 1043.5 | 1438 | 990.3
2021-06-06 07:00 | 60.003 | 0 | 325.184 | 75.9264 | 75.624 | 260 | 0 | 395 | 198 | 195.3 | 260 | 387 | 395 | 198 | 198 | 260 | 0 | 370 | 172.5 | 192.45 | 536.7374 | 1048.3 | 1438 | 994.95
2021-06-06 08:00 | 59.906 | 0 | 325.944 | 75.7872 | 75.864 | 260 | 0 | 395 | 198 | 194.7 | 260 | 387 | 395 | 198 | 198 | 260 | 0 | 370 | 172.5 | 191.7 | 537.5012 | 1047.7 | 1438 | 994.2
2021-06-06 09:00 | 60.195 | 0 | 326.4 | 75.9216 | 75.4392 | 260 | 0 | 395 | 198 | 198 | 260 | 387 | 395 | 198 | 198 | 260 | 0 | 370 | 172.5 | 195 | 537.9558 | 1051 | 1438 | 997.5
2021-06-06 10:00 | 84.497 | 0 | 325.864 | 77.8944 | 75.9264 | 262 | 0 | 381 | 198 | 149.7 | 262 | 387 | 381 | 198 | 198 | 262 | 0 | 370 | 173.7 | 147.9 | 564.1818 | 990.7 | 1426 | 953.6
2021-06-06 11:00 | 120.996 | 0 | 330.232 | 81.4512 | 86.4768 | 295 | 0 | 370 | 198 | 198 | 295 | 387 | 370 | 198 | 198 | 295 | 0 | 370 | 197.7 | 195 | 619.156 | 1061 | 1448 | 1057.7
2021-06-06 12:00 | 198.048 | 0 | 337.84 | 94.7712 | 108.7896 | 295 | 0 | 370 | 198 | 198 | 295 | 387 | 370 | 198 | 198 | 295 | 0 | 370 | 197.7 | 195 | 739.4488 | 1061 | 1448 | 1057.7
2021-06-06 13:00 | 273.861 | 0 | 351.056 | 128.9232 | 120.3552 | 295 | 0 | 370 | 198 | 198 | 295 | 387 | 370 | 198 | 198 | 295 | 0 | 352.5 | 197.7 | 170.25 | 874.1954 | 1061 | 1448 | 1015.45
2021-06-06 14:00 | 282.803 | 0 | 350.064 | 164.0496 | 121.1016 | 296 | 0 | 370 | 198 | 198 | 295 | 387 | 370 | 198 | 198 | 296 | 0 | 350.5 | 197.7 | 121.2 | 918.0182 | 1062 | 1448 | 965.4
2021-06-06 15:00 | 281.066 | 0 | 349.36 | 154.7904 | 121.1112 | 296 | 0 | 370 | 198 | 198 | 295 | 387 | 370 | 198 | 198 | 296 | 0 | 350.5 | 197.7 | 133.35 | 906.3276 | 1062 | 1448 | 977.55
2021-06-06 16:00 | 294.12 | 0 | 349.704 | 153.1104 | 121.9224 | 296 | 0 | 370 | 198 | 198 | 295 | 387 | 370 | 198 | 198 | 296 | 0 | 350.5 | 197.7 | 135 | 918.8568 | 1062 | 1448 | 979.2
2021-06-06 17:00 | 294.608 | 0 | 349.552 | 164.5872 | 132.084 | 296 | 0 | 370 | 198 | 198 | 295 | 387 | 370 | 198 | 198 | 296 | 0 | 350.5 | 197.7 | 151.8 | 940.8312 | 1062 | 1448 | 996
2021-06-06 18:00 | 287.477 | 0 | 350.232 | 186.1152 | 160.7616 | 296 | 0 | 370 | 198 | 198 | 295 | 387 | 370 | 198 | 198 | 296 | 0 | 351 | 190.95 | 195 | 984.5858 | 1062 | 1448 | 1032.95
2021-06-06 19:00 | 277.134 | 0 | 349.4 | 170.8944 | 159.5304 | 296 | 0 | 370 | 198 | 198 | 295 | 387 | 370 | 198 | 198 | 296 | 0 | 350.5 | 187.5 | 195 | 956.9588 | 1062 | 1448 | 1029
2021-06-06 20:00 | 272.77 | 0 | 349.208 | 163.6848 | 158.184 | 296 | 0 | 370 | 198 | 198 | 295 | 387 | 370 | 198 | 198 | 296 | 0 | 350.5 | 187.5 | 195 | 943.8468 | 1062 | 1448 | 1029
2021-06-06 21:00 | 279.828 | 11.5085 | 349.76 | 151.296 | 158.9472 | 296 | 12 | 370 | 198 | 198 | 295 | 387 | 370 | 198 | 198 | 296 | 11.5 | 350.5 | 187.5 | 195 | 951.3397 | 1074 | 1448 | 1040.5
2021-06-06 22:00 | 278.144 | 27.2955 | 349.984 | 168 | 175.6176 | 296 | 27.5 | 370 | 198 | 198 | 295 | 387 | 370 | 198 | 198 | 296 | 27.5 | 351 | 187.5 | 195 | 999.0411 | 1089.5 | 1448 | 1057
2021-06-06 23:00 | 277.939 | 28.472 | 350.36 | 161.2656 | 167.7816 | 296 | 28.5 | 370 | 198 | 198 | 295 | 387 | 370 | 198 | 198 | 296 | 28.5 | 351 | 187.5 | 195 | 985.8182 | 1090.5 | 1448 | 1058
2021-06-07 | 259.049 | 54.801 | 349.976 | 122.3088 | 114.7752 | 296 | 191.5 | 370 | 198 | 198 | 295 | 387 | 370 | 198 | 198 | 296 | 55 | 350.5 | 187.5 | 195 | 900.91 | 1253.5 | 1448 | 1084
2021-06-07 01:00 | 186.338 | 119.204 | 349.88 | 86.4672 | 79.4472 | 296 | 191.5 | 370 | 198 | 198 | 295 | 387 | 370 | 198 | 198 | 296 | 119 | 350.5 | 187.5 | 195 | 821.3364 | 1253.5 | 1448 | 1148
2021-06-07 02:00 | 82.918 | 180.9935 | 351.472 | 75.7392 | 76.8 | 296 | 387 | 370 | 198 | 198 | 295 | 387 | 370 | 198 | 198 | 296 | 181.5 | 352 | 187.5 | 195 | 767.9227 | 1449 | 1448 | 1212
2021-06-07 03:00 | 59.899 | 188.567 | 336.92 | 75.5088 | 75.828 | 296 | 387 | 374 | 198 | 198 | 295 | 387 | 370 | 198 | 198 | 296 | 188.5 | 374 | 187.5 | 195 | 736.7228 | 1453 | 1448 | 1241
2021-06-07 04:00 | 59.948 | 188.221 | 271.848 | 75.5232 | 75.8832 | 295 | 387 | 374 | 198 | 198 | 295 | 387 | 370 | 198 | 198 | 295 | 188.5 | 374 | 187.5 | 195 | 671.4234 | 1452 | 1448 | 1240
2021-06-07 05:00 | 60.665 | 187.684 | 214.264 | 75.5472 | 75.6456 | 295 | 387 | 338 | 198 | 177.45 | 295 | 387 | 370 | 198 | 198 | 295 | 282.5 | 338 | 187.5 | 175.05 | 613.8058 | 1395.45 | 1448 | 1278.05
2021-06-07 06:00 | 63.674 | 191.993 | 207.888 | 75.5472 | 75.6648 | 295 | 387 | 350 | 198 | 183.45 | 295 | 387 | 370 | 198 | 198 | 295 | 250 | 350 | 187.5 | 180.75 | 614.767 | 1413.45 | 1448 | 1263.25
2021-06-07 07:00 | 63.256 | 203.8545 | 207.912 | 76.9008 | 77.2968 | 295 | 387 | 361.5 | 198 | 198 | 295 | 387 | 370 | 198 | 198 | 295 | 250 | 361.5 | 187.5 | 195 | 629.2201 | 1439.5 | 1448 | 1289
2021-06-07 08:00 | 63.788 | 203.627 | 231.512 | 93.4992 | 93.4632 | 295 | 387 | 374 | 198 | 198 | 295 | 387 | 370 | 198 | 198 | 295 | 250 | 374 | 187.5 | 195 | 685.8894 | 1452 | 1448 | 1301.5
2021-06-07 09:00 | 140.42 | 235.756 | 281.296 | 111.8832 | 106.8264 | 295 | 387 | 374 | 198 | 198 | 295 | 387 | 370 | 198 | 198 | 295 | 266 | 374 | 187.5 | 195 | 876.1816 | 1452 | 1448 | 1317.5
2021-06-07 10:00 | 179.867 | 235.92 | 292.256 | 111.648 | 130.128 | 295 | 387 | 374 | 198 | 198 | 295 | 387 | 370 | 198 | 198 | 295 | 325 | 374 | 187.5 | 195 | 949.819 | 1452 | 1448 | 1376.5
2021-06-07 11:00 | 216.951 | 271.8635 | 322.64 | 108.216 | 107.9376 | 295 | 387 | 376 | 198 | 198 | 295 | 387 | 372 | 198 | 198 | 295 | 325 | 376 | 187.5 | 195 | 1027.6081 | 1454 | 1450 | 1378.5
2021-06-07 12:00 | 239.583 | 321.4705 | 347.76 | 99.7584 | 99.0456 | 295 | 387 | 395 | 198 | 198 | 295 | 387 | 395 | 198 | 198 | 295 | 326 | 395 | 187.5 | 195 | 1107.6175 | 1473 | 1473 | 1398.5
2021-06-07 13:00 | 280.042 | 314.0445 | 370.936 | 111.6528 | 116.9304 | 296 | 387 | 395 | 198 | 198 | 295 | 387 | 395 | 198 | 198 | 296 | 325 | 395 | 189 | 195 | 1193.6057 | 1474 | 1473 | 1400
2021-06-07 14:00 | 278.218 | 320.1095 | 392.28 | 138.048 | 150.4992 | 295 | 387 | 395.5 | 198 | 198 | 295 | 387 | 395 | 198 | 198 | 295 | 325 | 395.5 | 197.7 | 195 | 1279.1547 | 1473.5 | 1473 | 1408.2
2021-06-07 15:00 | 292.256 | 317.6375 | 392.056 | 159.672 | 166.4064 | 296 | 387 | 395.5 | 198 | 198 | 295 | 387 | 395 | 198 | 198 | 296 | 325.5 | 395.5 | 197.7 | 195 | 1328.0279 | 1474.5 | 1473 | 1409.7
2021-06-07 16:00 | 294.834 | 324.854 | 390.048 | 180.0048 | 178.0992 | 296 | 387 | 395.5 | 198 | 198 | 295 | 387 | 395 | 198 | 198 | 296 | 326.5 | 395.5 | 197.7 | 195 | 1367.84 | 1474.5 | 1473 | 1410.7
2021-06-07 17:00 | 280.806 | 326.506 | 395.752 | 195.7392 | 190.4136 | 295 | 387 | 396 | 198.15 | 198 | 295 | 387 | 395 | 198 | 198 | 295 | 326.5 | 395.5 | 197.85 | 195 | 1389.2168 | 1474.15 | 1473 | 1409.85
2021-06-07 18:00 | 294.275 | 334.4435 | 394.72 | 197.1312 | 194.6016 | 296 | 387 | 395.5 | 198.15 | 198 | 295 | 387 | 395 | 198 | 198 | 296 | 368 | 395.5 | 197.85 | 195.3 | 1415.1713 | 1474.65 | 1473 | 1452.65
2021-06-07 19:00 | 290.022 | 360.1685 | 392.304 | 197.8464 | 188.4696 | 296 | 387 | 395.5 | 198.15 | 198 | 295 | 387 | 395 | 198 | 198 | 296 | 385 | 395.5 | 198 | 195.15 | 1428.8105 | 1474.65 | 1473 | 1469.65
2021-06-07 20:00 | 275.987 | 356.5395 | 386.096 | 197.2176 | 183.0216 | 296 | 387 | 395 | 198.15 | 198 | 295 | 387 | 395 | 198 | 198 | 296 | 385 | 395 | 198 | 195 | 1398.8617 | 1474.15 | 1473 | 1469
2021-06-07 21:00 | 276.776 | 360.235 | 368.52 | 189.6096 | 173.016 | 296 | 387 | 395 | 198 | 198 | 295 | 387 | 395 | 198 | 198 | 296 | 385 | 395 | 197.7 | 195 | 1368.1566 | 1474 | 1473 | 1468.7
2021-06-07 22:00 | 281.32 | 359.0505 | 381.44 | 181.9392 | 184.9584 | 296 | 387 | 395 | 198 | 198 | 295 | 387 | 395 | 198 | 198 | 296 | 369 | 395 | 197.7 | 195 | 1388.7081 | 1474 | 1473 | 1452.7
2021-06-07 23:00 | 272.975 | 352.119 | 358.264 | 188.3712 | 166.56 | 296 | 387 | 395 | 198 | 198 | 295 | 387 | 395 | 198 | 198 | 296 | 365 | 395 | 197.7 | 195 | 1338.2892 | 1474 | 1473 | 1448.7
2021-06-08 | 252.555 | 332.9015 | 340.872 | 163.6752 | 132.8784 | 296 | 387 | 395 | 198 | 198 | 295 | 387 | 395 | 198 | 198 | 296 | 365 | 395 | 197.7 | 195 | 1222.8821 | 1474 | 1473 | 1448.7
2021-06-08 01:00 | 171.178 | 305.6395 | 286.44 | 126.4416 | 91.1256 | 296 | 387 | 395 | 198 | 198 | 295 | 387 | 395 | 198 | 198 | 296 | 365 | 395 | 197.7 | 195 | 980.8247 | 1474 | 1473 | 1448.7
2021-06-08 02:00 | 75.725 | 256.6355 | 218.032 | 92.4816 | 76.0104 | 296 | 387 | 335.5 | 198 | 179.55 | 295 | 387 | 395 | 198 | 198 | 296 | 365 | 335.5 | 197.7 | 177 | 718.8845 | 1396.05 | 1473 | 1371.2
2021-06-08 03:00 | 67.428 | 204.122 | 206.592 | 75.7296 | 75.6168 | 296 | 387 | 355 | 198 | 165.15 | 295 | 387 | 395 | 198 | 198 | 296 | 369 | 355 | 197.7 | 163.05 | 629.4884 | 1401.15 | 1473 | 1380.75
2021-06-08 04:00 | 60.337 | 201.942 | 204.768 | 75.288 | 75.216 | 296 | 387 | 242 | 198 | 145.95 | 295 | 387 | 395 | 198 | 198 | 296 | 385 | 242 | 197.7 | 144.15 | 617.551 | 1268.95 | 1473 | 1264.85
2021-06-08 05:00 | 59.981 | 208.0975 | 205.088 | 75.3216 | 74.2776 | 296 | 387 | 282 | 198 | 87 | 295 | 387 | 395 | 198 | 198 | 296 | 385 | 282 | 197.7 | 86.7 | 622.7657 | 1250 | 1473 | 1247.4
2021-06-08 06:00 | 60.809 | 208.278 | 206.44 | 75.2832 | 74.3712 | 296 | 387 | 354 | 198 | 78.45 | 295 | 387 | 395 | 198 | 198 | 296 | 385 | 354 | 197.7 | 78.45 | 625.1814 | 1313.45 | 1473 | 1311.15
2021-06-08 07:00 | 64.523 | 222.572 | 207.96 | 76.2864 | 74.3544 | 295 | 387 | 345 | 198 | 83.25 | 295 | 387 | 395 | 198 | 198 | 295 | 385 | 345 | 197.7 | 83.1 | 645.6958 | 1308.25 | 1473 | 1305.8
2021-06-08 08:00 | 134.367 | 261.364 | 260.28 | 93.6192 | 86.9328 | 295 | 387 | 395 | 198 | 183 | 295 | 387 | 395 | 198 | 198 | 295 | 385 | 395 | 197.7 | 180.3 | 836.563 | 1458 | 1473 | 1453
2021-06-08 09:00 | 173.859 | 280.0775 | 289.56 | 118.6224 | 120.0456 | 295 | 387 | 395 | 198 | 198 | 295 | 387 | 395 | 198 | 198 | 295 | 348 | 395 | 197.7 | 195 | 982.1645 | 1473 | 1473 | 1430.7
2021-06-08 10:00 | 172.193 | 305.4015 | 311.928 | 127.872 | 134.8728 | 295 | 387 | 395 | 198 | 198 | 295 | 387 | 395 | 198 | 198 | 295 | 385 | 395 | 197.7 | 195 | 1052.2673 | 1473 | 1473 | 1467.7
2021-06-08 11:00 | 226.204 | 330.9305 | 360.032 | 150.6768 | 161.5392 | 295 | 387 | 395 | 198 | 198 | 295 | 387 | 395 | 198 | 198 | 295 | 372.5 | 395 | 197.7 | 195 | 1229.3825 | 1473 | 1473 | 1455.2
2021-06-08 12:00 | 283.148 | 323.7955 | 381.976 | 159.7104 | 185.7672 | 295 | 387 | 395 | 198 | 198 | 295 | 387 | 395 | 198 | 198 | 295 | 326 | 395 | 197.7 | 195 | 1334.3971 | 1473 | 1473 | 1408.7
2021-06-08 13:00 | 294.121 | 325.5115 | 384.84 | 180.1824 | 193.008 | 296 | 387 | 395 | 198 | 198 | 295 | 387 | 395 | 198 | 198 | 296 | 326 | 395 | 197.7 | 195.15 | 1377.6629 | 1474 | 1473 | 1409.85
2021-06-08 14:00 | 278.135 | 326.4565 | 368.592 | 191.8128 | 195.3048 | 295 | 387 | 395 | 198 | 198 | 295 | 387 | 395 | 198 | 198 | 295 | 326.5 | 395 | 197.7 | 195.45 | 1360.3011 | 1473 | 1473 | 1409.65
2021-06-08 15:00 | 290.689 | 326.162 | 391.904 | 186.8304 | 195.9456 | 296 | 387 | 395.5 | 198 | 198 | 295 | 387 | 395 | 198 | 198 | 296 | 326.5 | 395.5 | 193.2 | 196.05 | 1391.531 | 1474.5 | 1473 | 1407.25
2021-06-08 16:00 | 294.765 | 276.206 | 391.84 | 187.1376 | 195.8952 | 296 | 387 | 395.5 | 198 | 198 | 295 | 387 | 395 | 198 | 198 | 296 | 281.5 | 394.5 | 187.65 | 196.2 | 1345.8438 | 1474.5 | 1473 | 1355.85
2021-06-08 17:00 | 294.453 | 266.514 | 390.44 | 187.3344 | 194.5848 | 296 | 387 | 395 | 198 | 198 | 295 | 387 | 395 | 198 | 198 | 296 | 280.5 | 390.5 | 187.65 | 195.6 | 1333.3262 | 1474 | 1473 | 1350.25
2021-06-08 18:00 | 294.975 | 303.5815 | 389.84 | 187.2192 | 193.8168 | 296 | 387 | 395 | 198 | 198 | 295 | 387 | 395 | 198 | 198 | 296 | 364 | 390.5 | 187.65 | 195 | 1369.4325 | 1474 | 1473 | 1433.15
2021-06-08 19:00 | 294.759 | 353.6575 | 390.28 | 187.2384 | 193.7664 | 296 | 387 | 395 | 198 | 198 | 295 | 387 | 395 | 198 | 198 | 296 | 385 | 391 | 187.65 | 195 | 1419.7013 | 1474 | 1473 | 1454.65
2021-06-08 20:00 | 293.829 | 360.8485 | 389.072 | 187.5696 | 193.9776 | 296 | 387 | 395 | 198 | 198 | 295 | 387 | 395 | 198 | 198 | 296 | 368 | 390.5 | 187.65 | 195.15 | 1425.2967 | 1474 | 1473 | 1437.3
2021-06-08 21:00 | 279.109 | 359.26 | 384.504 | 184.6224 | 187.4208 | 296 | 387 | 395 | 198 | 198 | 295 | 387 | 395 | 198 | 198 | 296 | 362 | 395 | 187.65 | 195.15 | 1394.9162 | 1474 | 1473 | 1435.8
2021-06-08 22:00 | 274.95 | 360.0415 | 361.176 | 176.5536 | 169.9968 | 296 | 387 | 395 | 198 | 198 | 295 | 387 | 395 | 198 | 198 | 296 | 362 | 395 | 187.5 | 195.15 | 1342.7179 | 1474 | 1473 | 1435.65
2021-06-08 23:00 | 262.058 | 345.905 | 355.928 | 153.8352 | 151.836 | 295 | 387 | 395 | 198 | 198 | 295 | 387 | 395 | 198 | 198 | 295 | 361.5 | 395 | 187.5 | 195.15 | 1269.5622 | 1473 | 1473 | 1434.15
2021-06-09 | 226.54 | 319.583 | 327.296 | 132.7296 | 124.584 | 295 | 387 | 395 | 198 | 198 | 295 | 387 | 395 | 198 | 198 | 295 | 361.5 | 395 | 187.5 | 195.15 | 1130.7326 | 1473 | 1473 | 1434.15
2021-06-09 01:00 | 202.437 | 311.637 | 324.96 | 114.4608 | 113.6376 | 295 | 387 | 395 | 198 | 198 | 295 | 387 | 395 | 198 | 198 | 295 | 361.5 | 395 | 197.55 | 195.15 | 1067.1324 | 1473 | 1473 | 1444.2
2021-06-09 02:00 | 151.22 | 284.5905 | 298.624 | 90.1392 | 87.708 | 295 | 387 | 395 | 198 | 198 | 295 | 387 | 395 | 198 | 198 | 295 | 361.5 | 395 | 197.7 | 195.15 | 912.2817 | 1473 | 1473 | 1444.35
2021-06-09 03:00 | 100.326 | 230.0955 | 264.272 | 74.9616 | 74.8656 | 295 | 387 | 395 | 198 | 124.05 | 295 | 387 | 395 | 198 | 198 | 295 | 361.5 | 395 | 197.7 | 122.85 | 744.5207 | 1399.05 | 1473 | 1372.05
2021-06-09 04:00 | 66.767 | 189.0675 | 222.528 | 75.0816 | 73.98 | 295 | 387 | 354.5 | 198 | 74.1 | 295 | 387 | 395 | 198 | 198 | 295 | 361.5 | 354.5 | 197.7 | 74.1 | 627.4241 | 1308.6 | 1473 | 1282.8
2021-06-09 05:00 | 60.367 | 185.587 | 206.816 | 75.0576 | 74.1024 | 295 | 387 | 361.5 | 198 | 74.25 | 295 | 387 | 395 | 198 | 198 | 295 | 361.5 | 361.5 | 197.7 | 74.1 | 601.93 | 1315.75 | 1473 | 1289.8
2021-06-09 06:00 | 66.328 | 186.7915 | 209.328 | 75.0384 | 74.1216 | 295 | 387 | 392 | 198 | 77.55 | 295 | 387 | 395 | 198 | 198 | 295 | 380 | 392 | 197.7 | 77.55 | 611.6075 | 1349.55 | 1473 | 1342.25
2021-06-09 07:00 | 69.307 | 217.8885 | 229.048 | 78.1728 | 74.9424 | 295 | 387 | 395 | 198 | 131.1 | 295 | 387 | 395 | 198 | 198 | 295 | 385 | 395 | 197.7 | 129.75 | 669.3587 | 1406.1 | 1473 | 1402.45
2021-06-09 08:00 | 75.09 | 240.5065 | 251.136 | 89.2656 | 84.612 | 295 | 387 | 395 | 198 | 198 | 295 | 387 | 395 | 198 | 198 | 295 | 385 | 395 | 197.7 | 195 | 740.6101 | 1473 | 1473 | 1467.7
2021-06-09 09:00 | 154.177 | 291.628 | 302.144 | 119.256 | 114.1344 | 295 | 387 | 395 | 198 | 198 | 295 | 387 | 395 | 198 | 198 | 295 | 385 | 395 | 197.7 | 195 | 981.3394 | 1473 | 1473 | 1467.7
2021-06-09 10:00 | 204.657 | 353.212 | 336.184 | 121.2576 | 125.0856 | 295 | 387 | 395 | 198 | 198 | 295 | 387 | 395 | 198 | 198 | 295 | 385 | 395 | 197.7 | 195 | 1140.3962 | 1473 | 1473 | 1467.7
2021-06-09 11:00 | 231.223 | 376.8365 | 364.696 | 158.4912 | 164.4744 | 295 | 387 | 395 | 198 | 198 | 295 | 387 | 395 | 198 | 198 | 295 | 385 | 395 | 197.7 | 195 | 1295.7211 | 1473 | 1473 | 1467.7
2021-06-09 12:00 | 257.3 | 380.64 | 392.392 | 185.8944 | 188.4432 | 295 | 386 | 395.5 | 197.55 | 198 | 295 | 387 | 395 | 198 | 198 | 295 | 384 | 395.5 | 197.25 | 195.15 | 1404.6696 | 1472.05 | 1473 | 1466.9
2021-06-09 13:00 | 280.518 | 375.549 | 391.408 | 194.0208 | 192.6192 | 295 | 387 | 395.5 | 198 | 198 | 295 | 387 | 395 | 198 | 198 | 295 | 380.5 | 395.5 | 197.7 | 195.15 | 1434.115 | 1473.5 | 1473 | 1463.85
2021-06-09 14:00 | 287.742 | 369.3555 | 394.952 | 195.1296 | 191.3112 | 296 | 387 | 395.5 | 198 | 198 | 295 | 387 | 395 | 198 | 198 | 296 | 369.5 | 395.5 | 197.7 | 195.45 | 1438.4903 | 1474.5 | 1473 | 1454.15
2021-06-09 15:00 | 294.436 | 369.567 | 394.888 | 190.7376 | 195.4296 | 296 | 387 | 395.5 | 198 | 198 | 295 | 387 | 395 | 198 | 198 | 296 | 369.5 | 395.5 | 193.95 | 195.9 | 1445.0582 | 1474.5 | 1473 | 1450.85
2021-06-09 16:00 | 295.233 | 369.1315 | 394.288 | 184.6032 | 189.5112 | 296 | 387 | 395.5 | 198 | 198 | 295 | 387 | 395 | 198 | 198 | 295.233 | 369.5 | 395.5 | 187.65 | 191.25 | 1432.7669 | 1474.5 | 1473 | 1439.133
2021-06-09 17:00 | 294.516 | 370.014 | 394.448 | 187.4592 | 186.9624 | 296 | 387 | 395.5 | 198 | 198 | 295 | 387 | 395 | 198 | 198 | 296 | 370 | 395.5 | 187.8 | 187.95 | 1433.3996 | 1474.5 | 1473 | 1437.25
2021-06-09 18:00 | 294.762 | 353.4165 | 394.808 | 186.312 | 185.3736 | 296 | 387 | 395.5 | 198 | 198 | 295 | 387 | 395 | 198 | 198 | 296 | 355.5 | 395.5 | 187.5 | 187.5 | 1414.6721 | 1474.5 | 1473 | 1422
2021-06-09 19:00 | 293.813 | 364.943 | 394.296 | 186.4992 | 182.232 | 296 | 387 | 395.5 | 198 | 198 | 295 | 387 | 395 | 198 | 198 | 296 | 368 | 395.5 | 187.5 | 187.5 | 1421.7832 | 1474.5 | 1473 | 1434.5
2021-06-09 20:00 | 266.812 | 350.686 | 363.08 | 183.9072 | 174.1368 | 296 | 387 | 395 | 198 | 198 | 295 | 387 | 395 | 198 | 198 | 296 | 367.5 | 395 | 187.5 | 176.55 | 1338.622 | 1474 | 1473 | 1422.55
2021-06-09 21:00 | 273.52 | 342.159 | 374.608 | 185.7504 | 174.0792 | 296 | 387 | 395 | 198 | 198 | 295 | 387 | 395 | 198 | 198 | 296 | 367.5 | 395 | 187.65 | 176.4 | 1350.1166 | 1474 | 1473 | 1422.55
2021-06-09 22:00 | 279.535 | 358.112 | 361.616 | 183.2688 | 171.7056 | 296 | 387 | 395 | 198 | 198 | 295 | 387 | 395 | 198 | 198 | 296 | 368 | 395 | 187.5 | 174.9 | 1354.2374 | 1474 | 1473 | 1421.4
2021-06-09 23:00 | 273.559 | 354.622 | 382.72 | 178.7904 | 154.5168 | 296 | 387 | 395.5 | 198 | 198 | 295 | 387 | 395 | 198 | 198 | 296 | 367.5 | 395.5 | 187.5 | 165 | 1344.2082 | 1474.5 | 1473 | 1411.5
2021-06-10 | 259.784 | 352.03 | 356.184 | 174.7344 | 149.0544 | 296 | 387 | 395 | 198 | 198 | 295 | 387 | 395 | 198 | 198 | 296 | 367.5 | 395 | 187.5 | 166.35 | 1291.7868 | 1474 | 1473 | 1412.35
2021-06-10 01:00 | 204.54 | 325.271 | 307.432 | 140.2032 | 107.7912 | 296 | 387 | 395 | 198 | 198 | 295 | 387 | 395 | 198 | 198 | 296 | 367.5 | 395 | 187.5 | 172.5 | 1085.2374 | 1474 | 1473 | 1418.5
2021-06-10 02:00 | 111.046 | 279.582 | 268.984 | 99.6048 | 79.0128 | 295 | 387 | 395 | 198 | 147.6 | 295 | 387 | 395 | 198 | 198 | 295 | 367.5 | 395 | 187.5 | 132.45 | 838.2296 | 1422.6 | 1473 | 1377.45
2021-06-10 03:00 | 66.276 | 247.1615 | 217.096 | 75.5616 | 75.7056 | 295 | 387 | 336.5 | 198 | 171 | 295 | 387 | 395 | 198 | 198 | 295 | 367.5 | 336.5 | 187.5 | 151.05 | 681.8007 | 1387.5 | 1473 | 1337.55
2021-06-10 04:00 | 60.443 | 205.4585 | 210.256 | 75.3168 | 74.928 | 295 | 387 | 365.5 | 198 | 124.35 | 295 | 387 | 395 | 198 | 198 | 295 | 367.5 | 365.5 | 187.5 | 114.9 | 626.4023 | 1369.85 | 1473 | 1330.4
2021-06-10 05:00 | 60.141 | 188.8615 | 206.528 | 75.4704 | 75.2136 | 295 | 387 | 372 | 198 | 135.3 | 295 | 387 | 395 | 198 | 198 | 295 | 367.5 | 372 | 187.5 | 133.95 | 606.2145 | 1387.3 | 1473 | 1355.95
2021-06-10 06:00 | 66.321 | 187.697 | 209.968 | 75.2256 | 75.468 | 295 | 387 | 377.5 | 198 | 162.45 | 295 | 387 | 395 | 198 | 198 | 295 | 368 | 377.5 | 187.5 | 160.2 | 614.6796 | 1419.95 | 1473 | 1388.2
2021-06-10 07:00 | 63.373 | 189.5455 | 207.976 | 75.2496 | 75.432 | 295 | 387 | 377.5 | 198 | 152.55 | 295 | 387 | 395 | 198 | 198 | 295 | 367.5 | 377.5 | 187.5 | 150.6 | 611.5761 | 1410.05 | 1473 | 1378.1
2021-06-10 08:00 | 87.75 | 238.7275 | 227.2 | 90.6192 | 93.1296 | 295 | 387 | 395 | 198 | 193.95 | 295 | 387 | 395 | 198 | 198 | 295 | 367.5 | 395 | 187.5 | 191.1 | 737.4263 | 1468.95 | 1473 | 1436.1
2021-06-10 09:00 | 105.095 | 273.4355 | 277.968 | 125.8608 | 137.8296 | 295 | 387 | 395 | 198 | 198 | 295 | 387 | 395 | 198 | 198 | 295 | 367.5 | 395 | 187.5 | 195 | 920.1889 | 1473 | 1473 | 1440
2021-06-10 10:00 | 183.595 | 311.6325 | 313.576 | 134.5968 | 170.6184 | 295 | 387 | 395 | 198 | 198 | 295 | 387 | 395 | 198 | 198 | 295 | 367.5 | 395 | 187.5 | 195 | 1114.0187 | 1473 | 1473 | 1440
2021-06-10 11:00 | 258.82 | 366.5895 | 344.048 | 147.4992 | 188.7888 | 296 | 387 | 395 | 198 | 198 | 295 | 387 | 395 | 198 | 198 | 296 | 369.5 | 395 | 187.5 | 192.6 | 1305.7455 | 1474 | 1473 | 1440.6
2021-06-10 12:00 | 294.722 | 370.107 | 390.56 | 160.4928 | 187.464 | 296 | 387 | 395 | 198 | 198 | 295 | 387 | 395 | 198 | 198 | 296 | 370.5 | 395 | 187.5 | 187.65 | 1403.3458 | 1474 | 1473 | 1436.65
2021-06-10 13:00 | 294.812 | 369.9165 | 393.048 | 180.3072 | 186.4224 | 296 | 387 | 395 | 198 | 198 | 295 | 387 | 395 | 198 | 198 | 296 | 370 | 395 | 187.8 | 187.65 | 1424.5061 | 1474 | 1473 | 1436.45
2021-06-10 14:00 | 294.62 | 368.9505 | 393.08 | 187.824 | 186.4704 | 296 | 387 | 395 | 198 | 198 | 295 | 387 | 395 | 198 | 198 | 296 | 369.5 | 395 | 187.95 | 187.65 | 1430.9449 | 1474 | 1473 | 1436.1
2021-06-10 15:00 | 294.745 | 369.2275 | 392.408 | 187.6656 | 185.88 | 296 | 387 | 395 | 198 | 198 | 295 | 387 | 395 | 198 | 198 | 296 | 369.5 | 395 | 187.95 | 187.65 | 1429.9261 | 1474 | 1473 | 1436.1
2021-06-10 16:00 | 294.418 | 366.672 | 392.84 | 187.6224 | 185.9232 | 296 | 387 | 395 | 198 | 198 | 295 | 387 | 395 | 198 | 198 | 296 | 368 | 395 | 187.95 | 187.65 | 1427.4756 | 1474 | 1473 | 1434.6
2021-06-10 17:00 | 224.545 | 362.5555 | 392.56 | 188.0217 | 186.3216 | 296 | 387 | 395.5 | 198 | 198 | 295 | 387 | 395 | 198 | 198 | 225 | 363 | 395 | 187.95 | 187.65 | 1354.0038 | 1474.5 | 1473 | 1358.6
2021-06-10 18:00 | 106.096 | 354.259 | 395.888 | 188.3707 | 187.7184 | 296 | 387 | 396 | 198 | 198 | 295 | 387 | 395 | 198 | 198 | 107 | 356.5 | 396 | 188.55 | 187.8 | 1232.3321 | 1475 | 1473 | 1235.85
2021-06-10 19:00 | 60.21 | 352.184 | 395.712 | 188.5677 | 187.9296 | 296 | 387 | 396 | 198 | 198 | 295 | 387 | 395 | 198 | 198 | 61 | 353 | 396 | 188.7 | 188.1 | 1184.6033 | 1475 | 1473 | 1186.8
2021-06-10 20:00 | 90.029 | 352.146 | 394.144 | 187.8031 | 188.0784 | 295 | 387 | 396 | 198 | 198 | 295 | 387 | 395 | 198 | 198 | 251 | 352.5 | 396 | 187.95 | 188.1 | 1212.2005 | 1474 | 1473 | 1375.55
2021-06-10 21:00 | 200.83 | 344.1525 | 387.632 | 183.5939 | 187.9968 | 295 | 387 | 395.5 | 198 | 198 | 295 | 387 | 395 | 198 | 198 | 295 | 350.5 | 395.5 | 187.65 | 188.25 | 1304.2052 | 1473.5 | 1473 | 1416.9
2021-06-10 22:00 | 244.631 | 338.6575 | 362.368 | 182.1455 | 172.3056 | 295 | 387 | 395 | 198 | 198 | 295 | 387 | 395 | 198 | 198 | 295 | 350.5 | 395 | 187.65 | 187.65 | 1300.1076 | 1473 | 1473 | 1415.8
2021-06-10 23:00 | 173.962 | 306.1995 | 306.4 | 151.1499 | 124.0176 | 295 | 387 | 395 | 198 | 198 | 295 | 387 | 395 | 198 | 198 | 295 | 350 | 395 | 187.5 | 187.5 | 1061.729 | 1473 | 1473 | 1415
2021-06-11 | 126.601 | 276.0385 | 270.016 | 110.1024 | 83.6592 | 295 | 387 | 395 | 198 | 194.25 | 295 | 387 | 395 | 198 | 198 | 295 | 350 | 395 | 187.5 | 184.65 | 866.4171 | 1469.25 | 1473 | 1412.15
2021-06-11 01:00 | 78.609 | 234.0325 | 228.464 | 82.4961 | 75.048 | 295 | 387 | 395 | 198 | 122.85 | 295 | 387 | 395 | 198 | 198 | 295 | 384.5 | 395 | 187.5 | 118.8 | 698.6496 | 1397.85 | 1473 | 1380.8
2021-06-11 02:00 | 76.537 | 228.97 | 218.08 | 75.7122 | 75.1824 | 295 | 387 | 395 | 198 | 137.7 | 295 | 387 | 395 | 198 | 198 | 295 | 385 | 395 | 187.5 | 132.3 | 674.4816 | 1412.7 | 1473 | 1394.8
2021-06-11 03:00 | 61.685 | 194.1365 | 205.984 | 75.4849 | 75.2112 | 295 | 387 | 291.5 | 198 | 147.3 | 295 | 387 | 395 | 198 | 198 | 295 | 385 | 291.5 | 187.5 | 141.15 | 612.5016 | 1318.8 | 1473 | 1300.15
2021-06-11 04:00 | 66.432 | 193.034 | 212.176 | 75.2951 | 75.1584 | 295 | 387 | 387 | 198 | 150 | 295 | 387 | 395 | 198 | 198 | 295 | 385 | 387 | 187.5 | 143.55 | 622.0955 | 1417 | 1473 | 1398.05
2021-06-11 05:00 | 60.797 | 188.913 | 205.296 | 75.4125 | 75.3264 | 295 | 387 | 247.5 | 198 | 150.45 | 295 | 387 | 395 | 198 | 198 | 295 | 385 | 247.5 | 187.5 | 144 | 605.7449 | 1277.95 | 1473 | 1259
2021-06-11 06:00 | 64.407 | 188.6975 | 208.208 | 75.6145 | 75.4464 | 295 | 387 | 345.5 | 198 | 152.1 | 295 | 387 | 395 | 198 | 198 | 295 | 385 | 345.5 | 187.5 | 145.5 | 612.3734 | 1377.6 | 1473 | 1358.5
2021-06-11 07:00 | 62.239 | 190.1685 | 205.6 | 75.5484 | 75.3504 | 295 | 387 | 354 | 198 | 147.45 | 295 | 387 | 395 | 198 | 198 | 295 | 385 | 354 | 187.5 | 141.15 | 608.9063 | 1381.45 | 1473 | 1362.65
2021-06-11 08:00 | 68.322 | 219.5415 | 211.744 | 92.2839 | 83.7984 | 295 | 387 | 395 | 198 | 186.15 | 295 | 387 | 395 | 198 | 198 | 295 | 385 | 395 | 187.5 | 176.55 | 675.6898 | 1461.15 | 1473 | 1439.05
2021-06-11 09:00 | 131.069 | 266.9665 | 257.936 | 114.6419 | 109.3632 | 295 | 387 | 395 | 198 | 198 | 295 | 387 | 395 | 198 | 198 | 295 | 385 | 395 | 187.5 | 187.5 | 879.9766 | 1473 | 1473 | 1450
2021-06-11 10:00 | 241.401 | 337.864 | 332.944 | 144.1998 | 144.3312 | 295 | 387 | 395 | 198 | 198 | 295 | 387 | 395 | 198 | 198 | 295 | 379 | 395 | 187.5 | 187.5 | 1200.74 | 1473 | 1473 | 1444
2021-06-11 11:00 | 271.692 | 342.1485 | 346.832 | 160.5856 | 179.9952 | 295 | 387 | 395 | 198 | 198 | 295 | 387 | 395 | 198 | 198 | 295 | 367.5 | 395 | 187.5 | 187.5 | 1301.2533 | 1473 | 1473 | 1432.5
2021-06-11 12:00 | 258.411 | 344.4485 | 355.296 | 172.3362 | 182.1312 | 295 | 387 | 395 | 198 | 198 | 295 | 387 | 395 | 198 | 198 | 295 | 368 | 395 | 187.5 | 187.5 | 1312.6229 | 1473 | 1473 | 1433
2021-06-11 13:00 | 294.534 | 365.6375 | 390.352 | 187.08 | 186.5424 | 296 | 387 | 395 | 198 | 198 | 295 | 387 | 395 | 198 | 198 | 296 | 367.5 | 395 | 187.8 | 187.65 | 1424.1459 | 1474 | 1473 | 1433.95
2021-06-11 14:00 | 276.317 | 354.288 | 392.416 | 182.9025 | 185.7456 | 296 | 387 | 395.5 | 198 | 198 | 295 | 387 | 395 | 198 | 198 | 296 | 361 | 395.5 | 187.65 | 187.8 | 1391.6691 | 1474.5 | 1473 | 1427.95
2021-06-11 15:00 | 247.211 | 359.1445 | 387.424 | 187.7895 | 186.3888 | 296 | 387 | 395.5 | 198 | 198 | 295 | 387 | 395 | 198 | 198 | 296 | 361 | 395.5 | 187.95 | 187.5 | 1367.9578 | 1474.5 | 1473 | 1427.95
2021-06-11 16:00 | 216.018 | 359.542 | 393.536 | 187.7022 | 186.216 | 296 | 387 | 395.5 | 198 | 198 | 295 | 387 | 395 | 198 | 198 | 296 | 360 | 395.5 | 187.8 | 187.5 | 1343.0142 | 1474.5 | 1473 | 1426.8
2021-06-11 17:00 | 207.346 | 353.5865 | 387.056 | 187.2942 | 186.4224 | 296 | 387 | 395 | 198 | 198 | 295 | 387 | 395 | 198 | 198 | 296 | 356 | 395 | 187.95 | 187.65 | 1321.7051 | 1474 | 1473 | 1422.6
2021-06-11 18:00 | 215.483 | 339.257 | 387.904 | 187.7313 | 187.6176 | 296 | 387 | 395.5 | 198 | 198 | 295 | 387 | 395 | 198 | 198 | 296 | 355.5 | 395.5 | 187.8 | 187.8 | 1317.9929 | 1474.5 | 1473 | 1422.6
2021-06-11 19:00 | 169.097 | 325.091 | 360.832 | 185.4126 | 186.672 | 296 | 387 | 395 | 198 | 198 | 295 | 387 | 395 | 198 | 198 | 296 | 355 | 395 | 187.8 | 187.65 | 1227.1046 | 1474 | 1473 | 1421.45
2021-06-11 20:00 | 183.694 | 326.202 | 358.8 | 178.2297 | 183.3216 | 296 | 387 | 395 | 198 | 198 | 295 | 387 | 395 | 198 | 198 | 296 | 355 | 395 | 187.5 | 187.65 | 1230.2473 | 1474 | 1473 | 1421.15
2021-06-11 21:00 | 202.317 | 347.745 | 361.776 | 178.8369 | 186.5808 | 296 | 387 | 395 | 198 | 198 | 295 | 387 | 395 | 198 | 198 | 296 | 355 | 395 | 187.5 | 187.65 | 1277.2557 | 1474 | 1473 | 1421.15
2021-06-11 22:00 | 254.452 | 345.001 | 363.152 | 180.3912 | 173.1024 | 295 | 387 | 395 | 198 | 198 | 295 | 387 | 395 | 198 | 198 | 295 | 355 | 395 | 187.5 | 187.65 | 1316.0986 | 1473 | 1473 | 1420.15
2021-06-11 23:00 | 235.473 | 333.3065 | 350.88 | 170.4054 | 176.1216 | 295 | 387 | 395 | 198 | 198 | 295 | 387 | 395 | 198 | 198 | 295 | 355 | 395 | 187.5 | 187.65 | 1266.1865 | 1473 | 1473 | 1420.15
2021-06-12 | 140.664 | 297.2535 | 298.224 | 133.308 | 133.4256 | 295 | 387 | 395 | 198 | 198 | 295 | 387 | 395 | 198 | 198 | 295 | 384.5 | 300.5 | 187.5 | 187.65 | 1002.8751 | 1473 | 1473 | 1355.15
2021-06-12 01:00 | 68.7 | 284.9735 | 262.768 | 94.6839 | 86.9136 | 295 | 387 | 395 | 198 | 198 | 295 | 387 | 395 | 198 | 198 | 74 | 385 | 393 | 96.6 | 194.85 | 798.039 | 1473 | 1473 | 1143.45
2021-06-12 02:00 | 60.402 | 236.6475 | 229.328 | 81.6039 | 76.992 | 295 | 387 | 381 | 198 | 193.35 | 295 | 387 | 395 | 198 | 198 | 290 | 385 | 381 | 195.45 | 91.8 | 684.9734 | 1454.35 | 1473 | 1343.25
2021-06-12 03:00 | 64.604 | 202.807 | 208.8 | 75.5208 | 76.1568 | 295 | 387 | 305.5 | 198 | 198 | 295 | 387 | 395 | 198 | 198 | 295 | 385 | 305.5 | 197.7 | 192.75 | 627.8886 | 1383.5 | 1473 | 1375.95
2021-06-12 04:00 | 60.097 | 186.404 | 208.976 | 75.2934 | 76.3824 | 295 | 387 | 354.5 | 198 | 197.7 | 295 | 387 | 395 | 198 | 198 | 295 | 385 | 354.5 | 197.7 | 194.7 | 607.1528 | 1432.2 | 1473 | 1426.9
2021-06-12 05:00 | 59.935 | 190.967 | 205.504 | 75.2472 | 76.5408 | 295 | 387 | 264 | 198 | 198 | 295 | 387 | 395 | 198 | 198 | 295 | 385 | 264 | 197.7 | 195 | 608.194 | 1342 | 1473 | 1336.7
2021-06-12 06:00 | 60.071 | 190.388 | 213.2 | 75.3078 | 76.704 | 295 | 387 | 395 | 198 | 198 | 295 | 387 | 395 | 198 | 198 | 295 | 385 | 395 | 197.7 | 195 | 615.6708 | 1473 | 1473 | 1467.7
2021-06-12 07:00 | 60.276 | 186.2885 | 205.136 | 75.2712 | 75.3792 | 295 | 387 | 275.5 | 198 | 151.5 | 295 | 387 | 395 | 198 | 198 | 295 | 385 | 254.5 | 197.7 | 149.55 | 602.3509 | 1307 | 1473 | 1281.75
2021-06-12 08:00 | 69.765 | 193.1455 | 212.704 | 75.3114 | 75.288 | 295 | 387 | 395 | 198 | 161.4 | 295 | 387 | 395 | 198 | 198 | 295 | 229 | 335 | 197.7 | 159.3 | 626.2139 | 1436.4 | 1473 | 1216
2021-06-12 09:00 | 63.643 | 220.3945 | 227.168 | 76.0086 | 75.8784 | 295 | 387 | 395 | 198 | 165.3 | 295 | 387 | 395 | 198 | 198 | 295 | 225.5 | 335 | 197.7 | 163.05 | 663.0925 | 1440.3 | 1473 | 1216.25
2021-06-12 10:00 | 64.275 | 205.123 | 216.176 | 98.3676 | 99.4032 | 295 | 387 | 395 | 198 | 198 | 295 | 387 | 395 | 198 | 198 | 295 | 225.5 | 335 | 197.7 | 195 | 683.3448 | 1473 | 1473 | 1248.2
2021-06-12 11:00 | 85.815 | 209.8565 | 216.288 | 113.6808 | 126.696 | 295 | 387 | 395 | 198 | 198 | 295 | 387 | 395 | 198 | 198 | 295 | 225 | 335 | 197.7 | 195 | 752.3363 | 1473 | 1473 | 1247.7
2021-06-12 12:00 | 118.861 | 222.2175 | 236.32 | 124.3098 | 130.1328 | 295 | 387 | 395 | 198 | 198 | 295 | 387 | 395 | 198 | 198 | 295 | 226 | 335 | 197.7 | 195 | 831.8411 | 1473 | 1473 | 1248.7
2021-06-12 13:00 | 220.777 | 220.0495 | 279.2 | 169.1244 | 174.7632 | 295 | 387 | 395 | 198 | 198 | 295 | 387 | 395 | 198 | 198 | 295 | 225.5 | 335 | 197.7 | 195 | 1063.9141 | 1473 | 1473 | 1248.2
2021-06-12 14:00 | 284.221 | 225.366 | 331.392 | 187.7952 | 187.68 | 295 | 387 | 395 | 198 | 198 | 295 | 387 | 395 | 198 | 198 | 295 | 226 | 336 | 189.15 | 189.45 | 1216.4542 | 1473 | 1473 | 1235.6
2021-06-12 15:00 | 273.614 | 225.7795 | 335.28 | 187.9062 | 186.816 | 295 | 387 | 395 | 198 | 198 | 295 | 387 | 395 | 198 | 198 | 284 | 226 | 336 | 187.95 | 187.65 | 1209.3957 | 1473 | 1473 | 1221.6
2021-06-12 16:00 | 269.679 | 225.97 | 335.28 | 187.692 | 186.84 | 295 | 387 | 395 | 198 | 198 | 295 | 387 | 395 | 198 | 198 | 271 | 226 | 336 | 187.8 | 187.65 | 1205.461 | 1473 | 1473 | 1208.45
2021-06-12 17:00 | 269.824 | 225.869 | 335.088 | 187.8816 | 187.1376 | 295 | 387 | 395 | 198 | 198 | 295 | 387 | 395 | 198 | 198 | 271 | 226 | 336 | 187.95 | 187.65 | 1205.8002 | 1473 | 1473 | 1208.6
2021-06-12 18:00 | 269.664 | 225.5885 | 339.664 | 187.8948 | 187.4736 | 295 | 387 | 395 | 198 | 198 | 295 | 387 | 395 | 198 | 198 | 271 | 226 | 392 | 188.1 | 187.65 | 1210.2849 | 1473 | 1473 | 1264.75
2021-06-12 19:00 | 269.205 | 226.2325 | 339.328 | 187.863 | 187.08 | 295 | 387 | 395 | 198 | 198 | 295 | 387 | 395 | 198 | 198 | 271 | 226.5 | 360.5 | 187.8 | 187.65 | 1209.7085 | 1473 | 1473 | 1233.45
2021-06-12 20:00 | 240.362 | 226.134 | 335.008 | 185.7804 | 185.5776 | 295 | 387 | 395 | 198 | 198 | 295 | 387 | 395 | 198 | 198 | 270 | 226.5 | 340 | 187.8 | 187.65 | 1172.862 | 1473 | 1473 | 1211.95
2021-06-12 21:00 | 261.595 | 226.0005 | 350.864 | 179.9844 | 185.4816 | 295 | 387 | 395 | 198 | 198 | 295 | 387 | 395 | 198 | 198 | 271 | 226 | 395 | 187.5 | 187.65 | 1203.9255 | 1473 | 1473 | 1267.15
2021-06-12 22:00 | 261.445 | 225.898 | 366.048 | 185.7456 | 175.5264 | 295 | 387 | 395 | 198 | 198 | 295 | 387 | 395 | 198 | 198 | 271 | 226 | 395 | 187.65 | 187.5 | 1214.663 | 1473 | 1473 | 1267.15
2021-06-12 23:00 | 237.521 | 226.0025 | 351.232 | 179.5422 | 165.4224 | 295 | 387 | 395 | 198 | 198 | 295 | 387 | 395 | 198 | 198 | 271 | 226.5 | 395 | 187.5 | 187.5 | 1159.7201 | 1473 | 1473 | 1267.5
2021-06-13 | 236.167 | 226.012 | 345.68 | 159.6258 | 158.6208 | 295 | 387 | 395 | 198 | 198 | 295 | 387 | 395 | 198 | 198 | 295 | 226.5 | 395 | 188.25 | 188.1 | 1126.1056 | 1473 | 1473 | 1292.85
2021-06-13 01:00 | 140.841 | 226.0735 | 299.056 | 134.4678 | 116.4144 | 295 | 387 | 395 | 198 | 198 | 295 | 387 | 395 | 198 | 198 | 295 | 242.5 | 395 | 197.55 | 194.85 | 916.8527 | 1473 | 1473 | 1324.9
2021-06-13 02:00 | 79.27 | 225.765 | 283.568 | 112.6458 | 91.6656 | 295 | 387 | 395 | 198 | 198 | 295 | 387 | 395 | 198 | 198 | 295 | 226 | 395 | 197.7 | 195 | 792.9144 | 1473 | 1473 | 1308.7
2021-06-13 03:00 | 64.98 | 225.9895 | 264.144 | 88.41 | 76.4976 | 295 | 387 | 395 | 198 | 196.65 | 295 | 387 | 395 | 198 | 198 | 295 | 226 | 395 | 197.7 | 193.8 | 720.0211 | 1471.65 | 1473 | 1307.5
2021-06-13 04:00 | 59.975 | 225.981 | 232.992 | 75.3414 | 76.0512 | 295 | 387 | 395 | 198 | 193.65 | 295 | 387 | 395 | 198 | 198 | 295 | 226 | 395 | 197.7 | 190.8 | 670.3406 | 1468.65 | 1473 | 1304.5
2021-06-13 05:00 | 59.966 | 225.943 | 205.664 | 75.3132 | 75.36 | 295 | 387 | 389 | 198 | 168.3 | 295 | 387 | 395 | 198 | 198 | 295 | 226.5 | 389 | 197.7 | 166.05 | 642.2462 | 1437.3 | 1473 | 1274.25
2021-06-13 06:00 | 60.145 | 226.1795 | 206.288 | 75.2136 | 75.432 | 295 | 387 | 395 | 198 | 162.6 | 295 | 387 | 395 | 198 | 198 | 295 | 226.5 | 395 | 197.7 | 160.5 | 643.2581 | 1437.6 | 1473 | 1274.7
2021-06-13 07:00 | 64.753 | 226.1975 | 212.688 | 75.2868 | 75.0816 | 295 | 387 | 395 | 198 | 155.25 | 295 | 387 | 395 | 198 | 198 | 295 | 226.5 | 395 | 197.7 | 153.3 | 654.0069 | 1430.25 | 1473 | 1267.5
2021-06-13 08:00 | 60.73 | 226.5155 | 205.888 | 75.4014 | 75.1872 | 295 | 387 | 260 | 198 | 153.9 | 295 | 387 | 395 | 198 | 198 | 295 | 227 | 260 | 197.7 | 152.1 | 643.7221 | 1293.9 | 1473 | 1131.8
2021-06-13 09:00 | 61.386 | 226.259 | 210.672 | 75.2082 | 75.2976 | 295 | 387 | 385 | 198 | 180 | 295 | 387 | 395 | 198 | 198 | 295 | 226.5 | 385 | 197.7 | 177.45 | 648.8228 | 1445 | 1473 | 1281.65
2021-06-13 10:00 | 60.151 | 226.0275 | 208.64 | 75.3336 | 75.1344 | 295 | 387 | 386.5 | 198 | 169.2 | 295 | 387 | 395 | 198 | 198 | 295 | 226.5 | 386.5 | 197.7 | 166.95 | 645.2865 | 1435.7 | 1473 | 1272.65
2021-06-13 11:00 | 60.587 | 226.1645 | 213.744 | 75.6378 | 75.096 | 295 | 387 | 395 | 198 | 159 | 295 | 387 | 395 | 198 | 198 | 295 | 226.5 | 395 | 197.7 | 157.05 | 651.2293 | 1434 | 1473 | 1271.25
2021-06-13 12:00 | 66.821 | 226.163 | 227.248 | 95.5644 | 95.4816 | 295 | 387 | 395 | 198 | 198 | 295 | 387 | 395 | 198 | 198 | 295 | 226.5 | 395 | 197.7 | 195 | 711.278 | 1473 | 1473 | 1309.2
2021-06-13 13:00 | 91.062 | 226.182 | 233.024 | 117.4182 | 118.6416 | 295 | 387 | 389.5 | 198 | 198 | 295 | 387 | 395 | 198 | 198 | 295 | 226.5 | 389.5 | 197.7 | 195 | 786.3278 | 1467.5 | 1473 | 1303.7
2021-06-13 14:00 | 119.304 | 226.0055 | 250.368 | 129.6012 | 139.9152 | 295 | 387 | 395 | 198 | 198 | 295 | 387 | 395 | 198 | 198 | 295 | 226.5 | 395 | 197.7 | 195 | 865.1939 | 1473 | 1473 | 1309.2
2021-06-13 15:00 | 169.797 | 226.131 | 295.2 | 148.3668 | 159.2592 | 295 | 387 | 395 | 198 | 198 | 295 | 387 | 395 | 198 | 198 | 295 | 226 | 395 | 197.7 | 195 | 998.754 | 1473 | 1473 | 1308.7
2021-06-13 16:00 | 196.747 | 228.3255 | 362.304 | 160.5066 | 168.0384 | 295 | 387 | 395 | 198 | 198 | 295 | 387 | 395 | 198 | 198 | 295 | 281 | 395 | 197.7 | 195 | 1115.9215 | 1473 | 1473 | 1363.7
2021-06-13 17:00 | 200.232 | 283.855 | 390 | 162.2298 | 166.8336 | 295 | 387 | 395.5 | 198 | 198 | 295 | 387 | 395 | 198 | 198 | 295 | 385 | 395.5 | 197.7 | 195 | 1203.1504 | 1473.5 | 1473 | 1468.2
2021-06-13 18:00 | 263.825 | 351.792 | 394.656 | 184.3032 | 184.1904 | 295 | 387 | 395.5 | 198 | 198 | 295 | 387 | 395 | 198 | 198 | 295 | 378 | 395.5 | 197.7 | 195 | 1378.7666 | 1473.5 | 1473 | 1461.2
2021-06-13 19:00 | 277.231 | 370.778 | 394.88 | 188.8884 | 188.976 | 296 | 387 | 395.5 | 198 | 198 | 295 | 387 | 395 | 198 | 198 | 296 | 371.5 | 395.5 | 191.25 | 190.35 | 1420.7534 | 1474.5 | 1473 | 1444.6
2021-06-13 20:00 | 279.802 | 360.082 | 394.56 | 181.3608 | 175.152 | 295 | 387 | 395.5 | 198 | 198 | 295 | 387 | 395 | 198 | 198 | 295 | 368 | 395.5 | 187.5 | 187.65 | 1390.9568 | 1473.5 | 1473 | 1433.65
2021-06-13 21:00 | 279.011 | 356.6085 | 372.48 | 183.354 | 182.04 | 295 | 387 | 395 | 198 | 198 | 295 | 387 | 395 | 198 | 198 | 295 | 368 | 395 | 187.65 | 187.5 | 1373.4935 | 1473 | 1473 | 1433.15
2021-06-13 22:00 | 276.809 | 357.411 | 375.696 | 181.4892 | 175.3872 | 295 | 387 | 395 | 198 | 198 | 295 | 387 | 395 | 198 | 198 | 295 | 367.5 | 395 | 187.65 | 187.65 | 1366.7924 | 1473 | 1473 | 1432.8
2021-06-13 23:00 | 203.968 | 324.9765 | 365.712 | 152.6136 | 150.3168 | 295 | 387 | 395 | 198 | 198 | 295 | 387 | 395 | 198 | 198 | 295 | 367.5 | 395 | 187.5 | 187.65 | 1197.5869 | 1473 | 1473 | 1432.65
2021-06-14 | 137.889 | 301.876 | 325.744 | 133.2468 | 117.288 | 295 | 387 | 395 | 198 | 198 | 295 | 387 | 395 | 198 | 198 | 295 | 367.5 | 395 | 197.55 | 194.85 | 1016.0438 | 1473 | 1473 | 1449.9
2021-06-14 01:00 | 74.767 | 280.052 | 253.632 | 105.7644 | 85.6032 | 295 | 387 | 395 | 198 | 172.95 | 295 | 387 | 395 | 198 | 198 | 295 | 385 | 395 | 197.7 | 170.55 | 799.8186 | 1447.95 | 1473 | 1443.25
2021-06-14 02:00 | 59.904 | 264.3015 | 205.584 | 81.4608 | 75.4176 | 295 | 387 | 254 | 198 | 155.55 | 295 | 387 | 395 | 198 | 198 | 295 | 385 | 254 | 197.7 | 153.6 | 686.6679 | 1289.55 | 1473 | 1285.3
2021-06-14 03:00 | 59.941 | 203.0955 | 204.992 | 75.036 | 76.0944 | 295 | 387 | 221.5 | 198 | 198 | 295 | 387 | 395 | 198 | 198 | 295 | 385 | 221.5 | 197.7 | 195 | 619.1589 | 1299.5 | 1473 | 1294.2
2021-06-14 04:00 | 59.952 | 185.636 | 204.704 | 74.9916 | 76.032 | 295 | 387 | 214.5 | 198 | 191.85 | 295 | 387 | 395 | 198 | 198 | 295 | 385 | 214.5 | 197.7 | 189 | 601.3156 | 1286.35 | 1473 | 1281.2
2021-06-14 05:00 | 60.002 | 186.099 | 204.912 | 75.1176 | 76.1376 | 295 | 387 | 221.5 | 198 | 195.75 | 295 | 387 | 395 | 198 | 198 | 295 | 385 | 221.5 | 197.7 | 192.75 | 602.2682 | 1297.25 | 1473 | 1291.95
2021-06-14 06:00 | 60.025 | 186.353 | 204.672 | 74.958 | 76.0224 | 295 | 387 | 211.5 | 198 | 198 | 295 | 387 | 395 | 198 | 198 | 295 | 385 | 211.5 | 197.7 | 195 | 602.0304 | 1289.5 | 1473 | 1284.2
2021-06-14 07:00 | 60.258 | 192.058 | 204.944 | 75.0432 | 76.0608 | 295 | 387 | 215 | 198 | 198 | 295 | 387 | 395 | 198 | 198 | 295 | 385 | 215 | 197.7 | 195 | 608.364 | 1293 | 1473 | 1287.7
2021-06-14 08:00 | 71.409 | 186.9495 | 205.088 | 75.0924 | 75.768 | 295 | 387 | 233.5 | 198 | 197.7 | 295 | 387 | 395 | 198 | 198 | 295 | 385 | 233.5 | 197.7 | 194.7 | 614.3069 | 1311.2 | 1473 | 1305.9
2021-06-14 09:00 | 67.672 | 193.8465 | 213.552 | 75.1464 | 76.008 | 295 | 387 | 395 | 198 | 197.1 | 295 | 387 | 395 | 198 | 198 | 295 | 385 | 395 | 197.7 | 194.1 | 626.2249 | 1472.1 | 1473 | 1466.8
2021-06-14 10:00 | 66.721 | 189.029 | 210.16 | 75.0204 | 75.8832 | 295 | 387 | 371.5 | 198 | 195.75 | 295 | 387 | 395 | 198 | 198 | 295 | 385 | 371.5 | 197.7 | 192.75 | 616.8136 | 1447.25 | 1473 | 1441.95
2021-06-14 11:00 | 85.68 | 212.811 | 231.392 | 76.86 | 77.8752 | 295 | 387 | 395 | 198 | 198 | 295 | 387 | 395 | 198 | 198 | 295 | 385 | 395 | 197.7 | 195 | 684.6182 | 1473 | 1473 | 1467.7
2021-06-14 12:00 | 98.841 | 247.645 | 268.016 | 93.7224 | 97.368 | 295 | 387 | 395 | 198 | 198 | 295 | 387 | 395 | 198 | 198 | 295 | 385 | 395 | 197.7 | 195 | 805.5924 | 1473 | 1473 | 1467.7
2021-06-14 13:00 | 176.277 | 308.5305 | 335.344 | 113.6724 | 128.3136 | 295 | 387 | 395 | 198 | 198 | 295 | 387 | 395 | 198 | 198 | 295 | 385 | 395 | 197.7 | 195 | 1062.1375 | 1473 | 1473 | 1467.7
2021-06-14 14:00 | 245.612 | 355.467 | 382.352 | 156.1668 | 167.2368 | 295 | 373.5 | 395 | 198 | 198 | 295 | 373 | 395 | 198 | 198 | 295 | 373 | 395 | 197.7 | 195 | 1306.8346 | 1459.5 | 1459 | 1455.7
2021-06-14 15:00 | 294.827 | 368.513 | 394.32 | 181.53 | 185.7456 | 296 | 369 | 395.5 | 198 | 198 | 295 | 367.5 | 395 | 198 | 198 | 296 | 369 | 395.5 | 188.4 | 191.25 | 1424.9356 | 1456.5 | 1453.5 | 1440.15
2021-06-14 16:00 | 294.445 | 368.946 | 394.896 | 182.7468 | 188.1984 | 296 | 369 | 395.5 | 198 | 198 | 295 | 367.5 | 395 | 198 | 198 | 296 | 369 | 395.5 | 183 | 188.7 | 1429.2322 | 1456.5 | 1453.5 | 1432.2
2021-06-14 17:00 | 294.775 | 361.715 | 395.152 | 183.3 | 187.5312 | 296 | 368.5 | 395.5 | 198 | 198 | 295 | 367.5 | 395 | 198 | 198 | 296 | 367 | 395.5 | 183.9 | 188.7 | 1422.4732 | 1456 | 1453.5 | 1431.1
2021-06-14 18:00 | 293.099 | 330.2835 | 394.624 | 183.5916 | 187.704 | 296 | 367.5 | 395.5 | 198 | 198 | 295 | 367.5 | 395 | 198 | 198 | 296 | 330.5 | 395.5 | 183.9 | 188.4 | 1389.3021 | 1455 | 1453.5 | 1394.3
2021-06-14 19:00 | 258.513 | 308.495 | 362.864 | 179.9928 | 185.9088 | 295 | 367.5 | 395 | 198 | 198 | 295 | 367.5 | 395 | 198 | 198 | 295 | 327 | 380 | 183.9 | 188.4 | 1295.7736 | 1453.5 | 1453.5 | 1374.3
2021-06-14 20:00 | 172.793 | 241.989 | 315.36 | 166.6776 | 173.4 | 295 | 367.5 | 395 | 198 | 198 | 295 | 367.5 | 395 | 198 | 198 | 295 | 268 | 395 | 183.75 | 188.25 | 1070.2196 | 1453.5 | 1453.5 | 1330
2021-06-14 21:00 | 93.806 | 314.1455 | 288 | 141.3228 | 141.4512 | 295 | 367.5 | 395 | 198 | 198 | 295 | 367.5 | 395 | 198 | 198 | 295 | 343 | 395 | 183.75 | 188.25 | 978.7255 | 1453.5 | 1453.5 | 1405
2021-06-14 22:00 | 67.68 | 328.579 | 263.664 | 104.538 | 100.8432 | 295 | 367.5 | 395 | 198 | 198 | 295 | 367.5 | 395 | 198 | 198 | 295 | 331.5 | 395 | 183.75 | 188.25 | 865.3042 | 1453.5 | 1453.5 | 1393.5
2021-06-14 23:00 | 65.228 | 296.3235 | 224.56 | 119.4636 | 87.3984 | 295 | 367.5 | 394 | 198 | 198 | 295 | 367.5 | 395 | 198 | 198 | 295 | 325 | 394 | 187.5 | 193.35 | 792.9735 | 1452.5 | 1453.5 | 1394.85
2021-06-15 | 60.452 | 264.688 | 211.248 | 135.4416 | 77.2848 | 295 | 367.5 | 391 | 198 | 160.35 | 295 | 367.5 | 395 | 198 | 198 | 295 | 325 | 391 | 187.5 | 158.25 | 749.1144 | 1411.85 | 1453.5 | 1356.75
2021-06-15 01:00 | 60.064 | 224.1685 | 206.832 | 135.7464 | 80.2272 | 295 | 367.5 | 364 | 198 | 192.9 | 295 | 367.5 | 395 | 198 | 198 | 295 | 345 | 364 | 187.5 | 190.05 | 707.0381 | 1417.4 | 1453.5 | 1381.55
2021-06-15 02:00 | 59.901 | 200.6865 | 205.296 | 135.5628 | 89.7168 | 295 | 367.5 | 388 | 198 | 198 | 295 | 367.5 | 395 | 198 | 198 | 295 | 342.5 | 388 | 187.5 | 195 | 691.1631 | 1446.5 | 1453.5 | 1408
2021-06-15 03:00 | 60.016 | 188.867 | 205.248 | 135.7416 | 83.1024 | 295 | 367.5 | 379.5 | 198 | 198 | 295 | 367.5 | 395 | 198 | 198 | 295 | 342.5 | 379.5 | 187.5 | 195 | 672.975 | 1438 | 1453.5 | 1399.5
2021-06-15 04:00 | 59.986 | 189.059 | 205.12 | 135.6744 | 86.7936 | 295 | 367.5 | 336.5 | 198 | 198 | 295 | 367.5 | 395 | 198 | 198 | 295 | 342.5 | 336.5 | 187.5 | 195 | 676.633 | 1395 | 1453.5 | 1356.5
2021-06-15 05:00 | 60.05 | 188.739 | 205.248 | 135.6696 | 83.6016 | 295 | 367.5 | 323.5 | 198 | 198 | 295 | 367.5 | 395 | 198 | 198 | 295 | 342.5 | 323.5 | 187.5 | 195 | 673.3082 | 1382 | 1453.5 | 1343.5
2021-06-15 06:00 | 60.387 | 188.963 | 205.088 | 135.768 | 83.208 | 295 | 367.5 | 385 | 198 | 198 | 295 | 367.5 | 395 | 198 | 198 | 295 | 342.5 | 362 | 187.5 | 195 | 673.414 | 1443.5 | 1453.5 | 1382
2021-06-15 07:00 | 63.857 | 187.587 | 206.928 | 135.5652 | 83.7456 | 295 | 339.5 | 365 | 198 | 198 | 295 | 337.5 | 395 | 198 | 198 | 295 | 339 | 314.5 | 187.5 | 195 | 677.6828 | 1395.5 | 1423.5 | 1331
2021-06-15 08:00 | 66.432 | 189.2305 | 205.024 | 135.804 | 84.024 | 295 | 335 | 239 | 198 | 198 | 295 | 335 | 395 | 198 | 198 | 295 | 332 | 232 | 187.5 | 195 | 680.5145 | 1265 | 1421 | 1241.5
2021-06-15 09:00 | 62.223 | 186.0895 | 219.2 | 135.4344 | 81.8736 | 295 | 335 | 395 | 198 | 182.55 | 295 | 335 | 395 | 198 | 198 | 295 | 325 | 395 | 187.5 | 180 | 684.8205 | 1405.55 | 1421 | 1382.5
2021-06-15 10:00 | 61.777 | 193.4865 | 286.56 | 135.7848 | 62.3952 | 295 | 335 | 395 | 198 | 62.55 | 295 | 335 | 395 | 198 | 198 | 295 | 325 | 395 | 187.5 | 62.55 | 740.0035 | 1285.55 | 1421 | 1265.05
2021-06-15 11:00 | 69.684 | 207.1215 | 362.656 | 141.5688 | 41.4 | 295 | 335 | 395.5 | 198 | 60 | 295 | 335 | 395 | 198 | 198 | 295 | 325 | 395.5 | 187.5 | 41.55 | 822.4303 | 1283.5 | 1421 | 1244.55
2021-06-15 12:00 | 100.592 | 221.438 | 395.664 | 153.03 | 16.7904 | 295 | 335 | 396 | 198 | 21.15 | 295 | 335 | 395 | 198 | 198 | 295 | 325 | 396 | 187.5 | 16.95 | 887.5144 | 1245.15 | 1421 | 1220.45
2021-06-15 13:00 | 91.557 | 238.8655 | 394.16 | 151.7856 | 1.2 | 295 | 335 | 395.5 | 198 | 0.75 | 295 | 335 | 395 | 198 | 198 | 295 | 325 | 395.5 | 187.5 | 0.75 | 877.5681 | 1224.25 | 1421 | 1203.75
2021-06-15 14:00 | 110.293 | 269.318 | 394.448 | 160.6644 | 0 | 295 | 335 | 395.5 | 197.55 | 0 | 295 | 335 | 395 | 198 | 198 | 295 | 325 | 395.5 | 187.05 | 0 | 934.7234 | 1223.05 | 1421 | 1202.55
2021-06-15 15:00 | 84.907 | 273.5485 | 393.808 | 149.214 | 0 | 295 | 335 | 395.5 | 198 | 0 | 295 | 335 | 395 | 198 | 198 | 295 | 325 | 395.5 | 187.5 | 0 | 901.4775 | 1223.5 | 1421 | 1203
2021-06-15 16:00 | 156.873 | 308.162 | 394.288 | 156.2016 | 0 | 295 | 335 | 395.5 | 198 | 0 | 295 | 335 | 395 | 198 | 198 | 295 | 325 | 395.5 | 187.5 | 0 | 1015.5246 | 1223.5 | 1421 | 1203
2021-06-15 17:00 | 239.497 | 325.525 | 394.096 | 180.6552 | 0 | 295 | 333.5 | 395.5 | 198 | 0 | 295 | 333.5 | 395 | 198 | 198 | 295 | 326 | 395.5 | 187.65 | 0 | 1139.7732 | 1222 | 1419.5 | 1204.15
2021-06-15 18:00 | 273.536 | 313.897 | 391.776 | 183.5328 | 0 | 295 | 325 | 395.5 | 198 | 0 | 295 | 325 | 395 | 198 | 198 | 295 | 325 | 395.5 | 187.65 | 0 | 1162.7418 | 1213.5 | 1411 | 1203.15
2021-06-15 19:00 | 263.488 | 317.148 | 390.784 | 181.0692 | 0 | 295 | 325.5 | 395.5 | 198 | 0 | 295 | 325 | 395 | 198 | 198 | 295 | 325.5 | 395.5 | 188.7 | 0 | 1152.4892 | 1214 | 1411 | 1204.7
2021-06-15 20:00 | 270.644 | 310.698 | 361.536 | 188.9424 | 0 | 295 | 325 | 395 | 198 | 0 | 295 | 325 | 395 | 198 | 198 | 295 | 325 | 395 | 197.7 | 0 | 1131.8204 | 1213 | 1411 | 1212.7
2021-06-15 21:00 | 181.734 | 302.21 | 310.112 | 181.5084 | 0 | 295 | 325 | 395 | 198 | 0 | 295 | 325 | 395 | 198 | 198 | 295 | 325 | 395 | 197.7 | 0 | 975.5644 | 1213 | 1411 | 1212.7
2021-06-15 22:00 | 80.143 | 283.945 | 288.416 | 147.1332 | 0 | 295 | 325 | 395 | 198 | 0 | 295 | 325 | 395 | 198 | 198 | 295 | 325 | 395 | 197.7 | 0 | 799.6372 | 1213 | 1411 | 1212.7
2021-06-15 23:00 | 65.491 | 254.5585 | 248.832 | 110.8152 | 0 | 295 | 325 | 395 | 198 | 0 | 295 | 325 | 395 | 198 | 198 | 295 | 325 | 395 | 197.7 | 0 | 679.6967 | 1213 | 1411 | 1212.7
2021-06-16 | 61.047 | 217.4115 | 216.4 | 83.7768 | 0 | 295 | 325 | 395 | 198 | 0 | 295 | 325 | 395 | 198 | 198 | 295 | 325 | 395 | 197.7 | 0 | 578.6353 | 1213 | 1411 | 1212.7
2021-06-16 01:00 | 59.935 | 185.22 | 205.2 | 75.33 | 0 | 295 | 325 | 269 | 198 | 0 | 295 | 325 | 395 | 198 | 198 | 295 | 325 | 269 | 197.7 | 0 | 525.685 | 1087 | 1411 | 1086.7
2021-06-16 02:00 | 59.949 | 185.531 | 205.088 | 75.4296 | 0 | 295 | 325 | 249.5 | 198 | 0 | 295 | 325 | 395 | 198 | 198 | 295 | 309.5 | 249.5 | 197.7 | 0 | 525.9976 | 1067.5 | 1411 | 1051.7
2021-06-16 03:00 | 60.033 | 185.4215 | 204.656 | 75.5436 | 0 | 295 | 325 | 247 | 198 | 0 | 295 | 325 | 395 | 198 | 198 | 295 | 250 | 247 | 197.7 | 0 | 525.6541 | 1065 | 1411 | 989.7
2021-06-16 04:00 | 59.995 | 185.617 | 204.832 | 75.3672 | 0 | 295 | 325 | 218.5 | 198 | 0 | 295 | 325 | 395 | 198 | 198 | 295 | 250 | 218.5 | 197.7 | 0 | 525.8112 | 1036.5 | 1411 | 961.2
2021-06-16 05:00 | 60.026 | 185.746 | 204.848 | 75.6216 | 0 | 295 | 325 | 245 | 198 | 0 | 295 | 325 | 395 | 198 | 198 | 295 | 250 | 245 | 197.7 | 0 | 526.2416 | 1063 | 1411 | 987.7
2021-06-16 06:00 | 60.206 | 185.644 | 237.584 | 75.432 | 0 | 295 | 325 | 395 | 198 | 0 | 295 | 325 | 395 | 198 | 198 | 295 | 250 | 395 | 197.7 | 0 | 558.866 | 1213 | 1411 | 1137.7
2021-06-16 07:00 | 61.207 | 186.986 | 282.272 | 75.426 | 0 | 295 | 325 | 395 | 198 | 0 | 295 | 325 | 395 | 198 | 198 | 295 | 250 | 395 | 197.7 | 0 | 605.891 | 1213 | 1411 | 1137.7
2021-06-16 08:00 | 62.203 | 185.6475 | 334.784 | 75.5232 | 0 | 295 | 325 | 395 | 198 | 0 | 295 | 325 | 395 | 198 | 198 | 295 | 250 | 395 | 197.7 | 0 | 658.1577 | 1213 | 1411 | 1137.7
2021-06-16 09:00 | 60.552 | 190.7885 | 387.36 | 75.4932 | 0 | 295 | 325 | 395.5 | 198 | 0 | 295 | 325 | 395 | 198 | 198 | 295 | 250 | 395.5 | 197.7 | 0 | 714.1937 | 1213.5 | 1411 | 1138.2
2021-06-16 10:00 | 63.592 | 185.767 | 395.248 | 75.3696 | 0 | 295 | 325 | 395.5 | 198 | 0 | 295 | 325 | 395 | 198 | 198 | 295 | 250 | 395.5 | 197.7 | 0 | 719.9766 | 1213.5 | 1411 | 1138.2
2021-06-16 11:00 | 62.749 | 219.004 | 395.424 | 75.4164 | 0 | 295 | 325 | 395.5 | 198 | 0 | 295 | 325 | 395 | 198 | 198 | 295 | 250 | 395.5 | 197.7 | 0 | 752.5934 | 1213.5 | 1411 | 1138.2
2021-06-16 12:00 | 65.077 | 226.2355 | 395.28 | 75.414 | 0 | 295 | 325 | 395.5 | 198 | 0 | 295 | 325 | 395 | 198 | 198 | 295 | 250 | 395.5 | 197.7 | 0 | 762.0065 | 1213.5 | 1411 | 1138.2
2021-06-16 13:00 | 64.824 | 233.39 | 395.088 | 76.2816 | 0 | 295 | 325 | 395.5 | 198 | 0 | 295 | 325 | 395 | 198 | 198 | 295 | 250 | 395.5 | 197.7 | 0 | 769.5836 | 1213.5 | 1411 | 1138.2
2021-06-16 14:00 | 62.516 | 228.846 | 395.104 | 82.512 | 0 | 295 | 325 | 395.5 | 198 | 0 | 295 | 325 | 395 | 198 | 198 | 295 | 250 | 395.5 | 197.7 | 0 | 768.978 | 1213.5 | 1411 | 1138.2
2021-06-16 15:00 | 93.492 | 249.5415 | 395.408 | 106.7556 | 0 | 295 | 325 | 395.5 | 198 | 0 | 295 | 325 | 395 | 198 | 198 | 295 | 251 | 395.5 | 197.7 | 0 | 845.1971 | 1213.5 | 1411 | 1139.2
2021-06-16 16:00 | 123.242 | 248.2475 | 394.464 | 141.4776 | 0 | 295 | 325 | 395.5 | 198 | 0 | 295 | 325 | 395 | 198 | 198 | 283 | 250.5 | 395.5 | 197.7 | 0 | 907.4311 | 1213.5 | 1411 | 1126.7
2021-06-16 17:00 | 186.736 | 250.9595 | 390.592 | 158.976 | 0 | 295 | 325 | 395.5 | 198 | 0 | 295 | 325 | 395 | 198 | 198 | 280 | 251 | 395.5 | 197.7 | 0 | 987.2635 | 1213.5 | 1411 | 1124.2
2021-06-16 18:00 | 264.118 | 250.9075 | 388.736 | 165.9864 | 0 | 295 | 252.5 | 390.5 | 198 | 0 | 295 | 251.5 | 389.5 | 198 | 198 | 280 | 251 | 390.5 | 197.7 | 0 | 1069.7479 | 1136 | 1332 | 1119.2
2021-06-16 19:00 | 260.176 | 242.3375 | 377.552 | 163.758 | 0 | 295 | 250.5 | 388 | 198 | 0 | 295 | 250 | 387.5 | 198 | 198 | 280 | 250.5 | 388 | 197.7 | 0 | 1043.8235 | 1131.5 | 1328.5 | 1116.2
2021-06-16 20:00 | 237.743 | 244.272 | 379.536 | 164.8248 | 0 | 295 | 250.5 | 388 | 198 | 0 | 295 | 250 | 387.5 | 198 | 198 | 280 | 250.5 | 388 | 197.7 | 0 | 1026.3758 | 1131.5 | 1328.5 | 1116.2
2021-06-16 21:00 | 197.663 | 247.078 | 354.432 | 159.5208 | 0 | 295 | 251 | 387.5 | 198 | 0 | 295 | 250 | 387.5 | 198 | 198 | 280 | 251 | 387.5 | 197.7 | 0 | 958.6938 | 1131.5 | 1328.5 | 1116.2
2021-06-16 22:00 | 128.702 | 229.154 | 321.328 | 158.1936 | 0 | 295 | 250 | 387.5 | 198 | 0 | 295 | 250 | 387.5 | 198 | 198 | 280 | 250 | 387.5 | 197.7 | 0 | 837.3776 | 1130.5 | 1328.5 | 1115.2
2021-06-16 23:00 | 64.689 | 191.0305 | 287.28 | 141.8832 | 0 | 295 | 250 | 387.5 | 198 | 0 | 295 | 250 | 387.5 | 198 | 198 | 280 | 250 | 387.5 | 197.7 | 0 | 684.8827 | 1130.5 | 1328.5 | 1115.2
2021-06-17 | 60.628 | 186.256 | 242.112 | 110.6952 | 0 | 295 | 250 | 387.5 | 198 | 0 | 295 | 250 | 387.5 | 198 | 198 | 280 | 250 | 387.5 | 197.7 | 0 | 599.6912 | 1130.5 | 1328.5 | 1115.2
2021-06-17 01:00 | 59.94 | 185.805 | 205.136 | 87.3168 | 0 | 295 | 250 | 247 | 198 | 0 | 295 | 250 | 387.5 | 198 | 198 | 280 | 250 | 247 | 197.7 | 0 | 538.1978 | 990 | 1328.5 | 974.7
2021-06-17 02:00 | 60.012 | 185.5825 | 204.912 | 76.3488 | 0 | 295 | 289 | 221 | 198 | 0 | 295 | 287 | 387.5 | 198 | 198 | 280 | 289 | 221 | 197.7 | 0 | 526.8553 | 1003 | 1365.5 | 987.7
2021-06-17 03:00 | 60.068 | 185.5185 | 204.624 | 75.2544 | 0 | 295 | 385 | 212 | 198 | 0 | 295 | 385 | 387.5 | 198 | 198 | 280 | 385 | 212 | 197.7 | 0 | 525.4649 | 1090 | 1463.5 | 1074.7
2021-06-17 04:00 | 60.042 | 185.659 | 204.848 | 75.0504 | 0 | 295 | 385 | 222 | 198 | 0 | 295 | 385 | 387.5 | 198 | 198 | 280 | 385 | 222 | 197.7 | 0 | 525.5994 | 1100 | 1463.5 | 1084.7
2021-06-17 05:00 | 60.025 | 185.525 | 204.672 | 75.156 | 0 | 295 | 385 | 227 | 198 | 0 | 295 | 385 | 387.5 | 198 | 198 | 280 | 385 | 227 | 197.7 | 0 | 525.378 | 1105 | 1463.5 | 1089.7
2021-06-17 06:00 | 59.99 | 187.76 | 204.88 | 75.2496 | 0 | 295 | 385 | 230.5 | 198 | 0 | 295 | 385 | 387.5 | 198 | 198 | 280 | 385 | 230.5 | 197.7 | 0 | 527.8796 | 1108.5 | 1463.5 | 1093.2
2021-06-17 07:00 | 63.666 | 215.6655 | 204.768 | 75.1128 | 0 | 295 | 385 | 231 | 198 | 0 | 295 | 385 | 387.5 | 198 | 198 | 280 | 385 | 231 | 197.7 | 0 | 559.2123 | 1109 | 1463.5 | 1093.7
2021-06-17 08:00 | 89.581 | 263.693 | 206.464 | 75.312 | 0 | 295 | 385 | 342.5 | 198 | 0 | 295 | 385 | 387.5 | 198 | 198 | 146 | 385 | 342.5 | 197.7 | 0 | 635.05 | 1220.5 | 1463.5 | 1071.2
2021-06-17 09:00 | 89.905 | 331.488 | 206.208 | 75.1104 | 0 | 295 | 385 | 369 | 198 | 0 | 295 | 385 | 387.5 | 198 | 198 | 91 | 385 | 369 | 197.7 | 0 | 702.7114 | 1247 | 1463.5 | 1042.7
2021-06-17 10:00 | 90.106 | 366.6795 | 205.36 | 75.2784 | 0 | 295 | 385 | 264 | 198 | 0 | 295 | 385 | 387.5 | 198 | 198 | 91 | 367.5 | 264 | 197.7 | 0 | 737.4239 | 1142 | 1463.5 | 920.2
2021-06-17 11:00 | 111.863 | 366.85 | 207.664 | 75.2904 | 0 | 295 | 385 | 385 | 198 | 0 | 295 | 385 | 387.5 | 198 | 198 | 113 | 367.5 | 385 | 197.7 | 0 | 761.6674 | 1263 | 1463.5 | 1063.2
2021-06-17 12:00 | 192.343 | 366.7615 | 210.784 | 75.3096 | 0 | 295 | 385 | 377 | 198 | 0 | 295 | 385 | 387.5 | 198 | 198 | 193 | 367 | 377 | 197.7 | 0 | 845.1981 | 1255 | 1463.5 | 1134.7
2021-06-17 13:00 | 114.026 | 366.158 | 215.04 | 87.0288 | 0 | 295 | 385 | 350 | 198 | 0 | 295 | 385 | 387.5 | 198 | 198 | 115 | 366.5 | 350 | 197.7 | 0 | 782.2528 | 1228 | 1463.5 | 1029.2
2021-06-17 14:00 | 120.027 | 366.2015 | 239.696 | 95.1216 | 0 | 295 | 385 | 387.5 | 198 | 0 | 295 | 385 | 387.5 | 198 | 198 | 283 | 366.5 | 387.5 | 197.7 | 0 | 821.0461 | 1265.5 | 1463.5 | 1234.7
2021-06-17 15:00 | 143.967 | 366.1775 | 257.568 | 111.0792 | 0 | 295 | 385 | 387.5 | 198 | 0 | 295 | 385 | 387.5 | 198 | 198 | 295 | 366.5 | 387.5 | 197.7 | 0 | 878.7917 | 1265.5 | 1463.5 | 1246.7
2021-06-17 16:00 | 210.493 | 366.5465 | 280.752 | 143.0136 | 0 | 295 | 385 | 387.5 | 198 | 0 | 295 | 385 | 387.5 | 198 | 198 | 295 | 367 | 387.5 | 197.7 | 0 | 1000.8051 | 1265.5 | 1463.5 | 1247.2
2021-06-17 17:00 | 285.946 | 367.1955 | 303.088 | 170.5752 | 0 | 296 | 385 | 387.5 | 198 | 0 | 295 | 385 | 387.5 | 198 | 198 | 296 | 367.5 | 387.5 | 197.7 | 0 | 1126.8047 | 1266.5 | 1463.5 | 1248.7
2021-06-17 18:00 | 293.6 | 364.48 | 338.72 | 171.0072 | 0 | 296 | 385 | 387.5 | 198 | 0 | 295 | 385 | 387.5 | 198 | 198 | 296 | 366 | 387.5 | 197.7 | 0 | 1167.8072 | 1266.5 | 1463.5 | 1247.2
2021-06-17 19:00 | 293.313 | 350.7885 | 334.464 | 170.2872 | 0 | 296 | 385 | 387.5 | 198 | 0 | 295 | 385 | 387.5 | 198 | 198 | 296 | 365.5 | 387.5 | 197.7 | 0 | 1148.8527 | 1266.5 | 1463.5 | 1246.7
2021-06-17 20:00 | 281.554 | 353.7855 | 336.72 | 172.5216 | 0 | 296 | 385 | 387.5 | 198 | 0 | 295 | 385 | 387.5 | 198 | 198 | 296 | 365 | 387.5 | 197.7 | 0 | 1144.5811 | 1266.5 | 1463.5 | 1246.2
2021-06-17 21:00 | 256.977 | 341.4535 | 338.096 | 166.836 | 0 | 296 | 385 | 387.5 | 198 | 0 | 295 | 385 | 387.5 | 198 | 198 | 296 | 365 | 387.5 | 197.7 | 0 | 1103.3625 | 1266.5 | 1463.5 | 1246.2
2021-06-17 22:00 | 233.746 | 333.9465 | 331.968 | 163.8744 | 0 | 295 | 385 | 387.5 | 198 | 0 | 295 | 385 | 387.5 | 198 | 198 | 295 | 365 | 387.5 | 197.7 | 0 | 1063.5349 | 1265.5 | 1463.5 | 1245.2
2021-06-17 23:00 | 167.41 | 306.4145 | 303.216 | 151.4088 | 0 | 295 | 385 | 387.5 | 198 | 0 | 295 | 385 | 387.5 | 198 | 198 | 295 | 365 | 387.5 | 197.7 | 0 | 928.4493 | 1265.5 | 1463.5 | 1245.2
2021-06-18 | 73.691 | 255.3225 | 275.472 | 124.2072 | 0 | 295 | 385 | 387.5 | 198 | 0 | 295 | 385 | 387.5 | 198 | 198 | 295 | 365 | 387.5 | 197.7 | 0 | 728.6927 | 1265.5 | 1463.5 | 1245.2
2021-06-18 01:00 | 59.757 | 210.879 | 226.384 | 95.2608 | 0 | 295 | 385 | 343 | 198 | 0 | 295 | 385 | 387.5 | 198 | 198 | 281 | 365 | 343 | 197.7 | 0 | 592.2808 | 1221 | 1463.5 | 1186.7
2021-06-18 02:00 | 59.926 | 186.2945 | 205.152 | 75.9528 | 0 | 295 | 385 | 267 | 198 | 0 | 295 | 385 | 387.5 | 198 | 198 | 280 | 365 | 267 | 197.7 | 0 | 527.3253 | 1145 | 1463.5 | 1109.7
2021-06-18 03:00 | 59.883 | 185.6345 | 205.136 | 75.4176 | 0 | 295 | 385 | 272.5 | 198 | 0 | 295 | 385 | 387.5 | 198 | 198 | 280 | 365 | 272.5 | 197.7 | 0 | 526.0711 | 1150.5 | 1463.5 | 1115.2
2021-06-18 04:00 | 59.987 | 185.784 | 205.008 | 75.2688 | 0 | 295 | 385 | 267 | 198 | 0 | 295 | 385 | 387.5 | 198 | 198 | 290 | 365 | 267 | 197.7 | 0 | 526.0478 | 1145 | 1463.5 | 1119.7
2021-06-18 05:00 | 60.021 | 185.4515 | 204.736 | 75.1872 | 0 | 295 | 385 | 243 | 198 | 0 | 295 | 385 | 387.5 | 198 | 198 | 295 | 365 | 243 | 197.7 | 0 | 525.3957 | 1121 | 1463.5 | 1100.7
2021-06-18 06:00 | 60.054 | 185.641 | 204.784 | 75.2352 | 0 | 295 | 385 | 265 | 198 | 0 | 295 | 385 | 387.5 | 198 | 198 | 295 | 365 | 265 | 197.7 | 0 | 525.7142 | 1143 | 1463.5 | 1122.7
2021-06-18 07:00 | 60.001 | 186.051 | 205.44 | 75.1176 | 0 | 295 | 385 | 268.5 | 198 | 0 | 295 | 385 | 387.5 | 198 | 198 | 295 | 365 | 250 | 197.7 | 0 | 526.6096 | 1146.5 | 1463.5 | 1107.7
2021-06-18 08:00 | 60.271 | 189.616 | 208.944 | 75.2904 | 0 | 295 | 385 | 356 | 198 | 0 | 295 | 385 | 387.5 | 198 | 198 | 295 | 365 | 312.5 | 197.7 | 0 | 534.1214 | 1234 | 1463.5 | 1170.2
2021-06-18 09:00 | 61.056 | 185.974 | 204.992 | 75.228 | 0 | 295 | 385 | 261.5 | 198 | 0 | 295 | 385 | 387.5 | 198 | 198 | 295 | 365 | 245 | 197.7 | 0 | 527.25 | 1139.5 | 1463.5 | 1102.7
2021-06-18 10:00 | 61.973 | 187.492 | 208.448 | 75.1536 | 0 | 295 | 385 | 381.5 | 198 | 0 | 295 | 385 | 387.5 | 198 | 198 | 295 | 283.5 | 331 | 197.7 | 0 | 533.0666 | 1259.5 | 1463.5 | 1107.2
2021-06-18 11:00 | 60.23 | 189.956 | 207.344 | 75.2856 | 0 | 295 | 385 | 381.5 | 198 | 0 | 295 | 385 | 387.5 | 198 | 198 | 295 | 250 | 331 | 197.7 | 0 | 532.8156 | 1259.5 | 1463.5 | 1073.7
2021-06-18 12:00 | 62.872 | 185.5955 | 206.96 | 75.12 | 0 | 295 | 385 | 373 | 198 | 0 | 295 | 385 | 387.5 | 198 | 198 | 295 | 328 | 325 | 197.7 | 0 | 530.5475 | 1251 | 1463.5 | 1145.7
2021-06-18 13:00 | 65.312 | 191.9615 | 207.2 | 76.5816 | 0 | 295 | 385 | 383.5 | 198 | 0 | 295 | 385 | 387.5 | 198 | 198 | 295 | 365 | 332.5 | 197.7 | 0 | 541.0551 | 1261.5 | 1463.5 | 1190.2
2021-06-18 14:00 | 71.326 | 199.219 | 212.944 | 101.2992 | 0 | 295 | 385 | 387.5 | 198 | 0 | 295 | 385 | 387.5 | 198 | 198 | 295 | 365 | 335 | 197.7 | 0 | 584.7882 | 1265.5 | 1463.5 | 1192.7
2021-06-18 15:00 | 117.512 | 223.8235 | 231.728 | 142.7064 | 0 | 295 | 385 | 387.5 | 198 | 0 | 295 | 385 | 387.5 | 198 | 198 | 295 | 365 | 335 | 197.7 | 0 | 715.7699 | 1265.5 | 1463.5 | 1192.7
2021-06-18 16:00 | 183.734 | 243.467 | 240.896 | 166.0248 | 0 | 295 | 385 | 387.5 | 198 | 0 | 295 | 385 | 387.5 | 198 | 198 | 295 | 365 | 386.5 | 197.7 | 0 | 834.1218 | 1265.5 | 1463.5 | 1244.2
2021-06-18 17:00 | 261.244 | 280.8305 | 279.424 | 166.0824 | 0 | 295 | 385 | 387.5 | 198 | 0 | 295 | 385 | 387.5 | 198 | 198 | 295 | 365 | 387.5 | 197.7 | 0 | 987.5809 | 1265.5 | 1463.5 | 1245.2
2021-06-18 18:00 | 272.791 | 281.394 | 306.784 | 165.9504 | 0 | 295 | 385 | 387.5 | 198 | 0 | 295 | 385 | 387.5 | 198 | 198 | 295 | 351.5 | 387.5 | 197.7 | 0 | 1026.9194 | 1265.5 | 1463.5 | 1231.7
2021-06-18 19:00 | 271.368 | 281.999 | 325.472 | 163.8984 | 0 | 295 | 385 | 387.5 | 198 | 0 | 295 | 385 | 387.5 | 198 | 198 | 295 | 365 | 387.5 | 197.7 | 0 | 1042.7374 | 1265.5 | 1463.5 | 1245.2
2021-06-18 20:00 | 278.936 | 315.0375 | 345.76 | 166.404 | 0 | 295 | 385 | 387.5 | 198 | 0 | 295 | 385 | 387.5 | 198 | 198 | 295 | 365 | 387.5 | 197.7 | 0 | 1106.1375 | 1265.5 | 1463.5 | 1245.2
2021-06-18 21:00 | 265.712 | 337.584 | 365.376 | 167.1504 | 0 | 295 | 385 | 387.5 | 198 | 0 | 295 | 385 | 387.5 | 198 | 198 | 275 | 365 | 387.5 | 197.7 | 0 | 1135.8224 | 1265.5 | 1463.5 | 1225.2
2021-06-18 22:00 | 254.212 | 348.901 | 364.784 | 165.9288 | 0 | 295 | 385 | 387.5 | 198 | 0 | 295 | 385 | 387.5 | 198 | 198 | 275 | 365 | 387.5 | 197.7 | 0 | 1133.8258 | 1265.5 | 1463.5 | 1225.2
2021-06-18 23:00 | 252.931 | 341.801 | 310.56 | 168.108 | 0 | 295 | 385 | 387.5 | 198 | 0 | 295 | 385 | 387.5 | 198 | 198 | 275 | 365 | 312 | 197.7 | 0 | 1073.4 | 1265.5 | 1463.5 | 1149.7
2021-06-19 | 173.326 | 302.61 | 276.624 | 141.4848 | 0 | 295 | 385 | 387.5 | 198 | 0 | 295 | 385 | 387.5 | 198 | 198 | 283 | 365 | 336.5 | 197.7 | 0 | 894.0448 | 1265.5 | 1463.5 | 1182.2
2021-06-19 01:00 | 78.452 | 248.8 | 281.888 | 135.2688 | 0 | 295 | 385 | 387.5 | 198 | 0 | 295 | 385 | 387.5 | 198 | 198 | 295 | 365 | 387.5 | 197.7 | 0 | 744.4088 | 1265.5 | 1463.5 | 1245.2
2021-06-19 02:00 | 59.907 | 205.684 | 220.864 | 117.78 | 0 | 295 | 385 | 336.5 | 198 | 0 | 295 | 385 | 387.5 | 198 | 198 | 202 | 365 | 336.5 | 197.7 | 0 | 604.235 | 1214.5 | 1463.5 | 1101.2
2021-06-19 03:00 | 59.853 | 186.2935 | 208.592 | 92.256 | 0 | 295 | 385 | 328 | 198 | 0 | 295 | 385 | 387.5 | 198 | 198 | 295 | 365 | 328 | 135.6 | 0 | 546.9945 | 1206 | 1463.5 | 1123.6
2021-06-19 04:00 | 59.887 | 188.646 | 206.288 | 75.852 | 0 | 295 | 385 | 322 | 198 | 0 | 295 | 385 | 387.5 | 198 | 198 | 295 | 365 | 322 | 197.7 | 0 | 530.673 | 1200 | 1463.5 | 1179.7
2021-06-19 05:00 | 59.971 | 185.876 | 204.928 | 75.3168 | 0 | 295 | 385 | 224.5 | 198 | 0 | 295 | 385 | 387.5 | 198 | 198 | 295 | 365 | 224.5 | 197.7 | 0 | 526.0918 | 1102.5 | 1463.5 | 1082.2
2021-06-19 06:00 | 59.975 | 185.623 | 204.864 | 75.228 | 0 | 295 | 385 | 235 | 198 | 0 | 295 | 385 | 387.5 | 198 | 198 | 295 | 365 | 235 | 197.7 | 0 | 525.69 | 1113 | 1463.5 | 1092.7
2021-06-19 07:00 | 60.016 | 185.579 | 204.672 | 75.168 | 0 | 295 | 385 | 223.5 | 198 | 0 | 295 | 385 | 387.5 | 198 | 198 | 295 | 365 | 223.5 | 197.7 | 0 | 525.435 | 1101.5 | 1463.5 | 1081.2
2021-06-19 08:00 | 59.979 | 185.6405 | 204.944 | 75.2568 | 0 | 295 | 385 | 265.5 | 198 | 0 | 295 | 385 | 387.5 | 198 | 198 | 295 | 365 | 265.5 | 197.7 | 0 | 525.8203 | 1143.5 | 1463.5 | 1123.2
2021-06-19 09:00 | 60.014 | 185.94 | 205.184 | 75.2856 | 0 | 295 | 385 | 266 | 198 | 0 | 295 | 385 | 387.5 | 198 | 198 | 295 | 365 | 266 | 197.7 | 0 | 526.4236 | 1144 | 1463.5 | 1123.7
2021-06-19 10:00 | 60.066 | 190.5775 | 209.984 | 74.8824 | 0 | 295 | 385 | 387 | 198 | 0 | 295 | 385 | 387.5 | 198 | 198 | 295 | 365 | 387 | 197.7 | 0 | 535.5099 | 1265 | 1463.5 | 1244.7
2021-06-19 11:00 | 60.252 | 194.4925 | 210.928 | 74.712 | 0 | 295 | 385 | 387.5 | 198 | 0 | 295 | 385 | 387.5 | 198 | 198 | 295 | 365 | 387.5 | 197.7 | 0 | 540.3845 | 1265.5 | 1463.5 | 1245.2
2021-06-19 12:00 | 74.825 | 202.457 | 218.944 | 74.8056 | 0 | 295 | 385 | 387.5 | 198 | 0 | 295 | 385 | 387.5 | 198 | 198 | 295 | 365 | 387.5 | 197.7 | 0 | 571.0316 | 1265.5 | 1463.5 | 1245.2
2021-06-19 13:00 | 62.967 | 208.8435 | 217.84 | 78.6096 | 0 | 295 | 385 | 387.5 | 198 | 0 | 295 | 385 | 387.5 | 198 | 198 | 295 | 365 | 387.5 | 197.7 | 0 | 568.2601 | 1265.5 | 1463.5 | 1245.2
2021-06-19 14:00 | 63.071 | 231.644 | 208.832 | 84.5064 | 0 | 295 | 385 | 375 | 198 | 0 | 295 | 385 | 387.5 | 198 | 198 | 295 | 365 | 375 | 197.7 | 0 | 588.0534 | 1253 | 1463.5 | 1232.7
2021-06-19 15:00 | 64.495 | 246.3845 | 240.192 | 79.8336 | 0 | 295 | 385 | 387.5 | 198 | 0 | 295 | 385 | 387.5 | 198 | 198 | 295 | 365 | 387.5 | 197.7 | 0 | 630.9051 | 1265.5 | 1463.5 | 1245.2
2021-06-19 16:00 | 92.103 | 252.95 | 250.384 | 99.6672 | 0 | 295 | 385 | 387.5 | 198 | 0 | 295 | 385 | 387.5 | 198 | 198 | 295 | 365 | 387.5 | 197.7 | 0 | 695.1042 | 1265.5 | 1463.5 | 1245.2
2021-06-19 17:00 | 94.236 | 220.4975 | 218.88 | 141.5784 | 0 | 295 | 385 | 345.5 | 198 | 0 | 295 | 385 | 387.5 | 198 | 198 | 295 | 365 | 345.5 | 197.7 | 0 | 675.1919 | 1223.5 | 1463.5 | 1203.2
2021-06-19 18:00 | 132.066 | 249.5725 | 236.48 | 165.7248 | 0 | 295 | 385 | 385.5 | 198 | 0 | 295 | 385 | 387.5 | 198 | 198 | 295 | 365 | 385.5 | 197.7 | 0 | 783.8433 | 1263.5 | 1463.5 | 1243.2
2021-06-19 19:00 | 188.229 | 290.2685 | 264.144 | 166.5264 | 0 | 295 | 385 | 387.5 | 198 | 0 | 295 | 385 | 387.5 | 198 | 198 | 295 | 365 | 387.5 | 197.7 | 0 | 909.1679 | 1265.5 | 1463.5 | 1245.2
2021-06-19 20:00 | 258.629 | 317.102 | 313.44 | 169.9704 | 0 | 296 | 385 | 387.5 | 198 | 0 | 295 | 385 | 387.5 | 198 | 198 | 296 | 365 | 387.5 | 197.7 | 0 | 1059.1414 | 1266.5 | 1463.5 | 1246.2
2021-06-19 21:00 | 278.186 | 328.164 | 335.408 | 166.6392 | 0 | 296 | 385 | 387.5 | 198 | 0 | 295 | 385 | 387.5 | 198 | 198 | 296 | 365 | 387.5 | 197.7 | 0 | 1108.3972 | 1266.5 | 1463.5 | 1246.2
2021-06-19 22:00 | 260.324 | 328.2055 | 334.944 | 165.6168 | 0 | 296 | 385 | 387.5 | 198 | 0 | 295 | 385 | 387.5 | 198 | 198 | 296 | 365 | 387.5 | 197.7 | 0 | 1089.0903 | 1266.5 | 1463.5 | 1246.2
2021-06-19 23:00 | 225.195 | 315.0535 | 326 | 160.8456 | 0 | 296 | 385 | 387.5 | 198 | 0 | 295 | 385 | 387.5 | 198 | 198 | 296 | 365 | 387.5 | 197.7 | 0 | 1027.0941 | 1266.5 | 1463.5 | 1246.2
2021-06-20 | 151.225 | 298.2485 | 282.512 | 138.4392 | 0 | 296 | 385 | 387.5 | 198 | 0 | 295 | 385 | 387.5 | 198 | 198 | 296 | 300 | 387.5 | 139.8 | 0 | 870.4247 | 1266.5 | 1463.5 | 1123.3
2021-06-20 01:00 | 82.045 | 266.4525 | 232.832 | 135.1512 | 0 | 296 | 385 | 387.5 | 198 | 0 | 295 | 385 | 387.5 | 198 | 198 | 296 | 363.5 | 387.5 | 135.45 | 0 | 716.4807 | 1266.5 | 1463.5 | 1182.45
2021-06-20 02:00 | 59.983 | 205.7435 | 214.208 | 134.9112 | 0 | 296 | 385 | 387.5 | 198 | 0 | 295 | 385 | 387.5 | 198 | 198 | 296 | 365 | 387.5 | 135.3 | 0 | 614.8457 | 1266.5 | 1463.5 | 1183.8
2021-06-20 03:00 | 59.906 | 186.434 | 205.312 | 136.0344 | 0 | 296 | 385 | 302 | 198 | 0 | 295 | 385 | 387.5 | 198 | 198 | 296 | 365 | 302 | 196.35 | 0 | 587.6864 | 1181 | 1463.5 | 1159.35
2021-06-20 04:00 | 59.953 | 185.449 | 205.152 | 107.7528 | 0 | 296 | 385 | 229 | 198 | 0 | 295 | 385 | 387.5 | 198 | 198 | 296 | 365 | 229 | 197.7 | 0 | 558.3068 | 1108 | 1463.5 | 1087.7
2021-06-20 05:00 | 59.943 | 185.684 | 204.896 | 81.6432 | 0 | 295 | 385 | 214 | 198 | 0 | 295 | 385 | 387.5 | 198 | 198 | 295 | 365 | 214 | 197.7 | 0 | 532.1662 | 1092 | 1463.5 | 1071.7
2021-06-20 06:00 | 60.024 | 185.703 | 204.816 | 75.5448 | 0 | 295 | 385 | 220.5 | 198 | 0 | 295 | 385 | 387.5 | 198 | 198 | 295 | 365 | 220.5 | 197.7 | 0 | 526.0878 | 1098.5 | 1463.5 | 1078.2
2021-06-20 07:00 | 60.002 | 185.67 | 204.688 | 75.1248 | 0 | 295 | 385 | 218.5 | 198 | 0 | 295 | 385 | 387.5 | 198 | 198 | 295 | 365 | 218.5 | 197.7 | 0 | 525.4848 | 1096.5 | 1463.5 | 1076.2
2021-06-20 08:00 | 60.061 | 189.4495 | 204.8 | 75.12 | 0 | 295 | 385 | 231 | 198 | 0 | 295 | 385 | 387.5 | 198 | 198 | 295 | 365 | 223.5 | 197.7 | 0 | 529.4305 | 1109 | 1463.5 | 1081.2
2021-06-20 09:00 | 59.942 | 187.793 | 204.864 | 75.0744 | 0 | 295 | 385 | 236 | 198 | 0 | 295 | 385 | 387.5 | 198 | 198 | 295 | 365 | 227 | 197.7 | 0 | 527.6734 | 1114 | 1463.5 | 1084.7
2021-06-20 10:00 | 60.221 | 192.2475 | 204.88 | 75.072 | 0 | 295 | 385 | 269.5 | 198 | 0 | 295 | 385 | 387.5 | 198 | 198 | 295 | 365 | 251 | 197.7 | 0 | 532.4205 | 1147.5 | 1463.5 | 1108.7
2021-06-20 11:00 | 75.087 | 197.784 | 216.32 | 77.5656 | 0 | 295 | 385 | 387.5 | 198 | 0 | 295 | 385 | 387.5 | 198 | 198 | 295 | 365 | 335 | 197.7 | 0 | 566.7566 | 1265.5 | 1463.5 | 1192.7
2021-06-20 12:00 | 107.063 | 224.5995 | 233.024 | 88.296 | 0 | 295 | 385 | 387.5 | 198 | 0 | 295 | 385 | 387.5 | 198 | 198 | 295 | 365 | 335 | 197.7 | 0 | 652.9825 | 1265.5 | 1463.5 | 1192.7
2021-06-20 13:00 | 141.537 | 287.39 | 281.392 | 111.6096 | 0 | 295 | 385 | 387.5 | 198 | 0 | 295 | 385 | 387.5 | 198 | 198 | 295 | 365 | 335 | 197.7 | 0 | 821.9286 | 1265.5 | 1463.5 | 1192.7
2021-06-20 14:00 | 244.527 | 338.1105 | 304.912 | 151.512 | 0 | 295 | 385 | 387.5 | 198 | 0 | 295 | 385 | 387.5 | 198 | 198 | 295 | 365 | 335 | 197.7 | 0 | 1039.0615 | 1265.5 | 1463.5 | 1192.7
2021-06-20 15:00 | 275.434 | 350.3045 | 323.152 | 165 | 0 | 296 | 385 | 387.5 | 198 | 0 | 295 | 385 | 387.5 | 198 | 198 | 296 | 365 | 335.5 | 197.7 | 0 | 1113.8905 | 1266.5 | 1463.5 | 1194.2
2021-06-20 16:00 | 277.858 | 347.52 | 327.056 | 165.9552 | 0 | 296 | 385 | 387.5 | 198 | 0 | 295 | 385 | 387.5 | 198 | 198 | 296 | 357 | 335.5 | 197.7 | 0 | 1118.3892 | 1266.5 | 1463.5 | 1186.2
2021-06-20 17:00 | 292.941 | 354.5565 | 332.64 | 165.6792 | 0 | 296 | 385 | 387.5 | 198 | 0 | 295 | 385 | 387.5 | 198 | 198 | 296 | 356 | 335.5 | 197.7 | 0 | 1145.8167 | 1266.5 | 1463.5 | 1185.2
2021-06-20 18:00 | 276.103 | 345.216 | 331.136 | 163.2936 | 0 | 295 | 385 | 387.5 | 198 | 0 | 295 | 385 | 387.5 | 198 | 198 | 295 | 355 | 335.5 | 197.7 | 0 | 1115.7486 | 1265.5 | 1463.5 | 1183.2
2021-06-20 19:00 | 273.502 | 348.425 | 330.368 | 165.876 | 0 | 295 | 385 | 387.5 | 198 | 0 | 295 | 385 | 387.5 | 198 | 198 | 295 | 355 | 335.5 | 197.7 | 0 | 1118.171 | 1265.5 | 1463.5 | 1183.2
2021-06-20 20:00 | 263.101 | 343.2575 | 322.16 | 163.7448 | 0 | 295 | 385 | 387.5 | 198 | 0 | 295 | 385 | 387.5 | 198 | 198 | 295 | 355 | 335 | 197.7 | 0 | 1092.2633 | 1265.5 | 1463.5 | 1182.7
2021-06-20 21:00 | 275.552 | 341.245 | 315.488 | 165.7536 | 0 | 295 | 385 | 387.5 | 198 | 0 | 295 | 385 | 387.5 | 198 | 198 | 295 | 355 | 335 | 197.7 | 0 | 1098.0386 | 1265.5 | 1463.5 | 1182.7
2021-06-20 22:00 | 279.346 | 348.0865 | 320.176 | 166.2744 | 0 | 295 | 385 | 387.5 | 198 | 0 | 295 | 385 | 387.5 | 198 | 198 | 295 | 355.5 | 335 | 197.7 | 0 | 1113.8829 | 1265.5 | 1463.5 | 1183.2
2021-06-20 23:00 | 247.667 | 328.013 | 306.432 | 155.2152 | 0 | 295 | 385 | 387.5 | 198 | 0 | 295 | 385 | 387.5 | 198 | 198 | 295 | 355 | 335 | 197.7 | 0 | 1037.3272 | 1265.5 | 1463.5 | 1182.7
2021-06-21 | 176.92 | 304.597 | 283.04 | 136.5552 | 0 | 295 | 385 | 387.5 | 198 | 0 | 295 | 385 | 387.5 | 198 | 198 | 295 | 355 | 335 | 197.7 | 0 | 901.1122 | 1265.5 | 1463.5 | 1182.7
2021-06-21 01:00 | 131.05 | 267.4175 | 259.344 | 104.0136 | 0 | 295 | 385 | 387.5 | 198 | 0 | 295 | 385 | 387.5 | 198 | 198 | 295 | 355 | 335 | 197.7 | 0 | 761.8251 | 1265.5 | 1463.5 | 1182.7
2021-06-21 02:00 | 65.676 | 239.7525 | 218.448 | 76.2144 | 0 | 295 | 385 | 333.5 | 198 | 0 | 295 | 385 | 387.5 | 198 | 198 | 295 | 355 | 296.5 | 197.7 | 0 | 600.0909 | 1211.5 | 1463.5 | 1144.2
2021-06-21 03:00 | 60.489 | 206.265 | 204.976 | 76.3488 | 0 | 295 | 385 | 234 | 198 | 0 | 295 | 385 | 387.5 | 198 | 198 | 295 | 355 | 225.5 | 197.7 | 0 | 548.0788 | 1112 | 1463.5 | 1073.2
2021-06-21 04:00 | 59.91 | 188.4215 | 204.96 | 75.156 | 0 | 295 | 385 | 273.5 | 198 | 0 | 295 | 385 | 387.5 | 198 | 198 | 295 | 355 | 253.5 | 197.7 | 0 | 528.4475 | 1151.5 | 1463.5 | 1101.2
2021-06-21 05:00 | 59.959 | 186.206 | 204.928 | 75.1488 | 0 | 295 | 385 | 244.5 | 198 | 0 | 295 | 385 | 387.5 | 198 | 198 | 295 | 355 | 233 | 197.7 | 0 | 526.2418 | 1122.5 | 1463.5 | 1080.7
2021-06-21 06:00 | 59.981 | 187.8175 | 205.44 | 75.276 | 0 | 295 | 385 | 348.5 | 198 | 0 | 295 | 385 | 387.5 | 198 | 198 | 295 | 355 | 307.5 | 197.7 | 0 | 528.5145 | 1226.5 | 1463.5 | 1155.2
2021-06-21 07:00 | 60.492 | 186.1545 | 205.248 | 75.1512 | 0 | 295 | 385 | 247 | 198 | 0 | 295 | 385 | 387.5 | 198 | 198 | 295 | 355 | 235 | 197.7 | 0 | 527.0457 | 1125 | 1463.5 | 1082.7
2021-06-21 08:00 | 65.979 | 190.0545 | 205.072 | 75.384 | 0 | 295 | 385 | 243 | 198 | 0 | 295 | 385 | 387.5 | 198 | 198 | 295 | 355 | 232 | 197.7 | 0 | 536.4895 | 1121 | 1463.5 | 1079.7
2021-06-21 09:00 | 69.928 | 206.613 | 219.792 | 75.2688 | 0 | 295 | 385 | 387.5 | 198 | 0 | 295 | 385 | 387.5 | 198 | 198 | 295 | 355 | 335 | 197.7 | 0 | 571.6018 | 1265.5 | 1463.5 | 1182.7
2021-06-21 10:00 | 62.814 | 213.848 | 235.488 | 84.4968 | 0 | 295 | 385 | 387.5 | 198 | 0 | 295 | 385 | 387.5 | 198 | 198 | 295 | 355 | 335 | 197.7 | 0 | 596.6468 | 1265.5 | 1463.5 | 1182.7
2021-06-21 11:00 | 84.852 | 248.169 | 253.296 | 94.6248 | 0 | 295 | 385 | 387.5 | 198 | 0 | 295 | 385 | 387.5 | 198 | 198 | 295 | 355 | 335 | 197.7 | 0 | 680.9418 | 1265.5 | 1463.5 | 1182.7
2021-06-21 12:00 | 152.978 | 271.9315 | 289.824 | 115.2888 | 0 | 295 | 385 | 387.5 | 198 | 0 | 295 | 385 | 387.5 | 198 | 198 | 295 | 355 | 335 | 197.7 | 0 | 830.0223 | 1265.5 | 1463.5 | 1182.7
2021-06-21 13:00 | 154.975 | 280.9665 | 312.352 | 117.828 | 0 | 295 | 385 | 387.5 | 198 | 0 | 295 | 385 | 387.5 | 198 | 198 | 295 | 355 | 335 | 197.7 | 0 | 866.1215 | 1265.5 | 1463.5 | 1182.7
2021-06-21 14:00 | 145.796 | 319.8325 | 328.816 | 138.696 | 0 | 295 | 385 | 387.5 | 198 | 0 | 295 | 385 | 387.5 | 198 | 198 | 295 | 355 | 335.5 | 197.7 | 0 | 933.1405 | 1265.5 | 1463.5 | 1183.2
2021-06-21 15:00 | 165.62 | 342.7005 | 334.688 | 157.5096 | 0 | 295 | 385 | 387.5 | 198 | 0 | 295 | 385 | 387.5 | 198 | 198 | 295 | 353.5 | 336 | 197.7 | 0 | 1000.5181 | 1265.5 | 1463.5 | 1182.2
2021-06-21 16:00 | 119.095 | 341.2195 | 329.744 | 142.0416 | 0 | 295 | 385 | 387.5 | 198 | 0 | 295 | 385 | 387.5 | 198 | 198 | 295 | 341.5 | 335.5 | 197.7 | 0 | 932.1001 | 1265.5 | 1463.5 | 1169.7
2021-06-21 17:00 | 66.605 | 341.4145 | 330.368 | 124.6632 | 0 | 295 | 385 | 387.5 | 198 | 0 | 295 | 385 | 387.5 | 198 | 198 | 295 | 342 | 335.5 | 197.7 | 0 | 863.0507 | 1265.5 | 1463.5 | 1170.2
2021-06-21 18:00 | 59.824 | 314.3345 | 294.384 | 99.0528 | 0 | 295 | 385 | 387.5 | 198 | 0 | 295 | 385 | 387.5 | 198 | 198 | 295 | 360 | 364 | 197.7 | 0 | 767.5953 | 1265.5 | 1463.5 | 1216.7
2021-06-21 19:00 | 59.958 | 262.339 | 251.76 | 81.204 | 0 | 295 | 385 | 387.5 | 198 | 0 | 295 | 385 | 387.5 | 198 | 198 | 295 | 365 | 387.5 | 197.7 | 0 | 655.261 | 1265.5 | 1463.5 | 1245.2
2021-06-21 20:00 | 60.096 | 252.02 | 221.648 | 74.856 | 0 | 295 | 385 | 387.5 | 198 | 0 | 295 | 385 | 387.5 | 198 | 198 | 295 | 365 | 387.5 | 197.7 | 0 | 608.62 | 1265.5 | 1463.5 | 1245.2
2021-06-21 21:00 | 60.003 | 230.328 | 205.392 | 74.9184 | 0 | 295 | 385 | 285 | 198 | 0 | 295 | 385 | 387.5 | 198 | 198 | 295 | 365 | 285 | 197.7 | 0 | 570.6414 | 1163 | 1463.5 | 1142.7
2021-06-21 22:00 | 60.523 | 213.0285 | 211.696 | 74.676 | 0 | 295 | 385 | 365 | 198 | 0 | 295 | 385 | 387.5 | 198 | 198 | 295 | 365 | 365 | 197.7 | 0 | 559.9235 | 1243 | 1463.5 | 1222.7
2021-06-21 23:00 | 65.053 | 213.0845 | 207.84 | 74.5272 | 0 | 295 | 385 | 371.5 | 198 | 0 | 295 | 385 | 387.5 | 198 | 198 | 295 | 365 | 371.5 | 197.7 | 0 | 560.5047 | 1249.5 | 1463.5 | 1229.2
2021-06-22 | 64.091 | 213.223 | 212.864 | 74.5728 | 0 | 295 | 385 | 387.5 | 198 | 0 | 295 | 385 | 387.5 | 198 | 198 | 295 | 365 | 387.5 | 197.7 | 0 | 564.7508 | 1265.5 | 1463.5 | 1245.2
2021-06-22 01:00 | 32.981 | 198.5535 | 175.071 | 74.7072 | 0 | 157 | 385 | 209 | 198 | 0 | 295 | 385 | 387.5 | 198 | 198 | 157 | 365 | 209 | 197.7 | 0 | 481.3127 | 949 | 1463.5 | 928.7
2021-06-22 02:00 | 0 | 186.327 | 16.872 | 74.76 | 0 | 0 | 385 | 21.5 | 198 | 0 | 295 | 385 | 387.5 | 198 | 198 | 0 | 365 | 21.5 | 197.7 | 0 | 277.959 | 604.5 | 1463.5 | 584.2
2021-06-22 03:00 | 0 | 186.3285 | 0 | 74.784 | 0 | 0 | 385 | 0 | 198 | 0 | 295 | 385 | 387.5 | 198 | 198 | 0 | 365 | 0 | 197.7 | 0 | 261.1125 | 583 | 1463.5 | 562.7
2021-06-22 04:00 | 0 | 186.815 | 0 | 74.6904 | 0 | 0 | 385 | 0 | 198 | 0 | 295 | 385 | 387.5 | 198 | 198 | 0 | 365 | 0 | 197.7 | 0 | 261.5054 | 583 | 1463.5 | 562.7
2021-06-22 05:00 | 0 | 186.956 | 0 | 74.844 | 0 | 0 | 385 | 0 | 198 | 0 | 295 | 385 | 387.5 | 198 | 198 | 0 | 365 | 0 | 197.7 | 0 | 261.8 | 583 | 1463.5 | 562.7
2021-06-22 06:00 | 0 | 191.3595 | 0 | 74.6016 | 0 | 0 | 385 | 0 | 198 | 0 | 295 | 385 | 387.5 | 198 | 198 | 0 | 365 | 0 | 197.7 | 0 | 265.9611 | 583 | 1463.5 | 562.7
2021-06-22 07:00 | 0 | 200.0735 | 0 | 74.6688 | 0 | 0 | 385 | 0 | 198 | 0 | 295 | 385 | 387.5 | 198 | 198 | 0 | 365 | 0 | 197.7 | 0 | 274.7423 | 583 | 1463.5 | 562.7
2021-06-22 08:00 | 0 | 198.85 | 0 | 74.7648 | 0 | 0 | 385 | 0 | 198 | 0 | 295 | 385 | 387.5 | 198 | 198 | 0 | 365 | 0 | 197.7 | 0 | 273.6148 | 583 | 1463.5 | 562.7
2021-06-22 09:00 | 0 | 187.2905 | 0 | 84.5352 | 0 | 0 | 385 | 0 | 198 | 0 | 295 | 385 | 387.5 | 198 | 198 | 0 | 191.5 | 0 | 197.7 | 0 | 271.8257 | 583 | 1463.5 | 389.2
2021-06-22 10:00 | 0 | 186.2 | 0 | 100.4808 | 0 | 0 | 385 | 0 | 198 | 0 | 295 | 385 | 387.5 | 198 | 198 | 0 | 186.5 | 0 | 197.7 | 0 | 286.6808 | 583 | 1463.5 | 384.2
2021-06-22 11:00 | 0 | 186.3805 | 0 | 85.3056 | 0 | 0 | 385 | 0 | 198 | 0 | 295 | 385 | 387.5 | 198 | 198 | 0 | 186.5 | 0 | 197.7 | 0 | 271.6861 | 583 | 1463.5 | 384.2
2021-06-22 12:00 | 0 | 186.86 | 0 | 75.1848 | 0 | 0 | 385 | 0 | 198 | 0 | 295 | 385 | 387.5 | 198 | 198 | 0 | 195 | 0 | 197.7 | 0 | 262.0448 | 583 | 1463.5 | 392.7
2021-06-22 13:00 | 0 | 234.545 | 0 | 74.6424 | 0 | 0 | 385 | 0 | 198 | 0 | 295 | 385 | 387.5 | 198 | 198 | 0 | 365 | 0 | 197.7 | 0 | 309.1874 | 583 | 1463.5 | 562.7
2021-06-22 14:00 | 0 | 276.5785 | 0 | 74.664 | 0 | 0 | 385 | 0 | 198 | 0 | 295 | 385 | 387.5 | 198 | 198 | 0 | 284.5 | 0 | 197.7 | 0 | 351.2425 | 583 | 1463.5 | 482.2
2021-06-22 15:00 | 0 | 276.3005 | 0 | 74.6808 | 0 | 0 | 385 | 0 | 198 | 0 | 295 | 385 | 387.5 | 198 | 198 | 0 | 276.5 | 0 | 197.7 | 0 | 350.9813 | 583 | 1463.5 | 474.2
2021-06-22 16:00 | 0 | 276.139 | 0 | 74.6952 | 0 | 0 | 385 | 0 | 198 | 0 | 295 | 385 | 387.5 | 198 | 198 | 0 | 276.5 | 0 | 197.7 | 0 | 350.8342 | 583 | 1463.5 | 474.2
2021-06-22 17:00 | 0 | 270.253 | 0 | 74.7072 | 0 | 0 | 385 | 0 | 198 | 0 | 295 | 385 | 387.5 | 198 | 198 | 0 | 328 | 0 | 197.7 | 0 | 344.9602 | 583 | 1463.5 | 525.7
2021-06-22 18:00 | 0 | 229.8415 | 0 | 74.8488 | 0 | 0 | 385 | 0 | 198 | 0 | 295 | 385 | 387.5 | 198 | 198 | 0 | 365 | 0 | 197.7 | 0 | 304.6903 | 583 | 1463.5 | 562.7
2021-06-22 19:00 | 0 | 190.822 | 0 | 75.0312 | 0 | 0 | 385 | 0 | 198 | 0 | 295 | 385 | 387.5 | 198 | 198 | 0 | 365 | 0 | 197.7 | 0 | 265.8532 | 583 | 1463.5 | 562.7
2021-06-22 20:00 | 0 | 186.2655 | 0 | 75.168 | 0 | 0 | 385 | 0 | 198 | 0 | 295 | 385 | 387.5 | 198 | 198 | 0 | 365 | 0 | 197.7 | 0 | 261.4335 | 583 | 1463.5 | 562.7
2021-06-22 21:00 | 0 | 187.198 | 0 | 75.1752 | 0 | 0 | 385 | 0 | 198 | 0 | 295 | 385 | 387.5 | 198 | 198 | 0 | 365 | 0 | 197.7 | 0 | 262.3732 | 583 | 1463.5 | 562.7
2021-06-22 22:00 | 0 | 187.9925 | 0 | 75.0576 | 0 | 0 | 385 | 0 | 198 | 0 | 295 | 385 | 387.5 | 198 | 198 | 0 | 365 | 0 | 197.7 | 0 | 263.0501 | 583 | 1463.5 | 562.7
2021-06-22 23:00 | 0 | 186.4155 | 0 | 75.1704 | 0 | 0 | 385 | 0 | 198 | 0 | 295 | 385 | 387.5 | 198 | 198 | 0 | 365 | 0 | 197.7 | 0 | 261.5859 | 583 | 1463.5 | 562.7
2021-06-23 | 0 | 189.4185 | 0 | 76.3752 | 0 | 0 | 385 | 0 | 198 | 0 | 295 | 385 | 387.5 | 198 | 198 | 0 | 365 | 0 | 197.7 | 0 | 265.7937 | 583 | 1463.5 | 562.7
2021-06-23 01:00 | 0 | 187.737 | 0 | 74.8536 | 0 | 0 | 385 | 0 | 198 | 0 | 295 | 385 | 387.5 | 198 | 198 | 0 | 358 | 0 | 197.7 | 0 | 262.5906 | 583 | 1463.5 | 555.7
2021-06-23 02:00 | 0 | 188.6875 | 0 | 75.06 | 0 | 0 | 385 | 0 | 198 | 0 | 295 | 385 | 387.5 | 198 | 198 | 0 | 325 | 0 | 197.7 | 0 | 263.7475 | 583 | 1463.5 | 522.7
2021-06-23 03:00 | 0 | 186.859 | 0 | 75.0672 | 0 | 0 | 385 | 0 | 198 | 0 | 295 | 385 | 387.5 | 198 | 198 | 0 | 325 | 0 | 197.7 | 0 | 261.9262 | 583 | 1463.5 | 522.7
2021-06-23 04:00 | 0 | 186.4765 | 0 | 75.0768 | 0 | 0 | 385 | 0 | 198 | 0 | 295 | 385 | 387.5 | 198 | 198 | 0 | 325 | 0 | 197.7 | 0 | 261.5533 | 583 | 1463.5 | 522.7
2021-06-23 05:00 | 0 | 186.8145 | 0 | 75.5448 | 0 | 0 | 385 | 0 | 198 | 0 | 295 | 385 | 387.5 | 198 | 198 | 0 | 325 | 0 | 197.7 | 0 | 262.3593 | 583 | 1463.5 | 522.7
2021-06-23 06:00 | 0 | 186.819 | 0 | 75.5088 | 0 | 0 | 385 | 0 | 198 | 0 | 295 | 385 | 387.5 | 198 | 198 | 0 | 325 | 0 | 197.7 | 0 | 262.3278 | 583 | 1463.5 | 522.7
2021-06-23 07:00 | 0 | 186.98 | 0 | 75.6528 | 0 | 0 | 385 | 0 | 198 | 0 | 295 | 385 | 387.5 | 198 | 198 | 0 | 325 | 0 | 197.7 | 0 | 262.6328 | 583 | 1463.5 | 522.7
2021-06-23 08:00 | 0 | 187.2705 | 0 | 75.78 | 0 | 0 | 385 | 0 | 198 | 0 | 295 | 385 | 387.5 | 198 | 198 | 0 | 325 | 0 | 197.7 | 0 | 263.0505 | 583 | 1463.5 | 522.7
2021-06-23 09:00 | 0 | 189.849 | 0 | 75.9048 | 0 | 0 | 385 | 0 | 198 | 0 | 295 | 385 | 387.5 | 198 | 198 | 0 | 325 | 0 | 197.7 | 0 | 265.7538 | 583 | 1463.5 | 522.7
2021-06-23 10:00 | 0 | 189.797 | 0 | 75.828 | 0 | 0 | 385 | 0 | 198 | 0 | 295 | 385 | 387.5 | 198 | 198 | 0 | 338.5 | 0 | 197.7 | 0 | 265.625 | 583 | 1463.5 | 536.2
2021-06-23 11:00 | 0 | 186.5275 | 0 | 75.7872 | 0 | 0 | 385 | 0 | 198 | 0 | 295 | 385 | 387.5 | 198 | 198 | 0 | 365 | 0 | 197.7 | 0 | 262.3147 | 583 | 1463.5 | 562.7
2021-06-23 12:00 | 0 | 189.3425 | 0 | 75.6384 | 0 | 0 | 385 | 0 | 198 | 0 | 295 | 385 | 387.5 | 198 | 198 | 0 | 365 | 0 | 197.7 | 0 | 264.9809 | 583 | 1463.5 | 562.7
2021-06-23 13:00 | 0 | 189.0245 | 0 | 75.6336 | 0 | 0 | 385 | 0 | 198 | 0 | 295 | 385 | 387.5 | 198 | 198 | 0 | 365 | 0 | 197.7 | 0 | 264.6581 | 583 | 1463.5 | 562.7
2021-06-23 14:00 | 0 | 190.66 | 0 | 75.7416 | 0 | 0 | 385 | 0 | 198 | 0 | 295 | 385 | 387.5 | 198 | 198 | 0 | 365 | 0 | 197.7 | 0 | 266.4016 | 583 | 1463.5 | 562.7
2021-06-23 15:00 | 0 | 186.116 | 0 | 75.7968 | 0 | 0 | 385 | 0 | 198 | 0 | 295 | 385 | 387.5 | 198 | 198 | 0 | 365 | 0 | 197.7 | 0 | 261.9128 | 583 | 1463.5 | 562.7
2021-06-23 16:00 | 0 | 191.174 | 0 | 75.7608 | 0 | 0 | 385 | 0 | 198 | 0 | 295 | 385 | 387.5 | 198 | 198 | 0 | 365 | 0 | 197.7 | 0 | 266.9348 | 583 | 1463.5 | 562.7
2021-06-23 17:00 | 0 | 209.6095 | 0 | 75.708 | 0 | 0 | 385 | 0 | 198 | 0 | 295 | 385 | 387.5 | 198 | 198 | 0 | 365 | 0 | 197.7 | 0 | 285.3175 | 583 | 1463.5 | 562.7
2021-06-23 18:00 | 0 | 247.2075 | 0 | 79.836 | 0 | 0 | 385 | 0 | 198 | 0 | 295 | 385 | 387.5 | 198 | 198 | 0 | 365 | 0 | 197.7 | 0 | 327.0435 | 583 | 1463.5 | 562.7
2021-06-23 19:00 | 0 | 270.97 | 0 | 80.3088 | 0 | 0 | 385 | 0 | 198 | 0 | 295 | 385 | 387.5 | 198 | 198 | 0 | 365 | 0 | 197.7 | 0 | 351.2788 | 583 | 1463.5 | 562.7
2021-06-23 20:00 | 0 | 270.6425 | 0 | 88.9632 | 0 | 0 | 385 | 0 | 198 | 0 | 295 | 385 | 387.5 | 198 | 198 | 0 | 365 | 0 | 197.7 | 0 | 359.6057 | 583 | 1463.5 | 562.7
2021-06-23 21:00 | 0 | 258.2025 | 0 | 87.9192 | 0 | 0 | 385 | 0 | 198 | 0 | 295 | 385 | 387.5 | 198 | 198 | 0 | 365 | 0 | 197.7 | 0 | 346.1217 | 583 | 1463.5 | 562.7
2021-06-23 22:00 | 0 | 249.7535 | 0 | 78.5112 | 0 | 0 | 385 | 0 | 198 | 0 | 295 | 385 | 387.5 | 198 | 198 | 0 | 365 | 0 | 197.7 | 0 | 328.2647 | 583 | 1463.5 | 562.7
2021-06-23 23:00 | 0 | 228.307 | 0 | 75.3888 | 0 | 0 | 385 | 0 | 198 | 0 | 295 | 385 | 387.5 | 198 | 198 | 0 | 365 | 0 | 197.7 | 0 | 303.6958 | 583 | 1463.5 | 562.7
2021-06-24 | 0 | 196.948 | 0 | 75.396 | 0 | 0 | 385 | 0 | 198 | 0 | 295 | 385 | 387.5 | 198 | 198 | 0 | 365 | 0 | 197.7 | 0 | 272.344 | 583 | 1463.5 | 562.7
2021-06-24 01:00 | 0 | 185.9495 | 0 | 75.336 | 0 | 0 | 385 | 0 | 198 | 0 | 295 | 385 | 387.5 | 198 | 198 | 0 | 365 | 0 | 197.7 | 0 | 261.2855 | 583 | 1463.5 | 562.7
2021-06-24 02:00 | 0 | 185.478 | 0 | 75.1992 | 0 | 0 | 385 | 0 | 198 | 0 | 295 | 385 | 387.5 | 198 | 198 | 0 | 365 | 0 | 197.7 | 0 | 260.6772 | 583 | 1463.5 | 562.7
2021-06-24 03:00 | 0 | 185.7825 | 0 | 75.4584 | 0 | 0 | 385 | 0 | 198 | 0 | 295 | 385 | 387.5 | 198 | 198 | 0 | 365 | 0 | 197.7 | 0 | 261.2409 | 583 | 1463.5 | 562.7
2021-06-24 04:00 | 0 | 185.7045 | 0 | 75.1848 | 0 | 0 | 385 | 0 | 198 | 0 | 295 | 385 | 387.5 | 198 | 198 | 0 | 365 | 0 | 197.7 | 0 | 260.8893 | 583 | 1463.5 | 562.7
2021-06-24 05:00 | 0 | 185.688 | 0 | 75.468 | 0 | 0 | 385 | 0 | 198 | 0 | 295 | 385 | 387.5 | 198 | 198 | 0 | 365 | 0 | 197.7 | 0 | 261.156 | 583 | 1463.5 | 562.7
2021-06-24 06:00 | 0 | 186.5235 | 0 | 75.2232 | 0 | 0 | 385 | 0 | 198 | 0 | 295 | 385 | 387.5 | 198 | 198 | 0 | 365 | 0 | 197.7 | 0 | 261.7467 | 583 | 1463.5 | 562.7
2021-06-24 07:00 | 0 | 185.769 | 0 | 75.312 | 0 | 0 | 385 | 0 | 198 | 0 | 295 | 385 | 387.5 | 198 | 198 | 0 | 365 | 0 | 197.7 | 0 | 261.081 | 583 | 1463.5 | 562.7
2021-06-24 08:00 | 0 | 188.1185 | 0 | 75.4488 | 0 | 0 | 385 | 0 | 198 | 0 | 295 | 385 | 387.5 | 198 | 198 | 0 | 365 | 0 | 197.7 | 0 | 263.5673 | 583 | 1463.5 | 562.7
2021-06-24 09:00 | 0 | 185.7345 | 0 | 75.7704 | 0 | 0 | 385 | 0 | 198 | 0 | 295 | 385 | 387.5 | 198 | 198 | 0 | 365 | 0 | 197.7 | 0 | 261.5049 | 583 | 1463.5 | 562.7
2021-06-24 10:00 | 0 | 185.9995 | 0 | 75.7608 | 0 | 0 | 385 | 0 | 198 | 0 | 295 | 385 | 387.5 | 198 | 198 | 0 | 365 | 0 | 197.7 | 0 | 261.7603 | 583 | 1463.5 | 562.7
2021-06-24 11:00 | 0 | 200.335 | 0 | 75.72 | 0 | 0 | 385 | 0 | 198 | 0 | 295 | 385 | 387.5 | 198 | 198 | 0 | 365 | 0 | 197.7 | 0 | 276.055 | 583 | 1463.5 | 562.7
2021-06-24 12:00 | 0 | 202.1325 | 0 | 79.4328 | 0 | 0 | 385 | 0 | 198 | 0 | 295 | 385 | 387.5 | 198 | 198 | 0 | 365 | 0 | 197.7 | 0 | 281.5653 | 583 | 1463.5 | 562.7
2021-06-24 13:00 | 0 | 227.35 | 0 | 82.1952 | 0 | 0 | 385 | 0 | 198 | 0 | 295 | 385 | 387.5 | 198 | 198 | 0 | 365 | 0 | 197.7 | 0 | 309.5452 | 583 | 1463.5 | 562.7
2021-06-24 14:00 | 0 | 256.4525 | 0 | 106.7664 | 0 | 0 | 385 | 0 | 198 | 0 | 295 | 385 | 387.5 | 198 | 198 | 0 | 365 | 0 | 197.7 | 0 | 363.2189 | 583 | 1463.5 | 562.7
2021-06-24 15:00 | 0 | 259.8515 | 0 | 103.032 | 0 | 0 | 385 | 0 | 198 | 0 | 295 | 385 | 387.5 | 198 | 198 | 0 | 365 | 0 | 197.7 | 0 | 362.8835 | 583 | 1463.5 | 562.7
2021-06-24 16:00 | 0 | 315.2795 | 0 | 133.7184 | 0 | 0 | 385 | 0 | 198 | 0 | 295 | 385 | 387.5 | 198 | 198 | 0 | 365 | 0 | 197.7 | 0 | 448.9979 | 583 | 1463.5 | 562.7
2021-06-24 17:00 | 0 | 360.8745 | 0 | 160.512 | 0 | 0 | 385 | 0 | 198 | 0 | 295 | 385 | 387.5 | 198 | 198 | 0 | 365.5 | 0 | 197.7 | 0 | 521.3865 | 583 | 1463.5 | 563.2
2021-06-24 18:00 | 0 | 358.045 | 0 | 168.6672 | 0 | 0 | 385 | 0 | 198 | 0 | 295 | 385 | 387.5 | 198 | 198 | 0 | 365.5 | 0 | 197.7 | 0 | 526.7122 | 583 | 1463.5 | 563.2
2021-06-24 19:00 | 0 | 360.6665 | 0 | 165.8352 | 0 | 0 | 385 | 0 | 198 | 0 | 295 | 385 | 387.5 | 198 | 198 | 0 | 365.5 | 0 | 197.7 | 0 | 526.5017 | 583 | 1463.5 | 563.2
2021-06-24 20:00 | 0 | 354.725 | 0 | 164.1168 | 0 | 0 | 385 | 0 | 198 | 0 | 295 | 385 | 387.5 | 198 | 198 | 0 | 365.5 | 0 | 197.7 | 0 | 518.8418 | 583 | 1463.5 | 563.2
2021-06-24 21:00 | 0 | 357.2035 | 0 | 165.8304 | 0 | 0 | 385 | 0 | 198 | 0 | 295 | 385 | 387.5 | 198 | 198 | 0 | 366 | 0 | 197.7 | 0 | 523.0339 | 583 | 1463.5 | 563.7
2021-06-24 22:00 | 0 | 352.9865 | 0 | 161.6544 | 0 | 0 | 385 | 0 | 198 | 0 | 295 | 385 | 387.5 | 198 | 198 | 0 | 365 | 0 | 197.7 | 0 | 514.6409 | 583 | 1463.5 | 562.7
2021-06-24 23:00 | 0 | 339.751 | 0 | 151.4112 | 0 | 0 | 385 | 0 | 198 | 0 | 295 | 385 | 387.5 | 198 | 198 | 0 | 365 | 0 | 197.7 | 0 | 491.1622 | 583 | 1463.5 | 562.7
2021-06-25 | 0 | 327.5675 | 0 | 139.0272 | 0 | 0 | 385 | 0 | 198 | 0 | 295 | 385 | 387.5 | 198 | 198 | 0 | 365 | 0 | 197.7 | 0 | 466.5947 | 583 | 1463.5 | 562.7
2021-06-25 01:00 | 0 | 291.5005 | 0 | 114.4608 | 0 | 0 | 385 | 0 | 198 | 0 | 295 | 385 | 387.5 | 198 | 198 | 0 | 365 | 0 | 197.7 | 0 | 405.9613 | 583 | 1463.5 | 562.7
2021-06-25 02:00 | 0 | 233.2365 | 0 | 87.5952 | 0 | 0 | 385 | 0 | 198 | 0 | 295 | 385 | 387.5 | 198 | 198 | 0 | 365 | 0 | 197.7 | 0 | 320.8317 | 583 | 1463.5 | 562.7
2021-06-25 03:00 | 0 | 186.733 | 0 | 75.2352 | 0 | 0 | 385 | 0 | 198 | 0 | 295 | 385 | 387.5 | 198 | 198 | 0 | 365 | 0 | 197.7 | 0 | 261.9682 | 583 | 1463.5 | 562.7
2021-06-25 04:00 | 0 | 185.6825 | 0 | 75.3072 | 0 | 0 | 385 | 0 | 198 | 0 | 295 | 385 | 387.5 | 198 | 198 | 0 | 365 | 0 | 197.7 | 0 | 260.9897 | 583 | 1463.5 | 562.7
2021-06-25 05:00 | 0 | 185.6985 | 0 | 75.432 | 0 | 0 | 385 | 0 | 198 | 0 | 295 | 385 | 387.5 | 198 | 198 | 0 | 365 | 0 | 197.7 | 0 | 261.1305 | 583 | 1463.5 | 562.7
2021-06-25 06:00 | 0 | 185.3695 | 0 | 75.1536 | 0 | 0 | 385 | 0 | 198 | 0 | 295 | 385 | 387.5 | 198 | 198 | 0 | 365 | 0 | 197.7 | 0 | 260.5231 | 583 | 1463.5 | 562.7
2021-06-25 07:00 | 0 | 186.9525 | 0 | 75.1344 | 0 | 0 | 385 | 0 | 198 | 0 | 295 | 385 | 387.5 | 198 | 198 | 0 | 365 | 0 | 197.7 | 0 | 262.0869 | 583 | 1463.5 | 562.7
2021-06-25 08:00 | 0 | 186.838 | 0 | 77.424 | 0 | 0 | 385 | 0 | 198 | 0 | 295 | 385 | 387.5 | 198 | 198 | 0 | 365 | 0 | 197.7 | 0 | 264.262 | 583 | 1463.5 | 562.7
2021-06-25 09:00 | 0 | 191.4895 | 0 | 76.0128 | 0 | 0 | 385 | 0 | 198 | 0 | 295 | 385 | 387.5 | 198 | 198 | 0 | 365 | 0 | 197.7 | 0 | 267.5023 | 583 | 1463.5 | 562.7
2021-06-25 10:00 | 0 | 199.801 | 0 | 76.9152 | 0 | 0 | 385 | 0 | 198 | 0 | 295 | 385 | 387.5 | 198 | 198 | 0 | 365 | 0 | 197.7 | 0 | 276.7162 | 583 | 1463.5 | 562.7
2021-06-25 11:00 | 0 | 205.973 | 0 | 98.1984 | 0 | 0 | 385 | 0 | 198 | 0 | 295 | 385 | 387.5 | 198 | 198 | 0 | 365 | 0 | 197.7 | 0 | 304.1714 | 583 | 1463.5 | 562.7
2021-06-25 12:00 | 0 | 241.2795 | 0 | 123.4512 | 0 | 0 | 378.5 | 0 | 198 | 0 | 295 | 378 | 387.5 | 198 | 198 | 0 | 365 | 0 | 197.7 | 0 | 364.7307 | 576.5 | 1456.5 | 562.7
2021-06-25 13:00 | 0 | 271.7205 | 0 | 141.1728 | 0 | 0 | 365 | 0 | 198 | 0 | 295 | 365 | 387.5 | 198 | 198 | 0 | 365 | 0 | 197.7 | 0 | 412.8933 | 563 | 1443.5 | 562.7
2021-06-25 14:00 | 0 | 295.8125 | 0 | 158.1744 | 0 | 0 | 365 | 0 | 198 | 0 | 295 | 365 | 387.5 | 198 | 198 | 0 | 365 | 0 | 197.7 | 0 | 453.9869 | 563 | 1443.5 | 562.7
2021-06-25 15:00 | 0 | 353.5275 | 0 | 163.4832 | 0 | 0 | 366 | 0 | 198 | 0 | 295 | 365 | 387.5 | 198 | 198 | 0 | 366 | 0 | 197.7 | 0 | 517.0107 | 564 | 1443.5 | 563.7
2021-06-25 16:00 | 0 | 359.535 | 0 | 163.2432 | 0 | 0 | 365.5 | 0 | 198 | 0 | 295 | 365 | 387.5 | 198 | 198 | 0 | 365.5 | 0 | 197.7 | 0 | 522.7782 | 563.5 | 1443.5 | 563.2
2021-06-25 17:00 | 0 | 355.024 | 0 | 165.9216 | 0 | 0 | 365.5 | 0 | 198 | 0 | 295 | 365 | 387.5 | 198 | 198 | 0 | 355.5 | 0 | 197.7 | 0 | 520.9456 | 563.5 | 1443.5 | 553.2
2021-06-25 18:00 | 0 | 343.725 | 0 | 165.6768 | 0 | 0 | 365 | 0 | 198 | 0 | 295 | 365 | 387.5 | 198 | 198 | 0 | 350.5 | 0 | 197.7 | 0 | 509.4018 | 563 | 1443.5 | 548.2
2021-06-25 19:00 | 0 | 338.231 | 0 | 164.616 | 0 | 0 | 365 | 0 | 198 | 0 | 295 | 365 | 387.5 | 198 | 198 | 0 | 350.5 | 0 | 197.7 | 0 | 502.847 | 563 | 1443.5 | 548.2
2021-06-25 20:00 | 0 | 340.0805 | 0 | 165.7968 | 0 | 0 | 365 | 0 | 198 | 0 | 295 | 365 | 387.5 | 198 | 198 | 0 | 350 | 0 | 197.7 | 0 | 505.8773 | 563 | 1443.5 | 547.7
2021-06-25 21:00 | 0 | 347.0675 | 0 | 165.4848 | 0 | 0 | 365 | 0 | 198 | 0 | 295 | 365 | 387.5 | 198 | 198 | 0 | 351 | 0 | 197.7 | 0 | 512.5523 | 563 | 1443.5 | 548.7
2021-06-25 22:00 | 0 | 343.9625 | 0 | 168.552 | 0 | 0 | 365 | 0 | 198 | 0 | 295 | 365 | 387.5 | 198 | 198 | 0 | 350.5 | 0 | 197.7 | 0 | 512.5145 | 563 | 1443.5 | 548.2
2021-06-25 23:00 | 0 | 311.7525 | 0 | 159.5328 | 0 | 0 | 365 | 0 | 198 | 0 | 295 | 365 | 387.5 | 198 | 198 | 0 | 350 | 0 | 197.7 | 0 | 471.2853 | 563 | 1443.5 | 547.7
2021-06-26 | 0 | 291.5315 | 0 | 141.456 | 0 | 0 | 365 | 0 | 198 | 0 | 295 | 365 | 387.5 | 198 | 198 | 0 | 350 | 0 | 197.7 | 0 | 432.9875 | 563 | 1443.5 | 547.7
2021-06-26 01:00 | 0 | 273.8595 | 0 | 122.7696 | 0 | 0 | 365 | 0 | 198 | 0 | 295 | 365 | 387.5 | 198 | 198 | 0 | 281.5 | 0 | 197.7 | 0 | 396.6291 | 563 | 1443.5 | 479.2
2021-06-26 02:00 | 0 | 274.5435 | 0 | 92.544 | 0 | 0 | 365 | 0 | 198 | 0 | 295 | 365 | 387.5 | 198 | 198 | 0 | 350 | 0 | 197.7 | 0 | 367.0875 | 563 | 1443.5 | 547.7
2021-06-26 03:00 | 0 | 246.709 | 0 | 81.3504 | 0 | 0 | 365 | 0 | 198 | 0 | 295 | 365 | 387.5 | 198 | 198 | 0 | 350 | 0 | 190.8 | 0 | 328.0594 | 563 | 1443.5 | 540.8
2021-06-26 04:00 | 0 | 231.82 | 0 | 75.2736 | 0 | 0 | 365 | 0 | 198 | 0 | 295 | 365 | 387.5 | 198 | 198 | 0 | 350 | 0 | 197.7 | 0 | 307.0936 | 563 | 1443.5 | 547.7
2021-06-26 05:00 | 0 | 203.1555 | 0 | 74.7936 | 0 | 0 | 365 | 0 | 198 | 0 | 295 | 365 | 387.5 | 198 | 198 | 0 | 350 | 0 | 197.7 | 0 | 277.9491 | 563 | 1443.5 | 547.7
2021-06-26 06:00 | 0 | 189.544 | 0 | 74.64 | 0 | 0 | 365 | 0 | 198 | 0 | 295 | 365 | 387.5 | 198 | 198 | 0 | 350 | 0 | 197.7 | 0 | 264.184 | 563 | 1443.5 | 547.7
2021-06-26 07:00 | 0 | 185.761 | 0 | 74.6352 | 0 | 0 | 365 | 0 | 198 | 0 | 295 | 365 | 387.5 | 198 | 198 | 0 | 350 | 0 | 197.7 | 0 | 260.3962 | 563 | 1443.5 | 547.7
2021-06-26 08:00 | 0 | 187.782 | 0 | 74.8704 | 0 | 0 | 365 | 0 | 198 | 0 | 295 | 365 | 387.5 | 198 | 198 | 0 | 350 | 0 | 197.7 | 0 | 262.6524 | 563 | 1443.5 | 547.7
2021-06-26 09:00 | 0 | 191.3025 | 0 | 74.8704 | 0 | 0 | 365 | 0 | 198 | 0 | 295 | 365 | 387.5 | 198 | 198 | 0 | 350 | 0 | 197.7 | 0 | 266.1729 | 563 | 1443.5 | 547.7
2021-06-26 10:00 | 0 | 212.198 | 0 | 75.6528 | 0 | 0 | 365 | 0 | 198 | 0 | 295 | 365 | 387.5 | 198 | 198 | 0 | 350 | 0 | 197.7 | 0 | 287.8508 | 563 | 1443.5 | 547.7
2021-06-26 11:00 | 0 | 253.289 | 0 | 94.776 | 0 | 0 | 365 | 0 | 198 | 0 | 295 | 365 | 387.5 | 198 | 198 | 0 | 350 | 0 | 197.7 | 0 | 348.065 | 563 | 1443.5 | 547.7
2021-06-26 12:00 | 0 | 285.8875 | 0 | 110.0016 | 0 | 0 | 365 | 0 | 198 | 0 | 295 | 365 | 387.5 | 198 | 198 | 0 | 350 | 0 | 197.7 | 0 | 395.8891 | 563 | 1443.5 | 547.7
2021-06-26 13:00 | 0 | 322.315 | 0 | 128.6064 | 0 | 0 | 365 | 0 | 198 | 0 | 295 | 365 | 387.5 | 198 | 198 | 0 | 350 | 0 | 197.7 | 0 | 450.9214 | 563 | 1443.5 | 547.7
2021-06-26 14:00 | 0 | 343.3735 | 0 | 156.456 | 0 | 0 | 365 | 0 | 198 | 0 | 295 | 365 | 387.5 | 198 | 198 | 0 | 350.5 | 0 | 197.7 | 0 | 499.8295 | 563 | 1443.5 | 548.2
2021-06-26 15:00 | 0 | 351.176 | 0 | 162.5328 | 0 | 0 | 365 | 0 | 198 | 0 | 295 | 365 | 387.5 | 198 | 198 | 0 | 351.5 | 0 | 197.7 | 0 | 513.7088 | 563 | 1443.5 | 549.2
2021-06-26 16:00 | 0 | 351.309 | 0 | 165.7824 | 0 | 0 | 365 | 0 | 198 | 0 | 295 | 365 | 387.5 | 198 | 198 | 0 | 351.5 | 0 | 197.7 | 0 | 517.0914 | 563 | 1443.5 | 549.2
2021-06-26 17:00 | 0 | 351.229 | 0 | 165.5712 | 0 | 0 | 365 | 0 | 198 | 0 | 295 | 365 | 387.5 | 198 | 198 | 0 | 351.5 | 0 | 197.7 | 0 | 516.8002 | 563 | 1443.5 | 549.2
2021-06-26 18:00 | 0 | 351.256 | 0 | 169.8624 | 0 | 0 | 353.5 | 0 | 198 | 0 | 295 | 352 | 387.5 | 198 | 198 | 0 | 351.5 | 0 | 187.8 | 0 | 521.1184 | 551.5 | 1430.5 | 539.3
2021-06-26 19:00 | 0 | 351.2455 | 0 | 171.7872 | 0 | 0 | 351.5 | 0 | 198 | 0 | 295 | 350 | 387.5 | 198 | 198 | 0 | 351.5 | 0 | 187.5 | 0 | 523.0327 | 549.5 | 1428.5 | 539
2021-06-26 20:00 | 0 | 349.35 | 0 | 166.1856 | 0 | 0 | 351 | 0 | 198 | 0 | 295 | 350 | 387.5 | 198 | 198 | 0 | 351 | 0 | 187.5 | 0 | 515.5356 | 549 | 1428.5 | 538.5
2021-06-26 21:00 | 0 | 340.636 | 0 | 164.496 | 0 | 0 | 350 | 0 | 198 | 0 | 295 | 350 | 387.5 | 198 | 198 | 0 | 350 | 0 | 187.5 | 0 | 505.132 | 548 | 1428.5 | 537.5
2021-06-26 22:00 | 0 | 344.7235 | 0 | 165.2592 | 0 | 0 | 350 | 0 | 198 | 0 | 295 | 350 | 387.5 | 198 | 198 | 0 | 350 | 0 | 187.5 | 0 | 509.9827 | 548 | 1428.5 | 537.5
2021-06-26 23:00 | 0 | 341.4215 | 0 | 164.2992 | 0 | 0 | 350 | 0 | 198 | 0 | 295 | 350 | 387.5 | 198 | 198 | 0 | 350 | 0 | 187.5 | 0 | 505.7207 | 548 | 1428.5 | 537.5
2021-06-27 | 0 | 333.9685 | 0 | 158.4384 | 0 | 0 | 350 | 0 | 198 | 0 | 295 | 350 | 387.5 | 198 | 198 | 0 | 350 | 0 | 187.5 | 0 | 492.4069 | 548 | 1428.5 | 537.5
2021-06-27 01:00 | 0 | 329.163 | 0 | 148.5024 | 0 | 0 | 350 | 0 | 198 | 0 | 295 | 350 | 387.5 | 198 | 198 | 0 | 350 | 0 | 187.5 | 0 | 477.6654 | 548 | 1428.5 | 537.5
2021-06-27 02:00 | 0 | 298.2575 | 0 | 138.4032 | 0 | 0 | 350 | 0 | 198 | 0 | 295 | 350 | 387.5 | 198 | 198 | 0 | 350 | 0 | 187.5 | 0 | 436.6607 | 548 | 1428.5 | 537.5
2021-06-27 03:00 | 0 | 259.0335 | 0 | 135.5136 | 0 | 0 | 350 | 0 | 198 | 0 | 295 | 350 | 387.5 | 198 | 198 | 0 | 350 | 0 | 187.5 | 0 | 394.5471 | 548 | 1428.5 | 537.5
2021-06-27 04:00 | 0 | 224.355 | 0 | 135.624 | 0 | 0 | 350 | 0 | 198 | 0 | 295 | 350 | 387.5 | 198 | 198 | 0 | 350 | 0 | 187.5 | 0 | 359.979 | 548 | 1428.5 | 537.5
2021-06-27 05:00 | 0 | 191.2485 | 0 | 135.7488 | 0 | 0 | 350 | 0 | 198 | 0 | 295 | 350 | 387.5 | 198 | 198 | 0 | 350 | 0 | 187.5 | 0 | 326.9973 | 548 | 1428.5 | 537.5
2021-06-27 06:00 | 0 | 189.4095 | 0 | 135.7392 | 0 | 0 | 350 | 0 | 198 | 0 | 295 | 350 | 387.5 | 198 | 198 | 0 | 350 | 0 | 187.5 | 0 | 325.1487 | 548 | 1428.5 | 537.5
2021-06-27 07:00 | 0 | 186.9175 | 0 | 135.6432 | 0 | 0 | 350 | 0 | 198 | 0 | 295 | 350 | 387.5 | 198 | 198 | 0 | 350 | 0 | 187.5 | 0 | 322.5607 | 548 | 1428.5 | 537.5
2021-06-27 08:00 | 0 | 187.3055 | 0 | 135.6336 | 0 | 0 | 350 | 0 | 198 | 0 | 295 | 350 | 387.5 | 198 | 198 | 0 | 350 | 0 | 187.5 | 0 | 322.9391 | 548 | 1428.5 | 537.5
2021-06-27 09:00 | 0 | 192.2515 | 0 | 135.8208 | 0 | 0 | 350 | 0 | 198 | 0 | 295 | 350 | 387.5 | 198 | 198 | 0 | 350 | 0 | 187.5 | 0 | 328.0723 | 548 | 1428.5 | 537.5
2021-06-27 10:00 | 0 | 193.8715 | 0 | 135.7968 | 0 | 0 | 350 | 0 | 198 | 0 | 295 | 350 | 387.5 | 198 | 198 | 0 | 350 | 0 | 187.5 | 0 | 329.6683 | 548 | 1428.5 | 537.5
2021-06-27 11:00 | 0 | 228.148 | 0 | 153.5088 | 0 | 0 | 350 | 0 | 198 | 0 | 295 | 350 | 387.5 | 198 | 198 | 0 | 350 | 0 | 187.5 | 0 | 381.6568 | 548 | 1428.5 | 537.5
2021-06-27 12:00 | 0 | 278.9695 | 0 | 165.3984 | 0 | 0 | 350 | 0 | 198 | 0 | 295 | 350 | 387.5 | 198 | 198 | 0 | 350 | 0 | 187.5 | 0 | 444.3679 | 548 | 1428.5 | 537.5
2021-06-27 13:00 | 0 | 339.4485 | 0 | 168.1152 | 2.5728 | 0 | 351 | 0 | 198 | 2.7 | 295 | 350 | 387.5 | 198 | 198 | 0 | 351 | 0 | 187.5 | 2.55 | 510.1365 | 551.7 | 1428.5 | 541.05
2021-06-27 14:00 | 0 | 348.704 | 0 | 165.5904 | 5.6688 | 0 | 350.5 | 0 | 198 | 5.7 | 295 | 350 | 387.5 | 198 | 198 | 0 | 350.5 | 0 | 187.5 | 5.7 | 519.9632 | 554.2 | 1428.5 | 543.7
2021-06-27 15:00 | 0 | 350.752 | 0 | 162.984 | 9.5136 | 0 | 351.5 | 0 | 198 | 12.6 | 295 | 350 | 387.5 | 198 | 198 | 0 | 351.5 | 0 | 187.5 | 9.6 | 523.2496 | 562.1 | 1428.5 | 548.6
2021-06-27 16:00 | 0 | 351.193 | 0 | 165.8208 | 12.5376 | 0 | 351.5 | 0 | 198 | 12.6 | 295 | 350 | 387.5 | 198 | 198 | 0 | 351.5 | 0 | 187.5 | 12.6 | 529.5514 | 562.1 | 1428.5 | 551.6
2021-06-27 17:00 | 0 | 349.486 | 0 | 171.9504 | 15.9792 | 0 | 350.5 | 0 | 198 | 21 | 295 | 350 | 387.5 | 198 | 198 | 0 | 350.5 | 0 | 187.5 | 16.05 | 537.4156 | 569.5 | 1428.5 | 554.05
2021-06-27 18:00 | 0 | 347.288 | 0 | 174.0432 | 20.9184 | 0 | 350 | 0 | 198 | 21 | 295 | 350 | 387.5 | 198 | 198 | 0 | 348.5 | 0 | 183.15 | 21 | 542.2496 | 569 | 1428.5 | 552.65
2021-06-27 19:00 | 0 | 344.15 | 0 | 168.1056 | 20.8128 | 0 | 350 | 0 | 198 | 20.85 | 295 | 350 | 387.5 | 198 | 198 | 0 | 344 | 0 | 175.5 | 20.85 | 533.0684 | 568.85 | 1428.5 | 540.35
2021-06-27 20:00 | 0 | 343.692 | 0 | 171.96 | 20.9664 | 0 | 350 | 0 | 198 | 21 | 295 | 350 | 387.5 | 198 | 198 | 0 | 344 | 0 | 175.65 | 21 | 536.6184 | 569 | 1428.5 | 540.65
2021-06-27 21:00 | 0 | 343.3655 | 0 | 166.416 | 23.0736 | 0 | 350 | 0 | 198 | 48.15 | 295 | 350 | 387.5 | 198 | 198 | 0 | 343.5 | 0 | 175.5 | 23.1 | 532.8551 | 596.15 | 1428.5 | 542.1
2021-06-27 22:00 | 0 | 343.4975 | 0 | 166.0272 | 41.2752 | 0 | 350 | 0 | 198 | 66.15 | 295 | 350 | 387.5 | 198 | 198 | 0 | 344 | 0 | 175.5 | 41.25 | 550.7999 | 614.15 | 1428.5 | 560.75
2021-06-27 23:00 | 0 | 330.3885 | 0 | 161.64 | 65.4096 | 0 | 350 | 0 | 198 | 66.15 | 295 | 350 | 387.5 | 198 | 198 | 0 | 343 | 0 | 175.5 | 66.15 | 557.4381 | 614.15 | 1428.5 | 584.65
2021-06-28 | 0 | 333.785 | 0 | 164.88 | 73.1472 | 0 | 350 | 0 | 198 | 81.45 | 295 | 350 | 387.5 | 198 | 198 | 0 | 343 | 0 | 175.5 | 81.15 | 571.8122 | 629.45 | 1428.5 | 599.65
2021-06-28 01:00 | 0 | 332.905 | 0 | 159.2016 | 74.376 | 0 | 350 | 0 | 198 | 93.45 | 295 | 350 | 387.5 | 198 | 198 | 0 | 342.5 | 0 | 186.75 | 93 | 566.4826 | 641.45 | 1428.5 | 622.25
2021-06-28 02:00 | 0 | 318.418 | 0 | 137.2176 | 99.9312 | 0 | 350 | 0 | 198 | 198 | 295 | 350 | 387.5 | 198 | 198 | 0 | 342.5 | 0 | 181.05 | 159.15 | 555.5668 | 746 | 1428.5 | 682.7
2021-06-28 03:00 | 0 | 314.989 | 0 | 138.4848 | 84.5424 | 0 | 350 | 0 | 198 | 160.2 | 295 | 350 | 387.5 | 198 | 198 | 0 | 342.5 | 0 | 197.7 | 158.1 | 538.0162 | 708.2 | 1428.5 | 698.3
2021-06-28 04:00 | 0 | 290.982 | 0 | 129.1728 | 75.2208 | 0 | 350 | 0 | 198 | 150.6 | 295 | 350 | 387.5 | 198 | 198 | 0 | 342.5 | 0 | 197.7 | 148.8 | 495.3756 | 698.6 | 1428.5 | 689
2021-06-28 05:00 | 0 | 266.3975 | 0 | 99.8496 | 75.8688 | 0 | 350 | 0 | 198 | 185.4 | 295 | 350 | 387.5 | 198 | 198 | 0 | 342.5 | 0 | 197.7 | 182.7 | 442.1159 | 733.4 | 1428.5 | 722.9
2021-06-28 06:00 | 0 | 289.8435 | 0 | 93.7296 | 83.0736 | 0 | 350 | 0 | 198 | 196.65 | 295 | 350 | 387.5 | 198 | 198 | 0 | 342.5 | 0 | 197.7 | 193.8 | 466.6467 | 744.65 | 1428.5 | 734
2021-06-28 07:00 | 0 | 305.13 | 0 | 95.6064 | 88.4304 | 0 | 350 | 0 | 198 | 187.8 | 295 | 350 | 387.5 | 198 | 198 | 0 | 342.5 | 0 | 197.7 | 184.95 | 489.1668 | 735.8 | 1428.5 | 725.15
2021-06-28 08:00 | 0 | 305.0105 | 0 | 93.8016 | 86.8608 | 0 | 350 | 0 | 198 | 198 | 295 | 350 | 387.5 | 198 | 198 | 0 | 342.5 | 0 | 197.7 | 195 | 485.6729 | 746 | 1428.5 | 735.2
2021-06-28 09:00 | 0 | 317.99 | 0 | 110.5392 | 107.328 | 0 | 350 | 0 | 198 | 198 | 295 | 350 | 387.5 | 198 | 198 | 0 | 342.5 | 0 | 197.7 | 195 | 535.8572 | 746 | 1428.5 | 735.2
2021-06-28 10:00 | 0 | 321.999 | 0 | 135.7152 | 139.6464 | 0 | 349.5 | 0 | 198 | 197.85 | 295 | 349 | 387.5 | 198 | 197.7 | 0 | 342.5 | 0 | 197.7 | 195 | 597.3606 | 745.35 | 1427.2 | 735.2
2021-06-28 11:00 | 0 | 341.6935 | 0 | 174.384 | 177.6672 | 0 | 344 | 0 | 197.85 | 195 | 295 | 342.5 | 387.5 | 197.85 | 195 | 0 | 344 | 0 | 197.7 | 195 | 693.7447 | 736.85 | 1417.85 | 736.7
2021-06-28 12:00 | 0 | 329.9405 | 0 | 187.0416 | 188.1648 | 0 | 342.5 | 0 | 189.45 | 195 | 295 | 342.5 | 387.5 | 189.3 | 195 | 0 | 342.5 | 0 | 189.45 | 191.25 | 705.1469 | 726.95 | 1409.3 | 723.2
2021-06-28 13:00 | 0 | 342.652 | 0 | 187.6896 | 188.0784 | 0 | 343.5 | 0 | 187.8 | 195 | 295 | 342.5 | 387.5 | 187.5 | 195 | 0 | 343.5 | 0 | 187.8 | 189.15 | 718.42 | 726.3 | 1407.5 | 720.45
2021-06-28 14:00 | 0 | 341.1305 | 0 | 187.7328 | 188.3952 | 0 | 343.5 | 0 | 187.8 | 195 | 295 | 342.5 | 387.5 | 187.5 | 195 | 0 | 342 | 0 | 187.8 | 189.15 | 717.2585 | 726.3 | 1407.5 | 718.95
2021-06-28 15:00 | 0 | 335.978 | 0 | 187.7424 | 186.3648 | 0 | 343 | 0 | 187.95 | 195 | 295 | 342.5 | 387.5 | 187.5 | 194.85 | 0 | 337.5 | 0 | 187.95 | 189.75 | 710.0852 | 725.95 | 1407.35 | 715.2
2021-06-28 16:00 | 0 | 342.3765 | 0 | 187.608 | 188.5824 | 0 | 343.5 | 0 | 187.8 | 189.15 | 295 | 342.5 | 387.5 | 187.5 | 189 | 0 | 343.5 | 0 | 187.8 | 189.15 | 718.5669 | 720.45 | 1401.5 | 720.45
2021-06-28 17:00 | 0 | 340.1735 | 0 | 187.6176 | 188.5104 | 0 | 343.5 | 0 | 187.8 | 189.15 | 295 | 342.5 | 387.5 | 187.5 | 189 | 0 | 343.5 | 0 | 187.8 | 189.15 | 716.3015 | 720.45 | 1401.5 | 720.45
2021-06-28 18:00 | 0 | 334.2805 | 0 | 187.728 | 188.568 | 0 | 342.5 | 0 | 187.8 | 189.15 | 295 | 342.5 | 387.5 | 187.5 | 189 | 0 | 335.5 | 0 | 187.8 | 189.15 | 710.5765 | 719.45 | 1401.5 | 712.45
2021-06-28 19:00 | 0 | 334.19 | 0 | 187.68 | 188.5296 | 0 | 342.5 | 0 | 187.8 | 189.15 | 295 | 342.5 | 387.5 | 187.5 | 189 | 0 | 334.5 | 0 | 187.8 | 189.15 | 710.3996 | 719.45 | 1401.5 | 711.45
2021-06-28 20:00 | 0 | 333.8355 | 0 | 182.76 | 187.6752 | 0 | 342.5 | 0 | 187.65 | 189.15 | 295 | 342.5 | 387.5 | 187.5 | 189 | 0 | 334 | 0 | 187.65 | 189.15 | 704.2707 | 719.3 | 1401.5 | 710.8
2021-06-28 21:00 | 0 | 334.2735 | 0 | 183.7824 | 186.3696 | 0 | 342.5 | 0 | 187.5 | 189.15 | 295 | 342.5 | 387.5 | 187.5 | 189 | 0 | 334 | 0 | 187.5 | 189.15 | 704.4255 | 719.15 | 1401.5 | 710.65
2021-06-28 22:00 | 0 | 333.478 | 0 | 181.6944 | 187.6512 | 0 | 342.5 | 0 | 187.5 | 189.15 | 295 | 342.5 | 387.5 | 187.5 | 189 | 0 | 334 | 0 | 187.5 | 189.15 | 702.8236 | 719.15 | 1401.5 | 710.65
2021-06-28 23:00 | 0 | 333.918 | 0 | 178.8048 | 183.8688 | 0 | 342.5 | 0 | 187.5 | 189.15 | 295 | 342.5 | 387.5 | 187.5 | 189 | 0 | 334 | 0 | 186 | 188.55 | 696.5916 | 719.15 | 1401.5 | 708.55
2021-06-29 | 0 | 327.3515 | 0 | 176.9088 | 172.8432 | 0 | 342.5 | 0 | 187.5 | 189.15 | 295 | 342.5 | 387.5 | 187.5 | 189 | 0 | 333.5 | 0 | 185.1 | 186.15 | 677.1035 | 719.15 | 1401.5 | 704.75
2021-06-29 01:00 | 0 | 333.546 | 0 | 185.28 | 180.624 | 0 | 343 | 0 | 187.5 | 189.15 | 295 | 342.5 | 387.5 | 187.5 | 189 | 0 | 342.5 | 0 | 187.35 | 188.1 | 699.45 | 719.65 | 1401.5 | 717.95
2021-06-29 02:00 | 0 | 341.364 | 0 | 171.7344 | 170.9424 | 0 | 343.5 | 0 | 187.5 | 189.15 | 295 | 342.5 | 387.5 | 187.5 | 189 | 0 | 343.5 | 0 | 187.5 | 189 | 684.0408 | 720.15 | 1401.5 | 720
2021-06-29 03:00 | 0 | 320.3485 | 0 | 144.3408 | 145.5888 | 0 | 343 | 0 | 187.5 | 189.15 | 295 | 342.5 | 387.5 | 187.5 | 189 | 0 | 343 | 0 | 182.1 | 183.6 | 610.2781 | 719.65 | 1401.5 | 708.7
2021-06-29 04:00 | 0 | 268.411 | 0 | 108.1056 | 95.376 | 0 | 342.5 | 0 | 187.5 | 189.15 | 295 | 342.5 | 387.5 | 187.5 | 189 | 0 | 342.5 | 0 | 187.5 | 189 | 471.8926 | 719.15 | 1401.5 | 719
2021-06-29 05:00 | 0 | 241.4005 | 0 | 83.5728 | 74.9184 | 0 | 342.5 | 0 | 187.5 | 118.5 | 295 | 342.5 | 387.5 | 187.5 | 189 | 0 | 342.5 | 0 | 187.5 | 118.5 | 399.8917 | 648.5 | 1401.5 | 648.5
2021-06-29 06:00 | 0 | 235.111 | 0 | 76.3584 | 75.336 | 0 | 342.5 | 0 | 187.5 | 160.95 | 295 | 342.5 | 387.5 | 187.5 | 189 | 0 | 342.5 | 0 | 187.5 | 160.95 | 386.8054 | 690.95 | 1401.5 | 690.95
2021-06-29 07:00 | 0 | 273.4515 | 0 | 91.4832 | 90.3216 | 0 | 342.5 | 0 | 187.5 | 189 | 295 | 342.5 | 387.5 | 187.5 | 189 | 0 | 342.5 | 0 | 187.5 | 189 | 455.2563 | 719 | 1401.5 | 719
2021-06-29 08:00 | 0 | 300.067 | 0 | 113.544 | 121.2528 | 0 | 342.5 | 0 | 187.5 | 189 | 295 | 342.5 | 387.5 | 187.5 | 189 | 0 | 342.5 | 0 | 187.5 | 189 | 534.8638 | 719 | 1401.5 | 719
2021-06-29 09:00 | 0 | 326.1555 | 0 | 142.9824 | 152.4048 | 0 | 342.5 | 0 | 187.5 | 189 | 295 | 342.5 | 387.5 | 187.5 | 189 | 0 | 342.5 | 0 | 187.5 | 189 | 621.5427 | 719 | 1401.5 | 719
2021-06-29 10:00 | 0 | 328.575 | 0 | 163.0752 | 167.2128 | 0 | 342.5 | 0 | 187.5 | 189 | 295 | 342.5 | 387.5 | 187.5 | 189 | 0 | 342.5 | 0 | 187.5 | 189 | 658.863 | 719 | 1401.5 | 719
2021-06-29 11:00 | 0 | 342.0595 | 0 | 176.5536 | 186.0336 | 0 | 344 | 0 | 187.5 | 189.15 | 295 | 342.5 | 387.5 | 187.5 | 189 | 0 | 344 | 0 | 187.5 | 189.15 | 704.6467 | 720.65 | 1401.5 | 720.65
2021-06-29 12:00 | 0 | 343.6835 | 0 | 185.7168 | 188.7024 | 0 | 344 | 0 | 187.65 | 189.3 | 295 | 342.5 | 387.5 | 187.5 | 189 | 0 | 344 | 0 | 187.65 | 189.3 | 718.1027 | 720.95 | 1401.5 | 720.95
2021-06-29 13:00 | 0 | 343.6065 | 0 | 187.1904 | 188.6592 | 0 | 344 | 0 | 187.65 | 189.3 | 295 | 342.5 | 387.5 | 187.5 | 189 | 0 | 344 | 0 | 187.65 | 189.3 | 719.4561 | 720.95 | 1401.5 | 720.95
2021-06-29 14:00 | 0 | 343.734 | 0 | 187.0704 | 188.8944 | 0 | 344 | 0 | 187.65 | 189.3 | 295 | 342.5 | 387.5 | 187.5 | 189 | 0 | 344 | 0 | 187.65 | 189.3 | 719.6988 | 720.95 | 1401.5 | 720.95
2021-06-29 15:00 | 0 | 344.0735 | 0 | 187.0464 | 189.0768 | 0 | 344.5 | 0 | 187.65 | 189.3 | 295 | 342.5 | 387.5 | 187.5 | 189 | 0 | 344 | 0 | 187.65 | 189.3 | 720.1967 | 721.45 | 1401.5 | 720.95
2021-06-29 16:00 | 0 | 343.6355 | 0 | 187.1088 | 188.7504 | 0 | 344 | 0 | 187.95 | 189.15 | 295 | 342.5 | 387.5 | 187.5 | 189 | 0 | 344 | 0 | 187.95 | 189.15 | 719.4947 | 721.1 | 1401.5 | 721.1
2021-06-29 17:00 | 0 | 343.3755 | 0 | 187.1856 | 188.5776 | 0 | 344 | 0 | 187.65 | 189.15 | 295 | 342.5 | 387.5 | 187.5 | 189 | 0 | 344 | 0 | 187.65 | 189.15 | 719.1387 | 720.8 | 1401.5 | 720.8
2021-06-29 18:00 | 0 | 343.713 | 0 | 187.1664 | 188.6688 | 0 | 344 | 0 | 187.65 | 189.15 | 295 | 342.5 | 387.5 | 187.5 | 189 | 0 | 344 | 0 | 187.65 | 189.15 | 719.5482 | 720.8 | 1401.5 | 720.8
2021-06-29 19:00 | 0 | 344.0005 | 0 | 187.1856 | 188.616 | 0 | 344.5 | 0 | 187.65 | 189.15 | 295 | 342.5 | 387.5 | 187.5 | 189 | 0 | 344 | 0 | 187.65 | 189.15 | 719.8021 | 721.3 | 1401.5 | 720.8
2021-06-29 20:00 | 0 | 343.503 | 0 | 186.552 | 189.0432 | 0 | 344 | 0 | 187.65 | 189.3 | 295 | 342.5 | 387.5 | 187.5 | 189 | 0 | 344 | 0 | 187.65 | 189.3 | 719.0982 | 720.95 | 1401.5 | 720.95
2021-06-29 21:00 | 0 | 343.2245 | 0 | 185.0016 | 189.1776 | 0 | 344 | 0 | 187.65 | 189.3 | 295 | 342.5 | 387.5 | 187.5 | 189 | 0 | 344 | 0 | 187.65 | 189.3 | 717.4037 | 720.95 | 1401.5 | 720.95
2021-06-29 22:00 | 0 | 344.088 | 0 | 179.3376 | 175.9392 | 0 | 344.5 | 0 | 187.65 | 189 | 295 | 342.5 | 387.5 | 187.5 | 189 | 0 | 344 | 0 | 187.65 | 189 | 699.3648 | 721.15 | 1401.5 | 720.65
2021-06-29 23:00 | 0 | 343.4765 | 0 | 182.496 | 180.2592 | 0 | 344 | 0 | 187.5 | 189 | 295 | 342.5 | 387.5 | 187.5 | 189 | 0 | 344 | 0 | 187.5 | 189 | 706.2317 | 720.5 | 1401.5 | 720.5
2021-06-30 | 0 | 333.3655 | 0 | 180.6816 | 186.5664 | 0 | 342.5 | 0 | 189.45 | 189.15 | 295 | 342.5 | 387.5 | 187.5 | 189 | 0 | 342.5 | 0 | 189.45 | 189.15 | 700.6135 | 721.1 | 1401.5 | 721.1
2021-06-30 01:00 | 0 | 330.443 | 0 | 176.0832 | 177.1008 | 0 | 342.5 | 0 | 187.5 | 189 | 295 | 342.5 | 387.5 | 187.5 | 189 | 0 | 342.5 | 0 | 185.85 | 186.6 | 683.627 | 719 | 1401.5 | 714.95
2021-06-30 02:00 | 0 | 330.314 | 0 | 166.5408 | 175.416 | 0 | 342.5 | 0 | 187.5 | 189 | 295 | 342.5 | 387.5 | 187.5 | 189 | 0 | 342.5 | 0 | 186.45 | 189 | 672.2708 | 719 | 1401.5 | 717.95
2021-06-30 03:00 | 0 | 316.8205 | 0 | 153.5904 | 155.6304 | 0 | 342.5 | 0 | 187.5 | 189 | 295 | 342.5 | 387.5 | 187.5 | 189 | 0 | 342.5 | 0 | 187.5 | 189 | 626.0413 | 719 | 1401.5 | 719
2021-06-30 04:00 | 0 | 271.576 | 0 | 135.2736 | 113.2944 | 0 | 342.5 | 0 | 187.5 | 189 | 295 | 342.5 | 387.5 | 187.5 | 189 | 0 | 342.5 | 0 | 187.5 | 189 | 520.144 | 719 | 1401.5 | 719
2021-06-30 05:00 | 0 | 251.2195 | 0 | 104.3232 | 80.2608 | 0 | 342.5 | 0 | 187.5 | 149.1 | 295 | 342.5 | 387.5 | 187.5 | 189 | 0 | 342.5 | 0 | 187.5 | 149.1 | 435.8035 | 679.1 | 1401.5 | 679.1
2021-06-30 06:00 | 0 | 252.949 | 0 | 88.0656 | 75.2064 | 0 | 342.5 | 0 | 187.5 | 156 | 295 | 342.5 | 387.5 | 187.5 | 189 | 0 | 342.5 | 0 | 187.5 | 156 | 416.221 | 686 | 1401.5 | 686
2021-06-30 07:00 | 0 | 260.398 | 0 | 88.6272 | 84.144 | 0 | 342.5 | 0 | 187.5 | 189 | 295 | 342.5 | 387.5 | 187.5 | 189 | 0 | 342.5 | 0 | 187.5 | 189 | 433.1692 | 719 | 1401.5 | 719
2021-06-30 08:00 | 0 | 296.358 | 0 | 113.4 | 114.4704 | 0 | 342.5 | 0 | 187.5 | 189 | 295 | 342.5 | 387.5 | 187.5 | 189 | 0 | 342.5 | 0 | 187.5 | 189 | 524.2284 | 719 | 1401.5 | 719
2021-06-30 09:00 | 0 | 321.3685 | 0 | 139.8336 | 147.1536 | 0 | 342.5 | 0 | 187.5 | 189 | 295 | 342.5 | 387.5 | 187.5 | 189 | 0 | 342.5 | 0 | 187.5 | 189 | 608.3557 | 719 | 1401.5 | 719
2021-06-30 10:00 | 0 | 341.34 | 0 | 175.6464 | 178.56 | 0 | 343.5 | 0 | 187.5 | 189 | 295 | 342.5 | 387.5 | 187.5 | 189 | 0 | 343.5 | 0 | 187.5 | 185.4 | 695.5464 | 720 | 1401.5 | 716.4
2021-06-30 11:00 | 0 | 343.5265 | 0 | 178.3344 | 184.4064 | 0 | 344 | 0 | 187.5 | 189.15 | 295 | 342.5 | 387.5 | 187.5 | 189 | 0 | 344 | 0 | 187.5 | 186.3 | 706.2673 | 720.65 | 1401.5 | 717.8
2021-06-30 12:00 | 0 | 343.694 | 0 | 187.1328 | 189.3216 | 0 | 344 | 0 | 188.25 | 189.45 | 295 | 342.5 | 387.5 | 187.8 | 189 | 0 | 344 | 0 | 188.25 | 189.45 | 720.1484 | 721.7 | 1401.8 | 721.7
2021-06-30 13:00 | 0 | 343.596 | 0 | 188.3952 | 189.1872 | 0 | 344 | 0 | 188.7 | 189.45 | 295 | 342.5 | 387.5 | 188.25 | 189 | 0 | 344 | 0 | 188.7 | 189.45 | 721.1784 | 722.15 | 1402.25 | 722.15
2021-06-30 14:00 | 0 | 343.83 | 0 | 187.7712 | 189 | 0 | 344 | 0 | 188.55 | 189.3 | 295 | 342.5 | 387.5 | 188.25 | 189 | 0 | 344 | 0 | 188.55 | 189.3 | 720.6012 | 721.85 | 1402.25 | 721.85
2021-06-30 15:00 | 0 | 344.0315 | 0 | 187.896 | 189.096 | 0 | 344.5 | 0 | 188.55 | 189.3 | 295 | 342.5 | 387.5 | 188.25 | 189 | 0 | 344 | 0 | 188.55 | 189.3 | 721.0235 | 722.35 | 1402.25 | 721.85
2021-06-30 16:00 | 0 | 343.841 | 0 | 188.3232 | 189.1632 | 0 | 344 | 0 | 188.55 | 189.3 | 295 | 342.5 | 387.5 | 188.25 | 189 | 0 | 344 | 0 | 188.55 | 189.3 | 721.3274 | 721.85 | 1402.25 | 721.85
2021-06-30 17:00 | 0 | 350.8465 | 0 | 187.4112 | 189.12 | 0 | 352.5 | 0 | 188.4 | 189.3 | 295 | 351.5 | 387.5 | 188.25 | 189 | 0 | 352.5 | 0 | 188.4 | 189.3 | 727.3777 | 730.2 | 1411.25 | 730.2
2021-06-30 18:00 | 0 | 360.6175 | 0 | 187.0416 | 189.264 | 0 | 362 | 0 | 188.4 | 189.3 | 295 | 361 | 387.5 | 188.25 | 189 | 0 | 362 | 0 | 188.4 | 189.3 | 736.9231 | 739.7 | 1420.75 | 739.7
2021-06-30 19:00 | 0 | 366.6 | 0 | 186.1632 | 189.1104 | 0 | 367 | 0 | 188.25 | 189.3 | 295 | 365 | 387.5 | 188.25 | 189 | 0 | 366.5 | 0 | 188.25 | 189.3 | 741.8736 | 744.55 | 1424.75 | 744.05
2021-06-30 20:00 | 0 | 365.8625 | 0 | 185.1072 | 187.9632 | 0 | 366.5 | 0 | 188.25 | 189.3 | 295 | 365 | 387.5 | 188.25 | 189 | 0 | 366.5 | 0 | 186.3 | 189.3 | 738.9329 | 744.05 | 1424.75 | 742.1
2021-06-30 21:00 | 0 | 365.83 | 0 | 185.3472 | 187.8048 | 0 | 366 | 0 | 186.15 | 189.15 | 295 | 365 | 387.5 | 185.55 | 189 | 0 | 366 | 0 | 185.55 | 189 | 738.982 | 741.3 | 1422.05 | 740.55
2021-06-30 22:00 | 0 | 358.7475 | 0 | 184.8816 | 188.8752 | 0 | 365.5 | 0 | 185.1 | 189.3 | 295 | 365 | 387.5 | 184.5 | 189 | 0 | 365.5 | 0 | 185.1 | 189.15 | 732.5043 | 739.9 | 1421 | 739.75
2021-06-30 23:00 | 0 | 354.1895 | 0 | 152.7168 | 142.632 | 0 | 365 | 0 | 184.5 | 189.15 | 295 | 365 | 387.5 | 184.5 | 189 | 0 | 365 | 0 | 153.15 | 142.95 | 649.5383 | 738.65 | 1421 | 661.1
2021-07-01 | 0 | 354.923 | 0 | 98.0976 | 77.1264 | 0 | 365 | 0 | 184.5 | 125.25 | 295 | 365 | 387.5 | 184.5 | 189 | 0 | 365 | 0 | 98.25 | 77.4 | 530.147 | 674.75 | 1421 | 540.65

## 06-21 KPCo Gen Data
Download Mkt Gen Snapshot for KP units |  |  |  |  | Need to reduce RP1KP & RP2KP settle depend cap to 15% |  |  |  | Reduce RP1KP & RP2KP settle depend cap to 15%
[5 empty] | Need to reduce ML1KP & ML2KP settle depend cap to 50% |  |  |  | Reduce ML1KP & ML2KP settle depend cap to 50%
Entity Name | Date/Hour | Control Mode | Net Gen | Capability High Limit | Settle High Limit | Dependable Capability | Settle Dep Capability | blank | % Owned | Set High Adj | Set Dep Adj | Cap High Adj | Lookup
89040101-Big Sandy 1 | 2021-06-01 01:00 | OFFLINE | 0 | 0 | 0 | 0 | 295 |  | 1 | 0 | 295 | 0 | 89040101-Big Sandy 1 | 1
89040101-Big Sandy 1 | 2021-06-01 02:00 | OFFLINE | 0 | 0 | 0 | 0 | 295 |  | 1 | 0 | 295 | 0 | ML1KP-Mitchell 1 KP | 0.5
89040101-Big Sandy 1 | 2021-06-01 03:00 | OFFLINE | 0 | 0 | 0 | 0 | 295 |  | 1 | 0 | 295 | 0 | ML2KP-Mitchell 2 KP | 0.5
89040101-Big Sandy 1 | 2021-06-01 04:00 | OFFLINE | 0 | 0 | 0 | 0 | 295 |  | 1 | 0 | 295 | 0 | RP1KPAEG-Rockport 1 KP AEG | 0.15
89040101-Big Sandy 1 | 2021-06-01 05:00 | OFFLINE | 0 | 0 | 0 | 0 | 295 |  | 1 | 0 | 295 | 0 | RP2KPAEG-Rockport 2 KP AEG | 0.15
89040101-Big Sandy 1 | 2021-06-01 06:00 | OFFLINE | 0 | 0 | 0 | 0 | 295 |  | 1 | 0 | 295 | 0
89040101-Big Sandy 1 | 2021-06-01 07:00 | OFFLINE | 0 | 0 | 0 | 0 | 295 |  | 1 | 0 | 295 | 0
89040101-Big Sandy 1 | 2021-06-01 08:00 | OFFLINE | 0 | 0 | 0 | 0 | 295 |  | 1 | 0 | 295 | 0
89040101-Big Sandy 1 | 2021-06-01 09:00 | OFFLINE | 0 | 0 | 0 | 0 | 295 |  | 1 | 0 | 295 | 0
89040101-Big Sandy 1 | 2021-06-01 10:00 | OFFLINE | 0 | 0 | 0 | 0 | 295 |  | 1 | 0 | 295 | 0
89040101-Big Sandy 1 | 2021-06-01 11:00 | OFFLINE | 0 | 0 | 0 | 0 | 295 |  | 1 | 0 | 295 | 0
89040101-Big Sandy 1 | 2021-06-01 12:00 | OFFLINE | 0 | 0 | 0 | 0 | 295 |  | 1 | 0 | 295 | 0
89040101-Big Sandy 1 | 2021-06-01 13:00 | OFFLINE | 0 | 0 | 0 | 0 | 295 |  | 1 | 0 | 295 | 0
89040101-Big Sandy 1 | 2021-06-01 14:00 | OFFLINE | 0 | 0 | 0 | 0 | 295 |  | 1 | 0 | 295 | 0
89040101-Big Sandy 1 | 2021-06-01 15:00 | OFFLINE | 0 | 0 | 0 | 0 | 295 |  | 1 | 0 | 295 | 0
89040101-Big Sandy 1 | 2021-06-01 16:00 | OFFLINE | 0 | 0 | 0 | 0 | 295 |  | 1 | 0 | 295 | 0
89040101-Big Sandy 1 | 2021-06-01 17:00 | OFFLINE | 0 | 0 | 0 | 0 | 295 |  | 1 | 0 | 295 | 0
89040101-Big Sandy 1 | 2021-06-01 18:00 | OFFLINE | 0 | 0 | 0 | 0 | 295 |  | 1 | 0 | 295 | 0
89040101-Big Sandy 1 | 2021-06-01 19:00 | OFFLINE | 0 | 0 | 0 | 0 | 295 |  | 1 | 0 | 295 | 0
89040101-Big Sandy 1 | 2021-06-01 20:00 | OFFLINE | 0 | 0 | 0 | 0 | 295 |  | 1 | 0 | 295 | 0
89040101-Big Sandy 1 | 2021-06-01 21:00 | OFFLINE | 0 | 0 | 0 | 0 | 295 |  | 1 | 0 | 295 | 0
89040101-Big Sandy 1 | 2021-06-01 22:00 | OFFLINE | 0 | 0 | 0 | 0 | 295 |  | 1 | 0 | 295 | 0
89040101-Big Sandy 1 | 2021-06-01 23:00 | OFFLINE | 0 | 0 | 0 | 0 | 295 |  | 1 | 0 | 295 | 0
89040101-Big Sandy 1 | 2021-06-02 | OFFLINE | 0 | 0 | 0 | 0 | 295 |  | 1 | 0 | 295 | 0
89040101-Big Sandy 1 | 2021-06-02 01:00 | OFFLINE | 0 | 0 | 0 | 0 | 295 |  | 1 | 0 | 295 | 0
89040101-Big Sandy 1 | 2021-06-02 02:00 | OFFLINE | 0 | 0 | 0 | 0 | 295 |  | 1 | 0 | 295 | 0
89040101-Big Sandy 1 | 2021-06-02 03:00 | OFFLINE | 0 | 0 | 0 | 0 | 295 |  | 1 | 0 | 295 | 0
89040101-Big Sandy 1 | 2021-06-02 04:00 | OFFLINE | 0 | 0 | 0 | 0 | 295 |  | 1 | 0 | 295 | 0
89040101-Big Sandy 1 | 2021-06-02 05:00 | OFFLINE | 0 | 0 | 0 | 0 | 295 |  | 1 | 0 | 295 | 0
89040101-Big Sandy 1 | 2021-06-02 06:00 | OFFLINE | 0 | 0 | 0 | 0 | 295 |  | 1 | 0 | 295 | 0
89040101-Big Sandy 1 | 2021-06-02 07:00 | OFFLINE | 0 | 0 | 0 | 0 | 295 |  | 1 | 0 | 295 | 0
89040101-Big Sandy 1 | 2021-06-02 08:00 | OFFLINE | 0 | 0 | 0 | 0 | 295 |  | 1 | 0 | 295 | 0
89040101-Big Sandy 1 | 2021-06-02 09:00 | OFFLINE | 0 | 0 | 0 | 0 | 295 |  | 1 | 0 | 295 | 0
89040101-Big Sandy 1 | 2021-06-02 10:00 | OFFLINE | 0 | 0 | 0 | 0 | 295 |  | 1 | 0 | 295 | 0
89040101-Big Sandy 1 | 2021-06-02 11:00 | OFFLINE | 0 | 0 | 0 | 0 | 295 |  | 1 | 0 | 295 | 0
89040101-Big Sandy 1 | 2021-06-02 12:00 | OFFLINE | 0 | 0 | 0 | 0 | 295 |  | 1 | 0 | 295 | 0
89040101-Big Sandy 1 | 2021-06-02 13:00 | OFFLINE | 0 | 0 | 0 | 0 | 295 |  | 1 | 0 | 295 | 0
89040101-Big Sandy 1 | 2021-06-02 14:00 | OFFLINE | 0 | 0 | 0 | 0 | 295 |  | 1 | 0 | 295 | 0
89040101-Big Sandy 1 | 2021-06-02 15:00 | OFFLINE | 0 | 0 | 0 | 0 | 295 |  | 1 | 0 | 295 | 0
89040101-Big Sandy 1 | 2021-06-02 16:00 | OFFLINE | 0 | 0 | 0 | 0 | 295 |  | 1 | 0 | 295 | 0
89040101-Big Sandy 1 | 2021-06-02 17:00 | OFFLINE | 0 | 0 | 0 | 0 | 295 |  | 1 | 0 | 295 | 0
89040101-Big Sandy 1 | 2021-06-02 18:00 | OFFLINE | 0 | 0 | 0 | 0 | 295 |  | 1 | 0 | 295 | 0
89040101-Big Sandy 1 | 2021-06-02 19:00 | OFFLINE | 0 | 0 | 0 | 0 | 295 |  | 1 | 0 | 295 | 0
89040101-Big Sandy 1 | 2021-06-02 20:00 | OFFLINE | 0 | 0 | 0 | 0 | 295 |  | 1 | 0 | 295 | 0
89040101-Big Sandy 1 | 2021-06-02 21:00 | OFFLINE | 0 | 0 | 0 | 0 | 295 |  | 1 | 0 | 295 | 0
89040101-Big Sandy 1 | 2021-06-02 22:00 | OFFLINE | 0 | 0 | 0 | 0 | 295 |  | 1 | 0 | 295 | 0
89040101-Big Sandy 1 | 2021-06-02 23:00 | OFFLINE | 0 | 0 | 0 | 0 | 295 |  | 1 | 0 | 295 | 0
89040101-Big Sandy 1 | 2021-06-03 | OFFLINE | 0 | 0 | 0 | 0 | 295 |  | 1 | 0 | 295 | 0
89040101-Big Sandy 1 | 2021-06-03 01:00 | OFFLINE | 0 | 0 | 0 | 0 | 295 |  | 1 | 0 | 295 | 0
89040101-Big Sandy 1 | 2021-06-03 02:00 | OFFLINE | 0 | 0 | 0 | 0 | 295 |  | 1 | 0 | 295 | 0
89040101-Big Sandy 1 | 2021-06-03 03:00 | OFFLINE | 0 | 0 | 0 | 0 | 295 |  | 1 | 0 | 295 | 0
89040101-Big Sandy 1 | 2021-06-03 04:00 | OFFLINE | 0 | 0 | 0 | 0 | 295 |  | 1 | 0 | 295 | 0
89040101-Big Sandy 1 | 2021-06-03 05:00 | OFFLINE | 0 | 0 | 0 | 0 | 295 |  | 1 | 0 | 295 | 0
89040101-Big Sandy 1 | 2021-06-03 06:00 | OFFLINE | 0 | 0 | 0 | 0 | 295 |  | 1 | 0 | 295 | 0
89040101-Big Sandy 1 | 2021-06-03 07:00 | OFFLINE | 0 | 0 | 0 | 0 | 295 |  | 1 | 0 | 295 | 0
89040101-Big Sandy 1 | 2021-06-03 08:00 | OFFLINE | 0 | 0 | 0 | 0 | 295 |  | 1 | 0 | 295 | 0
89040101-Big Sandy 1 | 2021-06-03 09:00 | OFFLINE | 0 | 0 | 0 | 0 | 295 |  | 1 | 0 | 295 | 0
89040101-Big Sandy 1 | 2021-06-03 10:00 | OFFLINE | 0 | 0 | 0 | 0 | 295 |  | 1 | 0 | 295 | 0
89040101-Big Sandy 1 | 2021-06-03 11:00 | OFFLINE | 0 | 0 | 0 | 0 | 295 |  | 1 | 0 | 295 | 0
89040101-Big Sandy 1 | 2021-06-03 12:00 | OFFLINE | 0 | 0 | 0 | 0 | 295 |  | 1 | 0 | 295 | 0
89040101-Big Sandy 1 | 2021-06-03 13:00 | OFFLINE | 0 | 0 | 0 | 0 | 295 |  | 1 | 0 | 295 | 0
89040101-Big Sandy 1 | 2021-06-03 14:00 | OFFLINE | 0 | 0 | 0 | 0 | 295 |  | 1 | 0 | 295 | 0
89040101-Big Sandy 1 | 2021-06-03 15:00 | OFFLINE | 0 | 0 | 0 | 0 | 295 |  | 1 | 0 | 295 | 0
89040101-Big Sandy 1 | 2021-06-03 16:00 | OFFLINE | 0 | 0 | 0 | 0 | 295 |  | 1 | 0 | 295 | 0
89040101-Big Sandy 1 | 2021-06-03 17:00 | OFFLINE | 0 | 0 | 0 | 0 | 295 |  | 1 | 0 | 295 | 0
89040101-Big Sandy 1 | 2021-06-03 18:00 | OFFLINE | 0 | 0 | 0 | 0 | 295 |  | 1 | 0 | 295 | 0
89040101-Big Sandy 1 | 2021-06-03 19:00 | OFFLINE | 0 | 0 | 0 | 0 | 295 |  | 1 | 0 | 295 | 0
89040101-Big Sandy 1 | 2021-06-03 20:00 | OFFLINE | 0 | 0 | 0 | 0 | 295 |  | 1 | 0 | 295 | 0
89040101-Big Sandy 1 | 2021-06-03 21:00 | OFFLINE | 0 | 0 | 0 | 0 | 295 |  | 1 | 0 | 295 | 0
89040101-Big Sandy 1 | 2021-06-03 22:00 | OFFLINE | 0 | 0 | 0 | 0 | 295 |  | 1 | 0 | 295 | 0
89040101-Big Sandy 1 | 2021-06-03 23:00 | OFFLINE | 0 | 0 | 0 | 0 | 295 |  | 1 | 0 | 295 | 0
89040101-Big Sandy 1 | 2021-06-04 | OFFLINE | 0 | 0 | 0 | 0 | 295 |  | 1 | 0 | 295 | 0
89040101-Big Sandy 1 | 2021-06-04 01:00 | OFFLINE | 0 | 0 | 0 | 0 | 295 |  | 1 | 0 | 295 | 0
89040101-Big Sandy 1 | 2021-06-04 02:00 | OFFLINE | 0 | 0 | 0 | 0 | 295 |  | 1 | 0 | 295 | 0
89040101-Big Sandy 1 | 2021-06-04 03:00 | OFFLINE | 0 | 0 | 0 | 0 | 295 |  | 1 | 0 | 295 | 0
89040101-Big Sandy 1 | 2021-06-04 04:00 | FIXED | 0.02 | 4 | 4 | 4 | 295 |  | 1 | 4 | 295 | 4
89040101-Big Sandy 1 | 2021-06-04 05:00 | FIXED | 4.989 | 5 | 5 | 5 | 295 |  | 1 | 5 | 295 | 5
89040101-Big Sandy 1 | 2021-06-04 06:00 | FIXED | 11.249 | 12 | 12 | 12 | 295 |  | 1 | 12 | 295 | 12
89040101-Big Sandy 1 | 2021-06-04 07:00 | FIXED | 38.138 | 140 | 140 | 140 | 295 |  | 1 | 140 | 295 | 140
89040101-Big Sandy 1 | 2021-06-04 08:00 | FIXED | 61.274 | 295 | 295 | 295 | 295 |  | 1 | 295 | 295 | 295
89040101-Big Sandy 1 | 2021-06-04 09:00 | FIXED | 60.429 | 295 | 295 | 295 | 295 |  | 1 | 295 | 295 | 295
89040101-Big Sandy 1 | 2021-06-04 10:00 | FIXED | 60.239 | 295 | 295 | 295 | 295 |  | 1 | 295 | 295 | 295
89040101-Big Sandy 1 | 2021-06-04 11:00 | DISPATCHABLE | 60.112 | 295 | 295 | 295 | 295 |  | 1 | 295 | 295 | 295
89040101-Big Sandy 1 | 2021-06-04 12:00 | DISPATCHABLE | 63.204 | 295 | 295 | 295 | 295 |  | 1 | 295 | 295 | 295
89040101-Big Sandy 1 | 2021-06-04 13:00 | DISPATCHABLE | 109.012 | 295 | 295 | 295 | 295 |  | 1 | 295 | 295 | 295
89040101-Big Sandy 1 | 2021-06-04 14:00 | DISPATCHABLE | 128.415 | 295 | 295 | 295 | 295 |  | 1 | 295 | 295 | 295
89040101-Big Sandy 1 | 2021-06-04 15:00 | DISPATCHABLE | 182.586 | 295 | 295 | 295 | 295 |  | 1 | 295 | 295 | 295
89040101-Big Sandy 1 | 2021-06-04 16:00 | DISPATCHABLE | 257.113 | 296 | 296 | 296 | 295 |  | 1 | 296 | 295 | 296
89040101-Big Sandy 1 | 2021-06-04 17:00 | DISPATCHABLE | 292.906 | 296 | 296 | 296 | 295 |  | 1 | 296 | 295 | 296
89040101-Big Sandy 1 | 2021-06-04 18:00 | DISPATCHABLE | 294.802 | 296 | 296 | 296 | 295 |  | 1 | 296 | 295 | 296
89040101-Big Sandy 1 | 2021-06-04 19:00 | DISPATCHABLE | 294.61 | 296 | 296 | 296 | 295 |  | 1 | 296 | 295 | 296
89040101-Big Sandy 1 | 2021-06-04 20:00 | DISPATCHABLE | 293.351 | 296 | 296 | 296 | 295 |  | 1 | 296 | 295 | 296
89040101-Big Sandy 1 | 2021-06-04 21:00 | DISPATCHABLE | 265.354 | 296 | 296 | 296 | 295 |  | 1 | 296 | 295 | 296
89040101-Big Sandy 1 | 2021-06-04 22:00 | DISPATCHABLE | 221.781 | 296 | 296 | 296 | 295 |  | 1 | 296 | 295 | 296
89040101-Big Sandy 1 | 2021-06-04 23:00 | DISPATCHABLE | 168.204 | 296 | 296 | 296 | 295 |  | 1 | 296 | 295 | 296
89040101-Big Sandy 1 | 2021-06-05 | DISPATCHABLE | 95.176 | 296 | 296 | 296 | 295 |  | 1 | 296 | 295 | 296
89040101-Big Sandy 1 | 2021-06-05 01:00 | DISPATCHABLE | 70.216 | 296 | 296 | 296 | 295 |  | 1 | 296 | 295 | 296
89040101-Big Sandy 1 | 2021-06-05 02:00 | DISPATCHABLE | 60.587 | 296 | 296 | 296 | 295 |  | 1 | 296 | 295 | 296
89040101-Big Sandy 1 | 2021-06-05 03:00 | DISPATCHABLE | 64.615 | 296 | 296 | 296 | 295 |  | 1 | 296 | 295 | 296
89040101-Big Sandy 1 | 2021-06-05 04:00 | DISPATCHABLE | 60.08 | 296 | 296 | 296 | 295 |  | 1 | 296 | 295 | 296
89040101-Big Sandy 1 | 2021-06-05 05:00 | DISPATCHABLE | 59.925 | 295 | 295 | 295 | 295 |  | 1 | 295 | 295 | 295
89040101-Big Sandy 1 | 2021-06-05 06:00 | DISPATCHABLE | 60.465 | 295 | 295 | 295 | 295 |  | 1 | 295 | 295 | 295
89040101-Big Sandy 1 | 2021-06-05 07:00 | DISPATCHABLE | 63.935 | 295 | 295 | 295 | 295 |  | 1 | 295 | 295 | 295
89040101-Big Sandy 1 | 2021-06-05 08:00 | DISPATCHABLE | 66.022 | 295 | 295 | 295 | 295 |  | 1 | 295 | 295 | 295
89040101-Big Sandy 1 | 2021-06-05 09:00 | DISPATCHABLE | 60.129 | 295 | 295 | 295 | 295 |  | 1 | 295 | 295 | 295
89040101-Big Sandy 1 | 2021-06-05 10:00 | DISPATCHABLE | 60.489 | 295 | 295 | 295 | 295 |  | 1 | 295 | 295 | 295
89040101-Big Sandy 1 | 2021-06-05 11:00 | DISPATCHABLE | 75.401 | 295 | 295 | 295 | 295 |  | 1 | 295 | 295 | 295
89040101-Big Sandy 1 | 2021-06-05 12:00 | DISPATCHABLE | 83.315 | 295 | 295 | 295 | 295 |  | 1 | 295 | 295 | 295
89040101-Big Sandy 1 | 2021-06-05 13:00 | DISPATCHABLE | 110.632 | 292 | 295 | 295 | 295 |  | 1 | 295 | 295 | 292
89040101-Big Sandy 1 | 2021-06-05 14:00 | DISPATCHABLE | 176.159 | 265 | 269 | 269 | 268 |  | 1 | 269 | 268 | 265
89040101-Big Sandy 1 | 2021-06-05 15:00 | DISPATCHABLE | 189.755 | 260 | 260 | 260 | 260 |  | 1 | 260 | 260 | 260
89040101-Big Sandy 1 | 2021-06-05 16:00 | DISPATCHABLE | 141.745 | 170 | 260 | 260 | 260 |  | 1 | 260 | 260 | 170
89040101-Big Sandy 1 | 2021-06-05 17:00 | DISPATCHABLE | 102.109 | 140 | 260 | 260 | 260 |  | 1 | 260 | 260 | 140
89040101-Big Sandy 1 | 2021-06-05 18:00 | DISPATCHABLE | 181.635 | 260 | 260 | 260 | 260 |  | 1 | 260 | 260 | 260
89040101-Big Sandy 1 | 2021-06-05 19:00 | DISPATCHABLE | 241.75 | 261 | 261 | 261 | 260 |  | 1 | 261 | 260 | 261
89040101-Big Sandy 1 | 2021-06-05 20:00 | DISPATCHABLE | 141.145 | 261 | 261 | 261 | 260 |  | 1 | 261 | 260 | 261
89040101-Big Sandy 1 | 2021-06-05 21:00 | DISPATCHABLE | 100.036 | 261 | 261 | 261 | 260 |  | 1 | 261 | 260 | 261
89040101-Big Sandy 1 | 2021-06-05 22:00 | DISPATCHABLE | 120.787 | 261 | 261 | 261 | 260 |  | 1 | 261 | 260 | 261
89040101-Big Sandy 1 | 2021-06-05 23:00 | DISPATCHABLE | 66.95 | 261 | 261 | 261 | 260 |  | 1 | 261 | 260 | 261
89040101-Big Sandy 1 | 2021-06-06 | DISPATCHABLE | 67.857 | 261 | 261 | 261 | 260 |  | 1 | 261 | 260 | 261
89040101-Big Sandy 1 | 2021-06-06 01:00 | DISPATCHABLE | 66.705 | 261 | 261 | 261 | 260 |  | 1 | 261 | 260 | 261
89040101-Big Sandy 1 | 2021-06-06 02:00 | DISPATCHABLE | 60.123 | 261 | 261 | 261 | 260 |  | 1 | 261 | 260 | 261
89040101-Big Sandy 1 | 2021-06-06 03:00 | DISPATCHABLE | 59.925 | 261 | 261 | 261 | 260 |  | 1 | 261 | 260 | 261
89040101-Big Sandy 1 | 2021-06-06 04:00 | DISPATCHABLE | 59.935 | 260 | 260 | 260 | 260 |  | 1 | 260 | 260 | 260
89040101-Big Sandy 1 | 2021-06-06 05:00 | DISPATCHABLE | 59.973 | 260 | 260 | 260 | 260 |  | 1 | 260 | 260 | 260
89040101-Big Sandy 1 | 2021-06-06 06:00 | DISPATCHABLE | 60.014 | 260 | 260 | 260 | 260 |  | 1 | 260 | 260 | 260
89040101-Big Sandy 1 | 2021-06-06 07:00 | DISPATCHABLE | 60.003 | 260 | 260 | 260 | 260 |  | 1 | 260 | 260 | 260
89040101-Big Sandy 1 | 2021-06-06 08:00 | DISPATCHABLE | 59.906 | 260 | 260 | 260 | 260 |  | 1 | 260 | 260 | 260
89040101-Big Sandy 1 | 2021-06-06 09:00 | DISPATCHABLE | 60.195 | 260 | 260 | 260 | 260 |  | 1 | 260 | 260 | 260
89040101-Big Sandy 1 | 2021-06-06 10:00 | DISPATCHABLE | 84.497 | 262 | 262 | 262 | 262 |  | 1 | 262 | 262 | 262
89040101-Big Sandy 1 | 2021-06-06 11:00 | DISPATCHABLE | 120.996 | 295 | 295 | 295 | 295 |  | 1 | 295 | 295 | 295
89040101-Big Sandy 1 | 2021-06-06 12:00 | DISPATCHABLE | 198.048 | 295 | 295 | 295 | 295 |  | 1 | 295 | 295 | 295
89040101-Big Sandy 1 | 2021-06-06 13:00 | DISPATCHABLE | 273.861 | 295 | 295 | 295 | 295 |  | 1 | 295 | 295 | 295
89040101-Big Sandy 1 | 2021-06-06 14:00 | DISPATCHABLE | 282.803 | 296 | 296 | 296 | 295 |  | 1 | 296 | 295 | 296
89040101-Big Sandy 1 | 2021-06-06 15:00 | DISPATCHABLE | 281.066 | 296 | 296 | 296 | 295 |  | 1 | 296 | 295 | 296
89040101-Big Sandy 1 | 2021-06-06 16:00 | DISPATCHABLE | 294.12 | 296 | 296 | 296 | 295 |  | 1 | 296 | 295 | 296
89040101-Big Sandy 1 | 2021-06-06 17:00 | DISPATCHABLE | 294.608 | 296 | 296 | 296 | 295 |  | 1 | 296 | 295 | 296
89040101-Big Sandy 1 | 2021-06-06 18:00 | DISPATCHABLE | 287.477 | 296 | 296 | 296 | 295 |  | 1 | 296 | 295 | 296
89040101-Big Sandy 1 | 2021-06-06 19:00 | DISPATCHABLE | 277.134 | 296 | 296 | 296 | 295 |  | 1 | 296 | 295 | 296
89040101-Big Sandy 1 | 2021-06-06 20:00 | DISPATCHABLE | 272.77 | 296 | 296 | 296 | 295 |  | 1 | 296 | 295 | 296
89040101-Big Sandy 1 | 2021-06-06 21:00 | DISPATCHABLE | 279.828 | 296 | 296 | 296 | 295 |  | 1 | 296 | 295 | 296
89040101-Big Sandy 1 | 2021-06-06 22:00 | DISPATCHABLE | 278.144 | 296 | 296 | 296 | 295 |  | 1 | 296 | 295 | 296
89040101-Big Sandy 1 | 2021-06-06 23:00 | DISPATCHABLE | 277.939 | 296 | 296 | 296 | 295 |  | 1 | 296 | 295 | 296
89040101-Big Sandy 1 | 2021-06-07 | DISPATCHABLE | 259.049 | 296 | 296 | 296 | 295 |  | 1 | 296 | 295 | 296
89040101-Big Sandy 1 | 2021-06-07 01:00 | DISPATCHABLE | 186.338 | 296 | 296 | 296 | 295 |  | 1 | 296 | 295 | 296
89040101-Big Sandy 1 | 2021-06-07 02:00 | DISPATCHABLE | 82.918 | 296 | 296 | 296 | 295 |  | 1 | 296 | 295 | 296
89040101-Big Sandy 1 | 2021-06-07 03:00 | DISPATCHABLE | 59.899 | 296 | 296 | 296 | 295 |  | 1 | 296 | 295 | 296
89040101-Big Sandy 1 | 2021-06-07 04:00 | DISPATCHABLE | 59.948 | 295 | 295 | 295 | 295 |  | 1 | 295 | 295 | 295
89040101-Big Sandy 1 | 2021-06-07 05:00 | DISPATCHABLE | 60.665 | 295 | 295 | 295 | 295 |  | 1 | 295 | 295 | 295
89040101-Big Sandy 1 | 2021-06-07 06:00 | DISPATCHABLE | 63.674 | 295 | 295 | 295 | 295 |  | 1 | 295 | 295 | 295
89040101-Big Sandy 1 | 2021-06-07 07:00 | DISPATCHABLE | 63.256 | 295 | 295 | 295 | 295 |  | 1 | 295 | 295 | 295
89040101-Big Sandy 1 | 2021-06-07 08:00 | DISPATCHABLE | 63.788 | 295 | 295 | 295 | 295 |  | 1 | 295 | 295 | 295
89040101-Big Sandy 1 | 2021-06-07 09:00 | DISPATCHABLE | 140.42 | 295 | 295 | 295 | 295 |  | 1 | 295 | 295 | 295
89040101-Big Sandy 1 | 2021-06-07 10:00 | DISPATCHABLE | 179.867 | 295 | 295 | 295 | 295 |  | 1 | 295 | 295 | 295
89040101-Big Sandy 1 | 2021-06-07 11:00 | DISPATCHABLE | 216.951 | 295 | 295 | 295 | 295 |  | 1 | 295 | 295 | 295
89040101-Big Sandy 1 | 2021-06-07 12:00 | DISPATCHABLE | 239.583 | 295 | 295 | 295 | 295 |  | 1 | 295 | 295 | 295
89040101-Big Sandy 1 | 2021-06-07 13:00 | DISPATCHABLE | 280.042 | 296 | 296 | 296 | 295 |  | 1 | 296 | 295 | 296
89040101-Big Sandy 1 | 2021-06-07 14:00 | DISPATCHABLE | 278.218 | 295 | 295 | 295 | 295 |  | 1 | 295 | 295 | 295
89040101-Big Sandy 1 | 2021-06-07 15:00 | DISPATCHABLE | 292.256 | 296 | 296 | 296 | 295 |  | 1 | 296 | 295 | 296
89040101-Big Sandy 1 | 2021-06-07 16:00 | DISPATCHABLE | 294.834 | 296 | 296 | 296 | 295 |  | 1 | 296 | 295 | 296
89040101-Big Sandy 1 | 2021-06-07 17:00 | DISPATCHABLE | 280.806 | 295 | 295 | 295 | 295 |  | 1 | 295 | 295 | 295
89040101-Big Sandy 1 | 2021-06-07 18:00 | DISPATCHABLE | 294.275 | 296 | 296 | 296 | 295 |  | 1 | 296 | 295 | 296
89040101-Big Sandy 1 | 2021-06-07 19:00 | DISPATCHABLE | 290.022 | 296 | 296 | 296 | 295 |  | 1 | 296 | 295 | 296
89040101-Big Sandy 1 | 2021-06-07 20:00 | DISPATCHABLE | 275.987 | 296 | 296 | 296 | 295 |  | 1 | 296 | 295 | 296
89040101-Big Sandy 1 | 2021-06-07 21:00 | DISPATCHABLE | 276.776 | 296 | 296 | 296 | 295 |  | 1 | 296 | 295 | 296
89040101-Big Sandy 1 | 2021-06-07 22:00 | DISPATCHABLE | 281.32 | 296 | 296 | 296 | 295 |  | 1 | 296 | 295 | 296
89040101-Big Sandy 1 | 2021-06-07 23:00 | DISPATCHABLE | 272.975 | 296 | 296 | 296 | 295 |  | 1 | 296 | 295 | 296
89040101-Big Sandy 1 | 2021-06-08 | DISPATCHABLE | 252.555 | 296 | 296 | 296 | 295 |  | 1 | 296 | 295 | 296
89040101-Big Sandy 1 | 2021-06-08 01:00 | DISPATCHABLE | 171.178 | 296 | 296 | 296 | 295 |  | 1 | 296 | 295 | 296
89040101-Big Sandy 1 | 2021-06-08 02:00 | DISPATCHABLE | 75.725 | 296 | 296 | 296 | 295 |  | 1 | 296 | 295 | 296
89040101-Big Sandy 1 | 2021-06-08 03:00 | DISPATCHABLE | 67.428 | 296 | 296 | 296 | 295 |  | 1 | 296 | 295 | 296
89040101-Big Sandy 1 | 2021-06-08 04:00 | DISPATCHABLE | 60.337 | 296 | 296 | 296 | 295 |  | 1 | 296 | 295 | 296
89040101-Big Sandy 1 | 2021-06-08 05:00 | DISPATCHABLE | 59.981 | 296 | 296 | 296 | 295 |  | 1 | 296 | 295 | 296
89040101-Big Sandy 1 | 2021-06-08 06:00 | DISPATCHABLE | 60.809 | 296 | 296 | 296 | 295 |  | 1 | 296 | 295 | 296
89040101-Big Sandy 1 | 2021-06-08 07:00 | DISPATCHABLE | 64.523 | 295 | 295 | 295 | 295 |  | 1 | 295 | 295 | 295
89040101-Big Sandy 1 | 2021-06-08 08:00 | DISPATCHABLE | 134.367 | 295 | 295 | 295 | 295 |  | 1 | 295 | 295 | 295
89040101-Big Sandy 1 | 2021-06-08 09:00 | DISPATCHABLE | 173.859 | 295 | 295 | 295 | 295 |  | 1 | 295 | 295 | 295
89040101-Big Sandy 1 | 2021-06-08 10:00 | DISPATCHABLE | 172.193 | 295 | 295 | 295 | 295 |  | 1 | 295 | 295 | 295
89040101-Big Sandy 1 | 2021-06-08 11:00 | DISPATCHABLE | 226.204 | 295 | 295 | 295 | 295 |  | 1 | 295 | 295 | 295
89040101-Big Sandy 1 | 2021-06-08 12:00 | DISPATCHABLE | 283.148 | 295 | 295 | 295 | 295 |  | 1 | 295 | 295 | 295
89040101-Big Sandy 1 | 2021-06-08 13:00 | DISPATCHABLE | 294.121 | 296 | 296 | 296 | 295 |  | 1 | 296 | 295 | 296
89040101-Big Sandy 1 | 2021-06-08 14:00 | DISPATCHABLE | 278.135 | 295 | 295 | 295 | 295 |  | 1 | 295 | 295 | 295
89040101-Big Sandy 1 | 2021-06-08 15:00 | DISPATCHABLE | 290.689 | 296 | 296 | 296 | 295 |  | 1 | 296 | 295 | 296
89040101-Big Sandy 1 | 2021-06-08 16:00 | DISPATCHABLE | 294.765 | 296 | 296 | 296 | 295 |  | 1 | 296 | 295 | 296
89040101-Big Sandy 1 | 2021-06-08 17:00 | DISPATCHABLE | 294.453 | 296 | 296 | 296 | 295 |  | 1 | 296 | 295 | 296
89040101-Big Sandy 1 | 2021-06-08 18:00 | DISPATCHABLE | 294.975 | 296 | 296 | 296 | 295 |  | 1 | 296 | 295 | 296
89040101-Big Sandy 1 | 2021-06-08 19:00 | DISPATCHABLE | 294.759 | 296 | 296 | 296 | 295 |  | 1 | 296 | 295 | 296
89040101-Big Sandy 1 | 2021-06-08 20:00 | DISPATCHABLE | 293.829 | 296 | 296 | 296 | 295 |  | 1 | 296 | 295 | 296
89040101-Big Sandy 1 | 2021-06-08 21:00 | DISPATCHABLE | 279.109 | 296 | 296 | 296 | 295 |  | 1 | 296 | 295 | 296
89040101-Big Sandy 1 | 2021-06-08 22:00 | DISPATCHABLE | 274.95 | 296 | 296 | 296 | 295 |  | 1 | 296 | 295 | 296
89040101-Big Sandy 1 | 2021-06-08 23:00 | DISPATCHABLE | 262.058 | 295 | 295 | 295 | 295 |  | 1 | 295 | 295 | 295
89040101-Big Sandy 1 | 2021-06-09 | DISPATCHABLE | 226.54 | 295 | 295 | 295 | 295 |  | 1 | 295 | 295 | 295
89040101-Big Sandy 1 | 2021-06-09 01:00 | DISPATCHABLE | 202.437 | 295 | 295 | 295 | 295 |  | 1 | 295 | 295 | 295
89040101-Big Sandy 1 | 2021-06-09 02:00 | DISPATCHABLE | 151.22 | 295 | 295 | 295 | 295 |  | 1 | 295 | 295 | 295
89040101-Big Sandy 1 | 2021-06-09 03:00 | DISPATCHABLE | 100.326 | 295 | 295 | 295 | 295 |  | 1 | 295 | 295 | 295
89040101-Big Sandy 1 | 2021-06-09 04:00 | DISPATCHABLE | 66.767 | 295 | 295 | 295 | 295 |  | 1 | 295 | 295 | 295
89040101-Big Sandy 1 | 2021-06-09 05:00 | DISPATCHABLE | 60.367 | 295 | 295 | 295 | 295 |  | 1 | 295 | 295 | 295
89040101-Big Sandy 1 | 2021-06-09 06:00 | DISPATCHABLE | 66.328 | 295 | 295 | 295 | 295 |  | 1 | 295 | 295 | 295
89040101-Big Sandy 1 | 2021-06-09 07:00 | DISPATCHABLE | 69.307 | 295 | 295 | 295 | 295 |  | 1 | 295 | 295 | 295
89040101-Big Sandy 1 | 2021-06-09 08:00 | DISPATCHABLE | 75.09 | 295 | 295 | 295 | 295 |  | 1 | 295 | 295 | 295
89040101-Big Sandy 1 | 2021-06-09 09:00 | DISPATCHABLE | 154.177 | 295 | 295 | 295 | 295 |  | 1 | 295 | 295 | 295
89040101-Big Sandy 1 | 2021-06-09 10:00 | DISPATCHABLE | 204.657 | 295 | 295 | 295 | 295 |  | 1 | 295 | 295 | 295
89040101-Big Sandy 1 | 2021-06-09 11:00 | DISPATCHABLE | 231.223 | 295 | 295 | 295 | 295 |  | 1 | 295 | 295 | 295
89040101-Big Sandy 1 | 2021-06-09 12:00 | DISPATCHABLE | 257.3 | 295 | 295 | 295 | 295 |  | 1 | 295 | 295 | 295
89040101-Big Sandy 1 | 2021-06-09 13:00 | DISPATCHABLE | 280.518 | 295 | 295 | 295 | 295 |  | 1 | 295 | 295 | 295
89040101-Big Sandy 1 | 2021-06-09 14:00 | DISPATCHABLE | 287.742 | 296 | 296 | 296 | 295 |  | 1 | 296 | 295 | 296
89040101-Big Sandy 1 | 2021-06-09 15:00 | DISPATCHABLE | 294.436 | 296 | 296 | 296 | 295 |  | 1 | 296 | 295 | 296
89040101-Big Sandy 1 | 2021-06-09 16:00 | DISPATCHABLE | 295.233 | 295.233 | 296 | 296 | 295 |  | 1 | 296 | 295 | 295.233
89040101-Big Sandy 1 | 2021-06-09 17:00 | DISPATCHABLE | 294.516 | 296 | 296 | 296 | 295 |  | 1 | 296 | 295 | 296
89040101-Big Sandy 1 | 2021-06-09 18:00 | DISPATCHABLE | 294.762 | 296 | 296 | 296 | 295 |  | 1 | 296 | 295 | 296
89040101-Big Sandy 1 | 2021-06-09 19:00 | DISPATCHABLE | 293.813 | 296 | 296 | 296 | 295 |  | 1 | 296 | 295 | 296
89040101-Big Sandy 1 | 2021-06-09 20:00 | DISPATCHABLE | 266.812 | 296 | 296 | 296 | 295 |  | 1 | 296 | 295 | 296
89040101-Big Sandy 1 | 2021-06-09 21:00 | DISPATCHABLE | 273.52 | 296 | 296 | 296 | 295 |  | 1 | 296 | 295 | 296
89040101-Big Sandy 1 | 2021-06-09 22:00 | DISPATCHABLE | 279.535 | 296 | 296 | 296 | 295 |  | 1 | 296 | 295 | 296
89040101-Big Sandy 1 | 2021-06-09 23:00 | DISPATCHABLE | 273.559 | 296 | 296 | 296 | 295 |  | 1 | 296 | 295 | 296
89040101-Big Sandy 1 | 2021-06-10 | DISPATCHABLE | 259.784 | 296 | 296 | 296 | 295 |  | 1 | 296 | 295 | 296
89040101-Big Sandy 1 | 2021-06-10 01:00 | DISPATCHABLE | 204.54 | 296 | 296 | 296 | 295 |  | 1 | 296 | 295 | 296
89040101-Big Sandy 1 | 2021-06-10 02:00 | DISPATCHABLE | 111.046 | 295 | 295 | 295 | 295 |  | 1 | 295 | 295 | 295
89040101-Big Sandy 1 | 2021-06-10 03:00 | DISPATCHABLE | 66.276 | 295 | 295 | 295 | 295 |  | 1 | 295 | 295 | 295
89040101-Big Sandy 1 | 2021-06-10 04:00 | DISPATCHABLE | 60.443 | 295 | 295 | 295 | 295 |  | 1 | 295 | 295 | 295
89040101-Big Sandy 1 | 2021-06-10 05:00 | DISPATCHABLE | 60.141 | 295 | 295 | 295 | 295 |  | 1 | 295 | 295 | 295
89040101-Big Sandy 1 | 2021-06-10 06:00 | DISPATCHABLE | 66.321 | 295 | 295 | 295 | 295 |  | 1 | 295 | 295 | 295
89040101-Big Sandy 1 | 2021-06-10 07:00 | DISPATCHABLE | 63.373 | 295 | 295 | 295 | 295 |  | 1 | 295 | 295 | 295
89040101-Big Sandy 1 | 2021-06-10 08:00 | DISPATCHABLE | 87.75 | 295 | 295 | 295 | 295 |  | 1 | 295 | 295 | 295
89040101-Big Sandy 1 | 2021-06-10 09:00 | DISPATCHABLE | 105.095 | 295 | 295 | 295 | 295 |  | 1 | 295 | 295 | 295
89040101-Big Sandy 1 | 2021-06-10 10:00 | DISPATCHABLE | 183.595 | 295 | 295 | 295 | 295 |  | 1 | 295 | 295 | 295
89040101-Big Sandy 1 | 2021-06-10 11:00 | DISPATCHABLE | 258.82 | 296 | 296 | 296 | 295 |  | 1 | 296 | 295 | 296
89040101-Big Sandy 1 | 2021-06-10 12:00 | DISPATCHABLE | 294.722 | 296 | 296 | 296 | 295 |  | 1 | 296 | 295 | 296
89040101-Big Sandy 1 | 2021-06-10 13:00 | DISPATCHABLE | 294.812 | 296 | 296 | 296 | 295 |  | 1 | 296 | 295 | 296
89040101-Big Sandy 1 | 2021-06-10 14:00 | DISPATCHABLE | 294.62 | 296 | 296 | 296 | 295 |  | 1 | 296 | 295 | 296
89040101-Big Sandy 1 | 2021-06-10 15:00 | DISPATCHABLE | 294.745 | 296 | 296 | 296 | 295 |  | 1 | 296 | 295 | 296
89040101-Big Sandy 1 | 2021-06-10 16:00 | DISPATCHABLE | 294.418 | 296 | 296 | 296 | 295 |  | 1 | 296 | 295 | 296
89040101-Big Sandy 1 | 2021-06-10 17:00 | DISPATCHABLE | 224.545 | 225 | 296 | 296 | 295 |  | 1 | 296 | 295 | 225
89040101-Big Sandy 1 | 2021-06-10 18:00 | DISPATCHABLE | 106.096 | 107 | 296 | 296 | 295 |  | 1 | 296 | 295 | 107
89040101-Big Sandy 1 | 2021-06-10 19:00 | DISPATCHABLE | 60.21 | 61 | 296 | 296 | 295 |  | 1 | 296 | 295 | 61
89040101-Big Sandy 1 | 2021-06-10 20:00 | DISPATCHABLE | 90.029 | 251 | 295 | 295 | 295 |  | 1 | 295 | 295 | 251
89040101-Big Sandy 1 | 2021-06-10 21:00 | DISPATCHABLE | 200.83 | 295 | 295 | 295 | 295 |  | 1 | 295 | 295 | 295
89040101-Big Sandy 1 | 2021-06-10 22:00 | DISPATCHABLE | 244.631 | 295 | 295 | 295 | 295 |  | 1 | 295 | 295 | 295
89040101-Big Sandy 1 | 2021-06-10 23:00 | DISPATCHABLE | 173.962 | 295 | 295 | 295 | 295 |  | 1 | 295 | 295 | 295
89040101-Big Sandy 1 | 2021-06-11 | DISPATCHABLE | 126.601 | 295 | 295 | 295 | 295 |  | 1 | 295 | 295 | 295
89040101-Big Sandy 1 | 2021-06-11 01:00 | DISPATCHABLE | 78.609 | 295 | 295 | 295 | 295 |  | 1 | 295 | 295 | 295
89040101-Big Sandy 1 | 2021-06-11 02:00 | DISPATCHABLE | 76.537 | 295 | 295 | 295 | 295 |  | 1 | 295 | 295 | 295
89040101-Big Sandy 1 | 2021-06-11 03:00 | DISPATCHABLE | 61.685 | 295 | 295 | 295 | 295 |  | 1 | 295 | 295 | 295
89040101-Big Sandy 1 | 2021-06-11 04:00 | DISPATCHABLE | 66.432 | 295 | 295 | 295 | 295 |  | 1 | 295 | 295 | 295
89040101-Big Sandy 1 | 2021-06-11 05:00 | DISPATCHABLE | 60.797 | 295 | 295 | 295 | 295 |  | 1 | 295 | 295 | 295
89040101-Big Sandy 1 | 2021-06-11 06:00 | DISPATCHABLE | 64.407 | 295 | 295 | 295 | 295 |  | 1 | 295 | 295 | 295
89040101-Big Sandy 1 | 2021-06-11 07:00 | DISPATCHABLE | 62.239 | 295 | 295 | 295 | 295 |  | 1 | 295 | 295 | 295
89040101-Big Sandy 1 | 2021-06-11 08:00 | DISPATCHABLE | 68.322 | 295 | 295 | 295 | 295 |  | 1 | 295 | 295 | 295
89040101-Big Sandy 1 | 2021-06-11 09:00 | DISPATCHABLE | 131.069 | 295 | 295 | 295 | 295 |  | 1 | 295 | 295 | 295
89040101-Big Sandy 1 | 2021-06-11 10:00 | DISPATCHABLE | 241.401 | 295 | 295 | 295 | 295 |  | 1 | 295 | 295 | 295
89040101-Big Sandy 1 | 2021-06-11 11:00 | DISPATCHABLE | 271.692 | 295 | 295 | 295 | 295 |  | 1 | 295 | 295 | 295
89040101-Big Sandy 1 | 2021-06-11 12:00 | DISPATCHABLE | 258.411 | 295 | 295 | 295 | 295 |  | 1 | 295 | 295 | 295
89040101-Big Sandy 1 | 2021-06-11 13:00 | DISPATCHABLE | 294.534 | 296 | 296 | 296 | 295 |  | 1 | 296 | 295 | 296
89040101-Big Sandy 1 | 2021-06-11 14:00 | DISPATCHABLE | 276.317 | 296 | 296 | 296 | 295 |  | 1 | 296 | 295 | 296
89040101-Big Sandy 1 | 2021-06-11 15:00 | DISPATCHABLE | 247.211 | 296 | 296 | 296 | 295 |  | 1 | 296 | 295 | 296
89040101-Big Sandy 1 | 2021-06-11 16:00 | DISPATCHABLE | 216.018 | 296 | 296 | 296 | 295 |  | 1 | 296 | 295 | 296
89040101-Big Sandy 1 | 2021-06-11 17:00 | DISPATCHABLE | 207.346 | 296 | 296 | 296 | 295 |  | 1 | 296 | 295 | 296
89040101-Big Sandy 1 | 2021-06-11 18:00 | DISPATCHABLE | 215.483 | 296 | 296 | 296 | 295 |  | 1 | 296 | 295 | 296
89040101-Big Sandy 1 | 2021-06-11 19:00 | DISPATCHABLE | 169.097 | 296 | 296 | 296 | 295 |  | 1 | 296 | 295 | 296
89040101-Big Sandy 1 | 2021-06-11 20:00 | DISPATCHABLE | 183.694 | 296 | 296 | 296 | 295 |  | 1 | 296 | 295 | 296
89040101-Big Sandy 1 | 2021-06-11 21:00 | DISPATCHABLE | 202.317 | 296 | 296 | 296 | 295 |  | 1 | 296 | 295 | 296
89040101-Big Sandy 1 | 2021-06-11 22:00 | DISPATCHABLE | 254.452 | 295 | 295 | 295 | 295 |  | 1 | 295 | 295 | 295
89040101-Big Sandy 1 | 2021-06-11 23:00 | DISPATCHABLE | 235.473 | 295 | 295 | 295 | 295 |  | 1 | 295 | 295 | 295
89040101-Big Sandy 1 | 2021-06-12 | DISPATCHABLE | 140.664 | 295 | 295 | 295 | 295 |  | 1 | 295 | 295 | 295
89040101-Big Sandy 1 | 2021-06-12 01:00 | DISPATCHABLE | 68.7 | 74 | 295 | 295 | 295 |  | 1 | 295 | 295 | 74
89040101-Big Sandy 1 | 2021-06-12 02:00 | DISPATCHABLE | 60.402 | 290 | 295 | 295 | 295 |  | 1 | 295 | 295 | 290
89040101-Big Sandy 1 | 2021-06-12 03:00 | DISPATCHABLE | 64.604 | 295 | 295 | 295 | 295 |  | 1 | 295 | 295 | 295
89040101-Big Sandy 1 | 2021-06-12 04:00 | DISPATCHABLE | 60.097 | 295 | 295 | 295 | 295 |  | 1 | 295 | 295 | 295
89040101-Big Sandy 1 | 2021-06-12 05:00 | DISPATCHABLE | 59.935 | 295 | 295 | 295 | 295 |  | 1 | 295 | 295 | 295
89040101-Big Sandy 1 | 2021-06-12 06:00 | DISPATCHABLE | 60.071 | 295 | 295 | 295 | 295 |  | 1 | 295 | 295 | 295
89040101-Big Sandy 1 | 2021-06-12 07:00 | DISPATCHABLE | 60.276 | 295 | 295 | 295 | 295 |  | 1 | 295 | 295 | 295
89040101-Big Sandy 1 | 2021-06-12 08:00 | DISPATCHABLE | 69.765 | 295 | 295 | 295 | 295 |  | 1 | 295 | 295 | 295
89040101-Big Sandy 1 | 2021-06-12 09:00 | DISPATCHABLE | 63.643 | 295 | 295 | 295 | 295 |  | 1 | 295 | 295 | 295
89040101-Big Sandy 1 | 2021-06-12 10:00 | DISPATCHABLE | 64.275 | 295 | 295 | 295 | 295 |  | 1 | 295 | 295 | 295
89040101-Big Sandy 1 | 2021-06-12 11:00 | DISPATCHABLE | 85.815 | 295 | 295 | 295 | 295 |  | 1 | 295 | 295 | 295
89040101-Big Sandy 1 | 2021-06-12 12:00 | DISPATCHABLE | 118.861 | 295 | 295 | 295 | 295 |  | 1 | 295 | 295 | 295
89040101-Big Sandy 1 | 2021-06-12 13:00 | DISPATCHABLE | 220.777 | 295 | 295 | 295 | 295 |  | 1 | 295 | 295 | 295
89040101-Big Sandy 1 | 2021-06-12 14:00 | DISPATCHABLE | 284.221 | 295 | 295 | 295 | 295 |  | 1 | 295 | 295 | 295
89040101-Big Sandy 1 | 2021-06-12 15:00 | DISPATCHABLE | 273.614 | 284 | 295 | 295 | 295 |  | 1 | 295 | 295 | 284
89040101-Big Sandy 1 | 2021-06-12 16:00 | DISPATCHABLE | 269.679 | 271 | 295 | 295 | 295 |  | 1 | 295 | 295 | 271
89040101-Big Sandy 1 | 2021-06-12 17:00 | DISPATCHABLE | 269.824 | 271 | 295 | 295 | 295 |  | 1 | 295 | 295 | 271
89040101-Big Sandy 1 | 2021-06-12 18:00 | DISPATCHABLE | 269.664 | 271 | 295 | 295 | 295 |  | 1 | 295 | 295 | 271
89040101-Big Sandy 1 | 2021-06-12 19:00 | DISPATCHABLE | 269.205 | 271 | 295 | 295 | 295 |  | 1 | 295 | 295 | 271
89040101-Big Sandy 1 | 2021-06-12 20:00 | DISPATCHABLE | 240.362 | 270 | 295 | 295 | 295 |  | 1 | 295 | 295 | 270
89040101-Big Sandy 1 | 2021-06-12 21:00 | DISPATCHABLE | 261.595 | 271 | 295 | 295 | 295 |  | 1 | 295 | 295 | 271
89040101-Big Sandy 1 | 2021-06-12 22:00 | DISPATCHABLE | 261.445 | 271 | 295 | 295 | 295 |  | 1 | 295 | 295 | 271
89040101-Big Sandy 1 | 2021-06-12 23:00 | DISPATCHABLE | 237.521 | 271 | 295 | 295 | 295 |  | 1 | 295 | 295 | 271
89040101-Big Sandy 1 | 2021-06-13 | DISPATCHABLE | 236.167 | 295 | 295 | 295 | 295 |  | 1 | 295 | 295 | 295
89040101-Big Sandy 1 | 2021-06-13 01:00 | DISPATCHABLE | 140.841 | 295 | 295 | 295 | 295 |  | 1 | 295 | 295 | 295
89040101-Big Sandy 1 | 2021-06-13 02:00 | DISPATCHABLE | 79.27 | 295 | 295 | 295 | 295 |  | 1 | 295 | 295 | 295
89040101-Big Sandy 1 | 2021-06-13 03:00 | DISPATCHABLE | 64.98 | 295 | 295 | 295 | 295 |  | 1 | 295 | 295 | 295
89040101-Big Sandy 1 | 2021-06-13 04:00 | DISPATCHABLE | 59.975 | 295 | 295 | 295 | 295 |  | 1 | 295 | 295 | 295
89040101-Big Sandy 1 | 2021-06-13 05:00 | DISPATCHABLE | 59.966 | 295 | 295 | 295 | 295 |  | 1 | 295 | 295 | 295
89040101-Big Sandy 1 | 2021-06-13 06:00 | DISPATCHABLE | 60.145 | 295 | 295 | 295 | 295 |  | 1 | 295 | 295 | 295
89040101-Big Sandy 1 | 2021-06-13 07:00 | DISPATCHABLE | 64.753 | 295 | 295 | 295 | 295 |  | 1 | 295 | 295 | 295
89040101-Big Sandy 1 | 2021-06-13 08:00 | DISPATCHABLE | 60.73 | 295 | 295 | 295 | 295 |  | 1 | 295 | 295 | 295
89040101-Big Sandy 1 | 2021-06-13 09:00 | DISPATCHABLE | 61.386 | 295 | 295 | 295 | 295 |  | 1 | 295 | 295 | 295
89040101-Big Sandy 1 | 2021-06-13 10:00 | DISPATCHABLE | 60.151 | 295 | 295 | 295 | 295 |  | 1 | 295 | 295 | 295
89040101-Big Sandy 1 | 2021-06-13 11:00 | DISPATCHABLE | 60.587 | 295 | 295 | 295 | 295 |  | 1 | 295 | 295 | 295
89040101-Big Sandy 1 | 2021-06-13 12:00 | DISPATCHABLE | 66.821 | 295 | 295 | 295 | 295 |  | 1 | 295 | 295 | 295
89040101-Big Sandy 1 | 2021-06-13 13:00 | DISPATCHABLE | 91.062 | 295 | 295 | 295 | 295 |  | 1 | 295 | 295 | 295
89040101-Big Sandy 1 | 2021-06-13 14:00 | DISPATCHABLE | 119.304 | 295 | 295 | 295 | 295 |  | 1 | 295 | 295 | 295
89040101-Big Sandy 1 | 2021-06-13 15:00 | DISPATCHABLE | 169.797 | 295 | 295 | 295 | 295 |  | 1 | 295 | 295 | 295
89040101-Big Sandy 1 | 2021-06-13 16:00 | DISPATCHABLE | 196.747 | 295 | 295 | 295 | 295 |  | 1 | 295 | 295 | 295
89040101-Big Sandy 1 | 2021-06-13 17:00 | DISPATCHABLE | 200.232 | 295 | 295 | 295 | 295 |  | 1 | 295 | 295 | 295
89040101-Big Sandy 1 | 2021-06-13 18:00 | DISPATCHABLE | 263.825 | 295 | 295 | 295 | 295 |  | 1 | 295 | 295 | 295
89040101-Big Sandy 1 | 2021-06-13 19:00 | DISPATCHABLE | 277.231 | 296 | 296 | 296 | 295 |  | 1 | 296 | 295 | 296
89040101-Big Sandy 1 | 2021-06-13 20:00 | DISPATCHABLE | 279.802 | 295 | 295 | 295 | 295 |  | 1 | 295 | 295 | 295
89040101-Big Sandy 1 | 2021-06-13 21:00 | DISPATCHABLE | 279.011 | 295 | 295 | 295 | 295 |  | 1 | 295 | 295 | 295
89040101-Big Sandy 1 | 2021-06-13 22:00 | DISPATCHABLE | 276.809 | 295 | 295 | 295 | 295 |  | 1 | 295 | 295 | 295
89040101-Big Sandy 1 | 2021-06-13 23:00 | DISPATCHABLE | 203.968 | 295 | 295 | 295 | 295 |  | 1 | 295 | 295 | 295
89040101-Big Sandy 1 | 2021-06-14 | DISPATCHABLE | 137.889 | 295 | 295 | 295 | 295 |  | 1 | 295 | 295 | 295
89040101-Big Sandy 1 | 2021-06-14 01:00 | DISPATCHABLE | 74.767 | 295 | 295 | 295 | 295 |  | 1 | 295 | 295 | 295
89040101-Big Sandy 1 | 2021-06-14 02:00 | DISPATCHABLE | 59.904 | 295 | 295 | 295 | 295 |  | 1 | 295 | 295 | 295
89040101-Big Sandy 1 | 2021-06-14 03:00 | DISPATCHABLE | 59.941 | 295 | 295 | 295 | 295 |  | 1 | 295 | 295 | 295
89040101-Big Sandy 1 | 2021-06-14 04:00 | DISPATCHABLE | 59.952 | 295 | 295 | 295 | 295 |  | 1 | 295 | 295 | 295
89040101-Big Sandy 1 | 2021-06-14 05:00 | DISPATCHABLE | 60.002 | 295 | 295 | 295 | 295 |  | 1 | 295 | 295 | 295
89040101-Big Sandy 1 | 2021-06-14 06:00 | DISPATCHABLE | 60.025 | 295 | 295 | 295 | 295 |  | 1 | 295 | 295 | 295
89040101-Big Sandy 1 | 2021-06-14 07:00 | DISPATCHABLE | 60.258 | 295 | 295 | 295 | 295 |  | 1 | 295 | 295 | 295
89040101-Big Sandy 1 | 2021-06-14 08:00 | DISPATCHABLE | 71.409 | 295 | 295 | 295 | 295 |  | 1 | 295 | 295 | 295
89040101-Big Sandy 1 | 2021-06-14 09:00 | DISPATCHABLE | 67.672 | 295 | 295 | 295 | 295 |  | 1 | 295 | 295 | 295
89040101-Big Sandy 1 | 2021-06-14 10:00 | DISPATCHABLE | 66.721 | 295 | 295 | 295 | 295 |  | 1 | 295 | 295 | 295
89040101-Big Sandy 1 | 2021-06-14 11:00 | DISPATCHABLE | 85.68 | 295 | 295 | 295 | 295 |  | 1 | 295 | 295 | 295
89040101-Big Sandy 1 | 2021-06-14 12:00 | DISPATCHABLE | 98.841 | 295 | 295 | 295 | 295 |  | 1 | 295 | 295 | 295
89040101-Big Sandy 1 | 2021-06-14 13:00 | DISPATCHABLE | 176.277 | 295 | 295 | 295 | 295 |  | 1 | 295 | 295 | 295
89040101-Big Sandy 1 | 2021-06-14 14:00 | DISPATCHABLE | 245.612 | 295 | 295 | 295 | 295 |  | 1 | 295 | 295 | 295
89040101-Big Sandy 1 | 2021-06-14 15:00 | DISPATCHABLE | 294.827 | 296 | 296 | 296 | 295 |  | 1 | 296 | 295 | 296
89040101-Big Sandy 1 | 2021-06-14 16:00 | DISPATCHABLE | 294.445 | 296 | 296 | 296 | 295 |  | 1 | 296 | 295 | 296
89040101-Big Sandy 1 | 2021-06-14 17:00 | DISPATCHABLE | 294.775 | 296 | 296 | 296 | 295 |  | 1 | 296 | 295 | 296
89040101-Big Sandy 1 | 2021-06-14 18:00 | DISPATCHABLE | 293.099 | 296 | 296 | 296 | 295 |  | 1 | 296 | 295 | 296
89040101-Big Sandy 1 | 2021-06-14 19:00 | DISPATCHABLE | 258.513 | 295 | 295 | 295 | 295 |  | 1 | 295 | 295 | 295
89040101-Big Sandy 1 | 2021-06-14 20:00 | DISPATCHABLE | 172.793 | 295 | 295 | 295 | 295 |  | 1 | 295 | 295 | 295
89040101-Big Sandy 1 | 2021-06-14 21:00 | DISPATCHABLE | 93.806 | 295 | 295 | 295 | 295 |  | 1 | 295 | 295 | 295
89040101-Big Sandy 1 | 2021-06-14 22:00 | DISPATCHABLE | 67.68 | 295 | 295 | 295 | 295 |  | 1 | 295 | 295 | 295
89040101-Big Sandy 1 | 2021-06-14 23:00 | DISPATCHABLE | 65.228 | 295 | 295 | 295 | 295 |  | 1 | 295 | 295 | 295
89040101-Big Sandy 1 | 2021-06-15 | DISPATCHABLE | 60.452 | 295 | 295 | 295 | 295 |  | 1 | 295 | 295 | 295
89040101-Big Sandy 1 | 2021-06-15 01:00 | DISPATCHABLE | 60.064 | 295 | 295 | 295 | 295 |  | 1 | 295 | 295 | 295
89040101-Big Sandy 1 | 2021-06-15 02:00 | DISPATCHABLE | 59.901 | 295 | 295 | 295 | 295 |  | 1 | 295 | 295 | 295
89040101-Big Sandy 1 | 2021-06-15 03:00 | DISPATCHABLE | 60.016 | 295 | 295 | 295 | 295 |  | 1 | 295 | 295 | 295
89040101-Big Sandy 1 | 2021-06-15 04:00 | DISPATCHABLE | 59.986 | 295 | 295 | 295 | 295 |  | 1 | 295 | 295 | 295
89040101-Big Sandy 1 | 2021-06-15 05:00 | DISPATCHABLE | 60.05 | 295 | 295 | 295 | 295 |  | 1 | 295 | 295 | 295
89040101-Big Sandy 1 | 2021-06-15 06:00 | DISPATCHABLE | 60.387 | 295 | 295 | 295 | 295 |  | 1 | 295 | 295 | 295
89040101-Big Sandy 1 | 2021-06-15 07:00 | DISPATCHABLE | 63.857 | 295 | 295 | 295 | 295 |  | 1 | 295 | 295 | 295
89040101-Big Sandy 1 | 2021-06-15 08:00 | DISPATCHABLE | 66.432 | 295 | 295 | 295 | 295 |  | 1 | 295 | 295 | 295
89040101-Big Sandy 1 | 2021-06-15 09:00 | DISPATCHABLE | 62.223 | 295 | 295 | 295 | 295 |  | 1 | 295 | 295 | 295
89040101-Big Sandy 1 | 2021-06-15 10:00 | DISPATCHABLE | 61.777 | 295 | 295 | 295 | 295 |  | 1 | 295 | 295 | 295
89040101-Big Sandy 1 | 2021-06-15 11:00 | DISPATCHABLE | 69.684 | 295 | 295 | 295 | 295 |  | 1 | 295 | 295 | 295
89040101-Big Sandy 1 | 2021-06-15 12:00 | DISPATCHABLE | 100.592 | 295 | 295 | 295 | 295 |  | 1 | 295 | 295 | 295
89040101-Big Sandy 1 | 2021-06-15 13:00 | DISPATCHABLE | 91.557 | 295 | 295 | 295 | 295 |  | 1 | 295 | 295 | 295
89040101-Big Sandy 1 | 2021-06-15 14:00 | DISPATCHABLE | 110.293 | 295 | 295 | 295 | 295 |  | 1 | 295 | 295 | 295
89040101-Big Sandy 1 | 2021-06-15 15:00 | DISPATCHABLE | 84.907 | 295 | 295 | 295 | 295 |  | 1 | 295 | 295 | 295
89040101-Big Sandy 1 | 2021-06-15 16:00 | DISPATCHABLE | 156.873 | 295 | 295 | 295 | 295 |  | 1 | 295 | 295 | 295
89040101-Big Sandy 1 | 2021-06-15 17:00 | DISPATCHABLE | 239.497 | 295 | 295 | 295 | 295 |  | 1 | 295 | 295 | 295
89040101-Big Sandy 1 | 2021-06-15 18:00 | DISPATCHABLE | 273.536 | 295 | 295 | 295 | 295 |  | 1 | 295 | 295 | 295
89040101-Big Sandy 1 | 2021-06-15 19:00 | DISPATCHABLE | 263.488 | 295 | 295 | 295 | 295 |  | 1 | 295 | 295 | 295
89040101-Big Sandy 1 | 2021-06-15 20:00 | DISPATCHABLE | 270.644 | 295 | 295 | 295 | 295 |  | 1 | 295 | 295 | 295
89040101-Big Sandy 1 | 2021-06-15 21:00 | DISPATCHABLE | 181.734 | 295 | 295 | 295 | 295 |  | 1 | 295 | 295 | 295
89040101-Big Sandy 1 | 2021-06-15 22:00 | DISPATCHABLE | 80.143 | 295 | 295 | 295 | 295 |  | 1 | 295 | 295 | 295
89040101-Big Sandy 1 | 2021-06-15 23:00 | DISPATCHABLE | 65.491 | 295 | 295 | 295 | 295 |  | 1 | 295 | 295 | 295
89040101-Big Sandy 1 | 2021-06-16 | DISPATCHABLE | 61.047 | 295 | 295 | 295 | 295 |  | 1 | 295 | 295 | 295
89040101-Big Sandy 1 | 2021-06-16 01:00 | DISPATCHABLE | 59.935 | 295 | 295 | 295 | 295 |  | 1 | 295 | 295 | 295
89040101-Big Sandy 1 | 2021-06-16 02:00 | DISPATCHABLE | 59.949 | 295 | 295 | 295 | 295 |  | 1 | 295 | 295 | 295
89040101-Big Sandy 1 | 2021-06-16 03:00 | DISPATCHABLE | 60.033 | 295 | 295 | 295 | 295 |  | 1 | 295 | 295 | 295
89040101-Big Sandy 1 | 2021-06-16 04:00 | DISPATCHABLE | 59.995 | 295 | 295 | 295 | 295 |  | 1 | 295 | 295 | 295
89040101-Big Sandy 1 | 2021-06-16 05:00 | DISPATCHABLE | 60.026 | 295 | 295 | 295 | 295 |  | 1 | 295 | 295 | 295
89040101-Big Sandy 1 | 2021-06-16 06:00 | DISPATCHABLE | 60.206 | 295 | 295 | 295 | 295 |  | 1 | 295 | 295 | 295
89040101-Big Sandy 1 | 2021-06-16 07:00 | DISPATCHABLE | 61.207 | 295 | 295 | 295 | 295 |  | 1 | 295 | 295 | 295
89040101-Big Sandy 1 | 2021-06-16 08:00 | DISPATCHABLE | 62.203 | 295 | 295 | 295 | 295 |  | 1 | 295 | 295 | 295
89040101-Big Sandy 1 | 2021-06-16 09:00 | DISPATCHABLE | 60.552 | 295 | 295 | 295 | 295 |  | 1 | 295 | 295 | 295
89040101-Big Sandy 1 | 2021-06-16 10:00 | DISPATCHABLE | 63.592 | 295 | 295 | 295 | 295 |  | 1 | 295 | 295 | 295
89040101-Big Sandy 1 | 2021-06-16 11:00 | DISPATCHABLE | 62.749 | 295 | 295 | 295 | 295 |  | 1 | 295 | 295 | 295
89040101-Big Sandy 1 | 2021-06-16 12:00 | DISPATCHABLE | 65.077 | 295 | 295 | 295 | 295 |  | 1 | 295 | 295 | 295
89040101-Big Sandy 1 | 2021-06-16 13:00 | DISPATCHABLE | 64.824 | 295 | 295 | 295 | 295 |  | 1 | 295 | 295 | 295
89040101-Big Sandy 1 | 2021-06-16 14:00 | DISPATCHABLE | 62.516 | 295 | 295 | 295 | 295 |  | 1 | 295 | 295 | 295
89040101-Big Sandy 1 | 2021-06-16 15:00 | DISPATCHABLE | 93.492 | 295 | 295 | 295 | 295 |  | 1 | 295 | 295 | 295
89040101-Big Sandy 1 | 2021-06-16 16:00 | DISPATCHABLE | 123.242 | 283 | 295 | 295 | 295 |  | 1 | 295 | 295 | 283
89040101-Big Sandy 1 | 2021-06-16 17:00 | DISPATCHABLE | 186.736 | 280 | 295 | 295 | 295 |  | 1 | 295 | 295 | 280
89040101-Big Sandy 1 | 2021-06-16 18:00 | DISPATCHABLE | 264.118 | 280 | 295 | 295 | 295 |  | 1 | 295 | 295 | 280
89040101-Big Sandy 1 | 2021-06-16 19:00 | DISPATCHABLE | 260.176 | 280 | 295 | 295 | 295 |  | 1 | 295 | 295 | 280
89040101-Big Sandy 1 | 2021-06-16 20:00 | DISPATCHABLE | 237.743 | 280 | 295 | 295 | 295 |  | 1 | 295 | 295 | 280
89040101-Big Sandy 1 | 2021-06-16 21:00 | DISPATCHABLE | 197.663 | 280 | 295 | 295 | 295 |  | 1 | 295 | 295 | 280
89040101-Big Sandy 1 | 2021-06-16 22:00 | DISPATCHABLE | 128.702 | 280 | 295 | 295 | 295 |  | 1 | 295 | 295 | 280
89040101-Big Sandy 1 | 2021-06-16 23:00 | DISPATCHABLE | 64.689 | 280 | 295 | 295 | 295 |  | 1 | 295 | 295 | 280
89040101-Big Sandy 1 | 2021-06-17 | DISPATCHABLE | 60.628 | 280 | 295 | 295 | 295 |  | 1 | 295 | 295 | 280
89040101-Big Sandy 1 | 2021-06-17 01:00 | DISPATCHABLE | 59.94 | 280 | 295 | 295 | 295 |  | 1 | 295 | 295 | 280
89040101-Big Sandy 1 | 2021-06-17 02:00 | DISPATCHABLE | 60.012 | 280 | 295 | 295 | 295 |  | 1 | 295 | 295 | 280
89040101-Big Sandy 1 | 2021-06-17 03:00 | DISPATCHABLE | 60.068 | 280 | 295 | 295 | 295 |  | 1 | 295 | 295 | 280
89040101-Big Sandy 1 | 2021-06-17 04:00 | DISPATCHABLE | 60.042 | 280 | 295 | 295 | 295 |  | 1 | 295 | 295 | 280
89040101-Big Sandy 1 | 2021-06-17 05:00 | DISPATCHABLE | 60.025 | 280 | 295 | 295 | 295 |  | 1 | 295 | 295 | 280
89040101-Big Sandy 1 | 2021-06-17 06:00 | DISPATCHABLE | 59.99 | 280 | 295 | 295 | 295 |  | 1 | 295 | 295 | 280
89040101-Big Sandy 1 | 2021-06-17 07:00 | DISPATCHABLE | 63.666 | 280 | 295 | 295 | 295 |  | 1 | 295 | 295 | 280
89040101-Big Sandy 1 | 2021-06-17 08:00 | DISPATCHABLE | 89.581 | 146 | 295 | 295 | 295 |  | 1 | 295 | 295 | 146
89040101-Big Sandy 1 | 2021-06-17 09:00 | DISPATCHABLE | 89.905 | 91 | 295 | 295 | 295 |  | 1 | 295 | 295 | 91
89040101-Big Sandy 1 | 2021-06-17 10:00 | DISPATCHABLE | 90.106 | 91 | 295 | 295 | 295 |  | 1 | 295 | 295 | 91
89040101-Big Sandy 1 | 2021-06-17 11:00 | DISPATCHABLE | 111.863 | 113 | 295 | 295 | 295 |  | 1 | 295 | 295 | 113
89040101-Big Sandy 1 | 2021-06-17 12:00 | DISPATCHABLE | 192.343 | 193 | 295 | 295 | 295 |  | 1 | 295 | 295 | 193
89040101-Big Sandy 1 | 2021-06-17 13:00 | DISPATCHABLE | 114.026 | 115 | 295 | 295 | 295 |  | 1 | 295 | 295 | 115
89040101-Big Sandy 1 | 2021-06-17 14:00 | DISPATCHABLE | 120.027 | 283 | 295 | 295 | 295 |  | 1 | 295 | 295 | 283
89040101-Big Sandy 1 | 2021-06-17 15:00 | DISPATCHABLE | 143.967 | 295 | 295 | 295 | 295 |  | 1 | 295 | 295 | 295
89040101-Big Sandy 1 | 2021-06-17 16:00 | DISPATCHABLE | 210.493 | 295 | 295 | 295 | 295 |  | 1 | 295 | 295 | 295
89040101-Big Sandy 1 | 2021-06-17 17:00 | DISPATCHABLE | 285.946 | 296 | 296 | 296 | 295 |  | 1 | 296 | 295 | 296
89040101-Big Sandy 1 | 2021-06-17 18:00 | DISPATCHABLE | 293.6 | 296 | 296 | 296 | 295 |  | 1 | 296 | 295 | 296
89040101-Big Sandy 1 | 2021-06-17 19:00 | DISPATCHABLE | 293.313 | 296 | 296 | 296 | 295 |  | 1 | 296 | 295 | 296
89040101-Big Sandy 1 | 2021-06-17 20:00 | DISPATCHABLE | 281.554 | 296 | 296 | 296 | 295 |  | 1 | 296 | 295 | 296
89040101-Big Sandy 1 | 2021-06-17 21:00 | DISPATCHABLE | 256.977 | 296 | 296 | 296 | 295 |  | 1 | 296 | 295 | 296
89040101-Big Sandy 1 | 2021-06-17 22:00 | DISPATCHABLE | 233.746 | 295 | 295 | 295 | 295 |  | 1 | 295 | 295 | 295
89040101-Big Sandy 1 | 2021-06-17 23:00 | DISPATCHABLE | 167.41 | 295 | 295 | 295 | 295 |  | 1 | 295 | 295 | 295
89040101-Big Sandy 1 | 2021-06-18 | DISPATCHABLE | 73.691 | 295 | 295 | 295 | 295 |  | 1 | 295 | 295 | 295
89040101-Big Sandy 1 | 2021-06-18 01:00 | DISPATCHABLE | 59.757 | 281 | 295 | 295 | 295 |  | 1 | 295 | 295 | 281
89040101-Big Sandy 1 | 2021-06-18 02:00 | DISPATCHABLE | 59.926 | 280 | 295 | 295 | 295 |  | 1 | 295 | 295 | 280
89040101-Big Sandy 1 | 2021-06-18 03:00 | DISPATCHABLE | 59.883 | 280 | 295 | 295 | 295 |  | 1 | 295 | 295 | 280
89040101-Big Sandy 1 | 2021-06-18 04:00 | DISPATCHABLE | 59.987 | 290 | 295 | 295 | 295 |  | 1 | 295 | 295 | 290
89040101-Big Sandy 1 | 2021-06-18 05:00 | DISPATCHABLE | 60.021 | 295 | 295 | 295 | 295 |  | 1 | 295 | 295 | 295
89040101-Big Sandy 1 | 2021-06-18 06:00 | DISPATCHABLE | 60.054 | 295 | 295 | 295 | 295 |  | 1 | 295 | 295 | 295
89040101-Big Sandy 1 | 2021-06-18 07:00 | DISPATCHABLE | 60.001 | 295 | 295 | 295 | 295 |  | 1 | 295 | 295 | 295
89040101-Big Sandy 1 | 2021-06-18 08:00 | DISPATCHABLE | 60.271 | 295 | 295 | 295 | 295 |  | 1 | 295 | 295 | 295
89040101-Big Sandy 1 | 2021-06-18 09:00 | DISPATCHABLE | 61.056 | 295 | 295 | 295 | 295 |  | 1 | 295 | 295 | 295
89040101-Big Sandy 1 | 2021-06-18 10:00 | DISPATCHABLE | 61.973 | 295 | 295 | 295 | 295 |  | 1 | 295 | 295 | 295
89040101-Big Sandy 1 | 2021-06-18 11:00 | DISPATCHABLE | 60.23 | 295 | 295 | 295 | 295 |  | 1 | 295 | 295 | 295
89040101-Big Sandy 1 | 2021-06-18 12:00 | DISPATCHABLE | 62.872 | 295 | 295 | 295 | 295 |  | 1 | 295 | 295 | 295
89040101-Big Sandy 1 | 2021-06-18 13:00 | DISPATCHABLE | 65.312 | 295 | 295 | 295 | 295 |  | 1 | 295 | 295 | 295
89040101-Big Sandy 1 | 2021-06-18 14:00 | DISPATCHABLE | 71.326 | 295 | 295 | 295 | 295 |  | 1 | 295 | 295 | 295
89040101-Big Sandy 1 | 2021-06-18 15:00 | DISPATCHABLE | 117.512 | 295 | 295 | 295 | 295 |  | 1 | 295 | 295 | 295
89040101-Big Sandy 1 | 2021-06-18 16:00 | DISPATCHABLE | 183.734 | 295 | 295 | 295 | 295 |  | 1 | 295 | 295 | 295
89040101-Big Sandy 1 | 2021-06-18 17:00 | DISPATCHABLE | 261.244 | 295 | 295 | 295 | 295 |  | 1 | 295 | 295 | 295
89040101-Big Sandy 1 | 2021-06-18 18:00 | DISPATCHABLE | 272.791 | 295 | 295 | 295 | 295 |  | 1 | 295 | 295 | 295
89040101-Big Sandy 1 | 2021-06-18 19:00 | DISPATCHABLE | 271.368 | 295 | 295 | 295 | 295 |  | 1 | 295 | 295 | 295
89040101-Big Sandy 1 | 2021-06-18 20:00 | DISPATCHABLE | 278.936 | 295 | 295 | 295 | 295 |  | 1 | 295 | 295 | 295
89040101-Big Sandy 1 | 2021-06-18 21:00 | DISPATCHABLE | 265.712 | 275 | 295 | 295 | 295 |  | 1 | 295 | 295 | 275
89040101-Big Sandy 1 | 2021-06-18 22:00 | DISPATCHABLE | 254.212 | 275 | 295 | 295 | 295 |  | 1 | 295 | 295 | 275
89040101-Big Sandy 1 | 2021-06-18 23:00 | DISPATCHABLE | 252.931 | 275 | 295 | 295 | 295 |  | 1 | 295 | 295 | 275
89040101-Big Sandy 1 | 2021-06-19 | DISPATCHABLE | 173.326 | 283 | 295 | 295 | 295 |  | 1 | 295 | 295 | 283
89040101-Big Sandy 1 | 2021-06-19 01:00 | DISPATCHABLE | 78.452 | 295 | 295 | 295 | 295 |  | 1 | 295 | 295 | 295
89040101-Big Sandy 1 | 2021-06-19 02:00 | DISPATCHABLE | 59.907 | 202 | 295 | 295 | 295 |  | 1 | 295 | 295 | 202
89040101-Big Sandy 1 | 2021-06-19 03:00 | DISPATCHABLE | 59.853 | 295 | 295 | 295 | 295 |  | 1 | 295 | 295 | 295
89040101-Big Sandy 1 | 2021-06-19 04:00 | DISPATCHABLE | 59.887 | 295 | 295 | 295 | 295 |  | 1 | 295 | 295 | 295
89040101-Big Sandy 1 | 2021-06-19 05:00 | DISPATCHABLE | 59.971 | 295 | 295 | 295 | 295 |  | 1 | 295 | 295 | 295
89040101-Big Sandy 1 | 2021-06-19 06:00 | DISPATCHABLE | 59.975 | 295 | 295 | 295 | 295 |  | 1 | 295 | 295 | 295
89040101-Big Sandy 1 | 2021-06-19 07:00 | DISPATCHABLE | 60.016 | 295 | 295 | 295 | 295 |  | 1 | 295 | 295 | 295
89040101-Big Sandy 1 | 2021-06-19 08:00 | DISPATCHABLE | 59.979 | 295 | 295 | 295 | 295 |  | 1 | 295 | 295 | 295
89040101-Big Sandy 1 | 2021-06-19 09:00 | DISPATCHABLE | 60.014 | 295 | 295 | 295 | 295 |  | 1 | 295 | 295 | 295
89040101-Big Sandy 1 | 2021-06-19 10:00 | DISPATCHABLE | 60.066 | 295 | 295 | 295 | 295 |  | 1 | 295 | 295 | 295
89040101-Big Sandy 1 | 2021-06-19 11:00 | DISPATCHABLE | 60.252 | 295 | 295 | 295 | 295 |  | 1 | 295 | 295 | 295
89040101-Big Sandy 1 | 2021-06-19 12:00 | DISPATCHABLE | 74.825 | 295 | 295 | 295 | 295 |  | 1 | 295 | 295 | 295
89040101-Big Sandy 1 | 2021-06-19 13:00 | DISPATCHABLE | 62.967 | 295 | 295 | 295 | 295 |  | 1 | 295 | 295 | 295
89040101-Big Sandy 1 | 2021-06-19 14:00 | DISPATCHABLE | 63.071 | 295 | 295 | 295 | 295 |  | 1 | 295 | 295 | 295
89040101-Big Sandy 1 | 2021-06-19 15:00 | DISPATCHABLE | 64.495 | 295 | 295 | 295 | 295 |  | 1 | 295 | 295 | 295
89040101-Big Sandy 1 | 2021-06-19 16:00 | DISPATCHABLE | 92.103 | 295 | 295 | 295 | 295 |  | 1 | 295 | 295 | 295
89040101-Big Sandy 1 | 2021-06-19 17:00 | DISPATCHABLE | 94.236 | 295 | 295 | 295 | 295 |  | 1 | 295 | 295 | 295
89040101-Big Sandy 1 | 2021-06-19 18:00 | DISPATCHABLE | 132.066 | 295 | 295 | 295 | 295 |  | 1 | 295 | 295 | 295
89040101-Big Sandy 1 | 2021-06-19 19:00 | DISPATCHABLE | 188.229 | 295 | 295 | 295 | 295 |  | 1 | 295 | 295 | 295
89040101-Big Sandy 1 | 2021-06-19 20:00 | DISPATCHABLE | 258.629 | 296 | 296 | 296 | 295 |  | 1 | 296 | 295 | 296
89040101-Big Sandy 1 | 2021-06-19 21:00 | DISPATCHABLE | 278.186 | 296 | 296 | 296 | 295 |  | 1 | 296 | 295 | 296
89040101-Big Sandy 1 | 2021-06-19 22:00 | DISPATCHABLE | 260.324 | 296 | 296 | 296 | 295 |  | 1 | 296 | 295 | 296
89040101-Big Sandy 1 | 2021-06-19 23:00 | DISPATCHABLE | 225.195 | 296 | 296 | 296 | 295 |  | 1 | 296 | 295 | 296
89040101-Big Sandy 1 | 2021-06-20 | DISPATCHABLE | 151.225 | 296 | 296 | 296 | 295 |  | 1 | 296 | 295 | 296
89040101-Big Sandy 1 | 2021-06-20 01:00 | DISPATCHABLE | 82.045 | 296 | 296 | 296 | 295 |  | 1 | 296 | 295 | 296
89040101-Big Sandy 1 | 2021-06-20 02:00 | DISPATCHABLE | 59.983 | 296 | 296 | 296 | 295 |  | 1 | 296 | 295 | 296
89040101-Big Sandy 1 | 2021-06-20 03:00 | DISPATCHABLE | 59.906 | 296 | 296 | 296 | 295 |  | 1 | 296 | 295 | 296
89040101-Big Sandy 1 | 2021-06-20 04:00 | DISPATCHABLE | 59.953 | 296 | 296 | 296 | 295 |  | 1 | 296 | 295 | 296
89040101-Big Sandy 1 | 2021-06-20 05:00 | DISPATCHABLE | 59.943 | 295 | 295 | 295 | 295 |  | 1 | 295 | 295 | 295
89040101-Big Sandy 1 | 2021-06-20 06:00 | DISPATCHABLE | 60.024 | 295 | 295 | 295 | 295 |  | 1 | 295 | 295 | 295
89040101-Big Sandy 1 | 2021-06-20 07:00 | DISPATCHABLE | 60.002 | 295 | 295 | 295 | 295 |  | 1 | 295 | 295 | 295
89040101-Big Sandy 1 | 2021-06-20 08:00 | DISPATCHABLE | 60.061 | 295 | 295 | 295 | 295 |  | 1 | 295 | 295 | 295
89040101-Big Sandy 1 | 2021-06-20 09:00 | DISPATCHABLE | 59.942 | 295 | 295 | 295 | 295 |  | 1 | 295 | 295 | 295
89040101-Big Sandy 1 | 2021-06-20 10:00 | DISPATCHABLE | 60.221 | 295 | 295 | 295 | 295 |  | 1 | 295 | 295 | 295
89040101-Big Sandy 1 | 2021-06-20 11:00 | DISPATCHABLE | 75.087 | 295 | 295 | 295 | 295 |  | 1 | 295 | 295 | 295
89040101-Big Sandy 1 | 2021-06-20 12:00 | DISPATCHABLE | 107.063 | 295 | 295 | 295 | 295 |  | 1 | 295 | 295 | 295
89040101-Big Sandy 1 | 2021-06-20 13:00 | DISPATCHABLE | 141.537 | 295 | 295 | 295 | 295 |  | 1 | 295 | 295 | 295
89040101-Big Sandy 1 | 2021-06-20 14:00 | DISPATCHABLE | 244.527 | 295 | 295 | 295 | 295 |  | 1 | 295 | 295 | 295
89040101-Big Sandy 1 | 2021-06-20 15:00 | DISPATCHABLE | 275.434 | 296 | 296 | 296 | 295 |  | 1 | 296 | 295 | 296
89040101-Big Sandy 1 | 2021-06-20 16:00 | DISPATCHABLE | 277.858 | 296 | 296 | 296 | 295 |  | 1 | 296 | 295 | 296
89040101-Big Sandy 1 | 2021-06-20 17:00 | DISPATCHABLE | 292.941 | 296 | 296 | 296 | 295 |  | 1 | 296 | 295 | 296
89040101-Big Sandy 1 | 2021-06-20 18:00 | DISPATCHABLE | 276.103 | 295 | 295 | 295 | 295 |  | 1 | 295 | 295 | 295
89040101-Big Sandy 1 | 2021-06-20 19:00 | DISPATCHABLE | 273.502 | 295 | 295 | 295 | 295 |  | 1 | 295 | 295 | 295
89040101-Big Sandy 1 | 2021-06-20 20:00 | DISPATCHABLE | 263.101 | 295 | 295 | 295 | 295 |  | 1 | 295 | 295 | 295
89040101-Big Sandy 1 | 2021-06-20 21:00 | DISPATCHABLE | 275.552 | 295 | 295 | 295 | 295 |  | 1 | 295 | 295 | 295
89040101-Big Sandy 1 | 2021-06-20 22:00 | DISPATCHABLE | 279.346 | 295 | 295 | 295 | 295 |  | 1 | 295 | 295 | 295
89040101-Big Sandy 1 | 2021-06-20 23:00 | DISPATCHABLE | 247.667 | 295 | 295 | 295 | 295 |  | 1 | 295 | 295 | 295
89040101-Big Sandy 1 | 2021-06-21 | DISPATCHABLE | 176.92 | 295 | 295 | 295 | 295 |  | 1 | 295 | 295 | 295
89040101-Big Sandy 1 | 2021-06-21 01:00 | DISPATCHABLE | 131.05 | 295 | 295 | 295 | 295 |  | 1 | 295 | 295 | 295
89040101-Big Sandy 1 | 2021-06-21 02:00 | DISPATCHABLE | 65.676 | 295 | 295 | 295 | 295 |  | 1 | 295 | 295 | 295
89040101-Big Sandy 1 | 2021-06-21 03:00 | DISPATCHABLE | 60.489 | 295 | 295 | 295 | 295 |  | 1 | 295 | 295 | 295
89040101-Big Sandy 1 | 2021-06-21 04:00 | DISPATCHABLE | 59.91 | 295 | 295 | 295 | 295 |  | 1 | 295 | 295 | 295
89040101-Big Sandy 1 | 2021-06-21 05:00 | DISPATCHABLE | 59.959 | 295 | 295 | 295 | 295 |  | 1 | 295 | 295 | 295
89040101-Big Sandy 1 | 2021-06-21 06:00 | DISPATCHABLE | 59.981 | 295 | 295 | 295 | 295 |  | 1 | 295 | 295 | 295
89040101-Big Sandy 1 | 2021-06-21 07:00 | DISPATCHABLE | 60.492 | 295 | 295 | 295 | 295 |  | 1 | 295 | 295 | 295
89040101-Big Sandy 1 | 2021-06-21 08:00 | DISPATCHABLE | 65.979 | 295 | 295 | 295 | 295 |  | 1 | 295 | 295 | 295
89040101-Big Sandy 1 | 2021-06-21 09:00 | DISPATCHABLE | 69.928 | 295 | 295 | 295 | 295 |  | 1 | 295 | 295 | 295
89040101-Big Sandy 1 | 2021-06-21 10:00 | DISPATCHABLE | 62.814 | 295 | 295 | 295 | 295 |  | 1 | 295 | 295 | 295
89040101-Big Sandy 1 | 2021-06-21 11:00 | DISPATCHABLE | 84.852 | 295 | 295 | 295 | 295 |  | 1 | 295 | 295 | 295
89040101-Big Sandy 1 | 2021-06-21 12:00 | DISPATCHABLE | 152.978 | 295 | 295 | 295 | 295 |  | 1 | 295 | 295 | 295
89040101-Big Sandy 1 | 2021-06-21 13:00 | DISPATCHABLE | 154.975 | 295 | 295 | 295 | 295 |  | 1 | 295 | 295 | 295
89040101-Big Sandy 1 | 2021-06-21 14:00 | DISPATCHABLE | 145.796 | 295 | 295 | 295 | 295 |  | 1 | 295 | 295 | 295
89040101-Big Sandy 1 | 2021-06-21 15:00 | DISPATCHABLE | 165.62 | 295 | 295 | 295 | 295 |  | 1 | 295 | 295 | 295
89040101-Big Sandy 1 | 2021-06-21 16:00 | DISPATCHABLE | 119.095 | 295 | 295 | 295 | 295 |  | 1 | 295 | 295 | 295
89040101-Big Sandy 1 | 2021-06-21 17:00 | DISPATCHABLE | 66.605 | 295 | 295 | 295 | 295 |  | 1 | 295 | 295 | 295
89040101-Big Sandy 1 | 2021-06-21 18:00 | DISPATCHABLE | 59.824 | 295 | 295 | 295 | 295 |  | 1 | 295 | 295 | 295
89040101-Big Sandy 1 | 2021-06-21 19:00 | DISPATCHABLE | 59.958 | 295 | 295 | 295 | 295 |  | 1 | 295 | 295 | 295
89040101-Big Sandy 1 | 2021-06-21 20:00 | DISPATCHABLE | 60.096 | 295 | 295 | 295 | 295 |  | 1 | 295 | 295 | 295
89040101-Big Sandy 1 | 2021-06-21 21:00 | DISPATCHABLE | 60.003 | 295 | 295 | 295 | 295 |  | 1 | 295 | 295 | 295
89040101-Big Sandy 1 | 2021-06-21 22:00 | DISPATCHABLE | 60.523 | 295 | 295 | 295 | 295 |  | 1 | 295 | 295 | 295
89040101-Big Sandy 1 | 2021-06-21 23:00 | DISPATCHABLE | 65.053 | 295 | 295 | 295 | 295 |  | 1 | 295 | 295 | 295
89040101-Big Sandy 1 | 2021-06-22 | DISPATCHABLE | 64.091 | 295 | 295 | 295 | 295 |  | 1 | 295 | 295 | 295
89040101-Big Sandy 1 | 2021-06-22 01:00 | FIXED | 32.981 | 157 | 157 | 157 | 295 |  | 1 | 157 | 295 | 157
89040101-Big Sandy 1 | 2021-06-22 02:00 | OFFLINE | 0 | 0 | 0 | 0 | 295 |  | 1 | 0 | 295 | 0
89040101-Big Sandy 1 | 2021-06-22 03:00 | OFFLINE | 0 | 0 | 0 | 0 | 295 |  | 1 | 0 | 295 | 0
89040101-Big Sandy 1 | 2021-06-22 04:00 | OFFLINE | 0 | 0 | 0 | 0 | 295 |  | 1 | 0 | 295 | 0
89040101-Big Sandy 1 | 2021-06-22 05:00 | OFFLINE | 0 | 0 | 0 | 0 | 295 |  | 1 | 0 | 295 | 0
89040101-Big Sandy 1 | 2021-06-22 06:00 | OFFLINE | 0 | 0 | 0 | 0 | 295 |  | 1 | 0 | 295 | 0
89040101-Big Sandy 1 | 2021-06-22 07:00 | OFFLINE | 0 | 0 | 0 | 0 | 295 |  | 1 | 0 | 295 | 0
89040101-Big Sandy 1 | 2021-06-22 08:00 | OFFLINE | 0 | 0 | 0 | 0 | 295 |  | 1 | 0 | 295 | 0
89040101-Big Sandy 1 | 2021-06-22 09:00 | OFFLINE | 0 | 0 | 0 | 0 | 295 |  | 1 | 0 | 295 | 0
89040101-Big Sandy 1 | 2021-06-22 10:00 | OFFLINE | 0 | 0 | 0 | 0 | 295 |  | 1 | 0 | 295 | 0
89040101-Big Sandy 1 | 2021-06-22 11:00 | OFFLINE | 0 | 0 | 0 | 0 | 295 |  | 1 | 0 | 295 | 0
89040101-Big Sandy 1 | 2021-06-22 12:00 | OFFLINE | 0 | 0 | 0 | 0 | 295 |  | 1 | 0 | 295 | 0
89040101-Big Sandy 1 | 2021-06-22 13:00 | OFFLINE | 0 | 0 | 0 | 0 | 295 |  | 1 | 0 | 295 | 0
89040101-Big Sandy 1 | 2021-06-22 14:00 | OFFLINE | 0 | 0 | 0 | 0 | 295 |  | 1 | 0 | 295 | 0
89040101-Big Sandy 1 | 2021-06-22 15:00 | OFFLINE | 0 | 0 | 0 | 0 | 295 |  | 1 | 0 | 295 | 0
89040101-Big Sandy 1 | 2021-06-22 16:00 | OFFLINE | 0 | 0 | 0 | 0 | 295 |  | 1 | 0 | 295 | 0
89040101-Big Sandy 1 | 2021-06-22 17:00 | OFFLINE | 0 | 0 | 0 | 0 | 295 |  | 1 | 0 | 295 | 0
89040101-Big Sandy 1 | 2021-06-22 18:00 | OFFLINE | 0 | 0 | 0 | 0 | 295 |  | 1 | 0 | 295 | 0
89040101-Big Sandy 1 | 2021-06-22 19:00 | OFFLINE | 0 | 0 | 0 | 0 | 295 |  | 1 | 0 | 295 | 0
89040101-Big Sandy 1 | 2021-06-22 20:00 | OFFLINE | 0 | 0 | 0 | 0 | 295 |  | 1 | 0 | 295 | 0
89040101-Big Sandy 1 | 2021-06-22 21:00 | OFFLINE | 0 | 0 | 0 | 0 | 295 |  | 1 | 0 | 295 | 0
89040101-Big Sandy 1 | 2021-06-22 22:00 | OFFLINE | 0 | 0 | 0 | 0 | 295 |  | 1 | 0 | 295 | 0
89040101-Big Sandy 1 | 2021-06-22 23:00 | OFFLINE | 0 | 0 | 0 | 0 | 295 |  | 1 | 0 | 295 | 0
89040101-Big Sandy 1 | 2021-06-23 | OFFLINE | 0 | 0 | 0 | 0 | 295 |  | 1 | 0 | 295 | 0
89040101-Big Sandy 1 | 2021-06-23 01:00 | OFFLINE | 0 | 0 | 0 | 0 | 295 |  | 1 | 0 | 295 | 0
89040101-Big Sandy 1 | 2021-06-23 02:00 | OFFLINE | 0 | 0 | 0 | 0 | 295 |  | 1 | 0 | 295 | 0
89040101-Big Sandy 1 | 2021-06-23 03:00 | OFFLINE | 0 | 0 | 0 | 0 | 295 |  | 1 | 0 | 295 | 0
89040101-Big Sandy 1 | 2021-06-23 04:00 | OFFLINE | 0 | 0 | 0 | 0 | 295 |  | 1 | 0 | 295 | 0
89040101-Big Sandy 1 | 2021-06-23 05:00 | OFFLINE | 0 | 0 | 0 | 0 | 295 |  | 1 | 0 | 295 | 0
89040101-Big Sandy 1 | 2021-06-23 06:00 | OFFLINE | 0 | 0 | 0 | 0 | 295 |  | 1 | 0 | 295 | 0
89040101-Big Sandy 1 | 2021-06-23 07:00 | OFFLINE | 0 | 0 | 0 | 0 | 295 |  | 1 | 0 | 295 | 0
89040101-Big Sandy 1 | 2021-06-23 08:00 | OFFLINE | 0 | 0 | 0 | 0 | 295 |  | 1 | 0 | 295 | 0
89040101-Big Sandy 1 | 2021-06-23 09:00 | OFFLINE | 0 | 0 | 0 | 0 | 295 |  | 1 | 0 | 295 | 0
89040101-Big Sandy 1 | 2021-06-23 10:00 | OFFLINE | 0 | 0 | 0 | 0 | 295 |  | 1 | 0 | 295 | 0
89040101-Big Sandy 1 | 2021-06-23 11:00 | OFFLINE | 0 | 0 | 0 | 0 | 295 |  | 1 | 0 | 295 | 0
89040101-Big Sandy 1 | 2021-06-23 12:00 | OFFLINE | 0 | 0 | 0 | 0 | 295 |  | 1 | 0 | 295 | 0
89040101-Big Sandy 1 | 2021-06-23 13:00 | OFFLINE | 0 | 0 | 0 | 0 | 295 |  | 1 | 0 | 295 | 0
89040101-Big Sandy 1 | 2021-06-23 14:00 | OFFLINE | 0 | 0 | 0 | 0 | 295 |  | 1 | 0 | 295 | 0
89040101-Big Sandy 1 | 2021-06-23 15:00 | OFFLINE | 0 | 0 | 0 | 0 | 295 |  | 1 | 0 | 295 | 0
89040101-Big Sandy 1 | 2021-06-23 16:00 | OFFLINE | 0 | 0 | 0 | 0 | 295 |  | 1 | 0 | 295 | 0
89040101-Big Sandy 1 | 2021-06-23 17:00 | OFFLINE | 0 | 0 | 0 | 0 | 295 |  | 1 | 0 | 295 | 0
89040101-Big Sandy 1 | 2021-06-23 18:00 | OFFLINE | 0 | 0 | 0 | 0 | 295 |  | 1 | 0 | 295 | 0
89040101-Big Sandy 1 | 2021-06-23 19:00 | OFFLINE | 0 | 0 | 0 | 0 | 295 |  | 1 | 0 | 295 | 0
89040101-Big Sandy 1 | 2021-06-23 20:00 | OFFLINE | 0 | 0 | 0 | 0 | 295 |  | 1 | 0 | 295 | 0
89040101-Big Sandy 1 | 2021-06-23 21:00 | OFFLINE | 0 | 0 | 0 | 0 | 295 |  | 1 | 0 | 295 | 0
89040101-Big Sandy 1 | 2021-06-23 22:00 | OFFLINE | 0 | 0 | 0 | 0 | 295 |  | 1 | 0 | 295 | 0
89040101-Big Sandy 1 | 2021-06-23 23:00 | OFFLINE | 0 | 0 | 0 | 0 | 295 |  | 1 | 0 | 295 | 0
89040101-Big Sandy 1 | 2021-06-24 | OFFLINE | 0 | 0 | 0 | 0 | 295 |  | 1 | 0 | 295 | 0
89040101-Big Sandy 1 | 2021-06-24 01:00 | OFFLINE | 0 | 0 | 0 | 0 | 295 |  | 1 | 0 | 295 | 0
89040101-Big Sandy 1 | 2021-06-24 02:00 | OFFLINE | 0 | 0 | 0 | 0 | 295 |  | 1 | 0 | 295 | 0
89040101-Big Sandy 1 | 2021-06-24 03:00 | OFFLINE | 0 | 0 | 0 | 0 | 295 |  | 1 | 0 | 295 | 0
89040101-Big Sandy 1 | 2021-06-24 04:00 | OFFLINE | 0 | 0 | 0 | 0 | 295 |  | 1 | 0 | 295 | 0
89040101-Big Sandy 1 | 2021-06-24 05:00 | OFFLINE | 0 | 0 | 0 | 0 | 295 |  | 1 | 0 | 295 | 0
89040101-Big Sandy 1 | 2021-06-24 06:00 | OFFLINE | 0 | 0 | 0 | 0 | 295 |  | 1 | 0 | 295 | 0
89040101-Big Sandy 1 | 2021-06-24 07:00 | OFFLINE | 0 | 0 | 0 | 0 | 295 |  | 1 | 0 | 295 | 0
89040101-Big Sandy 1 | 2021-06-24 08:00 | OFFLINE | 0 | 0 | 0 | 0 | 295 |  | 1 | 0 | 295 | 0
89040101-Big Sandy 1 | 2021-06-24 09:00 | OFFLINE | 0 | 0 | 0 | 0 | 295 |  | 1 | 0 | 295 | 0
89040101-Big Sandy 1 | 2021-06-24 10:00 | OFFLINE | 0 | 0 | 0 | 0 | 295 |  | 1 | 0 | 295 | 0
89040101-Big Sandy 1 | 2021-06-24 11:00 | OFFLINE | 0 | 0 | 0 | 0 | 295 |  | 1 | 0 | 295 | 0
89040101-Big Sandy 1 | 2021-06-24 12:00 | OFFLINE | 0 | 0 | 0 | 0 | 295 |  | 1 | 0 | 295 | 0
89040101-Big Sandy 1 | 2021-06-24 13:00 | OFFLINE | 0 | 0 | 0 | 0 | 295 |  | 1 | 0 | 295 | 0
89040101-Big Sandy 1 | 2021-06-24 14:00 | OFFLINE | 0 | 0 | 0 | 0 | 295 |  | 1 | 0 | 295 | 0
89040101-Big Sandy 1 | 2021-06-24 15:00 | OFFLINE | 0 | 0 | 0 | 0 | 295 |  | 1 | 0 | 295 | 0
89040101-Big Sandy 1 | 2021-06-24 16:00 | OFFLINE | 0 | 0 | 0 | 0 | 295 |  | 1 | 0 | 295 | 0
89040101-Big Sandy 1 | 2021-06-24 17:00 | OFFLINE | 0 | 0 | 0 | 0 | 295 |  | 1 | 0 | 295 | 0
89040101-Big Sandy 1 | 2021-06-24 18:00 | OFFLINE | 0 | 0 | 0 | 0 | 295 |  | 1 | 0 | 295 | 0
89040101-Big Sandy 1 | 2021-06-24 19:00 | OFFLINE | 0 | 0 | 0 | 0 | 295 |  | 1 | 0 | 295 | 0
89040101-Big Sandy 1 | 2021-06-24 20:00 | OFFLINE | 0 | 0 | 0 | 0 | 295 |  | 1 | 0 | 295 | 0
89040101-Big Sandy 1 | 2021-06-24 21:00 | OFFLINE | 0 | 0 | 0 | 0 | 295 |  | 1 | 0 | 295 | 0
89040101-Big Sandy 1 | 2021-06-24 22:00 | OFFLINE | 0 | 0 | 0 | 0 | 295 |  | 1 | 0 | 295 | 0
89040101-Big Sandy 1 | 2021-06-24 23:00 | OFFLINE | 0 | 0 | 0 | 0 | 295 |  | 1 | 0 | 295 | 0
89040101-Big Sandy 1 | 2021-06-25 | OFFLINE | 0 | 0 | 0 | 0 | 295 |  | 1 | 0 | 295 | 0
89040101-Big Sandy 1 | 2021-06-25 01:00 | OFFLINE | 0 | 0 | 0 | 0 | 295 |  | 1 | 0 | 295 | 0
89040101-Big Sandy 1 | 2021-06-25 02:00 | OFFLINE | 0 | 0 | 0 | 0 | 295 |  | 1 | 0 | 295 | 0
89040101-Big Sandy 1 | 2021-06-25 03:00 | OFFLINE | 0 | 0 | 0 | 0 | 295 |  | 1 | 0 | 295 | 0
89040101-Big Sandy 1 | 2021-06-25 04:00 | OFFLINE | 0 | 0 | 0 | 0 | 295 |  | 1 | 0 | 295 | 0
89040101-Big Sandy 1 | 2021-06-25 05:00 | OFFLINE | 0 | 0 | 0 | 0 | 295 |  | 1 | 0 | 295 | 0
89040101-Big Sandy 1 | 2021-06-25 06:00 | OFFLINE | 0 | 0 | 0 | 0 | 295 |  | 1 | 0 | 295 | 0
89040101-Big Sandy 1 | 2021-06-25 07:00 | OFFLINE | 0 | 0 | 0 | 0 | 295 |  | 1 | 0 | 295 | 0
89040101-Big Sandy 1 | 2021-06-25 08:00 | OFFLINE | 0 | 0 | 0 | 0 | 295 |  | 1 | 0 | 295 | 0
89040101-Big Sandy 1 | 2021-06-25 09:00 | OFFLINE | 0 | 0 | 0 | 0 | 295 |  | 1 | 0 | 295 | 0
89040101-Big Sandy 1 | 2021-06-25 10:00 | OFFLINE | 0 | 0 | 0 | 0 | 295 |  | 1 | 0 | 295 | 0
89040101-Big Sandy 1 | 2021-06-25 11:00 | OFFLINE | 0 | 0 | 0 | 0 | 295 |  | 1 | 0 | 295 | 0
89040101-Big Sandy 1 | 2021-06-25 12:00 | OFFLINE | 0 | 0 | 0 | 0 | 295 |  | 1 | 0 | 295 | 0
89040101-Big Sandy 1 | 2021-06-25 13:00 | OFFLINE | 0 | 0 | 0 | 0 | 295 |  | 1 | 0 | 295 | 0
89040101-Big Sandy 1 | 2021-06-25 14:00 | OFFLINE | 0 | 0 | 0 | 0 | 295 |  | 1 | 0 | 295 | 0
89040101-Big Sandy 1 | 2021-06-25 15:00 | OFFLINE | 0 | 0 | 0 | 0 | 295 |  | 1 | 0 | 295 | 0
89040101-Big Sandy 1 | 2021-06-25 16:00 | OFFLINE | 0 | 0 | 0 | 0 | 295 |  | 1 | 0 | 295 | 0
89040101-Big Sandy 1 | 2021-06-25 17:00 | OFFLINE | 0 | 0 | 0 | 0 | 295 |  | 1 | 0 | 295 | 0
89040101-Big Sandy 1 | 2021-06-25 18:00 | OFFLINE | 0 | 0 | 0 | 0 | 295 |  | 1 | 0 | 295 | 0
89040101-Big Sandy 1 | 2021-06-25 19:00 | OFFLINE | 0 | 0 | 0 | 0 | 295 |  | 1 | 0 | 295 | 0
89040101-Big Sandy 1 | 2021-06-25 20:00 | OFFLINE | 0 | 0 | 0 | 0 | 295 |  | 1 | 0 | 295 | 0
89040101-Big Sandy 1 | 2021-06-25 21:00 | OFFLINE | 0 | 0 | 0 | 0 | 295 |  | 1 | 0 | 295 | 0
89040101-Big Sandy 1 | 2021-06-25 22:00 | OFFLINE | 0 | 0 | 0 | 0 | 295 |  | 1 | 0 | 295 | 0
89040101-Big Sandy 1 | 2021-06-25 23:00 | OFFLINE | 0 | 0 | 0 | 0 | 295 |  | 1 | 0 | 295 | 0
89040101-Big Sandy 1 | 2021-06-26 | OFFLINE | 0 | 0 | 0 | 0 | 295 |  | 1 | 0 | 295 | 0
89040101-Big Sandy 1 | 2021-06-26 01:00 | OFFLINE | 0 | 0 | 0 | 0 | 295 |  | 1 | 0 | 295 | 0
89040101-Big Sandy 1 | 2021-06-26 02:00 | OFFLINE | 0 | 0 | 0 | 0 | 295 |  | 1 | 0 | 295 | 0
89040101-Big Sandy 1 | 2021-06-26 03:00 | OFFLINE | 0 | 0 | 0 | 0 | 295 |  | 1 | 0 | 295 | 0
89040101-Big Sandy 1 | 2021-06-26 04:00 | OFFLINE | 0 | 0 | 0 | 0 | 295 |  | 1 | 0 | 295 | 0
89040101-Big Sandy 1 | 2021-06-26 05:00 | OFFLINE | 0 | 0 | 0 | 0 | 295 |  | 1 | 0 | 295 | 0
89040101-Big Sandy 1 | 2021-06-26 06:00 | OFFLINE | 0 | 0 | 0 | 0 | 295 |  | 1 | 0 | 295 | 0
89040101-Big Sandy 1 | 2021-06-26 07:00 | OFFLINE | 0 | 0 | 0 | 0 | 295 |  | 1 | 0 | 295 | 0
89040101-Big Sandy 1 | 2021-06-26 08:00 | OFFLINE | 0 | 0 | 0 | 0 | 295 |  | 1 | 0 | 295 | 0
89040101-Big Sandy 1 | 2021-06-26 09:00 | OFFLINE | 0 | 0 | 0 | 0 | 295 |  | 1 | 0 | 295 | 0
89040101-Big Sandy 1 | 2021-06-26 10:00 | OFFLINE | 0 | 0 | 0 | 0 | 295 |  | 1 | 0 | 295 | 0
89040101-Big Sandy 1 | 2021-06-26 11:00 | OFFLINE | 0 | 0 | 0 | 0 | 295 |  | 1 | 0 | 295 | 0
89040101-Big Sandy 1 | 2021-06-26 12:00 | OFFLINE | 0 | 0 | 0 | 0 | 295 |  | 1 | 0 | 295 | 0
89040101-Big Sandy 1 | 2021-06-26 13:00 | OFFLINE | 0 | 0 | 0 | 0 | 295 |  | 1 | 0 | 295 | 0
89040101-Big Sandy 1 | 2021-06-26 14:00 | OFFLINE | 0 | 0 | 0 | 0 | 295 |  | 1 | 0 | 295 | 0
89040101-Big Sandy 1 | 2021-06-26 15:00 | OFFLINE | 0 | 0 | 0 | 0 | 295 |  | 1 | 0 | 295 | 0
89040101-Big Sandy 1 | 2021-06-26 16:00 | OFFLINE | 0 | 0 | 0 | 0 | 295 |  | 1 | 0 | 295 | 0
89040101-Big Sandy 1 | 2021-06-26 17:00 | OFFLINE | 0 | 0 | 0 | 0 | 295 |  | 1 | 0 | 295 | 0
89040101-Big Sandy 1 | 2021-06-26 18:00 | OFFLINE | 0 | 0 | 0 | 0 | 295 |  | 1 | 0 | 295 | 0
89040101-Big Sandy 1 | 2021-06-26 19:00 | OFFLINE | 0 | 0 | 0 | 0 | 295 |  | 1 | 0 | 295 | 0
89040101-Big Sandy 1 | 2021-06-26 20:00 | OFFLINE | 0 | 0 | 0 | 0 | 295 |  | 1 | 0 | 295 | 0
89040101-Big Sandy 1 | 2021-06-26 21:00 | OFFLINE | 0 | 0 | 0 | 0 | 295 |  | 1 | 0 | 295 | 0
89040101-Big Sandy 1 | 2021-06-26 22:00 | OFFLINE | 0 | 0 | 0 | 0 | 295 |  | 1 | 0 | 295 | 0
89040101-Big Sandy 1 | 2021-06-26 23:00 | OFFLINE | 0 | 0 | 0 | 0 | 295 |  | 1 | 0 | 295 | 0
89040101-Big Sandy 1 | 2021-06-27 | OFFLINE | 0 | 0 | 0 | 0 | 295 |  | 1 | 0 | 295 | 0
89040101-Big Sandy 1 | 2021-06-27 01:00 | OFFLINE | 0 | 0 | 0 | 0 | 295 |  | 1 | 0 | 295 | 0
89040101-Big Sandy 1 | 2021-06-27 02:00 | OFFLINE | 0 | 0 | 0 | 0 | 295 |  | 1 | 0 | 295 | 0
89040101-Big Sandy 1 | 2021-06-27 03:00 | OFFLINE | 0 | 0 | 0 | 0 | 295 |  | 1 | 0 | 295 | 0
89040101-Big Sandy 1 | 2021-06-27 04:00 | OFFLINE | 0 | 0 | 0 | 0 | 295 |  | 1 | 0 | 295 | 0
89040101-Big Sandy 1 | 2021-06-27 05:00 | OFFLINE | 0 | 0 | 0 | 0 | 295 |  | 1 | 0 | 295 | 0
89040101-Big Sandy 1 | 2021-06-27 06:00 | OFFLINE | 0 | 0 | 0 | 0 | 295 |  | 1 | 0 | 295 | 0
89040101-Big Sandy 1 | 2021-06-27 07:00 | OFFLINE | 0 | 0 | 0 | 0 | 295 |  | 1 | 0 | 295 | 0
89040101-Big Sandy 1 | 2021-06-27 08:00 | OFFLINE | 0 | 0 | 0 | 0 | 295 |  | 1 | 0 | 295 | 0
89040101-Big Sandy 1 | 2021-06-27 09:00 | OFFLINE | 0 | 0 | 0 | 0 | 295 |  | 1 | 0 | 295 | 0
89040101-Big Sandy 1 | 2021-06-27 10:00 | OFFLINE | 0 | 0 | 0 | 0 | 295 |  | 1 | 0 | 295 | 0
89040101-Big Sandy 1 | 2021-06-27 11:00 | OFFLINE | 0 | 0 | 0 | 0 | 295 |  | 1 | 0 | 295 | 0
89040101-Big Sandy 1 | 2021-06-27 12:00 | OFFLINE | 0 | 0 | 0 | 0 | 295 |  | 1 | 0 | 295 | 0
89040101-Big Sandy 1 | 2021-06-27 13:00 | OFFLINE | 0 | 0 | 0 | 0 | 295 |  | 1 | 0 | 295 | 0
89040101-Big Sandy 1 | 2021-06-27 14:00 | OFFLINE | 0 | 0 | 0 | 0 | 295 |  | 1 | 0 | 295 | 0
89040101-Big Sandy 1 | 2021-06-27 15:00 | OFFLINE | 0 | 0 | 0 | 0 | 295 |  | 1 | 0 | 295 | 0
89040101-Big Sandy 1 | 2021-06-27 16:00 | OFFLINE | 0 | 0 | 0 | 0 | 295 |  | 1 | 0 | 295 | 0
89040101-Big Sandy 1 | 2021-06-27 17:00 | OFFLINE | 0 | 0 | 0 | 0 | 295 |  | 1 | 0 | 295 | 0
89040101-Big Sandy 1 | 2021-06-27 18:00 | OFFLINE | 0 | 0 | 0 | 0 | 295 |  | 1 | 0 | 295 | 0
89040101-Big Sandy 1 | 2021-06-27 19:00 | OFFLINE | 0 | 0 | 0 | 0 | 295 |  | 1 | 0 | 295 | 0
89040101-Big Sandy 1 | 2021-06-27 20:00 | OFFLINE | 0 | 0 | 0 | 0 | 295 |  | 1 | 0 | 295 | 0
89040101-Big Sandy 1 | 2021-06-27 21:00 | OFFLINE | 0 | 0 | 0 | 0 | 295 |  | 1 | 0 | 295 | 0
89040101-Big Sandy 1 | 2021-06-27 22:00 | OFFLINE | 0 | 0 | 0 | 0 | 295 |  | 1 | 0 | 295 | 0
89040101-Big Sandy 1 | 2021-06-27 23:00 | OFFLINE | 0 | 0 | 0 | 0 | 295 |  | 1 | 0 | 295 | 0
89040101-Big Sandy 1 | 2021-06-28 | OFFLINE | 0 | 0 | 0 | 0 | 295 |  | 1 | 0 | 295 | 0
89040101-Big Sandy 1 | 2021-06-28 01:00 | OFFLINE | 0 | 0 | 0 | 0 | 295 |  | 1 | 0 | 295 | 0
89040101-Big Sandy 1 | 2021-06-28 02:00 | OFFLINE | 0 | 0 | 0 | 0 | 295 |  | 1 | 0 | 295 | 0
89040101-Big Sandy 1 | 2021-06-28 03:00 | OFFLINE | 0 | 0 | 0 | 0 | 295 |  | 1 | 0 | 295 | 0
89040101-Big Sandy 1 | 2021-06-28 04:00 | OFFLINE | 0 | 0 | 0 | 0 | 295 |  | 1 | 0 | 295 | 0
89040101-Big Sandy 1 | 2021-06-28 05:00 | OFFLINE | 0 | 0 | 0 | 0 | 295 |  | 1 | 0 | 295 | 0
89040101-Big Sandy 1 | 2021-06-28 06:00 | OFFLINE | 0 | 0 | 0 | 0 | 295 |  | 1 | 0 | 295 | 0
89040101-Big Sandy 1 | 2021-06-28 07:00 | OFFLINE | 0 | 0 | 0 | 0 | 295 |  | 1 | 0 | 295 | 0
89040101-Big Sandy 1 | 2021-06-28 08:00 | OFFLINE | 0 | 0 | 0 | 0 | 295 |  | 1 | 0 | 295 | 0
89040101-Big Sandy 1 | 2021-06-28 09:00 | OFFLINE | 0 | 0 | 0 | 0 | 295 |  | 1 | 0 | 295 | 0
89040101-Big Sandy 1 | 2021-06-28 10:00 | OFFLINE | 0 | 0 | 0 | 0 | 295 |  | 1 | 0 | 295 | 0
89040101-Big Sandy 1 | 2021-06-28 11:00 | OFFLINE | 0 | 0 | 0 | 0 | 295 |  | 1 | 0 | 295 | 0
89040101-Big Sandy 1 | 2021-06-28 12:00 | OFFLINE | 0 | 0 | 0 | 0 | 295 |  | 1 | 0 | 295 | 0
89040101-Big Sandy 1 | 2021-06-28 13:00 | OFFLINE | 0 | 0 | 0 | 0 | 295 |  | 1 | 0 | 295 | 0
89040101-Big Sandy 1 | 2021-06-28 14:00 | OFFLINE | 0 | 0 | 0 | 0 | 295 |  | 1 | 0 | 295 | 0
89040101-Big Sandy 1 | 2021-06-28 15:00 | OFFLINE | 0 | 0 | 0 | 0 | 295 |  | 1 | 0 | 295 | 0
89040101-Big Sandy 1 | 2021-06-28 16:00 | OFFLINE | 0 | 0 | 0 | 0 | 295 |  | 1 | 0 | 295 | 0
89040101-Big Sandy 1 | 2021-06-28 17:00 | OFFLINE | 0 | 0 | 0 | 0 | 295 |  | 1 | 0 | 295 | 0
89040101-Big Sandy 1 | 2021-06-28 18:00 | OFFLINE | 0 | 0 | 0 | 0 | 295 |  | 1 | 0 | 295 | 0
89040101-Big Sandy 1 | 2021-06-28 19:00 | OFFLINE | 0 | 0 | 0 | 0 | 295 |  | 1 | 0 | 295 | 0
89040101-Big Sandy 1 | 2021-06-28 20:00 | OFFLINE | 0 | 0 | 0 | 0 | 295 |  | 1 | 0 | 295 | 0
89040101-Big Sandy 1 | 2021-06-28 21:00 | OFFLINE | 0 | 0 | 0 | 0 | 295 |  | 1 | 0 | 295 | 0
89040101-Big Sandy 1 | 2021-06-28 22:00 | OFFLINE | 0 | 0 | 0 | 0 | 295 |  | 1 | 0 | 295 | 0
89040101-Big Sandy 1 | 2021-06-28 23:00 | OFFLINE | 0 | 0 | 0 | 0 | 295 |  | 1 | 0 | 295 | 0
89040101-Big Sandy 1 | 2021-06-29 | OFFLINE | 0 | 0 | 0 | 0 | 295 |  | 1 | 0 | 295 | 0
89040101-Big Sandy 1 | 2021-06-29 01:00 | OFFLINE | 0 | 0 | 0 | 0 | 295 |  | 1 | 0 | 295 | 0
89040101-Big Sandy 1 | 2021-06-29 02:00 | OFFLINE | 0 | 0 | 0 | 0 | 295 |  | 1 | 0 | 295 | 0
89040101-Big Sandy 1 | 2021-06-29 03:00 | OFFLINE | 0 | 0 | 0 | 0 | 295 |  | 1 | 0 | 295 | 0
89040101-Big Sandy 1 | 2021-06-29 04:00 | OFFLINE | 0 | 0 | 0 | 0 | 295 |  | 1 | 0 | 295 | 0
89040101-Big Sandy 1 | 2021-06-29 05:00 | OFFLINE | 0 | 0 | 0 | 0 | 295 |  | 1 | 0 | 295 | 0
89040101-Big Sandy 1 | 2021-06-29 06:00 | OFFLINE | 0 | 0 | 0 | 0 | 295 |  | 1 | 0 | 295 | 0
89040101-Big Sandy 1 | 2021-06-29 07:00 | OFFLINE | 0 | 0 | 0 | 0 | 295 |  | 1 | 0 | 295 | 0
89040101-Big Sandy 1 | 2021-06-29 08:00 | OFFLINE | 0 | 0 | 0 | 0 | 295 |  | 1 | 0 | 295 | 0
89040101-Big Sandy 1 | 2021-06-29 09:00 | OFFLINE | 0 | 0 | 0 | 0 | 295 |  | 1 | 0 | 295 | 0
89040101-Big Sandy 1 | 2021-06-29 10:00 | OFFLINE | 0 | 0 | 0 | 0 | 295 |  | 1 | 0 | 295 | 0
89040101-Big Sandy 1 | 2021-06-29 11:00 | OFFLINE | 0 | 0 | 0 | 0 | 295 |  | 1 | 0 | 295 | 0
89040101-Big Sandy 1 | 2021-06-29 12:00 | OFFLINE | 0 | 0 | 0 | 0 | 295 |  | 1 | 0 | 295 | 0
89040101-Big Sandy 1 | 2021-06-29 13:00 | OFFLINE | 0 | 0 | 0 | 0 | 295 |  | 1 | 0 | 295 | 0
89040101-Big Sandy 1 | 2021-06-29 14:00 | OFFLINE | 0 | 0 | 0 | 0 | 295 |  | 1 | 0 | 295 | 0
89040101-Big Sandy 1 | 2021-06-29 15:00 | OFFLINE | 0 | 0 | 0 | 0 | 295 |  | 1 | 0 | 295 | 0
89040101-Big Sandy 1 | 2021-06-29 16:00 | OFFLINE | 0 | 0 | 0 | 0 | 295 |  | 1 | 0 | 295 | 0
89040101-Big Sandy 1 | 2021-06-29 17:00 | OFFLINE | 0 | 0 | 0 | 0 | 295 |  | 1 | 0 | 295 | 0
89040101-Big Sandy 1 | 2021-06-29 18:00 | OFFLINE | 0 | 0 | 0 | 0 | 295 |  | 1 | 0 | 295 | 0
89040101-Big Sandy 1 | 2021-06-29 19:00 | OFFLINE | 0 | 0 | 0 | 0 | 295 |  | 1 | 0 | 295 | 0
89040101-Big Sandy 1 | 2021-06-29 20:00 | OFFLINE | 0 | 0 | 0 | 0 | 295 |  | 1 | 0 | 295 | 0
89040101-Big Sandy 1 | 2021-06-29 21:00 | OFFLINE | 0 | 0 | 0 | 0 | 295 |  | 1 | 0 | 295 | 0
89040101-Big Sandy 1 | 2021-06-29 22:00 | OFFLINE | 0 | 0 | 0 | 0 | 295 |  | 1 | 0 | 295 | 0
89040101-Big Sandy 1 | 2021-06-29 23:00 | OFFLINE | 0 | 0 | 0 | 0 | 295 |  | 1 | 0 | 295 | 0
89040101-Big Sandy 1 | 2021-06-30 | OFFLINE | 0 | 0 | 0 | 0 | 295 |  | 1 | 0 | 295 | 0
89040101-Big Sandy 1 | 2021-06-30 01:00 | OFFLINE | 0 | 0 | 0 | 0 | 295 |  | 1 | 0 | 295 | 0
89040101-Big Sandy 1 | 2021-06-30 02:00 | OFFLINE | 0 | 0 | 0 | 0 | 295 |  | 1 | 0 | 295 | 0
89040101-Big Sandy 1 | 2021-06-30 03:00 | OFFLINE | 0 | 0 | 0 | 0 | 295 |  | 1 | 0 | 295 | 0
89040101-Big Sandy 1 | 2021-06-30 04:00 | OFFLINE | 0 | 0 | 0 | 0 | 295 |  | 1 | 0 | 295 | 0
89040101-Big Sandy 1 | 2021-06-30 05:00 | OFFLINE | 0 | 0 | 0 | 0 | 295 |  | 1 | 0 | 295 | 0
89040101-Big Sandy 1 | 2021-06-30 06:00 | OFFLINE | 0 | 0 | 0 | 0 | 295 |  | 1 | 0 | 295 | 0
89040101-Big Sandy 1 | 2021-06-30 07:00 | OFFLINE | 0 | 0 | 0 | 0 | 295 |  | 1 | 0 | 295 | 0
89040101-Big Sandy 1 | 2021-06-30 08:00 | OFFLINE | 0 | 0 | 0 | 0 | 295 |  | 1 | 0 | 295 | 0
89040101-Big Sandy 1 | 2021-06-30 09:00 | OFFLINE | 0 | 0 | 0 | 0 | 295 |  | 1 | 0 | 295 | 0
89040101-Big Sandy 1 | 2021-06-30 10:00 | OFFLINE | 0 | 0 | 0 | 0 | 295 |  | 1 | 0 | 295 | 0
89040101-Big Sandy 1 | 2021-06-30 11:00 | OFFLINE | 0 | 0 | 0 | 0 | 295 |  | 1 | 0 | 295 | 0
89040101-Big Sandy 1 | 2021-06-30 12:00 | OFFLINE | 0 | 0 | 0 | 0 | 295 |  | 1 | 0 | 295 | 0
89040101-Big Sandy 1 | 2021-06-30 13:00 | OFFLINE | 0 | 0 | 0 | 0 | 295 |  | 1 | 0 | 295 | 0
89040101-Big Sandy 1 | 2021-06-30 14:00 | OFFLINE | 0 | 0 | 0 | 0 | 295 |  | 1 | 0 | 295 | 0
89040101-Big Sandy 1 | 2021-06-30 15:00 | OFFLINE | 0 | 0 | 0 | 0 | 295 |  | 1 | 0 | 295 | 0
89040101-Big Sandy 1 | 2021-06-30 16:00 | OFFLINE | 0 | 0 | 0 | 0 | 295 |  | 1 | 0 | 295 | 0
89040101-Big Sandy 1 | 2021-06-30 17:00 | OFFLINE | 0 | 0 | 0 | 0 | 295 |  | 1 | 0 | 295 | 0
89040101-Big Sandy 1 | 2021-06-30 18:00 | OFFLINE | 0 | 0 | 0 | 0 | 295 |  | 1 | 0 | 295 | 0
89040101-Big Sandy 1 | 2021-06-30 19:00 | OFFLINE | 0 | 0 | 0 | 0 | 295 |  | 1 | 0 | 295 | 0
89040101-Big Sandy 1 | 2021-06-30 20:00 | OFFLINE | 0 | 0 | 0 | 0 | 295 |  | 1 | 0 | 295 | 0
89040101-Big Sandy 1 | 2021-06-30 21:00 | OFFLINE | 0 | 0 | 0 | 0 | 295 |  | 1 | 0 | 295 | 0
89040101-Big Sandy 1 | 2021-06-30 22:00 | OFFLINE | 0 | 0 | 0 | 0 | 295 |  | 1 | 0 | 295 | 0
89040101-Big Sandy 1 | 2021-06-30 23:00 | OFFLINE | 0 | 0 | 0 | 0 | 295 |  | 1 | 0 | 295 | 0
89040101-Big Sandy 1 | 2021-07-01 | OFFLINE | 0 | 0 | 0 | 0 | 295 |  | 1 | 0 | 295 | 0
ML1KP-Mitchell 1 KP | 2021-06-01 01:00 | OFFLINE | 0 | 0 | 0 | 0 | 774 |  | 0.5 | 0 | 387 | 0
ML1KP-Mitchell 1 KP | 2021-06-01 02:00 | OFFLINE | 0 | 0 | 0 | 0 | 774 |  | 0.5 | 0 | 387 | 0
ML1KP-Mitchell 1 KP | 2021-06-01 03:00 | OFFLINE | 0 | 0 | 0 | 0 | 774 |  | 0.5 | 0 | 387 | 0
ML1KP-Mitchell 1 KP | 2021-06-01 04:00 | OFFLINE | 0 | 0 | 0 | 0 | 774 |  | 0.5 | 0 | 387 | 0
ML1KP-Mitchell 1 KP | 2021-06-01 05:00 | OFFLINE | 0 | 0 | 0 | 0 | 774 |  | 0.5 | 0 | 387 | 0
ML1KP-Mitchell 1 KP | 2021-06-01 06:00 | OFFLINE | 0 | 0 | 0 | 0 | 774 |  | 0.5 | 0 | 387 | 0
ML1KP-Mitchell 1 KP | 2021-06-01 07:00 | OFFLINE | 0 | 0 | 0 | 0 | 774 |  | 0.5 | 0 | 387 | 0
ML1KP-Mitchell 1 KP | 2021-06-01 08:00 | OFFLINE | 0 | 0 | 0 | 0 | 774 |  | 0.5 | 0 | 387 | 0
ML1KP-Mitchell 1 KP | 2021-06-01 09:00 | OFFLINE | 0 | 0 | 0 | 0 | 774 |  | 0.5 | 0 | 387 | 0
ML1KP-Mitchell 1 KP | 2021-06-01 10:00 | OFFLINE | 0 | 0 | 0 | 0 | 774 |  | 0.5 | 0 | 387 | 0
ML1KP-Mitchell 1 KP | 2021-06-01 11:00 | OFFLINE | 0 | 0 | 0 | 0 | 774 |  | 0.5 | 0 | 387 | 0
ML1KP-Mitchell 1 KP | 2021-06-01 12:00 | OFFLINE | 0 | 0 | 0 | 0 | 774 |  | 0.5 | 0 | 387 | 0
ML1KP-Mitchell 1 KP | 2021-06-01 13:00 | OFFLINE | 0 | 0 | 0 | 0 | 774 |  | 0.5 | 0 | 387 | 0
ML1KP-Mitchell 1 KP | 2021-06-01 14:00 | OFFLINE | 0 | 0 | 0 | 0 | 774 |  | 0.5 | 0 | 387 | 0
ML1KP-Mitchell 1 KP | 2021-06-01 15:00 | OFFLINE | 0 | 0 | 0 | 0 | 774 |  | 0.5 | 0 | 387 | 0
ML1KP-Mitchell 1 KP | 2021-06-01 16:00 | OFFLINE | 0 | 0 | 0 | 0 | 774 |  | 0.5 | 0 | 387 | 0
ML1KP-Mitchell 1 KP | 2021-06-01 17:00 | OFFLINE | 0 | 0 | 0 | 0 | 774 |  | 0.5 | 0 | 387 | 0
ML1KP-Mitchell 1 KP | 2021-06-01 18:00 | OFFLINE | 0 | 0 | 0 | 0 | 774 |  | 0.5 | 0 | 387 | 0
ML1KP-Mitchell 1 KP | 2021-06-01 19:00 | OFFLINE | 0 | 0 | 0 | 0 | 774 |  | 0.5 | 0 | 387 | 0
ML1KP-Mitchell 1 KP | 2021-06-01 20:00 | OFFLINE | 0 | 0 | 0 | 0 | 774 |  | 0.5 | 0 | 387 | 0
ML1KP-Mitchell 1 KP | 2021-06-01 21:00 | OFFLINE | 0 | 0 | 0 | 0 | 774 |  | 0.5 | 0 | 387 | 0
ML1KP-Mitchell 1 KP | 2021-06-01 22:00 | OFFLINE | 0 | 0 | 0 | 0 | 774 |  | 0.5 | 0 | 387 | 0
ML1KP-Mitchell 1 KP | 2021-06-01 23:00 | OFFLINE | 0 | 0 | 0 | 0 | 774 |  | 0.5 | 0 | 387 | 0
ML1KP-Mitchell 1 KP | 2021-06-02 | OFFLINE | 0 | 0 | 0 | 0 | 774 |  | 0.5 | 0 | 387 | 0
ML1KP-Mitchell 1 KP | 2021-06-02 01:00 | OFFLINE | 0 | 0 | 0 | 0 | 774 |  | 0.5 | 0 | 387 | 0
ML1KP-Mitchell 1 KP | 2021-06-02 02:00 | OFFLINE | 0 | 0 | 0 | 0 | 774 |  | 0.5 | 0 | 387 | 0
ML1KP-Mitchell 1 KP | 2021-06-02 03:00 | OFFLINE | 0 | 0 | 0 | 0 | 774 |  | 0.5 | 0 | 387 | 0
ML1KP-Mitchell 1 KP | 2021-06-02 04:00 | OFFLINE | 0 | 0 | 0 | 0 | 774 |  | 0.5 | 0 | 387 | 0
ML1KP-Mitchell 1 KP | 2021-06-02 05:00 | OFFLINE | 0 | 0 | 0 | 0 | 774 |  | 0.5 | 0 | 387 | 0
ML1KP-Mitchell 1 KP | 2021-06-02 06:00 | OFFLINE | 0 | 0 | 0 | 0 | 774 |  | 0.5 | 0 | 387 | 0
ML1KP-Mitchell 1 KP | 2021-06-02 07:00 | OFFLINE | 0 | 0 | 0 | 0 | 774 |  | 0.5 | 0 | 387 | 0
ML1KP-Mitchell 1 KP | 2021-06-02 08:00 | OFFLINE | 0 | 0 | 0 | 0 | 774 |  | 0.5 | 0 | 387 | 0
ML1KP-Mitchell 1 KP | 2021-06-02 09:00 | OFFLINE | 0 | 0 | 0 | 0 | 774 |  | 0.5 | 0 | 387 | 0
ML1KP-Mitchell 1 KP | 2021-06-02 10:00 | OFFLINE | 0 | 0 | 0 | 0 | 774 |  | 0.5 | 0 | 387 | 0
ML1KP-Mitchell 1 KP | 2021-06-02 11:00 | OFFLINE | 0 | 0 | 0 | 0 | 774 |  | 0.5 | 0 | 387 | 0
ML1KP-Mitchell 1 KP | 2021-06-02 12:00 | OFFLINE | 0 | 0 | 0 | 0 | 774 |  | 0.5 | 0 | 387 | 0
ML1KP-Mitchell 1 KP | 2021-06-02 13:00 | OFFLINE | 0 | 0 | 0 | 0 | 774 |  | 0.5 | 0 | 387 | 0
ML1KP-Mitchell 1 KP | 2021-06-02 14:00 | OFFLINE | 0 | 0 | 0 | 0 | 774 |  | 0.5 | 0 | 387 | 0
ML1KP-Mitchell 1 KP | 2021-06-02 15:00 | OFFLINE | 0 | 0 | 0 | 0 | 774 |  | 0.5 | 0 | 387 | 0
ML1KP-Mitchell 1 KP | 2021-06-02 16:00 | OFFLINE | 0 | 0 | 0 | 0 | 774 |  | 0.5 | 0 | 387 | 0
ML1KP-Mitchell 1 KP | 2021-06-02 17:00 | OFFLINE | 0 | 0 | 0 | 0 | 774 |  | 0.5 | 0 | 387 | 0
ML1KP-Mitchell 1 KP | 2021-06-02 18:00 | OFFLINE | 0 | 0 | 0 | 0 | 774 |  | 0.5 | 0 | 387 | 0
ML1KP-Mitchell 1 KP | 2021-06-02 19:00 | OFFLINE | 0 | 0 | 0 | 0 | 774 |  | 0.5 | 0 | 387 | 0
ML1KP-Mitchell 1 KP | 2021-06-02 20:00 | OFFLINE | 0 | 0 | 0 | 0 | 774 |  | 0.5 | 0 | 387 | 0
ML1KP-Mitchell 1 KP | 2021-06-02 21:00 | OFFLINE | 0 | 0 | 0 | 0 | 774 |  | 0.5 | 0 | 387 | 0
ML1KP-Mitchell 1 KP | 2021-06-02 22:00 | OFFLINE | 0 | 0 | 0 | 0 | 774 |  | 0.5 | 0 | 387 | 0
ML1KP-Mitchell 1 KP | 2021-06-02 23:00 | OFFLINE | 0 | 0 | 0 | 0 | 774 |  | 0.5 | 0 | 387 | 0
ML1KP-Mitchell 1 KP | 2021-06-03 | OFFLINE | 0 | 0 | 0 | 0 | 774 |  | 0.5 | 0 | 387 | 0
ML1KP-Mitchell 1 KP | 2021-06-03 01:00 | OFFLINE | 0 | 0 | 0 | 0 | 774 |  | 0.5 | 0 | 387 | 0
ML1KP-Mitchell 1 KP | 2021-06-03 02:00 | OFFLINE | 0 | 0 | 0 | 0 | 774 |  | 0.5 | 0 | 387 | 0
ML1KP-Mitchell 1 KP | 2021-06-03 03:00 | OFFLINE | 0 | 0 | 0 | 0 | 774 |  | 0.5 | 0 | 387 | 0
ML1KP-Mitchell 1 KP | 2021-06-03 04:00 | OFFLINE | 0 | 0 | 0 | 0 | 774 |  | 0.5 | 0 | 387 | 0
ML1KP-Mitchell 1 KP | 2021-06-03 05:00 | OFFLINE | 0 | 0 | 0 | 0 | 774 |  | 0.5 | 0 | 387 | 0
ML1KP-Mitchell 1 KP | 2021-06-03 06:00 | OFFLINE | 0 | 0 | 0 | 0 | 774 |  | 0.5 | 0 | 387 | 0
ML1KP-Mitchell 1 KP | 2021-06-03 07:00 | OFFLINE | 0 | 0 | 0 | 0 | 774 |  | 0.5 | 0 | 387 | 0
ML1KP-Mitchell 1 KP | 2021-06-03 08:00 | OFFLINE | 0 | 0 | 0 | 0 | 774 |  | 0.5 | 0 | 387 | 0
ML1KP-Mitchell 1 KP | 2021-06-03 09:00 | OFFLINE | 0 | 0 | 0 | 0 | 774 |  | 0.5 | 0 | 387 | 0
ML1KP-Mitchell 1 KP | 2021-06-03 10:00 | OFFLINE | 0 | 0 | 0 | 0 | 774 |  | 0.5 | 0 | 387 | 0
ML1KP-Mitchell 1 KP | 2021-06-03 11:00 | OFFLINE | 0 | 0 | 0 | 0 | 774 |  | 0.5 | 0 | 387 | 0
ML1KP-Mitchell 1 KP | 2021-06-03 12:00 | OFFLINE | 0 | 0 | 0 | 0 | 774 |  | 0.5 | 0 | 387 | 0
ML1KP-Mitchell 1 KP | 2021-06-03 13:00 | OFFLINE | 0 | 0 | 0 | 0 | 774 |  | 0.5 | 0 | 387 | 0
ML1KP-Mitchell 1 KP | 2021-06-03 14:00 | OFFLINE | 0 | 0 | 0 | 0 | 774 |  | 0.5 | 0 | 387 | 0
ML1KP-Mitchell 1 KP | 2021-06-03 15:00 | OFFLINE | 0 | 0 | 0 | 0 | 774 |  | 0.5 | 0 | 387 | 0
ML1KP-Mitchell 1 KP | 2021-06-03 16:00 | OFFLINE | 0 | 0 | 0 | 0 | 774 |  | 0.5 | 0 | 387 | 0
ML1KP-Mitchell 1 KP | 2021-06-03 17:00 | OFFLINE | 0 | 0 | 0 | 0 | 774 |  | 0.5 | 0 | 387 | 0
ML1KP-Mitchell 1 KP | 2021-06-03 18:00 | OFFLINE | 0 | 0 | 0 | 0 | 774 |  | 0.5 | 0 | 387 | 0
ML1KP-Mitchell 1 KP | 2021-06-03 19:00 | OFFLINE | 0 | 0 | 0 | 0 | 774 |  | 0.5 | 0 | 387 | 0
ML1KP-Mitchell 1 KP | 2021-06-03 20:00 | OFFLINE | 0 | 0 | 0 | 0 | 774 |  | 0.5 | 0 | 387 | 0
ML1KP-Mitchell 1 KP | 2021-06-03 21:00 | OFFLINE | 0 | 0 | 0 | 0 | 774 |  | 0.5 | 0 | 387 | 0
ML1KP-Mitchell 1 KP | 2021-06-03 22:00 | OFFLINE | 0 | 0 | 0 | 0 | 774 |  | 0.5 | 0 | 387 | 0
ML1KP-Mitchell 1 KP | 2021-06-03 23:00 | OFFLINE | 0 | 0 | 0 | 0 | 774 |  | 0.5 | 0 | 387 | 0
ML1KP-Mitchell 1 KP | 2021-06-04 | OFFLINE | 0 | 0 | 0 | 0 | 774 |  | 0.5 | 0 | 387 | 0
ML1KP-Mitchell 1 KP | 2021-06-04 01:00 | OFFLINE | 0 | 0 | 0 | 0 | 774 |  | 0.5 | 0 | 387 | 0
ML1KP-Mitchell 1 KP | 2021-06-04 02:00 | OFFLINE | 0 | 0 | 0 | 0 | 774 |  | 0.5 | 0 | 387 | 0
ML1KP-Mitchell 1 KP | 2021-06-04 03:00 | OFFLINE | 0 | 0 | 0 | 0 | 774 |  | 0.5 | 0 | 387 | 0
ML1KP-Mitchell 1 KP | 2021-06-04 04:00 | OFFLINE | 0 | 0 | 0 | 0 | 774 |  | 0.5 | 0 | 387 | 0
ML1KP-Mitchell 1 KP | 2021-06-04 05:00 | OFFLINE | 0 | 0 | 0 | 0 | 774 |  | 0.5 | 0 | 387 | 0
ML1KP-Mitchell 1 KP | 2021-06-04 06:00 | OFFLINE | 0 | 0 | 0 | 0 | 774 |  | 0.5 | 0 | 387 | 0
ML1KP-Mitchell 1 KP | 2021-06-04 07:00 | OFFLINE | 0 | 0 | 0 | 0 | 774 |  | 0.5 | 0 | 387 | 0
ML1KP-Mitchell 1 KP | 2021-06-04 08:00 | OFFLINE | 0 | 0 | 0 | 0 | 774 |  | 0.5 | 0 | 387 | 0
ML1KP-Mitchell 1 KP | 2021-06-04 09:00 | OFFLINE | 0 | 0 | 0 | 0 | 774 |  | 0.5 | 0 | 387 | 0
ML1KP-Mitchell 1 KP | 2021-06-04 10:00 | OFFLINE | 0 | 0 | 0 | 0 | 774 |  | 0.5 | 0 | 387 | 0
ML1KP-Mitchell 1 KP | 2021-06-04 11:00 | OFFLINE | 0 | 0 | 0 | 0 | 774 |  | 0.5 | 0 | 387 | 0
ML1KP-Mitchell 1 KP | 2021-06-04 12:00 | OFFLINE | 0 | 0 | 0 | 0 | 774 |  | 0.5 | 0 | 387 | 0
ML1KP-Mitchell 1 KP | 2021-06-04 13:00 | OFFLINE | 0 | 0 | 0 | 0 | 774 |  | 0.5 | 0 | 387 | 0
ML1KP-Mitchell 1 KP | 2021-06-04 14:00 | OFFLINE | 0 | 0 | 0 | 0 | 774 |  | 0.5 | 0 | 387 | 0
ML1KP-Mitchell 1 KP | 2021-06-04 15:00 | OFFLINE | 0 | 0 | 0 | 0 | 774 |  | 0.5 | 0 | 387 | 0
ML1KP-Mitchell 1 KP | 2021-06-04 16:00 | OFFLINE | 0 | 0 | 0 | 0 | 774 |  | 0.5 | 0 | 387 | 0
ML1KP-Mitchell 1 KP | 2021-06-04 17:00 | OFFLINE | 0 | 0 | 0 | 0 | 774 |  | 0.5 | 0 | 387 | 0
ML1KP-Mitchell 1 KP | 2021-06-04 18:00 | OFFLINE | 0 | 0 | 0 | 0 | 774 |  | 0.5 | 0 | 387 | 0
ML1KP-Mitchell 1 KP | 2021-06-04 19:00 | OFFLINE | 0 | 0 | 0 | 0 | 774 |  | 0.5 | 0 | 387 | 0
ML1KP-Mitchell 1 KP | 2021-06-04 20:00 | OFFLINE | 0 | 0 | 0 | 0 | 774 |  | 0.5 | 0 | 387 | 0
ML1KP-Mitchell 1 KP | 2021-06-04 21:00 | OFFLINE | 0 | 0 | 0 | 0 | 774 |  | 0.5 | 0 | 387 | 0
ML1KP-Mitchell 1 KP | 2021-06-04 22:00 | OFFLINE | 0 | 0 | 0 | 0 | 774 |  | 0.5 | 0 | 387 | 0
ML1KP-Mitchell 1 KP | 2021-06-04 23:00 | OFFLINE | 0 | 0 | 0 | 0 | 774 |  | 0.5 | 0 | 387 | 0
ML1KP-Mitchell 1 KP | 2021-06-05 | OFFLINE | 0 | 0 | 0 | 0 | 774 |  | 0.5 | 0 | 387 | 0
ML1KP-Mitchell 1 KP | 2021-06-05 01:00 | OFFLINE | 0 | 0 | 0 | 0 | 774 |  | 0.5 | 0 | 387 | 0
ML1KP-Mitchell 1 KP | 2021-06-05 02:00 | OFFLINE | 0 | 0 | 0 | 0 | 774 |  | 0.5 | 0 | 387 | 0
ML1KP-Mitchell 1 KP | 2021-06-05 03:00 | OFFLINE | 0 | 0 | 0 | 0 | 774 |  | 0.5 | 0 | 387 | 0
ML1KP-Mitchell 1 KP | 2021-06-05 04:00 | OFFLINE | 0 | 0 | 0 | 0 | 774 |  | 0.5 | 0 | 387 | 0
ML1KP-Mitchell 1 KP | 2021-06-05 05:00 | OFFLINE | 0 | 0 | 0 | 0 | 774 |  | 0.5 | 0 | 387 | 0
ML1KP-Mitchell 1 KP | 2021-06-05 06:00 | OFFLINE | 0 | 0 | 0 | 0 | 774 |  | 0.5 | 0 | 387 | 0
ML1KP-Mitchell 1 KP | 2021-06-05 07:00 | OFFLINE | 0 | 0 | 0 | 0 | 774 |  | 0.5 | 0 | 387 | 0
ML1KP-Mitchell 1 KP | 2021-06-05 08:00 | OFFLINE | 0 | 0 | 0 | 0 | 774 |  | 0.5 | 0 | 387 | 0
ML1KP-Mitchell 1 KP | 2021-06-05 09:00 | OFFLINE | 0 | 0 | 0 | 0 | 774 |  | 0.5 | 0 | 387 | 0
ML1KP-Mitchell 1 KP | 2021-06-05 10:00 | OFFLINE | 0 | 0 | 0 | 0 | 774 |  | 0.5 | 0 | 387 | 0
ML1KP-Mitchell 1 KP | 2021-06-05 11:00 | OFFLINE | 0 | 0 | 0 | 0 | 774 |  | 0.5 | 0 | 387 | 0
ML1KP-Mitchell 1 KP | 2021-06-05 12:00 | OFFLINE | 0 | 0 | 0 | 0 | 774 |  | 0.5 | 0 | 387 | 0
ML1KP-Mitchell 1 KP | 2021-06-05 13:00 | OFFLINE | 0 | 0 | 0 | 0 | 774 |  | 0.5 | 0 | 387 | 0
ML1KP-Mitchell 1 KP | 2021-06-05 14:00 | OFFLINE | 0 | 0 | 0 | 0 | 774 |  | 0.5 | 0 | 387 | 0
ML1KP-Mitchell 1 KP | 2021-06-05 15:00 | OFFLINE | 0 | 0 | 0 | 0 | 774 |  | 0.5 | 0 | 387 | 0
ML1KP-Mitchell 1 KP | 2021-06-05 16:00 | OFFLINE | 0 | 0 | 0 | 0 | 774 |  | 0.5 | 0 | 387 | 0
ML1KP-Mitchell 1 KP | 2021-06-05 17:00 | OFFLINE | 0 | 0 | 0 | 0 | 774 |  | 0.5 | 0 | 387 | 0
ML1KP-Mitchell 1 KP | 2021-06-05 18:00 | OFFLINE | 0 | 0 | 0 | 0 | 774 |  | 0.5 | 0 | 387 | 0
ML1KP-Mitchell 1 KP | 2021-06-05 19:00 | OFFLINE | 0 | 0 | 0 | 0 | 774 |  | 0.5 | 0 | 387 | 0
ML1KP-Mitchell 1 KP | 2021-06-05 20:00 | OFFLINE | 0 | 0 | 0 | 0 | 774 |  | 0.5 | 0 | 387 | 0
ML1KP-Mitchell 1 KP | 2021-06-05 21:00 | OFFLINE | 0 | 0 | 0 | 0 | 774 |  | 0.5 | 0 | 387 | 0
ML1KP-Mitchell 1 KP | 2021-06-05 22:00 | OFFLINE | 0 | 0 | 0 | 0 | 774 |  | 0.5 | 0 | 387 | 0
ML1KP-Mitchell 1 KP | 2021-06-05 23:00 | OFFLINE | 0 | 0 | 0 | 0 | 774 |  | 0.5 | 0 | 387 | 0
ML1KP-Mitchell 1 KP | 2021-06-06 | OFFLINE | 0 | 0 | 0 | 0 | 774 |  | 0.5 | 0 | 387 | 0
ML1KP-Mitchell 1 KP | 2021-06-06 01:00 | OFFLINE | 0 | 0 | 0 | 0 | 774 |  | 0.5 | 0 | 387 | 0
ML1KP-Mitchell 1 KP | 2021-06-06 02:00 | OFFLINE | 0 | 0 | 0 | 0 | 774 |  | 0.5 | 0 | 387 | 0
ML1KP-Mitchell 1 KP | 2021-06-06 03:00 | OFFLINE | 0 | 0 | 0 | 0 | 774 |  | 0.5 | 0 | 387 | 0
ML1KP-Mitchell 1 KP | 2021-06-06 04:00 | OFFLINE | 0 | 0 | 0 | 0 | 774 |  | 0.5 | 0 | 387 | 0
ML1KP-Mitchell 1 KP | 2021-06-06 05:00 | OFFLINE | 0 | 0 | 0 | 0 | 774 |  | 0.5 | 0 | 387 | 0
ML1KP-Mitchell 1 KP | 2021-06-06 06:00 | OFFLINE | 0 | 0 | 0 | 0 | 774 |  | 0.5 | 0 | 387 | 0
ML1KP-Mitchell 1 KP | 2021-06-06 07:00 | OFFLINE | 0 | 0 | 0 | 0 | 774 |  | 0.5 | 0 | 387 | 0
ML1KP-Mitchell 1 KP | 2021-06-06 08:00 | OFFLINE | 0 | 0 | 0 | 0 | 774 |  | 0.5 | 0 | 387 | 0
ML1KP-Mitchell 1 KP | 2021-06-06 09:00 | OFFLINE | 0 | 0 | 0 | 0 | 774 |  | 0.5 | 0 | 387 | 0
ML1KP-Mitchell 1 KP | 2021-06-06 10:00 | OFFLINE | 0 | 0 | 0 | 0 | 774 |  | 0.5 | 0 | 387 | 0
ML1KP-Mitchell 1 KP | 2021-06-06 11:00 | OFFLINE | 0 | 0 | 0 | 0 | 774 |  | 0.5 | 0 | 387 | 0
ML1KP-Mitchell 1 KP | 2021-06-06 12:00 | OFFLINE | 0 | 0 | 0 | 0 | 774 |  | 0.5 | 0 | 387 | 0
ML1KP-Mitchell 1 KP | 2021-06-06 13:00 | OFFLINE | 0 | 0 | 0 | 0 | 774 |  | 0.5 | 0 | 387 | 0
ML1KP-Mitchell 1 KP | 2021-06-06 14:00 | OFFLINE | 0 | 0 | 0 | 0 | 774 |  | 0.5 | 0 | 387 | 0
ML1KP-Mitchell 1 KP | 2021-06-06 15:00 | OFFLINE | 0 | 0 | 0 | 0 | 774 |  | 0.5 | 0 | 387 | 0
ML1KP-Mitchell 1 KP | 2021-06-06 16:00 | OFFLINE | 0 | 0 | 0 | 0 | 774 |  | 0.5 | 0 | 387 | 0
ML1KP-Mitchell 1 KP | 2021-06-06 17:00 | OFFLINE | 0 | 0 | 0 | 0 | 774 |  | 0.5 | 0 | 387 | 0
ML1KP-Mitchell 1 KP | 2021-06-06 18:00 | OFFLINE | 0 | 0 | 0 | 0 | 774 |  | 0.5 | 0 | 387 | 0
ML1KP-Mitchell 1 KP | 2021-06-06 19:00 | OFFLINE | 0 | 0 | 0 | 0 | 774 |  | 0.5 | 0 | 387 | 0
ML1KP-Mitchell 1 KP | 2021-06-06 20:00 | OFFLINE | 0 | 0 | 0 | 0 | 774 |  | 0.5 | 0 | 387 | 0
ML1KP-Mitchell 1 KP | 2021-06-06 21:00 | FIXED | 11.5085 | 23 | 24 | 24 | 774 |  | 0.5 | 12 | 387 | 11.5
ML1KP-Mitchell 1 KP | 2021-06-06 22:00 | DISPATCHABLE | 27.2955 | 55 | 55 | 55 | 774 |  | 0.5 | 27.5 | 387 | 27.5
ML1KP-Mitchell 1 KP | 2021-06-06 23:00 | DISPATCHABLE | 28.472 | 57 | 57 | 57 | 774 |  | 0.5 | 28.5 | 387 | 28.5
ML1KP-Mitchell 1 KP | 2021-06-07 | DISPATCHABLE | 54.801 | 110 | 383 | 383 | 774 |  | 0.5 | 191.5 | 387 | 55
ML1KP-Mitchell 1 KP | 2021-06-07 01:00 | DISPATCHABLE | 119.204 | 238 | 383 | 383 | 774 |  | 0.5 | 191.5 | 387 | 119
ML1KP-Mitchell 1 KP | 2021-06-07 02:00 | DISPATCHABLE | 180.9935 | 363 | 774 | 774 | 774 |  | 0.5 | 387 | 387 | 181.5
ML1KP-Mitchell 1 KP | 2021-06-07 03:00 | DISPATCHABLE | 188.567 | 377 | 774 | 774 | 774 |  | 0.5 | 387 | 387 | 188.5
ML1KP-Mitchell 1 KP | 2021-06-07 04:00 | DISPATCHABLE | 188.221 | 377 | 774 | 774 | 774 |  | 0.5 | 387 | 387 | 188.5
ML1KP-Mitchell 1 KP | 2021-06-07 05:00 | DISPATCHABLE | 187.684 | 565 | 774 | 774 | 774 |  | 0.5 | 387 | 387 | 282.5
ML1KP-Mitchell 1 KP | 2021-06-07 06:00 | DISPATCHABLE | 191.993 | 500 | 774 | 774 | 774 |  | 0.5 | 387 | 387 | 250
ML1KP-Mitchell 1 KP | 2021-06-07 07:00 | DISPATCHABLE | 203.8545 | 500 | 774 | 774 | 774 |  | 0.5 | 387 | 387 | 250
ML1KP-Mitchell 1 KP | 2021-06-07 08:00 | DISPATCHABLE | 203.627 | 500 | 774 | 774 | 774 |  | 0.5 | 387 | 387 | 250
ML1KP-Mitchell 1 KP | 2021-06-07 09:00 | DISPATCHABLE | 235.756 | 532 | 774 | 774 | 774 |  | 0.5 | 387 | 387 | 266
ML1KP-Mitchell 1 KP | 2021-06-07 10:00 | DISPATCHABLE | 235.92 | 650 | 774 | 774 | 774 |  | 0.5 | 387 | 387 | 325
ML1KP-Mitchell 1 KP | 2021-06-07 11:00 | DISPATCHABLE | 271.8635 | 650 | 774 | 774 | 774 |  | 0.5 | 387 | 387 | 325
ML1KP-Mitchell 1 KP | 2021-06-07 12:00 | DISPATCHABLE | 321.4705 | 652 | 774 | 774 | 774 |  | 0.5 | 387 | 387 | 326
ML1KP-Mitchell 1 KP | 2021-06-07 13:00 | DISPATCHABLE | 314.0445 | 650 | 774 | 774 | 774 |  | 0.5 | 387 | 387 | 325
ML1KP-Mitchell 1 KP | 2021-06-07 14:00 | DISPATCHABLE | 320.1095 | 650 | 774 | 774 | 774 |  | 0.5 | 387 | 387 | 325
ML1KP-Mitchell 1 KP | 2021-06-07 15:00 | DISPATCHABLE | 317.6375 | 651 | 774 | 774 | 774 |  | 0.5 | 387 | 387 | 325.5
ML1KP-Mitchell 1 KP | 2021-06-07 16:00 | DISPATCHABLE | 324.854 | 653 | 774 | 774 | 774 |  | 0.5 | 387 | 387 | 326.5
ML1KP-Mitchell 1 KP | 2021-06-07 17:00 | DISPATCHABLE | 326.506 | 653 | 774 | 774 | 774 |  | 0.5 | 387 | 387 | 326.5
ML1KP-Mitchell 1 KP | 2021-06-07 18:00 | DISPATCHABLE | 334.4435 | 736 | 774 | 774 | 774 |  | 0.5 | 387 | 387 | 368
ML1KP-Mitchell 1 KP | 2021-06-07 19:00 | DISPATCHABLE | 360.1685 | 770 | 774 | 774 | 774 |  | 0.5 | 387 | 387 | 385
ML1KP-Mitchell 1 KP | 2021-06-07 20:00 | DISPATCHABLE | 356.5395 | 770 | 774 | 774 | 774 |  | 0.5 | 387 | 387 | 385
ML1KP-Mitchell 1 KP | 2021-06-07 21:00 | DISPATCHABLE | 360.235 | 770 | 774 | 774 | 774 |  | 0.5 | 387 | 387 | 385
ML1KP-Mitchell 1 KP | 2021-06-07 22:00 | DISPATCHABLE | 359.0505 | 738 | 774 | 774 | 774 |  | 0.5 | 387 | 387 | 369
ML1KP-Mitchell 1 KP | 2021-06-07 23:00 | DISPATCHABLE | 352.119 | 730 | 774 | 774 | 774 |  | 0.5 | 387 | 387 | 365
ML1KP-Mitchell 1 KP | 2021-06-08 | DISPATCHABLE | 332.9015 | 730 | 774 | 774 | 774 |  | 0.5 | 387 | 387 | 365
ML1KP-Mitchell 1 KP | 2021-06-08 01:00 | DISPATCHABLE | 305.6395 | 730 | 774 | 774 | 774 |  | 0.5 | 387 | 387 | 365
ML1KP-Mitchell 1 KP | 2021-06-08 02:00 | DISPATCHABLE | 256.6355 | 730 | 774 | 774 | 774 |  | 0.5 | 387 | 387 | 365
ML1KP-Mitchell 1 KP | 2021-06-08 03:00 | DISPATCHABLE | 204.122 | 738 | 774 | 774 | 774 |  | 0.5 | 387 | 387 | 369
ML1KP-Mitchell 1 KP | 2021-06-08 04:00 | DISPATCHABLE | 201.942 | 770 | 774 | 774 | 774 |  | 0.5 | 387 | 387 | 385
ML1KP-Mitchell 1 KP | 2021-06-08 05:00 | DISPATCHABLE | 208.0975 | 770 | 774 | 774 | 774 |  | 0.5 | 387 | 387 | 385
ML1KP-Mitchell 1 KP | 2021-06-08 06:00 | DISPATCHABLE | 208.278 | 770 | 774 | 774 | 774 |  | 0.5 | 387 | 387 | 385
ML1KP-Mitchell 1 KP | 2021-06-08 07:00 | DISPATCHABLE | 222.572 | 770 | 774 | 774 | 774 |  | 0.5 | 387 | 387 | 385
ML1KP-Mitchell 1 KP | 2021-06-08 08:00 | DISPATCHABLE | 261.364 | 770 | 774 | 774 | 774 |  | 0.5 | 387 | 387 | 385
ML1KP-Mitchell 1 KP | 2021-06-08 09:00 | DISPATCHABLE | 280.0775 | 696 | 774 | 774 | 774 |  | 0.5 | 387 | 387 | 348
ML1KP-Mitchell 1 KP | 2021-06-08 10:00 | DISPATCHABLE | 305.4015 | 770 | 774 | 774 | 774 |  | 0.5 | 387 | 387 | 385
ML1KP-Mitchell 1 KP | 2021-06-08 11:00 | DISPATCHABLE | 330.9305 | 745 | 774 | 774 | 774 |  | 0.5 | 387 | 387 | 372.5
ML1KP-Mitchell 1 KP | 2021-06-08 12:00 | DISPATCHABLE | 323.7955 | 652 | 774 | 774 | 774 |  | 0.5 | 387 | 387 | 326
ML1KP-Mitchell 1 KP | 2021-06-08 13:00 | DISPATCHABLE | 325.5115 | 652 | 774 | 774 | 774 |  | 0.5 | 387 | 387 | 326
ML1KP-Mitchell 1 KP | 2021-06-08 14:00 | DISPATCHABLE | 326.4565 | 653 | 774 | 774 | 774 |  | 0.5 | 387 | 387 | 326.5
ML1KP-Mitchell 1 KP | 2021-06-08 15:00 | DISPATCHABLE | 326.162 | 653 | 774 | 774 | 774 |  | 0.5 | 387 | 387 | 326.5
ML1KP-Mitchell 1 KP | 2021-06-08 16:00 | DISPATCHABLE | 276.206 | 563 | 774 | 774 | 774 |  | 0.5 | 387 | 387 | 281.5
ML1KP-Mitchell 1 KP | 2021-06-08 17:00 | DISPATCHABLE | 266.514 | 561 | 774 | 774 | 774 |  | 0.5 | 387 | 387 | 280.5
ML1KP-Mitchell 1 KP | 2021-06-08 18:00 | DISPATCHABLE | 303.5815 | 728 | 774 | 774 | 774 |  | 0.5 | 387 | 387 | 364
ML1KP-Mitchell 1 KP | 2021-06-08 19:00 | DISPATCHABLE | 353.6575 | 770 | 774 | 774 | 774 |  | 0.5 | 387 | 387 | 385
ML1KP-Mitchell 1 KP | 2021-06-08 20:00 | DISPATCHABLE | 360.8485 | 736 | 774 | 774 | 774 |  | 0.5 | 387 | 387 | 368
ML1KP-Mitchell 1 KP | 2021-06-08 21:00 | DISPATCHABLE | 359.26 | 724 | 774 | 774 | 774 |  | 0.5 | 387 | 387 | 362
ML1KP-Mitchell 1 KP | 2021-06-08 22:00 | DISPATCHABLE | 360.0415 | 724 | 774 | 774 | 774 |  | 0.5 | 387 | 387 | 362
ML1KP-Mitchell 1 KP | 2021-06-08 23:00 | DISPATCHABLE | 345.905 | 723 | 774 | 774 | 774 |  | 0.5 | 387 | 387 | 361.5
ML1KP-Mitchell 1 KP | 2021-06-09 | DISPATCHABLE | 319.583 | 723 | 774 | 774 | 774 |  | 0.5 | 387 | 387 | 361.5
ML1KP-Mitchell 1 KP | 2021-06-09 01:00 | DISPATCHABLE | 311.637 | 723 | 774 | 774 | 774 |  | 0.5 | 387 | 387 | 361.5
ML1KP-Mitchell 1 KP | 2021-06-09 02:00 | DISPATCHABLE | 284.5905 | 723 | 774 | 774 | 774 |  | 0.5 | 387 | 387 | 361.5
ML1KP-Mitchell 1 KP | 2021-06-09 03:00 | DISPATCHABLE | 230.0955 | 723 | 774 | 774 | 774 |  | 0.5 | 387 | 387 | 361.5
ML1KP-Mitchell 1 KP | 2021-06-09 04:00 | DISPATCHABLE | 189.0675 | 723 | 774 | 774 | 774 |  | 0.5 | 387 | 387 | 361.5
ML1KP-Mitchell 1 KP | 2021-06-09 05:00 | DISPATCHABLE | 185.587 | 723 | 774 | 774 | 774 |  | 0.5 | 387 | 387 | 361.5
ML1KP-Mitchell 1 KP | 2021-06-09 06:00 | DISPATCHABLE | 186.7915 | 760 | 774 | 774 | 774 |  | 0.5 | 387 | 387 | 380
ML1KP-Mitchell 1 KP | 2021-06-09 07:00 | DISPATCHABLE | 217.8885 | 770 | 774 | 774 | 774 |  | 0.5 | 387 | 387 | 385
ML1KP-Mitchell 1 KP | 2021-06-09 08:00 | DISPATCHABLE | 240.5065 | 770 | 774 | 774 | 774 |  | 0.5 | 387 | 387 | 385
ML1KP-Mitchell 1 KP | 2021-06-09 09:00 | DISPATCHABLE | 291.628 | 770 | 774 | 774 | 774 |  | 0.5 | 387 | 387 | 385
ML1KP-Mitchell 1 KP | 2021-06-09 10:00 | DISPATCHABLE | 353.212 | 770 | 774 | 774 | 774 |  | 0.5 | 387 | 387 | 385
ML1KP-Mitchell 1 KP | 2021-06-09 11:00 | DISPATCHABLE | 376.8365 | 770 | 774 | 774 | 774 |  | 0.5 | 387 | 387 | 385
ML1KP-Mitchell 1 KP | 2021-06-09 12:00 | DISPATCHABLE | 380.64 | 768 | 772 | 772 | 774 |  | 0.5 | 386 | 387 | 384
ML1KP-Mitchell 1 KP | 2021-06-09 13:00 | DISPATCHABLE | 375.549 | 761 | 774 | 774 | 774 |  | 0.5 | 387 | 387 | 380.5
ML1KP-Mitchell 1 KP | 2021-06-09 14:00 | DISPATCHABLE | 369.3555 | 739 | 774 | 774 | 774 |  | 0.5 | 387 | 387 | 369.5
ML1KP-Mitchell 1 KP | 2021-06-09 15:00 | DISPATCHABLE | 369.567 | 739 | 774 | 774 | 774 |  | 0.5 | 387 | 387 | 369.5
ML1KP-Mitchell 1 KP | 2021-06-09 16:00 | DISPATCHABLE | 369.1315 | 739 | 774 | 774 | 774 |  | 0.5 | 387 | 387 | 369.5
ML1KP-Mitchell 1 KP | 2021-06-09 17:00 | DISPATCHABLE | 370.014 | 740 | 774 | 774 | 774 |  | 0.5 | 387 | 387 | 370
ML1KP-Mitchell 1 KP | 2021-06-09 18:00 | DISPATCHABLE | 353.4165 | 711 | 774 | 774 | 774 |  | 0.5 | 387 | 387 | 355.5
ML1KP-Mitchell 1 KP | 2021-06-09 19:00 | DISPATCHABLE | 364.943 | 736 | 774 | 774 | 774 |  | 0.5 | 387 | 387 | 368
ML1KP-Mitchell 1 KP | 2021-06-09 20:00 | DISPATCHABLE | 350.686 | 735 | 774 | 774 | 774 |  | 0.5 | 387 | 387 | 367.5
ML1KP-Mitchell 1 KP | 2021-06-09 21:00 | DISPATCHABLE | 342.159 | 735 | 774 | 774 | 774 |  | 0.5 | 387 | 387 | 367.5
ML1KP-Mitchell 1 KP | 2021-06-09 22:00 | DISPATCHABLE | 358.112 | 736 | 774 | 774 | 774 |  | 0.5 | 387 | 387 | 368
ML1KP-Mitchell 1 KP | 2021-06-09 23:00 | DISPATCHABLE | 354.622 | 735 | 774 | 774 | 774 |  | 0.5 | 387 | 387 | 367.5
ML1KP-Mitchell 1 KP | 2021-06-10 | DISPATCHABLE | 352.03 | 735 | 774 | 774 | 774 |  | 0.5 | 387 | 387 | 367.5
ML1KP-Mitchell 1 KP | 2021-06-10 01:00 | DISPATCHABLE | 325.271 | 735 | 774 | 774 | 774 |  | 0.5 | 387 | 387 | 367.5
ML1KP-Mitchell 1 KP | 2021-06-10 02:00 | DISPATCHABLE | 279.582 | 735 | 774 | 774 | 774 |  | 0.5 | 387 | 387 | 367.5
ML1KP-Mitchell 1 KP | 2021-06-10 03:00 | DISPATCHABLE | 247.1615 | 735 | 774 | 774 | 774 |  | 0.5 | 387 | 387 | 367.5
ML1KP-Mitchell 1 KP | 2021-06-10 04:00 | DISPATCHABLE | 205.4585 | 735 | 774 | 774 | 774 |  | 0.5 | 387 | 387 | 367.5
ML1KP-Mitchell 1 KP | 2021-06-10 05:00 | DISPATCHABLE | 188.8615 | 735 | 774 | 774 | 774 |  | 0.5 | 387 | 387 | 367.5
ML1KP-Mitchell 1 KP | 2021-06-10 06:00 | DISPATCHABLE | 187.697 | 736 | 774 | 774 | 774 |  | 0.5 | 387 | 387 | 368
ML1KP-Mitchell 1 KP | 2021-06-10 07:00 | DISPATCHABLE | 189.5455 | 735 | 774 | 774 | 774 |  | 0.5 | 387 | 387 | 367.5
ML1KP-Mitchell 1 KP | 2021-06-10 08:00 | DISPATCHABLE | 238.7275 | 735 | 774 | 774 | 774 |  | 0.5 | 387 | 387 | 367.5
ML1KP-Mitchell 1 KP | 2021-06-10 09:00 | DISPATCHABLE | 273.4355 | 735 | 774 | 774 | 774 |  | 0.5 | 387 | 387 | 367.5
ML1KP-Mitchell 1 KP | 2021-06-10 10:00 | DISPATCHABLE | 311.6325 | 735 | 774 | 774 | 774 |  | 0.5 | 387 | 387 | 367.5
ML1KP-Mitchell 1 KP | 2021-06-10 11:00 | DISPATCHABLE | 366.5895 | 739 | 774 | 774 | 774 |  | 0.5 | 387 | 387 | 369.5
ML1KP-Mitchell 1 KP | 2021-06-10 12:00 | DISPATCHABLE | 370.107 | 741 | 774 | 774 | 774 |  | 0.5 | 387 | 387 | 370.5
ML1KP-Mitchell 1 KP | 2021-06-10 13:00 | DISPATCHABLE | 369.9165 | 740 | 774 | 774 | 774 |  | 0.5 | 387 | 387 | 370
ML1KP-Mitchell 1 KP | 2021-06-10 14:00 | DISPATCHABLE | 368.9505 | 739 | 774 | 774 | 774 |  | 0.5 | 387 | 387 | 369.5
ML1KP-Mitchell 1 KP | 2021-06-10 15:00 | DISPATCHABLE | 369.2275 | 739 | 774 | 774 | 774 |  | 0.5 | 387 | 387 | 369.5
ML1KP-Mitchell 1 KP | 2021-06-10 16:00 | DISPATCHABLE | 366.672 | 736 | 774 | 774 | 774 |  | 0.5 | 387 | 387 | 368
ML1KP-Mitchell 1 KP | 2021-06-10 17:00 | DISPATCHABLE | 362.5555 | 726 | 774 | 774 | 774 |  | 0.5 | 387 | 387 | 363
ML1KP-Mitchell 1 KP | 2021-06-10 18:00 | DISPATCHABLE | 354.259 | 713 | 774 | 774 | 774 |  | 0.5 | 387 | 387 | 356.5
ML1KP-Mitchell 1 KP | 2021-06-10 19:00 | DISPATCHABLE | 352.184 | 706 | 774 | 774 | 774 |  | 0.5 | 387 | 387 | 353
ML1KP-Mitchell 1 KP | 2021-06-10 20:00 | DISPATCHABLE | 352.146 | 705 | 774 | 774 | 774 |  | 0.5 | 387 | 387 | 352.5
ML1KP-Mitchell 1 KP | 2021-06-10 21:00 | DISPATCHABLE | 344.1525 | 701 | 774 | 774 | 774 |  | 0.5 | 387 | 387 | 350.5
ML1KP-Mitchell 1 KP | 2021-06-10 22:00 | DISPATCHABLE | 338.6575 | 701 | 774 | 774 | 774 |  | 0.5 | 387 | 387 | 350.5
ML1KP-Mitchell 1 KP | 2021-06-10 23:00 | DISPATCHABLE | 306.1995 | 700 | 774 | 774 | 774 |  | 0.5 | 387 | 387 | 350
ML1KP-Mitchell 1 KP | 2021-06-11 | DISPATCHABLE | 276.0385 | 700 | 774 | 774 | 774 |  | 0.5 | 387 | 387 | 350
ML1KP-Mitchell 1 KP | 2021-06-11 01:00 | DISPATCHABLE | 234.0325 | 769 | 774 | 774 | 774 |  | 0.5 | 387 | 387 | 384.5
ML1KP-Mitchell 1 KP | 2021-06-11 02:00 | DISPATCHABLE | 228.97 | 770 | 774 | 774 | 774 |  | 0.5 | 387 | 387 | 385
ML1KP-Mitchell 1 KP | 2021-06-11 03:00 | DISPATCHABLE | 194.1365 | 770 | 774 | 774 | 774 |  | 0.5 | 387 | 387 | 385
ML1KP-Mitchell 1 KP | 2021-06-11 04:00 | DISPATCHABLE | 193.034 | 770 | 774 | 774 | 774 |  | 0.5 | 387 | 387 | 385
ML1KP-Mitchell 1 KP | 2021-06-11 05:00 | DISPATCHABLE | 188.913 | 770 | 774 | 774 | 774 |  | 0.5 | 387 | 387 | 385
ML1KP-Mitchell 1 KP | 2021-06-11 06:00 | DISPATCHABLE | 188.6975 | 770 | 774 | 774 | 774 |  | 0.5 | 387 | 387 | 385
ML1KP-Mitchell 1 KP | 2021-06-11 07:00 | DISPATCHABLE | 190.1685 | 770 | 774 | 774 | 774 |  | 0.5 | 387 | 387 | 385
ML1KP-Mitchell 1 KP | 2021-06-11 08:00 | DISPATCHABLE | 219.5415 | 770 | 774 | 774 | 774 |  | 0.5 | 387 | 387 | 385
ML1KP-Mitchell 1 KP | 2021-06-11 09:00 | DISPATCHABLE | 266.9665 | 770 | 774 | 774 | 774 |  | 0.5 | 387 | 387 | 385
ML1KP-Mitchell 1 KP | 2021-06-11 10:00 | DISPATCHABLE | 337.864 | 758 | 774 | 774 | 774 |  | 0.5 | 387 | 387 | 379
ML1KP-Mitchell 1 KP | 2021-06-11 11:00 | DISPATCHABLE | 342.1485 | 735 | 774 | 774 | 774 |  | 0.5 | 387 | 387 | 367.5
ML1KP-Mitchell 1 KP | 2021-06-11 12:00 | DISPATCHABLE | 344.4485 | 736 | 774 | 774 | 774 |  | 0.5 | 387 | 387 | 368
ML1KP-Mitchell 1 KP | 2021-06-11 13:00 | DISPATCHABLE | 365.6375 | 735 | 774 | 774 | 774 |  | 0.5 | 387 | 387 | 367.5
ML1KP-Mitchell 1 KP | 2021-06-11 14:00 | DISPATCHABLE | 354.288 | 722 | 774 | 774 | 774 |  | 0.5 | 387 | 387 | 361
ML1KP-Mitchell 1 KP | 2021-06-11 15:00 | DISPATCHABLE | 359.1445 | 722 | 774 | 774 | 774 |  | 0.5 | 387 | 387 | 361
ML1KP-Mitchell 1 KP | 2021-06-11 16:00 | DISPATCHABLE | 359.542 | 720 | 774 | 774 | 774 |  | 0.5 | 387 | 387 | 360
ML1KP-Mitchell 1 KP | 2021-06-11 17:00 | DISPATCHABLE | 353.5865 | 712 | 774 | 774 | 774 |  | 0.5 | 387 | 387 | 356
ML1KP-Mitchell 1 KP | 2021-06-11 18:00 | DISPATCHABLE | 339.257 | 711 | 774 | 774 | 774 |  | 0.5 | 387 | 387 | 355.5
ML1KP-Mitchell 1 KP | 2021-06-11 19:00 | DISPATCHABLE | 325.091 | 710 | 774 | 774 | 774 |  | 0.5 | 387 | 387 | 355
ML1KP-Mitchell 1 KP | 2021-06-11 20:00 | DISPATCHABLE | 326.202 | 710 | 774 | 774 | 774 |  | 0.5 | 387 | 387 | 355
ML1KP-Mitchell 1 KP | 2021-06-11 21:00 | DISPATCHABLE | 347.745 | 710 | 774 | 774 | 774 |  | 0.5 | 387 | 387 | 355
ML1KP-Mitchell 1 KP | 2021-06-11 22:00 | DISPATCHABLE | 345.001 | 710 | 774 | 774 | 774 |  | 0.5 | 387 | 387 | 355
ML1KP-Mitchell 1 KP | 2021-06-11 23:00 | DISPATCHABLE | 333.3065 | 710 | 774 | 774 | 774 |  | 0.5 | 387 | 387 | 355
ML1KP-Mitchell 1 KP | 2021-06-12 | DISPATCHABLE | 297.2535 | 769 | 774 | 774 | 774 |  | 0.5 | 387 | 387 | 384.5
ML1KP-Mitchell 1 KP | 2021-06-12 01:00 | DISPATCHABLE | 284.9735 | 770 | 774 | 774 | 774 |  | 0.5 | 387 | 387 | 385
ML1KP-Mitchell 1 KP | 2021-06-12 02:00 | DISPATCHABLE | 236.6475 | 770 | 774 | 774 | 774 |  | 0.5 | 387 | 387 | 385
ML1KP-Mitchell 1 KP | 2021-06-12 03:00 | DISPATCHABLE | 202.807 | 770 | 774 | 774 | 774 |  | 0.5 | 387 | 387 | 385
ML1KP-Mitchell 1 KP | 2021-06-12 04:00 | DISPATCHABLE | 186.404 | 770 | 774 | 774 | 774 |  | 0.5 | 387 | 387 | 385
ML1KP-Mitchell 1 KP | 2021-06-12 05:00 | DISPATCHABLE | 190.967 | 770 | 774 | 774 | 774 |  | 0.5 | 387 | 387 | 385
ML1KP-Mitchell 1 KP | 2021-06-12 06:00 | DISPATCHABLE | 190.388 | 770 | 774 | 774 | 774 |  | 0.5 | 387 | 387 | 385
ML1KP-Mitchell 1 KP | 2021-06-12 07:00 | DISPATCHABLE | 186.2885 | 770 | 774 | 774 | 774 |  | 0.5 | 387 | 387 | 385
ML1KP-Mitchell 1 KP | 2021-06-12 08:00 | DISPATCHABLE | 193.1455 | 458 | 774 | 774 | 774 |  | 0.5 | 387 | 387 | 229
ML1KP-Mitchell 1 KP | 2021-06-12 09:00 | DISPATCHABLE | 220.3945 | 451 | 774 | 774 | 774 |  | 0.5 | 387 | 387 | 225.5
ML1KP-Mitchell 1 KP | 2021-06-12 10:00 | DISPATCHABLE | 205.123 | 451 | 774 | 774 | 774 |  | 0.5 | 387 | 387 | 225.5
ML1KP-Mitchell 1 KP | 2021-06-12 11:00 | DISPATCHABLE | 209.8565 | 450 | 774 | 774 | 774 |  | 0.5 | 387 | 387 | 225
ML1KP-Mitchell 1 KP | 2021-06-12 12:00 | DISPATCHABLE | 222.2175 | 452 | 774 | 774 | 774 |  | 0.5 | 387 | 387 | 226
ML1KP-Mitchell 1 KP | 2021-06-12 13:00 | DISPATCHABLE | 220.0495 | 451 | 774 | 774 | 774 |  | 0.5 | 387 | 387 | 225.5
ML1KP-Mitchell 1 KP | 2021-06-12 14:00 | DISPATCHABLE | 225.366 | 452 | 774 | 774 | 774 |  | 0.5 | 387 | 387 | 226
ML1KP-Mitchell 1 KP | 2021-06-12 15:00 | DISPATCHABLE | 225.7795 | 452 | 774 | 774 | 774 |  | 0.5 | 387 | 387 | 226
ML1KP-Mitchell 1 KP | 2021-06-12 16:00 | DISPATCHABLE | 225.97 | 452 | 774 | 774 | 774 |  | 0.5 | 387 | 387 | 226
ML1KP-Mitchell 1 KP | 2021-06-12 17:00 | DISPATCHABLE | 225.869 | 452 | 774 | 774 | 774 |  | 0.5 | 387 | 387 | 226
ML1KP-Mitchell 1 KP | 2021-06-12 18:00 | DISPATCHABLE | 225.5885 | 452 | 774 | 774 | 774 |  | 0.5 | 387 | 387 | 226
ML1KP-Mitchell 1 KP | 2021-06-12 19:00 | DISPATCHABLE | 226.2325 | 453 | 774 | 774 | 774 |  | 0.5 | 387 | 387 | 226.5
ML1KP-Mitchell 1 KP | 2021-06-12 20:00 | DISPATCHABLE | 226.134 | 453 | 774 | 774 | 774 |  | 0.5 | 387 | 387 | 226.5
ML1KP-Mitchell 1 KP | 2021-06-12 21:00 | DISPATCHABLE | 226.0005 | 452 | 774 | 774 | 774 |  | 0.5 | 387 | 387 | 226
ML1KP-Mitchell 1 KP | 2021-06-12 22:00 | DISPATCHABLE | 225.898 | 452 | 774 | 774 | 774 |  | 0.5 | 387 | 387 | 226
ML1KP-Mitchell 1 KP | 2021-06-12 23:00 | DISPATCHABLE | 226.0025 | 453 | 774 | 774 | 774 |  | 0.5 | 387 | 387 | 226.5
ML1KP-Mitchell 1 KP | 2021-06-13 | DISPATCHABLE | 226.012 | 453 | 774 | 774 | 774 |  | 0.5 | 387 | 387 | 226.5
ML1KP-Mitchell 1 KP | 2021-06-13 01:00 | DISPATCHABLE | 226.0735 | 485 | 774 | 774 | 774 |  | 0.5 | 387 | 387 | 242.5
ML1KP-Mitchell 1 KP | 2021-06-13 02:00 | DISPATCHABLE | 225.765 | 452 | 774 | 774 | 774 |  | 0.5 | 387 | 387 | 226
ML1KP-Mitchell 1 KP | 2021-06-13 03:00 | DISPATCHABLE | 225.9895 | 452 | 774 | 774 | 774 |  | 0.5 | 387 | 387 | 226
ML1KP-Mitchell 1 KP | 2021-06-13 04:00 | DISPATCHABLE | 225.981 | 452 | 774 | 774 | 774 |  | 0.5 | 387 | 387 | 226
ML1KP-Mitchell 1 KP | 2021-06-13 05:00 | DISPATCHABLE | 225.943 | 453 | 774 | 774 | 774 |  | 0.5 | 387 | 387 | 226.5
ML1KP-Mitchell 1 KP | 2021-06-13 06:00 | DISPATCHABLE | 226.1795 | 453 | 774 | 774 | 774 |  | 0.5 | 387 | 387 | 226.5
ML1KP-Mitchell 1 KP | 2021-06-13 07:00 | DISPATCHABLE | 226.1975 | 453 | 774 | 774 | 774 |  | 0.5 | 387 | 387 | 226.5
ML1KP-Mitchell 1 KP | 2021-06-13 08:00 | DISPATCHABLE | 226.5155 | 454 | 774 | 774 | 774 |  | 0.5 | 387 | 387 | 227
ML1KP-Mitchell 1 KP | 2021-06-13 09:00 | DISPATCHABLE | 226.259 | 453 | 774 | 774 | 774 |  | 0.5 | 387 | 387 | 226.5
ML1KP-Mitchell 1 KP | 2021-06-13 10:00 | DISPATCHABLE | 226.0275 | 453 | 774 | 774 | 774 |  | 0.5 | 387 | 387 | 226.5
ML1KP-Mitchell 1 KP | 2021-06-13 11:00 | DISPATCHABLE | 226.1645 | 453 | 774 | 774 | 774 |  | 0.5 | 387 | 387 | 226.5
ML1KP-Mitchell 1 KP | 2021-06-13 12:00 | DISPATCHABLE | 226.163 | 453 | 774 | 774 | 774 |  | 0.5 | 387 | 387 | 226.5
ML1KP-Mitchell 1 KP | 2021-06-13 13:00 | DISPATCHABLE | 226.182 | 453 | 774 | 774 | 774 |  | 0.5 | 387 | 387 | 226.5
ML1KP-Mitchell 1 KP | 2021-06-13 14:00 | DISPATCHABLE | 226.0055 | 453 | 774 | 774 | 774 |  | 0.5 | 387 | 387 | 226.5
ML1KP-Mitchell 1 KP | 2021-06-13 15:00 | DISPATCHABLE | 226.131 | 452 | 774 | 774 | 774 |  | 0.5 | 387 | 387 | 226
ML1KP-Mitchell 1 KP | 2021-06-13 16:00 | DISPATCHABLE | 228.3255 | 562 | 774 | 774 | 774 |  | 0.5 | 387 | 387 | 281
ML1KP-Mitchell 1 KP | 2021-06-13 17:00 | DISPATCHABLE | 283.855 | 770 | 774 | 774 | 774 |  | 0.5 | 387 | 387 | 385
ML1KP-Mitchell 1 KP | 2021-06-13 18:00 | DISPATCHABLE | 351.792 | 756 | 774 | 774 | 774 |  | 0.5 | 387 | 387 | 378
ML1KP-Mitchell 1 KP | 2021-06-13 19:00 | DISPATCHABLE | 370.778 | 743 | 774 | 774 | 774 |  | 0.5 | 387 | 387 | 371.5
ML1KP-Mitchell 1 KP | 2021-06-13 20:00 | DISPATCHABLE | 360.082 | 736 | 774 | 774 | 774 |  | 0.5 | 387 | 387 | 368
ML1KP-Mitchell 1 KP | 2021-06-13 21:00 | DISPATCHABLE | 356.6085 | 736 | 774 | 774 | 774 |  | 0.5 | 387 | 387 | 368
ML1KP-Mitchell 1 KP | 2021-06-13 22:00 | DISPATCHABLE | 357.411 | 735 | 774 | 774 | 774 |  | 0.5 | 387 | 387 | 367.5
ML1KP-Mitchell 1 KP | 2021-06-13 23:00 | DISPATCHABLE | 324.9765 | 735 | 774 | 774 | 774 |  | 0.5 | 387 | 387 | 367.5
ML1KP-Mitchell 1 KP | 2021-06-14 | DISPATCHABLE | 301.876 | 735 | 774 | 774 | 774 |  | 0.5 | 387 | 387 | 367.5
ML1KP-Mitchell 1 KP | 2021-06-14 01:00 | DISPATCHABLE | 280.052 | 770 | 774 | 774 | 774 |  | 0.5 | 387 | 387 | 385
ML1KP-Mitchell 1 KP | 2021-06-14 02:00 | DISPATCHABLE | 264.3015 | 770 | 774 | 774 | 774 |  | 0.5 | 387 | 387 | 385
ML1KP-Mitchell 1 KP | 2021-06-14 03:00 | DISPATCHABLE | 203.0955 | 770 | 774 | 774 | 774 |  | 0.5 | 387 | 387 | 385
ML1KP-Mitchell 1 KP | 2021-06-14 04:00 | DISPATCHABLE | 185.636 | 770 | 774 | 774 | 774 |  | 0.5 | 387 | 387 | 385
ML1KP-Mitchell 1 KP | 2021-06-14 05:00 | DISPATCHABLE | 186.099 | 770 | 774 | 774 | 774 |  | 0.5 | 387 | 387 | 385
ML1KP-Mitchell 1 KP | 2021-06-14 06:00 | DISPATCHABLE | 186.353 | 770 | 774 | 774 | 774 |  | 0.5 | 387 | 387 | 385
ML1KP-Mitchell 1 KP | 2021-06-14 07:00 | DISPATCHABLE | 192.058 | 770 | 774 | 774 | 774 |  | 0.5 | 387 | 387 | 385
ML1KP-Mitchell 1 KP | 2021-06-14 08:00 | DISPATCHABLE | 186.9495 | 770 | 774 | 774 | 774 |  | 0.5 | 387 | 387 | 385
ML1KP-Mitchell 1 KP | 2021-06-14 09:00 | DISPATCHABLE | 193.8465 | 770 | 774 | 774 | 774 |  | 0.5 | 387 | 387 | 385
ML1KP-Mitchell 1 KP | 2021-06-14 10:00 | DISPATCHABLE | 189.029 | 770 | 774 | 774 | 774 |  | 0.5 | 387 | 387 | 385
ML1KP-Mitchell 1 KP | 2021-06-14 11:00 | DISPATCHABLE | 212.811 | 770 | 774 | 774 | 774 |  | 0.5 | 387 | 387 | 385
ML1KP-Mitchell 1 KP | 2021-06-14 12:00 | DISPATCHABLE | 247.645 | 770 | 774 | 774 | 774 |  | 0.5 | 387 | 387 | 385
ML1KP-Mitchell 1 KP | 2021-06-14 13:00 | DISPATCHABLE | 308.5305 | 770 | 774 | 774 | 774 |  | 0.5 | 387 | 387 | 385
ML1KP-Mitchell 1 KP | 2021-06-14 14:00 | DISPATCHABLE | 355.467 | 746 | 747 | 747 | 746 |  | 0.5 | 373.5 | 373 | 373
ML1KP-Mitchell 1 KP | 2021-06-14 15:00 | DISPATCHABLE | 368.513 | 738 | 738 | 738 | 735 |  | 0.5 | 369 | 367.5 | 369
ML1KP-Mitchell 1 KP | 2021-06-14 16:00 | DISPATCHABLE | 368.946 | 738 | 738 | 738 | 735 |  | 0.5 | 369 | 367.5 | 369
ML1KP-Mitchell 1 KP | 2021-06-14 17:00 | DISPATCHABLE | 361.715 | 734 | 737 | 737 | 735 |  | 0.5 | 368.5 | 367.5 | 367
ML1KP-Mitchell 1 KP | 2021-06-14 18:00 | DISPATCHABLE | 330.2835 | 661 | 735 | 735 | 735 |  | 0.5 | 367.5 | 367.5 | 330.5
ML1KP-Mitchell 1 KP | 2021-06-14 19:00 | DISPATCHABLE | 308.495 | 654 | 735 | 735 | 735 |  | 0.5 | 367.5 | 367.5 | 327
ML1KP-Mitchell 1 KP | 2021-06-14 20:00 | DISPATCHABLE | 241.989 | 536 | 735 | 735 | 735 |  | 0.5 | 367.5 | 367.5 | 268
ML1KP-Mitchell 1 KP | 2021-06-14 21:00 | DISPATCHABLE | 314.1455 | 686 | 735 | 735 | 735 |  | 0.5 | 367.5 | 367.5 | 343
ML1KP-Mitchell 1 KP | 2021-06-14 22:00 | DISPATCHABLE | 328.579 | 663 | 735 | 735 | 735 |  | 0.5 | 367.5 | 367.5 | 331.5
ML1KP-Mitchell 1 KP | 2021-06-14 23:00 | DISPATCHABLE | 296.3235 | 650 | 735 | 735 | 735 |  | 0.5 | 367.5 | 367.5 | 325
ML1KP-Mitchell 1 KP | 2021-06-15 | DISPATCHABLE | 264.688 | 650 | 735 | 735 | 735 |  | 0.5 | 367.5 | 367.5 | 325
ML1KP-Mitchell 1 KP | 2021-06-15 01:00 | DISPATCHABLE | 224.1685 | 690 | 735 | 735 | 735 |  | 0.5 | 367.5 | 367.5 | 345
ML1KP-Mitchell 1 KP | 2021-06-15 02:00 | DISPATCHABLE | 200.6865 | 685 | 735 | 735 | 735 |  | 0.5 | 367.5 | 367.5 | 342.5
ML1KP-Mitchell 1 KP | 2021-06-15 03:00 | DISPATCHABLE | 188.867 | 685 | 735 | 735 | 735 |  | 0.5 | 367.5 | 367.5 | 342.5
ML1KP-Mitchell 1 KP | 2021-06-15 04:00 | DISPATCHABLE | 189.059 | 685 | 735 | 735 | 735 |  | 0.5 | 367.5 | 367.5 | 342.5
ML1KP-Mitchell 1 KP | 2021-06-15 05:00 | DISPATCHABLE | 188.739 | 685 | 735 | 735 | 735 |  | 0.5 | 367.5 | 367.5 | 342.5
ML1KP-Mitchell 1 KP | 2021-06-15 06:00 | DISPATCHABLE | 188.963 | 685 | 735 | 735 | 735 |  | 0.5 | 367.5 | 367.5 | 342.5
ML1KP-Mitchell 1 KP | 2021-06-15 07:00 | DISPATCHABLE | 187.587 | 678 | 679 | 679 | 675 |  | 0.5 | 339.5 | 337.5 | 339
ML1KP-Mitchell 1 KP | 2021-06-15 08:00 | DISPATCHABLE | 189.2305 | 664 | 670 | 670 | 670 |  | 0.5 | 335 | 335 | 332
ML1KP-Mitchell 1 KP | 2021-06-15 09:00 | DISPATCHABLE | 186.0895 | 650 | 670 | 670 | 670 |  | 0.5 | 335 | 335 | 325
ML1KP-Mitchell 1 KP | 2021-06-15 10:00 | DISPATCHABLE | 193.4865 | 650 | 670 | 670 | 670 |  | 0.5 | 335 | 335 | 325
ML1KP-Mitchell 1 KP | 2021-06-15 11:00 | DISPATCHABLE | 207.1215 | 650 | 670 | 670 | 670 |  | 0.5 | 335 | 335 | 325
ML1KP-Mitchell 1 KP | 2021-06-15 12:00 | DISPATCHABLE | 221.438 | 650 | 670 | 670 | 670 |  | 0.5 | 335 | 335 | 325
ML1KP-Mitchell 1 KP | 2021-06-15 13:00 | DISPATCHABLE | 238.8655 | 650 | 670 | 670 | 670 |  | 0.5 | 335 | 335 | 325
ML1KP-Mitchell 1 KP | 2021-06-15 14:00 | DISPATCHABLE | 269.318 | 650 | 670 | 670 | 670 |  | 0.5 | 335 | 335 | 325
ML1KP-Mitchell 1 KP | 2021-06-15 15:00 | DISPATCHABLE | 273.5485 | 650 | 670 | 670 | 670 |  | 0.5 | 335 | 335 | 325
ML1KP-Mitchell 1 KP | 2021-06-15 16:00 | DISPATCHABLE | 308.162 | 650 | 670 | 670 | 670 |  | 0.5 | 335 | 335 | 325
ML1KP-Mitchell 1 KP | 2021-06-15 17:00 | DISPATCHABLE | 325.525 | 652 | 667 | 667 | 667 |  | 0.5 | 333.5 | 333.5 | 326
ML1KP-Mitchell 1 KP | 2021-06-15 18:00 | DISPATCHABLE | 313.897 | 650 | 650 | 650 | 650 |  | 0.5 | 325 | 325 | 325
ML1KP-Mitchell 1 KP | 2021-06-15 19:00 | DISPATCHABLE | 317.148 | 651 | 651 | 651 | 650 |  | 0.5 | 325.5 | 325 | 325.5
ML1KP-Mitchell 1 KP | 2021-06-15 20:00 | DISPATCHABLE | 310.698 | 650 | 650 | 650 | 650 |  | 0.5 | 325 | 325 | 325
ML1KP-Mitchell 1 KP | 2021-06-15 21:00 | DISPATCHABLE | 302.21 | 650 | 650 | 650 | 650 |  | 0.5 | 325 | 325 | 325
ML1KP-Mitchell 1 KP | 2021-06-15 22:00 | DISPATCHABLE | 283.945 | 650 | 650 | 650 | 650 |  | 0.5 | 325 | 325 | 325
ML1KP-Mitchell 1 KP | 2021-06-15 23:00 | DISPATCHABLE | 254.5585 | 650 | 650 | 650 | 650 |  | 0.5 | 325 | 325 | 325
ML1KP-Mitchell 1 KP | 2021-06-16 | DISPATCHABLE | 217.4115 | 650 | 650 | 650 | 650 |  | 0.5 | 325 | 325 | 325
ML1KP-Mitchell 1 KP | 2021-06-16 01:00 | DISPATCHABLE | 185.22 | 650 | 650 | 650 | 650 |  | 0.5 | 325 | 325 | 325
ML1KP-Mitchell 1 KP | 2021-06-16 02:00 | DISPATCHABLE | 185.531 | 619 | 650 | 650 | 650 |  | 0.5 | 325 | 325 | 309.5
ML1KP-Mitchell 1 KP | 2021-06-16 03:00 | DISPATCHABLE | 185.4215 | 500 | 650 | 650 | 650 |  | 0.5 | 325 | 325 | 250
ML1KP-Mitchell 1 KP | 2021-06-16 04:00 | DISPATCHABLE | 185.617 | 500 | 650 | 650 | 650 |  | 0.5 | 325 | 325 | 250
ML1KP-Mitchell 1 KP | 2021-06-16 05:00 | DISPATCHABLE | 185.746 | 500 | 650 | 650 | 650 |  | 0.5 | 325 | 325 | 250
ML1KP-Mitchell 1 KP | 2021-06-16 06:00 | DISPATCHABLE | 185.644 | 500 | 650 | 650 | 650 |  | 0.5 | 325 | 325 | 250
ML1KP-Mitchell 1 KP | 2021-06-16 07:00 | DISPATCHABLE | 186.986 | 500 | 650 | 650 | 650 |  | 0.5 | 325 | 325 | 250
ML1KP-Mitchell 1 KP | 2021-06-16 08:00 | DISPATCHABLE | 185.6475 | 500 | 650 | 650 | 650 |  | 0.5 | 325 | 325 | 250
ML1KP-Mitchell 1 KP | 2021-06-16 09:00 | DISPATCHABLE | 190.7885 | 500 | 650 | 650 | 650 |  | 0.5 | 325 | 325 | 250
ML1KP-Mitchell 1 KP | 2021-06-16 10:00 | DISPATCHABLE | 185.767 | 500 | 650 | 650 | 650 |  | 0.5 | 325 | 325 | 250
ML1KP-Mitchell 1 KP | 2021-06-16 11:00 | DISPATCHABLE | 219.004 | 500 | 650 | 650 | 650 |  | 0.5 | 325 | 325 | 250
ML1KP-Mitchell 1 KP | 2021-06-16 12:00 | DISPATCHABLE | 226.2355 | 500 | 650 | 650 | 650 |  | 0.5 | 325 | 325 | 250
ML1KP-Mitchell 1 KP | 2021-06-16 13:00 | DISPATCHABLE | 233.39 | 500 | 650 | 650 | 650 |  | 0.5 | 325 | 325 | 250
ML1KP-Mitchell 1 KP | 2021-06-16 14:00 | DISPATCHABLE | 228.846 | 500 | 650 | 650 | 650 |  | 0.5 | 325 | 325 | 250
ML1KP-Mitchell 1 KP | 2021-06-16 15:00 | DISPATCHABLE | 249.5415 | 502 | 650 | 650 | 650 |  | 0.5 | 325 | 325 | 251
ML1KP-Mitchell 1 KP | 2021-06-16 16:00 | DISPATCHABLE | 248.2475 | 501 | 650 | 650 | 650 |  | 0.5 | 325 | 325 | 250.5
ML1KP-Mitchell 1 KP | 2021-06-16 17:00 | DISPATCHABLE | 250.9595 | 502 | 650 | 650 | 650 |  | 0.5 | 325 | 325 | 251
ML1KP-Mitchell 1 KP | 2021-06-16 18:00 | DISPATCHABLE | 250.9075 | 502 | 505 | 505 | 503 |  | 0.5 | 252.5 | 251.5 | 251
ML1KP-Mitchell 1 KP | 2021-06-16 19:00 | DISPATCHABLE | 242.3375 | 501 | 501 | 501 | 500 |  | 0.5 | 250.5 | 250 | 250.5
ML1KP-Mitchell 1 KP | 2021-06-16 20:00 | DISPATCHABLE | 244.272 | 501 | 501 | 501 | 500 |  | 0.5 | 250.5 | 250 | 250.5
ML1KP-Mitchell 1 KP | 2021-06-16 21:00 | DISPATCHABLE | 247.078 | 502 | 502 | 502 | 500 |  | 0.5 | 251 | 250 | 251
ML1KP-Mitchell 1 KP | 2021-06-16 22:00 | DISPATCHABLE | 229.154 | 500 | 500 | 500 | 500 |  | 0.5 | 250 | 250 | 250
ML1KP-Mitchell 1 KP | 2021-06-16 23:00 | DISPATCHABLE | 191.0305 | 500 | 500 | 500 | 500 |  | 0.5 | 250 | 250 | 250
ML1KP-Mitchell 1 KP | 2021-06-17 | DISPATCHABLE | 186.256 | 500 | 500 | 500 | 500 |  | 0.5 | 250 | 250 | 250
ML1KP-Mitchell 1 KP | 2021-06-17 01:00 | DISPATCHABLE | 185.805 | 500 | 500 | 500 | 500 |  | 0.5 | 250 | 250 | 250
ML1KP-Mitchell 1 KP | 2021-06-17 02:00 | DISPATCHABLE | 185.5825 | 578 | 578 | 578 | 574 |  | 0.5 | 289 | 287 | 289
ML1KP-Mitchell 1 KP | 2021-06-17 03:00 | DISPATCHABLE | 185.5185 | 770 | 770 | 770 | 770 |  | 0.5 | 385 | 385 | 385
ML1KP-Mitchell 1 KP | 2021-06-17 04:00 | DISPATCHABLE | 185.659 | 770 | 770 | 770 | 770 |  | 0.5 | 385 | 385 | 385
ML1KP-Mitchell 1 KP | 2021-06-17 05:00 | DISPATCHABLE | 185.525 | 770 | 770 | 770 | 770 |  | 0.5 | 385 | 385 | 385
ML1KP-Mitchell 1 KP | 2021-06-17 06:00 | DISPATCHABLE | 187.76 | 770 | 770 | 770 | 770 |  | 0.5 | 385 | 385 | 385
ML1KP-Mitchell 1 KP | 2021-06-17 07:00 | DISPATCHABLE | 215.6655 | 770 | 770 | 770 | 770 |  | 0.5 | 385 | 385 | 385
ML1KP-Mitchell 1 KP | 2021-06-17 08:00 | DISPATCHABLE | 263.693 | 770 | 770 | 770 | 770 |  | 0.5 | 385 | 385 | 385
ML1KP-Mitchell 1 KP | 2021-06-17 09:00 | DISPATCHABLE | 331.488 | 770 | 770 | 770 | 770 |  | 0.5 | 385 | 385 | 385
ML1KP-Mitchell 1 KP | 2021-06-17 10:00 | DISPATCHABLE | 366.6795 | 735 | 770 | 770 | 770 |  | 0.5 | 385 | 385 | 367.5
ML1KP-Mitchell 1 KP | 2021-06-17 11:00 | DISPATCHABLE | 366.85 | 735 | 770 | 770 | 770 |  | 0.5 | 385 | 385 | 367.5
ML1KP-Mitchell 1 KP | 2021-06-17 12:00 | DISPATCHABLE | 366.7615 | 734 | 770 | 770 | 770 |  | 0.5 | 385 | 385 | 367
ML1KP-Mitchell 1 KP | 2021-06-17 13:00 | DISPATCHABLE | 366.158 | 733 | 770 | 770 | 770 |  | 0.5 | 385 | 385 | 366.5
ML1KP-Mitchell 1 KP | 2021-06-17 14:00 | DISPATCHABLE | 366.2015 | 733 | 770 | 770 | 770 |  | 0.5 | 385 | 385 | 366.5
ML1KP-Mitchell 1 KP | 2021-06-17 15:00 | DISPATCHABLE | 366.1775 | 733 | 770 | 770 | 770 |  | 0.5 | 385 | 385 | 366.5
ML1KP-Mitchell 1 KP | 2021-06-17 16:00 | DISPATCHABLE | 366.5465 | 734 | 770 | 770 | 770 |  | 0.5 | 385 | 385 | 367
ML1KP-Mitchell 1 KP | 2021-06-17 17:00 | DISPATCHABLE | 367.1955 | 735 | 770 | 770 | 770 |  | 0.5 | 385 | 385 | 367.5
ML1KP-Mitchell 1 KP | 2021-06-17 18:00 | DISPATCHABLE | 364.48 | 732 | 770 | 770 | 770 |  | 0.5 | 385 | 385 | 366
ML1KP-Mitchell 1 KP | 2021-06-17 19:00 | DISPATCHABLE | 350.7885 | 731 | 770 | 770 | 770 |  | 0.5 | 385 | 385 | 365.5
ML1KP-Mitchell 1 KP | 2021-06-17 20:00 | DISPATCHABLE | 353.7855 | 730 | 770 | 770 | 770 |  | 0.5 | 385 | 385 | 365
ML1KP-Mitchell 1 KP | 2021-06-17 21:00 | DISPATCHABLE | 341.4535 | 730 | 770 | 770 | 770 |  | 0.5 | 385 | 385 | 365
ML1KP-Mitchell 1 KP | 2021-06-17 22:00 | DISPATCHABLE | 333.9465 | 730 | 770 | 770 | 770 |  | 0.5 | 385 | 385 | 365
ML1KP-Mitchell 1 KP | 2021-06-17 23:00 | DISPATCHABLE | 306.4145 | 730 | 770 | 770 | 770 |  | 0.5 | 385 | 385 | 365
ML1KP-Mitchell 1 KP | 2021-06-18 | DISPATCHABLE | 255.3225 | 730 | 770 | 770 | 770 |  | 0.5 | 385 | 385 | 365
ML1KP-Mitchell 1 KP | 2021-06-18 01:00 | DISPATCHABLE | 210.879 | 730 | 770 | 770 | 770 |  | 0.5 | 385 | 385 | 365
ML1KP-Mitchell 1 KP | 2021-06-18 02:00 | DISPATCHABLE | 186.2945 | 730 | 770 | 770 | 770 |  | 0.5 | 385 | 385 | 365
ML1KP-Mitchell 1 KP | 2021-06-18 03:00 | DISPATCHABLE | 185.6345 | 730 | 770 | 770 | 770 |  | 0.5 | 385 | 385 | 365
ML1KP-Mitchell 1 KP | 2021-06-18 04:00 | DISPATCHABLE | 185.784 | 730 | 770 | 770 | 770 |  | 0.5 | 385 | 385 | 365
ML1KP-Mitchell 1 KP | 2021-06-18 05:00 | DISPATCHABLE | 185.4515 | 730 | 770 | 770 | 770 |  | 0.5 | 385 | 385 | 365
ML1KP-Mitchell 1 KP | 2021-06-18 06:00 | DISPATCHABLE | 185.641 | 730 | 770 | 770 | 770 |  | 0.5 | 385 | 385 | 365
ML1KP-Mitchell 1 KP | 2021-06-18 07:00 | DISPATCHABLE | 186.051 | 730 | 770 | 770 | 770 |  | 0.5 | 385 | 385 | 365
ML1KP-Mitchell 1 KP | 2021-06-18 08:00 | DISPATCHABLE | 189.616 | 730 | 770 | 770 | 770 |  | 0.5 | 385 | 385 | 365
ML1KP-Mitchell 1 KP | 2021-06-18 09:00 | DISPATCHABLE | 185.974 | 730 | 770 | 770 | 770 |  | 0.5 | 385 | 385 | 365
ML1KP-Mitchell 1 KP | 2021-06-18 10:00 | DISPATCHABLE | 187.492 | 567 | 770 | 770 | 770 |  | 0.5 | 385 | 385 | 283.5
ML1KP-Mitchell 1 KP | 2021-06-18 11:00 | DISPATCHABLE | 189.956 | 500 | 770 | 770 | 770 |  | 0.5 | 385 | 385 | 250
ML1KP-Mitchell 1 KP | 2021-06-18 12:00 | DISPATCHABLE | 185.5955 | 656 | 770 | 770 | 770 |  | 0.5 | 385 | 385 | 328
ML1KP-Mitchell 1 KP | 2021-06-18 13:00 | DISPATCHABLE | 191.9615 | 730 | 770 | 770 | 770 |  | 0.5 | 385 | 385 | 365
ML1KP-Mitchell 1 KP | 2021-06-18 14:00 | DISPATCHABLE | 199.219 | 730 | 770 | 770 | 770 |  | 0.5 | 385 | 385 | 365
ML1KP-Mitchell 1 KP | 2021-06-18 15:00 | DISPATCHABLE | 223.8235 | 730 | 770 | 770 | 770 |  | 0.5 | 385 | 385 | 365
ML1KP-Mitchell 1 KP | 2021-06-18 16:00 | DISPATCHABLE | 243.467 | 730 | 770 | 770 | 770 |  | 0.5 | 385 | 385 | 365
ML1KP-Mitchell 1 KP | 2021-06-18 17:00 | DISPATCHABLE | 280.8305 | 730 | 770 | 770 | 770 |  | 0.5 | 385 | 385 | 365
ML1KP-Mitchell 1 KP | 2021-06-18 18:00 | DISPATCHABLE | 281.394 | 703 | 770 | 770 | 770 |  | 0.5 | 385 | 385 | 351.5
ML1KP-Mitchell 1 KP | 2021-06-18 19:00 | DISPATCHABLE | 281.999 | 730 | 770 | 770 | 770 |  | 0.5 | 385 | 385 | 365
ML1KP-Mitchell 1 KP | 2021-06-18 20:00 | DISPATCHABLE | 315.0375 | 730 | 770 | 770 | 770 |  | 0.5 | 385 | 385 | 365
ML1KP-Mitchell 1 KP | 2021-06-18 21:00 | DISPATCHABLE | 337.584 | 730 | 770 | 770 | 770 |  | 0.5 | 385 | 385 | 365
ML1KP-Mitchell 1 KP | 2021-06-18 22:00 | DISPATCHABLE | 348.901 | 730 | 770 | 770 | 770 |  | 0.5 | 385 | 385 | 365
ML1KP-Mitchell 1 KP | 2021-06-18 23:00 | DISPATCHABLE | 341.801 | 730 | 770 | 770 | 770 |  | 0.5 | 385 | 385 | 365
ML1KP-Mitchell 1 KP | 2021-06-19 | DISPATCHABLE | 302.61 | 730 | 770 | 770 | 770 |  | 0.5 | 385 | 385 | 365
ML1KP-Mitchell 1 KP | 2021-06-19 01:00 | DISPATCHABLE | 248.8 | 730 | 770 | 770 | 770 |  | 0.5 | 385 | 385 | 365
ML1KP-Mitchell 1 KP | 2021-06-19 02:00 | DISPATCHABLE | 205.684 | 730 | 770 | 770 | 770 |  | 0.5 | 385 | 385 | 365
ML1KP-Mitchell 1 KP | 2021-06-19 03:00 | DISPATCHABLE | 186.2935 | 730 | 770 | 770 | 770 |  | 0.5 | 385 | 385 | 365
ML1KP-Mitchell 1 KP | 2021-06-19 04:00 | DISPATCHABLE | 188.646 | 730 | 770 | 770 | 770 |  | 0.5 | 385 | 385 | 365
ML1KP-Mitchell 1 KP | 2021-06-19 05:00 | DISPATCHABLE | 185.876 | 730 | 770 | 770 | 770 |  | 0.5 | 385 | 385 | 365
ML1KP-Mitchell 1 KP | 2021-06-19 06:00 | DISPATCHABLE | 185.623 | 730 | 770 | 770 | 770 |  | 0.5 | 385 | 385 | 365
ML1KP-Mitchell 1 KP | 2021-06-19 07:00 | DISPATCHABLE | 185.579 | 730 | 770 | 770 | 770 |  | 0.5 | 385 | 385 | 365
ML1KP-Mitchell 1 KP | 2021-06-19 08:00 | DISPATCHABLE | 185.6405 | 730 | 770 | 770 | 770 |  | 0.5 | 385 | 385 | 365
ML1KP-Mitchell 1 KP | 2021-06-19 09:00 | DISPATCHABLE | 185.94 | 730 | 770 | 770 | 770 |  | 0.5 | 385 | 385 | 365
ML1KP-Mitchell 1 KP | 2021-06-19 10:00 | DISPATCHABLE | 190.5775 | 730 | 770 | 770 | 770 |  | 0.5 | 385 | 385 | 365
ML1KP-Mitchell 1 KP | 2021-06-19 11:00 | DISPATCHABLE | 194.4925 | 730 | 770 | 770 | 770 |  | 0.5 | 385 | 385 | 365
ML1KP-Mitchell 1 KP | 2021-06-19 12:00 | DISPATCHABLE | 202.457 | 730 | 770 | 770 | 770 |  | 0.5 | 385 | 385 | 365
ML1KP-Mitchell 1 KP | 2021-06-19 13:00 | DISPATCHABLE | 208.8435 | 730 | 770 | 770 | 770 |  | 0.5 | 385 | 385 | 365
ML1KP-Mitchell 1 KP | 2021-06-19 14:00 | DISPATCHABLE | 231.644 | 730 | 770 | 770 | 770 |  | 0.5 | 385 | 385 | 365
ML1KP-Mitchell 1 KP | 2021-06-19 15:00 | DISPATCHABLE | 246.3845 | 730 | 770 | 770 | 770 |  | 0.5 | 385 | 385 | 365
ML1KP-Mitchell 1 KP | 2021-06-19 16:00 | DISPATCHABLE | 252.95 | 730 | 770 | 770 | 770 |  | 0.5 | 385 | 385 | 365
ML1KP-Mitchell 1 KP | 2021-06-19 17:00 | DISPATCHABLE | 220.4975 | 730 | 770 | 770 | 770 |  | 0.5 | 385 | 385 | 365
ML1KP-Mitchell 1 KP | 2021-06-19 18:00 | DISPATCHABLE | 249.5725 | 730 | 770 | 770 | 770 |  | 0.5 | 385 | 385 | 365
ML1KP-Mitchell 1 KP | 2021-06-19 19:00 | DISPATCHABLE | 290.2685 | 730 | 770 | 770 | 770 |  | 0.5 | 385 | 385 | 365
ML1KP-Mitchell 1 KP | 2021-06-19 20:00 | DISPATCHABLE | 317.102 | 730 | 770 | 770 | 770 |  | 0.5 | 385 | 385 | 365
ML1KP-Mitchell 1 KP | 2021-06-19 21:00 | DISPATCHABLE | 328.164 | 730 | 770 | 770 | 770 |  | 0.5 | 385 | 385 | 365
ML1KP-Mitchell 1 KP | 2021-06-19 22:00 | DISPATCHABLE | 328.2055 | 730 | 770 | 770 | 770 |  | 0.5 | 385 | 385 | 365
ML1KP-Mitchell 1 KP | 2021-06-19 23:00 | DISPATCHABLE | 315.0535 | 730 | 770 | 770 | 770 |  | 0.5 | 385 | 385 | 365
ML1KP-Mitchell 1 KP | 2021-06-20 | DISPATCHABLE | 298.2485 | 600 | 770 | 770 | 770 |  | 0.5 | 385 | 385 | 300
ML1KP-Mitchell 1 KP | 2021-06-20 01:00 | DISPATCHABLE | 266.4525 | 727 | 770 | 770 | 770 |  | 0.5 | 385 | 385 | 363.5
ML1KP-Mitchell 1 KP | 2021-06-20 02:00 | DISPATCHABLE | 205.7435 | 730 | 770 | 770 | 770 |  | 0.5 | 385 | 385 | 365
ML1KP-Mitchell 1 KP | 2021-06-20 03:00 | DISPATCHABLE | 186.434 | 730 | 770 | 770 | 770 |  | 0.5 | 385 | 385 | 365
ML1KP-Mitchell 1 KP | 2021-06-20 04:00 | DISPATCHABLE | 185.449 | 730 | 770 | 770 | 770 |  | 0.5 | 385 | 385 | 365
ML1KP-Mitchell 1 KP | 2021-06-20 05:00 | DISPATCHABLE | 185.684 | 730 | 770 | 770 | 770 |  | 0.5 | 385 | 385 | 365
ML1KP-Mitchell 1 KP | 2021-06-20 06:00 | DISPATCHABLE | 185.703 | 730 | 770 | 770 | 770 |  | 0.5 | 385 | 385 | 365
ML1KP-Mitchell 1 KP | 2021-06-20 07:00 | DISPATCHABLE | 185.67 | 730 | 770 | 770 | 770 |  | 0.5 | 385 | 385 | 365
ML1KP-Mitchell 1 KP | 2021-06-20 08:00 | DISPATCHABLE | 189.4495 | 730 | 770 | 770 | 770 |  | 0.5 | 385 | 385 | 365
ML1KP-Mitchell 1 KP | 2021-06-20 09:00 | DISPATCHABLE | 187.793 | 730 | 770 | 770 | 770 |  | 0.5 | 385 | 385 | 365
ML1KP-Mitchell 1 KP | 2021-06-20 10:00 | DISPATCHABLE | 192.2475 | 730 | 770 | 770 | 770 |  | 0.5 | 385 | 385 | 365
ML1KP-Mitchell 1 KP | 2021-06-20 11:00 | DISPATCHABLE | 197.784 | 730 | 770 | 770 | 770 |  | 0.5 | 385 | 385 | 365
ML1KP-Mitchell 1 KP | 2021-06-20 12:00 | DISPATCHABLE | 224.5995 | 730 | 770 | 770 | 770 |  | 0.5 | 385 | 385 | 365
ML1KP-Mitchell 1 KP | 2021-06-20 13:00 | DISPATCHABLE | 287.39 | 730 | 770 | 770 | 770 |  | 0.5 | 385 | 385 | 365
ML1KP-Mitchell 1 KP | 2021-06-20 14:00 | DISPATCHABLE | 338.1105 | 730 | 770 | 770 | 770 |  | 0.5 | 385 | 385 | 365
ML1KP-Mitchell 1 KP | 2021-06-20 15:00 | DISPATCHABLE | 350.3045 | 730 | 770 | 770 | 770 |  | 0.5 | 385 | 385 | 365
ML1KP-Mitchell 1 KP | 2021-06-20 16:00 | DISPATCHABLE | 347.52 | 714 | 770 | 770 | 770 |  | 0.5 | 385 | 385 | 357
ML1KP-Mitchell 1 KP | 2021-06-20 17:00 | DISPATCHABLE | 354.5565 | 712 | 770 | 770 | 770 |  | 0.5 | 385 | 385 | 356
ML1KP-Mitchell 1 KP | 2021-06-20 18:00 | DISPATCHABLE | 345.216 | 710 | 770 | 770 | 770 |  | 0.5 | 385 | 385 | 355
ML1KP-Mitchell 1 KP | 2021-06-20 19:00 | DISPATCHABLE | 348.425 | 710 | 770 | 770 | 770 |  | 0.5 | 385 | 385 | 355
ML1KP-Mitchell 1 KP | 2021-06-20 20:00 | DISPATCHABLE | 343.2575 | 710 | 770 | 770 | 770 |  | 0.5 | 385 | 385 | 355
ML1KP-Mitchell 1 KP | 2021-06-20 21:00 | DISPATCHABLE | 341.245 | 710 | 770 | 770 | 770 |  | 0.5 | 385 | 385 | 355
ML1KP-Mitchell 1 KP | 2021-06-20 22:00 | DISPATCHABLE | 348.0865 | 711 | 770 | 770 | 770 |  | 0.5 | 385 | 385 | 355.5
ML1KP-Mitchell 1 KP | 2021-06-20 23:00 | DISPATCHABLE | 328.013 | 710 | 770 | 770 | 770 |  | 0.5 | 385 | 385 | 355
ML1KP-Mitchell 1 KP | 2021-06-21 | DISPATCHABLE | 304.597 | 710 | 770 | 770 | 770 |  | 0.5 | 385 | 385 | 355
ML1KP-Mitchell 1 KP | 2021-06-21 01:00 | DISPATCHABLE | 267.4175 | 710 | 770 | 770 | 770 |  | 0.5 | 385 | 385 | 355
ML1KP-Mitchell 1 KP | 2021-06-21 02:00 | DISPATCHABLE | 239.7525 | 710 | 770 | 770 | 770 |  | 0.5 | 385 | 385 | 355
ML1KP-Mitchell 1 KP | 2021-06-21 03:00 | DISPATCHABLE | 206.265 | 710 | 770 | 770 | 770 |  | 0.5 | 385 | 385 | 355
ML1KP-Mitchell 1 KP | 2021-06-21 04:00 | DISPATCHABLE | 188.4215 | 710 | 770 | 770 | 770 |  | 0.5 | 385 | 385 | 355
ML1KP-Mitchell 1 KP | 2021-06-21 05:00 | DISPATCHABLE | 186.206 | 710 | 770 | 770 | 770 |  | 0.5 | 385 | 385 | 355
ML1KP-Mitchell 1 KP | 2021-06-21 06:00 | DISPATCHABLE | 187.8175 | 710 | 770 | 770 | 770 |  | 0.5 | 385 | 385 | 355
ML1KP-Mitchell 1 KP | 2021-06-21 07:00 | DISPATCHABLE | 186.1545 | 710 | 770 | 770 | 770 |  | 0.5 | 385 | 385 | 355
ML1KP-Mitchell 1 KP | 2021-06-21 08:00 | DISPATCHABLE | 190.0545 | 710 | 770 | 770 | 770 |  | 0.5 | 385 | 385 | 355
ML1KP-Mitchell 1 KP | 2021-06-21 09:00 | DISPATCHABLE | 206.613 | 710 | 770 | 770 | 770 |  | 0.5 | 385 | 385 | 355
ML1KP-Mitchell 1 KP | 2021-06-21 10:00 | DISPATCHABLE | 213.848 | 710 | 770 | 770 | 770 |  | 0.5 | 385 | 385 | 355
ML1KP-Mitchell 1 KP | 2021-06-21 11:00 | DISPATCHABLE | 248.169 | 710 | 770 | 770 | 770 |  | 0.5 | 385 | 385 | 355
ML1KP-Mitchell 1 KP | 2021-06-21 12:00 | DISPATCHABLE | 271.9315 | 710 | 770 | 770 | 770 |  | 0.5 | 385 | 385 | 355
ML1KP-Mitchell 1 KP | 2021-06-21 13:00 | DISPATCHABLE | 280.9665 | 710 | 770 | 770 | 770 |  | 0.5 | 385 | 385 | 355
ML1KP-Mitchell 1 KP | 2021-06-21 14:00 | DISPATCHABLE | 319.8325 | 710 | 770 | 770 | 770 |  | 0.5 | 385 | 385 | 355
ML1KP-Mitchell 1 KP | 2021-06-21 15:00 | DISPATCHABLE | 342.7005 | 707 | 770 | 770 | 770 |  | 0.5 | 385 | 385 | 353.5
ML1KP-Mitchell 1 KP | 2021-06-21 16:00 | DISPATCHABLE | 341.2195 | 683 | 770 | 770 | 770 |  | 0.5 | 385 | 385 | 341.5
ML1KP-Mitchell 1 KP | 2021-06-21 17:00 | DISPATCHABLE | 341.4145 | 684 | 770 | 770 | 770 |  | 0.5 | 385 | 385 | 342
ML1KP-Mitchell 1 KP | 2021-06-21 18:00 | DISPATCHABLE | 314.3345 | 720 | 770 | 770 | 770 |  | 0.5 | 385 | 385 | 360
ML1KP-Mitchell 1 KP | 2021-06-21 19:00 | DISPATCHABLE | 262.339 | 730 | 770 | 770 | 770 |  | 0.5 | 385 | 385 | 365
ML1KP-Mitchell 1 KP | 2021-06-21 20:00 | DISPATCHABLE | 252.02 | 730 | 770 | 770 | 770 |  | 0.5 | 385 | 385 | 365
ML1KP-Mitchell 1 KP | 2021-06-21 21:00 | DISPATCHABLE | 230.328 | 730 | 770 | 770 | 770 |  | 0.5 | 385 | 385 | 365
ML1KP-Mitchell 1 KP | 2021-06-21 22:00 | DISPATCHABLE | 213.0285 | 730 | 770 | 770 | 770 |  | 0.5 | 385 | 385 | 365
ML1KP-Mitchell 1 KP | 2021-06-21 23:00 | DISPATCHABLE | 213.0845 | 730 | 770 | 770 | 770 |  | 0.5 | 385 | 385 | 365
ML1KP-Mitchell 1 KP | 2021-06-22 | DISPATCHABLE | 213.223 | 730 | 770 | 770 | 770 |  | 0.5 | 385 | 385 | 365
ML1KP-Mitchell 1 KP | 2021-06-22 01:00 | DISPATCHABLE | 198.5535 | 730 | 770 | 770 | 770 |  | 0.5 | 385 | 385 | 365
ML1KP-Mitchell 1 KP | 2021-06-22 02:00 | DISPATCHABLE | 186.327 | 730 | 770 | 770 | 770 |  | 0.5 | 385 | 385 | 365
ML1KP-Mitchell 1 KP | 2021-06-22 03:00 | DISPATCHABLE | 186.3285 | 730 | 770 | 770 | 770 |  | 0.5 | 385 | 385 | 365
ML1KP-Mitchell 1 KP | 2021-06-22 04:00 | DISPATCHABLE | 186.815 | 730 | 770 | 770 | 770 |  | 0.5 | 385 | 385 | 365
ML1KP-Mitchell 1 KP | 2021-06-22 05:00 | DISPATCHABLE | 186.956 | 730 | 770 | 770 | 770 |  | 0.5 | 385 | 385 | 365
ML1KP-Mitchell 1 KP | 2021-06-22 06:00 | DISPATCHABLE | 191.3595 | 730 | 770 | 770 | 770 |  | 0.5 | 385 | 385 | 365
ML1KP-Mitchell 1 KP | 2021-06-22 07:00 | DISPATCHABLE | 200.0735 | 730 | 770 | 770 | 770 |  | 0.5 | 385 | 385 | 365
ML1KP-Mitchell 1 KP | 2021-06-22 08:00 | DISPATCHABLE | 198.85 | 730 | 770 | 770 | 770 |  | 0.5 | 385 | 385 | 365
ML1KP-Mitchell 1 KP | 2021-06-22 09:00 | DISPATCHABLE | 187.2905 | 383 | 770 | 770 | 770 |  | 0.5 | 385 | 385 | 191.5
ML1KP-Mitchell 1 KP | 2021-06-22 10:00 | DISPATCHABLE | 186.2 | 373 | 770 | 770 | 770 |  | 0.5 | 385 | 385 | 186.5
ML1KP-Mitchell 1 KP | 2021-06-22 11:00 | DISPATCHABLE | 186.3805 | 373 | 770 | 770 | 770 |  | 0.5 | 385 | 385 | 186.5
ML1KP-Mitchell 1 KP | 2021-06-22 12:00 | DISPATCHABLE | 186.86 | 390 | 770 | 770 | 770 |  | 0.5 | 385 | 385 | 195
ML1KP-Mitchell 1 KP | 2021-06-22 13:00 | DISPATCHABLE | 234.545 | 730 | 770 | 770 | 770 |  | 0.5 | 385 | 385 | 365
ML1KP-Mitchell 1 KP | 2021-06-22 14:00 | DISPATCHABLE | 276.5785 | 569 | 770 | 770 | 770 |  | 0.5 | 385 | 385 | 284.5
ML1KP-Mitchell 1 KP | 2021-06-22 15:00 | DISPATCHABLE | 276.3005 | 553 | 770 | 770 | 770 |  | 0.5 | 385 | 385 | 276.5
ML1KP-Mitchell 1 KP | 2021-06-22 16:00 | DISPATCHABLE | 276.139 | 553 | 770 | 770 | 770 |  | 0.5 | 385 | 385 | 276.5
ML1KP-Mitchell 1 KP | 2021-06-22 17:00 | DISPATCHABLE | 270.253 | 656 | 770 | 770 | 770 |  | 0.5 | 385 | 385 | 328
ML1KP-Mitchell 1 KP | 2021-06-22 18:00 | DISPATCHABLE | 229.8415 | 730 | 770 | 770 | 770 |  | 0.5 | 385 | 385 | 365
ML1KP-Mitchell 1 KP | 2021-06-22 19:00 | DISPATCHABLE | 190.822 | 730 | 770 | 770 | 770 |  | 0.5 | 385 | 385 | 365
ML1KP-Mitchell 1 KP | 2021-06-22 20:00 | DISPATCHABLE | 186.2655 | 730 | 770 | 770 | 770 |  | 0.5 | 385 | 385 | 365
ML1KP-Mitchell 1 KP | 2021-06-22 21:00 | DISPATCHABLE | 187.198 | 730 | 770 | 770 | 770 |  | 0.5 | 385 | 385 | 365
ML1KP-Mitchell 1 KP | 2021-06-22 22:00 | DISPATCHABLE | 187.9925 | 730 | 770 | 770 | 770 |  | 0.5 | 385 | 385 | 365
ML1KP-Mitchell 1 KP | 2021-06-22 23:00 | DISPATCHABLE | 186.4155 | 730 | 770 | 770 | 770 |  | 0.5 | 385 | 385 | 365
ML1KP-Mitchell 1 KP | 2021-06-23 | DISPATCHABLE | 189.4185 | 730 | 770 | 770 | 770 |  | 0.5 | 385 | 385 | 365
ML1KP-Mitchell 1 KP | 2021-06-23 01:00 | DISPATCHABLE | 187.737 | 716 | 770 | 770 | 770 |  | 0.5 | 385 | 385 | 358
ML1KP-Mitchell 1 KP | 2021-06-23 02:00 | DISPATCHABLE | 188.6875 | 650 | 770 | 770 | 770 |  | 0.5 | 385 | 385 | 325
ML1KP-Mitchell 1 KP | 2021-06-23 03:00 | DISPATCHABLE | 186.859 | 650 | 770 | 770 | 770 |  | 0.5 | 385 | 385 | 325
ML1KP-Mitchell 1 KP | 2021-06-23 04:00 | DISPATCHABLE | 186.4765 | 650 | 770 | 770 | 770 |  | 0.5 | 385 | 385 | 325
ML1KP-Mitchell 1 KP | 2021-06-23 05:00 | DISPATCHABLE | 186.8145 | 650 | 770 | 770 | 770 |  | 0.5 | 385 | 385 | 325
ML1KP-Mitchell 1 KP | 2021-06-23 06:00 | DISPATCHABLE | 186.819 | 650 | 770 | 770 | 770 |  | 0.5 | 385 | 385 | 325
ML1KP-Mitchell 1 KP | 2021-06-23 07:00 | DISPATCHABLE | 186.98 | 650 | 770 | 770 | 770 |  | 0.5 | 385 | 385 | 325
ML1KP-Mitchell 1 KP | 2021-06-23 08:00 | DISPATCHABLE | 187.2705 | 650 | 770 | 770 | 770 |  | 0.5 | 385 | 385 | 325
ML1KP-Mitchell 1 KP | 2021-06-23 09:00 | DISPATCHABLE | 189.849 | 650 | 770 | 770 | 770 |  | 0.5 | 385 | 385 | 325
ML1KP-Mitchell 1 KP | 2021-06-23 10:00 | DISPATCHABLE | 189.797 | 677 | 770 | 770 | 770 |  | 0.5 | 385 | 385 | 338.5
ML1KP-Mitchell 1 KP | 2021-06-23 11:00 | DISPATCHABLE | 186.5275 | 730 | 770 | 770 | 770 |  | 0.5 | 385 | 385 | 365
ML1KP-Mitchell 1 KP | 2021-06-23 12:00 | DISPATCHABLE | 189.3425 | 730 | 770 | 770 | 770 |  | 0.5 | 385 | 385 | 365
ML1KP-Mitchell 1 KP | 2021-06-23 13:00 | DISPATCHABLE | 189.0245 | 730 | 770 | 770 | 770 |  | 0.5 | 385 | 385 | 365
ML1KP-Mitchell 1 KP | 2021-06-23 14:00 | DISPATCHABLE | 190.66 | 730 | 770 | 770 | 770 |  | 0.5 | 385 | 385 | 365
ML1KP-Mitchell 1 KP | 2021-06-23 15:00 | DISPATCHABLE | 186.116 | 730 | 770 | 770 | 770 |  | 0.5 | 385 | 385 | 365
ML1KP-Mitchell 1 KP | 2021-06-23 16:00 | DISPATCHABLE | 191.174 | 730 | 770 | 770 | 770 |  | 0.5 | 385 | 385 | 365
ML1KP-Mitchell 1 KP | 2021-06-23 17:00 | DISPATCHABLE | 209.6095 | 730 | 770 | 770 | 770 |  | 0.5 | 385 | 385 | 365
ML1KP-Mitchell 1 KP | 2021-06-23 18:00 | DISPATCHABLE | 247.2075 | 730 | 770 | 770 | 770 |  | 0.5 | 385 | 385 | 365
ML1KP-Mitchell 1 KP | 2021-06-23 19:00 | DISPATCHABLE | 270.97 | 730 | 770 | 770 | 770 |  | 0.5 | 385 | 385 | 365
ML1KP-Mitchell 1 KP | 2021-06-23 20:00 | DISPATCHABLE | 270.6425 | 730 | 770 | 770 | 770 |  | 0.5 | 385 | 385 | 365
ML1KP-Mitchell 1 KP | 2021-06-23 21:00 | DISPATCHABLE | 258.2025 | 730 | 770 | 770 | 770 |  | 0.5 | 385 | 385 | 365
ML1KP-Mitchell 1 KP | 2021-06-23 22:00 | DISPATCHABLE | 249.7535 | 730 | 770 | 770 | 770 |  | 0.5 | 385 | 385 | 365
ML1KP-Mitchell 1 KP | 2021-06-23 23:00 | DISPATCHABLE | 228.307 | 730 | 770 | 770 | 770 |  | 0.5 | 385 | 385 | 365
ML1KP-Mitchell 1 KP | 2021-06-24 | DISPATCHABLE | 196.948 | 730 | 770 | 770 | 770 |  | 0.5 | 385 | 385 | 365
ML1KP-Mitchell 1 KP | 2021-06-24 01:00 | DISPATCHABLE | 185.9495 | 730 | 770 | 770 | 770 |  | 0.5 | 385 | 385 | 365
ML1KP-Mitchell 1 KP | 2021-06-24 02:00 | DISPATCHABLE | 185.478 | 730 | 770 | 770 | 770 |  | 0.5 | 385 | 385 | 365
ML1KP-Mitchell 1 KP | 2021-06-24 03:00 | DISPATCHABLE | 185.7825 | 730 | 770 | 770 | 770 |  | 0.5 | 385 | 385 | 365
ML1KP-Mitchell 1 KP | 2021-06-24 04:00 | DISPATCHABLE | 185.7045 | 730 | 770 | 770 | 770 |  | 0.5 | 385 | 385 | 365
ML1KP-Mitchell 1 KP | 2021-06-24 05:00 | DISPATCHABLE | 185.688 | 730 | 770 | 770 | 770 |  | 0.5 | 385 | 385 | 365
ML1KP-Mitchell 1 KP | 2021-06-24 06:00 | DISPATCHABLE | 186.5235 | 730 | 770 | 770 | 770 |  | 0.5 | 385 | 385 | 365
ML1KP-Mitchell 1 KP | 2021-06-24 07:00 | DISPATCHABLE | 185.769 | 730 | 770 | 770 | 770 |  | 0.5 | 385 | 385 | 365
ML1KP-Mitchell 1 KP | 2021-06-24 08:00 | DISPATCHABLE | 188.1185 | 730 | 770 | 770 | 770 |  | 0.5 | 385 | 385 | 365
ML1KP-Mitchell 1 KP | 2021-06-24 09:00 | DISPATCHABLE | 185.7345 | 730 | 770 | 770 | 770 |  | 0.5 | 385 | 385 | 365
ML1KP-Mitchell 1 KP | 2021-06-24 10:00 | DISPATCHABLE | 185.9995 | 730 | 770 | 770 | 770 |  | 0.5 | 385 | 385 | 365
ML1KP-Mitchell 1 KP | 2021-06-24 11:00 | DISPATCHABLE | 200.335 | 730 | 770 | 770 | 770 |  | 0.5 | 385 | 385 | 365
ML1KP-Mitchell 1 KP | 2021-06-24 12:00 | DISPATCHABLE | 202.1325 | 730 | 770 | 770 | 770 |  | 0.5 | 385 | 385 | 365
ML1KP-Mitchell 1 KP | 2021-06-24 13:00 | DISPATCHABLE | 227.35 | 730 | 770 | 770 | 770 |  | 0.5 | 385 | 385 | 365
ML1KP-Mitchell 1 KP | 2021-06-24 14:00 | DISPATCHABLE | 256.4525 | 730 | 770 | 770 | 770 |  | 0.5 | 385 | 385 | 365
ML1KP-Mitchell 1 KP | 2021-06-24 15:00 | DISPATCHABLE | 259.8515 | 730 | 770 | 770 | 770 |  | 0.5 | 385 | 385 | 365
ML1KP-Mitchell 1 KP | 2021-06-24 16:00 | DISPATCHABLE | 315.2795 | 730 | 770 | 770 | 770 |  | 0.5 | 385 | 385 | 365
ML1KP-Mitchell 1 KP | 2021-06-24 17:00 | DISPATCHABLE | 360.8745 | 731 | 770 | 770 | 770 |  | 0.5 | 385 | 385 | 365.5
ML1KP-Mitchell 1 KP | 2021-06-24 18:00 | DISPATCHABLE | 358.045 | 731 | 770 | 770 | 770 |  | 0.5 | 385 | 385 | 365.5
ML1KP-Mitchell 1 KP | 2021-06-24 19:00 | DISPATCHABLE | 360.6665 | 731 | 770 | 770 | 770 |  | 0.5 | 385 | 385 | 365.5
ML1KP-Mitchell 1 KP | 2021-06-24 20:00 | DISPATCHABLE | 354.725 | 731 | 770 | 770 | 770 |  | 0.5 | 385 | 385 | 365.5
ML1KP-Mitchell 1 KP | 2021-06-24 21:00 | DISPATCHABLE | 357.2035 | 732 | 770 | 770 | 770 |  | 0.5 | 385 | 385 | 366
ML1KP-Mitchell 1 KP | 2021-06-24 22:00 | DISPATCHABLE | 352.9865 | 730 | 770 | 770 | 770 |  | 0.5 | 385 | 385 | 365
ML1KP-Mitchell 1 KP | 2021-06-24 23:00 | DISPATCHABLE | 339.751 | 730 | 770 | 770 | 770 |  | 0.5 | 385 | 385 | 365
ML1KP-Mitchell 1 KP | 2021-06-25 | DISPATCHABLE | 327.5675 | 730 | 770 | 770 | 770 |  | 0.5 | 385 | 385 | 365
ML1KP-Mitchell 1 KP | 2021-06-25 01:00 | DISPATCHABLE | 291.5005 | 730 | 770 | 770 | 770 |  | 0.5 | 385 | 385 | 365
ML1KP-Mitchell 1 KP | 2021-06-25 02:00 | DISPATCHABLE | 233.2365 | 730 | 770 | 770 | 770 |  | 0.5 | 385 | 385 | 365
ML1KP-Mitchell 1 KP | 2021-06-25 03:00 | DISPATCHABLE | 186.733 | 730 | 770 | 770 | 770 |  | 0.5 | 385 | 385 | 365
ML1KP-Mitchell 1 KP | 2021-06-25 04:00 | DISPATCHABLE | 185.6825 | 730 | 770 | 770 | 770 |  | 0.5 | 385 | 385 | 365
ML1KP-Mitchell 1 KP | 2021-06-25 05:00 | DISPATCHABLE | 185.6985 | 730 | 770 | 770 | 770 |  | 0.5 | 385 | 385 | 365
ML1KP-Mitchell 1 KP | 2021-06-25 06:00 | DISPATCHABLE | 185.3695 | 730 | 770 | 770 | 770 |  | 0.5 | 385 | 385 | 365
ML1KP-Mitchell 1 KP | 2021-06-25 07:00 | DISPATCHABLE | 186.9525 | 730 | 770 | 770 | 770 |  | 0.5 | 385 | 385 | 365
ML1KP-Mitchell 1 KP | 2021-06-25 08:00 | DISPATCHABLE | 186.838 | 730 | 770 | 770 | 770 |  | 0.5 | 385 | 385 | 365
ML1KP-Mitchell 1 KP | 2021-06-25 09:00 | DISPATCHABLE | 191.4895 | 730 | 770 | 770 | 770 |  | 0.5 | 385 | 385 | 365
ML1KP-Mitchell 1 KP | 2021-06-25 10:00 | DISPATCHABLE | 199.801 | 730 | 770 | 770 | 770 |  | 0.5 | 385 | 385 | 365
ML1KP-Mitchell 1 KP | 2021-06-25 11:00 | DISPATCHABLE | 205.973 | 730 | 770 | 770 | 770 |  | 0.5 | 385 | 385 | 365
ML1KP-Mitchell 1 KP | 2021-06-25 12:00 | DISPATCHABLE | 241.2795 | 730 | 757 | 757 | 756 |  | 0.5 | 378.5 | 378 | 365
ML1KP-Mitchell 1 KP | 2021-06-25 13:00 | DISPATCHABLE | 271.7205 | 730 | 730 | 730 | 730 |  | 0.5 | 365 | 365 | 365
ML1KP-Mitchell 1 KP | 2021-06-25 14:00 | DISPATCHABLE | 295.8125 | 730 | 730 | 730 | 730 |  | 0.5 | 365 | 365 | 365
ML1KP-Mitchell 1 KP | 2021-06-25 15:00 | DISPATCHABLE | 353.5275 | 732 | 732 | 732 | 730 |  | 0.5 | 366 | 365 | 366
ML1KP-Mitchell 1 KP | 2021-06-25 16:00 | DISPATCHABLE | 359.535 | 731 | 731 | 731 | 730 |  | 0.5 | 365.5 | 365 | 365.5
ML1KP-Mitchell 1 KP | 2021-06-25 17:00 | DISPATCHABLE | 355.024 | 711 | 731 | 731 | 730 |  | 0.5 | 365.5 | 365 | 355.5
ML1KP-Mitchell 1 KP | 2021-06-25 18:00 | DISPATCHABLE | 343.725 | 701 | 730 | 730 | 730 |  | 0.5 | 365 | 365 | 350.5
ML1KP-Mitchell 1 KP | 2021-06-25 19:00 | DISPATCHABLE | 338.231 | 701 | 730 | 730 | 730 |  | 0.5 | 365 | 365 | 350.5
ML1KP-Mitchell 1 KP | 2021-06-25 20:00 | DISPATCHABLE | 340.0805 | 700 | 730 | 730 | 730 |  | 0.5 | 365 | 365 | 350
ML1KP-Mitchell 1 KP | 2021-06-25 21:00 | DISPATCHABLE | 347.0675 | 702 | 730 | 730 | 730 |  | 0.5 | 365 | 365 | 351
ML1KP-Mitchell 1 KP | 2021-06-25 22:00 | DISPATCHABLE | 343.9625 | 701 | 730 | 730 | 730 |  | 0.5 | 365 | 365 | 350.5
ML1KP-Mitchell 1 KP | 2021-06-25 23:00 | DISPATCHABLE | 311.7525 | 700 | 730 | 730 | 730 |  | 0.5 | 365 | 365 | 350
ML1KP-Mitchell 1 KP | 2021-06-26 | DISPATCHABLE | 291.5315 | 700 | 730 | 730 | 730 |  | 0.5 | 365 | 365 | 350
ML1KP-Mitchell 1 KP | 2021-06-26 01:00 | DISPATCHABLE | 273.8595 | 563 | 730 | 730 | 730 |  | 0.5 | 365 | 365 | 281.5
ML1KP-Mitchell 1 KP | 2021-06-26 02:00 | DISPATCHABLE | 274.5435 | 700 | 730 | 730 | 730 |  | 0.5 | 365 | 365 | 350
ML1KP-Mitchell 1 KP | 2021-06-26 03:00 | DISPATCHABLE | 246.709 | 700 | 730 | 730 | 730 |  | 0.5 | 365 | 365 | 350
ML1KP-Mitchell 1 KP | 2021-06-26 04:00 | DISPATCHABLE | 231.82 | 700 | 730 | 730 | 730 |  | 0.5 | 365 | 365 | 350
ML1KP-Mitchell 1 KP | 2021-06-26 05:00 | DISPATCHABLE | 203.1555 | 700 | 730 | 730 | 730 |  | 0.5 | 365 | 365 | 350
ML1KP-Mitchell 1 KP | 2021-06-26 06:00 | DISPATCHABLE | 189.544 | 700 | 730 | 730 | 730 |  | 0.5 | 365 | 365 | 350
ML1KP-Mitchell 1 KP | 2021-06-26 07:00 | DISPATCHABLE | 185.761 | 700 | 730 | 730 | 730 |  | 0.5 | 365 | 365 | 350
ML1KP-Mitchell 1 KP | 2021-06-26 08:00 | DISPATCHABLE | 187.782 | 700 | 730 | 730 | 730 |  | 0.5 | 365 | 365 | 350
ML1KP-Mitchell 1 KP | 2021-06-26 09:00 | DISPATCHABLE | 191.3025 | 700 | 730 | 730 | 730 |  | 0.5 | 365 | 365 | 350
ML1KP-Mitchell 1 KP | 2021-06-26 10:00 | DISPATCHABLE | 212.198 | 700 | 730 | 730 | 730 |  | 0.5 | 365 | 365 | 350
ML1KP-Mitchell 1 KP | 2021-06-26 11:00 | DISPATCHABLE | 253.289 | 700 | 730 | 730 | 730 |  | 0.5 | 365 | 365 | 350
ML1KP-Mitchell 1 KP | 2021-06-26 12:00 | DISPATCHABLE | 285.8875 | 700 | 730 | 730 | 730 |  | 0.5 | 365 | 365 | 350
ML1KP-Mitchell 1 KP | 2021-06-26 13:00 | DISPATCHABLE | 322.315 | 700 | 730 | 730 | 730 |  | 0.5 | 365 | 365 | 350
ML1KP-Mitchell 1 KP | 2021-06-26 14:00 | DISPATCHABLE | 343.3735 | 701 | 730 | 730 | 730 |  | 0.5 | 365 | 365 | 350.5
ML1KP-Mitchell 1 KP | 2021-06-26 15:00 | DISPATCHABLE | 351.176 | 703 | 730 | 730 | 730 |  | 0.5 | 365 | 365 | 351.5
ML1KP-Mitchell 1 KP | 2021-06-26 16:00 | DISPATCHABLE | 351.309 | 703 | 730 | 730 | 730 |  | 0.5 | 365 | 365 | 351.5
ML1KP-Mitchell 1 KP | 2021-06-26 17:00 | DISPATCHABLE | 351.229 | 703 | 730 | 730 | 730 |  | 0.5 | 365 | 365 | 351.5
ML1KP-Mitchell 1 KP | 2021-06-26 18:00 | DISPATCHABLE | 351.256 | 703 | 707 | 707 | 704 |  | 0.5 | 353.5 | 352 | 351.5
ML1KP-Mitchell 1 KP | 2021-06-26 19:00 | DISPATCHABLE | 351.2455 | 703 | 703 | 703 | 700 |  | 0.5 | 351.5 | 350 | 351.5
ML1KP-Mitchell 1 KP | 2021-06-26 20:00 | DISPATCHABLE | 349.35 | 702 | 702 | 702 | 700 |  | 0.5 | 351 | 350 | 351
ML1KP-Mitchell 1 KP | 2021-06-26 21:00 | DISPATCHABLE | 340.636 | 700 | 700 | 700 | 700 |  | 0.5 | 350 | 350 | 350
ML1KP-Mitchell 1 KP | 2021-06-26 22:00 | DISPATCHABLE | 344.7235 | 700 | 700 | 700 | 700 |  | 0.5 | 350 | 350 | 350
ML1KP-Mitchell 1 KP | 2021-06-26 23:00 | DISPATCHABLE | 341.4215 | 700 | 700 | 700 | 700 |  | 0.5 | 350 | 350 | 350
ML1KP-Mitchell 1 KP | 2021-06-27 | DISPATCHABLE | 333.9685 | 700 | 700 | 700 | 700 |  | 0.5 | 350 | 350 | 350
ML1KP-Mitchell 1 KP | 2021-06-27 01:00 | DISPATCHABLE | 329.163 | 700 | 700 | 700 | 700 |  | 0.5 | 350 | 350 | 350
ML1KP-Mitchell 1 KP | 2021-06-27 02:00 | DISPATCHABLE | 298.2575 | 700 | 700 | 700 | 700 |  | 0.5 | 350 | 350 | 350
ML1KP-Mitchell 1 KP | 2021-06-27 03:00 | DISPATCHABLE | 259.0335 | 700 | 700 | 700 | 700 |  | 0.5 | 350 | 350 | 350
ML1KP-Mitchell 1 KP | 2021-06-27 04:00 | DISPATCHABLE | 224.355 | 700 | 700 | 700 | 700 |  | 0.5 | 350 | 350 | 350
ML1KP-Mitchell 1 KP | 2021-06-27 05:00 | DISPATCHABLE | 191.2485 | 700 | 700 | 700 | 700 |  | 0.5 | 350 | 350 | 350
ML1KP-Mitchell 1 KP | 2021-06-27 06:00 | DISPATCHABLE | 189.4095 | 700 | 700 | 700 | 700 |  | 0.5 | 350 | 350 | 350
ML1KP-Mitchell 1 KP | 2021-06-27 07:00 | DISPATCHABLE | 186.9175 | 700 | 700 | 700 | 700 |  | 0.5 | 350 | 350 | 350
ML1KP-Mitchell 1 KP | 2021-06-27 08:00 | DISPATCHABLE | 187.3055 | 700 | 700 | 700 | 700 |  | 0.5 | 350 | 350 | 350
ML1KP-Mitchell 1 KP | 2021-06-27 09:00 | DISPATCHABLE | 192.2515 | 700 | 700 | 700 | 700 |  | 0.5 | 350 | 350 | 350
ML1KP-Mitchell 1 KP | 2021-06-27 10:00 | DISPATCHABLE | 193.8715 | 700 | 700 | 700 | 700 |  | 0.5 | 350 | 350 | 350
ML1KP-Mitchell 1 KP | 2021-06-27 11:00 | DISPATCHABLE | 228.148 | 700 | 700 | 700 | 700 |  | 0.5 | 350 | 350 | 350
ML1KP-Mitchell 1 KP | 2021-06-27 12:00 | DISPATCHABLE | 278.9695 | 700 | 700 | 700 | 700 |  | 0.5 | 350 | 350 | 350
ML1KP-Mitchell 1 KP | 2021-06-27 13:00 | DISPATCHABLE | 339.4485 | 702 | 702 | 702 | 700 |  | 0.5 | 351 | 350 | 351
ML1KP-Mitchell 1 KP | 2021-06-27 14:00 | DISPATCHABLE | 348.704 | 701 | 701 | 701 | 700 |  | 0.5 | 350.5 | 350 | 350.5
ML1KP-Mitchell 1 KP | 2021-06-27 15:00 | DISPATCHABLE | 350.752 | 703 | 703 | 703 | 700 |  | 0.5 | 351.5 | 350 | 351.5
ML1KP-Mitchell 1 KP | 2021-06-27 16:00 | DISPATCHABLE | 351.193 | 703 | 703 | 703 | 700 |  | 0.5 | 351.5 | 350 | 351.5
ML1KP-Mitchell 1 KP | 2021-06-27 17:00 | DISPATCHABLE | 349.486 | 701 | 701 | 701 | 700 |  | 0.5 | 350.5 | 350 | 350.5
ML1KP-Mitchell 1 KP | 2021-06-27 18:00 | DISPATCHABLE | 347.288 | 697 | 700 | 700 | 700 |  | 0.5 | 350 | 350 | 348.5
ML1KP-Mitchell 1 KP | 2021-06-27 19:00 | DISPATCHABLE | 344.15 | 688 | 700 | 700 | 700 |  | 0.5 | 350 | 350 | 344
ML1KP-Mitchell 1 KP | 2021-06-27 20:00 | DISPATCHABLE | 343.692 | 688 | 700 | 700 | 700 |  | 0.5 | 350 | 350 | 344
ML1KP-Mitchell 1 KP | 2021-06-27 21:00 | DISPATCHABLE | 343.3655 | 687 | 700 | 700 | 700 |  | 0.5 | 350 | 350 | 343.5
ML1KP-Mitchell 1 KP | 2021-06-27 22:00 | DISPATCHABLE | 343.4975 | 688 | 700 | 700 | 700 |  | 0.5 | 350 | 350 | 344
ML1KP-Mitchell 1 KP | 2021-06-27 23:00 | DISPATCHABLE | 330.3885 | 686 | 700 | 700 | 700 |  | 0.5 | 350 | 350 | 343
ML1KP-Mitchell 1 KP | 2021-06-28 | DISPATCHABLE | 333.785 | 686 | 700 | 700 | 700 |  | 0.5 | 350 | 350 | 343
ML1KP-Mitchell 1 KP | 2021-06-28 01:00 | DISPATCHABLE | 332.905 | 685 | 700 | 700 | 700 |  | 0.5 | 350 | 350 | 342.5
ML1KP-Mitchell 1 KP | 2021-06-28 02:00 | DISPATCHABLE | 318.418 | 685 | 700 | 700 | 700 |  | 0.5 | 350 | 350 | 342.5
ML1KP-Mitchell 1 KP | 2021-06-28 03:00 | DISPATCHABLE | 314.989 | 685 | 700 | 700 | 700 |  | 0.5 | 350 | 350 | 342.5
ML1KP-Mitchell 1 KP | 2021-06-28 04:00 | DISPATCHABLE | 290.982 | 685 | 700 | 700 | 700 |  | 0.5 | 350 | 350 | 342.5
ML1KP-Mitchell 1 KP | 2021-06-28 05:00 | DISPATCHABLE | 266.3975 | 685 | 700 | 700 | 700 |  | 0.5 | 350 | 350 | 342.5
ML1KP-Mitchell 1 KP | 2021-06-28 06:00 | DISPATCHABLE | 289.8435 | 685 | 700 | 700 | 700 |  | 0.5 | 350 | 350 | 342.5
ML1KP-Mitchell 1 KP | 2021-06-28 07:00 | DISPATCHABLE | 305.13 | 685 | 700 | 700 | 700 |  | 0.5 | 350 | 350 | 342.5
ML1KP-Mitchell 1 KP | 2021-06-28 08:00 | DISPATCHABLE | 305.0105 | 685 | 700 | 700 | 700 |  | 0.5 | 350 | 350 | 342.5
ML1KP-Mitchell 1 KP | 2021-06-28 09:00 | DISPATCHABLE | 317.99 | 685 | 700 | 700 | 700 |  | 0.5 | 350 | 350 | 342.5
ML1KP-Mitchell 1 KP | 2021-06-28 10:00 | DISPATCHABLE | 321.999 | 685 | 699 | 699 | 698 |  | 0.5 | 349.5 | 349 | 342.5
ML1KP-Mitchell 1 KP | 2021-06-28 11:00 | DISPATCHABLE | 341.6935 | 688 | 688 | 688 | 685 |  | 0.5 | 344 | 342.5 | 344
ML1KP-Mitchell 1 KP | 2021-06-28 12:00 | DISPATCHABLE | 329.9405 | 685 | 685 | 685 | 685 |  | 0.5 | 342.5 | 342.5 | 342.5
ML1KP-Mitchell 1 KP | 2021-06-28 13:00 | DISPATCHABLE | 342.652 | 687 | 687 | 687 | 685 |  | 0.5 | 343.5 | 342.5 | 343.5
ML1KP-Mitchell 1 KP | 2021-06-28 14:00 | DISPATCHABLE | 341.1305 | 684 | 687 | 687 | 685 |  | 0.5 | 343.5 | 342.5 | 342
ML1KP-Mitchell 1 KP | 2021-06-28 15:00 | DISPATCHABLE | 335.978 | 675 | 686 | 686 | 685 |  | 0.5 | 343 | 342.5 | 337.5
ML1KP-Mitchell 1 KP | 2021-06-28 16:00 | DISPATCHABLE | 342.3765 | 687 | 687 | 687 | 685 |  | 0.5 | 343.5 | 342.5 | 343.5
ML1KP-Mitchell 1 KP | 2021-06-28 17:00 | DISPATCHABLE | 340.1735 | 687 | 687 | 687 | 685 |  | 0.5 | 343.5 | 342.5 | 343.5
ML1KP-Mitchell 1 KP | 2021-06-28 18:00 | DISPATCHABLE | 334.2805 | 671 | 685 | 685 | 685 |  | 0.5 | 342.5 | 342.5 | 335.5
ML1KP-Mitchell 1 KP | 2021-06-28 19:00 | DISPATCHABLE | 334.19 | 669 | 685 | 685 | 685 |  | 0.5 | 342.5 | 342.5 | 334.5
ML1KP-Mitchell 1 KP | 2021-06-28 20:00 | DISPATCHABLE | 333.8355 | 668 | 685 | 685 | 685 |  | 0.5 | 342.5 | 342.5 | 334
ML1KP-Mitchell 1 KP | 2021-06-28 21:00 | DISPATCHABLE | 334.2735 | 668 | 685 | 685 | 685 |  | 0.5 | 342.5 | 342.5 | 334
ML1KP-Mitchell 1 KP | 2021-06-28 22:00 | DISPATCHABLE | 333.478 | 668 | 685 | 685 | 685 |  | 0.5 | 342.5 | 342.5 | 334
ML1KP-Mitchell 1 KP | 2021-06-28 23:00 | DISPATCHABLE | 333.918 | 668 | 685 | 685 | 685 |  | 0.5 | 342.5 | 342.5 | 334
ML1KP-Mitchell 1 KP | 2021-06-29 | DISPATCHABLE | 327.3515 | 667 | 685 | 685 | 685 |  | 0.5 | 342.5 | 342.5 | 333.5
ML1KP-Mitchell 1 KP | 2021-06-29 01:00 | DISPATCHABLE | 333.546 | 685 | 686 | 686 | 685 |  | 0.5 | 343 | 342.5 | 342.5
ML1KP-Mitchell 1 KP | 2021-06-29 02:00 | DISPATCHABLE | 341.364 | 687 | 687 | 687 | 685 |  | 0.5 | 343.5 | 342.5 | 343.5
ML1KP-Mitchell 1 KP | 2021-06-29 03:00 | DISPATCHABLE | 320.3485 | 686 | 686 | 686 | 685 |  | 0.5 | 343 | 342.5 | 343
ML1KP-Mitchell 1 KP | 2021-06-29 04:00 | DISPATCHABLE | 268.411 | 685 | 685 | 685 | 685 |  | 0.5 | 342.5 | 342.5 | 342.5
ML1KP-Mitchell 1 KP | 2021-06-29 05:00 | DISPATCHABLE | 241.4005 | 685 | 685 | 685 | 685 |  | 0.5 | 342.5 | 342.5 | 342.5
ML1KP-Mitchell 1 KP | 2021-06-29 06:00 | DISPATCHABLE | 235.111 | 685 | 685 | 685 | 685 |  | 0.5 | 342.5 | 342.5 | 342.5
ML1KP-Mitchell 1 KP | 2021-06-29 07:00 | DISPATCHABLE | 273.4515 | 685 | 685 | 685 | 685 |  | 0.5 | 342.5 | 342.5 | 342.5
ML1KP-Mitchell 1 KP | 2021-06-29 08:00 | DISPATCHABLE | 300.067 | 685 | 685 | 685 | 685 |  | 0.5 | 342.5 | 342.5 | 342.5
ML1KP-Mitchell 1 KP | 2021-06-29 09:00 | DISPATCHABLE | 326.1555 | 685 | 685 | 685 | 685 |  | 0.5 | 342.5 | 342.5 | 342.5
ML1KP-Mitchell 1 KP | 2021-06-29 10:00 | DISPATCHABLE | 328.575 | 685 | 685 | 685 | 685 |  | 0.5 | 342.5 | 342.5 | 342.5
ML1KP-Mitchell 1 KP | 2021-06-29 11:00 | DISPATCHABLE | 342.0595 | 688 | 688 | 688 | 685 |  | 0.5 | 344 | 342.5 | 344
ML1KP-Mitchell 1 KP | 2021-06-29 12:00 | DISPATCHABLE | 343.6835 | 688 | 688 | 688 | 685 |  | 0.5 | 344 | 342.5 | 344
ML1KP-Mitchell 1 KP | 2021-06-29 13:00 | DISPATCHABLE | 343.6065 | 688 | 688 | 688 | 685 |  | 0.5 | 344 | 342.5 | 344
ML1KP-Mitchell 1 KP | 2021-06-29 14:00 | DISPATCHABLE | 343.734 | 688 | 688 | 688 | 685 |  | 0.5 | 344 | 342.5 | 344
ML1KP-Mitchell 1 KP | 2021-06-29 15:00 | DISPATCHABLE | 344.0735 | 688 | 689 | 689 | 685 |  | 0.5 | 344.5 | 342.5 | 344
ML1KP-Mitchell 1 KP | 2021-06-29 16:00 | DISPATCHABLE | 343.6355 | 688 | 688 | 688 | 685 |  | 0.5 | 344 | 342.5 | 344
ML1KP-Mitchell 1 KP | 2021-06-29 17:00 | DISPATCHABLE | 343.3755 | 688 | 688 | 688 | 685 |  | 0.5 | 344 | 342.5 | 344
ML1KP-Mitchell 1 KP | 2021-06-29 18:00 | DISPATCHABLE | 343.713 | 688 | 688 | 688 | 685 |  | 0.5 | 344 | 342.5 | 344
ML1KP-Mitchell 1 KP | 2021-06-29 19:00 | DISPATCHABLE | 344.0005 | 688 | 689 | 689 | 685 |  | 0.5 | 344.5 | 342.5 | 344
ML1KP-Mitchell 1 KP | 2021-06-29 20:00 | DISPATCHABLE | 343.503 | 688 | 688 | 688 | 685 |  | 0.5 | 344 | 342.5 | 344
ML1KP-Mitchell 1 KP | 2021-06-29 21:00 | DISPATCHABLE | 343.2245 | 688 | 688 | 688 | 685 |  | 0.5 | 344 | 342.5 | 344
ML1KP-Mitchell 1 KP | 2021-06-29 22:00 | DISPATCHABLE | 344.088 | 688 | 689 | 689 | 685 |  | 0.5 | 344.5 | 342.5 | 344
ML1KP-Mitchell 1 KP | 2021-06-29 23:00 | DISPATCHABLE | 343.4765 | 688 | 688 | 688 | 685 |  | 0.5 | 344 | 342.5 | 344
ML1KP-Mitchell 1 KP | 2021-06-30 | DISPATCHABLE | 333.3655 | 685 | 685 | 685 | 685 |  | 0.5 | 342.5 | 342.5 | 342.5
ML1KP-Mitchell 1 KP | 2021-06-30 01:00 | DISPATCHABLE | 330.443 | 685 | 685 | 685 | 685 |  | 0.5 | 342.5 | 342.5 | 342.5
ML1KP-Mitchell 1 KP | 2021-06-30 02:00 | DISPATCHABLE | 330.314 | 685 | 685 | 685 | 685 |  | 0.5 | 342.5 | 342.5 | 342.5
ML1KP-Mitchell 1 KP | 2021-06-30 03:00 | DISPATCHABLE | 316.8205 | 685 | 685 | 685 | 685 |  | 0.5 | 342.5 | 342.5 | 342.5
ML1KP-Mitchell 1 KP | 2021-06-30 04:00 | DISPATCHABLE | 271.576 | 685 | 685 | 685 | 685 |  | 0.5 | 342.5 | 342.5 | 342.5
ML1KP-Mitchell 1 KP | 2021-06-30 05:00 | DISPATCHABLE | 251.2195 | 685 | 685 | 685 | 685 |  | 0.5 | 342.5 | 342.5 | 342.5
ML1KP-Mitchell 1 KP | 2021-06-30 06:00 | DISPATCHABLE | 252.949 | 685 | 685 | 685 | 685 |  | 0.5 | 342.5 | 342.5 | 342.5
ML1KP-Mitchell 1 KP | 2021-06-30 07:00 | DISPATCHABLE | 260.398 | 685 | 685 | 685 | 685 |  | 0.5 | 342.5 | 342.5 | 342.5
ML1KP-Mitchell 1 KP | 2021-06-30 08:00 | DISPATCHABLE | 296.358 | 685 | 685 | 685 | 685 |  | 0.5 | 342.5 | 342.5 | 342.5
ML1KP-Mitchell 1 KP | 2021-06-30 09:00 | DISPATCHABLE | 321.3685 | 685 | 685 | 685 | 685 |  | 0.5 | 342.5 | 342.5 | 342.5
ML1KP-Mitchell 1 KP | 2021-06-30 10:00 | DISPATCHABLE | 341.34 | 687 | 687 | 687 | 685 |  | 0.5 | 343.5 | 342.5 | 343.5
ML1KP-Mitchell 1 KP | 2021-06-30 11:00 | DISPATCHABLE | 343.5265 | 688 | 688 | 688 | 685 |  | 0.5 | 344 | 342.5 | 344
ML1KP-Mitchell 1 KP | 2021-06-30 12:00 | DISPATCHABLE | 343.694 | 688 | 688 | 688 | 685 |  | 0.5 | 344 | 342.5 | 344
ML1KP-Mitchell 1 KP | 2021-06-30 13:00 | DISPATCHABLE | 343.596 | 688 | 688 | 688 | 685 |  | 0.5 | 344 | 342.5 | 344
ML1KP-Mitchell 1 KP | 2021-06-30 14:00 | DISPATCHABLE | 343.83 | 688 | 688 | 688 | 685 |  | 0.5 | 344 | 342.5 | 344
ML1KP-Mitchell 1 KP | 2021-06-30 15:00 | DISPATCHABLE | 344.0315 | 688 | 689 | 689 | 685 |  | 0.5 | 344.5 | 342.5 | 344
ML1KP-Mitchell 1 KP | 2021-06-30 16:00 | DISPATCHABLE | 343.841 | 688 | 688 | 688 | 685 |  | 0.5 | 344 | 342.5 | 344
ML1KP-Mitchell 1 KP | 2021-06-30 17:00 | DISPATCHABLE | 350.8465 | 705 | 705 | 705 | 703 |  | 0.5 | 352.5 | 351.5 | 352.5
ML1KP-Mitchell 1 KP | 2021-06-30 18:00 | DISPATCHABLE | 360.6175 | 724 | 724 | 724 | 722 |  | 0.5 | 362 | 361 | 362
ML1KP-Mitchell 1 KP | 2021-06-30 19:00 | DISPATCHABLE | 366.6 | 733 | 734 | 734 | 730 |  | 0.5 | 367 | 365 | 366.5
ML1KP-Mitchell 1 KP | 2021-06-30 20:00 | DISPATCHABLE | 365.8625 | 733 | 733 | 733 | 730 |  | 0.5 | 366.5 | 365 | 366.5
ML1KP-Mitchell 1 KP | 2021-06-30 21:00 | DISPATCHABLE | 365.83 | 732 | 732 | 732 | 730 |  | 0.5 | 366 | 365 | 366
ML1KP-Mitchell 1 KP | 2021-06-30 22:00 | DISPATCHABLE | 358.7475 | 731 | 731 | 731 | 730 |  | 0.5 | 365.5 | 365 | 365.5
ML1KP-Mitchell 1 KP | 2021-06-30 23:00 | DISPATCHABLE | 354.1895 | 730 | 730 | 730 | 730 |  | 0.5 | 365 | 365 | 365
ML1KP-Mitchell 1 KP | 2021-07-01 | DISPATCHABLE | 354.923 | 730 | 730 | 730 | 730 |  | 0.5 | 365 | 365 | 365
ML2KP-Mitchell 2 KP | 2021-06-01 01:00 | DISPATCHABLE | 204.992 | 451 | 451 | 451 | 790 |  | 0.5 | 225.5 | 395 | 225.5
ML2KP-Mitchell 2 KP | 2021-06-01 02:00 | DISPATCHABLE | 204.596 | 454 | 454 | 454 | 790 |  | 0.5 | 227 | 395 | 227
ML2KP-Mitchell 2 KP | 2021-06-01 03:00 | DISPATCHABLE | 205.024 | 437 | 437 | 437 | 790 |  | 0.5 | 218.5 | 395 | 218.5
ML2KP-Mitchell 2 KP | 2021-06-01 04:00 | DISPATCHABLE | 204.684 | 452 | 452 | 452 | 790 |  | 0.5 | 226 | 395 | 226
ML2KP-Mitchell 2 KP | 2021-06-01 05:00 | DISPATCHABLE | 204.884 | 446 | 446 | 446 | 790 |  | 0.5 | 223 | 395 | 223
ML2KP-Mitchell 2 KP | 2021-06-01 06:00 | DISPATCHABLE | 204.9 | 491 | 491 | 491 | 790 |  | 0.5 | 245.5 | 395 | 245.5
ML2KP-Mitchell 2 KP | 2021-06-01 07:00 | DISPATCHABLE | 204.812 | 450 | 450 | 450 | 790 |  | 0.5 | 225 | 395 | 225
ML2KP-Mitchell 2 KP | 2021-06-01 08:00 | DISPATCHABLE | 205.584 | 636 | 636 | 636 | 790 |  | 0.5 | 318 | 395 | 318
ML2KP-Mitchell 2 KP | 2021-06-01 09:00 | DISPATCHABLE | 212.152 | 790 | 790 | 790 | 790 |  | 0.5 | 395 | 395 | 395
ML2KP-Mitchell 2 KP | 2021-06-01 10:00 | DISPATCHABLE | 211.632 | 790 | 790 | 790 | 790 |  | 0.5 | 395 | 395 | 395
ML2KP-Mitchell 2 KP | 2021-06-01 11:00 | DISPATCHABLE | 209.508 | 773 | 773 | 773 | 790 |  | 0.5 | 386.5 | 395 | 386.5
ML2KP-Mitchell 2 KP | 2021-06-01 12:00 | DISPATCHABLE | 218.788 | 790 | 790 | 790 | 790 |  | 0.5 | 395 | 395 | 395
ML2KP-Mitchell 2 KP | 2021-06-01 13:00 | DISPATCHABLE | 216.524 | 790 | 790 | 790 | 790 |  | 0.5 | 395 | 395 | 395
ML2KP-Mitchell 2 KP | 2021-06-01 14:00 | DISPATCHABLE | 255.3805 | 790 | 790 | 790 | 790 |  | 0.5 | 395 | 395 | 395
ML2KP-Mitchell 2 KP | 2021-06-01 15:00 | DISPATCHABLE | 337.084 | 790 | 790 | 790 | 790 |  | 0.5 | 395 | 395 | 395
ML2KP-Mitchell 2 KP | 2021-06-01 16:00 | DISPATCHABLE | 394.212 | 792 | 792 | 792 | 790 |  | 0.5 | 396 | 395 | 396
ML2KP-Mitchell 2 KP | 2021-06-01 17:00 | DISPATCHABLE | 396.464 | 793 | 793 | 793 | 790 |  | 0.5 | 396.5 | 395 | 396.5
ML2KP-Mitchell 2 KP | 2021-06-01 18:00 | DISPATCHABLE | 398.528 | 797 | 798 | 798 | 790 |  | 0.5 | 399 | 395 | 398.5
ML2KP-Mitchell 2 KP | 2021-06-01 19:00 | DISPATCHABLE | 389.62 | 792 | 792 | 792 | 790 |  | 0.5 | 396 | 395 | 396
ML2KP-Mitchell 2 KP | 2021-06-01 20:00 | DISPATCHABLE | 383.136 | 790 | 790 | 790 | 790 |  | 0.5 | 395 | 395 | 395
ML2KP-Mitchell 2 KP | 2021-06-01 21:00 | DISPATCHABLE | 387.848 | 791 | 791 | 791 | 790 |  | 0.5 | 395.5 | 395 | 395.5
ML2KP-Mitchell 2 KP | 2021-06-01 22:00 | DISPATCHABLE | 369.472 | 790 | 790 | 790 | 790 |  | 0.5 | 395 | 395 | 395
ML2KP-Mitchell 2 KP | 2021-06-01 23:00 | DISPATCHABLE | 323.624 | 790 | 790 | 790 | 790 |  | 0.5 | 395 | 395 | 395
ML2KP-Mitchell 2 KP | 2021-06-02 | DISPATCHABLE | 269.14 | 790 | 790 | 790 | 790 |  | 0.5 | 395 | 395 | 395
ML2KP-Mitchell 2 KP | 2021-06-02 01:00 | DISPATCHABLE | 215.428 | 712 | 712 | 712 | 790 |  | 0.5 | 356 | 395 | 356
ML2KP-Mitchell 2 KP | 2021-06-02 02:00 | DISPATCHABLE | 204.772 | 445 | 445 | 445 | 790 |  | 0.5 | 222.5 | 395 | 222.5
ML2KP-Mitchell 2 KP | 2021-06-02 03:00 | DISPATCHABLE | 204.76 | 478 | 478 | 478 | 790 |  | 0.5 | 239 | 395 | 239
ML2KP-Mitchell 2 KP | 2021-06-02 04:00 | DISPATCHABLE | 204.8 | 431 | 431 | 431 | 790 |  | 0.5 | 215.5 | 395 | 215.5
ML2KP-Mitchell 2 KP | 2021-06-02 05:00 | DISPATCHABLE | 204.736 | 421 | 421 | 421 | 790 |  | 0.5 | 210.5 | 395 | 210.5
ML2KP-Mitchell 2 KP | 2021-06-02 06:00 | DISPATCHABLE | 204.944 | 496 | 496 | 496 | 790 |  | 0.5 | 248 | 395 | 248
ML2KP-Mitchell 2 KP | 2021-06-02 07:00 | DISPATCHABLE | 212.32 | 753 | 753 | 753 | 790 |  | 0.5 | 376.5 | 395 | 376.5
ML2KP-Mitchell 2 KP | 2021-06-02 08:00 | DISPATCHABLE | 210.68 | 790 | 790 | 790 | 790 |  | 0.5 | 395 | 395 | 395
ML2KP-Mitchell 2 KP | 2021-06-02 09:00 | DISPATCHABLE | 222.632 | 790 | 790 | 790 | 790 |  | 0.5 | 395 | 395 | 395
ML2KP-Mitchell 2 KP | 2021-06-02 10:00 | DISPATCHABLE | 210.912 | 774 | 774 | 774 | 790 |  | 0.5 | 387 | 395 | 387
ML2KP-Mitchell 2 KP | 2021-06-02 11:00 | DISPATCHABLE | 214.68 | 790 | 790 | 790 | 790 |  | 0.5 | 395 | 395 | 395
ML2KP-Mitchell 2 KP | 2021-06-02 12:00 | DISPATCHABLE | 214.816 | 639 | 639 | 639 | 790 |  | 0.5 | 319.5 | 395 | 319.5
ML2KP-Mitchell 2 KP | 2021-06-02 13:00 | DISPATCHABLE | 239.408 | 790 | 790 | 790 | 790 |  | 0.5 | 395 | 395 | 395
ML2KP-Mitchell 2 KP | 2021-06-02 14:00 | DISPATCHABLE | 251.752 | 790 | 790 | 790 | 790 |  | 0.5 | 395 | 395 | 395
ML2KP-Mitchell 2 KP | 2021-06-02 15:00 | DISPATCHABLE | 269.248 | 790 | 790 | 790 | 790 |  | 0.5 | 395 | 395 | 395
ML2KP-Mitchell 2 KP | 2021-06-02 16:00 | DISPATCHABLE | 311.832 | 790 | 790 | 790 | 790 |  | 0.5 | 395 | 395 | 395
ML2KP-Mitchell 2 KP | 2021-06-02 17:00 | DISPATCHABLE | 339.304 | 790 | 790 | 790 | 790 |  | 0.5 | 395 | 395 | 395
ML2KP-Mitchell 2 KP | 2021-06-02 18:00 | DISPATCHABLE | 332.336 | 790 | 790 | 790 | 790 |  | 0.5 | 395 | 395 | 395
ML2KP-Mitchell 2 KP | 2021-06-02 19:00 | DISPATCHABLE | 329.728 | 790 | 790 | 790 | 790 |  | 0.5 | 395 | 395 | 395
ML2KP-Mitchell 2 KP | 2021-06-02 20:00 | DISPATCHABLE | 305.936 | 790 | 790 | 790 | 790 |  | 0.5 | 395 | 395 | 395
ML2KP-Mitchell 2 KP | 2021-06-02 21:00 | DISPATCHABLE | 309.44 | 790 | 790 | 790 | 790 |  | 0.5 | 395 | 395 | 395
ML2KP-Mitchell 2 KP | 2021-06-02 22:00 | DISPATCHABLE | 314.112 | 790 | 790 | 790 | 790 |  | 0.5 | 395 | 395 | 395
ML2KP-Mitchell 2 KP | 2021-06-02 23:00 | DISPATCHABLE | 283.2 | 790 | 790 | 790 | 790 |  | 0.5 | 395 | 395 | 395
ML2KP-Mitchell 2 KP | 2021-06-03 | DISPATCHABLE | 239.272 | 788 | 788 | 788 | 790 |  | 0.5 | 394 | 395 | 394
ML2KP-Mitchell 2 KP | 2021-06-03 01:00 | DISPATCHABLE | 208.792 | 735 | 735 | 735 | 790 |  | 0.5 | 367.5 | 395 | 367.5
ML2KP-Mitchell 2 KP | 2021-06-03 02:00 | DISPATCHABLE | 205.184 | 636 | 636 | 636 | 790 |  | 0.5 | 318 | 395 | 318
ML2KP-Mitchell 2 KP | 2021-06-03 03:00 | DISPATCHABLE | 205.008 | 600 | 600 | 600 | 790 |  | 0.5 | 300 | 395 | 300
ML2KP-Mitchell 2 KP | 2021-06-03 04:00 | DISPATCHABLE | 204.888 | 632 | 632 | 632 | 790 |  | 0.5 | 316 | 395 | 316
ML2KP-Mitchell 2 KP | 2021-06-03 05:00 | DISPATCHABLE | 205.648 | 639 | 639 | 639 | 790 |  | 0.5 | 319.5 | 395 | 319.5
ML2KP-Mitchell 2 KP | 2021-06-03 06:00 | DISPATCHABLE | 209.632 | 790 | 790 | 790 | 790 |  | 0.5 | 395 | 395 | 395
ML2KP-Mitchell 2 KP | 2021-06-03 07:00 | DISPATCHABLE | 209.624 | 738 | 738 | 738 | 790 |  | 0.5 | 369 | 395 | 369
ML2KP-Mitchell 2 KP | 2021-06-03 08:00 | DISPATCHABLE | 218.376 | 700 | 700 | 700 | 790 |  | 0.5 | 350 | 395 | 350
ML2KP-Mitchell 2 KP | 2021-06-03 09:00 | DISPATCHABLE | 233.912 | 790 | 790 | 790 | 790 |  | 0.5 | 395 | 395 | 395
ML2KP-Mitchell 2 KP | 2021-06-03 10:00 | DISPATCHABLE | 223.512 | 790 | 790 | 790 | 790 |  | 0.5 | 395 | 395 | 395
ML2KP-Mitchell 2 KP | 2021-06-03 11:00 | DISPATCHABLE | 213.44 | 749 | 749 | 749 | 790 |  | 0.5 | 374.5 | 395 | 374.5
ML2KP-Mitchell 2 KP | 2021-06-03 12:00 | DISPATCHABLE | 249.608 | 790 | 790 | 790 | 790 |  | 0.5 | 395 | 395 | 395
ML2KP-Mitchell 2 KP | 2021-06-03 13:00 | DISPATCHABLE | 308.72 | 790 | 790 | 790 | 790 |  | 0.5 | 395 | 395 | 395
ML2KP-Mitchell 2 KP | 2021-06-03 14:00 | DISPATCHABLE | 344.496 | 790 | 790 | 790 | 790 |  | 0.5 | 395 | 395 | 395
ML2KP-Mitchell 2 KP | 2021-06-03 15:00 | DISPATCHABLE | 378.872 | 790 | 790 | 790 | 790 |  | 0.5 | 395 | 395 | 395
ML2KP-Mitchell 2 KP | 2021-06-03 16:00 | DISPATCHABLE | 383.408 | 790 | 790 | 790 | 790 |  | 0.5 | 395 | 395 | 395
ML2KP-Mitchell 2 KP | 2021-06-03 17:00 | DISPATCHABLE | 384.312 | 791 | 791 | 791 | 790 |  | 0.5 | 395.5 | 395 | 395.5
ML2KP-Mitchell 2 KP | 2021-06-03 18:00 | DISPATCHABLE | 390.64 | 791 | 791 | 791 | 790 |  | 0.5 | 395.5 | 395 | 395.5
ML2KP-Mitchell 2 KP | 2021-06-03 19:00 | DISPATCHABLE | 379.304 | 790 | 790 | 790 | 790 |  | 0.5 | 395 | 395 | 395
ML2KP-Mitchell 2 KP | 2021-06-03 20:00 | DISPATCHABLE | 375.16 | 790 | 790 | 790 | 790 |  | 0.5 | 395 | 395 | 395
ML2KP-Mitchell 2 KP | 2021-06-03 21:00 | DISPATCHABLE | 363.632 | 790 | 790 | 790 | 790 |  | 0.5 | 395 | 395 | 395
ML2KP-Mitchell 2 KP | 2021-06-03 22:00 | DISPATCHABLE | 366.032 | 790 | 790 | 790 | 790 |  | 0.5 | 395 | 395 | 395
ML2KP-Mitchell 2 KP | 2021-06-03 23:00 | DISPATCHABLE | 358.12 | 790 | 790 | 790 | 790 |  | 0.5 | 395 | 395 | 395
ML2KP-Mitchell 2 KP | 2021-06-04 | DISPATCHABLE | 338.984 | 790 | 790 | 790 | 790 |  | 0.5 | 395 | 395 | 395
ML2KP-Mitchell 2 KP | 2021-06-04 01:00 | DISPATCHABLE | 301.744 | 790 | 790 | 790 | 790 |  | 0.5 | 395 | 395 | 395
ML2KP-Mitchell 2 KP | 2021-06-04 02:00 | DISPATCHABLE | 227.936 | 720 | 720 | 720 | 790 |  | 0.5 | 360 | 395 | 360
ML2KP-Mitchell 2 KP | 2021-06-04 03:00 | DISPATCHABLE | 213.384 | 790 | 790 | 790 | 790 |  | 0.5 | 395 | 395 | 395
ML2KP-Mitchell 2 KP | 2021-06-04 04:00 | DISPATCHABLE | 205.568 | 552 | 552 | 552 | 790 |  | 0.5 | 276 | 395 | 276
ML2KP-Mitchell 2 KP | 2021-06-04 05:00 | DISPATCHABLE | 204.76 | 592 | 592 | 592 | 790 |  | 0.5 | 296 | 395 | 296
ML2KP-Mitchell 2 KP | 2021-06-04 06:00 | DISPATCHABLE | 205.616 | 648 | 648 | 648 | 790 |  | 0.5 | 324 | 395 | 324
ML2KP-Mitchell 2 KP | 2021-06-04 07:00 | DISPATCHABLE | 210.024 | 790 | 790 | 790 | 790 |  | 0.5 | 395 | 395 | 395
ML2KP-Mitchell 2 KP | 2021-06-04 08:00 | DISPATCHABLE | 215.56 | 790 | 790 | 790 | 790 |  | 0.5 | 395 | 395 | 395
ML2KP-Mitchell 2 KP | 2021-06-04 09:00 | DISPATCHABLE | 216.552 | 790 | 790 | 790 | 790 |  | 0.5 | 395 | 395 | 395
ML2KP-Mitchell 2 KP | 2021-06-04 10:00 | DISPATCHABLE | 212.632 | 738 | 738 | 738 | 790 |  | 0.5 | 369 | 395 | 369
ML2KP-Mitchell 2 KP | 2021-06-04 11:00 | DISPATCHABLE | 224.808 | 746 | 746 | 746 | 790 |  | 0.5 | 373 | 395 | 373
ML2KP-Mitchell 2 KP | 2021-06-04 12:00 | DISPATCHABLE | 251.776 | 790 | 790 | 790 | 790 |  | 0.5 | 395 | 395 | 395
ML2KP-Mitchell 2 KP | 2021-06-04 13:00 | DISPATCHABLE | 288.992 | 790 | 790 | 790 | 790 |  | 0.5 | 395 | 395 | 395
ML2KP-Mitchell 2 KP | 2021-06-04 14:00 | DISPATCHABLE | 306.48 | 790 | 790 | 790 | 790 |  | 0.5 | 395 | 395 | 395
ML2KP-Mitchell 2 KP | 2021-06-04 15:00 | DISPATCHABLE | 342.464 | 790 | 790 | 790 | 790 |  | 0.5 | 395 | 395 | 395
ML2KP-Mitchell 2 KP | 2021-06-04 16:00 | DISPATCHABLE | 382.68 | 791 | 791 | 791 | 790 |  | 0.5 | 395.5 | 395 | 395.5
ML2KP-Mitchell 2 KP | 2021-06-04 17:00 | DISPATCHABLE | 392.448 | 791 | 791 | 791 | 790 |  | 0.5 | 395.5 | 395 | 395.5
ML2KP-Mitchell 2 KP | 2021-06-04 18:00 | DISPATCHABLE | 394.944 | 791 | 791 | 791 | 790 |  | 0.5 | 395.5 | 395 | 395.5
ML2KP-Mitchell 2 KP | 2021-06-04 19:00 | DISPATCHABLE | 394.312 | 791 | 791 | 791 | 790 |  | 0.5 | 395.5 | 395 | 395.5
ML2KP-Mitchell 2 KP | 2021-06-04 20:00 | DISPATCHABLE | 394.752 | 791 | 791 | 791 | 790 |  | 0.5 | 395.5 | 395 | 395.5
ML2KP-Mitchell 2 KP | 2021-06-04 21:00 | DISPATCHABLE | 369.144 | 791 | 791 | 791 | 790 |  | 0.5 | 395.5 | 395 | 395.5
ML2KP-Mitchell 2 KP | 2021-06-04 22:00 | DISPATCHABLE | 351.616 | 790 | 790 | 790 | 790 |  | 0.5 | 395 | 395 | 395
ML2KP-Mitchell 2 KP | 2021-06-04 23:00 | DISPATCHABLE | 316.072 | 790 | 790 | 790 | 790 |  | 0.5 | 395 | 395 | 395
ML2KP-Mitchell 2 KP | 2021-06-05 | DISPATCHABLE | 274.84 | 790 | 790 | 790 | 790 |  | 0.5 | 395 | 395 | 395
ML2KP-Mitchell 2 KP | 2021-06-05 01:00 | DISPATCHABLE | 252.72 | 790 | 790 | 790 | 790 |  | 0.5 | 395 | 395 | 395
ML2KP-Mitchell 2 KP | 2021-06-05 02:00 | DISPATCHABLE | 216.968 | 656 | 656 | 656 | 790 |  | 0.5 | 328 | 395 | 328
ML2KP-Mitchell 2 KP | 2021-06-05 03:00 | DISPATCHABLE | 205.328 | 550 | 550 | 550 | 790 |  | 0.5 | 275 | 395 | 275
ML2KP-Mitchell 2 KP | 2021-06-05 04:00 | DISPATCHABLE | 204.848 | 452 | 452 | 452 | 790 |  | 0.5 | 226 | 395 | 226
ML2KP-Mitchell 2 KP | 2021-06-05 05:00 | DISPATCHABLE | 204.552 | 483 | 483 | 483 | 790 |  | 0.5 | 241.5 | 395 | 241.5
ML2KP-Mitchell 2 KP | 2021-06-05 06:00 | DISPATCHABLE | 204.752 | 509 | 509 | 509 | 790 |  | 0.5 | 254.5 | 395 | 254.5
ML2KP-Mitchell 2 KP | 2021-06-05 07:00 | DISPATCHABLE | 204.904 | 461 | 461 | 461 | 790 |  | 0.5 | 230.5 | 395 | 230.5
ML2KP-Mitchell 2 KP | 2021-06-05 08:00 | DISPATCHABLE | 204.888 | 463 | 463 | 463 | 790 |  | 0.5 | 231.5 | 395 | 231.5
ML2KP-Mitchell 2 KP | 2021-06-05 09:00 | DISPATCHABLE | 204.736 | 526 | 526 | 526 | 790 |  | 0.5 | 263 | 395 | 263
ML2KP-Mitchell 2 KP | 2021-06-05 10:00 | DISPATCHABLE | 205.12 | 503 | 503 | 503 | 790 |  | 0.5 | 251.5 | 395 | 251.5
ML2KP-Mitchell 2 KP | 2021-06-05 11:00 | DISPATCHABLE | 218.272 | 779 | 779 | 779 | 790 |  | 0.5 | 389.5 | 395 | 389.5
ML2KP-Mitchell 2 KP | 2021-06-05 12:00 | DISPATCHABLE | 226.912 | 790 | 790 | 790 | 790 |  | 0.5 | 395 | 395 | 395
ML2KP-Mitchell 2 KP | 2021-06-05 13:00 | DISPATCHABLE | 231.896 | 790 | 790 | 790 | 790 |  | 0.5 | 395 | 395 | 395
ML2KP-Mitchell 2 KP | 2021-06-05 14:00 | DISPATCHABLE | 258.944 | 790 | 790 | 790 | 790 |  | 0.5 | 395 | 395 | 395
ML2KP-Mitchell 2 KP | 2021-06-05 15:00 | DISPATCHABLE | 283.056 | 790 | 790 | 790 | 790 |  | 0.5 | 395 | 395 | 395
ML2KP-Mitchell 2 KP | 2021-06-05 16:00 | DISPATCHABLE | 315.92 | 790 | 790 | 790 | 790 |  | 0.5 | 395 | 395 | 395
ML2KP-Mitchell 2 KP | 2021-06-05 17:00 | DISPATCHABLE | 357.728 | 779 | 790 | 790 | 790 |  | 0.5 | 395 | 395 | 389.5
ML2KP-Mitchell 2 KP | 2021-06-05 18:00 | DISPATCHABLE | 384.768 | 791 | 791 | 791 | 790 |  | 0.5 | 395.5 | 395 | 395.5
ML2KP-Mitchell 2 KP | 2021-06-05 19:00 | DISPATCHABLE | 387.752 | 790 | 790 | 790 | 790 |  | 0.5 | 395 | 395 | 395
ML2KP-Mitchell 2 KP | 2021-06-05 20:00 | DISPATCHABLE | 381.552 | 790 | 790 | 790 | 790 |  | 0.5 | 395 | 395 | 395
ML2KP-Mitchell 2 KP | 2021-06-05 21:00 | DISPATCHABLE | 363.408 | 746 | 790 | 790 | 790 |  | 0.5 | 395 | 395 | 373
ML2KP-Mitchell 2 KP | 2021-06-05 22:00 | DISPATCHABLE | 317.784 | 789 | 790 | 790 | 790 |  | 0.5 | 395 | 395 | 394.5
ML2KP-Mitchell 2 KP | 2021-06-05 23:00 | DISPATCHABLE | 319.84 | 790 | 790 | 790 | 790 |  | 0.5 | 395 | 395 | 395
ML2KP-Mitchell 2 KP | 2021-06-06 | DISPATCHABLE | 324.768 | 742 | 790 | 790 | 790 |  | 0.5 | 395 | 395 | 371
ML2KP-Mitchell 2 KP | 2021-06-06 01:00 | DISPATCHABLE | 324.816 | 740 | 790 | 790 | 790 |  | 0.5 | 395 | 395 | 370
ML2KP-Mitchell 2 KP | 2021-06-06 02:00 | DISPATCHABLE | 324.72 | 740 | 790 | 790 | 790 |  | 0.5 | 395 | 395 | 370
ML2KP-Mitchell 2 KP | 2021-06-06 03:00 | DISPATCHABLE | 324.848 | 740 | 790 | 790 | 790 |  | 0.5 | 395 | 395 | 370
ML2KP-Mitchell 2 KP | 2021-06-06 04:00 | DISPATCHABLE | 325.048 | 740 | 790 | 790 | 790 |  | 0.5 | 395 | 395 | 370
ML2KP-Mitchell 2 KP | 2021-06-06 05:00 | DISPATCHABLE | 324.528 | 740 | 790 | 790 | 790 |  | 0.5 | 395 | 395 | 370
ML2KP-Mitchell 2 KP | 2021-06-06 06:00 | DISPATCHABLE | 325.056 | 740 | 790 | 790 | 790 |  | 0.5 | 395 | 395 | 370
ML2KP-Mitchell 2 KP | 2021-06-06 07:00 | DISPATCHABLE | 325.184 | 740 | 790 | 790 | 790 |  | 0.5 | 395 | 395 | 370
ML2KP-Mitchell 2 KP | 2021-06-06 08:00 | DISPATCHABLE | 325.944 | 740 | 790 | 790 | 790 |  | 0.5 | 395 | 395 | 370
ML2KP-Mitchell 2 KP | 2021-06-06 09:00 | DISPATCHABLE | 326.4 | 740 | 790 | 790 | 790 |  | 0.5 | 395 | 395 | 370
ML2KP-Mitchell 2 KP | 2021-06-06 10:00 | DISPATCHABLE | 325.864 | 740 | 762 | 762 | 762 |  | 0.5 | 381 | 381 | 370
ML2KP-Mitchell 2 KP | 2021-06-06 11:00 | DISPATCHABLE | 330.232 | 740 | 740 | 740 | 740 |  | 0.5 | 370 | 370 | 370
ML2KP-Mitchell 2 KP | 2021-06-06 12:00 | DISPATCHABLE | 337.84 | 740 | 740 | 740 | 740 |  | 0.5 | 370 | 370 | 370
ML2KP-Mitchell 2 KP | 2021-06-06 13:00 | DISPATCHABLE | 351.056 | 705 | 740 | 740 | 740 |  | 0.5 | 370 | 370 | 352.5
ML2KP-Mitchell 2 KP | 2021-06-06 14:00 | DISPATCHABLE | 350.064 | 701 | 740 | 740 | 740 |  | 0.5 | 370 | 370 | 350.5
ML2KP-Mitchell 2 KP | 2021-06-06 15:00 | DISPATCHABLE | 349.36 | 701 | 740 | 740 | 740 |  | 0.5 | 370 | 370 | 350.5
ML2KP-Mitchell 2 KP | 2021-06-06 16:00 | DISPATCHABLE | 349.704 | 701 | 740 | 740 | 740 |  | 0.5 | 370 | 370 | 350.5
ML2KP-Mitchell 2 KP | 2021-06-06 17:00 | DISPATCHABLE | 349.552 | 701 | 740 | 740 | 740 |  | 0.5 | 370 | 370 | 350.5
ML2KP-Mitchell 2 KP | 2021-06-06 18:00 | DISPATCHABLE | 350.232 | 702 | 740 | 740 | 740 |  | 0.5 | 370 | 370 | 351
ML2KP-Mitchell 2 KP | 2021-06-06 19:00 | DISPATCHABLE | 349.4 | 701 | 740 | 740 | 740 |  | 0.5 | 370 | 370 | 350.5
ML2KP-Mitchell 2 KP | 2021-06-06 20:00 | DISPATCHABLE | 349.208 | 701 | 740 | 740 | 740 |  | 0.5 | 370 | 370 | 350.5
ML2KP-Mitchell 2 KP | 2021-06-06 21:00 | DISPATCHABLE | 349.76 | 701 | 740 | 740 | 740 |  | 0.5 | 370 | 370 | 350.5
ML2KP-Mitchell 2 KP | 2021-06-06 22:00 | DISPATCHABLE | 349.984 | 702 | 740 | 740 | 740 |  | 0.5 | 370 | 370 | 351
ML2KP-Mitchell 2 KP | 2021-06-06 23:00 | DISPATCHABLE | 350.36 | 702 | 740 | 740 | 740 |  | 0.5 | 370 | 370 | 351
ML2KP-Mitchell 2 KP | 2021-06-07 | DISPATCHABLE | 349.976 | 701 | 740 | 740 | 740 |  | 0.5 | 370 | 370 | 350.5
ML2KP-Mitchell 2 KP | 2021-06-07 01:00 | DISPATCHABLE | 349.88 | 701 | 740 | 740 | 740 |  | 0.5 | 370 | 370 | 350.5
ML2KP-Mitchell 2 KP | 2021-06-07 02:00 | DISPATCHABLE | 351.472 | 704 | 740 | 740 | 740 |  | 0.5 | 370 | 370 | 352
ML2KP-Mitchell 2 KP | 2021-06-07 03:00 | DISPATCHABLE | 336.92 | 748 | 748 | 748 | 740 |  | 0.5 | 374 | 370 | 374
ML2KP-Mitchell 2 KP | 2021-06-07 04:00 | DISPATCHABLE | 271.848 | 748 | 748 | 748 | 740 |  | 0.5 | 374 | 370 | 374
ML2KP-Mitchell 2 KP | 2021-06-07 05:00 | DISPATCHABLE | 214.264 | 676 | 676 | 676 | 740 |  | 0.5 | 338 | 370 | 338
ML2KP-Mitchell 2 KP | 2021-06-07 06:00 | DISPATCHABLE | 207.888 | 700 | 700 | 700 | 740 |  | 0.5 | 350 | 370 | 350
ML2KP-Mitchell 2 KP | 2021-06-07 07:00 | DISPATCHABLE | 207.912 | 723 | 723 | 723 | 740 |  | 0.5 | 361.5 | 370 | 361.5
ML2KP-Mitchell 2 KP | 2021-06-07 08:00 | DISPATCHABLE | 231.512 | 748 | 748 | 748 | 740 |  | 0.5 | 374 | 370 | 374
ML2KP-Mitchell 2 KP | 2021-06-07 09:00 | DISPATCHABLE | 281.296 | 748 | 748 | 748 | 740 |  | 0.5 | 374 | 370 | 374
ML2KP-Mitchell 2 KP | 2021-06-07 10:00 | DISPATCHABLE | 292.256 | 748 | 748 | 748 | 740 |  | 0.5 | 374 | 370 | 374
ML2KP-Mitchell 2 KP | 2021-06-07 11:00 | DISPATCHABLE | 322.64 | 752 | 752 | 752 | 744 |  | 0.5 | 376 | 372 | 376
ML2KP-Mitchell 2 KP | 2021-06-07 12:00 | DISPATCHABLE | 347.76 | 790 | 790 | 790 | 790 |  | 0.5 | 395 | 395 | 395
ML2KP-Mitchell 2 KP | 2021-06-07 13:00 | DISPATCHABLE | 370.936 | 790 | 790 | 790 | 790 |  | 0.5 | 395 | 395 | 395
ML2KP-Mitchell 2 KP | 2021-06-07 14:00 | DISPATCHABLE | 392.28 | 791 | 791 | 791 | 790 |  | 0.5 | 395.5 | 395 | 395.5
ML2KP-Mitchell 2 KP | 2021-06-07 15:00 | DISPATCHABLE | 392.056 | 791 | 791 | 791 | 790 |  | 0.5 | 395.5 | 395 | 395.5
ML2KP-Mitchell 2 KP | 2021-06-07 16:00 | DISPATCHABLE | 390.048 | 791 | 791 | 791 | 790 |  | 0.5 | 395.5 | 395 | 395.5
ML2KP-Mitchell 2 KP | 2021-06-07 17:00 | DISPATCHABLE | 395.752 | 791 | 792 | 792 | 790 |  | 0.5 | 396 | 395 | 395.5
ML2KP-Mitchell 2 KP | 2021-06-07 18:00 | DISPATCHABLE | 394.72 | 791 | 791 | 791 | 790 |  | 0.5 | 395.5 | 395 | 395.5
ML2KP-Mitchell 2 KP | 2021-06-07 19:00 | DISPATCHABLE | 392.304 | 791 | 791 | 791 | 790 |  | 0.5 | 395.5 | 395 | 395.5
ML2KP-Mitchell 2 KP | 2021-06-07 20:00 | DISPATCHABLE | 386.096 | 790 | 790 | 790 | 790 |  | 0.5 | 395 | 395 | 395
ML2KP-Mitchell 2 KP | 2021-06-07 21:00 | DISPATCHABLE | 368.52 | 790 | 790 | 790 | 790 |  | 0.5 | 395 | 395 | 395
ML2KP-Mitchell 2 KP | 2021-06-07 22:00 | DISPATCHABLE | 381.44 | 790 | 790 | 790 | 790 |  | 0.5 | 395 | 395 | 395
ML2KP-Mitchell 2 KP | 2021-06-07 23:00 | DISPATCHABLE | 358.264 | 790 | 790 | 790 | 790 |  | 0.5 | 395 | 395 | 395
ML2KP-Mitchell 2 KP | 2021-06-08 | DISPATCHABLE | 340.872 | 790 | 790 | 790 | 790 |  | 0.5 | 395 | 395 | 395
ML2KP-Mitchell 2 KP | 2021-06-08 01:00 | DISPATCHABLE | 286.44 | 790 | 790 | 790 | 790 |  | 0.5 | 395 | 395 | 395
ML2KP-Mitchell 2 KP | 2021-06-08 02:00 | DISPATCHABLE | 218.032 | 671 | 671 | 671 | 790 |  | 0.5 | 335.5 | 395 | 335.5
ML2KP-Mitchell 2 KP | 2021-06-08 03:00 | DISPATCHABLE | 206.592 | 710 | 710 | 710 | 790 |  | 0.5 | 355 | 395 | 355
ML2KP-Mitchell 2 KP | 2021-06-08 04:00 | DISPATCHABLE | 204.768 | 484 | 484 | 484 | 790 |  | 0.5 | 242 | 395 | 242
ML2KP-Mitchell 2 KP | 2021-06-08 05:00 | DISPATCHABLE | 205.088 | 564 | 564 | 564 | 790 |  | 0.5 | 282 | 395 | 282
ML2KP-Mitchell 2 KP | 2021-06-08 06:00 | DISPATCHABLE | 206.44 | 708 | 708 | 708 | 790 |  | 0.5 | 354 | 395 | 354
ML2KP-Mitchell 2 KP | 2021-06-08 07:00 | DISPATCHABLE | 207.96 | 690 | 690 | 690 | 790 |  | 0.5 | 345 | 395 | 345
ML2KP-Mitchell 2 KP | 2021-06-08 08:00 | DISPATCHABLE | 260.28 | 790 | 790 | 790 | 790 |  | 0.5 | 395 | 395 | 395
ML2KP-Mitchell 2 KP | 2021-06-08 09:00 | DISPATCHABLE | 289.56 | 790 | 790 | 790 | 790 |  | 0.5 | 395 | 395 | 395
ML2KP-Mitchell 2 KP | 2021-06-08 10:00 | DISPATCHABLE | 311.928 | 790 | 790 | 790 | 790 |  | 0.5 | 395 | 395 | 395
ML2KP-Mitchell 2 KP | 2021-06-08 11:00 | DISPATCHABLE | 360.032 | 790 | 790 | 790 | 790 |  | 0.5 | 395 | 395 | 395
ML2KP-Mitchell 2 KP | 2021-06-08 12:00 | DISPATCHABLE | 381.976 | 790 | 790 | 790 | 790 |  | 0.5 | 395 | 395 | 395
ML2KP-Mitchell 2 KP | 2021-06-08 13:00 | DISPATCHABLE | 384.84 | 790 | 790 | 790 | 790 |  | 0.5 | 395 | 395 | 395
ML2KP-Mitchell 2 KP | 2021-06-08 14:00 | DISPATCHABLE | 368.592 | 790 | 790 | 790 | 790 |  | 0.5 | 395 | 395 | 395
ML2KP-Mitchell 2 KP | 2021-06-08 15:00 | DISPATCHABLE | 391.904 | 791 | 791 | 791 | 790 |  | 0.5 | 395.5 | 395 | 395.5
ML2KP-Mitchell 2 KP | 2021-06-08 16:00 | DISPATCHABLE | 391.84 | 789 | 791 | 791 | 790 |  | 0.5 | 395.5 | 395 | 394.5
ML2KP-Mitchell 2 KP | 2021-06-08 17:00 | DISPATCHABLE | 390.44 | 781 | 790 | 790 | 790 |  | 0.5 | 395 | 395 | 390.5
ML2KP-Mitchell 2 KP | 2021-06-08 18:00 | DISPATCHABLE | 389.84 | 781 | 790 | 790 | 790 |  | 0.5 | 395 | 395 | 390.5
ML2KP-Mitchell 2 KP | 2021-06-08 19:00 | DISPATCHABLE | 390.28 | 782 | 790 | 790 | 790 |  | 0.5 | 395 | 395 | 391
ML2KP-Mitchell 2 KP | 2021-06-08 20:00 | DISPATCHABLE | 389.072 | 781 | 790 | 790 | 790 |  | 0.5 | 395 | 395 | 390.5
ML2KP-Mitchell 2 KP | 2021-06-08 21:00 | DISPATCHABLE | 384.504 | 790 | 790 | 790 | 790 |  | 0.5 | 395 | 395 | 395
ML2KP-Mitchell 2 KP | 2021-06-08 22:00 | DISPATCHABLE | 361.176 | 790 | 790 | 790 | 790 |  | 0.5 | 395 | 395 | 395
ML2KP-Mitchell 2 KP | 2021-06-08 23:00 | DISPATCHABLE | 355.928 | 790 | 790 | 790 | 790 |  | 0.5 | 395 | 395 | 395
ML2KP-Mitchell 2 KP | 2021-06-09 | DISPATCHABLE | 327.296 | 790 | 790 | 790 | 790 |  | 0.5 | 395 | 395 | 395
ML2KP-Mitchell 2 KP | 2021-06-09 01:00 | DISPATCHABLE | 324.96 | 790 | 790 | 790 | 790 |  | 0.5 | 395 | 395 | 395
ML2KP-Mitchell 2 KP | 2021-06-09 02:00 | DISPATCHABLE | 298.624 | 790 | 790 | 790 | 790 |  | 0.5 | 395 | 395 | 395
ML2KP-Mitchell 2 KP | 2021-06-09 03:00 | DISPATCHABLE | 264.272 | 790 | 790 | 790 | 790 |  | 0.5 | 395 | 395 | 395
ML2KP-Mitchell 2 KP | 2021-06-09 04:00 | DISPATCHABLE | 222.528 | 709 | 709 | 709 | 790 |  | 0.5 | 354.5 | 395 | 354.5
ML2KP-Mitchell 2 KP | 2021-06-09 05:00 | DISPATCHABLE | 206.816 | 723 | 723 | 723 | 790 |  | 0.5 | 361.5 | 395 | 361.5
ML2KP-Mitchell 2 KP | 2021-06-09 06:00 | DISPATCHABLE | 209.328 | 784 | 784 | 784 | 790 |  | 0.5 | 392 | 395 | 392
ML2KP-Mitchell 2 KP | 2021-06-09 07:00 | DISPATCHABLE | 229.048 | 790 | 790 | 790 | 790 |  | 0.5 | 395 | 395 | 395
ML2KP-Mitchell 2 KP | 2021-06-09 08:00 | DISPATCHABLE | 251.136 | 790 | 790 | 790 | 790 |  | 0.5 | 395 | 395 | 395
ML2KP-Mitchell 2 KP | 2021-06-09 09:00 | DISPATCHABLE | 302.144 | 790 | 790 | 790 | 790 |  | 0.5 | 395 | 395 | 395
ML2KP-Mitchell 2 KP | 2021-06-09 10:00 | DISPATCHABLE | 336.184 | 790 | 790 | 790 | 790 |  | 0.5 | 395 | 395 | 395
ML2KP-Mitchell 2 KP | 2021-06-09 11:00 | DISPATCHABLE | 364.696 | 790 | 790 | 790 | 790 |  | 0.5 | 395 | 395 | 395
ML2KP-Mitchell 2 KP | 2021-06-09 12:00 | DISPATCHABLE | 392.392 | 791 | 791 | 791 | 790 |  | 0.5 | 395.5 | 395 | 395.5
ML2KP-Mitchell 2 KP | 2021-06-09 13:00 | DISPATCHABLE | 391.408 | 791 | 791 | 791 | 790 |  | 0.5 | 395.5 | 395 | 395.5
ML2KP-Mitchell 2 KP | 2021-06-09 14:00 | DISPATCHABLE | 394.952 | 791 | 791 | 791 | 790 |  | 0.5 | 395.5 | 395 | 395.5
ML2KP-Mitchell 2 KP | 2021-06-09 15:00 | DISPATCHABLE | 394.888 | 791 | 791 | 791 | 790 |  | 0.5 | 395.5 | 395 | 395.5
ML2KP-Mitchell 2 KP | 2021-06-09 16:00 | DISPATCHABLE | 394.288 | 791 | 791 | 791 | 790 |  | 0.5 | 395.5 | 395 | 395.5
ML2KP-Mitchell 2 KP | 2021-06-09 17:00 | DISPATCHABLE | 394.448 | 791 | 791 | 791 | 790 |  | 0.5 | 395.5 | 395 | 395.5
ML2KP-Mitchell 2 KP | 2021-06-09 18:00 | DISPATCHABLE | 394.808 | 791 | 791 | 791 | 790 |  | 0.5 | 395.5 | 395 | 395.5
ML2KP-Mitchell 2 KP | 2021-06-09 19:00 | DISPATCHABLE | 394.296 | 791 | 791 | 791 | 790 |  | 0.5 | 395.5 | 395 | 395.5
ML2KP-Mitchell 2 KP | 2021-06-09 20:00 | DISPATCHABLE | 363.08 | 790 | 790 | 790 | 790 |  | 0.5 | 395 | 395 | 395
ML2KP-Mitchell 2 KP | 2021-06-09 21:00 | DISPATCHABLE | 374.608 | 790 | 790 | 790 | 790 |  | 0.5 | 395 | 395 | 395
ML2KP-Mitchell 2 KP | 2021-06-09 22:00 | DISPATCHABLE | 361.616 | 790 | 790 | 790 | 790 |  | 0.5 | 395 | 395 | 395
ML2KP-Mitchell 2 KP | 2021-06-09 23:00 | DISPATCHABLE | 382.72 | 791 | 791 | 791 | 790 |  | 0.5 | 395.5 | 395 | 395.5
ML2KP-Mitchell 2 KP | 2021-06-10 | DISPATCHABLE | 356.184 | 790 | 790 | 790 | 790 |  | 0.5 | 395 | 395 | 395
ML2KP-Mitchell 2 KP | 2021-06-10 01:00 | DISPATCHABLE | 307.432 | 790 | 790 | 790 | 790 |  | 0.5 | 395 | 395 | 395
ML2KP-Mitchell 2 KP | 2021-06-10 02:00 | DISPATCHABLE | 268.984 | 790 | 790 | 790 | 790 |  | 0.5 | 395 | 395 | 395
ML2KP-Mitchell 2 KP | 2021-06-10 03:00 | DISPATCHABLE | 217.096 | 673 | 673 | 673 | 790 |  | 0.5 | 336.5 | 395 | 336.5
ML2KP-Mitchell 2 KP | 2021-06-10 04:00 | DISPATCHABLE | 210.256 | 731 | 731 | 731 | 790 |  | 0.5 | 365.5 | 395 | 365.5
ML2KP-Mitchell 2 KP | 2021-06-10 05:00 | DISPATCHABLE | 206.528 | 744 | 744 | 744 | 790 |  | 0.5 | 372 | 395 | 372
ML2KP-Mitchell 2 KP | 2021-06-10 06:00 | DISPATCHABLE | 209.968 | 755 | 755 | 755 | 790 |  | 0.5 | 377.5 | 395 | 377.5
ML2KP-Mitchell 2 KP | 2021-06-10 07:00 | DISPATCHABLE | 207.976 | 755 | 755 | 755 | 790 |  | 0.5 | 377.5 | 395 | 377.5
ML2KP-Mitchell 2 KP | 2021-06-10 08:00 | DISPATCHABLE | 227.2 | 790 | 790 | 790 | 790 |  | 0.5 | 395 | 395 | 395
ML2KP-Mitchell 2 KP | 2021-06-10 09:00 | DISPATCHABLE | 277.968 | 790 | 790 | 790 | 790 |  | 0.5 | 395 | 395 | 395
ML2KP-Mitchell 2 KP | 2021-06-10 10:00 | DISPATCHABLE | 313.576 | 790 | 790 | 790 | 790 |  | 0.5 | 395 | 395 | 395
ML2KP-Mitchell 2 KP | 2021-06-10 11:00 | DISPATCHABLE | 344.048 | 790 | 790 | 790 | 790 |  | 0.5 | 395 | 395 | 395
ML2KP-Mitchell 2 KP | 2021-06-10 12:00 | DISPATCHABLE | 390.56 | 790 | 790 | 790 | 790 |  | 0.5 | 395 | 395 | 395
ML2KP-Mitchell 2 KP | 2021-06-10 13:00 | DISPATCHABLE | 393.048 | 790 | 790 | 790 | 790 |  | 0.5 | 395 | 395 | 395
ML2KP-Mitchell 2 KP | 2021-06-10 14:00 | DISPATCHABLE | 393.08 | 790 | 790 | 790 | 790 |  | 0.5 | 395 | 395 | 395
ML2KP-Mitchell 2 KP | 2021-06-10 15:00 | DISPATCHABLE | 392.408 | 790 | 790 | 790 | 790 |  | 0.5 | 395 | 395 | 395
ML2KP-Mitchell 2 KP | 2021-06-10 16:00 | DISPATCHABLE | 392.84 | 790 | 790 | 790 | 790 |  | 0.5 | 395 | 395 | 395
ML2KP-Mitchell 2 KP | 2021-06-10 17:00 | DISPATCHABLE | 392.56 | 790 | 791 | 791 | 790 |  | 0.5 | 395.5 | 395 | 395
ML2KP-Mitchell 2 KP | 2021-06-10 18:00 | DISPATCHABLE | 395.888 | 792 | 792 | 792 | 790 |  | 0.5 | 396 | 395 | 396
ML2KP-Mitchell 2 KP | 2021-06-10 19:00 | DISPATCHABLE | 395.712 | 792 | 792 | 792 | 790 |  | 0.5 | 396 | 395 | 396
ML2KP-Mitchell 2 KP | 2021-06-10 20:00 | DISPATCHABLE | 394.144 | 792 | 792 | 792 | 790 |  | 0.5 | 396 | 395 | 396
ML2KP-Mitchell 2 KP | 2021-06-10 21:00 | DISPATCHABLE | 387.632 | 791 | 791 | 791 | 790 |  | 0.5 | 395.5 | 395 | 395.5
ML2KP-Mitchell 2 KP | 2021-06-10 22:00 | DISPATCHABLE | 362.368 | 790 | 790 | 790 | 790 |  | 0.5 | 395 | 395 | 395
ML2KP-Mitchell 2 KP | 2021-06-10 23:00 | DISPATCHABLE | 306.4 | 790 | 790 | 790 | 790 |  | 0.5 | 395 | 395 | 395
ML2KP-Mitchell 2 KP | 2021-06-11 | DISPATCHABLE | 270.016 | 790 | 790 | 790 | 790 |  | 0.5 | 395 | 395 | 395
ML2KP-Mitchell 2 KP | 2021-06-11 01:00 | DISPATCHABLE | 228.464 | 790 | 790 | 790 | 790 |  | 0.5 | 395 | 395 | 395
ML2KP-Mitchell 2 KP | 2021-06-11 02:00 | DISPATCHABLE | 218.08 | 790 | 790 | 790 | 790 |  | 0.5 | 395 | 395 | 395
ML2KP-Mitchell 2 KP | 2021-06-11 03:00 | DISPATCHABLE | 205.984 | 583 | 583 | 583 | 790 |  | 0.5 | 291.5 | 395 | 291.5
ML2KP-Mitchell 2 KP | 2021-06-11 04:00 | DISPATCHABLE | 212.176 | 774 | 774 | 774 | 790 |  | 0.5 | 387 | 395 | 387
ML2KP-Mitchell 2 KP | 2021-06-11 05:00 | DISPATCHABLE | 205.296 | 495 | 495 | 495 | 790 |  | 0.5 | 247.5 | 395 | 247.5
ML2KP-Mitchell 2 KP | 2021-06-11 06:00 | DISPATCHABLE | 208.208 | 691 | 691 | 691 | 790 |  | 0.5 | 345.5 | 395 | 345.5
ML2KP-Mitchell 2 KP | 2021-06-11 07:00 | DISPATCHABLE | 205.6 | 708 | 708 | 708 | 790 |  | 0.5 | 354 | 395 | 354
ML2KP-Mitchell 2 KP | 2021-06-11 08:00 | DISPATCHABLE | 211.744 | 790 | 790 | 790 | 790 |  | 0.5 | 395 | 395 | 395
ML2KP-Mitchell 2 KP | 2021-06-11 09:00 | DISPATCHABLE | 257.936 | 790 | 790 | 790 | 790 |  | 0.5 | 395 | 395 | 395
ML2KP-Mitchell 2 KP | 2021-06-11 10:00 | DISPATCHABLE | 332.944 | 790 | 790 | 790 | 790 |  | 0.5 | 395 | 395 | 395
ML2KP-Mitchell 2 KP | 2021-06-11 11:00 | DISPATCHABLE | 346.832 | 790 | 790 | 790 | 790 |  | 0.5 | 395 | 395 | 395
ML2KP-Mitchell 2 KP | 2021-06-11 12:00 | DISPATCHABLE | 355.296 | 790 | 790 | 790 | 790 |  | 0.5 | 395 | 395 | 395
ML2KP-Mitchell 2 KP | 2021-06-11 13:00 | DISPATCHABLE | 390.352 | 790 | 790 | 790 | 790 |  | 0.5 | 395 | 395 | 395
ML2KP-Mitchell 2 KP | 2021-06-11 14:00 | DISPATCHABLE | 392.416 | 791 | 791 | 791 | 790 |  | 0.5 | 395.5 | 395 | 395.5
ML2KP-Mitchell 2 KP | 2021-06-11 15:00 | DISPATCHABLE | 387.424 | 791 | 791 | 791 | 790 |  | 0.5 | 395.5 | 395 | 395.5
ML2KP-Mitchell 2 KP | 2021-06-11 16:00 | DISPATCHABLE | 393.536 | 791 | 791 | 791 | 790 |  | 0.5 | 395.5 | 395 | 395.5
ML2KP-Mitchell 2 KP | 2021-06-11 17:00 | DISPATCHABLE | 387.056 | 790 | 790 | 790 | 790 |  | 0.5 | 395 | 395 | 395
ML2KP-Mitchell 2 KP | 2021-06-11 18:00 | DISPATCHABLE | 387.904 | 791 | 791 | 791 | 790 |  | 0.5 | 395.5 | 395 | 395.5
ML2KP-Mitchell 2 KP | 2021-06-11 19:00 | DISPATCHABLE | 360.832 | 790 | 790 | 790 | 790 |  | 0.5 | 395 | 395 | 395
ML2KP-Mitchell 2 KP | 2021-06-11 20:00 | DISPATCHABLE | 358.8 | 790 | 790 | 790 | 790 |  | 0.5 | 395 | 395 | 395
ML2KP-Mitchell 2 KP | 2021-06-11 21:00 | DISPATCHABLE | 361.776 | 790 | 790 | 790 | 790 |  | 0.5 | 395 | 395 | 395
ML2KP-Mitchell 2 KP | 2021-06-11 22:00 | DISPATCHABLE | 363.152 | 790 | 790 | 790 | 790 |  | 0.5 | 395 | 395 | 395
ML2KP-Mitchell 2 KP | 2021-06-11 23:00 | DISPATCHABLE | 350.88 | 790 | 790 | 790 | 790 |  | 0.5 | 395 | 395 | 395
ML2KP-Mitchell 2 KP | 2021-06-12 | DISPATCHABLE | 298.224 | 601 | 790 | 790 | 790 |  | 0.5 | 395 | 395 | 300.5
ML2KP-Mitchell 2 KP | 2021-06-12 01:00 | DISPATCHABLE | 262.768 | 786 | 790 | 790 | 790 |  | 0.5 | 395 | 395 | 393
ML2KP-Mitchell 2 KP | 2021-06-12 02:00 | DISPATCHABLE | 229.328 | 762 | 762 | 762 | 790 |  | 0.5 | 381 | 395 | 381
ML2KP-Mitchell 2 KP | 2021-06-12 03:00 | DISPATCHABLE | 208.8 | 611 | 611 | 611 | 790 |  | 0.5 | 305.5 | 395 | 305.5
ML2KP-Mitchell 2 KP | 2021-06-12 04:00 | DISPATCHABLE | 208.976 | 709 | 709 | 709 | 790 |  | 0.5 | 354.5 | 395 | 354.5
ML2KP-Mitchell 2 KP | 2021-06-12 05:00 | DISPATCHABLE | 205.504 | 528 | 528 | 528 | 790 |  | 0.5 | 264 | 395 | 264
ML2KP-Mitchell 2 KP | 2021-06-12 06:00 | DISPATCHABLE | 213.2 | 790 | 790 | 790 | 790 |  | 0.5 | 395 | 395 | 395
ML2KP-Mitchell 2 KP | 2021-06-12 07:00 | DISPATCHABLE | 205.136 | 509 | 551 | 551 | 790 |  | 0.5 | 275.5 | 395 | 254.5
ML2KP-Mitchell 2 KP | 2021-06-12 08:00 | DISPATCHABLE | 212.704 | 670 | 790 | 790 | 790 |  | 0.5 | 395 | 395 | 335
ML2KP-Mitchell 2 KP | 2021-06-12 09:00 | DISPATCHABLE | 227.168 | 670 | 790 | 790 | 790 |  | 0.5 | 395 | 395 | 335
ML2KP-Mitchell 2 KP | 2021-06-12 10:00 | DISPATCHABLE | 216.176 | 670 | 790 | 790 | 790 |  | 0.5 | 395 | 395 | 335
ML2KP-Mitchell 2 KP | 2021-06-12 11:00 | DISPATCHABLE | 216.288 | 670 | 790 | 790 | 790 |  | 0.5 | 395 | 395 | 335
ML2KP-Mitchell 2 KP | 2021-06-12 12:00 | DISPATCHABLE | 236.32 | 670 | 790 | 790 | 790 |  | 0.5 | 395 | 395 | 335
ML2KP-Mitchell 2 KP | 2021-06-12 13:00 | DISPATCHABLE | 279.2 | 670 | 790 | 790 | 790 |  | 0.5 | 395 | 395 | 335
ML2KP-Mitchell 2 KP | 2021-06-12 14:00 | DISPATCHABLE | 331.392 | 672 | 790 | 790 | 790 |  | 0.5 | 395 | 395 | 336
ML2KP-Mitchell 2 KP | 2021-06-12 15:00 | DISPATCHABLE | 335.28 | 672 | 790 | 790 | 790 |  | 0.5 | 395 | 395 | 336
ML2KP-Mitchell 2 KP | 2021-06-12 16:00 | DISPATCHABLE | 335.28 | 672 | 790 | 790 | 790 |  | 0.5 | 395 | 395 | 336
ML2KP-Mitchell 2 KP | 2021-06-12 17:00 | DISPATCHABLE | 335.088 | 672 | 790 | 790 | 790 |  | 0.5 | 395 | 395 | 336
ML2KP-Mitchell 2 KP | 2021-06-12 18:00 | DISPATCHABLE | 339.664 | 784 | 790 | 790 | 790 |  | 0.5 | 395 | 395 | 392
ML2KP-Mitchell 2 KP | 2021-06-12 19:00 | DISPATCHABLE | 339.328 | 721 | 790 | 790 | 790 |  | 0.5 | 395 | 395 | 360.5
ML2KP-Mitchell 2 KP | 2021-06-12 20:00 | DISPATCHABLE | 335.008 | 680 | 790 | 790 | 790 |  | 0.5 | 395 | 395 | 340
ML2KP-Mitchell 2 KP | 2021-06-12 21:00 | DISPATCHABLE | 350.864 | 790 | 790 | 790 | 790 |  | 0.5 | 395 | 395 | 395
ML2KP-Mitchell 2 KP | 2021-06-12 22:00 | DISPATCHABLE | 366.048 | 790 | 790 | 790 | 790 |  | 0.5 | 395 | 395 | 395
ML2KP-Mitchell 2 KP | 2021-06-12 23:00 | DISPATCHABLE | 351.232 | 790 | 790 | 790 | 790 |  | 0.5 | 395 | 395 | 395
ML2KP-Mitchell 2 KP | 2021-06-13 | DISPATCHABLE | 345.68 | 790 | 790 | 790 | 790 |  | 0.5 | 395 | 395 | 395
ML2KP-Mitchell 2 KP | 2021-06-13 01:00 | DISPATCHABLE | 299.056 | 790 | 790 | 790 | 790 |  | 0.5 | 395 | 395 | 395
ML2KP-Mitchell 2 KP | 2021-06-13 02:00 | DISPATCHABLE | 283.568 | 790 | 790 | 790 | 790 |  | 0.5 | 395 | 395 | 395
ML2KP-Mitchell 2 KP | 2021-06-13 03:00 | DISPATCHABLE | 264.144 | 790 | 790 | 790 | 790 |  | 0.5 | 395 | 395 | 395
ML2KP-Mitchell 2 KP | 2021-06-13 04:00 | DISPATCHABLE | 232.992 | 790 | 790 | 790 | 790 |  | 0.5 | 395 | 395 | 395
ML2KP-Mitchell 2 KP | 2021-06-13 05:00 | DISPATCHABLE | 205.664 | 778 | 778 | 778 | 790 |  | 0.5 | 389 | 395 | 389
ML2KP-Mitchell 2 KP | 2021-06-13 06:00 | DISPATCHABLE | 206.288 | 790 | 790 | 790 | 790 |  | 0.5 | 395 | 395 | 395
ML2KP-Mitchell 2 KP | 2021-06-13 07:00 | DISPATCHABLE | 212.688 | 790 | 790 | 790 | 790 |  | 0.5 | 395 | 395 | 395
ML2KP-Mitchell 2 KP | 2021-06-13 08:00 | DISPATCHABLE | 205.888 | 520 | 520 | 520 | 790 |  | 0.5 | 260 | 395 | 260
ML2KP-Mitchell 2 KP | 2021-06-13 09:00 | DISPATCHABLE | 210.672 | 770 | 770 | 770 | 790 |  | 0.5 | 385 | 395 | 385
ML2KP-Mitchell 2 KP | 2021-06-13 10:00 | DISPATCHABLE | 208.64 | 773 | 773 | 773 | 790 |  | 0.5 | 386.5 | 395 | 386.5
ML2KP-Mitchell 2 KP | 2021-06-13 11:00 | DISPATCHABLE | 213.744 | 790 | 790 | 790 | 790 |  | 0.5 | 395 | 395 | 395
ML2KP-Mitchell 2 KP | 2021-06-13 12:00 | DISPATCHABLE | 227.248 | 790 | 790 | 790 | 790 |  | 0.5 | 395 | 395 | 395
ML2KP-Mitchell 2 KP | 2021-06-13 13:00 | DISPATCHABLE | 233.024 | 779 | 779 | 779 | 790 |  | 0.5 | 389.5 | 395 | 389.5
ML2KP-Mitchell 2 KP | 2021-06-13 14:00 | DISPATCHABLE | 250.368 | 790 | 790 | 790 | 790 |  | 0.5 | 395 | 395 | 395
ML2KP-Mitchell 2 KP | 2021-06-13 15:00 | DISPATCHABLE | 295.2 | 790 | 790 | 790 | 790 |  | 0.5 | 395 | 395 | 395
ML2KP-Mitchell 2 KP | 2021-06-13 16:00 | DISPATCHABLE | 362.304 | 790 | 790 | 790 | 790 |  | 0.5 | 395 | 395 | 395
ML2KP-Mitchell 2 KP | 2021-06-13 17:00 | DISPATCHABLE | 390 | 791 | 791 | 791 | 790 |  | 0.5 | 395.5 | 395 | 395.5
ML2KP-Mitchell 2 KP | 2021-06-13 18:00 | DISPATCHABLE | 394.656 | 791 | 791 | 791 | 790 |  | 0.5 | 395.5 | 395 | 395.5
ML2KP-Mitchell 2 KP | 2021-06-13 19:00 | DISPATCHABLE | 394.88 | 791 | 791 | 791 | 790 |  | 0.5 | 395.5 | 395 | 395.5
ML2KP-Mitchell 2 KP | 2021-06-13 20:00 | DISPATCHABLE | 394.56 | 791 | 791 | 791 | 790 |  | 0.5 | 395.5 | 395 | 395.5
ML2KP-Mitchell 2 KP | 2021-06-13 21:00 | DISPATCHABLE | 372.48 | 790 | 790 | 790 | 790 |  | 0.5 | 395 | 395 | 395
ML2KP-Mitchell 2 KP | 2021-06-13 22:00 | DISPATCHABLE | 375.696 | 790 | 790 | 790 | 790 |  | 0.5 | 395 | 395 | 395
ML2KP-Mitchell 2 KP | 2021-06-13 23:00 | DISPATCHABLE | 365.712 | 790 | 790 | 790 | 790 |  | 0.5 | 395 | 395 | 395
ML2KP-Mitchell 2 KP | 2021-06-14 | DISPATCHABLE | 325.744 | 790 | 790 | 790 | 790 |  | 0.5 | 395 | 395 | 395
ML2KP-Mitchell 2 KP | 2021-06-14 01:00 | DISPATCHABLE | 253.632 | 790 | 790 | 790 | 790 |  | 0.5 | 395 | 395 | 395
ML2KP-Mitchell 2 KP | 2021-06-14 02:00 | DISPATCHABLE | 205.584 | 508 | 508 | 508 | 790 |  | 0.5 | 254 | 395 | 254
ML2KP-Mitchell 2 KP | 2021-06-14 03:00 | DISPATCHABLE | 204.992 | 443 | 443 | 443 | 790 |  | 0.5 | 221.5 | 395 | 221.5
ML2KP-Mitchell 2 KP | 2021-06-14 04:00 | DISPATCHABLE | 204.704 | 429 | 429 | 429 | 790 |  | 0.5 | 214.5 | 395 | 214.5
ML2KP-Mitchell 2 KP | 2021-06-14 05:00 | DISPATCHABLE | 204.912 | 443 | 443 | 443 | 790 |  | 0.5 | 221.5 | 395 | 221.5
ML2KP-Mitchell 2 KP | 2021-06-14 06:00 | DISPATCHABLE | 204.672 | 423 | 423 | 423 | 790 |  | 0.5 | 211.5 | 395 | 211.5
ML2KP-Mitchell 2 KP | 2021-06-14 07:00 | DISPATCHABLE | 204.944 | 430 | 430 | 430 | 790 |  | 0.5 | 215 | 395 | 215
ML2KP-Mitchell 2 KP | 2021-06-14 08:00 | DISPATCHABLE | 205.088 | 467 | 467 | 467 | 790 |  | 0.5 | 233.5 | 395 | 233.5
ML2KP-Mitchell 2 KP | 2021-06-14 09:00 | DISPATCHABLE | 213.552 | 790 | 790 | 790 | 790 |  | 0.5 | 395 | 395 | 395
ML2KP-Mitchell 2 KP | 2021-06-14 10:00 | DISPATCHABLE | 210.16 | 743 | 743 | 743 | 790 |  | 0.5 | 371.5 | 395 | 371.5
ML2KP-Mitchell 2 KP | 2021-06-14 11:00 | DISPATCHABLE | 231.392 | 790 | 790 | 790 | 790 |  | 0.5 | 395 | 395 | 395
ML2KP-Mitchell 2 KP | 2021-06-14 12:00 | DISPATCHABLE | 268.016 | 790 | 790 | 790 | 790 |  | 0.5 | 395 | 395 | 395
ML2KP-Mitchell 2 KP | 2021-06-14 13:00 | DISPATCHABLE | 335.344 | 790 | 790 | 790 | 790 |  | 0.5 | 395 | 395 | 395
ML2KP-Mitchell 2 KP | 2021-06-14 14:00 | DISPATCHABLE | 382.352 | 790 | 790 | 790 | 790 |  | 0.5 | 395 | 395 | 395
ML2KP-Mitchell 2 KP | 2021-06-14 15:00 | DISPATCHABLE | 394.32 | 791 | 791 | 791 | 790 |  | 0.5 | 395.5 | 395 | 395.5
ML2KP-Mitchell 2 KP | 2021-06-14 16:00 | DISPATCHABLE | 394.896 | 791 | 791 | 791 | 790 |  | 0.5 | 395.5 | 395 | 395.5
ML2KP-Mitchell 2 KP | 2021-06-14 17:00 | DISPATCHABLE | 395.152 | 791 | 791 | 791 | 790 |  | 0.5 | 395.5 | 395 | 395.5
ML2KP-Mitchell 2 KP | 2021-06-14 18:00 | DISPATCHABLE | 394.624 | 791 | 791 | 791 | 790 |  | 0.5 | 395.5 | 395 | 395.5
ML2KP-Mitchell 2 KP | 2021-06-14 19:00 | DISPATCHABLE | 362.864 | 760 | 790 | 790 | 790 |  | 0.5 | 395 | 395 | 380
ML2KP-Mitchell 2 KP | 2021-06-14 20:00 | DISPATCHABLE | 315.36 | 790 | 790 | 790 | 790 |  | 0.5 | 395 | 395 | 395
ML2KP-Mitchell 2 KP | 2021-06-14 21:00 | DISPATCHABLE | 288 | 790 | 790 | 790 | 790 |  | 0.5 | 395 | 395 | 395
ML2KP-Mitchell 2 KP | 2021-06-14 22:00 | DISPATCHABLE | 263.664 | 790 | 790 | 790 | 790 |  | 0.5 | 395 | 395 | 395
ML2KP-Mitchell 2 KP | 2021-06-14 23:00 | DISPATCHABLE | 224.56 | 788 | 788 | 788 | 790 |  | 0.5 | 394 | 395 | 394
ML2KP-Mitchell 2 KP | 2021-06-15 | DISPATCHABLE | 211.248 | 782 | 782 | 782 | 790 |  | 0.5 | 391 | 395 | 391
ML2KP-Mitchell 2 KP | 2021-06-15 01:00 | DISPATCHABLE | 206.832 | 728 | 728 | 728 | 790 |  | 0.5 | 364 | 395 | 364
ML2KP-Mitchell 2 KP | 2021-06-15 02:00 | DISPATCHABLE | 205.296 | 776 | 776 | 776 | 790 |  | 0.5 | 388 | 395 | 388
ML2KP-Mitchell 2 KP | 2021-06-15 03:00 | DISPATCHABLE | 205.248 | 759 | 759 | 759 | 790 |  | 0.5 | 379.5 | 395 | 379.5
ML2KP-Mitchell 2 KP | 2021-06-15 04:00 | DISPATCHABLE | 205.12 | 673 | 673 | 673 | 790 |  | 0.5 | 336.5 | 395 | 336.5
ML2KP-Mitchell 2 KP | 2021-06-15 05:00 | DISPATCHABLE | 205.248 | 647 | 647 | 647 | 790 |  | 0.5 | 323.5 | 395 | 323.5
ML2KP-Mitchell 2 KP | 2021-06-15 06:00 | DISPATCHABLE | 205.088 | 724 | 770 | 770 | 790 |  | 0.5 | 385 | 395 | 362
ML2KP-Mitchell 2 KP | 2021-06-15 07:00 | DISPATCHABLE | 206.928 | 629 | 730 | 730 | 790 |  | 0.5 | 365 | 395 | 314.5
ML2KP-Mitchell 2 KP | 2021-06-15 08:00 | DISPATCHABLE | 205.024 | 464 | 478 | 478 | 790 |  | 0.5 | 239 | 395 | 232
ML2KP-Mitchell 2 KP | 2021-06-15 09:00 | DISPATCHABLE | 219.2 | 790 | 790 | 790 | 790 |  | 0.5 | 395 | 395 | 395
ML2KP-Mitchell 2 KP | 2021-06-15 10:00 | DISPATCHABLE | 286.56 | 790 | 790 | 790 | 790 |  | 0.5 | 395 | 395 | 395
ML2KP-Mitchell 2 KP | 2021-06-15 11:00 | DISPATCHABLE | 362.656 | 791 | 791 | 791 | 790 |  | 0.5 | 395.5 | 395 | 395.5
ML2KP-Mitchell 2 KP | 2021-06-15 12:00 | DISPATCHABLE | 395.664 | 792 | 792 | 792 | 790 |  | 0.5 | 396 | 395 | 396
ML2KP-Mitchell 2 KP | 2021-06-15 13:00 | DISPATCHABLE | 394.16 | 791 | 791 | 791 | 790 |  | 0.5 | 395.5 | 395 | 395.5
ML2KP-Mitchell 2 KP | 2021-06-15 14:00 | DISPATCHABLE | 394.448 | 791 | 791 | 791 | 790 |  | 0.5 | 395.5 | 395 | 395.5
ML2KP-Mitchell 2 KP | 2021-06-15 15:00 | DISPATCHABLE | 393.808 | 791 | 791 | 791 | 790 |  | 0.5 | 395.5 | 395 | 395.5
ML2KP-Mitchell 2 KP | 2021-06-15 16:00 | DISPATCHABLE | 394.288 | 791 | 791 | 791 | 790 |  | 0.5 | 395.5 | 395 | 395.5
ML2KP-Mitchell 2 KP | 2021-06-15 17:00 | DISPATCHABLE | 394.096 | 791 | 791 | 791 | 790 |  | 0.5 | 395.5 | 395 | 395.5
ML2KP-Mitchell 2 KP | 2021-06-15 18:00 | DISPATCHABLE | 391.776 | 791 | 791 | 791 | 790 |  | 0.5 | 395.5 | 395 | 395.5
ML2KP-Mitchell 2 KP | 2021-06-15 19:00 | DISPATCHABLE | 390.784 | 791 | 791 | 791 | 790 |  | 0.5 | 395.5 | 395 | 395.5
ML2KP-Mitchell 2 KP | 2021-06-15 20:00 | DISPATCHABLE | 361.536 | 790 | 790 | 790 | 790 |  | 0.5 | 395 | 395 | 395
ML2KP-Mitchell 2 KP | 2021-06-15 21:00 | DISPATCHABLE | 310.112 | 790 | 790 | 790 | 790 |  | 0.5 | 395 | 395 | 395
ML2KP-Mitchell 2 KP | 2021-06-15 22:00 | DISPATCHABLE | 288.416 | 790 | 790 | 790 | 790 |  | 0.5 | 395 | 395 | 395
ML2KP-Mitchell 2 KP | 2021-06-15 23:00 | DISPATCHABLE | 248.832 | 790 | 790 | 790 | 790 |  | 0.5 | 395 | 395 | 395
ML2KP-Mitchell 2 KP | 2021-06-16 | DISPATCHABLE | 216.4 | 790 | 790 | 790 | 790 |  | 0.5 | 395 | 395 | 395
ML2KP-Mitchell 2 KP | 2021-06-16 01:00 | DISPATCHABLE | 205.2 | 538 | 538 | 538 | 790 |  | 0.5 | 269 | 395 | 269
ML2KP-Mitchell 2 KP | 2021-06-16 02:00 | DISPATCHABLE | 205.088 | 499 | 499 | 499 | 790 |  | 0.5 | 249.5 | 395 | 249.5
ML2KP-Mitchell 2 KP | 2021-06-16 03:00 | DISPATCHABLE | 204.656 | 494 | 494 | 494 | 790 |  | 0.5 | 247 | 395 | 247
ML2KP-Mitchell 2 KP | 2021-06-16 04:00 | DISPATCHABLE | 204.832 | 437 | 437 | 437 | 790 |  | 0.5 | 218.5 | 395 | 218.5
ML2KP-Mitchell 2 KP | 2021-06-16 05:00 | DISPATCHABLE | 204.848 | 490 | 490 | 490 | 790 |  | 0.5 | 245 | 395 | 245
ML2KP-Mitchell 2 KP | 2021-06-16 06:00 | DISPATCHABLE | 237.584 | 790 | 790 | 790 | 790 |  | 0.5 | 395 | 395 | 395
ML2KP-Mitchell 2 KP | 2021-06-16 07:00 | DISPATCHABLE | 282.272 | 790 | 790 | 790 | 790 |  | 0.5 | 395 | 395 | 395
ML2KP-Mitchell 2 KP | 2021-06-16 08:00 | DISPATCHABLE | 334.784 | 790 | 790 | 790 | 790 |  | 0.5 | 395 | 395 | 395
ML2KP-Mitchell 2 KP | 2021-06-16 09:00 | DISPATCHABLE | 387.36 | 791 | 791 | 791 | 790 |  | 0.5 | 395.5 | 395 | 395.5
ML2KP-Mitchell 2 KP | 2021-06-16 10:00 | DISPATCHABLE | 395.248 | 791 | 791 | 791 | 790 |  | 0.5 | 395.5 | 395 | 395.5
ML2KP-Mitchell 2 KP | 2021-06-16 11:00 | DISPATCHABLE | 395.424 | 791 | 791 | 791 | 790 |  | 0.5 | 395.5 | 395 | 395.5
ML2KP-Mitchell 2 KP | 2021-06-16 12:00 | DISPATCHABLE | 395.28 | 791 | 791 | 791 | 790 |  | 0.5 | 395.5 | 395 | 395.5
ML2KP-Mitchell 2 KP | 2021-06-16 13:00 | DISPATCHABLE | 395.088 | 791 | 791 | 791 | 790 |  | 0.5 | 395.5 | 395 | 395.5
ML2KP-Mitchell 2 KP | 2021-06-16 14:00 | DISPATCHABLE | 395.104 | 791 | 791 | 791 | 790 |  | 0.5 | 395.5 | 395 | 395.5
ML2KP-Mitchell 2 KP | 2021-06-16 15:00 | DISPATCHABLE | 395.408 | 791 | 791 | 791 | 790 |  | 0.5 | 395.5 | 395 | 395.5
ML2KP-Mitchell 2 KP | 2021-06-16 16:00 | DISPATCHABLE | 394.464 | 791 | 791 | 791 | 790 |  | 0.5 | 395.5 | 395 | 395.5
ML2KP-Mitchell 2 KP | 2021-06-16 17:00 | DISPATCHABLE | 390.592 | 791 | 791 | 791 | 790 |  | 0.5 | 395.5 | 395 | 395.5
ML2KP-Mitchell 2 KP | 2021-06-16 18:00 | DISPATCHABLE | 388.736 | 781 | 781 | 781 | 779 |  | 0.5 | 390.5 | 389.5 | 390.5
ML2KP-Mitchell 2 KP | 2021-06-16 19:00 | DISPATCHABLE | 377.552 | 776 | 776 | 776 | 775 |  | 0.5 | 388 | 387.5 | 388
ML2KP-Mitchell 2 KP | 2021-06-16 20:00 | DISPATCHABLE | 379.536 | 776 | 776 | 776 | 775 |  | 0.5 | 388 | 387.5 | 388
ML2KP-Mitchell 2 KP | 2021-06-16 21:00 | DISPATCHABLE | 354.432 | 775 | 775 | 775 | 775 |  | 0.5 | 387.5 | 387.5 | 387.5
ML2KP-Mitchell 2 KP | 2021-06-16 22:00 | DISPATCHABLE | 321.328 | 775 | 775 | 775 | 775 |  | 0.5 | 387.5 | 387.5 | 387.5
ML2KP-Mitchell 2 KP | 2021-06-16 23:00 | DISPATCHABLE | 287.28 | 775 | 775 | 775 | 775 |  | 0.5 | 387.5 | 387.5 | 387.5
ML2KP-Mitchell 2 KP | 2021-06-17 | DISPATCHABLE | 242.112 | 775 | 775 | 775 | 775 |  | 0.5 | 387.5 | 387.5 | 387.5
ML2KP-Mitchell 2 KP | 2021-06-17 01:00 | DISPATCHABLE | 205.136 | 494 | 494 | 494 | 775 |  | 0.5 | 247 | 387.5 | 247
ML2KP-Mitchell 2 KP | 2021-06-17 02:00 | DISPATCHABLE | 204.912 | 442 | 442 | 442 | 775 |  | 0.5 | 221 | 387.5 | 221
ML2KP-Mitchell 2 KP | 2021-06-17 03:00 | DISPATCHABLE | 204.624 | 424 | 424 | 424 | 775 |  | 0.5 | 212 | 387.5 | 212
ML2KP-Mitchell 2 KP | 2021-06-17 04:00 | DISPATCHABLE | 204.848 | 444 | 444 | 444 | 775 |  | 0.5 | 222 | 387.5 | 222
ML2KP-Mitchell 2 KP | 2021-06-17 05:00 | DISPATCHABLE | 204.672 | 454 | 454 | 454 | 775 |  | 0.5 | 227 | 387.5 | 227
ML2KP-Mitchell 2 KP | 2021-06-17 06:00 | DISPATCHABLE | 204.88 | 461 | 461 | 461 | 775 |  | 0.5 | 230.5 | 387.5 | 230.5
ML2KP-Mitchell 2 KP | 2021-06-17 07:00 | DISPATCHABLE | 204.768 | 462 | 462 | 462 | 775 |  | 0.5 | 231 | 387.5 | 231
ML2KP-Mitchell 2 KP | 2021-06-17 08:00 | DISPATCHABLE | 206.464 | 685 | 685 | 685 | 775 |  | 0.5 | 342.5 | 387.5 | 342.5
ML2KP-Mitchell 2 KP | 2021-06-17 09:00 | DISPATCHABLE | 206.208 | 738 | 738 | 738 | 775 |  | 0.5 | 369 | 387.5 | 369
ML2KP-Mitchell 2 KP | 2021-06-17 10:00 | DISPATCHABLE | 205.36 | 528 | 528 | 528 | 775 |  | 0.5 | 264 | 387.5 | 264
ML2KP-Mitchell 2 KP | 2021-06-17 11:00 | DISPATCHABLE | 207.664 | 770 | 770 | 770 | 775 |  | 0.5 | 385 | 387.5 | 385
ML2KP-Mitchell 2 KP | 2021-06-17 12:00 | DISPATCHABLE | 210.784 | 754 | 754 | 754 | 775 |  | 0.5 | 377 | 387.5 | 377
ML2KP-Mitchell 2 KP | 2021-06-17 13:00 | DISPATCHABLE | 215.04 | 700 | 700 | 700 | 775 |  | 0.5 | 350 | 387.5 | 350
ML2KP-Mitchell 2 KP | 2021-06-17 14:00 | DISPATCHABLE | 239.696 | 775 | 775 | 775 | 775 |  | 0.5 | 387.5 | 387.5 | 387.5
ML2KP-Mitchell 2 KP | 2021-06-17 15:00 | DISPATCHABLE | 257.568 | 775 | 775 | 775 | 775 |  | 0.5 | 387.5 | 387.5 | 387.5
ML2KP-Mitchell 2 KP | 2021-06-17 16:00 | DISPATCHABLE | 280.752 | 775 | 775 | 775 | 775 |  | 0.5 | 387.5 | 387.5 | 387.5
ML2KP-Mitchell 2 KP | 2021-06-17 17:00 | DISPATCHABLE | 303.088 | 775 | 775 | 775 | 775 |  | 0.5 | 387.5 | 387.5 | 387.5
ML2KP-Mitchell 2 KP | 2021-06-17 18:00 | DISPATCHABLE | 338.72 | 775 | 775 | 775 | 775 |  | 0.5 | 387.5 | 387.5 | 387.5
ML2KP-Mitchell 2 KP | 2021-06-17 19:00 | DISPATCHABLE | 334.464 | 775 | 775 | 775 | 775 |  | 0.5 | 387.5 | 387.5 | 387.5
ML2KP-Mitchell 2 KP | 2021-06-17 20:00 | DISPATCHABLE | 336.72 | 775 | 775 | 775 | 775 |  | 0.5 | 387.5 | 387.5 | 387.5
ML2KP-Mitchell 2 KP | 2021-06-17 21:00 | DISPATCHABLE | 338.096 | 775 | 775 | 775 | 775 |  | 0.5 | 387.5 | 387.5 | 387.5
ML2KP-Mitchell 2 KP | 2021-06-17 22:00 | DISPATCHABLE | 331.968 | 775 | 775 | 775 | 775 |  | 0.5 | 387.5 | 387.5 | 387.5
ML2KP-Mitchell 2 KP | 2021-06-17 23:00 | DISPATCHABLE | 303.216 | 775 | 775 | 775 | 775 |  | 0.5 | 387.5 | 387.5 | 387.5
ML2KP-Mitchell 2 KP | 2021-06-18 | DISPATCHABLE | 275.472 | 775 | 775 | 775 | 775 |  | 0.5 | 387.5 | 387.5 | 387.5
ML2KP-Mitchell 2 KP | 2021-06-18 01:00 | DISPATCHABLE | 226.384 | 686 | 686 | 686 | 775 |  | 0.5 | 343 | 387.5 | 343
ML2KP-Mitchell 2 KP | 2021-06-18 02:00 | DISPATCHABLE | 205.152 | 534 | 534 | 534 | 775 |  | 0.5 | 267 | 387.5 | 267
ML2KP-Mitchell 2 KP | 2021-06-18 03:00 | DISPATCHABLE | 205.136 | 545 | 545 | 545 | 775 |  | 0.5 | 272.5 | 387.5 | 272.5
ML2KP-Mitchell 2 KP | 2021-06-18 04:00 | DISPATCHABLE | 205.008 | 534 | 534 | 534 | 775 |  | 0.5 | 267 | 387.5 | 267
ML2KP-Mitchell 2 KP | 2021-06-18 05:00 | DISPATCHABLE | 204.736 | 486 | 486 | 486 | 775 |  | 0.5 | 243 | 387.5 | 243
ML2KP-Mitchell 2 KP | 2021-06-18 06:00 | DISPATCHABLE | 204.784 | 530 | 530 | 530 | 775 |  | 0.5 | 265 | 387.5 | 265
ML2KP-Mitchell 2 KP | 2021-06-18 07:00 | DISPATCHABLE | 205.44 | 500 | 537 | 537 | 775 |  | 0.5 | 268.5 | 387.5 | 250
ML2KP-Mitchell 2 KP | 2021-06-18 08:00 | DISPATCHABLE | 208.944 | 625 | 712 | 712 | 775 |  | 0.5 | 356 | 387.5 | 312.5
ML2KP-Mitchell 2 KP | 2021-06-18 09:00 | DISPATCHABLE | 204.992 | 490 | 523 | 523 | 775 |  | 0.5 | 261.5 | 387.5 | 245
ML2KP-Mitchell 2 KP | 2021-06-18 10:00 | DISPATCHABLE | 208.448 | 662 | 763 | 763 | 775 |  | 0.5 | 381.5 | 387.5 | 331
ML2KP-Mitchell 2 KP | 2021-06-18 11:00 | DISPATCHABLE | 207.344 | 662 | 763 | 763 | 775 |  | 0.5 | 381.5 | 387.5 | 331
ML2KP-Mitchell 2 KP | 2021-06-18 12:00 | DISPATCHABLE | 206.96 | 650 | 746 | 746 | 775 |  | 0.5 | 373 | 387.5 | 325
ML2KP-Mitchell 2 KP | 2021-06-18 13:00 | DISPATCHABLE | 207.2 | 665 | 767 | 767 | 775 |  | 0.5 | 383.5 | 387.5 | 332.5
ML2KP-Mitchell 2 KP | 2021-06-18 14:00 | DISPATCHABLE | 212.944 | 670 | 775 | 775 | 775 |  | 0.5 | 387.5 | 387.5 | 335
ML2KP-Mitchell 2 KP | 2021-06-18 15:00 | DISPATCHABLE | 231.728 | 670 | 775 | 775 | 775 |  | 0.5 | 387.5 | 387.5 | 335
ML2KP-Mitchell 2 KP | 2021-06-18 16:00 | DISPATCHABLE | 240.896 | 773 | 775 | 775 | 775 |  | 0.5 | 387.5 | 387.5 | 386.5
ML2KP-Mitchell 2 KP | 2021-06-18 17:00 | DISPATCHABLE | 279.424 | 775 | 775 | 775 | 775 |  | 0.5 | 387.5 | 387.5 | 387.5
ML2KP-Mitchell 2 KP | 2021-06-18 18:00 | DISPATCHABLE | 306.784 | 775 | 775 | 775 | 775 |  | 0.5 | 387.5 | 387.5 | 387.5
ML2KP-Mitchell 2 KP | 2021-06-18 19:00 | DISPATCHABLE | 325.472 | 775 | 775 | 775 | 775 |  | 0.5 | 387.5 | 387.5 | 387.5
ML2KP-Mitchell 2 KP | 2021-06-18 20:00 | DISPATCHABLE | 345.76 | 775 | 775 | 775 | 775 |  | 0.5 | 387.5 | 387.5 | 387.5
ML2KP-Mitchell 2 KP | 2021-06-18 21:00 | DISPATCHABLE | 365.376 | 775 | 775 | 775 | 775 |  | 0.5 | 387.5 | 387.5 | 387.5
ML2KP-Mitchell 2 KP | 2021-06-18 22:00 | DISPATCHABLE | 364.784 | 775 | 775 | 775 | 775 |  | 0.5 | 387.5 | 387.5 | 387.5
ML2KP-Mitchell 2 KP | 2021-06-18 23:00 | DISPATCHABLE | 310.56 | 624 | 775 | 775 | 775 |  | 0.5 | 387.5 | 387.5 | 312
ML2KP-Mitchell 2 KP | 2021-06-19 | DISPATCHABLE | 276.624 | 673 | 775 | 775 | 775 |  | 0.5 | 387.5 | 387.5 | 336.5
ML2KP-Mitchell 2 KP | 2021-06-19 01:00 | DISPATCHABLE | 281.888 | 775 | 775 | 775 | 775 |  | 0.5 | 387.5 | 387.5 | 387.5
ML2KP-Mitchell 2 KP | 2021-06-19 02:00 | DISPATCHABLE | 220.864 | 673 | 673 | 673 | 775 |  | 0.5 | 336.5 | 387.5 | 336.5
ML2KP-Mitchell 2 KP | 2021-06-19 03:00 | DISPATCHABLE | 208.592 | 656 | 656 | 656 | 775 |  | 0.5 | 328 | 387.5 | 328
ML2KP-Mitchell 2 KP | 2021-06-19 04:00 | DISPATCHABLE | 206.288 | 644 | 644 | 644 | 775 |  | 0.5 | 322 | 387.5 | 322
ML2KP-Mitchell 2 KP | 2021-06-19 05:00 | DISPATCHABLE | 204.928 | 449 | 449 | 449 | 775 |  | 0.5 | 224.5 | 387.5 | 224.5
ML2KP-Mitchell 2 KP | 2021-06-19 06:00 | DISPATCHABLE | 204.864 | 470 | 470 | 470 | 775 |  | 0.5 | 235 | 387.5 | 235
ML2KP-Mitchell 2 KP | 2021-06-19 07:00 | DISPATCHABLE | 204.672 | 447 | 447 | 447 | 775 |  | 0.5 | 223.5 | 387.5 | 223.5
ML2KP-Mitchell 2 KP | 2021-06-19 08:00 | DISPATCHABLE | 204.944 | 531 | 531 | 531 | 775 |  | 0.5 | 265.5 | 387.5 | 265.5
ML2KP-Mitchell 2 KP | 2021-06-19 09:00 | DISPATCHABLE | 205.184 | 532 | 532 | 532 | 775 |  | 0.5 | 266 | 387.5 | 266
ML2KP-Mitchell 2 KP | 2021-06-19 10:00 | DISPATCHABLE | 209.984 | 774 | 774 | 774 | 775 |  | 0.5 | 387 | 387.5 | 387
ML2KP-Mitchell 2 KP | 2021-06-19 11:00 | DISPATCHABLE | 210.928 | 775 | 775 | 775 | 775 |  | 0.5 | 387.5 | 387.5 | 387.5
ML2KP-Mitchell 2 KP | 2021-06-19 12:00 | DISPATCHABLE | 218.944 | 775 | 775 | 775 | 775 |  | 0.5 | 387.5 | 387.5 | 387.5
ML2KP-Mitchell 2 KP | 2021-06-19 13:00 | DISPATCHABLE | 217.84 | 775 | 775 | 775 | 775 |  | 0.5 | 387.5 | 387.5 | 387.5
ML2KP-Mitchell 2 KP | 2021-06-19 14:00 | DISPATCHABLE | 208.832 | 750 | 750 | 750 | 775 |  | 0.5 | 375 | 387.5 | 375
ML2KP-Mitchell 2 KP | 2021-06-19 15:00 | DISPATCHABLE | 240.192 | 775 | 775 | 775 | 775 |  | 0.5 | 387.5 | 387.5 | 387.5
ML2KP-Mitchell 2 KP | 2021-06-19 16:00 | DISPATCHABLE | 250.384 | 775 | 775 | 775 | 775 |  | 0.5 | 387.5 | 387.5 | 387.5
ML2KP-Mitchell 2 KP | 2021-06-19 17:00 | DISPATCHABLE | 218.88 | 691 | 691 | 691 | 775 |  | 0.5 | 345.5 | 387.5 | 345.5
ML2KP-Mitchell 2 KP | 2021-06-19 18:00 | DISPATCHABLE | 236.48 | 771 | 771 | 771 | 775 |  | 0.5 | 385.5 | 387.5 | 385.5
ML2KP-Mitchell 2 KP | 2021-06-19 19:00 | DISPATCHABLE | 264.144 | 775 | 775 | 775 | 775 |  | 0.5 | 387.5 | 387.5 | 387.5
ML2KP-Mitchell 2 KP | 2021-06-19 20:00 | DISPATCHABLE | 313.44 | 775 | 775 | 775 | 775 |  | 0.5 | 387.5 | 387.5 | 387.5
ML2KP-Mitchell 2 KP | 2021-06-19 21:00 | DISPATCHABLE | 335.408 | 775 | 775 | 775 | 775 |  | 0.5 | 387.5 | 387.5 | 387.5
ML2KP-Mitchell 2 KP | 2021-06-19 22:00 | DISPATCHABLE | 334.944 | 775 | 775 | 775 | 775 |  | 0.5 | 387.5 | 387.5 | 387.5
ML2KP-Mitchell 2 KP | 2021-06-19 23:00 | DISPATCHABLE | 326 | 775 | 775 | 775 | 775 |  | 0.5 | 387.5 | 387.5 | 387.5
ML2KP-Mitchell 2 KP | 2021-06-20 | DISPATCHABLE | 282.512 | 775 | 775 | 775 | 775 |  | 0.5 | 387.5 | 387.5 | 387.5
ML2KP-Mitchell 2 KP | 2021-06-20 01:00 | DISPATCHABLE | 232.832 | 775 | 775 | 775 | 775 |  | 0.5 | 387.5 | 387.5 | 387.5
ML2KP-Mitchell 2 KP | 2021-06-20 02:00 | DISPATCHABLE | 214.208 | 775 | 775 | 775 | 775 |  | 0.5 | 387.5 | 387.5 | 387.5
ML2KP-Mitchell 2 KP | 2021-06-20 03:00 | DISPATCHABLE | 205.312 | 604 | 604 | 604 | 775 |  | 0.5 | 302 | 387.5 | 302
ML2KP-Mitchell 2 KP | 2021-06-20 04:00 | DISPATCHABLE | 205.152 | 458 | 458 | 458 | 775 |  | 0.5 | 229 | 387.5 | 229
ML2KP-Mitchell 2 KP | 2021-06-20 05:00 | DISPATCHABLE | 204.896 | 428 | 428 | 428 | 775 |  | 0.5 | 214 | 387.5 | 214
ML2KP-Mitchell 2 KP | 2021-06-20 06:00 | DISPATCHABLE | 204.816 | 441 | 441 | 441 | 775 |  | 0.5 | 220.5 | 387.5 | 220.5
ML2KP-Mitchell 2 KP | 2021-06-20 07:00 | DISPATCHABLE | 204.688 | 437 | 437 | 437 | 775 |  | 0.5 | 218.5 | 387.5 | 218.5
ML2KP-Mitchell 2 KP | 2021-06-20 08:00 | DISPATCHABLE | 204.8 | 447 | 462 | 462 | 775 |  | 0.5 | 231 | 387.5 | 223.5
ML2KP-Mitchell 2 KP | 2021-06-20 09:00 | DISPATCHABLE | 204.864 | 454 | 472 | 472 | 775 |  | 0.5 | 236 | 387.5 | 227
ML2KP-Mitchell 2 KP | 2021-06-20 10:00 | DISPATCHABLE | 204.88 | 502 | 539 | 539 | 775 |  | 0.5 | 269.5 | 387.5 | 251
ML2KP-Mitchell 2 KP | 2021-06-20 11:00 | DISPATCHABLE | 216.32 | 670 | 775 | 775 | 775 |  | 0.5 | 387.5 | 387.5 | 335
ML2KP-Mitchell 2 KP | 2021-06-20 12:00 | DISPATCHABLE | 233.024 | 670 | 775 | 775 | 775 |  | 0.5 | 387.5 | 387.5 | 335
ML2KP-Mitchell 2 KP | 2021-06-20 13:00 | DISPATCHABLE | 281.392 | 670 | 775 | 775 | 775 |  | 0.5 | 387.5 | 387.5 | 335
ML2KP-Mitchell 2 KP | 2021-06-20 14:00 | DISPATCHABLE | 304.912 | 670 | 775 | 775 | 775 |  | 0.5 | 387.5 | 387.5 | 335
ML2KP-Mitchell 2 KP | 2021-06-20 15:00 | DISPATCHABLE | 323.152 | 671 | 775 | 775 | 775 |  | 0.5 | 387.5 | 387.5 | 335.5
ML2KP-Mitchell 2 KP | 2021-06-20 16:00 | DISPATCHABLE | 327.056 | 671 | 775 | 775 | 775 |  | 0.5 | 387.5 | 387.5 | 335.5
ML2KP-Mitchell 2 KP | 2021-06-20 17:00 | DISPATCHABLE | 332.64 | 671 | 775 | 775 | 775 |  | 0.5 | 387.5 | 387.5 | 335.5
ML2KP-Mitchell 2 KP | 2021-06-20 18:00 | DISPATCHABLE | 331.136 | 671 | 775 | 775 | 775 |  | 0.5 | 387.5 | 387.5 | 335.5
ML2KP-Mitchell 2 KP | 2021-06-20 19:00 | DISPATCHABLE | 330.368 | 671 | 775 | 775 | 775 |  | 0.5 | 387.5 | 387.5 | 335.5
ML2KP-Mitchell 2 KP | 2021-06-20 20:00 | DISPATCHABLE | 322.16 | 670 | 775 | 775 | 775 |  | 0.5 | 387.5 | 387.5 | 335
ML2KP-Mitchell 2 KP | 2021-06-20 21:00 | DISPATCHABLE | 315.488 | 670 | 775 | 775 | 775 |  | 0.5 | 387.5 | 387.5 | 335
ML2KP-Mitchell 2 KP | 2021-06-20 22:00 | DISPATCHABLE | 320.176 | 670 | 775 | 775 | 775 |  | 0.5 | 387.5 | 387.5 | 335
ML2KP-Mitchell 2 KP | 2021-06-20 23:00 | DISPATCHABLE | 306.432 | 670 | 775 | 775 | 775 |  | 0.5 | 387.5 | 387.5 | 335
ML2KP-Mitchell 2 KP | 2021-06-21 | DISPATCHABLE | 283.04 | 670 | 775 | 775 | 775 |  | 0.5 | 387.5 | 387.5 | 335
ML2KP-Mitchell 2 KP | 2021-06-21 01:00 | DISPATCHABLE | 259.344 | 670 | 775 | 775 | 775 |  | 0.5 | 387.5 | 387.5 | 335
ML2KP-Mitchell 2 KP | 2021-06-21 02:00 | DISPATCHABLE | 218.448 | 593 | 667 | 667 | 775 |  | 0.5 | 333.5 | 387.5 | 296.5
ML2KP-Mitchell 2 KP | 2021-06-21 03:00 | DISPATCHABLE | 204.976 | 451 | 468 | 468 | 775 |  | 0.5 | 234 | 387.5 | 225.5
ML2KP-Mitchell 2 KP | 2021-06-21 04:00 | DISPATCHABLE | 204.96 | 507 | 547 | 547 | 775 |  | 0.5 | 273.5 | 387.5 | 253.5
ML2KP-Mitchell 2 KP | 2021-06-21 05:00 | DISPATCHABLE | 204.928 | 466 | 489 | 489 | 775 |  | 0.5 | 244.5 | 387.5 | 233
ML2KP-Mitchell 2 KP | 2021-06-21 06:00 | DISPATCHABLE | 205.44 | 615 | 697 | 697 | 775 |  | 0.5 | 348.5 | 387.5 | 307.5
ML2KP-Mitchell 2 KP | 2021-06-21 07:00 | DISPATCHABLE | 205.248 | 470 | 494 | 494 | 775 |  | 0.5 | 247 | 387.5 | 235
ML2KP-Mitchell 2 KP | 2021-06-21 08:00 | DISPATCHABLE | 205.072 | 464 | 486 | 486 | 775 |  | 0.5 | 243 | 387.5 | 232
ML2KP-Mitchell 2 KP | 2021-06-21 09:00 | DISPATCHABLE | 219.792 | 670 | 775 | 775 | 775 |  | 0.5 | 387.5 | 387.5 | 335
ML2KP-Mitchell 2 KP | 2021-06-21 10:00 | DISPATCHABLE | 235.488 | 670 | 775 | 775 | 775 |  | 0.5 | 387.5 | 387.5 | 335
ML2KP-Mitchell 2 KP | 2021-06-21 11:00 | DISPATCHABLE | 253.296 | 670 | 775 | 775 | 775 |  | 0.5 | 387.5 | 387.5 | 335
ML2KP-Mitchell 2 KP | 2021-06-21 12:00 | DISPATCHABLE | 289.824 | 670 | 775 | 775 | 775 |  | 0.5 | 387.5 | 387.5 | 335
ML2KP-Mitchell 2 KP | 2021-06-21 13:00 | DISPATCHABLE | 312.352 | 670 | 775 | 775 | 775 |  | 0.5 | 387.5 | 387.5 | 335
ML2KP-Mitchell 2 KP | 2021-06-21 14:00 | DISPATCHABLE | 328.816 | 671 | 775 | 775 | 775 |  | 0.5 | 387.5 | 387.5 | 335.5
ML2KP-Mitchell 2 KP | 2021-06-21 15:00 | DISPATCHABLE | 334.688 | 672 | 775 | 775 | 775 |  | 0.5 | 387.5 | 387.5 | 336
ML2KP-Mitchell 2 KP | 2021-06-21 16:00 | DISPATCHABLE | 329.744 | 671 | 775 | 775 | 775 |  | 0.5 | 387.5 | 387.5 | 335.5
ML2KP-Mitchell 2 KP | 2021-06-21 17:00 | DISPATCHABLE | 330.368 | 671 | 775 | 775 | 775 |  | 0.5 | 387.5 | 387.5 | 335.5
ML2KP-Mitchell 2 KP | 2021-06-21 18:00 | DISPATCHABLE | 294.384 | 728 | 775 | 775 | 775 |  | 0.5 | 387.5 | 387.5 | 364
ML2KP-Mitchell 2 KP | 2021-06-21 19:00 | DISPATCHABLE | 251.76 | 775 | 775 | 775 | 775 |  | 0.5 | 387.5 | 387.5 | 387.5
ML2KP-Mitchell 2 KP | 2021-06-21 20:00 | DISPATCHABLE | 221.648 | 775 | 775 | 775 | 775 |  | 0.5 | 387.5 | 387.5 | 387.5
ML2KP-Mitchell 2 KP | 2021-06-21 21:00 | DISPATCHABLE | 205.392 | 570 | 570 | 570 | 775 |  | 0.5 | 285 | 387.5 | 285
ML2KP-Mitchell 2 KP | 2021-06-21 22:00 | DISPATCHABLE | 211.696 | 730 | 730 | 730 | 775 |  | 0.5 | 365 | 387.5 | 365
ML2KP-Mitchell 2 KP | 2021-06-21 23:00 | DISPATCHABLE | 207.84 | 743 | 743 | 743 | 775 |  | 0.5 | 371.5 | 387.5 | 371.5
ML2KP-Mitchell 2 KP | 2021-06-22 | DISPATCHABLE | 212.864 | 775 | 775 | 775 | 775 |  | 0.5 | 387.5 | 387.5 | 387.5
ML2KP-Mitchell 2 KP | 2021-06-22 01:00 | DISPATCHABLE | 175.071 | 418 | 418 | 418 | 775 |  | 0.5 | 209 | 387.5 | 209
ML2KP-Mitchell 2 KP | 2021-06-22 02:00 | FIXED | 16.872 | 43 | 43 | 43 | 775 |  | 0.5 | 21.5 | 387.5 | 21.5
ML2KP-Mitchell 2 KP | 2021-06-22 03:00 | OFFLINE | 0 | 0 | 0 | 0 | 775 |  | 0.5 | 0 | 387.5 | 0
ML2KP-Mitchell 2 KP | 2021-06-22 04:00 | OFFLINE | 0 | 0 | 0 | 0 | 775 |  | 0.5 | 0 | 387.5 | 0
ML2KP-Mitchell 2 KP | 2021-06-22 05:00 | OFFLINE | 0 | 0 | 0 | 0 | 775 |  | 0.5 | 0 | 387.5 | 0
ML2KP-Mitchell 2 KP | 2021-06-22 06:00 | OFFLINE | 0 | 0 | 0 | 0 | 775 |  | 0.5 | 0 | 387.5 | 0
ML2KP-Mitchell 2 KP | 2021-06-22 07:00 | OFFLINE | 0 | 0 | 0 | 0 | 775 |  | 0.5 | 0 | 387.5 | 0
ML2KP-Mitchell 2 KP | 2021-06-22 08:00 | OFFLINE | 0 | 0 | 0 | 0 | 775 |  | 0.5 | 0 | 387.5 | 0
ML2KP-Mitchell 2 KP | 2021-06-22 09:00 | OFFLINE | 0 | 0 | 0 | 0 | 775 |  | 0.5 | 0 | 387.5 | 0
ML2KP-Mitchell 2 KP | 2021-06-22 10:00 | OFFLINE | 0 | 0 | 0 | 0 | 775 |  | 0.5 | 0 | 387.5 | 0
ML2KP-Mitchell 2 KP | 2021-06-22 11:00 | OFFLINE | 0 | 0 | 0 | 0 | 775 |  | 0.5 | 0 | 387.5 | 0
ML2KP-Mitchell 2 KP | 2021-06-22 12:00 | OFFLINE | 0 | 0 | 0 | 0 | 775 |  | 0.5 | 0 | 387.5 | 0
ML2KP-Mitchell 2 KP | 2021-06-22 13:00 | OFFLINE | 0 | 0 | 0 | 0 | 775 |  | 0.5 | 0 | 387.5 | 0
ML2KP-Mitchell 2 KP | 2021-06-22 14:00 | OFFLINE | 0 | 0 | 0 | 0 | 775 |  | 0.5 | 0 | 387.5 | 0
ML2KP-Mitchell 2 KP | 2021-06-22 15:00 | OFFLINE | 0 | 0 | 0 | 0 | 775 |  | 0.5 | 0 | 387.5 | 0
ML2KP-Mitchell 2 KP | 2021-06-22 16:00 | OFFLINE | 0 | 0 | 0 | 0 | 775 |  | 0.5 | 0 | 387.5 | 0
ML2KP-Mitchell 2 KP | 2021-06-22 17:00 | OFFLINE | 0 | 0 | 0 | 0 | 775 |  | 0.5 | 0 | 387.5 | 0
ML2KP-Mitchell 2 KP | 2021-06-22 18:00 | OFFLINE | 0 | 0 | 0 | 0 | 775 |  | 0.5 | 0 | 387.5 | 0
ML2KP-Mitchell 2 KP | 2021-06-22 19:00 | OFFLINE | 0 | 0 | 0 | 0 | 775 |  | 0.5 | 0 | 387.5 | 0
ML2KP-Mitchell 2 KP | 2021-06-22 20:00 | OFFLINE | 0 | 0 | 0 | 0 | 775 |  | 0.5 | 0 | 387.5 | 0
ML2KP-Mitchell 2 KP | 2021-06-22 21:00 | OFFLINE | 0 | 0 | 0 | 0 | 775 |  | 0.5 | 0 | 387.5 | 0
ML2KP-Mitchell 2 KP | 2021-06-22 22:00 | OFFLINE | 0 | 0 | 0 | 0 | 775 |  | 0.5 | 0 | 387.5 | 0
ML2KP-Mitchell 2 KP | 2021-06-22 23:00 | OFFLINE | 0 | 0 | 0 | 0 | 775 |  | 0.5 | 0 | 387.5 | 0
ML2KP-Mitchell 2 KP | 2021-06-23 | OFFLINE | 0 | 0 | 0 | 0 | 775 |  | 0.5 | 0 | 387.5 | 0
ML2KP-Mitchell 2 KP | 2021-06-23 01:00 | OFFLINE | 0 | 0 | 0 | 0 | 775 |  | 0.5 | 0 | 387.5 | 0
ML2KP-Mitchell 2 KP | 2021-06-23 02:00 | OFFLINE | 0 | 0 | 0 | 0 | 775 |  | 0.5 | 0 | 387.5 | 0
ML2KP-Mitchell 2 KP | 2021-06-23 03:00 | OFFLINE | 0 | 0 | 0 | 0 | 775 |  | 0.5 | 0 | 387.5 | 0
ML2KP-Mitchell 2 KP | 2021-06-23 04:00 | OFFLINE | 0 | 0 | 0 | 0 | 775 |  | 0.5 | 0 | 387.5 | 0
ML2KP-Mitchell 2 KP | 2021-06-23 05:00 | OFFLINE | 0 | 0 | 0 | 0 | 775 |  | 0.5 | 0 | 387.5 | 0
ML2KP-Mitchell 2 KP | 2021-06-23 06:00 | OFFLINE | 0 | 0 | 0 | 0 | 775 |  | 0.5 | 0 | 387.5 | 0
ML2KP-Mitchell 2 KP | 2021-06-23 07:00 | OFFLINE | 0 | 0 | 0 | 0 | 775 |  | 0.5 | 0 | 387.5 | 0
ML2KP-Mitchell 2 KP | 2021-06-23 08:00 | OFFLINE | 0 | 0 | 0 | 0 | 775 |  | 0.5 | 0 | 387.5 | 0
ML2KP-Mitchell 2 KP | 2021-06-23 09:00 | OFFLINE | 0 | 0 | 0 | 0 | 775 |  | 0.5 | 0 | 387.5 | 0
ML2KP-Mitchell 2 KP | 2021-06-23 10:00 | OFFLINE | 0 | 0 | 0 | 0 | 775 |  | 0.5 | 0 | 387.5 | 0
ML2KP-Mitchell 2 KP | 2021-06-23 11:00 | OFFLINE | 0 | 0 | 0 | 0 | 775 |  | 0.5 | 0 | 387.5 | 0
ML2KP-Mitchell 2 KP | 2021-06-23 12:00 | OFFLINE | 0 | 0 | 0 | 0 | 775 |  | 0.5 | 0 | 387.5 | 0
ML2KP-Mitchell 2 KP | 2021-06-23 13:00 | OFFLINE | 0 | 0 | 0 | 0 | 775 |  | 0.5 | 0 | 387.5 | 0
ML2KP-Mitchell 2 KP | 2021-06-23 14:00 | OFFLINE | 0 | 0 | 0 | 0 | 775 |  | 0.5 | 0 | 387.5 | 0
ML2KP-Mitchell 2 KP | 2021-06-23 15:00 | OFFLINE | 0 | 0 | 0 | 0 | 775 |  | 0.5 | 0 | 387.5 | 0
ML2KP-Mitchell 2 KP | 2021-06-23 16:00 | OFFLINE | 0 | 0 | 0 | 0 | 775 |  | 0.5 | 0 | 387.5 | 0
ML2KP-Mitchell 2 KP | 2021-06-23 17:00 | OFFLINE | 0 | 0 | 0 | 0 | 775 |  | 0.5 | 0 | 387.5 | 0
ML2KP-Mitchell 2 KP | 2021-06-23 18:00 | OFFLINE | 0 | 0 | 0 | 0 | 775 |  | 0.5 | 0 | 387.5 | 0
ML2KP-Mitchell 2 KP | 2021-06-23 19:00 | OFFLINE | 0 | 0 | 0 | 0 | 775 |  | 0.5 | 0 | 387.5 | 0
ML2KP-Mitchell 2 KP | 2021-06-23 20:00 | OFFLINE | 0 | 0 | 0 | 0 | 775 |  | 0.5 | 0 | 387.5 | 0
ML2KP-Mitchell 2 KP | 2021-06-23 21:00 | OFFLINE | 0 | 0 | 0 | 0 | 775 |  | 0.5 | 0 | 387.5 | 0
ML2KP-Mitchell 2 KP | 2021-06-23 22:00 | OFFLINE | 0 | 0 | 0 | 0 | 775 |  | 0.5 | 0 | 387.5 | 0
ML2KP-Mitchell 2 KP | 2021-06-23 23:00 | OFFLINE | 0 | 0 | 0 | 0 | 775 |  | 0.5 | 0 | 387.5 | 0
ML2KP-Mitchell 2 KP | 2021-06-24 | OFFLINE | 0 | 0 | 0 | 0 | 775 |  | 0.5 | 0 | 387.5 | 0
ML2KP-Mitchell 2 KP | 2021-06-24 01:00 | OFFLINE | 0 | 0 | 0 | 0 | 775 |  | 0.5 | 0 | 387.5 | 0
ML2KP-Mitchell 2 KP | 2021-06-24 02:00 | OFFLINE | 0 | 0 | 0 | 0 | 775 |  | 0.5 | 0 | 387.5 | 0
ML2KP-Mitchell 2 KP | 2021-06-24 03:00 | OFFLINE | 0 | 0 | 0 | 0 | 775 |  | 0.5 | 0 | 387.5 | 0
ML2KP-Mitchell 2 KP | 2021-06-24 04:00 | OFFLINE | 0 | 0 | 0 | 0 | 775 |  | 0.5 | 0 | 387.5 | 0
ML2KP-Mitchell 2 KP | 2021-06-24 05:00 | OFFLINE | 0 | 0 | 0 | 0 | 775 |  | 0.5 | 0 | 387.5 | 0
ML2KP-Mitchell 2 KP | 2021-06-24 06:00 | OFFLINE | 0 | 0 | 0 | 0 | 775 |  | 0.5 | 0 | 387.5 | 0
ML2KP-Mitchell 2 KP | 2021-06-24 07:00 | OFFLINE | 0 | 0 | 0 | 0 | 775 |  | 0.5 | 0 | 387.5 | 0
ML2KP-Mitchell 2 KP | 2021-06-24 08:00 | OFFLINE | 0 | 0 | 0 | 0 | 775 |  | 0.5 | 0 | 387.5 | 0
ML2KP-Mitchell 2 KP | 2021-06-24 09:00 | OFFLINE | 0 | 0 | 0 | 0 | 775 |  | 0.5 | 0 | 387.5 | 0
ML2KP-Mitchell 2 KP | 2021-06-24 10:00 | OFFLINE | 0 | 0 | 0 | 0 | 775 |  | 0.5 | 0 | 387.5 | 0
ML2KP-Mitchell 2 KP | 2021-06-24 11:00 | OFFLINE | 0 | 0 | 0 | 0 | 775 |  | 0.5 | 0 | 387.5 | 0
ML2KP-Mitchell 2 KP | 2021-06-24 12:00 | OFFLINE | 0 | 0 | 0 | 0 | 775 |  | 0.5 | 0 | 387.5 | 0
ML2KP-Mitchell 2 KP | 2021-06-24 13:00 | OFFLINE | 0 | 0 | 0 | 0 | 775 |  | 0.5 | 0 | 387.5 | 0
ML2KP-Mitchell 2 KP | 2021-06-24 14:00 | OFFLINE | 0 | 0 | 0 | 0 | 775 |  | 0.5 | 0 | 387.5 | 0
ML2KP-Mitchell 2 KP | 2021-06-24 15:00 | OFFLINE | 0 | 0 | 0 | 0 | 775 |  | 0.5 | 0 | 387.5 | 0
ML2KP-Mitchell 2 KP | 2021-06-24 16:00 | OFFLINE | 0 | 0 | 0 | 0 | 775 |  | 0.5 | 0 | 387.5 | 0
ML2KP-Mitchell 2 KP | 2021-06-24 17:00 | OFFLINE | 0 | 0 | 0 | 0 | 775 |  | 0.5 | 0 | 387.5 | 0
ML2KP-Mitchell 2 KP | 2021-06-24 18:00 | OFFLINE | 0 | 0 | 0 | 0 | 775 |  | 0.5 | 0 | 387.5 | 0
ML2KP-Mitchell 2 KP | 2021-06-24 19:00 | OFFLINE | 0 | 0 | 0 | 0 | 775 |  | 0.5 | 0 | 387.5 | 0
ML2KP-Mitchell 2 KP | 2021-06-24 20:00 | OFFLINE | 0 | 0 | 0 | 0 | 775 |  | 0.5 | 0 | 387.5 | 0
ML2KP-Mitchell 2 KP | 2021-06-24 21:00 | OFFLINE | 0 | 0 | 0 | 0 | 775 |  | 0.5 | 0 | 387.5 | 0
ML2KP-Mitchell 2 KP | 2021-06-24 22:00 | OFFLINE | 0 | 0 | 0 | 0 | 775 |  | 0.5 | 0 | 387.5 | 0
ML2KP-Mitchell 2 KP | 2021-06-24 23:00 | OFFLINE | 0 | 0 | 0 | 0 | 775 |  | 0.5 | 0 | 387.5 | 0
ML2KP-Mitchell 2 KP | 2021-06-25 | OFFLINE | 0 | 0 | 0 | 0 | 775 |  | 0.5 | 0 | 387.5 | 0
ML2KP-Mitchell 2 KP | 2021-06-25 01:00 | OFFLINE | 0 | 0 | 0 | 0 | 775 |  | 0.5 | 0 | 387.5 | 0
ML2KP-Mitchell 2 KP | 2021-06-25 02:00 | OFFLINE | 0 | 0 | 0 | 0 | 775 |  | 0.5 | 0 | 387.5 | 0
ML2KP-Mitchell 2 KP | 2021-06-25 03:00 | OFFLINE | 0 | 0 | 0 | 0 | 775 |  | 0.5 | 0 | 387.5 | 0
ML2KP-Mitchell 2 KP | 2021-06-25 04:00 | OFFLINE | 0 | 0 | 0 | 0 | 775 |  | 0.5 | 0 | 387.5 | 0
ML2KP-Mitchell 2 KP | 2021-06-25 05:00 | OFFLINE | 0 | 0 | 0 | 0 | 775 |  | 0.5 | 0 | 387.5 | 0
ML2KP-Mitchell 2 KP | 2021-06-25 06:00 | OFFLINE | 0 | 0 | 0 | 0 | 775 |  | 0.5 | 0 | 387.5 | 0
ML2KP-Mitchell 2 KP | 2021-06-25 07:00 | OFFLINE | 0 | 0 | 0 | 0 | 775 |  | 0.5 | 0 | 387.5 | 0
ML2KP-Mitchell 2 KP | 2021-06-25 08:00 | OFFLINE | 0 | 0 | 0 | 0 | 775 |  | 0.5 | 0 | 387.5 | 0
ML2KP-Mitchell 2 KP | 2021-06-25 09:00 | OFFLINE | 0 | 0 | 0 | 0 | 775 |  | 0.5 | 0 | 387.5 | 0
ML2KP-Mitchell 2 KP | 2021-06-25 10:00 | OFFLINE | 0 | 0 | 0 | 0 | 775 |  | 0.5 | 0 | 387.5 | 0
ML2KP-Mitchell 2 KP | 2021-06-25 11:00 | OFFLINE | 0 | 0 | 0 | 0 | 775 |  | 0.5 | 0 | 387.5 | 0
ML2KP-Mitchell 2 KP | 2021-06-25 12:00 | OFFLINE | 0 | 0 | 0 | 0 | 775 |  | 0.5 | 0 | 387.5 | 0
ML2KP-Mitchell 2 KP | 2021-06-25 13:00 | OFFLINE | 0 | 0 | 0 | 0 | 775 |  | 0.5 | 0 | 387.5 | 0
ML2KP-Mitchell 2 KP | 2021-06-25 14:00 | OFFLINE | 0 | 0 | 0 | 0 | 775 |  | 0.5 | 0 | 387.5 | 0
ML2KP-Mitchell 2 KP | 2021-06-25 15:00 | OFFLINE | 0 | 0 | 0 | 0 | 775 |  | 0.5 | 0 | 387.5 | 0
ML2KP-Mitchell 2 KP | 2021-06-25 16:00 | OFFLINE | 0 | 0 | 0 | 0 | 775 |  | 0.5 | 0 | 387.5 | 0
ML2KP-Mitchell 2 KP | 2021-06-25 17:00 | OFFLINE | 0 | 0 | 0 | 0 | 775 |  | 0.5 | 0 | 387.5 | 0
ML2KP-Mitchell 2 KP | 2021-06-25 18:00 | OFFLINE | 0 | 0 | 0 | 0 | 775 |  | 0.5 | 0 | 387.5 | 0
ML2KP-Mitchell 2 KP | 2021-06-25 19:00 | OFFLINE | 0 | 0 | 0 | 0 | 775 |  | 0.5 | 0 | 387.5 | 0
ML2KP-Mitchell 2 KP | 2021-06-25 20:00 | OFFLINE | 0 | 0 | 0 | 0 | 775 |  | 0.5 | 0 | 387.5 | 0
ML2KP-Mitchell 2 KP | 2021-06-25 21:00 | OFFLINE | 0 | 0 | 0 | 0 | 775 |  | 0.5 | 0 | 387.5 | 0
ML2KP-Mitchell 2 KP | 2021-06-25 22:00 | OFFLINE | 0 | 0 | 0 | 0 | 775 |  | 0.5 | 0 | 387.5 | 0
ML2KP-Mitchell 2 KP | 2021-06-25 23:00 | OFFLINE | 0 | 0 | 0 | 0 | 775 |  | 0.5 | 0 | 387.5 | 0
ML2KP-Mitchell 2 KP | 2021-06-26 | OFFLINE | 0 | 0 | 0 | 0 | 775 |  | 0.5 | 0 | 387.5 | 0
ML2KP-Mitchell 2 KP | 2021-06-26 01:00 | OFFLINE | 0 | 0 | 0 | 0 | 775 |  | 0.5 | 0 | 387.5 | 0
ML2KP-Mitchell 2 KP | 2021-06-26 02:00 | OFFLINE | 0 | 0 | 0 | 0 | 775 |  | 0.5 | 0 | 387.5 | 0
ML2KP-Mitchell 2 KP | 2021-06-26 03:00 | OFFLINE | 0 | 0 | 0 | 0 | 775 |  | 0.5 | 0 | 387.5 | 0
ML2KP-Mitchell 2 KP | 2021-06-26 04:00 | OFFLINE | 0 | 0 | 0 | 0 | 775 |  | 0.5 | 0 | 387.5 | 0
ML2KP-Mitchell 2 KP | 2021-06-26 05:00 | OFFLINE | 0 | 0 | 0 | 0 | 775 |  | 0.5 | 0 | 387.5 | 0
ML2KP-Mitchell 2 KP | 2021-06-26 06:00 | OFFLINE | 0 | 0 | 0 | 0 | 775 |  | 0.5 | 0 | 387.5 | 0
ML2KP-Mitchell 2 KP | 2021-06-26 07:00 | OFFLINE | 0 | 0 | 0 | 0 | 775 |  | 0.5 | 0 | 387.5 | 0
ML2KP-Mitchell 2 KP | 2021-06-26 08:00 | OFFLINE | 0 | 0 | 0 | 0 | 775 |  | 0.5 | 0 | 387.5 | 0
ML2KP-Mitchell 2 KP | 2021-06-26 09:00 | OFFLINE | 0 | 0 | 0 | 0 | 775 |  | 0.5 | 0 | 387.5 | 0
ML2KP-Mitchell 2 KP | 2021-06-26 10:00 | OFFLINE | 0 | 0 | 0 | 0 | 775 |  | 0.5 | 0 | 387.5 | 0
ML2KP-Mitchell 2 KP | 2021-06-26 11:00 | OFFLINE | 0 | 0 | 0 | 0 | 775 |  | 0.5 | 0 | 387.5 | 0
ML2KP-Mitchell 2 KP | 2021-06-26 12:00 | OFFLINE | 0 | 0 | 0 | 0 | 775 |  | 0.5 | 0 | 387.5 | 0
ML2KP-Mitchell 2 KP | 2021-06-26 13:00 | OFFLINE | 0 | 0 | 0 | 0 | 775 |  | 0.5 | 0 | 387.5 | 0
ML2KP-Mitchell 2 KP | 2021-06-26 14:00 | OFFLINE | 0 | 0 | 0 | 0 | 775 |  | 0.5 | 0 | 387.5 | 0
ML2KP-Mitchell 2 KP | 2021-06-26 15:00 | OFFLINE | 0 | 0 | 0 | 0 | 775 |  | 0.5 | 0 | 387.5 | 0
ML2KP-Mitchell 2 KP | 2021-06-26 16:00 | OFFLINE | 0 | 0 | 0 | 0 | 775 |  | 0.5 | 0 | 387.5 | 0
ML2KP-Mitchell 2 KP | 2021-06-26 17:00 | OFFLINE | 0 | 0 | 0 | 0 | 775 |  | 0.5 | 0 | 387.5 | 0
ML2KP-Mitchell 2 KP | 2021-06-26 18:00 | OFFLINE | 0 | 0 | 0 | 0 | 775 |  | 0.5 | 0 | 387.5 | 0
ML2KP-Mitchell 2 KP | 2021-06-26 19:00 | OFFLINE | 0 | 0 | 0 | 0 | 775 |  | 0.5 | 0 | 387.5 | 0
ML2KP-Mitchell 2 KP | 2021-06-26 20:00 | OFFLINE | 0 | 0 | 0 | 0 | 775 |  | 0.5 | 0 | 387.5 | 0
ML2KP-Mitchell 2 KP | 2021-06-26 21:00 | OFFLINE | 0 | 0 | 0 | 0 | 775 |  | 0.5 | 0 | 387.5 | 0
ML2KP-Mitchell 2 KP | 2021-06-26 22:00 | OFFLINE | 0 | 0 | 0 | 0 | 775 |  | 0.5 | 0 | 387.5 | 0
ML2KP-Mitchell 2 KP | 2021-06-26 23:00 | OFFLINE | 0 | 0 | 0 | 0 | 775 |  | 0.5 | 0 | 387.5 | 0
ML2KP-Mitchell 2 KP | 2021-06-27 | OFFLINE | 0 | 0 | 0 | 0 | 775 |  | 0.5 | 0 | 387.5 | 0
ML2KP-Mitchell 2 KP | 2021-06-27 01:00 | OFFLINE | 0 | 0 | 0 | 0 | 775 |  | 0.5 | 0 | 387.5 | 0
ML2KP-Mitchell 2 KP | 2021-06-27 02:00 | OFFLINE | 0 | 0 | 0 | 0 | 775 |  | 0.5 | 0 | 387.5 | 0
ML2KP-Mitchell 2 KP | 2021-06-27 03:00 | OFFLINE | 0 | 0 | 0 | 0 | 775 |  | 0.5 | 0 | 387.5 | 0
ML2KP-Mitchell 2 KP | 2021-06-27 04:00 | OFFLINE | 0 | 0 | 0 | 0 | 775 |  | 0.5 | 0 | 387.5 | 0
ML2KP-Mitchell 2 KP | 2021-06-27 05:00 | OFFLINE | 0 | 0 | 0 | 0 | 775 |  | 0.5 | 0 | 387.5 | 0
ML2KP-Mitchell 2 KP | 2021-06-27 06:00 | OFFLINE | 0 | 0 | 0 | 0 | 775 |  | 0.5 | 0 | 387.5 | 0
ML2KP-Mitchell 2 KP | 2021-06-27 07:00 | OFFLINE | 0 | 0 | 0 | 0 | 775 |  | 0.5 | 0 | 387.5 | 0
ML2KP-Mitchell 2 KP | 2021-06-27 08:00 | OFFLINE | 0 | 0 | 0 | 0 | 775 |  | 0.5 | 0 | 387.5 | 0
ML2KP-Mitchell 2 KP | 2021-06-27 09:00 | OFFLINE | 0 | 0 | 0 | 0 | 775 |  | 0.5 | 0 | 387.5 | 0
ML2KP-Mitchell 2 KP | 2021-06-27 10:00 | OFFLINE | 0 | 0 | 0 | 0 | 775 |  | 0.5 | 0 | 387.5 | 0
ML2KP-Mitchell 2 KP | 2021-06-27 11:00 | OFFLINE | 0 | 0 | 0 | 0 | 775 |  | 0.5 | 0 | 387.5 | 0
ML2KP-Mitchell 2 KP | 2021-06-27 12:00 | OFFLINE | 0 | 0 | 0 | 0 | 775 |  | 0.5 | 0 | 387.5 | 0
ML2KP-Mitchell 2 KP | 2021-06-27 13:00 | OFFLINE | 0 | 0 | 0 | 0 | 775 |  | 0.5 | 0 | 387.5 | 0
ML2KP-Mitchell 2 KP | 2021-06-27 14:00 | OFFLINE | 0 | 0 | 0 | 0 | 775 |  | 0.5 | 0 | 387.5 | 0
ML2KP-Mitchell 2 KP | 2021-06-27 15:00 | OFFLINE | 0 | 0 | 0 | 0 | 775 |  | 0.5 | 0 | 387.5 | 0
ML2KP-Mitchell 2 KP | 2021-06-27 16:00 | OFFLINE | 0 | 0 | 0 | 0 | 775 |  | 0.5 | 0 | 387.5 | 0
ML2KP-Mitchell 2 KP | 2021-06-27 17:00 | OFFLINE | 0 | 0 | 0 | 0 | 775 |  | 0.5 | 0 | 387.5 | 0
ML2KP-Mitchell 2 KP | 2021-06-27 18:00 | OFFLINE | 0 | 0 | 0 | 0 | 775 |  | 0.5 | 0 | 387.5 | 0
ML2KP-Mitchell 2 KP | 2021-06-27 19:00 | OFFLINE | 0 | 0 | 0 | 0 | 775 |  | 0.5 | 0 | 387.5 | 0
ML2KP-Mitchell 2 KP | 2021-06-27 20:00 | OFFLINE | 0 | 0 | 0 | 0 | 775 |  | 0.5 | 0 | 387.5 | 0
ML2KP-Mitchell 2 KP | 2021-06-27 21:00 | OFFLINE | 0 | 0 | 0 | 0 | 775 |  | 0.5 | 0 | 387.5 | 0
ML2KP-Mitchell 2 KP | 2021-06-27 22:00 | OFFLINE | 0 | 0 | 0 | 0 | 775 |  | 0.5 | 0 | 387.5 | 0
ML2KP-Mitchell 2 KP | 2021-06-27 23:00 | OFFLINE | 0 | 0 | 0 | 0 | 775 |  | 0.5 | 0 | 387.5 | 0
ML2KP-Mitchell 2 KP | 2021-06-28 | OFFLINE | 0 | 0 | 0 | 0 | 775 |  | 0.5 | 0 | 387.5 | 0
ML2KP-Mitchell 2 KP | 2021-06-28 01:00 | OFFLINE | 0 | 0 | 0 | 0 | 775 |  | 0.5 | 0 | 387.5 | 0
ML2KP-Mitchell 2 KP | 2021-06-28 02:00 | OFFLINE | 0 | 0 | 0 | 0 | 775 |  | 0.5 | 0 | 387.5 | 0
ML2KP-Mitchell 2 KP | 2021-06-28 03:00 | OFFLINE | 0 | 0 | 0 | 0 | 775 |  | 0.5 | 0 | 387.5 | 0
ML2KP-Mitchell 2 KP | 2021-06-28 04:00 | OFFLINE | 0 | 0 | 0 | 0 | 775 |  | 0.5 | 0 | 387.5 | 0
ML2KP-Mitchell 2 KP | 2021-06-28 05:00 | OFFLINE | 0 | 0 | 0 | 0 | 775 |  | 0.5 | 0 | 387.5 | 0
ML2KP-Mitchell 2 KP | 2021-06-28 06:00 | OFFLINE | 0 | 0 | 0 | 0 | 775 |  | 0.5 | 0 | 387.5 | 0
ML2KP-Mitchell 2 KP | 2021-06-28 07:00 | OFFLINE | 0 | 0 | 0 | 0 | 775 |  | 0.5 | 0 | 387.5 | 0
ML2KP-Mitchell 2 KP | 2021-06-28 08:00 | OFFLINE | 0 | 0 | 0 | 0 | 775 |  | 0.5 | 0 | 387.5 | 0
ML2KP-Mitchell 2 KP | 2021-06-28 09:00 | OFFLINE | 0 | 0 | 0 | 0 | 775 |  | 0.5 | 0 | 387.5 | 0
ML2KP-Mitchell 2 KP | 2021-06-28 10:00 | OFFLINE | 0 | 0 | 0 | 0 | 775 |  | 0.5 | 0 | 387.5 | 0
ML2KP-Mitchell 2 KP | 2021-06-28 11:00 | OFFLINE | 0 | 0 | 0 | 0 | 775 |  | 0.5 | 0 | 387.5 | 0
ML2KP-Mitchell 2 KP | 2021-06-28 12:00 | OFFLINE | 0 | 0 | 0 | 0 | 775 |  | 0.5 | 0 | 387.5 | 0
ML2KP-Mitchell 2 KP | 2021-06-28 13:00 | OFFLINE | 0 | 0 | 0 | 0 | 775 |  | 0.5 | 0 | 387.5 | 0
ML2KP-Mitchell 2 KP | 2021-06-28 14:00 | OFFLINE | 0 | 0 | 0 | 0 | 775 |  | 0.5 | 0 | 387.5 | 0
ML2KP-Mitchell 2 KP | 2021-06-28 15:00 | OFFLINE | 0 | 0 | 0 | 0 | 775 |  | 0.5 | 0 | 387.5 | 0
ML2KP-Mitchell 2 KP | 2021-06-28 16:00 | OFFLINE | 0 | 0 | 0 | 0 | 775 |  | 0.5 | 0 | 387.5 | 0
ML2KP-Mitchell 2 KP | 2021-06-28 17:00 | OFFLINE | 0 | 0 | 0 | 0 | 775 |  | 0.5 | 0 | 387.5 | 0
ML2KP-Mitchell 2 KP | 2021-06-28 18:00 | OFFLINE | 0 | 0 | 0 | 0 | 775 |  | 0.5 | 0 | 387.5 | 0
ML2KP-Mitchell 2 KP | 2021-06-28 19:00 | OFFLINE | 0 | 0 | 0 | 0 | 775 |  | 0.5 | 0 | 387.5 | 0
ML2KP-Mitchell 2 KP | 2021-06-28 20:00 | OFFLINE | 0 | 0 | 0 | 0 | 775 |  | 0.5 | 0 | 387.5 | 0
ML2KP-Mitchell 2 KP | 2021-06-28 21:00 | OFFLINE | 0 | 0 | 0 | 0 | 775 |  | 0.5 | 0 | 387.5 | 0
ML2KP-Mitchell 2 KP | 2021-06-28 22:00 | OFFLINE | 0 | 0 | 0 | 0 | 775 |  | 0.5 | 0 | 387.5 | 0
ML2KP-Mitchell 2 KP | 2021-06-28 23:00 | OFFLINE | 0 | 0 | 0 | 0 | 775 |  | 0.5 | 0 | 387.5 | 0
ML2KP-Mitchell 2 KP | 2021-06-29 | OFFLINE | 0 | 0 | 0 | 0 | 775 |  | 0.5 | 0 | 387.5 | 0
ML2KP-Mitchell 2 KP | 2021-06-29 01:00 | OFFLINE | 0 | 0 | 0 | 0 | 775 |  | 0.5 | 0 | 387.5 | 0
ML2KP-Mitchell 2 KP | 2021-06-29 02:00 | OFFLINE | 0 | 0 | 0 | 0 | 775 |  | 0.5 | 0 | 387.5 | 0
ML2KP-Mitchell 2 KP | 2021-06-29 03:00 | OFFLINE | 0 | 0 | 0 | 0 | 775 |  | 0.5 | 0 | 387.5 | 0
ML2KP-Mitchell 2 KP | 2021-06-29 04:00 | OFFLINE | 0 | 0 | 0 | 0 | 775 |  | 0.5 | 0 | 387.5 | 0
ML2KP-Mitchell 2 KP | 2021-06-29 05:00 | OFFLINE | 0 | 0 | 0 | 0 | 775 |  | 0.5 | 0 | 387.5 | 0
ML2KP-Mitchell 2 KP | 2021-06-29 06:00 | OFFLINE | 0 | 0 | 0 | 0 | 775 |  | 0.5 | 0 | 387.5 | 0
ML2KP-Mitchell 2 KP | 2021-06-29 07:00 | OFFLINE | 0 | 0 | 0 | 0 | 775 |  | 0.5 | 0 | 387.5 | 0
ML2KP-Mitchell 2 KP | 2021-06-29 08:00 | OFFLINE | 0 | 0 | 0 | 0 | 775 |  | 0.5 | 0 | 387.5 | 0
ML2KP-Mitchell 2 KP | 2021-06-29 09:00 | OFFLINE | 0 | 0 | 0 | 0 | 775 |  | 0.5 | 0 | 387.5 | 0
ML2KP-Mitchell 2 KP | 2021-06-29 10:00 | OFFLINE | 0 | 0 | 0 | 0 | 775 |  | 0.5 | 0 | 387.5 | 0
ML2KP-Mitchell 2 KP | 2021-06-29 11:00 | OFFLINE | 0 | 0 | 0 | 0 | 775 |  | 0.5 | 0 | 387.5 | 0
ML2KP-Mitchell 2 KP | 2021-06-29 12:00 | OFFLINE | 0 | 0 | 0 | 0 | 775 |  | 0.5 | 0 | 387.5 | 0
ML2KP-Mitchell 2 KP | 2021-06-29 13:00 | OFFLINE | 0 | 0 | 0 | 0 | 775 |  | 0.5 | 0 | 387.5 | 0
ML2KP-Mitchell 2 KP | 2021-06-29 14:00 | OFFLINE | 0 | 0 | 0 | 0 | 775 |  | 0.5 | 0 | 387.5 | 0
ML2KP-Mitchell 2 KP | 2021-06-29 15:00 | OFFLINE | 0 | 0 | 0 | 0 | 775 |  | 0.5 | 0 | 387.5 | 0
ML2KP-Mitchell 2 KP | 2021-06-29 16:00 | OFFLINE | 0 | 0 | 0 | 0 | 775 |  | 0.5 | 0 | 387.5 | 0
ML2KP-Mitchell 2 KP | 2021-06-29 17:00 | OFFLINE | 0 | 0 | 0 | 0 | 775 |  | 0.5 | 0 | 387.5 | 0
ML2KP-Mitchell 2 KP | 2021-06-29 18:00 | OFFLINE | 0 | 0 | 0 | 0 | 775 |  | 0.5 | 0 | 387.5 | 0
ML2KP-Mitchell 2 KP | 2021-06-29 19:00 | OFFLINE | 0 | 0 | 0 | 0 | 775 |  | 0.5 | 0 | 387.5 | 0
ML2KP-Mitchell 2 KP | 2021-06-29 20:00 | OFFLINE | 0 | 0 | 0 | 0 | 775 |  | 0.5 | 0 | 387.5 | 0
ML2KP-Mitchell 2 KP | 2021-06-29 21:00 | OFFLINE | 0 | 0 | 0 | 0 | 775 |  | 0.5 | 0 | 387.5 | 0
ML2KP-Mitchell 2 KP | 2021-06-29 22:00 | OFFLINE | 0 | 0 | 0 | 0 | 775 |  | 0.5 | 0 | 387.5 | 0
ML2KP-Mitchell 2 KP | 2021-06-29 23:00 | OFFLINE | 0 | 0 | 0 | 0 | 775 |  | 0.5 | 0 | 387.5 | 0
ML2KP-Mitchell 2 KP | 2021-06-30 | OFFLINE | 0 | 0 | 0 | 0 | 775 |  | 0.5 | 0 | 387.5 | 0
ML2KP-Mitchell 2 KP | 2021-06-30 01:00 | OFFLINE | 0 | 0 | 0 | 0 | 775 |  | 0.5 | 0 | 387.5 | 0
ML2KP-Mitchell 2 KP | 2021-06-30 02:00 | OFFLINE | 0 | 0 | 0 | 0 | 775 |  | 0.5 | 0 | 387.5 | 0
ML2KP-Mitchell 2 KP | 2021-06-30 03:00 | OFFLINE | 0 | 0 | 0 | 0 | 775 |  | 0.5 | 0 | 387.5 | 0
ML2KP-Mitchell 2 KP | 2021-06-30 04:00 | OFFLINE | 0 | 0 | 0 | 0 | 775 |  | 0.5 | 0 | 387.5 | 0
ML2KP-Mitchell 2 KP | 2021-06-30 05:00 | OFFLINE | 0 | 0 | 0 | 0 | 775 |  | 0.5 | 0 | 387.5 | 0
ML2KP-Mitchell 2 KP | 2021-06-30 06:00 | OFFLINE | 0 | 0 | 0 | 0 | 775 |  | 0.5 | 0 | 387.5 | 0
ML2KP-Mitchell 2 KP | 2021-06-30 07:00 | OFFLINE | 0 | 0 | 0 | 0 | 775 |  | 0.5 | 0 | 387.5 | 0
ML2KP-Mitchell 2 KP | 2021-06-30 08:00 | OFFLINE | 0 | 0 | 0 | 0 | 775 |  | 0.5 | 0 | 387.5 | 0
ML2KP-Mitchell 2 KP | 2021-06-30 09:00 | OFFLINE | 0 | 0 | 0 | 0 | 775 |  | 0.5 | 0 | 387.5 | 0
ML2KP-Mitchell 2 KP | 2021-06-30 10:00 | OFFLINE | 0 | 0 | 0 | 0 | 775 |  | 0.5 | 0 | 387.5 | 0
ML2KP-Mitchell 2 KP | 2021-06-30 11:00 | OFFLINE | 0 | 0 | 0 | 0 | 775 |  | 0.5 | 0 | 387.5 | 0
ML2KP-Mitchell 2 KP | 2021-06-30 12:00 | OFFLINE | 0 | 0 | 0 | 0 | 775 |  | 0.5 | 0 | 387.5 | 0
ML2KP-Mitchell 2 KP | 2021-06-30 13:00 | OFFLINE | 0 | 0 | 0 | 0 | 775 |  | 0.5 | 0 | 387.5 | 0
ML2KP-Mitchell 2 KP | 2021-06-30 14:00 | OFFLINE | 0 | 0 | 0 | 0 | 775 |  | 0.5 | 0 | 387.5 | 0
ML2KP-Mitchell 2 KP | 2021-06-30 15:00 | OFFLINE | 0 | 0 | 0 | 0 | 775 |  | 0.5 | 0 | 387.5 | 0
ML2KP-Mitchell 2 KP | 2021-06-30 16:00 | OFFLINE | 0 | 0 | 0 | 0 | 775 |  | 0.5 | 0 | 387.5 | 0
ML2KP-Mitchell 2 KP | 2021-06-30 17:00 | OFFLINE | 0 | 0 | 0 | 0 | 775 |  | 0.5 | 0 | 387.5 | 0
ML2KP-Mitchell 2 KP | 2021-06-30 18:00 | OFFLINE | 0 | 0 | 0 | 0 | 775 |  | 0.5 | 0 | 387.5 | 0
ML2KP-Mitchell 2 KP | 2021-06-30 19:00 | OFFLINE | 0 | 0 | 0 | 0 | 775 |  | 0.5 | 0 | 387.5 | 0
ML2KP-Mitchell 2 KP | 2021-06-30 20:00 | OFFLINE | 0 | 0 | 0 | 0 | 775 |  | 0.5 | 0 | 387.5 | 0
ML2KP-Mitchell 2 KP | 2021-06-30 21:00 | OFFLINE | 0 | 0 | 0 | 0 | 775 |  | 0.5 | 0 | 387.5 | 0
ML2KP-Mitchell 2 KP | 2021-06-30 22:00 | OFFLINE | 0 | 0 | 0 | 0 | 775 |  | 0.5 | 0 | 387.5 | 0
ML2KP-Mitchell 2 KP | 2021-06-30 23:00 | OFFLINE | 0 | 0 | 0 | 0 | 775 |  | 0.5 | 0 | 387.5 | 0
ML2KP-Mitchell 2 KP | 2021-07-01 | OFFLINE | 0 | 0 | 0 | 0 | 775 |  | 0.5 | 0 | 387.5 | 0
RP1KPAEG-Rockport 1 KP AEG | 2021-06-01 01:00 | DISPATCHABLE | 75.7632 | 1319 | 1320 | 1320 | 1320 |  | 0.15 | 198 | 198 | 197.85
RP1KPAEG-Rockport 1 KP AEG | 2021-06-01 02:00 | DISPATCHABLE | 75.7392 | 1318 | 1320 | 1320 | 1320 |  | 0.15 | 198 | 198 | 197.7
RP1KPAEG-Rockport 1 KP AEG | 2021-06-01 03:00 | DISPATCHABLE | 75.6 | 1318 | 1320 | 1320 | 1320 |  | 0.15 | 198 | 198 | 197.7
RP1KPAEG-Rockport 1 KP AEG | 2021-06-01 04:00 | DISPATCHABLE | 75.5328 | 1318 | 1320 | 1320 | 1320 |  | 0.15 | 198 | 198 | 197.7
RP1KPAEG-Rockport 1 KP AEG | 2021-06-01 05:00 | DISPATCHABLE | 75.7488 | 1318 | 1320 | 1320 | 1320 |  | 0.15 | 198 | 198 | 197.7
RP1KPAEG-Rockport 1 KP AEG | 2021-06-01 06:00 | DISPATCHABLE | 75.576 | 1318 | 1320 | 1320 | 1320 |  | 0.15 | 198 | 198 | 197.7
RP1KPAEG-Rockport 1 KP AEG | 2021-06-01 07:00 | DISPATCHABLE | 75.7008 | 1318 | 1320 | 1320 | 1320 |  | 0.15 | 198 | 198 | 197.7
RP1KPAEG-Rockport 1 KP AEG | 2021-06-01 08:00 | DISPATCHABLE | 75.7488 | 1318 | 1320 | 1320 | 1320 |  | 0.15 | 198 | 198 | 197.7
RP1KPAEG-Rockport 1 KP AEG | 2021-06-01 09:00 | DISPATCHABLE | 75.7104 | 1318 | 1320 | 1320 | 1320 |  | 0.15 | 198 | 198 | 197.7
RP1KPAEG-Rockport 1 KP AEG | 2021-06-01 10:00 | DISPATCHABLE | 75.7872 | 1318 | 1320 | 1320 | 1320 |  | 0.15 | 198 | 198 | 197.7
RP1KPAEG-Rockport 1 KP AEG | 2021-06-01 11:00 | DISPATCHABLE | 75.6336 | 1318 | 1320 | 1320 | 1320 |  | 0.15 | 198 | 198 | 197.7
RP1KPAEG-Rockport 1 KP AEG | 2021-06-01 12:00 | DISPATCHABLE | 79.6848 | 1318 | 1320 | 1320 | 1320 |  | 0.15 | 198 | 198 | 197.7
RP1KPAEG-Rockport 1 KP AEG | 2021-06-01 13:00 | DISPATCHABLE | 82.4784 | 1318 | 1320 | 1320 | 1320 |  | 0.15 | 198 | 198 | 197.7
RP1KPAEG-Rockport 1 KP AEG | 2021-06-01 14:00 | DISPATCHABLE | 111.288 | 1315 | 1317 | 1317 | 1320 |  | 0.15 | 197.55 | 198 | 197.25
RP1KPAEG-Rockport 1 KP AEG | 2021-06-01 15:00 | DISPATCHABLE | 118.128 | 1318 | 1320 | 1320 | 1320 |  | 0.15 | 198 | 198 | 197.7
RP1KPAEG-Rockport 1 KP AEG | 2021-06-01 16:00 | DISPATCHABLE | 117.1776 | 1318 | 1320 | 1320 | 1320 |  | 0.15 | 198 | 198 | 197.7
RP1KPAEG-Rockport 1 KP AEG | 2021-06-01 17:00 | DISPATCHABLE | 108.8736 | 1318 | 1320 | 1320 | 1320 |  | 0.15 | 198 | 198 | 197.7
RP1KPAEG-Rockport 1 KP AEG | 2021-06-01 18:00 | DISPATCHABLE | 111.8208 | 1318 | 1320 | 1320 | 1320 |  | 0.15 | 198 | 198 | 197.7
RP1KPAEG-Rockport 1 KP AEG | 2021-06-01 19:00 | DISPATCHABLE | 111.5472 | 1318 | 1320 | 1320 | 1320 |  | 0.15 | 198 | 198 | 197.7
RP1KPAEG-Rockport 1 KP AEG | 2021-06-01 20:00 | DISPATCHABLE | 117.0624 | 1318 | 1320 | 1320 | 1320 |  | 0.15 | 198 | 198 | 197.7
RP1KPAEG-Rockport 1 KP AEG | 2021-06-01 21:00 | DISPATCHABLE | 146.8368 | 1318 | 1320 | 1320 | 1320 |  | 0.15 | 198 | 198 | 197.7
RP1KPAEG-Rockport 1 KP AEG | 2021-06-01 22:00 | DISPATCHABLE | 146.664 | 1318 | 1320 | 1320 | 1320 |  | 0.15 | 198 | 198 | 197.7
RP1KPAEG-Rockport 1 KP AEG | 2021-06-01 23:00 | DISPATCHABLE | 122.3328 | 1318 | 1320 | 1320 | 1320 |  | 0.15 | 198 | 198 | 197.7
RP1KPAEG-Rockport 1 KP AEG | 2021-06-02 | DISPATCHABLE | 91.4736 | 1318 | 1320 | 1320 | 1320 |  | 0.15 | 198 | 198 | 197.7
RP1KPAEG-Rockport 1 KP AEG | 2021-06-02 01:00 | DISPATCHABLE | 77.0688 | 1318 | 1320 | 1320 | 1320 |  | 0.15 | 198 | 198 | 197.7
RP1KPAEG-Rockport 1 KP AEG | 2021-06-02 02:00 | DISPATCHABLE | 75.5856 | 1318 | 1320 | 1320 | 1320 |  | 0.15 | 198 | 198 | 197.7
RP1KPAEG-Rockport 1 KP AEG | 2021-06-02 03:00 | DISPATCHABLE | 75.8208 | 1318 | 1320 | 1320 | 1320 |  | 0.15 | 198 | 198 | 197.7
RP1KPAEG-Rockport 1 KP AEG | 2021-06-02 04:00 | DISPATCHABLE | 75.72 | 1318 | 1320 | 1320 | 1320 |  | 0.15 | 198 | 198 | 197.7
RP1KPAEG-Rockport 1 KP AEG | 2021-06-02 05:00 | DISPATCHABLE | 75.5712 | 1318 | 1320 | 1320 | 1320 |  | 0.15 | 198 | 198 | 197.7
RP1KPAEG-Rockport 1 KP AEG | 2021-06-02 06:00 | DISPATCHABLE | 75.4896 | 1318 | 1320 | 1320 | 1320 |  | 0.15 | 198 | 198 | 197.7
RP1KPAEG-Rockport 1 KP AEG | 2021-06-02 07:00 | DISPATCHABLE | 75.5232 | 1318 | 1320 | 1320 | 1320 |  | 0.15 | 198 | 198 | 197.7
RP1KPAEG-Rockport 1 KP AEG | 2021-06-02 08:00 | DISPATCHABLE | 75.696 | 1318 | 1320 | 1320 | 1320 |  | 0.15 | 198 | 198 | 197.7
RP1KPAEG-Rockport 1 KP AEG | 2021-06-02 09:00 | DISPATCHABLE | 83.4768 | 1318 | 1320 | 1320 | 1320 |  | 0.15 | 198 | 198 | 197.7
RP1KPAEG-Rockport 1 KP AEG | 2021-06-02 10:00 | DISPATCHABLE | 85.4343 | 1318 | 1320 | 1320 | 1320 |  | 0.15 | 198 | 198 | 197.7
RP1KPAEG-Rockport 1 KP AEG | 2021-06-02 11:00 | DISPATCHABLE | 81.1584 | 1318 | 1320 | 1320 | 1320 |  | 0.15 | 198 | 198 | 197.7
RP1KPAEG-Rockport 1 KP AEG | 2021-06-02 12:00 | DISPATCHABLE | 95.904 | 1318 | 1320 | 1320 | 1320 |  | 0.15 | 198 | 198 | 197.7
RP1KPAEG-Rockport 1 KP AEG | 2021-06-02 13:00 | DISPATCHABLE | 115.824 | 1318 | 1320 | 1320 | 1320 |  | 0.15 | 198 | 198 | 197.7
RP1KPAEG-Rockport 1 KP AEG | 2021-06-02 14:00 | DISPATCHABLE | 124.1664 | 1318 | 1320 | 1320 | 1320 |  | 0.15 | 198 | 198 | 197.7
RP1KPAEG-Rockport 1 KP AEG | 2021-06-02 15:00 | DISPATCHABLE | 144.6192 | 1318 | 1320 | 1320 | 1320 |  | 0.15 | 198 | 198 | 197.7
RP1KPAEG-Rockport 1 KP AEG | 2021-06-02 16:00 | DISPATCHABLE | 153.9648 | 1318 | 1320 | 1320 | 1320 |  | 0.15 | 198 | 198 | 197.7
RP1KPAEG-Rockport 1 KP AEG | 2021-06-02 17:00 | DISPATCHABLE | 149.7984 | 1318 | 1320 | 1320 | 1320 |  | 0.15 | 198 | 198 | 197.7
RP1KPAEG-Rockport 1 KP AEG | 2021-06-02 18:00 | DISPATCHABLE | 146.1168 | 1318 | 1320 | 1320 | 1320 |  | 0.15 | 198 | 198 | 197.7
RP1KPAEG-Rockport 1 KP AEG | 2021-06-02 19:00 | DISPATCHABLE | 136.1616 | 1318 | 1320 | 1320 | 1320 |  | 0.15 | 198 | 198 | 197.7
RP1KPAEG-Rockport 1 KP AEG | 2021-06-02 20:00 | DISPATCHABLE | 126.408 | 1318 | 1320 | 1320 | 1320 |  | 0.15 | 198 | 198 | 197.7
RP1KPAEG-Rockport 1 KP AEG | 2021-06-02 21:00 | DISPATCHABLE | 115.8432 | 1318 | 1320 | 1320 | 1320 |  | 0.15 | 198 | 198 | 197.7
RP1KPAEG-Rockport 1 KP AEG | 2021-06-02 22:00 | DISPATCHABLE | 121.1568 | 1318 | 1320 | 1320 | 1320 |  | 0.15 | 198 | 198 | 197.7
RP1KPAEG-Rockport 1 KP AEG | 2021-06-02 23:00 | DISPATCHABLE | 98.208 | 1318 | 1320 | 1320 | 1320 |  | 0.15 | 198 | 198 | 197.7
RP1KPAEG-Rockport 1 KP AEG | 2021-06-03 | DISPATCHABLE | 79.1856 | 1318 | 1320 | 1320 | 1320 |  | 0.15 | 198 | 198 | 197.7
RP1KPAEG-Rockport 1 KP AEG | 2021-06-03 01:00 | DISPATCHABLE | 75.8736 | 1318 | 1320 | 1320 | 1320 |  | 0.15 | 198 | 198 | 197.7
RP1KPAEG-Rockport 1 KP AEG | 2021-06-03 02:00 | DISPATCHABLE | 75.5904 | 1318 | 1320 | 1320 | 1320 |  | 0.15 | 198 | 198 | 197.7
RP1KPAEG-Rockport 1 KP AEG | 2021-06-03 03:00 | DISPATCHABLE | 75.5808 | 1318 | 1320 | 1320 | 1320 |  | 0.15 | 198 | 198 | 197.7
RP1KPAEG-Rockport 1 KP AEG | 2021-06-03 04:00 | DISPATCHABLE | 75.5616 | 1318 | 1320 | 1320 | 1320 |  | 0.15 | 198 | 198 | 197.7
RP1KPAEG-Rockport 1 KP AEG | 2021-06-03 05:00 | DISPATCHABLE | 75.5568 | 1318 | 1320 | 1320 | 1320 |  | 0.15 | 198 | 198 | 197.7
RP1KPAEG-Rockport 1 KP AEG | 2021-06-03 06:00 | DISPATCHABLE | 75.6336 | 1318 | 1320 | 1320 | 1320 |  | 0.15 | 198 | 198 | 197.7
RP1KPAEG-Rockport 1 KP AEG | 2021-06-03 07:00 | DISPATCHABLE | 80.5488 | 1318 | 1320 | 1320 | 1320 |  | 0.15 | 198 | 198 | 197.7
RP1KPAEG-Rockport 1 KP AEG | 2021-06-03 08:00 | DISPATCHABLE | 79.2 | 1318 | 1320 | 1320 | 1320 |  | 0.15 | 198 | 198 | 197.7
RP1KPAEG-Rockport 1 KP AEG | 2021-06-03 09:00 | DISPATCHABLE | 87.7968 | 1318 | 1320 | 1320 | 1320 |  | 0.15 | 198 | 198 | 197.7
RP1KPAEG-Rockport 1 KP AEG | 2021-06-03 10:00 | DISPATCHABLE | 109.056 | 1318 | 1320 | 1320 | 1320 |  | 0.15 | 198 | 198 | 197.7
RP1KPAEG-Rockport 1 KP AEG | 2021-06-03 11:00 | DISPATCHABLE | 95.976 | 1318 | 1320 | 1320 | 1320 |  | 0.15 | 198 | 198 | 197.7
RP1KPAEG-Rockport 1 KP AEG | 2021-06-03 12:00 | DISPATCHABLE | 107.8224 | 1318 | 1320 | 1320 | 1320 |  | 0.15 | 198 | 198 | 197.7
RP1KPAEG-Rockport 1 KP AEG | 2021-06-03 13:00 | DISPATCHABLE | 133.8048 | 1318 | 1320 | 1320 | 1320 |  | 0.15 | 198 | 198 | 197.7
RP1KPAEG-Rockport 1 KP AEG | 2021-06-03 14:00 | DISPATCHABLE | 155.0016 | 1318 | 1320 | 1320 | 1320 |  | 0.15 | 198 | 198 | 197.7
RP1KPAEG-Rockport 1 KP AEG | 2021-06-03 15:00 | DISPATCHABLE | 165.2784 | 1318 | 1320 | 1320 | 1320 |  | 0.15 | 198 | 198 | 197.7
RP1KPAEG-Rockport 1 KP AEG | 2021-06-03 16:00 | DISPATCHABLE | 163.992 | 1318 | 1320 | 1320 | 1320 |  | 0.15 | 198 | 198 | 197.7
RP1KPAEG-Rockport 1 KP AEG | 2021-06-03 17:00 | DISPATCHABLE | 165.024 | 1318 | 1320 | 1320 | 1320 |  | 0.15 | 198 | 198 | 197.7
RP1KPAEG-Rockport 1 KP AEG | 2021-06-03 18:00 | DISPATCHABLE | 166.5696 | 1318 | 1320 | 1320 | 1320 |  | 0.15 | 198 | 198 | 197.7
RP1KPAEG-Rockport 1 KP AEG | 2021-06-03 19:00 | DISPATCHABLE | 166.2288 | 1318 | 1320 | 1320 | 1320 |  | 0.15 | 198 | 198 | 197.7
RP1KPAEG-Rockport 1 KP AEG | 2021-06-03 20:00 | DISPATCHABLE | 166.5072 | 1318 | 1320 | 1320 | 1320 |  | 0.15 | 198 | 198 | 197.7
RP1KPAEG-Rockport 1 KP AEG | 2021-06-03 21:00 | DISPATCHABLE | 162.672 | 1318 | 1320 | 1320 | 1320 |  | 0.15 | 198 | 198 | 197.7
RP1KPAEG-Rockport 1 KP AEG | 2021-06-03 22:00 | DISPATCHABLE | 160.8192 | 1318 | 1320 | 1320 | 1320 |  | 0.15 | 198 | 198 | 197.7
RP1KPAEG-Rockport 1 KP AEG | 2021-06-03 23:00 | DISPATCHABLE | 159.168 | 1318 | 1320 | 1320 | 1320 |  | 0.15 | 198 | 198 | 197.7
RP1KPAEG-Rockport 1 KP AEG | 2021-06-04 | DISPATCHABLE | 158.064 | 1318 | 1320 | 1320 | 1320 |  | 0.15 | 198 | 198 | 197.7
RP1KPAEG-Rockport 1 KP AEG | 2021-06-04 01:00 | DISPATCHABLE | 123.1056 | 1318 | 1320 | 1320 | 1320 |  | 0.15 | 198 | 198 | 197.7
RP1KPAEG-Rockport 1 KP AEG | 2021-06-04 02:00 | DISPATCHABLE | 87.3984 | 1318 | 1320 | 1320 | 1320 |  | 0.15 | 198 | 198 | 197.7
RP1KPAEG-Rockport 1 KP AEG | 2021-06-04 03:00 | DISPATCHABLE | 75.3168 | 1318 | 1320 | 1320 | 1320 |  | 0.15 | 198 | 198 | 197.7
RP1KPAEG-Rockport 1 KP AEG | 2021-06-04 04:00 | DISPATCHABLE | 75.3744 | 1318 | 1320 | 1320 | 1320 |  | 0.15 | 198 | 198 | 197.7
RP1KPAEG-Rockport 1 KP AEG | 2021-06-04 05:00 | DISPATCHABLE | 75.4128 | 1318 | 1320 | 1320 | 1320 |  | 0.15 | 198 | 198 | 197.7
RP1KPAEG-Rockport 1 KP AEG | 2021-06-04 06:00 | DISPATCHABLE | 75.4176 | 1309 | 1320 | 1320 | 1320 |  | 0.15 | 198 | 198 | 196.35
RP1KPAEG-Rockport 1 KP AEG | 2021-06-04 07:00 | DISPATCHABLE | 78.2928 | 1316 | 1320 | 1320 | 1320 |  | 0.15 | 198 | 198 | 197.4
RP1KPAEG-Rockport 1 KP AEG | 2021-06-04 08:00 | DISPATCHABLE | 75.6768 | 1318 | 1320 | 1320 | 1320 |  | 0.15 | 198 | 198 | 197.7
RP1KPAEG-Rockport 1 KP AEG | 2021-06-04 09:00 | DISPATCHABLE | 90.0048 | 1318 | 1320 | 1320 | 1320 |  | 0.15 | 198 | 198 | 197.7
RP1KPAEG-Rockport 1 KP AEG | 2021-06-04 10:00 | DISPATCHABLE | 118.032 | 1275 | 1320 | 1320 | 1320 |  | 0.15 | 198 | 198 | 191.25
RP1KPAEG-Rockport 1 KP AEG | 2021-06-04 11:00 | DISPATCHABLE | 135.024 | 1318 | 1320 | 1320 | 1320 |  | 0.15 | 198 | 198 | 197.7
RP1KPAEG-Rockport 1 KP AEG | 2021-06-04 12:00 | DISPATCHABLE | 136.8864 | 1252 | 1320 | 1320 | 1320 |  | 0.15 | 198 | 198 | 187.8
RP1KPAEG-Rockport 1 KP AEG | 2021-06-04 13:00 | DISPATCHABLE | 142.5312 | 1250 | 1320 | 1320 | 1320 |  | 0.15 | 198 | 198 | 187.5
RP1KPAEG-Rockport 1 KP AEG | 2021-06-04 14:00 | DISPATCHABLE | 155.0352 | 1250 | 1320 | 1320 | 1320 |  | 0.15 | 198 | 198 | 187.5
RP1KPAEG-Rockport 1 KP AEG | 2021-06-04 15:00 | DISPATCHABLE | 164.2032 | 1250 | 1320 | 1320 | 1320 |  | 0.15 | 198 | 198 | 187.5
RP1KPAEG-Rockport 1 KP AEG | 2021-06-04 16:00 | DISPATCHABLE | 165.1152 | 1250 | 1320 | 1320 | 1320 |  | 0.15 | 198 | 198 | 187.5
RP1KPAEG-Rockport 1 KP AEG | 2021-06-04 17:00 | DISPATCHABLE | 165.096 | 1250 | 1320 | 1320 | 1320 |  | 0.15 | 198 | 198 | 187.5
RP1KPAEG-Rockport 1 KP AEG | 2021-06-04 18:00 | DISPATCHABLE | 170.8464 | 1250 | 1320 | 1320 | 1320 |  | 0.15 | 198 | 198 | 187.5
RP1KPAEG-Rockport 1 KP AEG | 2021-06-04 19:00 | DISPATCHABLE | 180.0912 | 1251 | 1320 | 1320 | 1320 |  | 0.15 | 198 | 198 | 187.65
RP1KPAEG-Rockport 1 KP AEG | 2021-06-04 20:00 | DISPATCHABLE | 170.1216 | 1250 | 1320 | 1320 | 1320 |  | 0.15 | 198 | 198 | 187.5
RP1KPAEG-Rockport 1 KP AEG | 2021-06-04 21:00 | DISPATCHABLE | 158.7312 | 1250 | 1320 | 1320 | 1320 |  | 0.15 | 198 | 198 | 187.5
RP1KPAEG-Rockport 1 KP AEG | 2021-06-04 22:00 | DISPATCHABLE | 147.8784 | 1250 | 1320 | 1320 | 1320 |  | 0.15 | 198 | 198 | 187.5
RP1KPAEG-Rockport 1 KP AEG | 2021-06-04 23:00 | DISPATCHABLE | 140.088 | 1250 | 1320 | 1320 | 1320 |  | 0.15 | 198 | 198 | 187.5
RP1KPAEG-Rockport 1 KP AEG | 2021-06-05 | DISPATCHABLE | 135.6192 | 1250 | 1320 | 1320 | 1320 |  | 0.15 | 198 | 198 | 187.5
RP1KPAEG-Rockport 1 KP AEG | 2021-06-05 01:00 | DISPATCHABLE | 136.3872 | 1250 | 1320 | 1320 | 1320 |  | 0.15 | 198 | 198 | 187.5
RP1KPAEG-Rockport 1 KP AEG | 2021-06-05 02:00 | DISPATCHABLE | 135.6288 | 1250 | 1320 | 1320 | 1320 |  | 0.15 | 198 | 198 | 187.5
RP1KPAEG-Rockport 1 KP AEG | 2021-06-05 03:00 | DISPATCHABLE | 136.2672 | 1250 | 1320 | 1320 | 1320 |  | 0.15 | 198 | 198 | 187.5
RP1KPAEG-Rockport 1 KP AEG | 2021-06-05 04:00 | DISPATCHABLE | 135.6624 | 1250 | 1320 | 1320 | 1320 |  | 0.15 | 198 | 198 | 187.5
RP1KPAEG-Rockport 1 KP AEG | 2021-06-05 05:00 | DISPATCHABLE | 135.5664 | 1250 | 1320 | 1320 | 1320 |  | 0.15 | 198 | 198 | 187.5
RP1KPAEG-Rockport 1 KP AEG | 2021-06-05 06:00 | DISPATCHABLE | 135.7488 | 1250 | 1320 | 1320 | 1320 |  | 0.15 | 198 | 198 | 187.5
RP1KPAEG-Rockport 1 KP AEG | 2021-06-05 07:00 | DISPATCHABLE | 135.384 | 1250 | 1320 | 1320 | 1320 |  | 0.15 | 198 | 198 | 187.5
RP1KPAEG-Rockport 1 KP AEG | 2021-06-05 08:00 | DISPATCHABLE | 135.7344 | 1250 | 1320 | 1320 | 1320 |  | 0.15 | 198 | 198 | 187.5
RP1KPAEG-Rockport 1 KP AEG | 2021-06-05 09:00 | DISPATCHABLE | 135.8208 | 1250 | 1320 | 1320 | 1320 |  | 0.15 | 198 | 198 | 187.5
RP1KPAEG-Rockport 1 KP AEG | 2021-06-05 10:00 | DISPATCHABLE | 135.5664 | 1250 | 1320 | 1320 | 1320 |  | 0.15 | 198 | 198 | 187.5
RP1KPAEG-Rockport 1 KP AEG | 2021-06-05 11:00 | DISPATCHABLE | 135.6048 | 1250 | 1320 | 1320 | 1320 |  | 0.15 | 198 | 198 | 187.5
RP1KPAEG-Rockport 1 KP AEG | 2021-06-05 12:00 | DISPATCHABLE | 136.0704 | 1250 | 1320 | 1320 | 1320 |  | 0.15 | 198 | 198 | 187.5
RP1KPAEG-Rockport 1 KP AEG | 2021-06-05 13:00 | DISPATCHABLE | 135.9936 | 1250 | 1320 | 1320 | 1320 |  | 0.15 | 198 | 198 | 187.5
RP1KPAEG-Rockport 1 KP AEG | 2021-06-05 14:00 | DISPATCHABLE | 135.8688 | 1250 | 1320 | 1320 | 1320 |  | 0.15 | 198 | 198 | 187.5
RP1KPAEG-Rockport 1 KP AEG | 2021-06-05 15:00 | DISPATCHABLE | 135.9936 | 1250 | 1320 | 1320 | 1320 |  | 0.15 | 198 | 198 | 187.5
RP1KPAEG-Rockport 1 KP AEG | 2021-06-05 16:00 | DISPATCHABLE | 136.7712 | 1250 | 1320 | 1320 | 1320 |  | 0.15 | 198 | 198 | 187.5
RP1KPAEG-Rockport 1 KP AEG | 2021-06-05 17:00 | DISPATCHABLE | 149.7696 | 1250 | 1320 | 1320 | 1320 |  | 0.15 | 198 | 198 | 187.5
RP1KPAEG-Rockport 1 KP AEG | 2021-06-05 18:00 | DISPATCHABLE | 168.3744 | 1250 | 1320 | 1320 | 1320 |  | 0.15 | 198 | 198 | 187.5
RP1KPAEG-Rockport 1 KP AEG | 2021-06-05 19:00 | DISPATCHABLE | 173.1984 | 1180 | 1320 | 1320 | 1320 |  | 0.15 | 198 | 198 | 177
RP1KPAEG-Rockport 1 KP AEG | 2021-06-05 20:00 | DISPATCHABLE | 165.8112 | 1150 | 1320 | 1320 | 1320 |  | 0.15 | 198 | 198 | 172.5
RP1KPAEG-Rockport 1 KP AEG | 2021-06-05 21:00 | DISPATCHABLE | 160.2432 | 1150 | 1320 | 1320 | 1320 |  | 0.15 | 198 | 198 | 172.5
RP1KPAEG-Rockport 1 KP AEG | 2021-06-05 22:00 | DISPATCHABLE | 137.88 | 1150 | 1320 | 1320 | 1320 |  | 0.15 | 198 | 198 | 172.5
RP1KPAEG-Rockport 1 KP AEG | 2021-06-05 23:00 | DISPATCHABLE | 135.8832 | 1150 | 1320 | 1320 | 1320 |  | 0.15 | 198 | 198 | 172.5
RP1KPAEG-Rockport 1 KP AEG | 2021-06-06 | DISPATCHABLE | 135.72 | 1150 | 1320 | 1320 | 1320 |  | 0.15 | 198 | 198 | 172.5
RP1KPAEG-Rockport 1 KP AEG | 2021-06-06 01:00 | DISPATCHABLE | 135.7296 | 1160 | 1320 | 1320 | 1320 |  | 0.15 | 198 | 198 | 174
RP1KPAEG-Rockport 1 KP AEG | 2021-06-06 02:00 | DISPATCHABLE | 135.7344 | 1150 | 1320 | 1320 | 1320 |  | 0.15 | 198 | 198 | 172.5
RP1KPAEG-Rockport 1 KP AEG | 2021-06-06 03:00 | DISPATCHABLE | 136.08 | 1154 | 1320 | 1320 | 1320 |  | 0.15 | 198 | 198 | 173.1
RP1KPAEG-Rockport 1 KP AEG | 2021-06-06 04:00 | DISPATCHABLE | 115.1808 | 1178 | 1320 | 1320 | 1320 |  | 0.15 | 198 | 198 | 176.7
RP1KPAEG-Rockport 1 KP AEG | 2021-06-06 05:00 | DISPATCHABLE | 87.3696 | 1150 | 1320 | 1320 | 1320 |  | 0.15 | 198 | 198 | 172.5
RP1KPAEG-Rockport 1 KP AEG | 2021-06-06 06:00 | DISPATCHABLE | 76.056 | 1150 | 1320 | 1320 | 1320 |  | 0.15 | 198 | 198 | 172.5
RP1KPAEG-Rockport 1 KP AEG | 2021-06-06 07:00 | DISPATCHABLE | 75.9264 | 1150 | 1320 | 1320 | 1320 |  | 0.15 | 198 | 198 | 172.5
RP1KPAEG-Rockport 1 KP AEG | 2021-06-06 08:00 | DISPATCHABLE | 75.7872 | 1150 | 1320 | 1320 | 1320 |  | 0.15 | 198 | 198 | 172.5
RP1KPAEG-Rockport 1 KP AEG | 2021-06-06 09:00 | DISPATCHABLE | 75.9216 | 1150 | 1320 | 1320 | 1320 |  | 0.15 | 198 | 198 | 172.5
RP1KPAEG-Rockport 1 KP AEG | 2021-06-06 10:00 | DISPATCHABLE | 77.8944 | 1158 | 1320 | 1320 | 1320 |  | 0.15 | 198 | 198 | 173.7
RP1KPAEG-Rockport 1 KP AEG | 2021-06-06 11:00 | DISPATCHABLE | 81.4512 | 1318 | 1320 | 1320 | 1320 |  | 0.15 | 198 | 198 | 197.7
RP1KPAEG-Rockport 1 KP AEG | 2021-06-06 12:00 | DISPATCHABLE | 94.7712 | 1318 | 1320 | 1320 | 1320 |  | 0.15 | 198 | 198 | 197.7
RP1KPAEG-Rockport 1 KP AEG | 2021-06-06 13:00 | DISPATCHABLE | 128.9232 | 1318 | 1320 | 1320 | 1320 |  | 0.15 | 198 | 198 | 197.7
RP1KPAEG-Rockport 1 KP AEG | 2021-06-06 14:00 | DISPATCHABLE | 164.0496 | 1318 | 1320 | 1320 | 1320 |  | 0.15 | 198 | 198 | 197.7
RP1KPAEG-Rockport 1 KP AEG | 2021-06-06 15:00 | DISPATCHABLE | 154.7904 | 1318 | 1320 | 1320 | 1320 |  | 0.15 | 198 | 198 | 197.7
RP1KPAEG-Rockport 1 KP AEG | 2021-06-06 16:00 | DISPATCHABLE | 153.1104 | 1318 | 1320 | 1320 | 1320 |  | 0.15 | 198 | 198 | 197.7
RP1KPAEG-Rockport 1 KP AEG | 2021-06-06 17:00 | DISPATCHABLE | 164.5872 | 1318 | 1320 | 1320 | 1320 |  | 0.15 | 198 | 198 | 197.7
RP1KPAEG-Rockport 1 KP AEG | 2021-06-06 18:00 | DISPATCHABLE | 186.1152 | 1273 | 1320 | 1320 | 1320 |  | 0.15 | 198 | 198 | 190.95
RP1KPAEG-Rockport 1 KP AEG | 2021-06-06 19:00 | DISPATCHABLE | 170.8944 | 1250 | 1320 | 1320 | 1320 |  | 0.15 | 198 | 198 | 187.5
RP1KPAEG-Rockport 1 KP AEG | 2021-06-06 20:00 | DISPATCHABLE | 163.6848 | 1250 | 1320 | 1320 | 1320 |  | 0.15 | 198 | 198 | 187.5
RP1KPAEG-Rockport 1 KP AEG | 2021-06-06 21:00 | DISPATCHABLE | 151.296 | 1250 | 1320 | 1320 | 1320 |  | 0.15 | 198 | 198 | 187.5
RP1KPAEG-Rockport 1 KP AEG | 2021-06-06 22:00 | DISPATCHABLE | 168 | 1250 | 1320 | 1320 | 1320 |  | 0.15 | 198 | 198 | 187.5
RP1KPAEG-Rockport 1 KP AEG | 2021-06-06 23:00 | DISPATCHABLE | 161.2656 | 1250 | 1320 | 1320 | 1320 |  | 0.15 | 198 | 198 | 187.5
RP1KPAEG-Rockport 1 KP AEG | 2021-06-07 | DISPATCHABLE | 122.3088 | 1250 | 1320 | 1320 | 1320 |  | 0.15 | 198 | 198 | 187.5
RP1KPAEG-Rockport 1 KP AEG | 2021-06-07 01:00 | DISPATCHABLE | 86.4672 | 1250 | 1320 | 1320 | 1320 |  | 0.15 | 198 | 198 | 187.5
RP1KPAEG-Rockport 1 KP AEG | 2021-06-07 02:00 | DISPATCHABLE | 75.7392 | 1250 | 1320 | 1320 | 1320 |  | 0.15 | 198 | 198 | 187.5
RP1KPAEG-Rockport 1 KP AEG | 2021-06-07 03:00 | DISPATCHABLE | 75.5088 | 1250 | 1320 | 1320 | 1320 |  | 0.15 | 198 | 198 | 187.5
RP1KPAEG-Rockport 1 KP AEG | 2021-06-07 04:00 | DISPATCHABLE | 75.5232 | 1250 | 1320 | 1320 | 1320 |  | 0.15 | 198 | 198 | 187.5
RP1KPAEG-Rockport 1 KP AEG | 2021-06-07 05:00 | DISPATCHABLE | 75.5472 | 1250 | 1320 | 1320 | 1320 |  | 0.15 | 198 | 198 | 187.5
RP1KPAEG-Rockport 1 KP AEG | 2021-06-07 06:00 | DISPATCHABLE | 75.5472 | 1250 | 1320 | 1320 | 1320 |  | 0.15 | 198 | 198 | 187.5
RP1KPAEG-Rockport 1 KP AEG | 2021-06-07 07:00 | DISPATCHABLE | 76.9008 | 1250 | 1320 | 1320 | 1320 |  | 0.15 | 198 | 198 | 187.5
RP1KPAEG-Rockport 1 KP AEG | 2021-06-07 08:00 | DISPATCHABLE | 93.4992 | 1250 | 1320 | 1320 | 1320 |  | 0.15 | 198 | 198 | 187.5
RP1KPAEG-Rockport 1 KP AEG | 2021-06-07 09:00 | DISPATCHABLE | 111.8832 | 1250 | 1320 | 1320 | 1320 |  | 0.15 | 198 | 198 | 187.5
RP1KPAEG-Rockport 1 KP AEG | 2021-06-07 10:00 | DISPATCHABLE | 111.648 | 1250 | 1320 | 1320 | 1320 |  | 0.15 | 198 | 198 | 187.5
RP1KPAEG-Rockport 1 KP AEG | 2021-06-07 11:00 | DISPATCHABLE | 108.216 | 1250 | 1320 | 1320 | 1320 |  | 0.15 | 198 | 198 | 187.5
RP1KPAEG-Rockport 1 KP AEG | 2021-06-07 12:00 | DISPATCHABLE | 99.7584 | 1250 | 1320 | 1320 | 1320 |  | 0.15 | 198 | 198 | 187.5
RP1KPAEG-Rockport 1 KP AEG | 2021-06-07 13:00 | DISPATCHABLE | 111.6528 | 1260 | 1320 | 1320 | 1320 |  | 0.15 | 198 | 198 | 189
RP1KPAEG-Rockport 1 KP AEG | 2021-06-07 14:00 | DISPATCHABLE | 138.048 | 1318 | 1320 | 1320 | 1320 |  | 0.15 | 198 | 198 | 197.7
RP1KPAEG-Rockport 1 KP AEG | 2021-06-07 15:00 | DISPATCHABLE | 159.672 | 1318 | 1320 | 1320 | 1320 |  | 0.15 | 198 | 198 | 197.7
RP1KPAEG-Rockport 1 KP AEG | 2021-06-07 16:00 | DISPATCHABLE | 180.0048 | 1318 | 1320 | 1320 | 1320 |  | 0.15 | 198 | 198 | 197.7
RP1KPAEG-Rockport 1 KP AEG | 2021-06-07 17:00 | DISPATCHABLE | 195.7392 | 1319 | 1321 | 1321 | 1320 |  | 0.15 | 198.15 | 198 | 197.85
RP1KPAEG-Rockport 1 KP AEG | 2021-06-07 18:00 | DISPATCHABLE | 197.1312 | 1319 | 1321 | 1321 | 1320 |  | 0.15 | 198.15 | 198 | 197.85
RP1KPAEG-Rockport 1 KP AEG | 2021-06-07 19:00 | DISPATCHABLE | 197.8464 | 1320 | 1321 | 1321 | 1320 |  | 0.15 | 198.15 | 198 | 198
RP1KPAEG-Rockport 1 KP AEG | 2021-06-07 20:00 | DISPATCHABLE | 197.2176 | 1320 | 1321 | 1321 | 1320 |  | 0.15 | 198.15 | 198 | 198
RP1KPAEG-Rockport 1 KP AEG | 2021-06-07 21:00 | DISPATCHABLE | 189.6096 | 1318 | 1320 | 1320 | 1320 |  | 0.15 | 198 | 198 | 197.7
RP1KPAEG-Rockport 1 KP AEG | 2021-06-07 22:00 | DISPATCHABLE | 181.9392 | 1318 | 1320 | 1320 | 1320 |  | 0.15 | 198 | 198 | 197.7
RP1KPAEG-Rockport 1 KP AEG | 2021-06-07 23:00 | DISPATCHABLE | 188.3712 | 1318 | 1320 | 1320 | 1320 |  | 0.15 | 198 | 198 | 197.7
RP1KPAEG-Rockport 1 KP AEG | 2021-06-08 | DISPATCHABLE | 163.6752 | 1318 | 1320 | 1320 | 1320 |  | 0.15 | 198 | 198 | 197.7
RP1KPAEG-Rockport 1 KP AEG | 2021-06-08 01:00 | DISPATCHABLE | 126.4416 | 1318 | 1320 | 1320 | 1320 |  | 0.15 | 198 | 198 | 197.7
RP1KPAEG-Rockport 1 KP AEG | 2021-06-08 02:00 | DISPATCHABLE | 92.4816 | 1318 | 1320 | 1320 | 1320 |  | 0.15 | 198 | 198 | 197.7
RP1KPAEG-Rockport 1 KP AEG | 2021-06-08 03:00 | DISPATCHABLE | 75.7296 | 1318 | 1320 | 1320 | 1320 |  | 0.15 | 198 | 198 | 197.7
RP1KPAEG-Rockport 1 KP AEG | 2021-06-08 04:00 | DISPATCHABLE | 75.288 | 1318 | 1320 | 1320 | 1320 |  | 0.15 | 198 | 198 | 197.7
RP1KPAEG-Rockport 1 KP AEG | 2021-06-08 05:00 | DISPATCHABLE | 75.3216 | 1318 | 1320 | 1320 | 1320 |  | 0.15 | 198 | 198 | 197.7
RP1KPAEG-Rockport 1 KP AEG | 2021-06-08 06:00 | DISPATCHABLE | 75.2832 | 1318 | 1320 | 1320 | 1320 |  | 0.15 | 198 | 198 | 197.7
RP1KPAEG-Rockport 1 KP AEG | 2021-06-08 07:00 | DISPATCHABLE | 76.2864 | 1318 | 1320 | 1320 | 1320 |  | 0.15 | 198 | 198 | 197.7
RP1KPAEG-Rockport 1 KP AEG | 2021-06-08 08:00 | DISPATCHABLE | 93.6192 | 1318 | 1320 | 1320 | 1320 |  | 0.15 | 198 | 198 | 197.7
RP1KPAEG-Rockport 1 KP AEG | 2021-06-08 09:00 | DISPATCHABLE | 118.6224 | 1318 | 1320 | 1320 | 1320 |  | 0.15 | 198 | 198 | 197.7
RP1KPAEG-Rockport 1 KP AEG | 2021-06-08 10:00 | DISPATCHABLE | 127.872 | 1318 | 1320 | 1320 | 1320 |  | 0.15 | 198 | 198 | 197.7
RP1KPAEG-Rockport 1 KP AEG | 2021-06-08 11:00 | DISPATCHABLE | 150.6768 | 1318 | 1320 | 1320 | 1320 |  | 0.15 | 198 | 198 | 197.7
RP1KPAEG-Rockport 1 KP AEG | 2021-06-08 12:00 | DISPATCHABLE | 159.7104 | 1318 | 1320 | 1320 | 1320 |  | 0.15 | 198 | 198 | 197.7
RP1KPAEG-Rockport 1 KP AEG | 2021-06-08 13:00 | DISPATCHABLE | 180.1824 | 1318 | 1320 | 1320 | 1320 |  | 0.15 | 198 | 198 | 197.7
RP1KPAEG-Rockport 1 KP AEG | 2021-06-08 14:00 | DISPATCHABLE | 191.8128 | 1318 | 1320 | 1320 | 1320 |  | 0.15 | 198 | 198 | 197.7
RP1KPAEG-Rockport 1 KP AEG | 2021-06-08 15:00 | DISPATCHABLE | 186.8304 | 1288 | 1320 | 1320 | 1320 |  | 0.15 | 198 | 198 | 193.2
RP1KPAEG-Rockport 1 KP AEG | 2021-06-08 16:00 | DISPATCHABLE | 187.1376 | 1251 | 1320 | 1320 | 1320 |  | 0.15 | 198 | 198 | 187.65
RP1KPAEG-Rockport 1 KP AEG | 2021-06-08 17:00 | DISPATCHABLE | 187.3344 | 1251 | 1320 | 1320 | 1320 |  | 0.15 | 198 | 198 | 187.65
RP1KPAEG-Rockport 1 KP AEG | 2021-06-08 18:00 | DISPATCHABLE | 187.2192 | 1251 | 1320 | 1320 | 1320 |  | 0.15 | 198 | 198 | 187.65
RP1KPAEG-Rockport 1 KP AEG | 2021-06-08 19:00 | DISPATCHABLE | 187.2384 | 1251 | 1320 | 1320 | 1320 |  | 0.15 | 198 | 198 | 187.65
RP1KPAEG-Rockport 1 KP AEG | 2021-06-08 20:00 | DISPATCHABLE | 187.5696 | 1251 | 1320 | 1320 | 1320 |  | 0.15 | 198 | 198 | 187.65
RP1KPAEG-Rockport 1 KP AEG | 2021-06-08 21:00 | DISPATCHABLE | 184.6224 | 1251 | 1320 | 1320 | 1320 |  | 0.15 | 198 | 198 | 187.65
RP1KPAEG-Rockport 1 KP AEG | 2021-06-08 22:00 | DISPATCHABLE | 176.5536 | 1250 | 1320 | 1320 | 1320 |  | 0.15 | 198 | 198 | 187.5
RP1KPAEG-Rockport 1 KP AEG | 2021-06-08 23:00 | DISPATCHABLE | 153.8352 | 1250 | 1320 | 1320 | 1320 |  | 0.15 | 198 | 198 | 187.5
RP1KPAEG-Rockport 1 KP AEG | 2021-06-09 | DISPATCHABLE | 132.7296 | 1250 | 1320 | 1320 | 1320 |  | 0.15 | 198 | 198 | 187.5
RP1KPAEG-Rockport 1 KP AEG | 2021-06-09 01:00 | DISPATCHABLE | 114.4608 | 1317 | 1320 | 1320 | 1320 |  | 0.15 | 198 | 198 | 197.55
RP1KPAEG-Rockport 1 KP AEG | 2021-06-09 02:00 | DISPATCHABLE | 90.1392 | 1318 | 1320 | 1320 | 1320 |  | 0.15 | 198 | 198 | 197.7
RP1KPAEG-Rockport 1 KP AEG | 2021-06-09 03:00 | DISPATCHABLE | 74.9616 | 1318 | 1320 | 1320 | 1320 |  | 0.15 | 198 | 198 | 197.7
RP1KPAEG-Rockport 1 KP AEG | 2021-06-09 04:00 | DISPATCHABLE | 75.0816 | 1318 | 1320 | 1320 | 1320 |  | 0.15 | 198 | 198 | 197.7
RP1KPAEG-Rockport 1 KP AEG | 2021-06-09 05:00 | DISPATCHABLE | 75.0576 | 1318 | 1320 | 1320 | 1320 |  | 0.15 | 198 | 198 | 197.7
RP1KPAEG-Rockport 1 KP AEG | 2021-06-09 06:00 | DISPATCHABLE | 75.0384 | 1318 | 1320 | 1320 | 1320 |  | 0.15 | 198 | 198 | 197.7
RP1KPAEG-Rockport 1 KP AEG | 2021-06-09 07:00 | DISPATCHABLE | 78.1728 | 1318 | 1320 | 1320 | 1320 |  | 0.15 | 198 | 198 | 197.7
RP1KPAEG-Rockport 1 KP AEG | 2021-06-09 08:00 | DISPATCHABLE | 89.2656 | 1318 | 1320 | 1320 | 1320 |  | 0.15 | 198 | 198 | 197.7
RP1KPAEG-Rockport 1 KP AEG | 2021-06-09 09:00 | DISPATCHABLE | 119.256 | 1318 | 1320 | 1320 | 1320 |  | 0.15 | 198 | 198 | 197.7
RP1KPAEG-Rockport 1 KP AEG | 2021-06-09 10:00 | DISPATCHABLE | 121.2576 | 1318 | 1320 | 1320 | 1320 |  | 0.15 | 198 | 198 | 197.7
RP1KPAEG-Rockport 1 KP AEG | 2021-06-09 11:00 | DISPATCHABLE | 158.4912 | 1318 | 1320 | 1320 | 1320 |  | 0.15 | 198 | 198 | 197.7
RP1KPAEG-Rockport 1 KP AEG | 2021-06-09 12:00 | DISPATCHABLE | 185.8944 | 1315 | 1317 | 1317 | 1320 |  | 0.15 | 197.55 | 198 | 197.25
RP1KPAEG-Rockport 1 KP AEG | 2021-06-09 13:00 | DISPATCHABLE | 194.0208 | 1318 | 1320 | 1320 | 1320 |  | 0.15 | 198 | 198 | 197.7
RP1KPAEG-Rockport 1 KP AEG | 2021-06-09 14:00 | DISPATCHABLE | 195.1296 | 1318 | 1320 | 1320 | 1320 |  | 0.15 | 198 | 198 | 197.7
RP1KPAEG-Rockport 1 KP AEG | 2021-06-09 15:00 | DISPATCHABLE | 190.7376 | 1293 | 1320 | 1320 | 1320 |  | 0.15 | 198 | 198 | 193.95
RP1KPAEG-Rockport 1 KP AEG | 2021-06-09 16:00 | DISPATCHABLE | 184.6032 | 1251 | 1320 | 1320 | 1320 |  | 0.15 | 198 | 198 | 187.65
RP1KPAEG-Rockport 1 KP AEG | 2021-06-09 17:00 | DISPATCHABLE | 187.4592 | 1252 | 1320 | 1320 | 1320 |  | 0.15 | 198 | 198 | 187.8
RP1KPAEG-Rockport 1 KP AEG | 2021-06-09 18:00 | DISPATCHABLE | 186.312 | 1250 | 1320 | 1320 | 1320 |  | 0.15 | 198 | 198 | 187.5
RP1KPAEG-Rockport 1 KP AEG | 2021-06-09 19:00 | DISPATCHABLE | 186.4992 | 1250 | 1320 | 1320 | 1320 |  | 0.15 | 198 | 198 | 187.5
RP1KPAEG-Rockport 1 KP AEG | 2021-06-09 20:00 | DISPATCHABLE | 183.9072 | 1250 | 1320 | 1320 | 1320 |  | 0.15 | 198 | 198 | 187.5
RP1KPAEG-Rockport 1 KP AEG | 2021-06-09 21:00 | DISPATCHABLE | 185.7504 | 1251 | 1320 | 1320 | 1320 |  | 0.15 | 198 | 198 | 187.65
RP1KPAEG-Rockport 1 KP AEG | 2021-06-09 22:00 | DISPATCHABLE | 183.2688 | 1250 | 1320 | 1320 | 1320 |  | 0.15 | 198 | 198 | 187.5
RP1KPAEG-Rockport 1 KP AEG | 2021-06-09 23:00 | DISPATCHABLE | 178.7904 | 1250 | 1320 | 1320 | 1320 |  | 0.15 | 198 | 198 | 187.5
RP1KPAEG-Rockport 1 KP AEG | 2021-06-10 | DISPATCHABLE | 174.7344 | 1250 | 1320 | 1320 | 1320 |  | 0.15 | 198 | 198 | 187.5
RP1KPAEG-Rockport 1 KP AEG | 2021-06-10 01:00 | DISPATCHABLE | 140.2032 | 1250 | 1320 | 1320 | 1320 |  | 0.15 | 198 | 198 | 187.5
RP1KPAEG-Rockport 1 KP AEG | 2021-06-10 02:00 | DISPATCHABLE | 99.6048 | 1250 | 1320 | 1320 | 1320 |  | 0.15 | 198 | 198 | 187.5
RP1KPAEG-Rockport 1 KP AEG | 2021-06-10 03:00 | DISPATCHABLE | 75.5616 | 1250 | 1320 | 1320 | 1320 |  | 0.15 | 198 | 198 | 187.5
RP1KPAEG-Rockport 1 KP AEG | 2021-06-10 04:00 | DISPATCHABLE | 75.3168 | 1250 | 1320 | 1320 | 1320 |  | 0.15 | 198 | 198 | 187.5
RP1KPAEG-Rockport 1 KP AEG | 2021-06-10 05:00 | DISPATCHABLE | 75.4704 | 1250 | 1320 | 1320 | 1320 |  | 0.15 | 198 | 198 | 187.5
RP1KPAEG-Rockport 1 KP AEG | 2021-06-10 06:00 | DISPATCHABLE | 75.2256 | 1250 | 1320 | 1320 | 1320 |  | 0.15 | 198 | 198 | 187.5
RP1KPAEG-Rockport 1 KP AEG | 2021-06-10 07:00 | DISPATCHABLE | 75.2496 | 1250 | 1320 | 1320 | 1320 |  | 0.15 | 198 | 198 | 187.5
RP1KPAEG-Rockport 1 KP AEG | 2021-06-10 08:00 | DISPATCHABLE | 90.6192 | 1250 | 1320 | 1320 | 1320 |  | 0.15 | 198 | 198 | 187.5
RP1KPAEG-Rockport 1 KP AEG | 2021-06-10 09:00 | DISPATCHABLE | 125.8608 | 1250 | 1320 | 1320 | 1320 |  | 0.15 | 198 | 198 | 187.5
RP1KPAEG-Rockport 1 KP AEG | 2021-06-10 10:00 | DISPATCHABLE | 134.5968 | 1250 | 1320 | 1320 | 1320 |  | 0.15 | 198 | 198 | 187.5
RP1KPAEG-Rockport 1 KP AEG | 2021-06-10 11:00 | DISPATCHABLE | 147.4992 | 1250 | 1320 | 1320 | 1320 |  | 0.15 | 198 | 198 | 187.5
RP1KPAEG-Rockport 1 KP AEG | 2021-06-10 12:00 | DISPATCHABLE | 160.4928 | 1250 | 1320 | 1320 | 1320 |  | 0.15 | 198 | 198 | 187.5
RP1KPAEG-Rockport 1 KP AEG | 2021-06-10 13:00 | DISPATCHABLE | 180.3072 | 1252 | 1320 | 1320 | 1320 |  | 0.15 | 198 | 198 | 187.8
RP1KPAEG-Rockport 1 KP AEG | 2021-06-10 14:00 | DISPATCHABLE | 187.824 | 1253 | 1320 | 1320 | 1320 |  | 0.15 | 198 | 198 | 187.95
RP1KPAEG-Rockport 1 KP AEG | 2021-06-10 15:00 | DISPATCHABLE | 187.6656 | 1253 | 1320 | 1320 | 1320 |  | 0.15 | 198 | 198 | 187.95
RP1KPAEG-Rockport 1 KP AEG | 2021-06-10 16:00 | DISPATCHABLE | 187.6224 | 1253 | 1320 | 1320 | 1320 |  | 0.15 | 198 | 198 | 187.95
RP1KPAEG-Rockport 1 KP AEG | 2021-06-10 17:00 | DISPATCHABLE | 188.0217 | 1253 | 1320 | 1320 | 1320 |  | 0.15 | 198 | 198 | 187.95
RP1KPAEG-Rockport 1 KP AEG | 2021-06-10 18:00 | DISPATCHABLE | 188.3707 | 1257 | 1320 | 1320 | 1320 |  | 0.15 | 198 | 198 | 188.55
RP1KPAEG-Rockport 1 KP AEG | 2021-06-10 19:00 | DISPATCHABLE | 188.5677 | 1258 | 1320 | 1320 | 1320 |  | 0.15 | 198 | 198 | 188.7
RP1KPAEG-Rockport 1 KP AEG | 2021-06-10 20:00 | DISPATCHABLE | 187.8031 | 1253 | 1320 | 1320 | 1320 |  | 0.15 | 198 | 198 | 187.95
RP1KPAEG-Rockport 1 KP AEG | 2021-06-10 21:00 | DISPATCHABLE | 183.5939 | 1251 | 1320 | 1320 | 1320 |  | 0.15 | 198 | 198 | 187.65
RP1KPAEG-Rockport 1 KP AEG | 2021-06-10 22:00 | DISPATCHABLE | 182.1455 | 1251 | 1320 | 1320 | 1320 |  | 0.15 | 198 | 198 | 187.65
RP1KPAEG-Rockport 1 KP AEG | 2021-06-10 23:00 | DISPATCHABLE | 151.1499 | 1250 | 1320 | 1320 | 1320 |  | 0.15 | 198 | 198 | 187.5
RP1KPAEG-Rockport 1 KP AEG | 2021-06-11 | DISPATCHABLE | 110.1024 | 1250 | 1320 | 1320 | 1320 |  | 0.15 | 198 | 198 | 187.5
RP1KPAEG-Rockport 1 KP AEG | 2021-06-11 01:00 | DISPATCHABLE | 82.4961 | 1250 | 1320 | 1320 | 1320 |  | 0.15 | 198 | 198 | 187.5
RP1KPAEG-Rockport 1 KP AEG | 2021-06-11 02:00 | DISPATCHABLE | 75.7122 | 1250 | 1320 | 1320 | 1320 |  | 0.15 | 198 | 198 | 187.5
RP1KPAEG-Rockport 1 KP AEG | 2021-06-11 03:00 | DISPATCHABLE | 75.4849 | 1250 | 1320 | 1320 | 1320 |  | 0.15 | 198 | 198 | 187.5
RP1KPAEG-Rockport 1 KP AEG | 2021-06-11 04:00 | DISPATCHABLE | 75.2951 | 1250 | 1320 | 1320 | 1320 |  | 0.15 | 198 | 198 | 187.5
RP1KPAEG-Rockport 1 KP AEG | 2021-06-11 05:00 | DISPATCHABLE | 75.4125 | 1250 | 1320 | 1320 | 1320 |  | 0.15 | 198 | 198 | 187.5
RP1KPAEG-Rockport 1 KP AEG | 2021-06-11 06:00 | DISPATCHABLE | 75.6145 | 1250 | 1320 | 1320 | 1320 |  | 0.15 | 198 | 198 | 187.5
RP1KPAEG-Rockport 1 KP AEG | 2021-06-11 07:00 | DISPATCHABLE | 75.5484 | 1250 | 1320 | 1320 | 1320 |  | 0.15 | 198 | 198 | 187.5
RP1KPAEG-Rockport 1 KP AEG | 2021-06-11 08:00 | DISPATCHABLE | 92.2839 | 1250 | 1320 | 1320 | 1320 |  | 0.15 | 198 | 198 | 187.5
RP1KPAEG-Rockport 1 KP AEG | 2021-06-11 09:00 | DISPATCHABLE | 114.6419 | 1250 | 1320 | 1320 | 1320 |  | 0.15 | 198 | 198 | 187.5
RP1KPAEG-Rockport 1 KP AEG | 2021-06-11 10:00 | DISPATCHABLE | 144.1998 | 1250 | 1320 | 1320 | 1320 |  | 0.15 | 198 | 198 | 187.5
RP1KPAEG-Rockport 1 KP AEG | 2021-06-11 11:00 | DISPATCHABLE | 160.5856 | 1250 | 1320 | 1320 | 1320 |  | 0.15 | 198 | 198 | 187.5
RP1KPAEG-Rockport 1 KP AEG | 2021-06-11 12:00 | DISPATCHABLE | 172.3362 | 1250 | 1320 | 1320 | 1320 |  | 0.15 | 198 | 198 | 187.5
RP1KPAEG-Rockport 1 KP AEG | 2021-06-11 13:00 | DISPATCHABLE | 187.08 | 1252 | 1320 | 1320 | 1320 |  | 0.15 | 198 | 198 | 187.8
RP1KPAEG-Rockport 1 KP AEG | 2021-06-11 14:00 | DISPATCHABLE | 182.9025 | 1251 | 1320 | 1320 | 1320 |  | 0.15 | 198 | 198 | 187.65
RP1KPAEG-Rockport 1 KP AEG | 2021-06-11 15:00 | DISPATCHABLE | 187.7895 | 1253 | 1320 | 1320 | 1320 |  | 0.15 | 198 | 198 | 187.95
RP1KPAEG-Rockport 1 KP AEG | 2021-06-11 16:00 | DISPATCHABLE | 187.7022 | 1252 | 1320 | 1320 | 1320 |  | 0.15 | 198 | 198 | 187.8
RP1KPAEG-Rockport 1 KP AEG | 2021-06-11 17:00 | DISPATCHABLE | 187.2942 | 1253 | 1320 | 1320 | 1320 |  | 0.15 | 198 | 198 | 187.95
RP1KPAEG-Rockport 1 KP AEG | 2021-06-11 18:00 | DISPATCHABLE | 187.7313 | 1252 | 1320 | 1320 | 1320 |  | 0.15 | 198 | 198 | 187.8
RP1KPAEG-Rockport 1 KP AEG | 2021-06-11 19:00 | DISPATCHABLE | 185.4126 | 1252 | 1320 | 1320 | 1320 |  | 0.15 | 198 | 198 | 187.8
RP1KPAEG-Rockport 1 KP AEG | 2021-06-11 20:00 | DISPATCHABLE | 178.2297 | 1250 | 1320 | 1320 | 1320 |  | 0.15 | 198 | 198 | 187.5
RP1KPAEG-Rockport 1 KP AEG | 2021-06-11 21:00 | DISPATCHABLE | 178.8369 | 1250 | 1320 | 1320 | 1320 |  | 0.15 | 198 | 198 | 187.5
RP1KPAEG-Rockport 1 KP AEG | 2021-06-11 22:00 | DISPATCHABLE | 180.3912 | 1250 | 1320 | 1320 | 1320 |  | 0.15 | 198 | 198 | 187.5
RP1KPAEG-Rockport 1 KP AEG | 2021-06-11 23:00 | DISPATCHABLE | 170.4054 | 1250 | 1320 | 1320 | 1320 |  | 0.15 | 198 | 198 | 187.5
RP1KPAEG-Rockport 1 KP AEG | 2021-06-12 | DISPATCHABLE | 133.308 | 1250 | 1320 | 1320 | 1320 |  | 0.15 | 198 | 198 | 187.5
RP1KPAEG-Rockport 1 KP AEG | 2021-06-12 01:00 | DISPATCHABLE | 94.6839 | 644 | 1320 | 1320 | 1320 |  | 0.15 | 198 | 198 | 96.6
RP1KPAEG-Rockport 1 KP AEG | 2021-06-12 02:00 | DISPATCHABLE | 81.6039 | 1303 | 1320 | 1320 | 1320 |  | 0.15 | 198 | 198 | 195.45
RP1KPAEG-Rockport 1 KP AEG | 2021-06-12 03:00 | DISPATCHABLE | 75.5208 | 1318 | 1320 | 1320 | 1320 |  | 0.15 | 198 | 198 | 197.7
RP1KPAEG-Rockport 1 KP AEG | 2021-06-12 04:00 | DISPATCHABLE | 75.2934 | 1318 | 1320 | 1320 | 1320 |  | 0.15 | 198 | 198 | 197.7
RP1KPAEG-Rockport 1 KP AEG | 2021-06-12 05:00 | DISPATCHABLE | 75.2472 | 1318 | 1320 | 1320 | 1320 |  | 0.15 | 198 | 198 | 197.7
RP1KPAEG-Rockport 1 KP AEG | 2021-06-12 06:00 | DISPATCHABLE | 75.3078 | 1318 | 1320 | 1320 | 1320 |  | 0.15 | 198 | 198 | 197.7
RP1KPAEG-Rockport 1 KP AEG | 2021-06-12 07:00 | DISPATCHABLE | 75.2712 | 1318 | 1320 | 1320 | 1320 |  | 0.15 | 198 | 198 | 197.7
RP1KPAEG-Rockport 1 KP AEG | 2021-06-12 08:00 | DISPATCHABLE | 75.3114 | 1318 | 1320 | 1320 | 1320 |  | 0.15 | 198 | 198 | 197.7
RP1KPAEG-Rockport 1 KP AEG | 2021-06-12 09:00 | DISPATCHABLE | 76.0086 | 1318 | 1320 | 1320 | 1320 |  | 0.15 | 198 | 198 | 197.7
RP1KPAEG-Rockport 1 KP AEG | 2021-06-12 10:00 | DISPATCHABLE | 98.3676 | 1318 | 1320 | 1320 | 1320 |  | 0.15 | 198 | 198 | 197.7
RP1KPAEG-Rockport 1 KP AEG | 2021-06-12 11:00 | DISPATCHABLE | 113.6808 | 1318 | 1320 | 1320 | 1320 |  | 0.15 | 198 | 198 | 197.7
RP1KPAEG-Rockport 1 KP AEG | 2021-06-12 12:00 | DISPATCHABLE | 124.3098 | 1318 | 1320 | 1320 | 1320 |  | 0.15 | 198 | 198 | 197.7
RP1KPAEG-Rockport 1 KP AEG | 2021-06-12 13:00 | DISPATCHABLE | 169.1244 | 1318 | 1320 | 1320 | 1320 |  | 0.15 | 198 | 198 | 197.7
RP1KPAEG-Rockport 1 KP AEG | 2021-06-12 14:00 | DISPATCHABLE | 187.7952 | 1261 | 1320 | 1320 | 1320 |  | 0.15 | 198 | 198 | 189.15
RP1KPAEG-Rockport 1 KP AEG | 2021-06-12 15:00 | DISPATCHABLE | 187.9062 | 1253 | 1320 | 1320 | 1320 |  | 0.15 | 198 | 198 | 187.95
RP1KPAEG-Rockport 1 KP AEG | 2021-06-12 16:00 | DISPATCHABLE | 187.692 | 1252 | 1320 | 1320 | 1320 |  | 0.15 | 198 | 198 | 187.8
RP1KPAEG-Rockport 1 KP AEG | 2021-06-12 17:00 | DISPATCHABLE | 187.8816 | 1253 | 1320 | 1320 | 1320 |  | 0.15 | 198 | 198 | 187.95
RP1KPAEG-Rockport 1 KP AEG | 2021-06-12 18:00 | DISPATCHABLE | 187.8948 | 1254 | 1320 | 1320 | 1320 |  | 0.15 | 198 | 198 | 188.1
RP1KPAEG-Rockport 1 KP AEG | 2021-06-12 19:00 | DISPATCHABLE | 187.863 | 1252 | 1320 | 1320 | 1320 |  | 0.15 | 198 | 198 | 187.8
RP1KPAEG-Rockport 1 KP AEG | 2021-06-12 20:00 | DISPATCHABLE | 185.7804 | 1252 | 1320 | 1320 | 1320 |  | 0.15 | 198 | 198 | 187.8
RP1KPAEG-Rockport 1 KP AEG | 2021-06-12 21:00 | DISPATCHABLE | 179.9844 | 1250 | 1320 | 1320 | 1320 |  | 0.15 | 198 | 198 | 187.5
RP1KPAEG-Rockport 1 KP AEG | 2021-06-12 22:00 | DISPATCHABLE | 185.7456 | 1251 | 1320 | 1320 | 1320 |  | 0.15 | 198 | 198 | 187.65
RP1KPAEG-Rockport 1 KP AEG | 2021-06-12 23:00 | DISPATCHABLE | 179.5422 | 1250 | 1320 | 1320 | 1320 |  | 0.15 | 198 | 198 | 187.5
RP1KPAEG-Rockport 1 KP AEG | 2021-06-13 | DISPATCHABLE | 159.6258 | 1255 | 1320 | 1320 | 1320 |  | 0.15 | 198 | 198 | 188.25
RP1KPAEG-Rockport 1 KP AEG | 2021-06-13 01:00 | DISPATCHABLE | 134.4678 | 1317 | 1320 | 1320 | 1320 |  | 0.15 | 198 | 198 | 197.55
RP1KPAEG-Rockport 1 KP AEG | 2021-06-13 02:00 | DISPATCHABLE | 112.6458 | 1318 | 1320 | 1320 | 1320 |  | 0.15 | 198 | 198 | 197.7
RP1KPAEG-Rockport 1 KP AEG | 2021-06-13 03:00 | DISPATCHABLE | 88.41 | 1318 | 1320 | 1320 | 1320 |  | 0.15 | 198 | 198 | 197.7
RP1KPAEG-Rockport 1 KP AEG | 2021-06-13 04:00 | DISPATCHABLE | 75.3414 | 1318 | 1320 | 1320 | 1320 |  | 0.15 | 198 | 198 | 197.7
RP1KPAEG-Rockport 1 KP AEG | 2021-06-13 05:00 | DISPATCHABLE | 75.3132 | 1318 | 1320 | 1320 | 1320 |  | 0.15 | 198 | 198 | 197.7
RP1KPAEG-Rockport 1 KP AEG | 2021-06-13 06:00 | DISPATCHABLE | 75.2136 | 1318 | 1320 | 1320 | 1320 |  | 0.15 | 198 | 198 | 197.7
RP1KPAEG-Rockport 1 KP AEG | 2021-06-13 07:00 | DISPATCHABLE | 75.2868 | 1318 | 1320 | 1320 | 1320 |  | 0.15 | 198 | 198 | 197.7
RP1KPAEG-Rockport 1 KP AEG | 2021-06-13 08:00 | DISPATCHABLE | 75.4014 | 1318 | 1320 | 1320 | 1320 |  | 0.15 | 198 | 198 | 197.7
RP1KPAEG-Rockport 1 KP AEG | 2021-06-13 09:00 | DISPATCHABLE | 75.2082 | 1318 | 1320 | 1320 | 1320 |  | 0.15 | 198 | 198 | 197.7
RP1KPAEG-Rockport 1 KP AEG | 2021-06-13 10:00 | DISPATCHABLE | 75.3336 | 1318 | 1320 | 1320 | 1320 |  | 0.15 | 198 | 198 | 197.7
RP1KPAEG-Rockport 1 KP AEG | 2021-06-13 11:00 | DISPATCHABLE | 75.6378 | 1318 | 1320 | 1320 | 1320 |  | 0.15 | 198 | 198 | 197.7
RP1KPAEG-Rockport 1 KP AEG | 2021-06-13 12:00 | DISPATCHABLE | 95.5644 | 1318 | 1320 | 1320 | 1320 |  | 0.15 | 198 | 198 | 197.7
RP1KPAEG-Rockport 1 KP AEG | 2021-06-13 13:00 | DISPATCHABLE | 117.4182 | 1318 | 1320 | 1320 | 1320 |  | 0.15 | 198 | 198 | 197.7
RP1KPAEG-Rockport 1 KP AEG | 2021-06-13 14:00 | DISPATCHABLE | 129.6012 | 1318 | 1320 | 1320 | 1320 |  | 0.15 | 198 | 198 | 197.7
RP1KPAEG-Rockport 1 KP AEG | 2021-06-13 15:00 | DISPATCHABLE | 148.3668 | 1318 | 1320 | 1320 | 1320 |  | 0.15 | 198 | 198 | 197.7
RP1KPAEG-Rockport 1 KP AEG | 2021-06-13 16:00 | DISPATCHABLE | 160.5066 | 1318 | 1320 | 1320 | 1320 |  | 0.15 | 198 | 198 | 197.7
RP1KPAEG-Rockport 1 KP AEG | 2021-06-13 17:00 | DISPATCHABLE | 162.2298 | 1318 | 1320 | 1320 | 1320 |  | 0.15 | 198 | 198 | 197.7
RP1KPAEG-Rockport 1 KP AEG | 2021-06-13 18:00 | DISPATCHABLE | 184.3032 | 1318 | 1320 | 1320 | 1320 |  | 0.15 | 198 | 198 | 197.7
RP1KPAEG-Rockport 1 KP AEG | 2021-06-13 19:00 | DISPATCHABLE | 188.8884 | 1275 | 1320 | 1320 | 1320 |  | 0.15 | 198 | 198 | 191.25
RP1KPAEG-Rockport 1 KP AEG | 2021-06-13 20:00 | DISPATCHABLE | 181.3608 | 1250 | 1320 | 1320 | 1320 |  | 0.15 | 198 | 198 | 187.5
RP1KPAEG-Rockport 1 KP AEG | 2021-06-13 21:00 | DISPATCHABLE | 183.354 | 1251 | 1320 | 1320 | 1320 |  | 0.15 | 198 | 198 | 187.65
RP1KPAEG-Rockport 1 KP AEG | 2021-06-13 22:00 | DISPATCHABLE | 181.4892 | 1251 | 1320 | 1320 | 1320 |  | 0.15 | 198 | 198 | 187.65
RP1KPAEG-Rockport 1 KP AEG | 2021-06-13 23:00 | DISPATCHABLE | 152.6136 | 1250 | 1320 | 1320 | 1320 |  | 0.15 | 198 | 198 | 187.5
RP1KPAEG-Rockport 1 KP AEG | 2021-06-14 | DISPATCHABLE | 133.2468 | 1317 | 1320 | 1320 | 1320 |  | 0.15 | 198 | 198 | 197.55
RP1KPAEG-Rockport 1 KP AEG | 2021-06-14 01:00 | DISPATCHABLE | 105.7644 | 1318 | 1320 | 1320 | 1320 |  | 0.15 | 198 | 198 | 197.7
RP1KPAEG-Rockport 1 KP AEG | 2021-06-14 02:00 | DISPATCHABLE | 81.4608 | 1318 | 1320 | 1320 | 1320 |  | 0.15 | 198 | 198 | 197.7
RP1KPAEG-Rockport 1 KP AEG | 2021-06-14 03:00 | DISPATCHABLE | 75.036 | 1318 | 1320 | 1320 | 1320 |  | 0.15 | 198 | 198 | 197.7
RP1KPAEG-Rockport 1 KP AEG | 2021-06-14 04:00 | DISPATCHABLE | 74.9916 | 1318 | 1320 | 1320 | 1320 |  | 0.15 | 198 | 198 | 197.7
RP1KPAEG-Rockport 1 KP AEG | 2021-06-14 05:00 | DISPATCHABLE | 75.1176 | 1318 | 1320 | 1320 | 1320 |  | 0.15 | 198 | 198 | 197.7
RP1KPAEG-Rockport 1 KP AEG | 2021-06-14 06:00 | DISPATCHABLE | 74.958 | 1318 | 1320 | 1320 | 1320 |  | 0.15 | 198 | 198 | 197.7
RP1KPAEG-Rockport 1 KP AEG | 2021-06-14 07:00 | DISPATCHABLE | 75.0432 | 1318 | 1320 | 1320 | 1320 |  | 0.15 | 198 | 198 | 197.7
RP1KPAEG-Rockport 1 KP AEG | 2021-06-14 08:00 | DISPATCHABLE | 75.0924 | 1318 | 1320 | 1320 | 1320 |  | 0.15 | 198 | 198 | 197.7
RP1KPAEG-Rockport 1 KP AEG | 2021-06-14 09:00 | DISPATCHABLE | 75.1464 | 1318 | 1320 | 1320 | 1320 |  | 0.15 | 198 | 198 | 197.7
RP1KPAEG-Rockport 1 KP AEG | 2021-06-14 10:00 | DISPATCHABLE | 75.0204 | 1318 | 1320 | 1320 | 1320 |  | 0.15 | 198 | 198 | 197.7
RP1KPAEG-Rockport 1 KP AEG | 2021-06-14 11:00 | DISPATCHABLE | 76.86 | 1318 | 1320 | 1320 | 1320 |  | 0.15 | 198 | 198 | 197.7
RP1KPAEG-Rockport 1 KP AEG | 2021-06-14 12:00 | DISPATCHABLE | 93.7224 | 1318 | 1320 | 1320 | 1320 |  | 0.15 | 198 | 198 | 197.7
RP1KPAEG-Rockport 1 KP AEG | 2021-06-14 13:00 | DISPATCHABLE | 113.6724 | 1318 | 1320 | 1320 | 1320 |  | 0.15 | 198 | 198 | 197.7
RP1KPAEG-Rockport 1 KP AEG | 2021-06-14 14:00 | DISPATCHABLE | 156.1668 | 1318 | 1320 | 1320 | 1320 |  | 0.15 | 198 | 198 | 197.7
RP1KPAEG-Rockport 1 KP AEG | 2021-06-14 15:00 | DISPATCHABLE | 181.53 | 1256 | 1320 | 1320 | 1320 |  | 0.15 | 198 | 198 | 188.4
RP1KPAEG-Rockport 1 KP AEG | 2021-06-14 16:00 | DISPATCHABLE | 182.7468 | 1220 | 1320 | 1320 | 1320 |  | 0.15 | 198 | 198 | 183
RP1KPAEG-Rockport 1 KP AEG | 2021-06-14 17:00 | DISPATCHABLE | 183.3 | 1226 | 1320 | 1320 | 1320 |  | 0.15 | 198 | 198 | 183.9
RP1KPAEG-Rockport 1 KP AEG | 2021-06-14 18:00 | DISPATCHABLE | 183.5916 | 1226 | 1320 | 1320 | 1320 |  | 0.15 | 198 | 198 | 183.9
RP1KPAEG-Rockport 1 KP AEG | 2021-06-14 19:00 | DISPATCHABLE | 179.9928 | 1226 | 1320 | 1320 | 1320 |  | 0.15 | 198 | 198 | 183.9
RP1KPAEG-Rockport 1 KP AEG | 2021-06-14 20:00 | DISPATCHABLE | 166.6776 | 1225 | 1320 | 1320 | 1320 |  | 0.15 | 198 | 198 | 183.75
RP1KPAEG-Rockport 1 KP AEG | 2021-06-14 21:00 | DISPATCHABLE | 141.3228 | 1225 | 1320 | 1320 | 1320 |  | 0.15 | 198 | 198 | 183.75
RP1KPAEG-Rockport 1 KP AEG | 2021-06-14 22:00 | DISPATCHABLE | 104.538 | 1225 | 1320 | 1320 | 1320 |  | 0.15 | 198 | 198 | 183.75
RP1KPAEG-Rockport 1 KP AEG | 2021-06-14 23:00 | DISPATCHABLE | 119.4636 | 1250 | 1320 | 1320 | 1320 |  | 0.15 | 198 | 198 | 187.5
RP1KPAEG-Rockport 1 KP AEG | 2021-06-15 | DISPATCHABLE | 135.4416 | 1250 | 1320 | 1320 | 1320 |  | 0.15 | 198 | 198 | 187.5
RP1KPAEG-Rockport 1 KP AEG | 2021-06-15 01:00 | DISPATCHABLE | 135.7464 | 1250 | 1320 | 1320 | 1320 |  | 0.15 | 198 | 198 | 187.5
RP1KPAEG-Rockport 1 KP AEG | 2021-06-15 02:00 | DISPATCHABLE | 135.5628 | 1250 | 1320 | 1320 | 1320 |  | 0.15 | 198 | 198 | 187.5
RP1KPAEG-Rockport 1 KP AEG | 2021-06-15 03:00 | DISPATCHABLE | 135.7416 | 1250 | 1320 | 1320 | 1320 |  | 0.15 | 198 | 198 | 187.5
RP1KPAEG-Rockport 1 KP AEG | 2021-06-15 04:00 | DISPATCHABLE | 135.6744 | 1250 | 1320 | 1320 | 1320 |  | 0.15 | 198 | 198 | 187.5
RP1KPAEG-Rockport 1 KP AEG | 2021-06-15 05:00 | DISPATCHABLE | 135.6696 | 1250 | 1320 | 1320 | 1320 |  | 0.15 | 198 | 198 | 187.5
RP1KPAEG-Rockport 1 KP AEG | 2021-06-15 06:00 | DISPATCHABLE | 135.768 | 1250 | 1320 | 1320 | 1320 |  | 0.15 | 198 | 198 | 187.5
RP1KPAEG-Rockport 1 KP AEG | 2021-06-15 07:00 | DISPATCHABLE | 135.5652 | 1250 | 1320 | 1320 | 1320 |  | 0.15 | 198 | 198 | 187.5
RP1KPAEG-Rockport 1 KP AEG | 2021-06-15 08:00 | DISPATCHABLE | 135.804 | 1250 | 1320 | 1320 | 1320 |  | 0.15 | 198 | 198 | 187.5
RP1KPAEG-Rockport 1 KP AEG | 2021-06-15 09:00 | DISPATCHABLE | 135.4344 | 1250 | 1320 | 1320 | 1320 |  | 0.15 | 198 | 198 | 187.5
RP1KPAEG-Rockport 1 KP AEG | 2021-06-15 10:00 | DISPATCHABLE | 135.7848 | 1250 | 1320 | 1320 | 1320 |  | 0.15 | 198 | 198 | 187.5
RP1KPAEG-Rockport 1 KP AEG | 2021-06-15 11:00 | DISPATCHABLE | 141.5688 | 1250 | 1320 | 1320 | 1320 |  | 0.15 | 198 | 198 | 187.5
RP1KPAEG-Rockport 1 KP AEG | 2021-06-15 12:00 | DISPATCHABLE | 153.03 | 1250 | 1320 | 1320 | 1320 |  | 0.15 | 198 | 198 | 187.5
RP1KPAEG-Rockport 1 KP AEG | 2021-06-15 13:00 | DISPATCHABLE | 151.7856 | 1250 | 1320 | 1320 | 1320 |  | 0.15 | 198 | 198 | 187.5
RP1KPAEG-Rockport 1 KP AEG | 2021-06-15 14:00 | DISPATCHABLE | 160.6644 | 1247 | 1317 | 1317 | 1320 |  | 0.15 | 197.55 | 198 | 187.05
RP1KPAEG-Rockport 1 KP AEG | 2021-06-15 15:00 | DISPATCHABLE | 149.214 | 1250 | 1320 | 1320 | 1320 |  | 0.15 | 198 | 198 | 187.5
RP1KPAEG-Rockport 1 KP AEG | 2021-06-15 16:00 | DISPATCHABLE | 156.2016 | 1250 | 1320 | 1320 | 1320 |  | 0.15 | 198 | 198 | 187.5
RP1KPAEG-Rockport 1 KP AEG | 2021-06-15 17:00 | DISPATCHABLE | 180.6552 | 1251 | 1320 | 1320 | 1320 |  | 0.15 | 198 | 198 | 187.65
RP1KPAEG-Rockport 1 KP AEG | 2021-06-15 18:00 | DISPATCHABLE | 183.5328 | 1251 | 1320 | 1320 | 1320 |  | 0.15 | 198 | 198 | 187.65
RP1KPAEG-Rockport 1 KP AEG | 2021-06-15 19:00 | DISPATCHABLE | 181.0692 | 1258 | 1320 | 1320 | 1320 |  | 0.15 | 198 | 198 | 188.7
RP1KPAEG-Rockport 1 KP AEG | 2021-06-15 20:00 | DISPATCHABLE | 188.9424 | 1318 | 1320 | 1320 | 1320 |  | 0.15 | 198 | 198 | 197.7
RP1KPAEG-Rockport 1 KP AEG | 2021-06-15 21:00 | DISPATCHABLE | 181.5084 | 1318 | 1320 | 1320 | 1320 |  | 0.15 | 198 | 198 | 197.7
RP1KPAEG-Rockport 1 KP AEG | 2021-06-15 22:00 | DISPATCHABLE | 147.1332 | 1318 | 1320 | 1320 | 1320 |  | 0.15 | 198 | 198 | 197.7
RP1KPAEG-Rockport 1 KP AEG | 2021-06-15 23:00 | DISPATCHABLE | 110.8152 | 1318 | 1320 | 1320 | 1320 |  | 0.15 | 198 | 198 | 197.7
RP1KPAEG-Rockport 1 KP AEG | 2021-06-16 | DISPATCHABLE | 83.7768 | 1318 | 1320 | 1320 | 1320 |  | 0.15 | 198 | 198 | 197.7
RP1KPAEG-Rockport 1 KP AEG | 2021-06-16 01:00 | DISPATCHABLE | 75.33 | 1318 | 1320 | 1320 | 1320 |  | 0.15 | 198 | 198 | 197.7
RP1KPAEG-Rockport 1 KP AEG | 2021-06-16 02:00 | DISPATCHABLE | 75.4296 | 1318 | 1320 | 1320 | 1320 |  | 0.15 | 198 | 198 | 197.7
RP1KPAEG-Rockport 1 KP AEG | 2021-06-16 03:00 | DISPATCHABLE | 75.5436 | 1318 | 1320 | 1320 | 1320 |  | 0.15 | 198 | 198 | 197.7
RP1KPAEG-Rockport 1 KP AEG | 2021-06-16 04:00 | DISPATCHABLE | 75.3672 | 1318 | 1320 | 1320 | 1320 |  | 0.15 | 198 | 198 | 197.7
RP1KPAEG-Rockport 1 KP AEG | 2021-06-16 05:00 | DISPATCHABLE | 75.6216 | 1318 | 1320 | 1320 | 1320 |  | 0.15 | 198 | 198 | 197.7
RP1KPAEG-Rockport 1 KP AEG | 2021-06-16 06:00 | DISPATCHABLE | 75.432 | 1318 | 1320 | 1320 | 1320 |  | 0.15 | 198 | 198 | 197.7
RP1KPAEG-Rockport 1 KP AEG | 2021-06-16 07:00 | DISPATCHABLE | 75.426 | 1318 | 1320 | 1320 | 1320 |  | 0.15 | 198 | 198 | 197.7
RP1KPAEG-Rockport 1 KP AEG | 2021-06-16 08:00 | DISPATCHABLE | 75.5232 | 1318 | 1320 | 1320 | 1320 |  | 0.15 | 198 | 198 | 197.7
RP1KPAEG-Rockport 1 KP AEG | 2021-06-16 09:00 | DISPATCHABLE | 75.4932 | 1318 | 1320 | 1320 | 1320 |  | 0.15 | 198 | 198 | 197.7
RP1KPAEG-Rockport 1 KP AEG | 2021-06-16 10:00 | DISPATCHABLE | 75.3696 | 1318 | 1320 | 1320 | 1320 |  | 0.15 | 198 | 198 | 197.7
RP1KPAEG-Rockport 1 KP AEG | 2021-06-16 11:00 | DISPATCHABLE | 75.4164 | 1318 | 1320 | 1320 | 1320 |  | 0.15 | 198 | 198 | 197.7
RP1KPAEG-Rockport 1 KP AEG | 2021-06-16 12:00 | DISPATCHABLE | 75.414 | 1318 | 1320 | 1320 | 1320 |  | 0.15 | 198 | 198 | 197.7
RP1KPAEG-Rockport 1 KP AEG | 2021-06-16 13:00 | DISPATCHABLE | 76.2816 | 1318 | 1320 | 1320 | 1320 |  | 0.15 | 198 | 198 | 197.7
RP1KPAEG-Rockport 1 KP AEG | 2021-06-16 14:00 | DISPATCHABLE | 82.512 | 1318 | 1320 | 1320 | 1320 |  | 0.15 | 198 | 198 | 197.7
RP1KPAEG-Rockport 1 KP AEG | 2021-06-16 15:00 | DISPATCHABLE | 106.7556 | 1318 | 1320 | 1320 | 1320 |  | 0.15 | 198 | 198 | 197.7
RP1KPAEG-Rockport 1 KP AEG | 2021-06-16 16:00 | DISPATCHABLE | 141.4776 | 1318 | 1320 | 1320 | 1320 |  | 0.15 | 198 | 198 | 197.7
RP1KPAEG-Rockport 1 KP AEG | 2021-06-16 17:00 | DISPATCHABLE | 158.976 | 1318 | 1320 | 1320 | 1320 |  | 0.15 | 198 | 198 | 197.7
RP1KPAEG-Rockport 1 KP AEG | 2021-06-16 18:00 | DISPATCHABLE | 165.9864 | 1318 | 1320 | 1320 | 1320 |  | 0.15 | 198 | 198 | 197.7
RP1KPAEG-Rockport 1 KP AEG | 2021-06-16 19:00 | DISPATCHABLE | 163.758 | 1318 | 1320 | 1320 | 1320 |  | 0.15 | 198 | 198 | 197.7
RP1KPAEG-Rockport 1 KP AEG | 2021-06-16 20:00 | DISPATCHABLE | 164.8248 | 1318 | 1320 | 1320 | 1320 |  | 0.15 | 198 | 198 | 197.7
RP1KPAEG-Rockport 1 KP AEG | 2021-06-16 21:00 | DISPATCHABLE | 159.5208 | 1318 | 1320 | 1320 | 1320 |  | 0.15 | 198 | 198 | 197.7
RP1KPAEG-Rockport 1 KP AEG | 2021-06-16 22:00 | DISPATCHABLE | 158.1936 | 1318 | 1320 | 1320 | 1320 |  | 0.15 | 198 | 198 | 197.7
RP1KPAEG-Rockport 1 KP AEG | 2021-06-16 23:00 | DISPATCHABLE | 141.8832 | 1318 | 1320 | 1320 | 1320 |  | 0.15 | 198 | 198 | 197.7
RP1KPAEG-Rockport 1 KP AEG | 2021-06-17 | DISPATCHABLE | 110.6952 | 1318 | 1320 | 1320 | 1320 |  | 0.15 | 198 | 198 | 197.7
RP1KPAEG-Rockport 1 KP AEG | 2021-06-17 01:00 | DISPATCHABLE | 87.3168 | 1318 | 1320 | 1320 | 1320 |  | 0.15 | 198 | 198 | 197.7
RP1KPAEG-Rockport 1 KP AEG | 2021-06-17 02:00 | DISPATCHABLE | 76.3488 | 1318 | 1320 | 1320 | 1320 |  | 0.15 | 198 | 198 | 197.7
RP1KPAEG-Rockport 1 KP AEG | 2021-06-17 03:00 | DISPATCHABLE | 75.2544 | 1318 | 1320 | 1320 | 1320 |  | 0.15 | 198 | 198 | 197.7
RP1KPAEG-Rockport 1 KP AEG | 2021-06-17 04:00 | DISPATCHABLE | 75.0504 | 1318 | 1320 | 1320 | 1320 |  | 0.15 | 198 | 198 | 197.7
RP1KPAEG-Rockport 1 KP AEG | 2021-06-17 05:00 | DISPATCHABLE | 75.156 | 1318 | 1320 | 1320 | 1320 |  | 0.15 | 198 | 198 | 197.7
RP1KPAEG-Rockport 1 KP AEG | 2021-06-17 06:00 | DISPATCHABLE | 75.2496 | 1318 | 1320 | 1320 | 1320 |  | 0.15 | 198 | 198 | 197.7
RP1KPAEG-Rockport 1 KP AEG | 2021-06-17 07:00 | DISPATCHABLE | 75.1128 | 1318 | 1320 | 1320 | 1320 |  | 0.15 | 198 | 198 | 197.7
RP1KPAEG-Rockport 1 KP AEG | 2021-06-17 08:00 | DISPATCHABLE | 75.312 | 1318 | 1320 | 1320 | 1320 |  | 0.15 | 198 | 198 | 197.7
RP1KPAEG-Rockport 1 KP AEG | 2021-06-17 09:00 | DISPATCHABLE | 75.1104 | 1318 | 1320 | 1320 | 1320 |  | 0.15 | 198 | 198 | 197.7
RP1KPAEG-Rockport 1 KP AEG | 2021-06-17 10:00 | DISPATCHABLE | 75.2784 | 1318 | 1320 | 1320 | 1320 |  | 0.15 | 198 | 198 | 197.7
RP1KPAEG-Rockport 1 KP AEG | 2021-06-17 11:00 | DISPATCHABLE | 75.2904 | 1318 | 1320 | 1320 | 1320 |  | 0.15 | 198 | 198 | 197.7
RP1KPAEG-Rockport 1 KP AEG | 2021-06-17 12:00 | DISPATCHABLE | 75.3096 | 1318 | 1320 | 1320 | 1320 |  | 0.15 | 198 | 198 | 197.7
RP1KPAEG-Rockport 1 KP AEG | 2021-06-17 13:00 | DISPATCHABLE | 87.0288 | 1318 | 1320 | 1320 | 1320 |  | 0.15 | 198 | 198 | 197.7
RP1KPAEG-Rockport 1 KP AEG | 2021-06-17 14:00 | DISPATCHABLE | 95.1216 | 1318 | 1320 | 1320 | 1320 |  | 0.15 | 198 | 198 | 197.7
RP1KPAEG-Rockport 1 KP AEG | 2021-06-17 15:00 | DISPATCHABLE | 111.0792 | 1318 | 1320 | 1320 | 1320 |  | 0.15 | 198 | 198 | 197.7
RP1KPAEG-Rockport 1 KP AEG | 2021-06-17 16:00 | DISPATCHABLE | 143.0136 | 1318 | 1320 | 1320 | 1320 |  | 0.15 | 198 | 198 | 197.7
RP1KPAEG-Rockport 1 KP AEG | 2021-06-17 17:00 | DISPATCHABLE | 170.5752 | 1318 | 1320 | 1320 | 1320 |  | 0.15 | 198 | 198 | 197.7
RP1KPAEG-Rockport 1 KP AEG | 2021-06-17 18:00 | DISPATCHABLE | 171.0072 | 1318 | 1320 | 1320 | 1320 |  | 0.15 | 198 | 198 | 197.7
RP1KPAEG-Rockport 1 KP AEG | 2021-06-17 19:00 | DISPATCHABLE | 170.2872 | 1318 | 1320 | 1320 | 1320 |  | 0.15 | 198 | 198 | 197.7
RP1KPAEG-Rockport 1 KP AEG | 2021-06-17 20:00 | DISPATCHABLE | 172.5216 | 1318 | 1320 | 1320 | 1320 |  | 0.15 | 198 | 198 | 197.7
RP1KPAEG-Rockport 1 KP AEG | 2021-06-17 21:00 | DISPATCHABLE | 166.836 | 1318 | 1320 | 1320 | 1320 |  | 0.15 | 198 | 198 | 197.7
RP1KPAEG-Rockport 1 KP AEG | 2021-06-17 22:00 | DISPATCHABLE | 163.8744 | 1318 | 1320 | 1320 | 1320 |  | 0.15 | 198 | 198 | 197.7
RP1KPAEG-Rockport 1 KP AEG | 2021-06-17 23:00 | DISPATCHABLE | 151.4088 | 1318 | 1320 | 1320 | 1320 |  | 0.15 | 198 | 198 | 197.7
RP1KPAEG-Rockport 1 KP AEG | 2021-06-18 | DISPATCHABLE | 124.2072 | 1318 | 1320 | 1320 | 1320 |  | 0.15 | 198 | 198 | 197.7
RP1KPAEG-Rockport 1 KP AEG | 2021-06-18 01:00 | DISPATCHABLE | 95.2608 | 1318 | 1320 | 1320 | 1320 |  | 0.15 | 198 | 198 | 197.7
RP1KPAEG-Rockport 1 KP AEG | 2021-06-18 02:00 | DISPATCHABLE | 75.9528 | 1318 | 1320 | 1320 | 1320 |  | 0.15 | 198 | 198 | 197.7
RP1KPAEG-Rockport 1 KP AEG | 2021-06-18 03:00 | DISPATCHABLE | 75.4176 | 1318 | 1320 | 1320 | 1320 |  | 0.15 | 198 | 198 | 197.7
RP1KPAEG-Rockport 1 KP AEG | 2021-06-18 04:00 | DISPATCHABLE | 75.2688 | 1318 | 1320 | 1320 | 1320 |  | 0.15 | 198 | 198 | 197.7
RP1KPAEG-Rockport 1 KP AEG | 2021-06-18 05:00 | DISPATCHABLE | 75.1872 | 1318 | 1320 | 1320 | 1320 |  | 0.15 | 198 | 198 | 197.7
RP1KPAEG-Rockport 1 KP AEG | 2021-06-18 06:00 | DISPATCHABLE | 75.2352 | 1318 | 1320 | 1320 | 1320 |  | 0.15 | 198 | 198 | 197.7
RP1KPAEG-Rockport 1 KP AEG | 2021-06-18 07:00 | DISPATCHABLE | 75.1176 | 1318 | 1320 | 1320 | 1320 |  | 0.15 | 198 | 198 | 197.7
RP1KPAEG-Rockport 1 KP AEG | 2021-06-18 08:00 | DISPATCHABLE | 75.2904 | 1318 | 1320 | 1320 | 1320 |  | 0.15 | 198 | 198 | 197.7
RP1KPAEG-Rockport 1 KP AEG | 2021-06-18 09:00 | DISPATCHABLE | 75.228 | 1318 | 1320 | 1320 | 1320 |  | 0.15 | 198 | 198 | 197.7
RP1KPAEG-Rockport 1 KP AEG | 2021-06-18 10:00 | DISPATCHABLE | 75.1536 | 1318 | 1320 | 1320 | 1320 |  | 0.15 | 198 | 198 | 197.7
RP1KPAEG-Rockport 1 KP AEG | 2021-06-18 11:00 | DISPATCHABLE | 75.2856 | 1318 | 1320 | 1320 | 1320 |  | 0.15 | 198 | 198 | 197.7
RP1KPAEG-Rockport 1 KP AEG | 2021-06-18 12:00 | DISPATCHABLE | 75.12 | 1318 | 1320 | 1320 | 1320 |  | 0.15 | 198 | 198 | 197.7
RP1KPAEG-Rockport 1 KP AEG | 2021-06-18 13:00 | DISPATCHABLE | 76.5816 | 1318 | 1320 | 1320 | 1320 |  | 0.15 | 198 | 198 | 197.7
RP1KPAEG-Rockport 1 KP AEG | 2021-06-18 14:00 | DISPATCHABLE | 101.2992 | 1318 | 1320 | 1320 | 1320 |  | 0.15 | 198 | 198 | 197.7
RP1KPAEG-Rockport 1 KP AEG | 2021-06-18 15:00 | DISPATCHABLE | 142.7064 | 1318 | 1320 | 1320 | 1320 |  | 0.15 | 198 | 198 | 197.7
RP1KPAEG-Rockport 1 KP AEG | 2021-06-18 16:00 | DISPATCHABLE | 166.0248 | 1318 | 1320 | 1320 | 1320 |  | 0.15 | 198 | 198 | 197.7
RP1KPAEG-Rockport 1 KP AEG | 2021-06-18 17:00 | DISPATCHABLE | 166.0824 | 1318 | 1320 | 1320 | 1320 |  | 0.15 | 198 | 198 | 197.7
RP1KPAEG-Rockport 1 KP AEG | 2021-06-18 18:00 | DISPATCHABLE | 165.9504 | 1318 | 1320 | 1320 | 1320 |  | 0.15 | 198 | 198 | 197.7
RP1KPAEG-Rockport 1 KP AEG | 2021-06-18 19:00 | DISPATCHABLE | 163.8984 | 1318 | 1320 | 1320 | 1320 |  | 0.15 | 198 | 198 | 197.7
RP1KPAEG-Rockport 1 KP AEG | 2021-06-18 20:00 | DISPATCHABLE | 166.404 | 1318 | 1320 | 1320 | 1320 |  | 0.15 | 198 | 198 | 197.7
RP1KPAEG-Rockport 1 KP AEG | 2021-06-18 21:00 | DISPATCHABLE | 167.1504 | 1318 | 1320 | 1320 | 1320 |  | 0.15 | 198 | 198 | 197.7
RP1KPAEG-Rockport 1 KP AEG | 2021-06-18 22:00 | DISPATCHABLE | 165.9288 | 1318 | 1320 | 1320 | 1320 |  | 0.15 | 198 | 198 | 197.7
RP1KPAEG-Rockport 1 KP AEG | 2021-06-18 23:00 | DISPATCHABLE | 168.108 | 1318 | 1320 | 1320 | 1320 |  | 0.15 | 198 | 198 | 197.7
RP1KPAEG-Rockport 1 KP AEG | 2021-06-19 | DISPATCHABLE | 141.4848 | 1318 | 1320 | 1320 | 1320 |  | 0.15 | 198 | 198 | 197.7
RP1KPAEG-Rockport 1 KP AEG | 2021-06-19 01:00 | DISPATCHABLE | 135.2688 | 1318 | 1320 | 1320 | 1320 |  | 0.15 | 198 | 198 | 197.7
RP1KPAEG-Rockport 1 KP AEG | 2021-06-19 02:00 | DISPATCHABLE | 117.78 | 1318 | 1320 | 1320 | 1320 |  | 0.15 | 198 | 198 | 197.7
RP1KPAEG-Rockport 1 KP AEG | 2021-06-19 03:00 | DISPATCHABLE | 92.256 | 904 | 1320 | 1320 | 1320 |  | 0.15 | 198 | 198 | 135.6
RP1KPAEG-Rockport 1 KP AEG | 2021-06-19 04:00 | DISPATCHABLE | 75.852 | 1318 | 1320 | 1320 | 1320 |  | 0.15 | 198 | 198 | 197.7
RP1KPAEG-Rockport 1 KP AEG | 2021-06-19 05:00 | DISPATCHABLE | 75.3168 | 1318 | 1320 | 1320 | 1320 |  | 0.15 | 198 | 198 | 197.7
RP1KPAEG-Rockport 1 KP AEG | 2021-06-19 06:00 | DISPATCHABLE | 75.228 | 1318 | 1320 | 1320 | 1320 |  | 0.15 | 198 | 198 | 197.7
RP1KPAEG-Rockport 1 KP AEG | 2021-06-19 07:00 | DISPATCHABLE | 75.168 | 1318 | 1320 | 1320 | 1320 |  | 0.15 | 198 | 198 | 197.7
RP1KPAEG-Rockport 1 KP AEG | 2021-06-19 08:00 | DISPATCHABLE | 75.2568 | 1318 | 1320 | 1320 | 1320 |  | 0.15 | 198 | 198 | 197.7
RP1KPAEG-Rockport 1 KP AEG | 2021-06-19 09:00 | DISPATCHABLE | 75.2856 | 1318 | 1320 | 1320 | 1320 |  | 0.15 | 198 | 198 | 197.7
RP1KPAEG-Rockport 1 KP AEG | 2021-06-19 10:00 | DISPATCHABLE | 74.8824 | 1318 | 1320 | 1320 | 1320 |  | 0.15 | 198 | 198 | 197.7
RP1KPAEG-Rockport 1 KP AEG | 2021-06-19 11:00 | DISPATCHABLE | 74.712 | 1318 | 1320 | 1320 | 1320 |  | 0.15 | 198 | 198 | 197.7
RP1KPAEG-Rockport 1 KP AEG | 2021-06-19 12:00 | DISPATCHABLE | 74.8056 | 1318 | 1320 | 1320 | 1320 |  | 0.15 | 198 | 198 | 197.7
RP1KPAEG-Rockport 1 KP AEG | 2021-06-19 13:00 | DISPATCHABLE | 78.6096 | 1318 | 1320 | 1320 | 1320 |  | 0.15 | 198 | 198 | 197.7
RP1KPAEG-Rockport 1 KP AEG | 2021-06-19 14:00 | DISPATCHABLE | 84.5064 | 1318 | 1320 | 1320 | 1320 |  | 0.15 | 198 | 198 | 197.7
RP1KPAEG-Rockport 1 KP AEG | 2021-06-19 15:00 | DISPATCHABLE | 79.8336 | 1318 | 1320 | 1320 | 1320 |  | 0.15 | 198 | 198 | 197.7
RP1KPAEG-Rockport 1 KP AEG | 2021-06-19 16:00 | DISPATCHABLE | 99.6672 | 1318 | 1320 | 1320 | 1320 |  | 0.15 | 198 | 198 | 197.7
RP1KPAEG-Rockport 1 KP AEG | 2021-06-19 17:00 | DISPATCHABLE | 141.5784 | 1318 | 1320 | 1320 | 1320 |  | 0.15 | 198 | 198 | 197.7
RP1KPAEG-Rockport 1 KP AEG | 2021-06-19 18:00 | DISPATCHABLE | 165.7248 | 1318 | 1320 | 1320 | 1320 |  | 0.15 | 198 | 198 | 197.7
RP1KPAEG-Rockport 1 KP AEG | 2021-06-19 19:00 | DISPATCHABLE | 166.5264 | 1318 | 1320 | 1320 | 1320 |  | 0.15 | 198 | 198 | 197.7
RP1KPAEG-Rockport 1 KP AEG | 2021-06-19 20:00 | DISPATCHABLE | 169.9704 | 1318 | 1320 | 1320 | 1320 |  | 0.15 | 198 | 198 | 197.7
RP1KPAEG-Rockport 1 KP AEG | 2021-06-19 21:00 | DISPATCHABLE | 166.6392 | 1318 | 1320 | 1320 | 1320 |  | 0.15 | 198 | 198 | 197.7
RP1KPAEG-Rockport 1 KP AEG | 2021-06-19 22:00 | DISPATCHABLE | 165.6168 | 1318 | 1320 | 1320 | 1320 |  | 0.15 | 198 | 198 | 197.7
RP1KPAEG-Rockport 1 KP AEG | 2021-06-19 23:00 | DISPATCHABLE | 160.8456 | 1318 | 1320 | 1320 | 1320 |  | 0.15 | 198 | 198 | 197.7
RP1KPAEG-Rockport 1 KP AEG | 2021-06-20 | DISPATCHABLE | 138.4392 | 932 | 1320 | 1320 | 1320 |  | 0.15 | 198 | 198 | 139.8
RP1KPAEG-Rockport 1 KP AEG | 2021-06-20 01:00 | DISPATCHABLE | 135.1512 | 903 | 1320 | 1320 | 1320 |  | 0.15 | 198 | 198 | 135.45
RP1KPAEG-Rockport 1 KP AEG | 2021-06-20 02:00 | DISPATCHABLE | 134.9112 | 902 | 1320 | 1320 | 1320 |  | 0.15 | 198 | 198 | 135.3
RP1KPAEG-Rockport 1 KP AEG | 2021-06-20 03:00 | DISPATCHABLE | 136.0344 | 1309 | 1320 | 1320 | 1320 |  | 0.15 | 198 | 198 | 196.35
RP1KPAEG-Rockport 1 KP AEG | 2021-06-20 04:00 | DISPATCHABLE | 107.7528 | 1318 | 1320 | 1320 | 1320 |  | 0.15 | 198 | 198 | 197.7
RP1KPAEG-Rockport 1 KP AEG | 2021-06-20 05:00 | DISPATCHABLE | 81.6432 | 1318 | 1320 | 1320 | 1320 |  | 0.15 | 198 | 198 | 197.7
RP1KPAEG-Rockport 1 KP AEG | 2021-06-20 06:00 | DISPATCHABLE | 75.5448 | 1318 | 1320 | 1320 | 1320 |  | 0.15 | 198 | 198 | 197.7
RP1KPAEG-Rockport 1 KP AEG | 2021-06-20 07:00 | DISPATCHABLE | 75.1248 | 1318 | 1320 | 1320 | 1320 |  | 0.15 | 198 | 198 | 197.7
RP1KPAEG-Rockport 1 KP AEG | 2021-06-20 08:00 | DISPATCHABLE | 75.12 | 1318 | 1320 | 1320 | 1320 |  | 0.15 | 198 | 198 | 197.7
RP1KPAEG-Rockport 1 KP AEG | 2021-06-20 09:00 | DISPATCHABLE | 75.0744 | 1318 | 1320 | 1320 | 1320 |  | 0.15 | 198 | 198 | 197.7
RP1KPAEG-Rockport 1 KP AEG | 2021-06-20 10:00 | DISPATCHABLE | 75.072 | 1318 | 1320 | 1320 | 1320 |  | 0.15 | 198 | 198 | 197.7
RP1KPAEG-Rockport 1 KP AEG | 2021-06-20 11:00 | DISPATCHABLE | 77.5656 | 1318 | 1320 | 1320 | 1320 |  | 0.15 | 198 | 198 | 197.7
RP1KPAEG-Rockport 1 KP AEG | 2021-06-20 12:00 | DISPATCHABLE | 88.296 | 1318 | 1320 | 1320 | 1320 |  | 0.15 | 198 | 198 | 197.7
RP1KPAEG-Rockport 1 KP AEG | 2021-06-20 13:00 | DISPATCHABLE | 111.6096 | 1318 | 1320 | 1320 | 1320 |  | 0.15 | 198 | 198 | 197.7
RP1KPAEG-Rockport 1 KP AEG | 2021-06-20 14:00 | DISPATCHABLE | 151.512 | 1318 | 1320 | 1320 | 1320 |  | 0.15 | 198 | 198 | 197.7
RP1KPAEG-Rockport 1 KP AEG | 2021-06-20 15:00 | DISPATCHABLE | 165 | 1318 | 1320 | 1320 | 1320 |  | 0.15 | 198 | 198 | 197.7
RP1KPAEG-Rockport 1 KP AEG | 2021-06-20 16:00 | DISPATCHABLE | 165.9552 | 1318 | 1320 | 1320 | 1320 |  | 0.15 | 198 | 198 | 197.7
RP1KPAEG-Rockport 1 KP AEG | 2021-06-20 17:00 | DISPATCHABLE | 165.6792 | 1318 | 1320 | 1320 | 1320 |  | 0.15 | 198 | 198 | 197.7
RP1KPAEG-Rockport 1 KP AEG | 2021-06-20 18:00 | DISPATCHABLE | 163.2936 | 1318 | 1320 | 1320 | 1320 |  | 0.15 | 198 | 198 | 197.7
RP1KPAEG-Rockport 1 KP AEG | 2021-06-20 19:00 | DISPATCHABLE | 165.876 | 1318 | 1320 | 1320 | 1320 |  | 0.15 | 198 | 198 | 197.7
RP1KPAEG-Rockport 1 KP AEG | 2021-06-20 20:00 | DISPATCHABLE | 163.7448 | 1318 | 1320 | 1320 | 1320 |  | 0.15 | 198 | 198 | 197.7
RP1KPAEG-Rockport 1 KP AEG | 2021-06-20 21:00 | DISPATCHABLE | 165.7536 | 1318 | 1320 | 1320 | 1320 |  | 0.15 | 198 | 198 | 197.7
RP1KPAEG-Rockport 1 KP AEG | 2021-06-20 22:00 | DISPATCHABLE | 166.2744 | 1318 | 1320 | 1320 | 1320 |  | 0.15 | 198 | 198 | 197.7
RP1KPAEG-Rockport 1 KP AEG | 2021-06-20 23:00 | DISPATCHABLE | 155.2152 | 1318 | 1320 | 1320 | 1320 |  | 0.15 | 198 | 198 | 197.7
RP1KPAEG-Rockport 1 KP AEG | 2021-06-21 | DISPATCHABLE | 136.5552 | 1318 | 1320 | 1320 | 1320 |  | 0.15 | 198 | 198 | 197.7
RP1KPAEG-Rockport 1 KP AEG | 2021-06-21 01:00 | DISPATCHABLE | 104.0136 | 1318 | 1320 | 1320 | 1320 |  | 0.15 | 198 | 198 | 197.7
RP1KPAEG-Rockport 1 KP AEG | 2021-06-21 02:00 | DISPATCHABLE | 76.2144 | 1318 | 1320 | 1320 | 1320 |  | 0.15 | 198 | 198 | 197.7
RP1KPAEG-Rockport 1 KP AEG | 2021-06-21 03:00 | DISPATCHABLE | 76.3488 | 1318 | 1320 | 1320 | 1320 |  | 0.15 | 198 | 198 | 197.7
RP1KPAEG-Rockport 1 KP AEG | 2021-06-21 04:00 | DISPATCHABLE | 75.156 | 1318 | 1320 | 1320 | 1320 |  | 0.15 | 198 | 198 | 197.7
RP1KPAEG-Rockport 1 KP AEG | 2021-06-21 05:00 | DISPATCHABLE | 75.1488 | 1318 | 1320 | 1320 | 1320 |  | 0.15 | 198 | 198 | 197.7
RP1KPAEG-Rockport 1 KP AEG | 2021-06-21 06:00 | DISPATCHABLE | 75.276 | 1318 | 1320 | 1320 | 1320 |  | 0.15 | 198 | 198 | 197.7
RP1KPAEG-Rockport 1 KP AEG | 2021-06-21 07:00 | DISPATCHABLE | 75.1512 | 1318 | 1320 | 1320 | 1320 |  | 0.15 | 198 | 198 | 197.7
RP1KPAEG-Rockport 1 KP AEG | 2021-06-21 08:00 | DISPATCHABLE | 75.384 | 1318 | 1320 | 1320 | 1320 |  | 0.15 | 198 | 198 | 197.7
RP1KPAEG-Rockport 1 KP AEG | 2021-06-21 09:00 | DISPATCHABLE | 75.2688 | 1318 | 1320 | 1320 | 1320 |  | 0.15 | 198 | 198 | 197.7
RP1KPAEG-Rockport 1 KP AEG | 2021-06-21 10:00 | DISPATCHABLE | 84.4968 | 1318 | 1320 | 1320 | 1320 |  | 0.15 | 198 | 198 | 197.7
RP1KPAEG-Rockport 1 KP AEG | 2021-06-21 11:00 | DISPATCHABLE | 94.6248 | 1318 | 1320 | 1320 | 1320 |  | 0.15 | 198 | 198 | 197.7
RP1KPAEG-Rockport 1 KP AEG | 2021-06-21 12:00 | DISPATCHABLE | 115.2888 | 1318 | 1320 | 1320 | 1320 |  | 0.15 | 198 | 198 | 197.7
RP1KPAEG-Rockport 1 KP AEG | 2021-06-21 13:00 | DISPATCHABLE | 117.828 | 1318 | 1320 | 1320 | 1320 |  | 0.15 | 198 | 198 | 197.7
RP1KPAEG-Rockport 1 KP AEG | 2021-06-21 14:00 | DISPATCHABLE | 138.696 | 1318 | 1320 | 1320 | 1320 |  | 0.15 | 198 | 198 | 197.7
RP1KPAEG-Rockport 1 KP AEG | 2021-06-21 15:00 | DISPATCHABLE | 157.5096 | 1318 | 1320 | 1320 | 1320 |  | 0.15 | 198 | 198 | 197.7
RP1KPAEG-Rockport 1 KP AEG | 2021-06-21 16:00 | DISPATCHABLE | 142.0416 | 1318 | 1320 | 1320 | 1320 |  | 0.15 | 198 | 198 | 197.7
RP1KPAEG-Rockport 1 KP AEG | 2021-06-21 17:00 | DISPATCHABLE | 124.6632 | 1318 | 1320 | 1320 | 1320 |  | 0.15 | 198 | 198 | 197.7
RP1KPAEG-Rockport 1 KP AEG | 2021-06-21 18:00 | DISPATCHABLE | 99.0528 | 1318 | 1320 | 1320 | 1320 |  | 0.15 | 198 | 198 | 197.7
RP1KPAEG-Rockport 1 KP AEG | 2021-06-21 19:00 | DISPATCHABLE | 81.204 | 1318 | 1320 | 1320 | 1320 |  | 0.15 | 198 | 198 | 197.7
RP1KPAEG-Rockport 1 KP AEG | 2021-06-21 20:00 | DISPATCHABLE | 74.856 | 1318 | 1320 | 1320 | 1320 |  | 0.15 | 198 | 198 | 197.7
RP1KPAEG-Rockport 1 KP AEG | 2021-06-21 21:00 | DISPATCHABLE | 74.9184 | 1318 | 1320 | 1320 | 1320 |  | 0.15 | 198 | 198 | 197.7
RP1KPAEG-Rockport 1 KP AEG | 2021-06-21 22:00 | DISPATCHABLE | 74.676 | 1318 | 1320 | 1320 | 1320 |  | 0.15 | 198 | 198 | 197.7
RP1KPAEG-Rockport 1 KP AEG | 2021-06-21 23:00 | DISPATCHABLE | 74.5272 | 1318 | 1320 | 1320 | 1320 |  | 0.15 | 198 | 198 | 197.7
RP1KPAEG-Rockport 1 KP AEG | 2021-06-22 | DISPATCHABLE | 74.5728 | 1318 | 1320 | 1320 | 1320 |  | 0.15 | 198 | 198 | 197.7
RP1KPAEG-Rockport 1 KP AEG | 2021-06-22 01:00 | DISPATCHABLE | 74.7072 | 1318 | 1320 | 1320 | 1320 |  | 0.15 | 198 | 198 | 197.7
RP1KPAEG-Rockport 1 KP AEG | 2021-06-22 02:00 | DISPATCHABLE | 74.76 | 1318 | 1320 | 1320 | 1320 |  | 0.15 | 198 | 198 | 197.7
RP1KPAEG-Rockport 1 KP AEG | 2021-06-22 03:00 | DISPATCHABLE | 74.784 | 1318 | 1320 | 1320 | 1320 |  | 0.15 | 198 | 198 | 197.7
RP1KPAEG-Rockport 1 KP AEG | 2021-06-22 04:00 | DISPATCHABLE | 74.6904 | 1318 | 1320 | 1320 | 1320 |  | 0.15 | 198 | 198 | 197.7
RP1KPAEG-Rockport 1 KP AEG | 2021-06-22 05:00 | DISPATCHABLE | 74.844 | 1318 | 1320 | 1320 | 1320 |  | 0.15 | 198 | 198 | 197.7
RP1KPAEG-Rockport 1 KP AEG | 2021-06-22 06:00 | DISPATCHABLE | 74.6016 | 1318 | 1320 | 1320 | 1320 |  | 0.15 | 198 | 198 | 197.7
RP1KPAEG-Rockport 1 KP AEG | 2021-06-22 07:00 | DISPATCHABLE | 74.6688 | 1318 | 1320 | 1320 | 1320 |  | 0.15 | 198 | 198 | 197.7
RP1KPAEG-Rockport 1 KP AEG | 2021-06-22 08:00 | DISPATCHABLE | 74.7648 | 1318 | 1320 | 1320 | 1320 |  | 0.15 | 198 | 198 | 197.7
RP1KPAEG-Rockport 1 KP AEG | 2021-06-22 09:00 | DISPATCHABLE | 84.5352 | 1318 | 1320 | 1320 | 1320 |  | 0.15 | 198 | 198 | 197.7
RP1KPAEG-Rockport 1 KP AEG | 2021-06-22 10:00 | DISPATCHABLE | 100.4808 | 1318 | 1320 | 1320 | 1320 |  | 0.15 | 198 | 198 | 197.7
RP1KPAEG-Rockport 1 KP AEG | 2021-06-22 11:00 | DISPATCHABLE | 85.3056 | 1318 | 1320 | 1320 | 1320 |  | 0.15 | 198 | 198 | 197.7
RP1KPAEG-Rockport 1 KP AEG | 2021-06-22 12:00 | DISPATCHABLE | 75.1848 | 1318 | 1320 | 1320 | 1320 |  | 0.15 | 198 | 198 | 197.7
RP1KPAEG-Rockport 1 KP AEG | 2021-06-22 13:00 | DISPATCHABLE | 74.6424 | 1318 | 1320 | 1320 | 1320 |  | 0.15 | 198 | 198 | 197.7
RP1KPAEG-Rockport 1 KP AEG | 2021-06-22 14:00 | DISPATCHABLE | 74.664 | 1318 | 1320 | 1320 | 1320 |  | 0.15 | 198 | 198 | 197.7
RP1KPAEG-Rockport 1 KP AEG | 2021-06-22 15:00 | DISPATCHABLE | 74.6808 | 1318 | 1320 | 1320 | 1320 |  | 0.15 | 198 | 198 | 197.7
RP1KPAEG-Rockport 1 KP AEG | 2021-06-22 16:00 | DISPATCHABLE | 74.6952 | 1318 | 1320 | 1320 | 1320 |  | 0.15 | 198 | 198 | 197.7
RP1KPAEG-Rockport 1 KP AEG | 2021-06-22 17:00 | DISPATCHABLE | 74.7072 | 1318 | 1320 | 1320 | 1320 |  | 0.15 | 198 | 198 | 197.7
RP1KPAEG-Rockport 1 KP AEG | 2021-06-22 18:00 | DISPATCHABLE | 74.8488 | 1318 | 1320 | 1320 | 1320 |  | 0.15 | 198 | 198 | 197.7
RP1KPAEG-Rockport 1 KP AEG | 2021-06-22 19:00 | DISPATCHABLE | 75.0312 | 1318 | 1320 | 1320 | 1320 |  | 0.15 | 198 | 198 | 197.7
RP1KPAEG-Rockport 1 KP AEG | 2021-06-22 20:00 | DISPATCHABLE | 75.168 | 1318 | 1320 | 1320 | 1320 |  | 0.15 | 198 | 198 | 197.7
RP1KPAEG-Rockport 1 KP AEG | 2021-06-22 21:00 | DISPATCHABLE | 75.1752 | 1318 | 1320 | 1320 | 1320 |  | 0.15 | 198 | 198 | 197.7
RP1KPAEG-Rockport 1 KP AEG | 2021-06-22 22:00 | DISPATCHABLE | 75.0576 | 1318 | 1320 | 1320 | 1320 |  | 0.15 | 198 | 198 | 197.7
RP1KPAEG-Rockport 1 KP AEG | 2021-06-22 23:00 | DISPATCHABLE | 75.1704 | 1318 | 1320 | 1320 | 1320 |  | 0.15 | 198 | 198 | 197.7
RP1KPAEG-Rockport 1 KP AEG | 2021-06-23 | DISPATCHABLE | 76.3752 | 1318 | 1320 | 1320 | 1320 |  | 0.15 | 198 | 198 | 197.7
RP1KPAEG-Rockport 1 KP AEG | 2021-06-23 01:00 | DISPATCHABLE | 74.8536 | 1318 | 1320 | 1320 | 1320 |  | 0.15 | 198 | 198 | 197.7
RP1KPAEG-Rockport 1 KP AEG | 2021-06-23 02:00 | DISPATCHABLE | 75.06 | 1318 | 1320 | 1320 | 1320 |  | 0.15 | 198 | 198 | 197.7
RP1KPAEG-Rockport 1 KP AEG | 2021-06-23 03:00 | DISPATCHABLE | 75.0672 | 1318 | 1320 | 1320 | 1320 |  | 0.15 | 198 | 198 | 197.7
RP1KPAEG-Rockport 1 KP AEG | 2021-06-23 04:00 | DISPATCHABLE | 75.0768 | 1318 | 1320 | 1320 | 1320 |  | 0.15 | 198 | 198 | 197.7
RP1KPAEG-Rockport 1 KP AEG | 2021-06-23 05:00 | DISPATCHABLE | 75.5448 | 1318 | 1320 | 1320 | 1320 |  | 0.15 | 198 | 198 | 197.7
RP1KPAEG-Rockport 1 KP AEG | 2021-06-23 06:00 | DISPATCHABLE | 75.5088 | 1318 | 1320 | 1320 | 1320 |  | 0.15 | 198 | 198 | 197.7
RP1KPAEG-Rockport 1 KP AEG | 2021-06-23 07:00 | DISPATCHABLE | 75.6528 | 1318 | 1320 | 1320 | 1320 |  | 0.15 | 198 | 198 | 197.7
RP1KPAEG-Rockport 1 KP AEG | 2021-06-23 08:00 | DISPATCHABLE | 75.78 | 1318 | 1320 | 1320 | 1320 |  | 0.15 | 198 | 198 | 197.7
RP1KPAEG-Rockport 1 KP AEG | 2021-06-23 09:00 | DISPATCHABLE | 75.9048 | 1318 | 1320 | 1320 | 1320 |  | 0.15 | 198 | 198 | 197.7
RP1KPAEG-Rockport 1 KP AEG | 2021-06-23 10:00 | DISPATCHABLE | 75.828 | 1318 | 1320 | 1320 | 1320 |  | 0.15 | 198 | 198 | 197.7
RP1KPAEG-Rockport 1 KP AEG | 2021-06-23 11:00 | DISPATCHABLE | 75.7872 | 1318 | 1320 | 1320 | 1320 |  | 0.15 | 198 | 198 | 197.7
RP1KPAEG-Rockport 1 KP AEG | 2021-06-23 12:00 | DISPATCHABLE | 75.6384 | 1318 | 1320 | 1320 | 1320 |  | 0.15 | 198 | 198 | 197.7
RP1KPAEG-Rockport 1 KP AEG | 2021-06-23 13:00 | DISPATCHABLE | 75.6336 | 1318 | 1320 | 1320 | 1320 |  | 0.15 | 198 | 198 | 197.7
RP1KPAEG-Rockport 1 KP AEG | 2021-06-23 14:00 | DISPATCHABLE | 75.7416 | 1318 | 1320 | 1320 | 1320 |  | 0.15 | 198 | 198 | 197.7
RP1KPAEG-Rockport 1 KP AEG | 2021-06-23 15:00 | DISPATCHABLE | 75.7968 | 1318 | 1320 | 1320 | 1320 |  | 0.15 | 198 | 198 | 197.7
RP1KPAEG-Rockport 1 KP AEG | 2021-06-23 16:00 | DISPATCHABLE | 75.7608 | 1318 | 1320 | 1320 | 1320 |  | 0.15 | 198 | 198 | 197.7
RP1KPAEG-Rockport 1 KP AEG | 2021-06-23 17:00 | DISPATCHABLE | 75.708 | 1318 | 1320 | 1320 | 1320 |  | 0.15 | 198 | 198 | 197.7
RP1KPAEG-Rockport 1 KP AEG | 2021-06-23 18:00 | DISPATCHABLE | 79.836 | 1318 | 1320 | 1320 | 1320 |  | 0.15 | 198 | 198 | 197.7
RP1KPAEG-Rockport 1 KP AEG | 2021-06-23 19:00 | DISPATCHABLE | 80.3088 | 1318 | 1320 | 1320 | 1320 |  | 0.15 | 198 | 198 | 197.7
RP1KPAEG-Rockport 1 KP AEG | 2021-06-23 20:00 | DISPATCHABLE | 88.9632 | 1318 | 1320 | 1320 | 1320 |  | 0.15 | 198 | 198 | 197.7
RP1KPAEG-Rockport 1 KP AEG | 2021-06-23 21:00 | DISPATCHABLE | 87.9192 | 1318 | 1320 | 1320 | 1320 |  | 0.15 | 198 | 198 | 197.7
RP1KPAEG-Rockport 1 KP AEG | 2021-06-23 22:00 | DISPATCHABLE | 78.5112 | 1318 | 1320 | 1320 | 1320 |  | 0.15 | 198 | 198 | 197.7
RP1KPAEG-Rockport 1 KP AEG | 2021-06-23 23:00 | DISPATCHABLE | 75.3888 | 1318 | 1320 | 1320 | 1320 |  | 0.15 | 198 | 198 | 197.7
RP1KPAEG-Rockport 1 KP AEG | 2021-06-24 | DISPATCHABLE | 75.396 | 1318 | 1320 | 1320 | 1320 |  | 0.15 | 198 | 198 | 197.7
RP1KPAEG-Rockport 1 KP AEG | 2021-06-24 01:00 | DISPATCHABLE | 75.336 | 1318 | 1320 | 1320 | 1320 |  | 0.15 | 198 | 198 | 197.7
RP1KPAEG-Rockport 1 KP AEG | 2021-06-24 02:00 | DISPATCHABLE | 75.1992 | 1318 | 1320 | 1320 | 1320 |  | 0.15 | 198 | 198 | 197.7
RP1KPAEG-Rockport 1 KP AEG | 2021-06-24 03:00 | DISPATCHABLE | 75.4584 | 1318 | 1320 | 1320 | 1320 |  | 0.15 | 198 | 198 | 197.7
RP1KPAEG-Rockport 1 KP AEG | 2021-06-24 04:00 | DISPATCHABLE | 75.1848 | 1318 | 1320 | 1320 | 1320 |  | 0.15 | 198 | 198 | 197.7
RP1KPAEG-Rockport 1 KP AEG | 2021-06-24 05:00 | DISPATCHABLE | 75.468 | 1318 | 1320 | 1320 | 1320 |  | 0.15 | 198 | 198 | 197.7
RP1KPAEG-Rockport 1 KP AEG | 2021-06-24 06:00 | DISPATCHABLE | 75.2232 | 1318 | 1320 | 1320 | 1320 |  | 0.15 | 198 | 198 | 197.7
RP1KPAEG-Rockport 1 KP AEG | 2021-06-24 07:00 | DISPATCHABLE | 75.312 | 1318 | 1320 | 1320 | 1320 |  | 0.15 | 198 | 198 | 197.7
RP1KPAEG-Rockport 1 KP AEG | 2021-06-24 08:00 | DISPATCHABLE | 75.4488 | 1318 | 1320 | 1320 | 1320 |  | 0.15 | 198 | 198 | 197.7
RP1KPAEG-Rockport 1 KP AEG | 2021-06-24 09:00 | DISPATCHABLE | 75.7704 | 1318 | 1320 | 1320 | 1320 |  | 0.15 | 198 | 198 | 197.7
RP1KPAEG-Rockport 1 KP AEG | 2021-06-24 10:00 | DISPATCHABLE | 75.7608 | 1318 | 1320 | 1320 | 1320 |  | 0.15 | 198 | 198 | 197.7
RP1KPAEG-Rockport 1 KP AEG | 2021-06-24 11:00 | DISPATCHABLE | 75.72 | 1318 | 1320 | 1320 | 1320 |  | 0.15 | 198 | 198 | 197.7
RP1KPAEG-Rockport 1 KP AEG | 2021-06-24 12:00 | DISPATCHABLE | 79.4328 | 1318 | 1320 | 1320 | 1320 |  | 0.15 | 198 | 198 | 197.7
RP1KPAEG-Rockport 1 KP AEG | 2021-06-24 13:00 | DISPATCHABLE | 82.1952 | 1318 | 1320 | 1320 | 1320 |  | 0.15 | 198 | 198 | 197.7
RP1KPAEG-Rockport 1 KP AEG | 2021-06-24 14:00 | DISPATCHABLE | 106.7664 | 1318 | 1320 | 1320 | 1320 |  | 0.15 | 198 | 198 | 197.7
RP1KPAEG-Rockport 1 KP AEG | 2021-06-24 15:00 | DISPATCHABLE | 103.032 | 1318 | 1320 | 1320 | 1320 |  | 0.15 | 198 | 198 | 197.7
RP1KPAEG-Rockport 1 KP AEG | 2021-06-24 16:00 | DISPATCHABLE | 133.7184 | 1318 | 1320 | 1320 | 1320 |  | 0.15 | 198 | 198 | 197.7
RP1KPAEG-Rockport 1 KP AEG | 2021-06-24 17:00 | DISPATCHABLE | 160.512 | 1318 | 1320 | 1320 | 1320 |  | 0.15 | 198 | 198 | 197.7
RP1KPAEG-Rockport 1 KP AEG | 2021-06-24 18:00 | DISPATCHABLE | 168.6672 | 1318 | 1320 | 1320 | 1320 |  | 0.15 | 198 | 198 | 197.7
RP1KPAEG-Rockport 1 KP AEG | 2021-06-24 19:00 | DISPATCHABLE | 165.8352 | 1318 | 1320 | 1320 | 1320 |  | 0.15 | 198 | 198 | 197.7
RP1KPAEG-Rockport 1 KP AEG | 2021-06-24 20:00 | DISPATCHABLE | 164.1168 | 1318 | 1320 | 1320 | 1320 |  | 0.15 | 198 | 198 | 197.7
RP1KPAEG-Rockport 1 KP AEG | 2021-06-24 21:00 | DISPATCHABLE | 165.8304 | 1318 | 1320 | 1320 | 1320 |  | 0.15 | 198 | 198 | 197.7
RP1KPAEG-Rockport 1 KP AEG | 2021-06-24 22:00 | DISPATCHABLE | 161.6544 | 1318 | 1320 | 1320 | 1320 |  | 0.15 | 198 | 198 | 197.7
RP1KPAEG-Rockport 1 KP AEG | 2021-06-24 23:00 | DISPATCHABLE | 151.4112 | 1318 | 1320 | 1320 | 1320 |  | 0.15 | 198 | 198 | 197.7
RP1KPAEG-Rockport 1 KP AEG | 2021-06-25 | DISPATCHABLE | 139.0272 | 1318 | 1320 | 1320 | 1320 |  | 0.15 | 198 | 198 | 197.7
RP1KPAEG-Rockport 1 KP AEG | 2021-06-25 01:00 | DISPATCHABLE | 114.4608 | 1318 | 1320 | 1320 | 1320 |  | 0.15 | 198 | 198 | 197.7
RP1KPAEG-Rockport 1 KP AEG | 2021-06-25 02:00 | DISPATCHABLE | 87.5952 | 1318 | 1320 | 1320 | 1320 |  | 0.15 | 198 | 198 | 197.7
RP1KPAEG-Rockport 1 KP AEG | 2021-06-25 03:00 | DISPATCHABLE | 75.2352 | 1318 | 1320 | 1320 | 1320 |  | 0.15 | 198 | 198 | 197.7
RP1KPAEG-Rockport 1 KP AEG | 2021-06-25 04:00 | DISPATCHABLE | 75.3072 | 1318 | 1320 | 1320 | 1320 |  | 0.15 | 198 | 198 | 197.7
RP1KPAEG-Rockport 1 KP AEG | 2021-06-25 05:00 | DISPATCHABLE | 75.432 | 1318 | 1320 | 1320 | 1320 |  | 0.15 | 198 | 198 | 197.7
RP1KPAEG-Rockport 1 KP AEG | 2021-06-25 06:00 | DISPATCHABLE | 75.1536 | 1318 | 1320 | 1320 | 1320 |  | 0.15 | 198 | 198 | 197.7
RP1KPAEG-Rockport 1 KP AEG | 2021-06-25 07:00 | DISPATCHABLE | 75.1344 | 1318 | 1320 | 1320 | 1320 |  | 0.15 | 198 | 198 | 197.7
RP1KPAEG-Rockport 1 KP AEG | 2021-06-25 08:00 | DISPATCHABLE | 77.424 | 1318 | 1320 | 1320 | 1320 |  | 0.15 | 198 | 198 | 197.7
RP1KPAEG-Rockport 1 KP AEG | 2021-06-25 09:00 | DISPATCHABLE | 76.0128 | 1318 | 1320 | 1320 | 1320 |  | 0.15 | 198 | 198 | 197.7
RP1KPAEG-Rockport 1 KP AEG | 2021-06-25 10:00 | DISPATCHABLE | 76.9152 | 1318 | 1320 | 1320 | 1320 |  | 0.15 | 198 | 198 | 197.7
RP1KPAEG-Rockport 1 KP AEG | 2021-06-25 11:00 | DISPATCHABLE | 98.1984 | 1318 | 1320 | 1320 | 1320 |  | 0.15 | 198 | 198 | 197.7
RP1KPAEG-Rockport 1 KP AEG | 2021-06-25 12:00 | DISPATCHABLE | 123.4512 | 1318 | 1320 | 1320 | 1320 |  | 0.15 | 198 | 198 | 197.7
RP1KPAEG-Rockport 1 KP AEG | 2021-06-25 13:00 | DISPATCHABLE | 141.1728 | 1318 | 1320 | 1320 | 1320 |  | 0.15 | 198 | 198 | 197.7
RP1KPAEG-Rockport 1 KP AEG | 2021-06-25 14:00 | DISPATCHABLE | 158.1744 | 1318 | 1320 | 1320 | 1320 |  | 0.15 | 198 | 198 | 197.7
RP1KPAEG-Rockport 1 KP AEG | 2021-06-25 15:00 | DISPATCHABLE | 163.4832 | 1318 | 1320 | 1320 | 1320 |  | 0.15 | 198 | 198 | 197.7
RP1KPAEG-Rockport 1 KP AEG | 2021-06-25 16:00 | DISPATCHABLE | 163.2432 | 1318 | 1320 | 1320 | 1320 |  | 0.15 | 198 | 198 | 197.7
RP1KPAEG-Rockport 1 KP AEG | 2021-06-25 17:00 | DISPATCHABLE | 165.9216 | 1318 | 1320 | 1320 | 1320 |  | 0.15 | 198 | 198 | 197.7
RP1KPAEG-Rockport 1 KP AEG | 2021-06-25 18:00 | DISPATCHABLE | 165.6768 | 1318 | 1320 | 1320 | 1320 |  | 0.15 | 198 | 198 | 197.7
RP1KPAEG-Rockport 1 KP AEG | 2021-06-25 19:00 | DISPATCHABLE | 164.616 | 1318 | 1320 | 1320 | 1320 |  | 0.15 | 198 | 198 | 197.7
RP1KPAEG-Rockport 1 KP AEG | 2021-06-25 20:00 | DISPATCHABLE | 165.7968 | 1318 | 1320 | 1320 | 1320 |  | 0.15 | 198 | 198 | 197.7
RP1KPAEG-Rockport 1 KP AEG | 2021-06-25 21:00 | DISPATCHABLE | 165.4848 | 1318 | 1320 | 1320 | 1320 |  | 0.15 | 198 | 198 | 197.7
RP1KPAEG-Rockport 1 KP AEG | 2021-06-25 22:00 | DISPATCHABLE | 168.552 | 1318 | 1320 | 1320 | 1320 |  | 0.15 | 198 | 198 | 197.7
RP1KPAEG-Rockport 1 KP AEG | 2021-06-25 23:00 | DISPATCHABLE | 159.5328 | 1318 | 1320 | 1320 | 1320 |  | 0.15 | 198 | 198 | 197.7
RP1KPAEG-Rockport 1 KP AEG | 2021-06-26 | DISPATCHABLE | 141.456 | 1318 | 1320 | 1320 | 1320 |  | 0.15 | 198 | 198 | 197.7
RP1KPAEG-Rockport 1 KP AEG | 2021-06-26 01:00 | DISPATCHABLE | 122.7696 | 1318 | 1320 | 1320 | 1320 |  | 0.15 | 198 | 198 | 197.7
RP1KPAEG-Rockport 1 KP AEG | 2021-06-26 02:00 | DISPATCHABLE | 92.544 | 1318 | 1320 | 1320 | 1320 |  | 0.15 | 198 | 198 | 197.7
RP1KPAEG-Rockport 1 KP AEG | 2021-06-26 03:00 | DISPATCHABLE | 81.3504 | 1272 | 1320 | 1320 | 1320 |  | 0.15 | 198 | 198 | 190.8
RP1KPAEG-Rockport 1 KP AEG | 2021-06-26 04:00 | DISPATCHABLE | 75.2736 | 1318 | 1320 | 1320 | 1320 |  | 0.15 | 198 | 198 | 197.7
RP1KPAEG-Rockport 1 KP AEG | 2021-06-26 05:00 | DISPATCHABLE | 74.7936 | 1318 | 1320 | 1320 | 1320 |  | 0.15 | 198 | 198 | 197.7
RP1KPAEG-Rockport 1 KP AEG | 2021-06-26 06:00 | DISPATCHABLE | 74.64 | 1318 | 1320 | 1320 | 1320 |  | 0.15 | 198 | 198 | 197.7
RP1KPAEG-Rockport 1 KP AEG | 2021-06-26 07:00 | DISPATCHABLE | 74.6352 | 1318 | 1320 | 1320 | 1320 |  | 0.15 | 198 | 198 | 197.7
RP1KPAEG-Rockport 1 KP AEG | 2021-06-26 08:00 | DISPATCHABLE | 74.8704 | 1318 | 1320 | 1320 | 1320 |  | 0.15 | 198 | 198 | 197.7
RP1KPAEG-Rockport 1 KP AEG | 2021-06-26 09:00 | DISPATCHABLE | 74.8704 | 1318 | 1320 | 1320 | 1320 |  | 0.15 | 198 | 198 | 197.7
RP1KPAEG-Rockport 1 KP AEG | 2021-06-26 10:00 | DISPATCHABLE | 75.6528 | 1318 | 1320 | 1320 | 1320 |  | 0.15 | 198 | 198 | 197.7
RP1KPAEG-Rockport 1 KP AEG | 2021-06-26 11:00 | DISPATCHABLE | 94.776 | 1318 | 1320 | 1320 | 1320 |  | 0.15 | 198 | 198 | 197.7
RP1KPAEG-Rockport 1 KP AEG | 2021-06-26 12:00 | DISPATCHABLE | 110.0016 | 1318 | 1320 | 1320 | 1320 |  | 0.15 | 198 | 198 | 197.7
RP1KPAEG-Rockport 1 KP AEG | 2021-06-26 13:00 | DISPATCHABLE | 128.6064 | 1318 | 1320 | 1320 | 1320 |  | 0.15 | 198 | 198 | 197.7
RP1KPAEG-Rockport 1 KP AEG | 2021-06-26 14:00 | DISPATCHABLE | 156.456 | 1318 | 1320 | 1320 | 1320 |  | 0.15 | 198 | 198 | 197.7
RP1KPAEG-Rockport 1 KP AEG | 2021-06-26 15:00 | DISPATCHABLE | 162.5328 | 1318 | 1320 | 1320 | 1320 |  | 0.15 | 198 | 198 | 197.7
RP1KPAEG-Rockport 1 KP AEG | 2021-06-26 16:00 | DISPATCHABLE | 165.7824 | 1318 | 1320 | 1320 | 1320 |  | 0.15 | 198 | 198 | 197.7
RP1KPAEG-Rockport 1 KP AEG | 2021-06-26 17:00 | DISPATCHABLE | 165.5712 | 1318 | 1320 | 1320 | 1320 |  | 0.15 | 198 | 198 | 197.7
RP1KPAEG-Rockport 1 KP AEG | 2021-06-26 18:00 | DISPATCHABLE | 169.8624 | 1252 | 1320 | 1320 | 1320 |  | 0.15 | 198 | 198 | 187.8
RP1KPAEG-Rockport 1 KP AEG | 2021-06-26 19:00 | DISPATCHABLE | 171.7872 | 1250 | 1320 | 1320 | 1320 |  | 0.15 | 198 | 198 | 187.5
RP1KPAEG-Rockport 1 KP AEG | 2021-06-26 20:00 | DISPATCHABLE | 166.1856 | 1250 | 1320 | 1320 | 1320 |  | 0.15 | 198 | 198 | 187.5
RP1KPAEG-Rockport 1 KP AEG | 2021-06-26 21:00 | DISPATCHABLE | 164.496 | 1250 | 1320 | 1320 | 1320 |  | 0.15 | 198 | 198 | 187.5
RP1KPAEG-Rockport 1 KP AEG | 2021-06-26 22:00 | DISPATCHABLE | 165.2592 | 1250 | 1320 | 1320 | 1320 |  | 0.15 | 198 | 198 | 187.5
RP1KPAEG-Rockport 1 KP AEG | 2021-06-26 23:00 | DISPATCHABLE | 164.2992 | 1250 | 1320 | 1320 | 1320 |  | 0.15 | 198 | 198 | 187.5
RP1KPAEG-Rockport 1 KP AEG | 2021-06-27 | DISPATCHABLE | 158.4384 | 1250 | 1320 | 1320 | 1320 |  | 0.15 | 198 | 198 | 187.5
RP1KPAEG-Rockport 1 KP AEG | 2021-06-27 01:00 | DISPATCHABLE | 148.5024 | 1250 | 1320 | 1320 | 1320 |  | 0.15 | 198 | 198 | 187.5
RP1KPAEG-Rockport 1 KP AEG | 2021-06-27 02:00 | DISPATCHABLE | 138.4032 | 1250 | 1320 | 1320 | 1320 |  | 0.15 | 198 | 198 | 187.5
RP1KPAEG-Rockport 1 KP AEG | 2021-06-27 03:00 | DISPATCHABLE | 135.5136 | 1250 | 1320 | 1320 | 1320 |  | 0.15 | 198 | 198 | 187.5
RP1KPAEG-Rockport 1 KP AEG | 2021-06-27 04:00 | DISPATCHABLE | 135.624 | 1250 | 1320 | 1320 | 1320 |  | 0.15 | 198 | 198 | 187.5
RP1KPAEG-Rockport 1 KP AEG | 2021-06-27 05:00 | DISPATCHABLE | 135.7488 | 1250 | 1320 | 1320 | 1320 |  | 0.15 | 198 | 198 | 187.5
RP1KPAEG-Rockport 1 KP AEG | 2021-06-27 06:00 | DISPATCHABLE | 135.7392 | 1250 | 1320 | 1320 | 1320 |  | 0.15 | 198 | 198 | 187.5
RP1KPAEG-Rockport 1 KP AEG | 2021-06-27 07:00 | DISPATCHABLE | 135.6432 | 1250 | 1320 | 1320 | 1320 |  | 0.15 | 198 | 198 | 187.5
RP1KPAEG-Rockport 1 KP AEG | 2021-06-27 08:00 | DISPATCHABLE | 135.6336 | 1250 | 1320 | 1320 | 1320 |  | 0.15 | 198 | 198 | 187.5
RP1KPAEG-Rockport 1 KP AEG | 2021-06-27 09:00 | DISPATCHABLE | 135.8208 | 1250 | 1320 | 1320 | 1320 |  | 0.15 | 198 | 198 | 187.5
RP1KPAEG-Rockport 1 KP AEG | 2021-06-27 10:00 | DISPATCHABLE | 135.7968 | 1250 | 1320 | 1320 | 1320 |  | 0.15 | 198 | 198 | 187.5
RP1KPAEG-Rockport 1 KP AEG | 2021-06-27 11:00 | DISPATCHABLE | 153.5088 | 1250 | 1320 | 1320 | 1320 |  | 0.15 | 198 | 198 | 187.5
RP1KPAEG-Rockport 1 KP AEG | 2021-06-27 12:00 | DISPATCHABLE | 165.3984 | 1250 | 1320 | 1320 | 1320 |  | 0.15 | 198 | 198 | 187.5
RP1KPAEG-Rockport 1 KP AEG | 2021-06-27 13:00 | DISPATCHABLE | 168.1152 | 1250 | 1320 | 1320 | 1320 |  | 0.15 | 198 | 198 | 187.5
RP1KPAEG-Rockport 1 KP AEG | 2021-06-27 14:00 | DISPATCHABLE | 165.5904 | 1250 | 1320 | 1320 | 1320 |  | 0.15 | 198 | 198 | 187.5
RP1KPAEG-Rockport 1 KP AEG | 2021-06-27 15:00 | DISPATCHABLE | 162.984 | 1250 | 1320 | 1320 | 1320 |  | 0.15 | 198 | 198 | 187.5
RP1KPAEG-Rockport 1 KP AEG | 2021-06-27 16:00 | DISPATCHABLE | 165.8208 | 1250 | 1320 | 1320 | 1320 |  | 0.15 | 198 | 198 | 187.5
RP1KPAEG-Rockport 1 KP AEG | 2021-06-27 17:00 | DISPATCHABLE | 171.9504 | 1250 | 1320 | 1320 | 1320 |  | 0.15 | 198 | 198 | 187.5
RP1KPAEG-Rockport 1 KP AEG | 2021-06-27 18:00 | DISPATCHABLE | 174.0432 | 1221 | 1320 | 1320 | 1320 |  | 0.15 | 198 | 198 | 183.15
RP1KPAEG-Rockport 1 KP AEG | 2021-06-27 19:00 | DISPATCHABLE | 168.1056 | 1170 | 1320 | 1320 | 1320 |  | 0.15 | 198 | 198 | 175.5
RP1KPAEG-Rockport 1 KP AEG | 2021-06-27 20:00 | DISPATCHABLE | 171.96 | 1171 | 1320 | 1320 | 1320 |  | 0.15 | 198 | 198 | 175.65
RP1KPAEG-Rockport 1 KP AEG | 2021-06-27 21:00 | DISPATCHABLE | 166.416 | 1170 | 1320 | 1320 | 1320 |  | 0.15 | 198 | 198 | 175.5
RP1KPAEG-Rockport 1 KP AEG | 2021-06-27 22:00 | DISPATCHABLE | 166.0272 | 1170 | 1320 | 1320 | 1320 |  | 0.15 | 198 | 198 | 175.5
RP1KPAEG-Rockport 1 KP AEG | 2021-06-27 23:00 | DISPATCHABLE | 161.64 | 1170 | 1320 | 1320 | 1320 |  | 0.15 | 198 | 198 | 175.5
RP1KPAEG-Rockport 1 KP AEG | 2021-06-28 | DISPATCHABLE | 164.88 | 1170 | 1320 | 1320 | 1320 |  | 0.15 | 198 | 198 | 175.5
RP1KPAEG-Rockport 1 KP AEG | 2021-06-28 01:00 | DISPATCHABLE | 159.2016 | 1245 | 1320 | 1320 | 1320 |  | 0.15 | 198 | 198 | 186.75
RP1KPAEG-Rockport 1 KP AEG | 2021-06-28 02:00 | DISPATCHABLE | 137.2176 | 1207 | 1320 | 1320 | 1320 |  | 0.15 | 198 | 198 | 181.05
RP1KPAEG-Rockport 1 KP AEG | 2021-06-28 03:00 | DISPATCHABLE | 138.4848 | 1318 | 1320 | 1320 | 1320 |  | 0.15 | 198 | 198 | 197.7
RP1KPAEG-Rockport 1 KP AEG | 2021-06-28 04:00 | DISPATCHABLE | 129.1728 | 1318 | 1320 | 1320 | 1320 |  | 0.15 | 198 | 198 | 197.7
RP1KPAEG-Rockport 1 KP AEG | 2021-06-28 05:00 | DISPATCHABLE | 99.8496 | 1318 | 1320 | 1320 | 1320 |  | 0.15 | 198 | 198 | 197.7
RP1KPAEG-Rockport 1 KP AEG | 2021-06-28 06:00 | DISPATCHABLE | 93.7296 | 1318 | 1320 | 1320 | 1320 |  | 0.15 | 198 | 198 | 197.7
RP1KPAEG-Rockport 1 KP AEG | 2021-06-28 07:00 | DISPATCHABLE | 95.6064 | 1318 | 1320 | 1320 | 1320 |  | 0.15 | 198 | 198 | 197.7
RP1KPAEG-Rockport 1 KP AEG | 2021-06-28 08:00 | DISPATCHABLE | 93.8016 | 1318 | 1320 | 1320 | 1320 |  | 0.15 | 198 | 198 | 197.7
RP1KPAEG-Rockport 1 KP AEG | 2021-06-28 09:00 | DISPATCHABLE | 110.5392 | 1318 | 1320 | 1320 | 1320 |  | 0.15 | 198 | 198 | 197.7
RP1KPAEG-Rockport 1 KP AEG | 2021-06-28 10:00 | DISPATCHABLE | 135.7152 | 1318 | 1320 | 1320 | 1320 |  | 0.15 | 198 | 198 | 197.7
RP1KPAEG-Rockport 1 KP AEG | 2021-06-28 11:00 | DISPATCHABLE | 174.384 | 1318 | 1319 | 1319 | 1319 |  | 0.15 | 197.85 | 197.85 | 197.7
RP1KPAEG-Rockport 1 KP AEG | 2021-06-28 12:00 | DISPATCHABLE | 187.0416 | 1263 | 1263 | 1263 | 1262 |  | 0.15 | 189.45 | 189.3 | 189.45
RP1KPAEG-Rockport 1 KP AEG | 2021-06-28 13:00 | DISPATCHABLE | 187.6896 | 1252 | 1252 | 1252 | 1250 |  | 0.15 | 187.8 | 187.5 | 187.8
RP1KPAEG-Rockport 1 KP AEG | 2021-06-28 14:00 | DISPATCHABLE | 187.7328 | 1252 | 1252 | 1252 | 1250 |  | 0.15 | 187.8 | 187.5 | 187.8
RP1KPAEG-Rockport 1 KP AEG | 2021-06-28 15:00 | DISPATCHABLE | 187.7424 | 1253 | 1253 | 1253 | 1250 |  | 0.15 | 187.95 | 187.5 | 187.95
RP1KPAEG-Rockport 1 KP AEG | 2021-06-28 16:00 | DISPATCHABLE | 187.608 | 1252 | 1252 | 1252 | 1250 |  | 0.15 | 187.8 | 187.5 | 187.8
RP1KPAEG-Rockport 1 KP AEG | 2021-06-28 17:00 | DISPATCHABLE | 187.6176 | 1252 | 1252 | 1252 | 1250 |  | 0.15 | 187.8 | 187.5 | 187.8
RP1KPAEG-Rockport 1 KP AEG | 2021-06-28 18:00 | DISPATCHABLE | 187.728 | 1252 | 1252 | 1252 | 1250 |  | 0.15 | 187.8 | 187.5 | 187.8
RP1KPAEG-Rockport 1 KP AEG | 2021-06-28 19:00 | DISPATCHABLE | 187.68 | 1252 | 1252 | 1252 | 1250 |  | 0.15 | 187.8 | 187.5 | 187.8
RP1KPAEG-Rockport 1 KP AEG | 2021-06-28 20:00 | DISPATCHABLE | 182.76 | 1251 | 1251 | 1251 | 1250 |  | 0.15 | 187.65 | 187.5 | 187.65
RP1KPAEG-Rockport 1 KP AEG | 2021-06-28 21:00 | DISPATCHABLE | 183.7824 | 1250 | 1250 | 1250 | 1250 |  | 0.15 | 187.5 | 187.5 | 187.5
RP1KPAEG-Rockport 1 KP AEG | 2021-06-28 22:00 | DISPATCHABLE | 181.6944 | 1250 | 1250 | 1250 | 1250 |  | 0.15 | 187.5 | 187.5 | 187.5
RP1KPAEG-Rockport 1 KP AEG | 2021-06-28 23:00 | DISPATCHABLE | 178.8048 | 1240 | 1250 | 1250 | 1250 |  | 0.15 | 187.5 | 187.5 | 186
RP1KPAEG-Rockport 1 KP AEG | 2021-06-29 | DISPATCHABLE | 176.9088 | 1234 | 1250 | 1250 | 1250 |  | 0.15 | 187.5 | 187.5 | 185.1
RP1KPAEG-Rockport 1 KP AEG | 2021-06-29 01:00 | DISPATCHABLE | 185.28 | 1249 | 1250 | 1250 | 1250 |  | 0.15 | 187.5 | 187.5 | 187.35
RP1KPAEG-Rockport 1 KP AEG | 2021-06-29 02:00 | DISPATCHABLE | 171.7344 | 1250 | 1250 | 1250 | 1250 |  | 0.15 | 187.5 | 187.5 | 187.5
RP1KPAEG-Rockport 1 KP AEG | 2021-06-29 03:00 | DISPATCHABLE | 144.3408 | 1214 | 1250 | 1250 | 1250 |  | 0.15 | 187.5 | 187.5 | 182.1
RP1KPAEG-Rockport 1 KP AEG | 2021-06-29 04:00 | DISPATCHABLE | 108.1056 | 1250 | 1250 | 1250 | 1250 |  | 0.15 | 187.5 | 187.5 | 187.5
RP1KPAEG-Rockport 1 KP AEG | 2021-06-29 05:00 | DISPATCHABLE | 83.5728 | 1250 | 1250 | 1250 | 1250 |  | 0.15 | 187.5 | 187.5 | 187.5
RP1KPAEG-Rockport 1 KP AEG | 2021-06-29 06:00 | DISPATCHABLE | 76.3584 | 1250 | 1250 | 1250 | 1250 |  | 0.15 | 187.5 | 187.5 | 187.5
RP1KPAEG-Rockport 1 KP AEG | 2021-06-29 07:00 | DISPATCHABLE | 91.4832 | 1250 | 1250 | 1250 | 1250 |  | 0.15 | 187.5 | 187.5 | 187.5
RP1KPAEG-Rockport 1 KP AEG | 2021-06-29 08:00 | DISPATCHABLE | 113.544 | 1250 | 1250 | 1250 | 1250 |  | 0.15 | 187.5 | 187.5 | 187.5
RP1KPAEG-Rockport 1 KP AEG | 2021-06-29 09:00 | DISPATCHABLE | 142.9824 | 1250 | 1250 | 1250 | 1250 |  | 0.15 | 187.5 | 187.5 | 187.5
RP1KPAEG-Rockport 1 KP AEG | 2021-06-29 10:00 | DISPATCHABLE | 163.0752 | 1250 | 1250 | 1250 | 1250 |  | 0.15 | 187.5 | 187.5 | 187.5
RP1KPAEG-Rockport 1 KP AEG | 2021-06-29 11:00 | DISPATCHABLE | 176.5536 | 1250 | 1250 | 1250 | 1250 |  | 0.15 | 187.5 | 187.5 | 187.5
RP1KPAEG-Rockport 1 KP AEG | 2021-06-29 12:00 | DISPATCHABLE | 185.7168 | 1251 | 1251 | 1251 | 1250 |  | 0.15 | 187.65 | 187.5 | 187.65
RP1KPAEG-Rockport 1 KP AEG | 2021-06-29 13:00 | DISPATCHABLE | 187.1904 | 1251 | 1251 | 1251 | 1250 |  | 0.15 | 187.65 | 187.5 | 187.65
RP1KPAEG-Rockport 1 KP AEG | 2021-06-29 14:00 | DISPATCHABLE | 187.0704 | 1251 | 1251 | 1251 | 1250 |  | 0.15 | 187.65 | 187.5 | 187.65
RP1KPAEG-Rockport 1 KP AEG | 2021-06-29 15:00 | DISPATCHABLE | 187.0464 | 1251 | 1251 | 1251 | 1250 |  | 0.15 | 187.65 | 187.5 | 187.65
RP1KPAEG-Rockport 1 KP AEG | 2021-06-29 16:00 | DISPATCHABLE | 187.1088 | 1253 | 1253 | 1253 | 1250 |  | 0.15 | 187.95 | 187.5 | 187.95
RP1KPAEG-Rockport 1 KP AEG | 2021-06-29 17:00 | DISPATCHABLE | 187.1856 | 1251 | 1251 | 1251 | 1250 |  | 0.15 | 187.65 | 187.5 | 187.65
RP1KPAEG-Rockport 1 KP AEG | 2021-06-29 18:00 | DISPATCHABLE | 187.1664 | 1251 | 1251 | 1251 | 1250 |  | 0.15 | 187.65 | 187.5 | 187.65
RP1KPAEG-Rockport 1 KP AEG | 2021-06-29 19:00 | DISPATCHABLE | 187.1856 | 1251 | 1251 | 1251 | 1250 |  | 0.15 | 187.65 | 187.5 | 187.65
RP1KPAEG-Rockport 1 KP AEG | 2021-06-29 20:00 | DISPATCHABLE | 186.552 | 1251 | 1251 | 1251 | 1250 |  | 0.15 | 187.65 | 187.5 | 187.65
RP1KPAEG-Rockport 1 KP AEG | 2021-06-29 21:00 | DISPATCHABLE | 185.0016 | 1251 | 1251 | 1251 | 1250 |  | 0.15 | 187.65 | 187.5 | 187.65
RP1KPAEG-Rockport 1 KP AEG | 2021-06-29 22:00 | DISPATCHABLE | 179.3376 | 1251 | 1251 | 1251 | 1250 |  | 0.15 | 187.65 | 187.5 | 187.65
RP1KPAEG-Rockport 1 KP AEG | 2021-06-29 23:00 | DISPATCHABLE | 182.496 | 1250 | 1250 | 1250 | 1250 |  | 0.15 | 187.5 | 187.5 | 187.5
RP1KPAEG-Rockport 1 KP AEG | 2021-06-30 | DISPATCHABLE | 180.6816 | 1263 | 1263 | 1263 | 1250 |  | 0.15 | 189.45 | 187.5 | 189.45
RP1KPAEG-Rockport 1 KP AEG | 2021-06-30 01:00 | DISPATCHABLE | 176.0832 | 1239 | 1250 | 1250 | 1250 |  | 0.15 | 187.5 | 187.5 | 185.85
RP1KPAEG-Rockport 1 KP AEG | 2021-06-30 02:00 | DISPATCHABLE | 166.5408 | 1243 | 1250 | 1250 | 1250 |  | 0.15 | 187.5 | 187.5 | 186.45
RP1KPAEG-Rockport 1 KP AEG | 2021-06-30 03:00 | DISPATCHABLE | 153.5904 | 1250 | 1250 | 1250 | 1250 |  | 0.15 | 187.5 | 187.5 | 187.5
RP1KPAEG-Rockport 1 KP AEG | 2021-06-30 04:00 | DISPATCHABLE | 135.2736 | 1250 | 1250 | 1250 | 1250 |  | 0.15 | 187.5 | 187.5 | 187.5
RP1KPAEG-Rockport 1 KP AEG | 2021-06-30 05:00 | DISPATCHABLE | 104.3232 | 1250 | 1250 | 1250 | 1250 |  | 0.15 | 187.5 | 187.5 | 187.5
RP1KPAEG-Rockport 1 KP AEG | 2021-06-30 06:00 | DISPATCHABLE | 88.0656 | 1250 | 1250 | 1250 | 1250 |  | 0.15 | 187.5 | 187.5 | 187.5
RP1KPAEG-Rockport 1 KP AEG | 2021-06-30 07:00 | DISPATCHABLE | 88.6272 | 1250 | 1250 | 1250 | 1250 |  | 0.15 | 187.5 | 187.5 | 187.5
RP1KPAEG-Rockport 1 KP AEG | 2021-06-30 08:00 | DISPATCHABLE | 113.4 | 1250 | 1250 | 1250 | 1250 |  | 0.15 | 187.5 | 187.5 | 187.5
RP1KPAEG-Rockport 1 KP AEG | 2021-06-30 09:00 | DISPATCHABLE | 139.8336 | 1250 | 1250 | 1250 | 1250 |  | 0.15 | 187.5 | 187.5 | 187.5
RP1KPAEG-Rockport 1 KP AEG | 2021-06-30 10:00 | DISPATCHABLE | 175.6464 | 1250 | 1250 | 1250 | 1250 |  | 0.15 | 187.5 | 187.5 | 187.5
RP1KPAEG-Rockport 1 KP AEG | 2021-06-30 11:00 | DISPATCHABLE | 178.3344 | 1250 | 1250 | 1250 | 1250 |  | 0.15 | 187.5 | 187.5 | 187.5
RP1KPAEG-Rockport 1 KP AEG | 2021-06-30 12:00 | DISPATCHABLE | 187.1328 | 1255 | 1255 | 1255 | 1252 |  | 0.15 | 188.25 | 187.8 | 188.25
RP1KPAEG-Rockport 1 KP AEG | 2021-06-30 13:00 | DISPATCHABLE | 188.3952 | 1258 | 1258 | 1258 | 1255 |  | 0.15 | 188.7 | 188.25 | 188.7
RP1KPAEG-Rockport 1 KP AEG | 2021-06-30 14:00 | DISPATCHABLE | 187.7712 | 1257 | 1257 | 1257 | 1255 |  | 0.15 | 188.55 | 188.25 | 188.55
RP1KPAEG-Rockport 1 KP AEG | 2021-06-30 15:00 | DISPATCHABLE | 187.896 | 1257 | 1257 | 1257 | 1255 |  | 0.15 | 188.55 | 188.25 | 188.55
RP1KPAEG-Rockport 1 KP AEG | 2021-06-30 16:00 | DISPATCHABLE | 188.3232 | 1257 | 1257 | 1257 | 1255 |  | 0.15 | 188.55 | 188.25 | 188.55
RP1KPAEG-Rockport 1 KP AEG | 2021-06-30 17:00 | DISPATCHABLE | 187.4112 | 1256 | 1256 | 1256 | 1255 |  | 0.15 | 188.4 | 188.25 | 188.4
RP1KPAEG-Rockport 1 KP AEG | 2021-06-30 18:00 | DISPATCHABLE | 187.0416 | 1256 | 1256 | 1256 | 1255 |  | 0.15 | 188.4 | 188.25 | 188.4
RP1KPAEG-Rockport 1 KP AEG | 2021-06-30 19:00 | DISPATCHABLE | 186.1632 | 1255 | 1255 | 1255 | 1255 |  | 0.15 | 188.25 | 188.25 | 188.25
RP1KPAEG-Rockport 1 KP AEG | 2021-06-30 20:00 | DISPATCHABLE | 185.1072 | 1242 | 1255 | 1255 | 1255 |  | 0.15 | 188.25 | 188.25 | 186.3
RP1KPAEG-Rockport 1 KP AEG | 2021-06-30 21:00 | DISPATCHABLE | 185.3472 | 1237 | 1241 | 1241 | 1237 |  | 0.15 | 186.15 | 185.55 | 185.55
RP1KPAEG-Rockport 1 KP AEG | 2021-06-30 22:00 | DISPATCHABLE | 184.8816 | 1234 | 1234 | 1234 | 1230 |  | 0.15 | 185.1 | 184.5 | 185.1
RP1KPAEG-Rockport 1 KP AEG | 2021-06-30 23:00 | DISPATCHABLE | 152.7168 | 1021 | 1230 | 1230 | 1230 |  | 0.15 | 184.5 | 184.5 | 153.15
RP1KPAEG-Rockport 1 KP AEG | 2021-07-01 | DISPATCHABLE | 98.0976 | 655 | 1230 | 1230 | 1230 |  | 0.15 | 184.5 | 184.5 | 98.25
RP2KPAEG-Rockport 2 KP AEG | 2021-06-01 01:00 | OFFLINE | 0 | 0 | 0 | 0 | 1320 |  | 0.15 | 0 | 198 | 0
RP2KPAEG-Rockport 2 KP AEG | 2021-06-01 02:00 | OFFLINE | 0 | 0 | 0 | 0 | 1320 |  | 0.15 | 0 | 198 | 0
RP2KPAEG-Rockport 2 KP AEG | 2021-06-01 03:00 | OFFLINE | 0 | 0 | 0 | 0 | 1320 |  | 0.15 | 0 | 198 | 0
RP2KPAEG-Rockport 2 KP AEG | 2021-06-01 04:00 | OFFLINE | 0 | 0 | 0 | 0 | 1320 |  | 0.15 | 0 | 198 | 0
RP2KPAEG-Rockport 2 KP AEG | 2021-06-01 05:00 | OFFLINE | 0 | 0 | 0 | 0 | 1320 |  | 0.15 | 0 | 198 | 0
RP2KPAEG-Rockport 2 KP AEG | 2021-06-01 06:00 | OFFLINE | 0 | 0 | 0 | 0 | 1320 |  | 0.15 | 0 | 198 | 0
RP2KPAEG-Rockport 2 KP AEG | 2021-06-01 07:00 | OFFLINE | 0 | 0 | 0 | 0 | 1320 |  | 0.15 | 0 | 198 | 0
RP2KPAEG-Rockport 2 KP AEG | 2021-06-01 08:00 | OFFLINE | 0 | 0 | 0 | 0 | 1320 |  | 0.15 | 0 | 198 | 0
RP2KPAEG-Rockport 2 KP AEG | 2021-06-01 09:00 | OFFLINE | 0 | 0 | 0 | 0 | 1320 |  | 0.15 | 0 | 198 | 0
RP2KPAEG-Rockport 2 KP AEG | 2021-06-01 10:00 | OFFLINE | 0 | 0 | 0 | 0 | 1320 |  | 0.15 | 0 | 198 | 0
RP2KPAEG-Rockport 2 KP AEG | 2021-06-01 11:00 | OFFLINE | 0 | 0 | 0 | 0 | 1320 |  | 0.15 | 0 | 198 | 0
RP2KPAEG-Rockport 2 KP AEG | 2021-06-01 12:00 | OFFLINE | 0 | 0 | 0 | 0 | 1320 |  | 0.15 | 0 | 198 | 0
RP2KPAEG-Rockport 2 KP AEG | 2021-06-01 13:00 | OFFLINE | 0 | 0 | 0 | 0 | 1320 |  | 0.15 | 0 | 198 | 0
RP2KPAEG-Rockport 2 KP AEG | 2021-06-01 14:00 | OFFLINE | 0 | 0 | 0 | 0 | 1320 |  | 0.15 | 0 | 198 | 0
RP2KPAEG-Rockport 2 KP AEG | 2021-06-01 15:00 | OFFLINE | 0 | 0 | 0 | 0 | 1320 |  | 0.15 | 0 | 198 | 0
RP2KPAEG-Rockport 2 KP AEG | 2021-06-01 16:00 | OFFLINE | 0 | 0 | 0 | 0 | 1320 |  | 0.15 | 0 | 198 | 0
RP2KPAEG-Rockport 2 KP AEG | 2021-06-01 17:00 | OFFLINE | 0 | 0 | 0 | 0 | 1320 |  | 0.15 | 0 | 198 | 0
RP2KPAEG-Rockport 2 KP AEG | 2021-06-01 18:00 | OFFLINE | 0 | 0 | 0 | 0 | 1320 |  | 0.15 | 0 | 198 | 0
RP2KPAEG-Rockport 2 KP AEG | 2021-06-01 19:00 | OFFLINE | 0 | 0 | 0 | 0 | 1320 |  | 0.15 | 0 | 198 | 0
RP2KPAEG-Rockport 2 KP AEG | 2021-06-01 20:00 | OFFLINE | 0 | 0 | 0 | 0 | 1320 |  | 0.15 | 0 | 198 | 0
RP2KPAEG-Rockport 2 KP AEG | 2021-06-01 21:00 | OFFLINE | 0 | 0 | 0 | 0 | 1320 |  | 0.15 | 0 | 198 | 0
RP2KPAEG-Rockport 2 KP AEG | 2021-06-01 22:00 | OFFLINE | 0 | 0 | 0 | 0 | 1320 |  | 0.15 | 0 | 198 | 0
RP2KPAEG-Rockport 2 KP AEG | 2021-06-01 23:00 | OFFLINE | 0 | 0 | 0 | 0 | 1320 |  | 0.15 | 0 | 198 | 0
RP2KPAEG-Rockport 2 KP AEG | 2021-06-02 | OFFLINE | 0 | 0 | 0 | 0 | 1320 |  | 0.15 | 0 | 198 | 0
RP2KPAEG-Rockport 2 KP AEG | 2021-06-02 01:00 | OFFLINE | 0 | 0 | 0 | 0 | 1320 |  | 0.15 | 0 | 198 | 0
RP2KPAEG-Rockport 2 KP AEG | 2021-06-02 02:00 | OFFLINE | 0 | 0 | 0 | 0 | 1320 |  | 0.15 | 0 | 198 | 0
RP2KPAEG-Rockport 2 KP AEG | 2021-06-02 03:00 | OFFLINE | 0 | 0 | 0 | 0 | 1320 |  | 0.15 | 0 | 198 | 0
RP2KPAEG-Rockport 2 KP AEG | 2021-06-02 04:00 | OFFLINE | 0 | 0 | 0 | 0 | 1320 |  | 0.15 | 0 | 198 | 0
RP2KPAEG-Rockport 2 KP AEG | 2021-06-02 05:00 | OFFLINE | 0 | 0 | 0 | 0 | 1320 |  | 0.15 | 0 | 198 | 0
RP2KPAEG-Rockport 2 KP AEG | 2021-06-02 06:00 | OFFLINE | 0 | 0 | 0 | 0 | 1320 |  | 0.15 | 0 | 198 | 0
RP2KPAEG-Rockport 2 KP AEG | 2021-06-02 07:00 | OFFLINE | 0 | 0 | 0 | 0 | 1320 |  | 0.15 | 0 | 198 | 0
RP2KPAEG-Rockport 2 KP AEG | 2021-06-02 08:00 | OFFLINE | 0 | 0 | 0 | 0 | 1320 |  | 0.15 | 0 | 198 | 0
RP2KPAEG-Rockport 2 KP AEG | 2021-06-02 09:00 | OFFLINE | 0 | 0 | 0 | 0 | 1320 |  | 0.15 | 0 | 198 | 0
RP2KPAEG-Rockport 2 KP AEG | 2021-06-02 10:00 | OFFLINE | 0 | 0 | 0 | 0 | 1320 |  | 0.15 | 0 | 198 | 0
RP2KPAEG-Rockport 2 KP AEG | 2021-06-02 11:00 | OFFLINE | 0 | 0 | 0 | 0 | 1320 |  | 0.15 | 0 | 198 | 0
RP2KPAEG-Rockport 2 KP AEG | 2021-06-02 12:00 | OFFLINE | 0 | 0 | 0 | 0 | 1320 |  | 0.15 | 0 | 198 | 0
RP2KPAEG-Rockport 2 KP AEG | 2021-06-02 13:00 | OFFLINE | 0 | 0 | 0 | 0 | 1320 |  | 0.15 | 0 | 198 | 0
RP2KPAEG-Rockport 2 KP AEG | 2021-06-02 14:00 | OFFLINE | 0 | 0 | 0 | 0 | 1320 |  | 0.15 | 0 | 198 | 0
RP2KPAEG-Rockport 2 KP AEG | 2021-06-02 15:00 | OFFLINE | 0 | 0 | 0 | 0 | 1320 |  | 0.15 | 0 | 198 | 0
RP2KPAEG-Rockport 2 KP AEG | 2021-06-02 16:00 | OFFLINE | 0 | 0 | 0 | 0 | 1320 |  | 0.15 | 0 | 198 | 0
RP2KPAEG-Rockport 2 KP AEG | 2021-06-02 17:00 | OFFLINE | 0 | 0 | 0 | 0 | 1320 |  | 0.15 | 0 | 198 | 0
RP2KPAEG-Rockport 2 KP AEG | 2021-06-02 18:00 | OFFLINE | 0 | 0 | 0 | 0 | 1320 |  | 0.15 | 0 | 198 | 0
RP2KPAEG-Rockport 2 KP AEG | 2021-06-02 19:00 | OFFLINE | 0 | 0 | 0 | 0 | 1320 |  | 0.15 | 0 | 198 | 0
RP2KPAEG-Rockport 2 KP AEG | 2021-06-02 20:00 | OFFLINE | 0 | 0 | 0 | 0 | 1320 |  | 0.15 | 0 | 198 | 0
RP2KPAEG-Rockport 2 KP AEG | 2021-06-02 21:00 | OFFLINE | 0 | 0 | 0 | 0 | 1320 |  | 0.15 | 0 | 198 | 0
RP2KPAEG-Rockport 2 KP AEG | 2021-06-02 22:00 | OFFLINE | 0 | 0 | 0 | 0 | 1320 |  | 0.15 | 0 | 198 | 0
RP2KPAEG-Rockport 2 KP AEG | 2021-06-02 23:00 | OFFLINE | 0 | 0 | 0 | 0 | 1320 |  | 0.15 | 0 | 198 | 0
RP2KPAEG-Rockport 2 KP AEG | 2021-06-03 | OFFLINE | 0 | 0 | 0 | 0 | 1320 |  | 0.15 | 0 | 198 | 0
RP2KPAEG-Rockport 2 KP AEG | 2021-06-03 01:00 | OFFLINE | 0 | 0 | 0 | 0 | 1320 |  | 0.15 | 0 | 198 | 0
RP2KPAEG-Rockport 2 KP AEG | 2021-06-03 02:00 | OFFLINE | 0 | 0 | 0 | 0 | 1320 |  | 0.15 | 0 | 198 | 0
RP2KPAEG-Rockport 2 KP AEG | 2021-06-03 03:00 | OFFLINE | 0 | 0 | 0 | 0 | 1320 |  | 0.15 | 0 | 198 | 0
RP2KPAEG-Rockport 2 KP AEG | 2021-06-03 04:00 | OFFLINE | 0 | 0 | 0 | 0 | 1320 |  | 0.15 | 0 | 198 | 0
RP2KPAEG-Rockport 2 KP AEG | 2021-06-03 05:00 | OFFLINE | 0 | 0 | 0 | 0 | 1320 |  | 0.15 | 0 | 198 | 0
RP2KPAEG-Rockport 2 KP AEG | 2021-06-03 06:00 | OFFLINE | 0 | 0 | 0 | 0 | 1320 |  | 0.15 | 0 | 198 | 0
RP2KPAEG-Rockport 2 KP AEG | 2021-06-03 07:00 | OFFLINE | 0 | 0 | 0 | 0 | 1320 |  | 0.15 | 0 | 198 | 0
RP2KPAEG-Rockport 2 KP AEG | 2021-06-03 08:00 | OFFLINE | 0 | 0 | 0 | 0 | 1320 |  | 0.15 | 0 | 198 | 0
RP2KPAEG-Rockport 2 KP AEG | 2021-06-03 09:00 | OFFLINE | 0 | 0 | 0 | 0 | 1320 |  | 0.15 | 0 | 198 | 0
RP2KPAEG-Rockport 2 KP AEG | 2021-06-03 10:00 | OFFLINE | 0 | 0 | 0 | 0 | 1320 |  | 0.15 | 0 | 198 | 0
RP2KPAEG-Rockport 2 KP AEG | 2021-06-03 11:00 | OFFLINE | 0 | 0 | 0 | 0 | 1320 |  | 0.15 | 0 | 198 | 0
RP2KPAEG-Rockport 2 KP AEG | 2021-06-03 12:00 | OFFLINE | 0 | 0 | 0 | 0 | 1320 |  | 0.15 | 0 | 198 | 0
RP2KPAEG-Rockport 2 KP AEG | 2021-06-03 13:00 | OFFLINE | 0 | 0 | 0 | 0 | 1320 |  | 0.15 | 0 | 198 | 0
RP2KPAEG-Rockport 2 KP AEG | 2021-06-03 14:00 | OFFLINE | 0 | 0 | 0 | 0 | 1320 |  | 0.15 | 0 | 198 | 0
RP2KPAEG-Rockport 2 KP AEG | 2021-06-03 15:00 | OFFLINE | 0 | 0 | 0 | 0 | 1320 |  | 0.15 | 0 | 198 | 0
RP2KPAEG-Rockport 2 KP AEG | 2021-06-03 16:00 | OFFLINE | 0 | 0 | 0 | 0 | 1320 |  | 0.15 | 0 | 198 | 0
RP2KPAEG-Rockport 2 KP AEG | 2021-06-03 17:00 | OFFLINE | 0 | 0 | 0 | 0 | 1320 |  | 0.15 | 0 | 198 | 0
RP2KPAEG-Rockport 2 KP AEG | 2021-06-03 18:00 | OFFLINE | 0 | 0 | 0 | 0 | 1320 |  | 0.15 | 0 | 198 | 0
RP2KPAEG-Rockport 2 KP AEG | 2021-06-03 19:00 | OFFLINE | 0 | 0 | 0 | 0 | 1320 |  | 0.15 | 0 | 198 | 0
RP2KPAEG-Rockport 2 KP AEG | 2021-06-03 20:00 | OFFLINE | 0 | 0 | 0 | 0 | 1320 |  | 0.15 | 0 | 198 | 0
RP2KPAEG-Rockport 2 KP AEG | 2021-06-03 21:00 | OFFLINE | 0 | 0 | 0 | 0 | 1320 |  | 0.15 | 0 | 198 | 0
RP2KPAEG-Rockport 2 KP AEG | 2021-06-03 22:00 | OFFLINE | 0 | 0 | 0 | 0 | 1320 |  | 0.15 | 0 | 198 | 0
RP2KPAEG-Rockport 2 KP AEG | 2021-06-03 23:00 | OFFLINE | 0 | 0 | 0 | 0 | 1320 |  | 0.15 | 0 | 198 | 0
RP2KPAEG-Rockport 2 KP AEG | 2021-06-04 | OFFLINE | 0 | 0 | 0 | 0 | 1320 |  | 0.15 | 0 | 198 | 0
RP2KPAEG-Rockport 2 KP AEG | 2021-06-04 01:00 | OFFLINE | 0 | 0 | 0 | 0 | 1320 |  | 0.15 | 0 | 198 | 0
RP2KPAEG-Rockport 2 KP AEG | 2021-06-04 02:00 | OFFLINE | 0 | 0 | 0 | 0 | 1320 |  | 0.15 | 0 | 198 | 0
RP2KPAEG-Rockport 2 KP AEG | 2021-06-04 03:00 | OFFLINE | 0 | 0 | 0 | 0 | 1320 |  | 0.15 | 0 | 198 | 0
RP2KPAEG-Rockport 2 KP AEG | 2021-06-04 04:00 | OFFLINE | 0 | 0 | 0 | 0 | 1320 |  | 0.15 | 0 | 198 | 0
RP2KPAEG-Rockport 2 KP AEG | 2021-06-04 05:00 | OFFLINE | 0 | 0 | 0 | 0 | 1320 |  | 0.15 | 0 | 198 | 0
RP2KPAEG-Rockport 2 KP AEG | 2021-06-04 06:00 | OFFLINE | 0 | 0 | 0 | 0 | 1320 |  | 0.15 | 0 | 198 | 0
RP2KPAEG-Rockport 2 KP AEG | 2021-06-04 07:00 | OFFLINE | 0 | 0 | 0 | 0 | 1320 |  | 0.15 | 0 | 198 | 0
RP2KPAEG-Rockport 2 KP AEG | 2021-06-04 08:00 | OFFLINE | 0 | 0 | 0 | 0 | 1320 |  | 0.15 | 0 | 198 | 0
RP2KPAEG-Rockport 2 KP AEG | 2021-06-04 09:00 | OFFLINE | 0 | 0 | 0 | 0 | 1320 |  | 0.15 | 0 | 198 | 0
RP2KPAEG-Rockport 2 KP AEG | 2021-06-04 10:00 | OFFLINE | 0 | 0 | 0 | 0 | 1320 |  | 0.15 | 0 | 198 | 0
RP2KPAEG-Rockport 2 KP AEG | 2021-06-04 11:00 | OFFLINE | 0 | 0 | 0 | 0 | 1320 |  | 0.15 | 0 | 198 | 0
RP2KPAEG-Rockport 2 KP AEG | 2021-06-04 12:00 | OFFLINE | 0 | 0 | 0 | 0 | 1320 |  | 0.15 | 0 | 198 | 0
RP2KPAEG-Rockport 2 KP AEG | 2021-06-04 13:00 | OFFLINE | 0 | 0 | 0 | 0 | 1320 |  | 0.15 | 0 | 198 | 0
RP2KPAEG-Rockport 2 KP AEG | 2021-06-04 14:00 | OFFLINE | 0 | 0 | 0 | 0 | 1320 |  | 0.15 | 0 | 198 | 0
RP2KPAEG-Rockport 2 KP AEG | 2021-06-04 15:00 | OFFLINE | 0 | 0 | 0 | 0 | 1320 |  | 0.15 | 0 | 198 | 0
RP2KPAEG-Rockport 2 KP AEG | 2021-06-04 16:00 | OFFLINE | 0 | 0 | 0 | 0 | 1320 |  | 0.15 | 0 | 198 | 0
RP2KPAEG-Rockport 2 KP AEG | 2021-06-04 17:00 | OFFLINE | 0 | 0 | 0 | 0 | 1320 |  | 0.15 | 0 | 198 | 0
RP2KPAEG-Rockport 2 KP AEG | 2021-06-04 18:00 | OFFLINE | 0 | 0 | 0 | 0 | 1320 |  | 0.15 | 0 | 198 | 0
RP2KPAEG-Rockport 2 KP AEG | 2021-06-04 19:00 | OFFLINE | 0 | 0 | 0 | 0 | 1320 |  | 0.15 | 0 | 198 | 0
RP2KPAEG-Rockport 2 KP AEG | 2021-06-04 20:00 | OFFLINE | 0 | 0 | 0 | 0 | 1320 |  | 0.15 | 0 | 198 | 0
RP2KPAEG-Rockport 2 KP AEG | 2021-06-04 21:00 | OFFLINE | 0 | 0 | 0 | 0 | 1320 |  | 0.15 | 0 | 198 | 0
RP2KPAEG-Rockport 2 KP AEG | 2021-06-04 22:00 | OFFLINE | 0 | 0 | 0 | 0 | 1320 |  | 0.15 | 0 | 198 | 0
RP2KPAEG-Rockport 2 KP AEG | 2021-06-04 23:00 | OFFLINE | 0 | 0 | 0 | 0 | 1320 |  | 0.15 | 0 | 198 | 0
RP2KPAEG-Rockport 2 KP AEG | 2021-06-05 | OFFLINE | 0 | 0 | 0 | 0 | 1320 |  | 0.15 | 0 | 198 | 0
RP2KPAEG-Rockport 2 KP AEG | 2021-06-05 01:00 | OFFLINE | 0 | 0 | 0 | 0 | 1320 |  | 0.15 | 0 | 198 | 0
RP2KPAEG-Rockport 2 KP AEG | 2021-06-05 02:00 | OFFLINE | 0 | 0 | 0 | 0 | 1320 |  | 0.15 | 0 | 198 | 0
RP2KPAEG-Rockport 2 KP AEG | 2021-06-05 03:00 | OFFLINE | 0 | 0 | 0 | 0 | 1320 |  | 0.15 | 0 | 198 | 0
RP2KPAEG-Rockport 2 KP AEG | 2021-06-05 04:00 | OFFLINE | 0 | 0 | 0 | 0 | 1320 |  | 0.15 | 0 | 198 | 0
RP2KPAEG-Rockport 2 KP AEG | 2021-06-05 05:00 | OFFLINE | 0 | 0 | 0 | 0 | 1320 |  | 0.15 | 0 | 198 | 0
RP2KPAEG-Rockport 2 KP AEG | 2021-06-05 06:00 | OFFLINE | 0 | 0 | 0 | 0 | 1320 |  | 0.15 | 0 | 198 | 0
RP2KPAEG-Rockport 2 KP AEG | 2021-06-05 07:00 | OFFLINE | 0 | 0 | 0 | 0 | 1320 |  | 0.15 | 0 | 198 | 0
RP2KPAEG-Rockport 2 KP AEG | 2021-06-05 08:00 | OFFLINE | 0 | 0 | 0 | 0 | 1320 |  | 0.15 | 0 | 198 | 0
RP2KPAEG-Rockport 2 KP AEG | 2021-06-05 09:00 | OFFLINE | 0 | 0 | 0 | 0 | 1320 |  | 0.15 | 0 | 198 | 0
RP2KPAEG-Rockport 2 KP AEG | 2021-06-05 10:00 | OFFLINE | 0 | 0 | 0 | 0 | 1320 |  | 0.15 | 0 | 198 | 0
RP2KPAEG-Rockport 2 KP AEG | 2021-06-05 11:00 | OFFLINE | 0 | 0 | 0 | 0 | 1320 |  | 0.15 | 0 | 198 | 0
RP2KPAEG-Rockport 2 KP AEG | 2021-06-05 12:00 | FIXED | 0.2424 | 3 | 3 | 3 | 1320 |  | 0.15 | 0.45 | 198 | 0.45
RP2KPAEG-Rockport 2 KP AEG | 2021-06-05 13:00 | FIXED | 3.6504 | 25 | 25 | 25 | 1320 |  | 0.15 | 3.75 | 198 | 3.75
RP2KPAEG-Rockport 2 KP AEG | 2021-06-05 14:00 | FIXED | 7.5336 | 51 | 51 | 51 | 1320 |  | 0.15 | 7.65 | 198 | 7.65
RP2KPAEG-Rockport 2 KP AEG | 2021-06-05 15:00 | FIXED | 11.8512 | 79 | 80 | 80 | 1320 |  | 0.15 | 12 | 198 | 11.85
RP2KPAEG-Rockport 2 KP AEG | 2021-06-05 16:00 | DISPATCHABLE | 16.7832 | 112 | 112 | 112 | 1320 |  | 0.15 | 16.8 | 198 | 16.8
RP2KPAEG-Rockport 2 KP AEG | 2021-06-05 17:00 | DISPATCHABLE | 18.924 | 126 | 175 | 175 | 1320 |  | 0.15 | 26.25 | 198 | 18.9
RP2KPAEG-Rockport 2 KP AEG | 2021-06-05 18:00 | DISPATCHABLE | 20.2464 | 135 | 135 | 135 | 1320 |  | 0.15 | 20.25 | 198 | 20.25
RP2KPAEG-Rockport 2 KP AEG | 2021-06-05 19:00 | DISPATCHABLE | 20.736 | 139 | 139 | 139 | 1320 |  | 0.15 | 20.85 | 198 | 20.85
RP2KPAEG-Rockport 2 KP AEG | 2021-06-05 20:00 | DISPATCHABLE | 19.764 | 132 | 132 | 132 | 1320 |  | 0.15 | 19.8 | 198 | 19.8
RP2KPAEG-Rockport 2 KP AEG | 2021-06-05 21:00 | DISPATCHABLE | 23.1264 | 155 | 155 | 155 | 1320 |  | 0.15 | 23.25 | 198 | 23.25
RP2KPAEG-Rockport 2 KP AEG | 2021-06-05 22:00 | DISPATCHABLE | 37.4904 | 250 | 435 | 435 | 1320 |  | 0.15 | 65.25 | 198 | 37.5
RP2KPAEG-Rockport 2 KP AEG | 2021-06-05 23:00 | DISPATCHABLE | 56.9184 | 379 | 435 | 435 | 1320 |  | 0.15 | 65.25 | 198 | 56.85
RP2KPAEG-Rockport 2 KP AEG | 2021-06-06 | DISPATCHABLE | 69.1392 | 462 | 462 | 462 | 1320 |  | 0.15 | 69.3 | 198 | 69.3
RP2KPAEG-Rockport 2 KP AEG | 2021-06-06 01:00 | DISPATCHABLE | 76.332 | 869 | 879 | 879 | 1320 |  | 0.15 | 131.85 | 198 | 130.35
RP2KPAEG-Rockport 2 KP AEG | 2021-06-06 02:00 | DISPATCHABLE | 96.7056 | 1300 | 1320 | 1320 | 1320 |  | 0.15 | 198 | 198 | 195
RP2KPAEG-Rockport 2 KP AEG | 2021-06-06 03:00 | DISPATCHABLE | 98.8752 | 1300 | 1320 | 1320 | 1320 |  | 0.15 | 198 | 198 | 195
RP2KPAEG-Rockport 2 KP AEG | 2021-06-06 04:00 | DISPATCHABLE | 81.3624 | 959 | 970 | 970 | 1320 |  | 0.15 | 145.5 | 198 | 143.85
RP2KPAEG-Rockport 2 KP AEG | 2021-06-06 05:00 | DISPATCHABLE | 75.336 | 1149 | 1165 | 1165 | 1320 |  | 0.15 | 174.75 | 198 | 172.35
RP2KPAEG-Rockport 2 KP AEG | 2021-06-06 06:00 | DISPATCHABLE | 75.6024 | 1252 | 1270 | 1270 | 1320 |  | 0.15 | 190.5 | 198 | 187.8
RP2KPAEG-Rockport 2 KP AEG | 2021-06-06 07:00 | DISPATCHABLE | 75.624 | 1283 | 1302 | 1302 | 1320 |  | 0.15 | 195.3 | 198 | 192.45
RP2KPAEG-Rockport 2 KP AEG | 2021-06-06 08:00 | DISPATCHABLE | 75.864 | 1278 | 1298 | 1298 | 1320 |  | 0.15 | 194.7 | 198 | 191.7
RP2KPAEG-Rockport 2 KP AEG | 2021-06-06 09:00 | DISPATCHABLE | 75.4392 | 1300 | 1320 | 1320 | 1320 |  | 0.15 | 198 | 198 | 195
RP2KPAEG-Rockport 2 KP AEG | 2021-06-06 10:00 | DISPATCHABLE | 75.9264 | 986 | 998 | 998 | 1320 |  | 0.15 | 149.7 | 198 | 147.9
RP2KPAEG-Rockport 2 KP AEG | 2021-06-06 11:00 | DISPATCHABLE | 86.4768 | 1300 | 1320 | 1320 | 1320 |  | 0.15 | 198 | 198 | 195
RP2KPAEG-Rockport 2 KP AEG | 2021-06-06 12:00 | DISPATCHABLE | 108.7896 | 1300 | 1320 | 1320 | 1320 |  | 0.15 | 198 | 198 | 195
RP2KPAEG-Rockport 2 KP AEG | 2021-06-06 13:00 | DISPATCHABLE | 120.3552 | 1135 | 1320 | 1320 | 1320 |  | 0.15 | 198 | 198 | 170.25
RP2KPAEG-Rockport 2 KP AEG | 2021-06-06 14:00 | DISPATCHABLE | 121.1016 | 808 | 1320 | 1320 | 1320 |  | 0.15 | 198 | 198 | 121.2
RP2KPAEG-Rockport 2 KP AEG | 2021-06-06 15:00 | DISPATCHABLE | 121.1112 | 889 | 1320 | 1320 | 1320 |  | 0.15 | 198 | 198 | 133.35
RP2KPAEG-Rockport 2 KP AEG | 2021-06-06 16:00 | DISPATCHABLE | 121.9224 | 900 | 1320 | 1320 | 1320 |  | 0.15 | 198 | 198 | 135
RP2KPAEG-Rockport 2 KP AEG | 2021-06-06 17:00 | DISPATCHABLE | 132.084 | 1012 | 1320 | 1320 | 1320 |  | 0.15 | 198 | 198 | 151.8
RP2KPAEG-Rockport 2 KP AEG | 2021-06-06 18:00 | DISPATCHABLE | 160.7616 | 1300 | 1320 | 1320 | 1320 |  | 0.15 | 198 | 198 | 195
RP2KPAEG-Rockport 2 KP AEG | 2021-06-06 19:00 | DISPATCHABLE | 159.5304 | 1300 | 1320 | 1320 | 1320 |  | 0.15 | 198 | 198 | 195
RP2KPAEG-Rockport 2 KP AEG | 2021-06-06 20:00 | DISPATCHABLE | 158.184 | 1300 | 1320 | 1320 | 1320 |  | 0.15 | 198 | 198 | 195
RP2KPAEG-Rockport 2 KP AEG | 2021-06-06 21:00 | DISPATCHABLE | 158.9472 | 1300 | 1320 | 1320 | 1320 |  | 0.15 | 198 | 198 | 195
RP2KPAEG-Rockport 2 KP AEG | 2021-06-06 22:00 | DISPATCHABLE | 175.6176 | 1300 | 1320 | 1320 | 1320 |  | 0.15 | 198 | 198 | 195
RP2KPAEG-Rockport 2 KP AEG | 2021-06-06 23:00 | DISPATCHABLE | 167.7816 | 1300 | 1320 | 1320 | 1320 |  | 0.15 | 198 | 198 | 195
RP2KPAEG-Rockport 2 KP AEG | 2021-06-07 | DISPATCHABLE | 114.7752 | 1300 | 1320 | 1320 | 1320 |  | 0.15 | 198 | 198 | 195
RP2KPAEG-Rockport 2 KP AEG | 2021-06-07 01:00 | DISPATCHABLE | 79.4472 | 1300 | 1320 | 1320 | 1320 |  | 0.15 | 198 | 198 | 195
RP2KPAEG-Rockport 2 KP AEG | 2021-06-07 02:00 | DISPATCHABLE | 76.8 | 1300 | 1320 | 1320 | 1320 |  | 0.15 | 198 | 198 | 195
RP2KPAEG-Rockport 2 KP AEG | 2021-06-07 03:00 | DISPATCHABLE | 75.828 | 1300 | 1320 | 1320 | 1320 |  | 0.15 | 198 | 198 | 195
RP2KPAEG-Rockport 2 KP AEG | 2021-06-07 04:00 | DISPATCHABLE | 75.8832 | 1300 | 1320 | 1320 | 1320 |  | 0.15 | 198 | 198 | 195
RP2KPAEG-Rockport 2 KP AEG | 2021-06-07 05:00 | DISPATCHABLE | 75.6456 | 1167 | 1183 | 1183 | 1320 |  | 0.15 | 177.45 | 198 | 175.05
RP2KPAEG-Rockport 2 KP AEG | 2021-06-07 06:00 | DISPATCHABLE | 75.6648 | 1205 | 1223 | 1223 | 1320 |  | 0.15 | 183.45 | 198 | 180.75
RP2KPAEG-Rockport 2 KP AEG | 2021-06-07 07:00 | DISPATCHABLE | 77.2968 | 1300 | 1320 | 1320 | 1320 |  | 0.15 | 198 | 198 | 195
RP2KPAEG-Rockport 2 KP AEG | 2021-06-07 08:00 | DISPATCHABLE | 93.4632 | 1300 | 1320 | 1320 | 1320 |  | 0.15 | 198 | 198 | 195
RP2KPAEG-Rockport 2 KP AEG | 2021-06-07 09:00 | DISPATCHABLE | 106.8264 | 1300 | 1320 | 1320 | 1320 |  | 0.15 | 198 | 198 | 195
RP2KPAEG-Rockport 2 KP AEG | 2021-06-07 10:00 | DISPATCHABLE | 130.128 | 1300 | 1320 | 1320 | 1320 |  | 0.15 | 198 | 198 | 195
RP2KPAEG-Rockport 2 KP AEG | 2021-06-07 11:00 | DISPATCHABLE | 107.9376 | 1300 | 1320 | 1320 | 1320 |  | 0.15 | 198 | 198 | 195
RP2KPAEG-Rockport 2 KP AEG | 2021-06-07 12:00 | DISPATCHABLE | 99.0456 | 1300 | 1320 | 1320 | 1320 |  | 0.15 | 198 | 198 | 195
RP2KPAEG-Rockport 2 KP AEG | 2021-06-07 13:00 | DISPATCHABLE | 116.9304 | 1300 | 1320 | 1320 | 1320 |  | 0.15 | 198 | 198 | 195
RP2KPAEG-Rockport 2 KP AEG | 2021-06-07 14:00 | DISPATCHABLE | 150.4992 | 1300 | 1320 | 1320 | 1320 |  | 0.15 | 198 | 198 | 195
RP2KPAEG-Rockport 2 KP AEG | 2021-06-07 15:00 | DISPATCHABLE | 166.4064 | 1300 | 1320 | 1320 | 1320 |  | 0.15 | 198 | 198 | 195
RP2KPAEG-Rockport 2 KP AEG | 2021-06-07 16:00 | DISPATCHABLE | 178.0992 | 1300 | 1320 | 1320 | 1320 |  | 0.15 | 198 | 198 | 195
RP2KPAEG-Rockport 2 KP AEG | 2021-06-07 17:00 | DISPATCHABLE | 190.4136 | 1300 | 1320 | 1320 | 1320 |  | 0.15 | 198 | 198 | 195
RP2KPAEG-Rockport 2 KP AEG | 2021-06-07 18:00 | DISPATCHABLE | 194.6016 | 1302 | 1320 | 1320 | 1320 |  | 0.15 | 198 | 198 | 195.3
RP2KPAEG-Rockport 2 KP AEG | 2021-06-07 19:00 | DISPATCHABLE | 188.4696 | 1301 | 1320 | 1320 | 1320 |  | 0.15 | 198 | 198 | 195.15
RP2KPAEG-Rockport 2 KP AEG | 2021-06-07 20:00 | DISPATCHABLE | 183.0216 | 1300 | 1320 | 1320 | 1320 |  | 0.15 | 198 | 198 | 195
RP2KPAEG-Rockport 2 KP AEG | 2021-06-07 21:00 | DISPATCHABLE | 173.016 | 1300 | 1320 | 1320 | 1320 |  | 0.15 | 198 | 198 | 195
RP2KPAEG-Rockport 2 KP AEG | 2021-06-07 22:00 | DISPATCHABLE | 184.9584 | 1300 | 1320 | 1320 | 1320 |  | 0.15 | 198 | 198 | 195
RP2KPAEG-Rockport 2 KP AEG | 2021-06-07 23:00 | DISPATCHABLE | 166.56 | 1300 | 1320 | 1320 | 1320 |  | 0.15 | 198 | 198 | 195
RP2KPAEG-Rockport 2 KP AEG | 2021-06-08 | DISPATCHABLE | 132.8784 | 1300 | 1320 | 1320 | 1320 |  | 0.15 | 198 | 198 | 195
RP2KPAEG-Rockport 2 KP AEG | 2021-06-08 01:00 | DISPATCHABLE | 91.1256 | 1300 | 1320 | 1320 | 1320 |  | 0.15 | 198 | 198 | 195
RP2KPAEG-Rockport 2 KP AEG | 2021-06-08 02:00 | DISPATCHABLE | 76.0104 | 1180 | 1197 | 1197 | 1320 |  | 0.15 | 179.55 | 198 | 177
RP2KPAEG-Rockport 2 KP AEG | 2021-06-08 03:00 | DISPATCHABLE | 75.6168 | 1087 | 1101 | 1101 | 1320 |  | 0.15 | 165.15 | 198 | 163.05
RP2KPAEG-Rockport 2 KP AEG | 2021-06-08 04:00 | DISPATCHABLE | 75.216 | 961 | 973 | 973 | 1320 |  | 0.15 | 145.95 | 198 | 144.15
RP2KPAEG-Rockport 2 KP AEG | 2021-06-08 05:00 | DISPATCHABLE | 74.2776 | 578 | 580 | 580 | 1320 |  | 0.15 | 87 | 198 | 86.7
RP2KPAEG-Rockport 2 KP AEG | 2021-06-08 06:00 | DISPATCHABLE | 74.3712 | 523 | 523 | 523 | 1320 |  | 0.15 | 78.45 | 198 | 78.45
RP2KPAEG-Rockport 2 KP AEG | 2021-06-08 07:00 | DISPATCHABLE | 74.3544 | 554 | 555 | 555 | 1320 |  | 0.15 | 83.25 | 198 | 83.1
RP2KPAEG-Rockport 2 KP AEG | 2021-06-08 08:00 | DISPATCHABLE | 86.9328 | 1202 | 1220 | 1220 | 1320 |  | 0.15 | 183 | 198 | 180.3
RP2KPAEG-Rockport 2 KP AEG | 2021-06-08 09:00 | DISPATCHABLE | 120.0456 | 1300 | 1320 | 1320 | 1320 |  | 0.15 | 198 | 198 | 195
RP2KPAEG-Rockport 2 KP AEG | 2021-06-08 10:00 | DISPATCHABLE | 134.8728 | 1300 | 1320 | 1320 | 1320 |  | 0.15 | 198 | 198 | 195
RP2KPAEG-Rockport 2 KP AEG | 2021-06-08 11:00 | DISPATCHABLE | 161.5392 | 1300 | 1320 | 1320 | 1320 |  | 0.15 | 198 | 198 | 195
RP2KPAEG-Rockport 2 KP AEG | 2021-06-08 12:00 | DISPATCHABLE | 185.7672 | 1300 | 1320 | 1320 | 1320 |  | 0.15 | 198 | 198 | 195
RP2KPAEG-Rockport 2 KP AEG | 2021-06-08 13:00 | DISPATCHABLE | 193.008 | 1301 | 1320 | 1320 | 1320 |  | 0.15 | 198 | 198 | 195.15
RP2KPAEG-Rockport 2 KP AEG | 2021-06-08 14:00 | DISPATCHABLE | 195.3048 | 1303 | 1320 | 1320 | 1320 |  | 0.15 | 198 | 198 | 195.45
RP2KPAEG-Rockport 2 KP AEG | 2021-06-08 15:00 | DISPATCHABLE | 195.9456 | 1307 | 1320 | 1320 | 1320 |  | 0.15 | 198 | 198 | 196.05
RP2KPAEG-Rockport 2 KP AEG | 2021-06-08 16:00 | DISPATCHABLE | 195.8952 | 1308 | 1320 | 1320 | 1320 |  | 0.15 | 198 | 198 | 196.2
RP2KPAEG-Rockport 2 KP AEG | 2021-06-08 17:00 | DISPATCHABLE | 194.5848 | 1304 | 1320 | 1320 | 1320 |  | 0.15 | 198 | 198 | 195.6
RP2KPAEG-Rockport 2 KP AEG | 2021-06-08 18:00 | DISPATCHABLE | 193.8168 | 1300 | 1320 | 1320 | 1320 |  | 0.15 | 198 | 198 | 195
RP2KPAEG-Rockport 2 KP AEG | 2021-06-08 19:00 | DISPATCHABLE | 193.7664 | 1300 | 1320 | 1320 | 1320 |  | 0.15 | 198 | 198 | 195
RP2KPAEG-Rockport 2 KP AEG | 2021-06-08 20:00 | DISPATCHABLE | 193.9776 | 1301 | 1320 | 1320 | 1320 |  | 0.15 | 198 | 198 | 195.15
RP2KPAEG-Rockport 2 KP AEG | 2021-06-08 21:00 | DISPATCHABLE | 187.4208 | 1301 | 1320 | 1320 | 1320 |  | 0.15 | 198 | 198 | 195.15
RP2KPAEG-Rockport 2 KP AEG | 2021-06-08 22:00 | DISPATCHABLE | 169.9968 | 1301 | 1320 | 1320 | 1320 |  | 0.15 | 198 | 198 | 195.15
RP2KPAEG-Rockport 2 KP AEG | 2021-06-08 23:00 | DISPATCHABLE | 151.836 | 1301 | 1320 | 1320 | 1320 |  | 0.15 | 198 | 198 | 195.15
RP2KPAEG-Rockport 2 KP AEG | 2021-06-09 | DISPATCHABLE | 124.584 | 1301 | 1320 | 1320 | 1320 |  | 0.15 | 198 | 198 | 195.15
RP2KPAEG-Rockport 2 KP AEG | 2021-06-09 01:00 | DISPATCHABLE | 113.6376 | 1301 | 1320 | 1320 | 1320 |  | 0.15 | 198 | 198 | 195.15
RP2KPAEG-Rockport 2 KP AEG | 2021-06-09 02:00 | DISPATCHABLE | 87.708 | 1301 | 1320 | 1320 | 1320 |  | 0.15 | 198 | 198 | 195.15
RP2KPAEG-Rockport 2 KP AEG | 2021-06-09 03:00 | DISPATCHABLE | 74.8656 | 819 | 827 | 827 | 1320 |  | 0.15 | 124.05 | 198 | 122.85
RP2KPAEG-Rockport 2 KP AEG | 2021-06-09 04:00 | DISPATCHABLE | 73.98 | 494 | 494 | 494 | 1320 |  | 0.15 | 74.1 | 198 | 74.1
RP2KPAEG-Rockport 2 KP AEG | 2021-06-09 05:00 | DISPATCHABLE | 74.1024 | 494 | 495 | 495 | 1320 |  | 0.15 | 74.25 | 198 | 74.1
RP2KPAEG-Rockport 2 KP AEG | 2021-06-09 06:00 | DISPATCHABLE | 74.1216 | 517 | 517 | 517 | 1320 |  | 0.15 | 77.55 | 198 | 77.55
RP2KPAEG-Rockport 2 KP AEG | 2021-06-09 07:00 | DISPATCHABLE | 74.9424 | 865 | 874 | 874 | 1320 |  | 0.15 | 131.1 | 198 | 129.75
RP2KPAEG-Rockport 2 KP AEG | 2021-06-09 08:00 | DISPATCHABLE | 84.612 | 1300 | 1320 | 1320 | 1320 |  | 0.15 | 198 | 198 | 195
RP2KPAEG-Rockport 2 KP AEG | 2021-06-09 09:00 | DISPATCHABLE | 114.1344 | 1300 | 1320 | 1320 | 1320 |  | 0.15 | 198 | 198 | 195
RP2KPAEG-Rockport 2 KP AEG | 2021-06-09 10:00 | DISPATCHABLE | 125.0856 | 1300 | 1320 | 1320 | 1320 |  | 0.15 | 198 | 198 | 195
RP2KPAEG-Rockport 2 KP AEG | 2021-06-09 11:00 | DISPATCHABLE | 164.4744 | 1300 | 1320 | 1320 | 1320 |  | 0.15 | 198 | 198 | 195
RP2KPAEG-Rockport 2 KP AEG | 2021-06-09 12:00 | DISPATCHABLE | 188.4432 | 1301 | 1320 | 1320 | 1320 |  | 0.15 | 198 | 198 | 195.15
RP2KPAEG-Rockport 2 KP AEG | 2021-06-09 13:00 | DISPATCHABLE | 192.6192 | 1301 | 1320 | 1320 | 1320 |  | 0.15 | 198 | 198 | 195.15
RP2KPAEG-Rockport 2 KP AEG | 2021-06-09 14:00 | DISPATCHABLE | 191.3112 | 1303 | 1320 | 1320 | 1320 |  | 0.15 | 198 | 198 | 195.45
RP2KPAEG-Rockport 2 KP AEG | 2021-06-09 15:00 | DISPATCHABLE | 195.4296 | 1306 | 1320 | 1320 | 1320 |  | 0.15 | 198 | 198 | 195.9
RP2KPAEG-Rockport 2 KP AEG | 2021-06-09 16:00 | DISPATCHABLE | 189.5112 | 1275 | 1320 | 1320 | 1320 |  | 0.15 | 198 | 198 | 191.25
RP2KPAEG-Rockport 2 KP AEG | 2021-06-09 17:00 | DISPATCHABLE | 186.9624 | 1253 | 1320 | 1320 | 1320 |  | 0.15 | 198 | 198 | 187.95
RP2KPAEG-Rockport 2 KP AEG | 2021-06-09 18:00 | DISPATCHABLE | 185.3736 | 1250 | 1320 | 1320 | 1320 |  | 0.15 | 198 | 198 | 187.5
RP2KPAEG-Rockport 2 KP AEG | 2021-06-09 19:00 | DISPATCHABLE | 182.232 | 1250 | 1320 | 1320 | 1320 |  | 0.15 | 198 | 198 | 187.5
RP2KPAEG-Rockport 2 KP AEG | 2021-06-09 20:00 | DISPATCHABLE | 174.1368 | 1177 | 1320 | 1320 | 1320 |  | 0.15 | 198 | 198 | 176.55
RP2KPAEG-Rockport 2 KP AEG | 2021-06-09 21:00 | DISPATCHABLE | 174.0792 | 1176 | 1320 | 1320 | 1320 |  | 0.15 | 198 | 198 | 176.4
RP2KPAEG-Rockport 2 KP AEG | 2021-06-09 22:00 | DISPATCHABLE | 171.7056 | 1166 | 1320 | 1320 | 1320 |  | 0.15 | 198 | 198 | 174.9
RP2KPAEG-Rockport 2 KP AEG | 2021-06-09 23:00 | DISPATCHABLE | 154.5168 | 1100 | 1320 | 1320 | 1320 |  | 0.15 | 198 | 198 | 165
RP2KPAEG-Rockport 2 KP AEG | 2021-06-10 | DISPATCHABLE | 149.0544 | 1109 | 1320 | 1320 | 1320 |  | 0.15 | 198 | 198 | 166.35
RP2KPAEG-Rockport 2 KP AEG | 2021-06-10 01:00 | DISPATCHABLE | 107.7912 | 1150 | 1320 | 1320 | 1320 |  | 0.15 | 198 | 198 | 172.5
RP2KPAEG-Rockport 2 KP AEG | 2021-06-10 02:00 | DISPATCHABLE | 79.0128 | 883 | 984 | 984 | 1320 |  | 0.15 | 147.6 | 198 | 132.45
RP2KPAEG-Rockport 2 KP AEG | 2021-06-10 03:00 | DISPATCHABLE | 75.7056 | 1007 | 1140 | 1140 | 1320 |  | 0.15 | 171 | 198 | 151.05
RP2KPAEG-Rockport 2 KP AEG | 2021-06-10 04:00 | DISPATCHABLE | 74.928 | 766 | 829 | 829 | 1320 |  | 0.15 | 124.35 | 198 | 114.9
RP2KPAEG-Rockport 2 KP AEG | 2021-06-10 05:00 | DISPATCHABLE | 75.2136 | 893 | 902 | 902 | 1320 |  | 0.15 | 135.3 | 198 | 133.95
RP2KPAEG-Rockport 2 KP AEG | 2021-06-10 06:00 | DISPATCHABLE | 75.468 | 1068 | 1083 | 1083 | 1320 |  | 0.15 | 162.45 | 198 | 160.2
RP2KPAEG-Rockport 2 KP AEG | 2021-06-10 07:00 | DISPATCHABLE | 75.432 | 1004 | 1017 | 1017 | 1320 |  | 0.15 | 152.55 | 198 | 150.6
RP2KPAEG-Rockport 2 KP AEG | 2021-06-10 08:00 | DISPATCHABLE | 93.1296 | 1274 | 1293 | 1293 | 1320 |  | 0.15 | 193.95 | 198 | 191.1
RP2KPAEG-Rockport 2 KP AEG | 2021-06-10 09:00 | DISPATCHABLE | 137.8296 | 1300 | 1320 | 1320 | 1320 |  | 0.15 | 198 | 198 | 195
RP2KPAEG-Rockport 2 KP AEG | 2021-06-10 10:00 | DISPATCHABLE | 170.6184 | 1300 | 1320 | 1320 | 1320 |  | 0.15 | 198 | 198 | 195
RP2KPAEG-Rockport 2 KP AEG | 2021-06-10 11:00 | DISPATCHABLE | 188.7888 | 1284 | 1320 | 1320 | 1320 |  | 0.15 | 198 | 198 | 192.6
RP2KPAEG-Rockport 2 KP AEG | 2021-06-10 12:00 | DISPATCHABLE | 187.464 | 1251 | 1320 | 1320 | 1320 |  | 0.15 | 198 | 198 | 187.65
RP2KPAEG-Rockport 2 KP AEG | 2021-06-10 13:00 | DISPATCHABLE | 186.4224 | 1251 | 1320 | 1320 | 1320 |  | 0.15 | 198 | 198 | 187.65
RP2KPAEG-Rockport 2 KP AEG | 2021-06-10 14:00 | DISPATCHABLE | 186.4704 | 1251 | 1320 | 1320 | 1320 |  | 0.15 | 198 | 198 | 187.65
RP2KPAEG-Rockport 2 KP AEG | 2021-06-10 15:00 | DISPATCHABLE | 185.88 | 1251 | 1320 | 1320 | 1320 |  | 0.15 | 198 | 198 | 187.65
RP2KPAEG-Rockport 2 KP AEG | 2021-06-10 16:00 | DISPATCHABLE | 185.9232 | 1251 | 1320 | 1320 | 1320 |  | 0.15 | 198 | 198 | 187.65
RP2KPAEG-Rockport 2 KP AEG | 2021-06-10 17:00 | DISPATCHABLE | 186.3216 | 1251 | 1320 | 1320 | 1320 |  | 0.15 | 198 | 198 | 187.65
RP2KPAEG-Rockport 2 KP AEG | 2021-06-10 18:00 | DISPATCHABLE | 187.7184 | 1252 | 1320 | 1320 | 1320 |  | 0.15 | 198 | 198 | 187.8
RP2KPAEG-Rockport 2 KP AEG | 2021-06-10 19:00 | DISPATCHABLE | 187.9296 | 1254 | 1320 | 1320 | 1320 |  | 0.15 | 198 | 198 | 188.1
RP2KPAEG-Rockport 2 KP AEG | 2021-06-10 20:00 | DISPATCHABLE | 188.0784 | 1254 | 1320 | 1320 | 1320 |  | 0.15 | 198 | 198 | 188.1
RP2KPAEG-Rockport 2 KP AEG | 2021-06-10 21:00 | DISPATCHABLE | 187.9968 | 1255 | 1320 | 1320 | 1320 |  | 0.15 | 198 | 198 | 188.25
RP2KPAEG-Rockport 2 KP AEG | 2021-06-10 22:00 | DISPATCHABLE | 172.3056 | 1251 | 1320 | 1320 | 1320 |  | 0.15 | 198 | 198 | 187.65
RP2KPAEG-Rockport 2 KP AEG | 2021-06-10 23:00 | DISPATCHABLE | 124.0176 | 1250 | 1320 | 1320 | 1320 |  | 0.15 | 198 | 198 | 187.5
RP2KPAEG-Rockport 2 KP AEG | 2021-06-11 | DISPATCHABLE | 83.6592 | 1231 | 1295 | 1295 | 1320 |  | 0.15 | 194.25 | 198 | 184.65
RP2KPAEG-Rockport 2 KP AEG | 2021-06-11 01:00 | DISPATCHABLE | 75.048 | 792 | 819 | 819 | 1320 |  | 0.15 | 122.85 | 198 | 118.8
RP2KPAEG-Rockport 2 KP AEG | 2021-06-11 02:00 | DISPATCHABLE | 75.1824 | 882 | 918 | 918 | 1320 |  | 0.15 | 137.7 | 198 | 132.3
RP2KPAEG-Rockport 2 KP AEG | 2021-06-11 03:00 | DISPATCHABLE | 75.2112 | 941 | 982 | 982 | 1320 |  | 0.15 | 147.3 | 198 | 141.15
RP2KPAEG-Rockport 2 KP AEG | 2021-06-11 04:00 | DISPATCHABLE | 75.1584 | 957 | 1000 | 1000 | 1320 |  | 0.15 | 150 | 198 | 143.55
RP2KPAEG-Rockport 2 KP AEG | 2021-06-11 05:00 | DISPATCHABLE | 75.3264 | 960 | 1003 | 1003 | 1320 |  | 0.15 | 150.45 | 198 | 144
RP2KPAEG-Rockport 2 KP AEG | 2021-06-11 06:00 | DISPATCHABLE | 75.4464 | 970 | 1014 | 1014 | 1320 |  | 0.15 | 152.1 | 198 | 145.5
RP2KPAEG-Rockport 2 KP AEG | 2021-06-11 07:00 | DISPATCHABLE | 75.3504 | 941 | 983 | 983 | 1320 |  | 0.15 | 147.45 | 198 | 141.15
RP2KPAEG-Rockport 2 KP AEG | 2021-06-11 08:00 | DISPATCHABLE | 83.7984 | 1177 | 1241 | 1241 | 1320 |  | 0.15 | 186.15 | 198 | 176.55
RP2KPAEG-Rockport 2 KP AEG | 2021-06-11 09:00 | DISPATCHABLE | 109.3632 | 1250 | 1320 | 1320 | 1320 |  | 0.15 | 198 | 198 | 187.5
RP2KPAEG-Rockport 2 KP AEG | 2021-06-11 10:00 | DISPATCHABLE | 144.3312 | 1250 | 1320 | 1320 | 1320 |  | 0.15 | 198 | 198 | 187.5
RP2KPAEG-Rockport 2 KP AEG | 2021-06-11 11:00 | DISPATCHABLE | 179.9952 | 1250 | 1320 | 1320 | 1320 |  | 0.15 | 198 | 198 | 187.5
RP2KPAEG-Rockport 2 KP AEG | 2021-06-11 12:00 | DISPATCHABLE | 182.1312 | 1250 | 1320 | 1320 | 1320 |  | 0.15 | 198 | 198 | 187.5
RP2KPAEG-Rockport 2 KP AEG | 2021-06-11 13:00 | DISPATCHABLE | 186.5424 | 1251 | 1320 | 1320 | 1320 |  | 0.15 | 198 | 198 | 187.65
RP2KPAEG-Rockport 2 KP AEG | 2021-06-11 14:00 | DISPATCHABLE | 185.7456 | 1252 | 1320 | 1320 | 1320 |  | 0.15 | 198 | 198 | 187.8
RP2KPAEG-Rockport 2 KP AEG | 2021-06-11 15:00 | DISPATCHABLE | 186.3888 | 1250 | 1320 | 1320 | 1320 |  | 0.15 | 198 | 198 | 187.5
RP2KPAEG-Rockport 2 KP AEG | 2021-06-11 16:00 | DISPATCHABLE | 186.216 | 1250 | 1320 | 1320 | 1320 |  | 0.15 | 198 | 198 | 187.5
RP2KPAEG-Rockport 2 KP AEG | 2021-06-11 17:00 | DISPATCHABLE | 186.4224 | 1251 | 1320 | 1320 | 1320 |  | 0.15 | 198 | 198 | 187.65
RP2KPAEG-Rockport 2 KP AEG | 2021-06-11 18:00 | DISPATCHABLE | 187.6176 | 1252 | 1320 | 1320 | 1320 |  | 0.15 | 198 | 198 | 187.8
RP2KPAEG-Rockport 2 KP AEG | 2021-06-11 19:00 | DISPATCHABLE | 186.672 | 1251 | 1320 | 1320 | 1320 |  | 0.15 | 198 | 198 | 187.65
RP2KPAEG-Rockport 2 KP AEG | 2021-06-11 20:00 | DISPATCHABLE | 183.3216 | 1251 | 1320 | 1320 | 1320 |  | 0.15 | 198 | 198 | 187.65
RP2KPAEG-Rockport 2 KP AEG | 2021-06-11 21:00 | DISPATCHABLE | 186.5808 | 1251 | 1320 | 1320 | 1320 |  | 0.15 | 198 | 198 | 187.65
RP2KPAEG-Rockport 2 KP AEG | 2021-06-11 22:00 | DISPATCHABLE | 173.1024 | 1251 | 1320 | 1320 | 1320 |  | 0.15 | 198 | 198 | 187.65
RP2KPAEG-Rockport 2 KP AEG | 2021-06-11 23:00 | DISPATCHABLE | 176.1216 | 1251 | 1320 | 1320 | 1320 |  | 0.15 | 198 | 198 | 187.65
RP2KPAEG-Rockport 2 KP AEG | 2021-06-12 | DISPATCHABLE | 133.4256 | 1251 | 1320 | 1320 | 1320 |  | 0.15 | 198 | 198 | 187.65
RP2KPAEG-Rockport 2 KP AEG | 2021-06-12 01:00 | DISPATCHABLE | 86.9136 | 1299 | 1320 | 1320 | 1320 |  | 0.15 | 198 | 198 | 194.85
RP2KPAEG-Rockport 2 KP AEG | 2021-06-12 02:00 | DISPATCHABLE | 76.992 | 612 | 1289 | 1289 | 1320 |  | 0.15 | 193.35 | 198 | 91.8
RP2KPAEG-Rockport 2 KP AEG | 2021-06-12 03:00 | DISPATCHABLE | 76.1568 | 1285 | 1320 | 1320 | 1320 |  | 0.15 | 198 | 198 | 192.75
RP2KPAEG-Rockport 2 KP AEG | 2021-06-12 04:00 | DISPATCHABLE | 76.3824 | 1298 | 1318 | 1318 | 1320 |  | 0.15 | 197.7 | 198 | 194.7
RP2KPAEG-Rockport 2 KP AEG | 2021-06-12 05:00 | DISPATCHABLE | 76.5408 | 1300 | 1320 | 1320 | 1320 |  | 0.15 | 198 | 198 | 195
RP2KPAEG-Rockport 2 KP AEG | 2021-06-12 06:00 | DISPATCHABLE | 76.704 | 1300 | 1320 | 1320 | 1320 |  | 0.15 | 198 | 198 | 195
RP2KPAEG-Rockport 2 KP AEG | 2021-06-12 07:00 | DISPATCHABLE | 75.3792 | 997 | 1010 | 1010 | 1320 |  | 0.15 | 151.5 | 198 | 149.55
RP2KPAEG-Rockport 2 KP AEG | 2021-06-12 08:00 | DISPATCHABLE | 75.288 | 1062 | 1076 | 1076 | 1320 |  | 0.15 | 161.4 | 198 | 159.3
RP2KPAEG-Rockport 2 KP AEG | 2021-06-12 09:00 | DISPATCHABLE | 75.8784 | 1087 | 1102 | 1102 | 1320 |  | 0.15 | 165.3 | 198 | 163.05
RP2KPAEG-Rockport 2 KP AEG | 2021-06-12 10:00 | DISPATCHABLE | 99.4032 | 1300 | 1320 | 1320 | 1320 |  | 0.15 | 198 | 198 | 195
RP2KPAEG-Rockport 2 KP AEG | 2021-06-12 11:00 | DISPATCHABLE | 126.696 | 1300 | 1320 | 1320 | 1320 |  | 0.15 | 198 | 198 | 195
RP2KPAEG-Rockport 2 KP AEG | 2021-06-12 12:00 | DISPATCHABLE | 130.1328 | 1300 | 1320 | 1320 | 1320 |  | 0.15 | 198 | 198 | 195
RP2KPAEG-Rockport 2 KP AEG | 2021-06-12 13:00 | DISPATCHABLE | 174.7632 | 1300 | 1320 | 1320 | 1320 |  | 0.15 | 198 | 198 | 195
RP2KPAEG-Rockport 2 KP AEG | 2021-06-12 14:00 | DISPATCHABLE | 187.68 | 1263 | 1320 | 1320 | 1320 |  | 0.15 | 198 | 198 | 189.45
RP2KPAEG-Rockport 2 KP AEG | 2021-06-12 15:00 | DISPATCHABLE | 186.816 | 1251 | 1320 | 1320 | 1320 |  | 0.15 | 198 | 198 | 187.65
RP2KPAEG-Rockport 2 KP AEG | 2021-06-12 16:00 | DISPATCHABLE | 186.84 | 1251 | 1320 | 1320 | 1320 |  | 0.15 | 198 | 198 | 187.65
RP2KPAEG-Rockport 2 KP AEG | 2021-06-12 17:00 | DISPATCHABLE | 187.1376 | 1251 | 1320 | 1320 | 1320 |  | 0.15 | 198 | 198 | 187.65
RP2KPAEG-Rockport 2 KP AEG | 2021-06-12 18:00 | DISPATCHABLE | 187.4736 | 1251 | 1320 | 1320 | 1320 |  | 0.15 | 198 | 198 | 187.65
RP2KPAEG-Rockport 2 KP AEG | 2021-06-12 19:00 | DISPATCHABLE | 187.08 | 1251 | 1320 | 1320 | 1320 |  | 0.15 | 198 | 198 | 187.65
RP2KPAEG-Rockport 2 KP AEG | 2021-06-12 20:00 | DISPATCHABLE | 185.5776 | 1251 | 1320 | 1320 | 1320 |  | 0.15 | 198 | 198 | 187.65
RP2KPAEG-Rockport 2 KP AEG | 2021-06-12 21:00 | DISPATCHABLE | 185.4816 | 1251 | 1320 | 1320 | 1320 |  | 0.15 | 198 | 198 | 187.65
RP2KPAEG-Rockport 2 KP AEG | 2021-06-12 22:00 | DISPATCHABLE | 175.5264 | 1250 | 1320 | 1320 | 1320 |  | 0.15 | 198 | 198 | 187.5
RP2KPAEG-Rockport 2 KP AEG | 2021-06-12 23:00 | DISPATCHABLE | 165.4224 | 1250 | 1320 | 1320 | 1320 |  | 0.15 | 198 | 198 | 187.5
RP2KPAEG-Rockport 2 KP AEG | 2021-06-13 | DISPATCHABLE | 158.6208 | 1254 | 1320 | 1320 | 1320 |  | 0.15 | 198 | 198 | 188.1
RP2KPAEG-Rockport 2 KP AEG | 2021-06-13 01:00 | DISPATCHABLE | 116.4144 | 1299 | 1320 | 1320 | 1320 |  | 0.15 | 198 | 198 | 194.85
RP2KPAEG-Rockport 2 KP AEG | 2021-06-13 02:00 | DISPATCHABLE | 91.6656 | 1300 | 1320 | 1320 | 1320 |  | 0.15 | 198 | 198 | 195
RP2KPAEG-Rockport 2 KP AEG | 2021-06-13 03:00 | DISPATCHABLE | 76.4976 | 1292 | 1311 | 1311 | 1320 |  | 0.15 | 196.65 | 198 | 193.8
RP2KPAEG-Rockport 2 KP AEG | 2021-06-13 04:00 | DISPATCHABLE | 76.0512 | 1272 | 1291 | 1291 | 1320 |  | 0.15 | 193.65 | 198 | 190.8
RP2KPAEG-Rockport 2 KP AEG | 2021-06-13 05:00 | DISPATCHABLE | 75.36 | 1107 | 1122 | 1122 | 1320 |  | 0.15 | 168.3 | 198 | 166.05
RP2KPAEG-Rockport 2 KP AEG | 2021-06-13 06:00 | DISPATCHABLE | 75.432 | 1070 | 1084 | 1084 | 1320 |  | 0.15 | 162.6 | 198 | 160.5
RP2KPAEG-Rockport 2 KP AEG | 2021-06-13 07:00 | DISPATCHABLE | 75.0816 | 1022 | 1035 | 1035 | 1320 |  | 0.15 | 155.25 | 198 | 153.3
RP2KPAEG-Rockport 2 KP AEG | 2021-06-13 08:00 | DISPATCHABLE | 75.1872 | 1014 | 1026 | 1026 | 1320 |  | 0.15 | 153.9 | 198 | 152.1
RP2KPAEG-Rockport 2 KP AEG | 2021-06-13 09:00 | DISPATCHABLE | 75.2976 | 1183 | 1200 | 1200 | 1320 |  | 0.15 | 180 | 198 | 177.45
RP2KPAEG-Rockport 2 KP AEG | 2021-06-13 10:00 | DISPATCHABLE | 75.1344 | 1113 | 1128 | 1128 | 1320 |  | 0.15 | 169.2 | 198 | 166.95
RP2KPAEG-Rockport 2 KP AEG | 2021-06-13 11:00 | DISPATCHABLE | 75.096 | 1047 | 1060 | 1060 | 1320 |  | 0.15 | 159 | 198 | 157.05
RP2KPAEG-Rockport 2 KP AEG | 2021-06-13 12:00 | DISPATCHABLE | 95.4816 | 1300 | 1320 | 1320 | 1320 |  | 0.15 | 198 | 198 | 195
RP2KPAEG-Rockport 2 KP AEG | 2021-06-13 13:00 | DISPATCHABLE | 118.6416 | 1300 | 1320 | 1320 | 1320 |  | 0.15 | 198 | 198 | 195
RP2KPAEG-Rockport 2 KP AEG | 2021-06-13 14:00 | DISPATCHABLE | 139.9152 | 1300 | 1320 | 1320 | 1320 |  | 0.15 | 198 | 198 | 195
RP2KPAEG-Rockport 2 KP AEG | 2021-06-13 15:00 | DISPATCHABLE | 159.2592 | 1300 | 1320 | 1320 | 1320 |  | 0.15 | 198 | 198 | 195
RP2KPAEG-Rockport 2 KP AEG | 2021-06-13 16:00 | DISPATCHABLE | 168.0384 | 1300 | 1320 | 1320 | 1320 |  | 0.15 | 198 | 198 | 195
RP2KPAEG-Rockport 2 KP AEG | 2021-06-13 17:00 | DISPATCHABLE | 166.8336 | 1300 | 1320 | 1320 | 1320 |  | 0.15 | 198 | 198 | 195
RP2KPAEG-Rockport 2 KP AEG | 2021-06-13 18:00 | DISPATCHABLE | 184.1904 | 1300 | 1320 | 1320 | 1320 |  | 0.15 | 198 | 198 | 195
RP2KPAEG-Rockport 2 KP AEG | 2021-06-13 19:00 | DISPATCHABLE | 188.976 | 1269 | 1320 | 1320 | 1320 |  | 0.15 | 198 | 198 | 190.35
RP2KPAEG-Rockport 2 KP AEG | 2021-06-13 20:00 | DISPATCHABLE | 175.152 | 1251 | 1320 | 1320 | 1320 |  | 0.15 | 198 | 198 | 187.65
RP2KPAEG-Rockport 2 KP AEG | 2021-06-13 21:00 | DISPATCHABLE | 182.04 | 1250 | 1320 | 1320 | 1320 |  | 0.15 | 198 | 198 | 187.5
RP2KPAEG-Rockport 2 KP AEG | 2021-06-13 22:00 | DISPATCHABLE | 175.3872 | 1251 | 1320 | 1320 | 1320 |  | 0.15 | 198 | 198 | 187.65
RP2KPAEG-Rockport 2 KP AEG | 2021-06-13 23:00 | DISPATCHABLE | 150.3168 | 1251 | 1320 | 1320 | 1320 |  | 0.15 | 198 | 198 | 187.65
RP2KPAEG-Rockport 2 KP AEG | 2021-06-14 | DISPATCHABLE | 117.288 | 1299 | 1320 | 1320 | 1320 |  | 0.15 | 198 | 198 | 194.85
RP2KPAEG-Rockport 2 KP AEG | 2021-06-14 01:00 | DISPATCHABLE | 85.6032 | 1137 | 1153 | 1153 | 1320 |  | 0.15 | 172.95 | 198 | 170.55
RP2KPAEG-Rockport 2 KP AEG | 2021-06-14 02:00 | DISPATCHABLE | 75.4176 | 1024 | 1037 | 1037 | 1320 |  | 0.15 | 155.55 | 198 | 153.6
RP2KPAEG-Rockport 2 KP AEG | 2021-06-14 03:00 | DISPATCHABLE | 76.0944 | 1300 | 1320 | 1320 | 1320 |  | 0.15 | 198 | 198 | 195
RP2KPAEG-Rockport 2 KP AEG | 2021-06-14 04:00 | DISPATCHABLE | 76.032 | 1260 | 1279 | 1279 | 1320 |  | 0.15 | 191.85 | 198 | 189
RP2KPAEG-Rockport 2 KP AEG | 2021-06-14 05:00 | DISPATCHABLE | 76.1376 | 1285 | 1305 | 1305 | 1320 |  | 0.15 | 195.75 | 198 | 192.75
RP2KPAEG-Rockport 2 KP AEG | 2021-06-14 06:00 | DISPATCHABLE | 76.0224 | 1300 | 1320 | 1320 | 1320 |  | 0.15 | 198 | 198 | 195
RP2KPAEG-Rockport 2 KP AEG | 2021-06-14 07:00 | DISPATCHABLE | 76.0608 | 1300 | 1320 | 1320 | 1320 |  | 0.15 | 198 | 198 | 195
RP2KPAEG-Rockport 2 KP AEG | 2021-06-14 08:00 | DISPATCHABLE | 75.768 | 1298 | 1318 | 1318 | 1320 |  | 0.15 | 197.7 | 198 | 194.7
RP2KPAEG-Rockport 2 KP AEG | 2021-06-14 09:00 | DISPATCHABLE | 76.008 | 1294 | 1314 | 1314 | 1320 |  | 0.15 | 197.1 | 198 | 194.1
RP2KPAEG-Rockport 2 KP AEG | 2021-06-14 10:00 | DISPATCHABLE | 75.8832 | 1285 | 1305 | 1305 | 1320 |  | 0.15 | 195.75 | 198 | 192.75
RP2KPAEG-Rockport 2 KP AEG | 2021-06-14 11:00 | DISPATCHABLE | 77.8752 | 1300 | 1320 | 1320 | 1320 |  | 0.15 | 198 | 198 | 195
RP2KPAEG-Rockport 2 KP AEG | 2021-06-14 12:00 | DISPATCHABLE | 97.368 | 1300 | 1320 | 1320 | 1320 |  | 0.15 | 198 | 198 | 195
RP2KPAEG-Rockport 2 KP AEG | 2021-06-14 13:00 | DISPATCHABLE | 128.3136 | 1300 | 1320 | 1320 | 1320 |  | 0.15 | 198 | 198 | 195
RP2KPAEG-Rockport 2 KP AEG | 2021-06-14 14:00 | DISPATCHABLE | 167.2368 | 1300 | 1320 | 1320 | 1320 |  | 0.15 | 198 | 198 | 195
RP2KPAEG-Rockport 2 KP AEG | 2021-06-14 15:00 | DISPATCHABLE | 185.7456 | 1275 | 1320 | 1320 | 1320 |  | 0.15 | 198 | 198 | 191.25
RP2KPAEG-Rockport 2 KP AEG | 2021-06-14 16:00 | DISPATCHABLE | 188.1984 | 1258 | 1320 | 1320 | 1320 |  | 0.15 | 198 | 198 | 188.7
RP2KPAEG-Rockport 2 KP AEG | 2021-06-14 17:00 | DISPATCHABLE | 187.5312 | 1258 | 1320 | 1320 | 1320 |  | 0.15 | 198 | 198 | 188.7
RP2KPAEG-Rockport 2 KP AEG | 2021-06-14 18:00 | DISPATCHABLE | 187.704 | 1256 | 1320 | 1320 | 1320 |  | 0.15 | 198 | 198 | 188.4
RP2KPAEG-Rockport 2 KP AEG | 2021-06-14 19:00 | DISPATCHABLE | 185.9088 | 1256 | 1320 | 1320 | 1320 |  | 0.15 | 198 | 198 | 188.4
RP2KPAEG-Rockport 2 KP AEG | 2021-06-14 20:00 | DISPATCHABLE | 173.4 | 1255 | 1320 | 1320 | 1320 |  | 0.15 | 198 | 198 | 188.25
RP2KPAEG-Rockport 2 KP AEG | 2021-06-14 21:00 | DISPATCHABLE | 141.4512 | 1255 | 1320 | 1320 | 1320 |  | 0.15 | 198 | 198 | 188.25
RP2KPAEG-Rockport 2 KP AEG | 2021-06-14 22:00 | DISPATCHABLE | 100.8432 | 1255 | 1320 | 1320 | 1320 |  | 0.15 | 198 | 198 | 188.25
RP2KPAEG-Rockport 2 KP AEG | 2021-06-14 23:00 | DISPATCHABLE | 87.3984 | 1289 | 1320 | 1320 | 1320 |  | 0.15 | 198 | 198 | 193.35
RP2KPAEG-Rockport 2 KP AEG | 2021-06-15 | DISPATCHABLE | 77.2848 | 1055 | 1069 | 1069 | 1320 |  | 0.15 | 160.35 | 198 | 158.25
RP2KPAEG-Rockport 2 KP AEG | 2021-06-15 01:00 | DISPATCHABLE | 80.2272 | 1267 | 1286 | 1286 | 1320 |  | 0.15 | 192.9 | 198 | 190.05
RP2KPAEG-Rockport 2 KP AEG | 2021-06-15 02:00 | DISPATCHABLE | 89.7168 | 1300 | 1320 | 1320 | 1320 |  | 0.15 | 198 | 198 | 195
RP2KPAEG-Rockport 2 KP AEG | 2021-06-15 03:00 | DISPATCHABLE | 83.1024 | 1300 | 1320 | 1320 | 1320 |  | 0.15 | 198 | 198 | 195
RP2KPAEG-Rockport 2 KP AEG | 2021-06-15 04:00 | DISPATCHABLE | 86.7936 | 1300 | 1320 | 1320 | 1320 |  | 0.15 | 198 | 198 | 195
RP2KPAEG-Rockport 2 KP AEG | 2021-06-15 05:00 | DISPATCHABLE | 83.6016 | 1300 | 1320 | 1320 | 1320 |  | 0.15 | 198 | 198 | 195
RP2KPAEG-Rockport 2 KP AEG | 2021-06-15 06:00 | DISPATCHABLE | 83.208 | 1300 | 1320 | 1320 | 1320 |  | 0.15 | 198 | 198 | 195
RP2KPAEG-Rockport 2 KP AEG | 2021-06-15 07:00 | DISPATCHABLE | 83.7456 | 1300 | 1320 | 1320 | 1320 |  | 0.15 | 198 | 198 | 195
RP2KPAEG-Rockport 2 KP AEG | 2021-06-15 08:00 | DISPATCHABLE | 84.024 | 1300 | 1320 | 1320 | 1320 |  | 0.15 | 198 | 198 | 195
RP2KPAEG-Rockport 2 KP AEG | 2021-06-15 09:00 | DISPATCHABLE | 81.8736 | 1200 | 1217 | 1217 | 1320 |  | 0.15 | 182.55 | 198 | 180
RP2KPAEG-Rockport 2 KP AEG | 2021-06-15 10:00 | DISPATCHABLE | 62.3952 | 417 | 417 | 417 | 1320 |  | 0.15 | 62.55 | 198 | 62.55
RP2KPAEG-Rockport 2 KP AEG | 2021-06-15 11:00 | DISPATCHABLE | 41.4 | 277 | 400 | 400 | 1320 |  | 0.15 | 60 | 198 | 41.55
RP2KPAEG-Rockport 2 KP AEG | 2021-06-15 12:00 | DISPATCHABLE | 16.7904 | 113 | 141 | 141 | 1320 |  | 0.15 | 21.15 | 198 | 16.95
RP2KPAEG-Rockport 2 KP AEG | 2021-06-15 13:00 | FIXED | 1.2 | 5 | 5 | 5 | 1320 |  | 0.15 | 0.75 | 198 | 0.75
RP2KPAEG-Rockport 2 KP AEG | 2021-06-15 14:00 | OFFLINE | 0 | 0 | 0 | 0 | 1320 |  | 0.15 | 0 | 198 | 0
RP2KPAEG-Rockport 2 KP AEG | 2021-06-15 15:00 | OFFLINE | 0 | 0 | 0 | 0 | 1320 |  | 0.15 | 0 | 198 | 0
RP2KPAEG-Rockport 2 KP AEG | 2021-06-15 16:00 | OFFLINE | 0 | 0 | 0 | 0 | 1320 |  | 0.15 | 0 | 198 | 0
RP2KPAEG-Rockport 2 KP AEG | 2021-06-15 17:00 | OFFLINE | 0 | 0 | 0 | 0 | 1320 |  | 0.15 | 0 | 198 | 0
RP2KPAEG-Rockport 2 KP AEG | 2021-06-15 18:00 | OFFLINE | 0 | 0 | 0 | 0 | 1320 |  | 0.15 | 0 | 198 | 0
RP2KPAEG-Rockport 2 KP AEG | 2021-06-15 19:00 | OFFLINE | 0 | 0 | 0 | 0 | 1320 |  | 0.15 | 0 | 198 | 0
RP2KPAEG-Rockport 2 KP AEG | 2021-06-15 20:00 | OFFLINE | 0 | 0 | 0 | 0 | 1320 |  | 0.15 | 0 | 198 | 0
RP2KPAEG-Rockport 2 KP AEG | 2021-06-15 21:00 | OFFLINE | 0 | 0 | 0 | 0 | 1320 |  | 0.15 | 0 | 198 | 0
RP2KPAEG-Rockport 2 KP AEG | 2021-06-15 22:00 | OFFLINE | 0 | 0 | 0 | 0 | 1320 |  | 0.15 | 0 | 198 | 0
RP2KPAEG-Rockport 2 KP AEG | 2021-06-15 23:00 | OFFLINE | 0 | 0 | 0 | 0 | 1320 |  | 0.15 | 0 | 198 | 0
RP2KPAEG-Rockport 2 KP AEG | 2021-06-16 | OFFLINE | 0 | 0 | 0 | 0 | 1320 |  | 0.15 | 0 | 198 | 0
RP2KPAEG-Rockport 2 KP AEG | 2021-06-16 01:00 | OFFLINE | 0 | 0 | 0 | 0 | 1320 |  | 0.15 | 0 | 198 | 0
RP2KPAEG-Rockport 2 KP AEG | 2021-06-16 02:00 | OFFLINE | 0 | 0 | 0 | 0 | 1320 |  | 0.15 | 0 | 198 | 0
RP2KPAEG-Rockport 2 KP AEG | 2021-06-16 03:00 | OFFLINE | 0 | 0 | 0 | 0 | 1320 |  | 0.15 | 0 | 198 | 0
RP2KPAEG-Rockport 2 KP AEG | 2021-06-16 04:00 | OFFLINE | 0 | 0 | 0 | 0 | 1320 |  | 0.15 | 0 | 198 | 0
RP2KPAEG-Rockport 2 KP AEG | 2021-06-16 05:00 | OFFLINE | 0 | 0 | 0 | 0 | 1320 |  | 0.15 | 0 | 198 | 0
RP2KPAEG-Rockport 2 KP AEG | 2021-06-16 06:00 | OFFLINE | 0 | 0 | 0 | 0 | 1320 |  | 0.15 | 0 | 198 | 0
RP2KPAEG-Rockport 2 KP AEG | 2021-06-16 07:00 | OFFLINE | 0 | 0 | 0 | 0 | 1320 |  | 0.15 | 0 | 198 | 0
RP2KPAEG-Rockport 2 KP AEG | 2021-06-16 08:00 | OFFLINE | 0 | 0 | 0 | 0 | 1320 |  | 0.15 | 0 | 198 | 0
RP2KPAEG-Rockport 2 KP AEG | 2021-06-16 09:00 | OFFLINE | 0 | 0 | 0 | 0 | 1320 |  | 0.15 | 0 | 198 | 0
RP2KPAEG-Rockport 2 KP AEG | 2021-06-16 10:00 | OFFLINE | 0 | 0 | 0 | 0 | 1320 |  | 0.15 | 0 | 198 | 0
RP2KPAEG-Rockport 2 KP AEG | 2021-06-16 11:00 | OFFLINE | 0 | 0 | 0 | 0 | 1320 |  | 0.15 | 0 | 198 | 0
RP2KPAEG-Rockport 2 KP AEG | 2021-06-16 12:00 | OFFLINE | 0 | 0 | 0 | 0 | 1320 |  | 0.15 | 0 | 198 | 0
RP2KPAEG-Rockport 2 KP AEG | 2021-06-16 13:00 | OFFLINE | 0 | 0 | 0 | 0 | 1320 |  | 0.15 | 0 | 198 | 0
RP2KPAEG-Rockport 2 KP AEG | 2021-06-16 14:00 | OFFLINE | 0 | 0 | 0 | 0 | 1320 |  | 0.15 | 0 | 198 | 0
RP2KPAEG-Rockport 2 KP AEG | 2021-06-16 15:00 | OFFLINE | 0 | 0 | 0 | 0 | 1320 |  | 0.15 | 0 | 198 | 0
RP2KPAEG-Rockport 2 KP AEG | 2021-06-16 16:00 | OFFLINE | 0 | 0 | 0 | 0 | 1320 |  | 0.15 | 0 | 198 | 0
RP2KPAEG-Rockport 2 KP AEG | 2021-06-16 17:00 | OFFLINE | 0 | 0 | 0 | 0 | 1320 |  | 0.15 | 0 | 198 | 0
RP2KPAEG-Rockport 2 KP AEG | 2021-06-16 18:00 | OFFLINE | 0 | 0 | 0 | 0 | 1320 |  | 0.15 | 0 | 198 | 0
RP2KPAEG-Rockport 2 KP AEG | 2021-06-16 19:00 | OFFLINE | 0 | 0 | 0 | 0 | 1320 |  | 0.15 | 0 | 198 | 0
RP2KPAEG-Rockport 2 KP AEG | 2021-06-16 20:00 | OFFLINE | 0 | 0 | 0 | 0 | 1320 |  | 0.15 | 0 | 198 | 0
RP2KPAEG-Rockport 2 KP AEG | 2021-06-16 21:00 | OFFLINE | 0 | 0 | 0 | 0 | 1320 |  | 0.15 | 0 | 198 | 0
RP2KPAEG-Rockport 2 KP AEG | 2021-06-16 22:00 | OFFLINE | 0 | 0 | 0 | 0 | 1320 |  | 0.15 | 0 | 198 | 0
RP2KPAEG-Rockport 2 KP AEG | 2021-06-16 23:00 | OFFLINE | 0 | 0 | 0 | 0 | 1320 |  | 0.15 | 0 | 198 | 0
RP2KPAEG-Rockport 2 KP AEG | 2021-06-17 | OFFLINE | 0 | 0 | 0 | 0 | 1320 |  | 0.15 | 0 | 198 | 0
RP2KPAEG-Rockport 2 KP AEG | 2021-06-17 01:00 | OFFLINE | 0 | 0 | 0 | 0 | 1320 |  | 0.15 | 0 | 198 | 0
RP2KPAEG-Rockport 2 KP AEG | 2021-06-17 02:00 | OFFLINE | 0 | 0 | 0 | 0 | 1320 |  | 0.15 | 0 | 198 | 0
RP2KPAEG-Rockport 2 KP AEG | 2021-06-17 03:00 | OFFLINE | 0 | 0 | 0 | 0 | 1320 |  | 0.15 | 0 | 198 | 0
RP2KPAEG-Rockport 2 KP AEG | 2021-06-17 04:00 | OFFLINE | 0 | 0 | 0 | 0 | 1320 |  | 0.15 | 0 | 198 | 0
RP2KPAEG-Rockport 2 KP AEG | 2021-06-17 05:00 | OFFLINE | 0 | 0 | 0 | 0 | 1320 |  | 0.15 | 0 | 198 | 0
RP2KPAEG-Rockport 2 KP AEG | 2021-06-17 06:00 | OFFLINE | 0 | 0 | 0 | 0 | 1320 |  | 0.15 | 0 | 198 | 0
RP2KPAEG-Rockport 2 KP AEG | 2021-06-17 07:00 | OFFLINE | 0 | 0 | 0 | 0 | 1320 |  | 0.15 | 0 | 198 | 0
RP2KPAEG-Rockport 2 KP AEG | 2021-06-17 08:00 | OFFLINE | 0 | 0 | 0 | 0 | 1320 |  | 0.15 | 0 | 198 | 0
RP2KPAEG-Rockport 2 KP AEG | 2021-06-17 09:00 | OFFLINE | 0 | 0 | 0 | 0 | 1320 |  | 0.15 | 0 | 198 | 0
RP2KPAEG-Rockport 2 KP AEG | 2021-06-17 10:00 | OFFLINE | 0 | 0 | 0 | 0 | 1320 |  | 0.15 | 0 | 198 | 0
RP2KPAEG-Rockport 2 KP AEG | 2021-06-17 11:00 | OFFLINE | 0 | 0 | 0 | 0 | 1320 |  | 0.15 | 0 | 198 | 0
RP2KPAEG-Rockport 2 KP AEG | 2021-06-17 12:00 | OFFLINE | 0 | 0 | 0 | 0 | 1320 |  | 0.15 | 0 | 198 | 0
RP2KPAEG-Rockport 2 KP AEG | 2021-06-17 13:00 | OFFLINE | 0 | 0 | 0 | 0 | 1320 |  | 0.15 | 0 | 198 | 0
RP2KPAEG-Rockport 2 KP AEG | 2021-06-17 14:00 | OFFLINE | 0 | 0 | 0 | 0 | 1320 |  | 0.15 | 0 | 198 | 0
RP2KPAEG-Rockport 2 KP AEG | 2021-06-17 15:00 | OFFLINE | 0 | 0 | 0 | 0 | 1320 |  | 0.15 | 0 | 198 | 0
RP2KPAEG-Rockport 2 KP AEG | 2021-06-17 16:00 | OFFLINE | 0 | 0 | 0 | 0 | 1320 |  | 0.15 | 0 | 198 | 0
RP2KPAEG-Rockport 2 KP AEG | 2021-06-17 17:00 | OFFLINE | 0 | 0 | 0 | 0 | 1320 |  | 0.15 | 0 | 198 | 0
RP2KPAEG-Rockport 2 KP AEG | 2021-06-17 18:00 | OFFLINE | 0 | 0 | 0 | 0 | 1320 |  | 0.15 | 0 | 198 | 0
RP2KPAEG-Rockport 2 KP AEG | 2021-06-17 19:00 | OFFLINE | 0 | 0 | 0 | 0 | 1320 |  | 0.15 | 0 | 198 | 0
RP2KPAEG-Rockport 2 KP AEG | 2021-06-17 20:00 | OFFLINE | 0 | 0 | 0 | 0 | 1320 |  | 0.15 | 0 | 198 | 0
RP2KPAEG-Rockport 2 KP AEG | 2021-06-17 21:00 | OFFLINE | 0 | 0 | 0 | 0 | 1320 |  | 0.15 | 0 | 198 | 0
RP2KPAEG-Rockport 2 KP AEG | 2021-06-17 22:00 | OFFLINE | 0 | 0 | 0 | 0 | 1320 |  | 0.15 | 0 | 198 | 0
RP2KPAEG-Rockport 2 KP AEG | 2021-06-17 23:00 | OFFLINE | 0 | 0 | 0 | 0 | 1320 |  | 0.15 | 0 | 198 | 0
RP2KPAEG-Rockport 2 KP AEG | 2021-06-18 | OFFLINE | 0 | 0 | 0 | 0 | 1320 |  | 0.15 | 0 | 198 | 0
RP2KPAEG-Rockport 2 KP AEG | 2021-06-18 01:00 | OFFLINE | 0 | 0 | 0 | 0 | 1320 |  | 0.15 | 0 | 198 | 0
RP2KPAEG-Rockport 2 KP AEG | 2021-06-18 02:00 | OFFLINE | 0 | 0 | 0 | 0 | 1320 |  | 0.15 | 0 | 198 | 0
RP2KPAEG-Rockport 2 KP AEG | 2021-06-18 03:00 | OFFLINE | 0 | 0 | 0 | 0 | 1320 |  | 0.15 | 0 | 198 | 0
RP2KPAEG-Rockport 2 KP AEG | 2021-06-18 04:00 | OFFLINE | 0 | 0 | 0 | 0 | 1320 |  | 0.15 | 0 | 198 | 0
RP2KPAEG-Rockport 2 KP AEG | 2021-06-18 05:00 | OFFLINE | 0 | 0 | 0 | 0 | 1320 |  | 0.15 | 0 | 198 | 0
RP2KPAEG-Rockport 2 KP AEG | 2021-06-18 06:00 | OFFLINE | 0 | 0 | 0 | 0 | 1320 |  | 0.15 | 0 | 198 | 0
RP2KPAEG-Rockport 2 KP AEG | 2021-06-18 07:00 | OFFLINE | 0 | 0 | 0 | 0 | 1320 |  | 0.15 | 0 | 198 | 0
RP2KPAEG-Rockport 2 KP AEG | 2021-06-18 08:00 | OFFLINE | 0 | 0 | 0 | 0 | 1320 |  | 0.15 | 0 | 198 | 0
RP2KPAEG-Rockport 2 KP AEG | 2021-06-18 09:00 | OFFLINE | 0 | 0 | 0 | 0 | 1320 |  | 0.15 | 0 | 198 | 0
RP2KPAEG-Rockport 2 KP AEG | 2021-06-18 10:00 | OFFLINE | 0 | 0 | 0 | 0 | 1320 |  | 0.15 | 0 | 198 | 0
RP2KPAEG-Rockport 2 KP AEG | 2021-06-18 11:00 | OFFLINE | 0 | 0 | 0 | 0 | 1320 |  | 0.15 | 0 | 198 | 0
RP2KPAEG-Rockport 2 KP AEG | 2021-06-18 12:00 | OFFLINE | 0 | 0 | 0 | 0 | 1320 |  | 0.15 | 0 | 198 | 0
RP2KPAEG-Rockport 2 KP AEG | 2021-06-18 13:00 | OFFLINE | 0 | 0 | 0 | 0 | 1320 |  | 0.15 | 0 | 198 | 0
RP2KPAEG-Rockport 2 KP AEG | 2021-06-18 14:00 | OFFLINE | 0 | 0 | 0 | 0 | 1320 |  | 0.15 | 0 | 198 | 0
RP2KPAEG-Rockport 2 KP AEG | 2021-06-18 15:00 | OFFLINE | 0 | 0 | 0 | 0 | 1320 |  | 0.15 | 0 | 198 | 0
RP2KPAEG-Rockport 2 KP AEG | 2021-06-18 16:00 | OFFLINE | 0 | 0 | 0 | 0 | 1320 |  | 0.15 | 0 | 198 | 0
RP2KPAEG-Rockport 2 KP AEG | 2021-06-18 17:00 | OFFLINE | 0 | 0 | 0 | 0 | 1320 |  | 0.15 | 0 | 198 | 0
RP2KPAEG-Rockport 2 KP AEG | 2021-06-18 18:00 | OFFLINE | 0 | 0 | 0 | 0 | 1320 |  | 0.15 | 0 | 198 | 0
RP2KPAEG-Rockport 2 KP AEG | 2021-06-18 19:00 | OFFLINE | 0 | 0 | 0 | 0 | 1320 |  | 0.15 | 0 | 198 | 0
RP2KPAEG-Rockport 2 KP AEG | 2021-06-18 20:00 | OFFLINE | 0 | 0 | 0 | 0 | 1320 |  | 0.15 | 0 | 198 | 0
RP2KPAEG-Rockport 2 KP AEG | 2021-06-18 21:00 | OFFLINE | 0 | 0 | 0 | 0 | 1320 |  | 0.15 | 0 | 198 | 0
RP2KPAEG-Rockport 2 KP AEG | 2021-06-18 22:00 | OFFLINE | 0 | 0 | 0 | 0 | 1320 |  | 0.15 | 0 | 198 | 0
RP2KPAEG-Rockport 2 KP AEG | 2021-06-18 23:00 | OFFLINE | 0 | 0 | 0 | 0 | 1320 |  | 0.15 | 0 | 198 | 0
RP2KPAEG-Rockport 2 KP AEG | 2021-06-19 | OFFLINE | 0 | 0 | 0 | 0 | 1320 |  | 0.15 | 0 | 198 | 0
RP2KPAEG-Rockport 2 KP AEG | 2021-06-19 01:00 | OFFLINE | 0 | 0 | 0 | 0 | 1320 |  | 0.15 | 0 | 198 | 0
RP2KPAEG-Rockport 2 KP AEG | 2021-06-19 02:00 | OFFLINE | 0 | 0 | 0 | 0 | 1320 |  | 0.15 | 0 | 198 | 0
RP2KPAEG-Rockport 2 KP AEG | 2021-06-19 03:00 | OFFLINE | 0 | 0 | 0 | 0 | 1320 |  | 0.15 | 0 | 198 | 0
RP2KPAEG-Rockport 2 KP AEG | 2021-06-19 04:00 | OFFLINE | 0 | 0 | 0 | 0 | 1320 |  | 0.15 | 0 | 198 | 0
RP2KPAEG-Rockport 2 KP AEG | 2021-06-19 05:00 | OFFLINE | 0 | 0 | 0 | 0 | 1320 |  | 0.15 | 0 | 198 | 0
RP2KPAEG-Rockport 2 KP AEG | 2021-06-19 06:00 | OFFLINE | 0 | 0 | 0 | 0 | 1320 |  | 0.15 | 0 | 198 | 0
RP2KPAEG-Rockport 2 KP AEG | 2021-06-19 07:00 | OFFLINE | 0 | 0 | 0 | 0 | 1320 |  | 0.15 | 0 | 198 | 0
RP2KPAEG-Rockport 2 KP AEG | 2021-06-19 08:00 | OFFLINE | 0 | 0 | 0 | 0 | 1320 |  | 0.15 | 0 | 198 | 0
RP2KPAEG-Rockport 2 KP AEG | 2021-06-19 09:00 | OFFLINE | 0 | 0 | 0 | 0 | 1320 |  | 0.15 | 0 | 198 | 0
RP2KPAEG-Rockport 2 KP AEG | 2021-06-19 10:00 | OFFLINE | 0 | 0 | 0 | 0 | 1320 |  | 0.15 | 0 | 198 | 0
RP2KPAEG-Rockport 2 KP AEG | 2021-06-19 11:00 | OFFLINE | 0 | 0 | 0 | 0 | 1320 |  | 0.15 | 0 | 198 | 0
RP2KPAEG-Rockport 2 KP AEG | 2021-06-19 12:00 | OFFLINE | 0 | 0 | 0 | 0 | 1320 |  | 0.15 | 0 | 198 | 0
RP2KPAEG-Rockport 2 KP AEG | 2021-06-19 13:00 | OFFLINE | 0 | 0 | 0 | 0 | 1320 |  | 0.15 | 0 | 198 | 0
RP2KPAEG-Rockport 2 KP AEG | 2021-06-19 14:00 | OFFLINE | 0 | 0 | 0 | 0 | 1320 |  | 0.15 | 0 | 198 | 0
RP2KPAEG-Rockport 2 KP AEG | 2021-06-19 15:00 | OFFLINE | 0 | 0 | 0 | 0 | 1320 |  | 0.15 | 0 | 198 | 0
RP2KPAEG-Rockport 2 KP AEG | 2021-06-19 16:00 | OFFLINE | 0 | 0 | 0 | 0 | 1320 |  | 0.15 | 0 | 198 | 0
RP2KPAEG-Rockport 2 KP AEG | 2021-06-19 17:00 | OFFLINE | 0 | 0 | 0 | 0 | 1320 |  | 0.15 | 0 | 198 | 0
RP2KPAEG-Rockport 2 KP AEG | 2021-06-19 18:00 | OFFLINE | 0 | 0 | 0 | 0 | 1320 |  | 0.15 | 0 | 198 | 0
RP2KPAEG-Rockport 2 KP AEG | 2021-06-19 19:00 | OFFLINE | 0 | 0 | 0 | 0 | 1320 |  | 0.15 | 0 | 198 | 0
RP2KPAEG-Rockport 2 KP AEG | 2021-06-19 20:00 | OFFLINE | 0 | 0 | 0 | 0 | 1320 |  | 0.15 | 0 | 198 | 0
RP2KPAEG-Rockport 2 KP AEG | 2021-06-19 21:00 | OFFLINE | 0 | 0 | 0 | 0 | 1320 |  | 0.15 | 0 | 198 | 0
RP2KPAEG-Rockport 2 KP AEG | 2021-06-19 22:00 | OFFLINE | 0 | 0 | 0 | 0 | 1320 |  | 0.15 | 0 | 198 | 0
RP2KPAEG-Rockport 2 KP AEG | 2021-06-19 23:00 | OFFLINE | 0 | 0 | 0 | 0 | 1320 |  | 0.15 | 0 | 198 | 0
RP2KPAEG-Rockport 2 KP AEG | 2021-06-20 | OFFLINE | 0 | 0 | 0 | 0 | 1320 |  | 0.15 | 0 | 198 | 0
RP2KPAEG-Rockport 2 KP AEG | 2021-06-20 01:00 | OFFLINE | 0 | 0 | 0 | 0 | 1320 |  | 0.15 | 0 | 198 | 0
RP2KPAEG-Rockport 2 KP AEG | 2021-06-20 02:00 | OFFLINE | 0 | 0 | 0 | 0 | 1320 |  | 0.15 | 0 | 198 | 0
RP2KPAEG-Rockport 2 KP AEG | 2021-06-20 03:00 | OFFLINE | 0 | 0 | 0 | 0 | 1320 |  | 0.15 | 0 | 198 | 0
RP2KPAEG-Rockport 2 KP AEG | 2021-06-20 04:00 | OFFLINE | 0 | 0 | 0 | 0 | 1320 |  | 0.15 | 0 | 198 | 0
RP2KPAEG-Rockport 2 KP AEG | 2021-06-20 05:00 | OFFLINE | 0 | 0 | 0 | 0 | 1320 |  | 0.15 | 0 | 198 | 0
RP2KPAEG-Rockport 2 KP AEG | 2021-06-20 06:00 | OFFLINE | 0 | 0 | 0 | 0 | 1320 |  | 0.15 | 0 | 198 | 0
RP2KPAEG-Rockport 2 KP AEG | 2021-06-20 07:00 | OFFLINE | 0 | 0 | 0 | 0 | 1320 |  | 0.15 | 0 | 198 | 0
RP2KPAEG-Rockport 2 KP AEG | 2021-06-20 08:00 | OFFLINE | 0 | 0 | 0 | 0 | 1320 |  | 0.15 | 0 | 198 | 0
RP2KPAEG-Rockport 2 KP AEG | 2021-06-20 09:00 | OFFLINE | 0 | 0 | 0 | 0 | 1320 |  | 0.15 | 0 | 198 | 0
RP2KPAEG-Rockport 2 KP AEG | 2021-06-20 10:00 | OFFLINE | 0 | 0 | 0 | 0 | 1320 |  | 0.15 | 0 | 198 | 0
RP2KPAEG-Rockport 2 KP AEG | 2021-06-20 11:00 | OFFLINE | 0 | 0 | 0 | 0 | 1320 |  | 0.15 | 0 | 198 | 0
RP2KPAEG-Rockport 2 KP AEG | 2021-06-20 12:00 | OFFLINE | 0 | 0 | 0 | 0 | 1320 |  | 0.15 | 0 | 198 | 0
RP2KPAEG-Rockport 2 KP AEG | 2021-06-20 13:00 | OFFLINE | 0 | 0 | 0 | 0 | 1320 |  | 0.15 | 0 | 198 | 0
RP2KPAEG-Rockport 2 KP AEG | 2021-06-20 14:00 | OFFLINE | 0 | 0 | 0 | 0 | 1320 |  | 0.15 | 0 | 198 | 0
RP2KPAEG-Rockport 2 KP AEG | 2021-06-20 15:00 | OFFLINE | 0 | 0 | 0 | 0 | 1320 |  | 0.15 | 0 | 198 | 0
RP2KPAEG-Rockport 2 KP AEG | 2021-06-20 16:00 | OFFLINE | 0 | 0 | 0 | 0 | 1320 |  | 0.15 | 0 | 198 | 0
RP2KPAEG-Rockport 2 KP AEG | 2021-06-20 17:00 | OFFLINE | 0 | 0 | 0 | 0 | 1320 |  | 0.15 | 0 | 198 | 0
RP2KPAEG-Rockport 2 KP AEG | 2021-06-20 18:00 | OFFLINE | 0 | 0 | 0 | 0 | 1320 |  | 0.15 | 0 | 198 | 0
RP2KPAEG-Rockport 2 KP AEG | 2021-06-20 19:00 | OFFLINE | 0 | 0 | 0 | 0 | 1320 |  | 0.15 | 0 | 198 | 0
RP2KPAEG-Rockport 2 KP AEG | 2021-06-20 20:00 | OFFLINE | 0 | 0 | 0 | 0 | 1320 |  | 0.15 | 0 | 198 | 0
RP2KPAEG-Rockport 2 KP AEG | 2021-06-20 21:00 | OFFLINE | 0 | 0 | 0 | 0 | 1320 |  | 0.15 | 0 | 198 | 0
RP2KPAEG-Rockport 2 KP AEG | 2021-06-20 22:00 | OFFLINE | 0 | 0 | 0 | 0 | 1320 |  | 0.15 | 0 | 198 | 0
RP2KPAEG-Rockport 2 KP AEG | 2021-06-20 23:00 | OFFLINE | 0 | 0 | 0 | 0 | 1320 |  | 0.15 | 0 | 198 | 0
RP2KPAEG-Rockport 2 KP AEG | 2021-06-21 | OFFLINE | 0 | 0 | 0 | 0 | 1320 |  | 0.15 | 0 | 198 | 0
RP2KPAEG-Rockport 2 KP AEG | 2021-06-21 01:00 | OFFLINE | 0 | 0 | 0 | 0 | 1320 |  | 0.15 | 0 | 198 | 0
RP2KPAEG-Rockport 2 KP AEG | 2021-06-21 02:00 | OFFLINE | 0 | 0 | 0 | 0 | 1320 |  | 0.15 | 0 | 198 | 0
RP2KPAEG-Rockport 2 KP AEG | 2021-06-21 03:00 | OFFLINE | 0 | 0 | 0 | 0 | 1320 |  | 0.15 | 0 | 198 | 0
RP2KPAEG-Rockport 2 KP AEG | 2021-06-21 04:00 | OFFLINE | 0 | 0 | 0 | 0 | 1320 |  | 0.15 | 0 | 198 | 0
RP2KPAEG-Rockport 2 KP AEG | 2021-06-21 05:00 | OFFLINE | 0 | 0 | 0 | 0 | 1320 |  | 0.15 | 0 | 198 | 0
RP2KPAEG-Rockport 2 KP AEG | 2021-06-21 06:00 | OFFLINE | 0 | 0 | 0 | 0 | 1320 |  | 0.15 | 0 | 198 | 0
RP2KPAEG-Rockport 2 KP AEG | 2021-06-21 07:00 | OFFLINE | 0 | 0 | 0 | 0 | 1320 |  | 0.15 | 0 | 198 | 0
RP2KPAEG-Rockport 2 KP AEG | 2021-06-21 08:00 | OFFLINE | 0 | 0 | 0 | 0 | 1320 |  | 0.15 | 0 | 198 | 0
RP2KPAEG-Rockport 2 KP AEG | 2021-06-21 09:00 | OFFLINE | 0 | 0 | 0 | 0 | 1320 |  | 0.15 | 0 | 198 | 0
RP2KPAEG-Rockport 2 KP AEG | 2021-06-21 10:00 | OFFLINE | 0 | 0 | 0 | 0 | 1320 |  | 0.15 | 0 | 198 | 0
RP2KPAEG-Rockport 2 KP AEG | 2021-06-21 11:00 | OFFLINE | 0 | 0 | 0 | 0 | 1320 |  | 0.15 | 0 | 198 | 0
RP2KPAEG-Rockport 2 KP AEG | 2021-06-21 12:00 | OFFLINE | 0 | 0 | 0 | 0 | 1320 |  | 0.15 | 0 | 198 | 0
RP2KPAEG-Rockport 2 KP AEG | 2021-06-21 13:00 | OFFLINE | 0 | 0 | 0 | 0 | 1320 |  | 0.15 | 0 | 198 | 0
RP2KPAEG-Rockport 2 KP AEG | 2021-06-21 14:00 | OFFLINE | 0 | 0 | 0 | 0 | 1320 |  | 0.15 | 0 | 198 | 0
RP2KPAEG-Rockport 2 KP AEG | 2021-06-21 15:00 | OFFLINE | 0 | 0 | 0 | 0 | 1320 |  | 0.15 | 0 | 198 | 0
RP2KPAEG-Rockport 2 KP AEG | 2021-06-21 16:00 | OFFLINE | 0 | 0 | 0 | 0 | 1320 |  | 0.15 | 0 | 198 | 0
RP2KPAEG-Rockport 2 KP AEG | 2021-06-21 17:00 | OFFLINE | 0 | 0 | 0 | 0 | 1320 |  | 0.15 | 0 | 198 | 0
RP2KPAEG-Rockport 2 KP AEG | 2021-06-21 18:00 | OFFLINE | 0 | 0 | 0 | 0 | 1320 |  | 0.15 | 0 | 198 | 0
RP2KPAEG-Rockport 2 KP AEG | 2021-06-21 19:00 | OFFLINE | 0 | 0 | 0 | 0 | 1320 |  | 0.15 | 0 | 198 | 0
RP2KPAEG-Rockport 2 KP AEG | 2021-06-21 20:00 | OFFLINE | 0 | 0 | 0 | 0 | 1320 |  | 0.15 | 0 | 198 | 0
RP2KPAEG-Rockport 2 KP AEG | 2021-06-21 21:00 | OFFLINE | 0 | 0 | 0 | 0 | 1320 |  | 0.15 | 0 | 198 | 0
RP2KPAEG-Rockport 2 KP AEG | 2021-06-21 22:00 | OFFLINE | 0 | 0 | 0 | 0 | 1320 |  | 0.15 | 0 | 198 | 0
RP2KPAEG-Rockport 2 KP AEG | 2021-06-21 23:00 | OFFLINE | 0 | 0 | 0 | 0 | 1320 |  | 0.15 | 0 | 198 | 0
RP2KPAEG-Rockport 2 KP AEG | 2021-06-22 | OFFLINE | 0 | 0 | 0 | 0 | 1320 |  | 0.15 | 0 | 198 | 0
RP2KPAEG-Rockport 2 KP AEG | 2021-06-22 01:00 | OFFLINE | 0 | 0 | 0 | 0 | 1320 |  | 0.15 | 0 | 198 | 0
RP2KPAEG-Rockport 2 KP AEG | 2021-06-22 02:00 | OFFLINE | 0 | 0 | 0 | 0 | 1320 |  | 0.15 | 0 | 198 | 0
RP2KPAEG-Rockport 2 KP AEG | 2021-06-22 03:00 | OFFLINE | 0 | 0 | 0 | 0 | 1320 |  | 0.15 | 0 | 198 | 0
RP2KPAEG-Rockport 2 KP AEG | 2021-06-22 04:00 | OFFLINE | 0 | 0 | 0 | 0 | 1320 |  | 0.15 | 0 | 198 | 0
RP2KPAEG-Rockport 2 KP AEG | 2021-06-22 05:00 | OFFLINE | 0 | 0 | 0 | 0 | 1320 |  | 0.15 | 0 | 198 | 0
RP2KPAEG-Rockport 2 KP AEG | 2021-06-22 06:00 | OFFLINE | 0 | 0 | 0 | 0 | 1320 |  | 0.15 | 0 | 198 | 0
RP2KPAEG-Rockport 2 KP AEG | 2021-06-22 07:00 | OFFLINE | 0 | 0 | 0 | 0 | 1320 |  | 0.15 | 0 | 198 | 0
RP2KPAEG-Rockport 2 KP AEG | 2021-06-22 08:00 | OFFLINE | 0 | 0 | 0 | 0 | 1320 |  | 0.15 | 0 | 198 | 0
RP2KPAEG-Rockport 2 KP AEG | 2021-06-22 09:00 | OFFLINE | 0 | 0 | 0 | 0 | 1320 |  | 0.15 | 0 | 198 | 0
RP2KPAEG-Rockport 2 KP AEG | 2021-06-22 10:00 | OFFLINE | 0 | 0 | 0 | 0 | 1320 |  | 0.15 | 0 | 198 | 0
RP2KPAEG-Rockport 2 KP AEG | 2021-06-22 11:00 | OFFLINE | 0 | 0 | 0 | 0 | 1320 |  | 0.15 | 0 | 198 | 0
RP2KPAEG-Rockport 2 KP AEG | 2021-06-22 12:00 | OFFLINE | 0 | 0 | 0 | 0 | 1320 |  | 0.15 | 0 | 198 | 0
RP2KPAEG-Rockport 2 KP AEG | 2021-06-22 13:00 | OFFLINE | 0 | 0 | 0 | 0 | 1320 |  | 0.15 | 0 | 198 | 0
RP2KPAEG-Rockport 2 KP AEG | 2021-06-22 14:00 | OFFLINE | 0 | 0 | 0 | 0 | 1320 |  | 0.15 | 0 | 198 | 0
RP2KPAEG-Rockport 2 KP AEG | 2021-06-22 15:00 | OFFLINE | 0 | 0 | 0 | 0 | 1320 |  | 0.15 | 0 | 198 | 0
RP2KPAEG-Rockport 2 KP AEG | 2021-06-22 16:00 | OFFLINE | 0 | 0 | 0 | 0 | 1320 |  | 0.15 | 0 | 198 | 0
RP2KPAEG-Rockport 2 KP AEG | 2021-06-22 17:00 | OFFLINE | 0 | 0 | 0 | 0 | 1320 |  | 0.15 | 0 | 198 | 0
RP2KPAEG-Rockport 2 KP AEG | 2021-06-22 18:00 | OFFLINE | 0 | 0 | 0 | 0 | 1320 |  | 0.15 | 0 | 198 | 0
RP2KPAEG-Rockport 2 KP AEG | 2021-06-22 19:00 | OFFLINE | 0 | 0 | 0 | 0 | 1320 |  | 0.15 | 0 | 198 | 0
RP2KPAEG-Rockport 2 KP AEG | 2021-06-22 20:00 | OFFLINE | 0 | 0 | 0 | 0 | 1320 |  | 0.15 | 0 | 198 | 0
RP2KPAEG-Rockport 2 KP AEG | 2021-06-22 21:00 | OFFLINE | 0 | 0 | 0 | 0 | 1320 |  | 0.15 | 0 | 198 | 0
RP2KPAEG-Rockport 2 KP AEG | 2021-06-22 22:00 | OFFLINE | 0 | 0 | 0 | 0 | 1320 |  | 0.15 | 0 | 198 | 0
RP2KPAEG-Rockport 2 KP AEG | 2021-06-22 23:00 | OFFLINE | 0 | 0 | 0 | 0 | 1320 |  | 0.15 | 0 | 198 | 0
RP2KPAEG-Rockport 2 KP AEG | 2021-06-23 | OFFLINE | 0 | 0 | 0 | 0 | 1320 |  | 0.15 | 0 | 198 | 0
RP2KPAEG-Rockport 2 KP AEG | 2021-06-23 01:00 | OFFLINE | 0 | 0 | 0 | 0 | 1320 |  | 0.15 | 0 | 198 | 0
RP2KPAEG-Rockport 2 KP AEG | 2021-06-23 02:00 | OFFLINE | 0 | 0 | 0 | 0 | 1320 |  | 0.15 | 0 | 198 | 0
RP2KPAEG-Rockport 2 KP AEG | 2021-06-23 03:00 | OFFLINE | 0 | 0 | 0 | 0 | 1320 |  | 0.15 | 0 | 198 | 0
RP2KPAEG-Rockport 2 KP AEG | 2021-06-23 04:00 | OFFLINE | 0 | 0 | 0 | 0 | 1320 |  | 0.15 | 0 | 198 | 0
RP2KPAEG-Rockport 2 KP AEG | 2021-06-23 05:00 | OFFLINE | 0 | 0 | 0 | 0 | 1320 |  | 0.15 | 0 | 198 | 0
RP2KPAEG-Rockport 2 KP AEG | 2021-06-23 06:00 | OFFLINE | 0 | 0 | 0 | 0 | 1320 |  | 0.15 | 0 | 198 | 0
RP2KPAEG-Rockport 2 KP AEG | 2021-06-23 07:00 | OFFLINE | 0 | 0 | 0 | 0 | 1320 |  | 0.15 | 0 | 198 | 0
RP2KPAEG-Rockport 2 KP AEG | 2021-06-23 08:00 | OFFLINE | 0 | 0 | 0 | 0 | 1320 |  | 0.15 | 0 | 198 | 0
RP2KPAEG-Rockport 2 KP AEG | 2021-06-23 09:00 | OFFLINE | 0 | 0 | 0 | 0 | 1320 |  | 0.15 | 0 | 198 | 0
RP2KPAEG-Rockport 2 KP AEG | 2021-06-23 10:00 | OFFLINE | 0 | 0 | 0 | 0 | 1320 |  | 0.15 | 0 | 198 | 0
RP2KPAEG-Rockport 2 KP AEG | 2021-06-23 11:00 | OFFLINE | 0 | 0 | 0 | 0 | 1320 |  | 0.15 | 0 | 198 | 0
RP2KPAEG-Rockport 2 KP AEG | 2021-06-23 12:00 | OFFLINE | 0 | 0 | 0 | 0 | 1320 |  | 0.15 | 0 | 198 | 0
RP2KPAEG-Rockport 2 KP AEG | 2021-06-23 13:00 | OFFLINE | 0 | 0 | 0 | 0 | 1320 |  | 0.15 | 0 | 198 | 0
RP2KPAEG-Rockport 2 KP AEG | 2021-06-23 14:00 | OFFLINE | 0 | 0 | 0 | 0 | 1320 |  | 0.15 | 0 | 198 | 0
RP2KPAEG-Rockport 2 KP AEG | 2021-06-23 15:00 | OFFLINE | 0 | 0 | 0 | 0 | 1320 |  | 0.15 | 0 | 198 | 0
RP2KPAEG-Rockport 2 KP AEG | 2021-06-23 16:00 | OFFLINE | 0 | 0 | 0 | 0 | 1320 |  | 0.15 | 0 | 198 | 0
RP2KPAEG-Rockport 2 KP AEG | 2021-06-23 17:00 | OFFLINE | 0 | 0 | 0 | 0 | 1320 |  | 0.15 | 0 | 198 | 0
RP2KPAEG-Rockport 2 KP AEG | 2021-06-23 18:00 | OFFLINE | 0 | 0 | 0 | 0 | 1320 |  | 0.15 | 0 | 198 | 0
RP2KPAEG-Rockport 2 KP AEG | 2021-06-23 19:00 | OFFLINE | 0 | 0 | 0 | 0 | 1320 |  | 0.15 | 0 | 198 | 0
RP2KPAEG-Rockport 2 KP AEG | 2021-06-23 20:00 | OFFLINE | 0 | 0 | 0 | 0 | 1320 |  | 0.15 | 0 | 198 | 0
RP2KPAEG-Rockport 2 KP AEG | 2021-06-23 21:00 | OFFLINE | 0 | 0 | 0 | 0 | 1320 |  | 0.15 | 0 | 198 | 0
RP2KPAEG-Rockport 2 KP AEG | 2021-06-23 22:00 | OFFLINE | 0 | 0 | 0 | 0 | 1320 |  | 0.15 | 0 | 198 | 0
RP2KPAEG-Rockport 2 KP AEG | 2021-06-23 23:00 | OFFLINE | 0 | 0 | 0 | 0 | 1320 |  | 0.15 | 0 | 198 | 0
RP2KPAEG-Rockport 2 KP AEG | 2021-06-24 | OFFLINE | 0 | 0 | 0 | 0 | 1320 |  | 0.15 | 0 | 198 | 0
RP2KPAEG-Rockport 2 KP AEG | 2021-06-24 01:00 | OFFLINE | 0 | 0 | 0 | 0 | 1320 |  | 0.15 | 0 | 198 | 0
RP2KPAEG-Rockport 2 KP AEG | 2021-06-24 02:00 | OFFLINE | 0 | 0 | 0 | 0 | 1320 |  | 0.15 | 0 | 198 | 0
RP2KPAEG-Rockport 2 KP AEG | 2021-06-24 03:00 | OFFLINE | 0 | 0 | 0 | 0 | 1320 |  | 0.15 | 0 | 198 | 0
RP2KPAEG-Rockport 2 KP AEG | 2021-06-24 04:00 | OFFLINE | 0 | 0 | 0 | 0 | 1320 |  | 0.15 | 0 | 198 | 0
RP2KPAEG-Rockport 2 KP AEG | 2021-06-24 05:00 | OFFLINE | 0 | 0 | 0 | 0 | 1320 |  | 0.15 | 0 | 198 | 0
RP2KPAEG-Rockport 2 KP AEG | 2021-06-24 06:00 | OFFLINE | 0 | 0 | 0 | 0 | 1320 |  | 0.15 | 0 | 198 | 0
RP2KPAEG-Rockport 2 KP AEG | 2021-06-24 07:00 | OFFLINE | 0 | 0 | 0 | 0 | 1320 |  | 0.15 | 0 | 198 | 0
RP2KPAEG-Rockport 2 KP AEG | 2021-06-24 08:00 | OFFLINE | 0 | 0 | 0 | 0 | 1320 |  | 0.15 | 0 | 198 | 0
RP2KPAEG-Rockport 2 KP AEG | 2021-06-24 09:00 | OFFLINE | 0 | 0 | 0 | 0 | 1320 |  | 0.15 | 0 | 198 | 0
RP2KPAEG-Rockport 2 KP AEG | 2021-06-24 10:00 | OFFLINE | 0 | 0 | 0 | 0 | 1320 |  | 0.15 | 0 | 198 | 0
RP2KPAEG-Rockport 2 KP AEG | 2021-06-24 11:00 | OFFLINE | 0 | 0 | 0 | 0 | 1320 |  | 0.15 | 0 | 198 | 0
RP2KPAEG-Rockport 2 KP AEG | 2021-06-24 12:00 | OFFLINE | 0 | 0 | 0 | 0 | 1320 |  | 0.15 | 0 | 198 | 0
RP2KPAEG-Rockport 2 KP AEG | 2021-06-24 13:00 | OFFLINE | 0 | 0 | 0 | 0 | 1320 |  | 0.15 | 0 | 198 | 0
RP2KPAEG-Rockport 2 KP AEG | 2021-06-24 14:00 | OFFLINE | 0 | 0 | 0 | 0 | 1320 |  | 0.15 | 0 | 198 | 0
RP2KPAEG-Rockport 2 KP AEG | 2021-06-24 15:00 | OFFLINE | 0 | 0 | 0 | 0 | 1320 |  | 0.15 | 0 | 198 | 0
RP2KPAEG-Rockport 2 KP AEG | 2021-06-24 16:00 | OFFLINE | 0 | 0 | 0 | 0 | 1320 |  | 0.15 | 0 | 198 | 0
RP2KPAEG-Rockport 2 KP AEG | 2021-06-24 17:00 | OFFLINE | 0 | 0 | 0 | 0 | 1320 |  | 0.15 | 0 | 198 | 0
RP2KPAEG-Rockport 2 KP AEG | 2021-06-24 18:00 | OFFLINE | 0 | 0 | 0 | 0 | 1320 |  | 0.15 | 0 | 198 | 0
RP2KPAEG-Rockport 2 KP AEG | 2021-06-24 19:00 | OFFLINE | 0 | 0 | 0 | 0 | 1320 |  | 0.15 | 0 | 198 | 0
RP2KPAEG-Rockport 2 KP AEG | 2021-06-24 20:00 | OFFLINE | 0 | 0 | 0 | 0 | 1320 |  | 0.15 | 0 | 198 | 0
RP2KPAEG-Rockport 2 KP AEG | 2021-06-24 21:00 | OFFLINE | 0 | 0 | 0 | 0 | 1320 |  | 0.15 | 0 | 198 | 0
RP2KPAEG-Rockport 2 KP AEG | 2021-06-24 22:00 | OFFLINE | 0 | 0 | 0 | 0 | 1320 |  | 0.15 | 0 | 198 | 0
RP2KPAEG-Rockport 2 KP AEG | 2021-06-24 23:00 | OFFLINE | 0 | 0 | 0 | 0 | 1320 |  | 0.15 | 0 | 198 | 0
RP2KPAEG-Rockport 2 KP AEG | 2021-06-25 | OFFLINE | 0 | 0 | 0 | 0 | 1320 |  | 0.15 | 0 | 198 | 0
RP2KPAEG-Rockport 2 KP AEG | 2021-06-25 01:00 | OFFLINE | 0 | 0 | 0 | 0 | 1320 |  | 0.15 | 0 | 198 | 0
RP2KPAEG-Rockport 2 KP AEG | 2021-06-25 02:00 | OFFLINE | 0 | 0 | 0 | 0 | 1320 |  | 0.15 | 0 | 198 | 0
RP2KPAEG-Rockport 2 KP AEG | 2021-06-25 03:00 | OFFLINE | 0 | 0 | 0 | 0 | 1320 |  | 0.15 | 0 | 198 | 0
RP2KPAEG-Rockport 2 KP AEG | 2021-06-25 04:00 | OFFLINE | 0 | 0 | 0 | 0 | 1320 |  | 0.15 | 0 | 198 | 0
RP2KPAEG-Rockport 2 KP AEG | 2021-06-25 05:00 | OFFLINE | 0 | 0 | 0 | 0 | 1320 |  | 0.15 | 0 | 198 | 0
RP2KPAEG-Rockport 2 KP AEG | 2021-06-25 06:00 | OFFLINE | 0 | 0 | 0 | 0 | 1320 |  | 0.15 | 0 | 198 | 0
RP2KPAEG-Rockport 2 KP AEG | 2021-06-25 07:00 | OFFLINE | 0 | 0 | 0 | 0 | 1320 |  | 0.15 | 0 | 198 | 0
RP2KPAEG-Rockport 2 KP AEG | 2021-06-25 08:00 | OFFLINE | 0 | 0 | 0 | 0 | 1320 |  | 0.15 | 0 | 198 | 0
RP2KPAEG-Rockport 2 KP AEG | 2021-06-25 09:00 | OFFLINE | 0 | 0 | 0 | 0 | 1320 |  | 0.15 | 0 | 198 | 0
RP2KPAEG-Rockport 2 KP AEG | 2021-06-25 10:00 | OFFLINE | 0 | 0 | 0 | 0 | 1320 |  | 0.15 | 0 | 198 | 0
RP2KPAEG-Rockport 2 KP AEG | 2021-06-25 11:00 | OFFLINE | 0 | 0 | 0 | 0 | 1320 |  | 0.15 | 0 | 198 | 0
RP2KPAEG-Rockport 2 KP AEG | 2021-06-25 12:00 | OFFLINE | 0 | 0 | 0 | 0 | 1320 |  | 0.15 | 0 | 198 | 0
RP2KPAEG-Rockport 2 KP AEG | 2021-06-25 13:00 | OFFLINE | 0 | 0 | 0 | 0 | 1320 |  | 0.15 | 0 | 198 | 0
RP2KPAEG-Rockport 2 KP AEG | 2021-06-25 14:00 | OFFLINE | 0 | 0 | 0 | 0 | 1320 |  | 0.15 | 0 | 198 | 0
RP2KPAEG-Rockport 2 KP AEG | 2021-06-25 15:00 | OFFLINE | 0 | 0 | 0 | 0 | 1320 |  | 0.15 | 0 | 198 | 0
RP2KPAEG-Rockport 2 KP AEG | 2021-06-25 16:00 | OFFLINE | 0 | 0 | 0 | 0 | 1320 |  | 0.15 | 0 | 198 | 0
RP2KPAEG-Rockport 2 KP AEG | 2021-06-25 17:00 | OFFLINE | 0 | 0 | 0 | 0 | 1320 |  | 0.15 | 0 | 198 | 0
RP2KPAEG-Rockport 2 KP AEG | 2021-06-25 18:00 | OFFLINE | 0 | 0 | 0 | 0 | 1320 |  | 0.15 | 0 | 198 | 0
RP2KPAEG-Rockport 2 KP AEG | 2021-06-25 19:00 | OFFLINE | 0 | 0 | 0 | 0 | 1320 |  | 0.15 | 0 | 198 | 0
RP2KPAEG-Rockport 2 KP AEG | 2021-06-25 20:00 | OFFLINE | 0 | 0 | 0 | 0 | 1320 |  | 0.15 | 0 | 198 | 0
RP2KPAEG-Rockport 2 KP AEG | 2021-06-25 21:00 | OFFLINE | 0 | 0 | 0 | 0 | 1320 |  | 0.15 | 0 | 198 | 0
RP2KPAEG-Rockport 2 KP AEG | 2021-06-25 22:00 | OFFLINE | 0 | 0 | 0 | 0 | 1320 |  | 0.15 | 0 | 198 | 0
RP2KPAEG-Rockport 2 KP AEG | 2021-06-25 23:00 | OFFLINE | 0 | 0 | 0 | 0 | 1320 |  | 0.15 | 0 | 198 | 0
RP2KPAEG-Rockport 2 KP AEG | 2021-06-26 | OFFLINE | 0 | 0 | 0 | 0 | 1320 |  | 0.15 | 0 | 198 | 0
RP2KPAEG-Rockport 2 KP AEG | 2021-06-26 01:00 | OFFLINE | 0 | 0 | 0 | 0 | 1320 |  | 0.15 | 0 | 198 | 0
RP2KPAEG-Rockport 2 KP AEG | 2021-06-26 02:00 | OFFLINE | 0 | 0 | 0 | 0 | 1320 |  | 0.15 | 0 | 198 | 0
RP2KPAEG-Rockport 2 KP AEG | 2021-06-26 03:00 | OFFLINE | 0 | 0 | 0 | 0 | 1320 |  | 0.15 | 0 | 198 | 0
RP2KPAEG-Rockport 2 KP AEG | 2021-06-26 04:00 | OFFLINE | 0 | 0 | 0 | 0 | 1320 |  | 0.15 | 0 | 198 | 0
RP2KPAEG-Rockport 2 KP AEG | 2021-06-26 05:00 | OFFLINE | 0 | 0 | 0 | 0 | 1320 |  | 0.15 | 0 | 198 | 0
RP2KPAEG-Rockport 2 KP AEG | 2021-06-26 06:00 | OFFLINE | 0 | 0 | 0 | 0 | 1320 |  | 0.15 | 0 | 198 | 0
RP2KPAEG-Rockport 2 KP AEG | 2021-06-26 07:00 | OFFLINE | 0 | 0 | 0 | 0 | 1320 |  | 0.15 | 0 | 198 | 0
RP2KPAEG-Rockport 2 KP AEG | 2021-06-26 08:00 | OFFLINE | 0 | 0 | 0 | 0 | 1320 |  | 0.15 | 0 | 198 | 0
RP2KPAEG-Rockport 2 KP AEG | 2021-06-26 09:00 | OFFLINE | 0 | 0 | 0 | 0 | 1320 |  | 0.15 | 0 | 198 | 0
RP2KPAEG-Rockport 2 KP AEG | 2021-06-26 10:00 | OFFLINE | 0 | 0 | 0 | 0 | 1320 |  | 0.15 | 0 | 198 | 0
RP2KPAEG-Rockport 2 KP AEG | 2021-06-26 11:00 | OFFLINE | 0 | 0 | 0 | 0 | 1320 |  | 0.15 | 0 | 198 | 0
RP2KPAEG-Rockport 2 KP AEG | 2021-06-26 12:00 | OFFLINE | 0 | 0 | 0 | 0 | 1320 |  | 0.15 | 0 | 198 | 0
RP2KPAEG-Rockport 2 KP AEG | 2021-06-26 13:00 | OFFLINE | 0 | 0 | 0 | 0 | 1320 |  | 0.15 | 0 | 198 | 0
RP2KPAEG-Rockport 2 KP AEG | 2021-06-26 14:00 | OFFLINE | 0 | 0 | 0 | 0 | 1320 |  | 0.15 | 0 | 198 | 0
RP2KPAEG-Rockport 2 KP AEG | 2021-06-26 15:00 | OFFLINE | 0 | 0 | 0 | 0 | 1320 |  | 0.15 | 0 | 198 | 0
RP2KPAEG-Rockport 2 KP AEG | 2021-06-26 16:00 | OFFLINE | 0 | 0 | 0 | 0 | 1320 |  | 0.15 | 0 | 198 | 0
RP2KPAEG-Rockport 2 KP AEG | 2021-06-26 17:00 | OFFLINE | 0 | 0 | 0 | 0 | 1320 |  | 0.15 | 0 | 198 | 0
RP2KPAEG-Rockport 2 KP AEG | 2021-06-26 18:00 | OFFLINE | 0 | 0 | 0 | 0 | 1320 |  | 0.15 | 0 | 198 | 0
RP2KPAEG-Rockport 2 KP AEG | 2021-06-26 19:00 | OFFLINE | 0 | 0 | 0 | 0 | 1320 |  | 0.15 | 0 | 198 | 0
RP2KPAEG-Rockport 2 KP AEG | 2021-06-26 20:00 | OFFLINE | 0 | 0 | 0 | 0 | 1320 |  | 0.15 | 0 | 198 | 0
RP2KPAEG-Rockport 2 KP AEG | 2021-06-26 21:00 | OFFLINE | 0 | 0 | 0 | 0 | 1320 |  | 0.15 | 0 | 198 | 0
RP2KPAEG-Rockport 2 KP AEG | 2021-06-26 22:00 | OFFLINE | 0 | 0 | 0 | 0 | 1320 |  | 0.15 | 0 | 198 | 0
RP2KPAEG-Rockport 2 KP AEG | 2021-06-26 23:00 | OFFLINE | 0 | 0 | 0 | 0 | 1320 |  | 0.15 | 0 | 198 | 0
RP2KPAEG-Rockport 2 KP AEG | 2021-06-27 | OFFLINE | 0 | 0 | 0 | 0 | 1320 |  | 0.15 | 0 | 198 | 0
RP2KPAEG-Rockport 2 KP AEG | 2021-06-27 01:00 | OFFLINE | 0 | 0 | 0 | 0 | 1320 |  | 0.15 | 0 | 198 | 0
RP2KPAEG-Rockport 2 KP AEG | 2021-06-27 02:00 | OFFLINE | 0 | 0 | 0 | 0 | 1320 |  | 0.15 | 0 | 198 | 0
RP2KPAEG-Rockport 2 KP AEG | 2021-06-27 03:00 | OFFLINE | 0 | 0 | 0 | 0 | 1320 |  | 0.15 | 0 | 198 | 0
RP2KPAEG-Rockport 2 KP AEG | 2021-06-27 04:00 | OFFLINE | 0 | 0 | 0 | 0 | 1320 |  | 0.15 | 0 | 198 | 0
RP2KPAEG-Rockport 2 KP AEG | 2021-06-27 05:00 | OFFLINE | 0 | 0 | 0 | 0 | 1320 |  | 0.15 | 0 | 198 | 0
RP2KPAEG-Rockport 2 KP AEG | 2021-06-27 06:00 | OFFLINE | 0 | 0 | 0 | 0 | 1320 |  | 0.15 | 0 | 198 | 0
RP2KPAEG-Rockport 2 KP AEG | 2021-06-27 07:00 | OFFLINE | 0 | 0 | 0 | 0 | 1320 |  | 0.15 | 0 | 198 | 0
RP2KPAEG-Rockport 2 KP AEG | 2021-06-27 08:00 | OFFLINE | 0 | 0 | 0 | 0 | 1320 |  | 0.15 | 0 | 198 | 0
RP2KPAEG-Rockport 2 KP AEG | 2021-06-27 09:00 | OFFLINE | 0 | 0 | 0 | 0 | 1320 |  | 0.15 | 0 | 198 | 0
RP2KPAEG-Rockport 2 KP AEG | 2021-06-27 10:00 | OFFLINE | 0 | 0 | 0 | 0 | 1320 |  | 0.15 | 0 | 198 | 0
RP2KPAEG-Rockport 2 KP AEG | 2021-06-27 11:00 | OFFLINE | 0 | 0 | 0 | 0 | 1320 |  | 0.15 | 0 | 198 | 0
RP2KPAEG-Rockport 2 KP AEG | 2021-06-27 12:00 | OFFLINE | 0 | 0 | 0 | 0 | 1320 |  | 0.15 | 0 | 198 | 0
RP2KPAEG-Rockport 2 KP AEG | 2021-06-27 13:00 | FIXED | 2.5728 | 17 | 18 | 18 | 1320 |  | 0.15 | 2.7 | 198 | 2.55
RP2KPAEG-Rockport 2 KP AEG | 2021-06-27 14:00 | DISPATCHABLE | 5.6688 | 38 | 38 | 38 | 1320 |  | 0.15 | 5.7 | 198 | 5.7
RP2KPAEG-Rockport 2 KP AEG | 2021-06-27 15:00 | DISPATCHABLE | 9.5136 | 64 | 84 | 84 | 1320 |  | 0.15 | 12.6 | 198 | 9.6
RP2KPAEG-Rockport 2 KP AEG | 2021-06-27 16:00 | DISPATCHABLE | 12.5376 | 84 | 84 | 84 | 1320 |  | 0.15 | 12.6 | 198 | 12.6
RP2KPAEG-Rockport 2 KP AEG | 2021-06-27 17:00 | DISPATCHABLE | 15.9792 | 107 | 140 | 140 | 1320 |  | 0.15 | 21 | 198 | 16.05
RP2KPAEG-Rockport 2 KP AEG | 2021-06-27 18:00 | DISPATCHABLE | 20.9184 | 140 | 140 | 140 | 1320 |  | 0.15 | 21 | 198 | 21
RP2KPAEG-Rockport 2 KP AEG | 2021-06-27 19:00 | DISPATCHABLE | 20.8128 | 139 | 139 | 139 | 1320 |  | 0.15 | 20.85 | 198 | 20.85
RP2KPAEG-Rockport 2 KP AEG | 2021-06-27 20:00 | DISPATCHABLE | 20.9664 | 140 | 140 | 140 | 1320 |  | 0.15 | 21 | 198 | 21
RP2KPAEG-Rockport 2 KP AEG | 2021-06-27 21:00 | DISPATCHABLE | 23.0736 | 154 | 321 | 321 | 1320 |  | 0.15 | 48.15 | 198 | 23.1
RP2KPAEG-Rockport 2 KP AEG | 2021-06-27 22:00 | DISPATCHABLE | 41.2752 | 275 | 441 | 441 | 1320 |  | 0.15 | 66.15 | 198 | 41.25
RP2KPAEG-Rockport 2 KP AEG | 2021-06-27 23:00 | DISPATCHABLE | 65.4096 | 441 | 441 | 441 | 1320 |  | 0.15 | 66.15 | 198 | 66.15
RP2KPAEG-Rockport 2 KP AEG | 2021-06-28 | DISPATCHABLE | 73.1472 | 541 | 543 | 543 | 1320 |  | 0.15 | 81.45 | 198 | 81.15
RP2KPAEG-Rockport 2 KP AEG | 2021-06-28 01:00 | DISPATCHABLE | 74.376 | 620 | 623 | 623 | 1320 |  | 0.15 | 93.45 | 198 | 93
RP2KPAEG-Rockport 2 KP AEG | 2021-06-28 02:00 | DISPATCHABLE | 99.9312 | 1061 | 1320 | 1320 | 1320 |  | 0.15 | 198 | 198 | 159.15
RP2KPAEG-Rockport 2 KP AEG | 2021-06-28 03:00 | DISPATCHABLE | 84.5424 | 1054 | 1068 | 1068 | 1320 |  | 0.15 | 160.2 | 198 | 158.1
RP2KPAEG-Rockport 2 KP AEG | 2021-06-28 04:00 | DISPATCHABLE | 75.2208 | 992 | 1004 | 1004 | 1320 |  | 0.15 | 150.6 | 198 | 148.8
RP2KPAEG-Rockport 2 KP AEG | 2021-06-28 05:00 | DISPATCHABLE | 75.8688 | 1218 | 1236 | 1236 | 1320 |  | 0.15 | 185.4 | 198 | 182.7
RP2KPAEG-Rockport 2 KP AEG | 2021-06-28 06:00 | DISPATCHABLE | 83.0736 | 1292 | 1311 | 1311 | 1320 |  | 0.15 | 196.65 | 198 | 193.8
RP2KPAEG-Rockport 2 KP AEG | 2021-06-28 07:00 | DISPATCHABLE | 88.4304 | 1233 | 1252 | 1252 | 1320 |  | 0.15 | 187.8 | 198 | 184.95
RP2KPAEG-Rockport 2 KP AEG | 2021-06-28 08:00 | DISPATCHABLE | 86.8608 | 1300 | 1320 | 1320 | 1320 |  | 0.15 | 198 | 198 | 195
RP2KPAEG-Rockport 2 KP AEG | 2021-06-28 09:00 | DISPATCHABLE | 107.328 | 1300 | 1320 | 1320 | 1320 |  | 0.15 | 198 | 198 | 195
RP2KPAEG-Rockport 2 KP AEG | 2021-06-28 10:00 | DISPATCHABLE | 139.6464 | 1300 | 1319 | 1319 | 1318 |  | 0.15 | 197.85 | 197.7 | 195
RP2KPAEG-Rockport 2 KP AEG | 2021-06-28 11:00 | DISPATCHABLE | 177.6672 | 1300 | 1300 | 1300 | 1300 |  | 0.15 | 195 | 195 | 195
RP2KPAEG-Rockport 2 KP AEG | 2021-06-28 12:00 | DISPATCHABLE | 188.1648 | 1275 | 1300 | 1300 | 1300 |  | 0.15 | 195 | 195 | 191.25
RP2KPAEG-Rockport 2 KP AEG | 2021-06-28 13:00 | DISPATCHABLE | 188.0784 | 1261 | 1300 | 1300 | 1300 |  | 0.15 | 195 | 195 | 189.15
RP2KPAEG-Rockport 2 KP AEG | 2021-06-28 14:00 | DISPATCHABLE | 188.3952 | 1261 | 1300 | 1300 | 1300 |  | 0.15 | 195 | 195 | 189.15
RP2KPAEG-Rockport 2 KP AEG | 2021-06-28 15:00 | DISPATCHABLE | 186.3648 | 1265 | 1300 | 1300 | 1299 |  | 0.15 | 195 | 194.85 | 189.75
RP2KPAEG-Rockport 2 KP AEG | 2021-06-28 16:00 | DISPATCHABLE | 188.5824 | 1261 | 1261 | 1261 | 1260 |  | 0.15 | 189.15 | 189 | 189.15
RP2KPAEG-Rockport 2 KP AEG | 2021-06-28 17:00 | DISPATCHABLE | 188.5104 | 1261 | 1261 | 1261 | 1260 |  | 0.15 | 189.15 | 189 | 189.15
RP2KPAEG-Rockport 2 KP AEG | 2021-06-28 18:00 | DISPATCHABLE | 188.568 | 1261 | 1261 | 1261 | 1260 |  | 0.15 | 189.15 | 189 | 189.15
RP2KPAEG-Rockport 2 KP AEG | 2021-06-28 19:00 | DISPATCHABLE | 188.5296 | 1261 | 1261 | 1261 | 1260 |  | 0.15 | 189.15 | 189 | 189.15
RP2KPAEG-Rockport 2 KP AEG | 2021-06-28 20:00 | DISPATCHABLE | 187.6752 | 1261 | 1261 | 1261 | 1260 |  | 0.15 | 189.15 | 189 | 189.15
RP2KPAEG-Rockport 2 KP AEG | 2021-06-28 21:00 | DISPATCHABLE | 186.3696 | 1261 | 1261 | 1261 | 1260 |  | 0.15 | 189.15 | 189 | 189.15
RP2KPAEG-Rockport 2 KP AEG | 2021-06-28 22:00 | DISPATCHABLE | 187.6512 | 1261 | 1261 | 1261 | 1260 |  | 0.15 | 189.15 | 189 | 189.15
RP2KPAEG-Rockport 2 KP AEG | 2021-06-28 23:00 | DISPATCHABLE | 183.8688 | 1257 | 1261 | 1261 | 1260 |  | 0.15 | 189.15 | 189 | 188.55
RP2KPAEG-Rockport 2 KP AEG | 2021-06-29 | DISPATCHABLE | 172.8432 | 1241 | 1261 | 1261 | 1260 |  | 0.15 | 189.15 | 189 | 186.15
RP2KPAEG-Rockport 2 KP AEG | 2021-06-29 01:00 | DISPATCHABLE | 180.624 | 1254 | 1261 | 1261 | 1260 |  | 0.15 | 189.15 | 189 | 188.1
RP2KPAEG-Rockport 2 KP AEG | 2021-06-29 02:00 | DISPATCHABLE | 170.9424 | 1260 | 1261 | 1261 | 1260 |  | 0.15 | 189.15 | 189 | 189
RP2KPAEG-Rockport 2 KP AEG | 2021-06-29 03:00 | DISPATCHABLE | 145.5888 | 1224 | 1261 | 1261 | 1260 |  | 0.15 | 189.15 | 189 | 183.6
RP2KPAEG-Rockport 2 KP AEG | 2021-06-29 04:00 | DISPATCHABLE | 95.376 | 1260 | 1261 | 1261 | 1260 |  | 0.15 | 189.15 | 189 | 189
RP2KPAEG-Rockport 2 KP AEG | 2021-06-29 05:00 | DISPATCHABLE | 74.9184 | 790 | 790 | 790 | 1260 |  | 0.15 | 118.5 | 189 | 118.5
RP2KPAEG-Rockport 2 KP AEG | 2021-06-29 06:00 | DISPATCHABLE | 75.336 | 1073 | 1073 | 1073 | 1260 |  | 0.15 | 160.95 | 189 | 160.95
RP2KPAEG-Rockport 2 KP AEG | 2021-06-29 07:00 | DISPATCHABLE | 90.3216 | 1260 | 1260 | 1260 | 1260 |  | 0.15 | 189 | 189 | 189
RP2KPAEG-Rockport 2 KP AEG | 2021-06-29 08:00 | DISPATCHABLE | 121.2528 | 1260 | 1260 | 1260 | 1260 |  | 0.15 | 189 | 189 | 189
RP2KPAEG-Rockport 2 KP AEG | 2021-06-29 09:00 | DISPATCHABLE | 152.4048 | 1260 | 1260 | 1260 | 1260 |  | 0.15 | 189 | 189 | 189
RP2KPAEG-Rockport 2 KP AEG | 2021-06-29 10:00 | DISPATCHABLE | 167.2128 | 1260 | 1260 | 1260 | 1260 |  | 0.15 | 189 | 189 | 189
RP2KPAEG-Rockport 2 KP AEG | 2021-06-29 11:00 | DISPATCHABLE | 186.0336 | 1261 | 1261 | 1261 | 1260 |  | 0.15 | 189.15 | 189 | 189.15
RP2KPAEG-Rockport 2 KP AEG | 2021-06-29 12:00 | DISPATCHABLE | 188.7024 | 1262 | 1262 | 1262 | 1260 |  | 0.15 | 189.3 | 189 | 189.3
RP2KPAEG-Rockport 2 KP AEG | 2021-06-29 13:00 | DISPATCHABLE | 188.6592 | 1262 | 1262 | 1262 | 1260 |  | 0.15 | 189.3 | 189 | 189.3
RP2KPAEG-Rockport 2 KP AEG | 2021-06-29 14:00 | DISPATCHABLE | 188.8944 | 1262 | 1262 | 1262 | 1260 |  | 0.15 | 189.3 | 189 | 189.3
RP2KPAEG-Rockport 2 KP AEG | 2021-06-29 15:00 | DISPATCHABLE | 189.0768 | 1262 | 1262 | 1262 | 1260 |  | 0.15 | 189.3 | 189 | 189.3
RP2KPAEG-Rockport 2 KP AEG | 2021-06-29 16:00 | DISPATCHABLE | 188.7504 | 1261 | 1261 | 1261 | 1260 |  | 0.15 | 189.15 | 189 | 189.15
RP2KPAEG-Rockport 2 KP AEG | 2021-06-29 17:00 | DISPATCHABLE | 188.5776 | 1261 | 1261 | 1261 | 1260 |  | 0.15 | 189.15 | 189 | 189.15
RP2KPAEG-Rockport 2 KP AEG | 2021-06-29 18:00 | DISPATCHABLE | 188.6688 | 1261 | 1261 | 1261 | 1260 |  | 0.15 | 189.15 | 189 | 189.15
RP2KPAEG-Rockport 2 KP AEG | 2021-06-29 19:00 | DISPATCHABLE | 188.616 | 1261 | 1261 | 1261 | 1260 |  | 0.15 | 189.15 | 189 | 189.15
RP2KPAEG-Rockport 2 KP AEG | 2021-06-29 20:00 | DISPATCHABLE | 189.0432 | 1262 | 1262 | 1262 | 1260 |  | 0.15 | 189.3 | 189 | 189.3
RP2KPAEG-Rockport 2 KP AEG | 2021-06-29 21:00 | DISPATCHABLE | 189.1776 | 1262 | 1262 | 1262 | 1260 |  | 0.15 | 189.3 | 189 | 189.3
RP2KPAEG-Rockport 2 KP AEG | 2021-06-29 22:00 | DISPATCHABLE | 175.9392 | 1260 | 1260 | 1260 | 1260 |  | 0.15 | 189 | 189 | 189
RP2KPAEG-Rockport 2 KP AEG | 2021-06-29 23:00 | DISPATCHABLE | 180.2592 | 1260 | 1260 | 1260 | 1260 |  | 0.15 | 189 | 189 | 189
RP2KPAEG-Rockport 2 KP AEG | 2021-06-30 | DISPATCHABLE | 186.5664 | 1261 | 1261 | 1261 | 1260 |  | 0.15 | 189.15 | 189 | 189.15
RP2KPAEG-Rockport 2 KP AEG | 2021-06-30 01:00 | DISPATCHABLE | 177.1008 | 1244 | 1260 | 1260 | 1260 |  | 0.15 | 189 | 189 | 186.6
RP2KPAEG-Rockport 2 KP AEG | 2021-06-30 02:00 | DISPATCHABLE | 175.416 | 1260 | 1260 | 1260 | 1260 |  | 0.15 | 189 | 189 | 189
RP2KPAEG-Rockport 2 KP AEG | 2021-06-30 03:00 | DISPATCHABLE | 155.6304 | 1260 | 1260 | 1260 | 1260 |  | 0.15 | 189 | 189 | 189
RP2KPAEG-Rockport 2 KP AEG | 2021-06-30 04:00 | DISPATCHABLE | 113.2944 | 1260 | 1260 | 1260 | 1260 |  | 0.15 | 189 | 189 | 189
RP2KPAEG-Rockport 2 KP AEG | 2021-06-30 05:00 | DISPATCHABLE | 80.2608 | 994 | 994 | 994 | 1260 |  | 0.15 | 149.1 | 189 | 149.1
RP2KPAEG-Rockport 2 KP AEG | 2021-06-30 06:00 | DISPATCHABLE | 75.2064 | 1040 | 1040 | 1040 | 1260 |  | 0.15 | 156 | 189 | 156
RP2KPAEG-Rockport 2 KP AEG | 2021-06-30 07:00 | DISPATCHABLE | 84.144 | 1260 | 1260 | 1260 | 1260 |  | 0.15 | 189 | 189 | 189
RP2KPAEG-Rockport 2 KP AEG | 2021-06-30 08:00 | DISPATCHABLE | 114.4704 | 1260 | 1260 | 1260 | 1260 |  | 0.15 | 189 | 189 | 189
RP2KPAEG-Rockport 2 KP AEG | 2021-06-30 09:00 | DISPATCHABLE | 147.1536 | 1260 | 1260 | 1260 | 1260 |  | 0.15 | 189 | 189 | 189
RP2KPAEG-Rockport 2 KP AEG | 2021-06-30 10:00 | DISPATCHABLE | 178.56 | 1236 | 1260 | 1260 | 1260 |  | 0.15 | 189 | 189 | 185.4
RP2KPAEG-Rockport 2 KP AEG | 2021-06-30 11:00 | DISPATCHABLE | 184.4064 | 1242 | 1261 | 1261 | 1260 |  | 0.15 | 189.15 | 189 | 186.3
RP2KPAEG-Rockport 2 KP AEG | 2021-06-30 12:00 | DISPATCHABLE | 189.3216 | 1263 | 1263 | 1263 | 1260 |  | 0.15 | 189.45 | 189 | 189.45
RP2KPAEG-Rockport 2 KP AEG | 2021-06-30 13:00 | DISPATCHABLE | 189.1872 | 1263 | 1263 | 1263 | 1260 |  | 0.15 | 189.45 | 189 | 189.45
RP2KPAEG-Rockport 2 KP AEG | 2021-06-30 14:00 | DISPATCHABLE | 189 | 1262 | 1262 | 1262 | 1260 |  | 0.15 | 189.3 | 189 | 189.3
RP2KPAEG-Rockport 2 KP AEG | 2021-06-30 15:00 | DISPATCHABLE | 189.096 | 1262 | 1262 | 1262 | 1260 |  | 0.15 | 189.3 | 189 | 189.3
RP2KPAEG-Rockport 2 KP AEG | 2021-06-30 16:00 | DISPATCHABLE | 189.1632 | 1262 | 1262 | 1262 | 1260 |  | 0.15 | 189.3 | 189 | 189.3
RP2KPAEG-Rockport 2 KP AEG | 2021-06-30 17:00 | DISPATCHABLE | 189.12 | 1262 | 1262 | 1262 | 1260 |  | 0.15 | 189.3 | 189 | 189.3
RP2KPAEG-Rockport 2 KP AEG | 2021-06-30 18:00 | DISPATCHABLE | 189.264 | 1262 | 1262 | 1262 | 1260 |  | 0.15 | 189.3 | 189 | 189.3
RP2KPAEG-Rockport 2 KP AEG | 2021-06-30 19:00 | DISPATCHABLE | 189.1104 | 1262 | 1262 | 1262 | 1260 |  | 0.15 | 189.3 | 189 | 189.3
RP2KPAEG-Rockport 2 KP AEG | 2021-06-30 20:00 | DISPATCHABLE | 187.9632 | 1262 | 1262 | 1262 | 1260 |  | 0.15 | 189.3 | 189 | 189.3
RP2KPAEG-Rockport 2 KP AEG | 2021-06-30 21:00 | DISPATCHABLE | 187.8048 | 1260 | 1261 | 1261 | 1260 |  | 0.15 | 189.15 | 189 | 189
RP2KPAEG-Rockport 2 KP AEG | 2021-06-30 22:00 | DISPATCHABLE | 188.8752 | 1261 | 1262 | 1262 | 1260 |  | 0.15 | 189.3 | 189 | 189.15
RP2KPAEG-Rockport 2 KP AEG | 2021-06-30 23:00 | DISPATCHABLE | 142.632 | 953 | 1261 | 1261 | 1260 |  | 0.15 | 189.15 | 189 | 142.95
RP2KPAEG-Rockport 2 KP AEG | 2021-07-01 | DISPATCHABLE | 77.1264 | 516 | 835 | 835 | 1260 |  | 0.15 | 125.25 | 189 | 77.4

## Net Gen
Snapshot Name | Entity Id | End Date | Gross | Net | Aux | Non. Gen. Aux | Capability Low Limit | Capability High Limit | Settle. Low Limit | Settle. High Lmit | Scrubbers | Penalty Factor | Dependable Capability | Settle. Dep. Capability | Control Mode | Is Modified | Modifier | Modified Date
38753-MKT Actual June 2021 | 89040101-Big Sandy 1 | 2021-06-01 01:00 | 0 | 0 | 2.25 | 2.25 | 0 | 0 | 0 | 0 |  | 0 | 0 | 295 | OFFLINE | N | s006203 | 44369.4436
38753-MKT Actual June 2021 | 89040101-Big Sandy 1 | 2021-06-01 02:00 | 0 | 0 | 2.248 | 2.248 | 0 | 0 | 0 | 0 |  | 0 | 0 | 295 | OFFLINE | N | s277154 | 44378.4916
38753-MKT Actual June 2021 | 89040101-Big Sandy 1 | 2021-06-01 03:00 | 0 | 0 | 2.254 | 2.254 | 0 | 0 | 0 | 0 |  | 0 | 0 | 295 | OFFLINE | N | s277154 | 44378.4916
38753-MKT Actual June 2021 | 89040101-Big Sandy 1 | 2021-06-01 04:00 | 0 | 0 | 2.249 | 2.249 | 0 | 0 | 0 | 0 |  | 0 | 0 | 295 | OFFLINE | N | s277154 | 44378.4916
38753-MKT Actual June 2021 | 89040101-Big Sandy 1 | 2021-06-01 05:00 | 0 | 0 | 2.252 | 2.252 | 0 | 0 | 0 | 0 |  | 0 | 0 | 295 | OFFLINE | N | s277154 | 44378.4916
38753-MKT Actual June 2021 | 89040101-Big Sandy 1 | 2021-06-01 06:00 | 0 | 0 | 2.245 | 2.245 | 0 | 0 | 0 | 0 |  | 0 | 0 | 295 | OFFLINE | N | s277154 | 44378.4916
38753-MKT Actual June 2021 | 89040101-Big Sandy 1 | 2021-06-01 07:00 | 0 | 0 | 2.234 | 2.234 | 0 | 0 | 0 | 0 |  | 0 | 0 | 295 | OFFLINE | N | s277154 | 44378.4916
38753-MKT Actual June 2021 | 89040101-Big Sandy 1 | 2021-06-01 08:00 | 0 | 0 | 2.213 | 2.213 | 0 | 0 | 0 | 0 |  | 0 | 0 | 295 | OFFLINE | N | s277154 | 44378.4916
38753-MKT Actual June 2021 | 89040101-Big Sandy 1 | 2021-06-01 09:00 | 0 | 0 | 2.223 | 2.223 | 0 | 0 | 0 | 0 |  | 0 | 0 | 295 | OFFLINE | N | s277154 | 44378.4916
38753-MKT Actual June 2021 | 89040101-Big Sandy 1 | 2021-06-01 10:00 | 0 | 0 | 2.223 | 2.223 | 0 | 0 | 0 | 0 |  | 0 | 0 | 295 | OFFLINE | N | s277154 | 44378.4916
38753-MKT Actual June 2021 | 89040101-Big Sandy 1 | 2021-06-01 11:00 | 0 | 0 | 2.219 | 2.219 | 0 | 0 | 0 | 0 |  | 0 | 0 | 295 | OFFLINE | N | s277154 | 44378.4916
38753-MKT Actual June 2021 | 89040101-Big Sandy 1 | 2021-06-01 12:00 | 0 | 0 | 2.222 | 2.222 | 0 | 0 | 0 | 0 |  | 0 | 0 | 295 | OFFLINE | N | s277154 | 44378.4916
38753-MKT Actual June 2021 | 89040101-Big Sandy 1 | 2021-06-01 13:00 | 0 | 0 | 2.227 | 2.227 | 0 | 0 | 0 | 0 |  | 0 | 0 | 295 | OFFLINE | N | s277154 | 44378.4916
38753-MKT Actual June 2021 | 89040101-Big Sandy 1 | 2021-06-01 14:00 | 0 | 0 | 2.261 | 2.261 | 0 | 0 | 0 | 0 |  | 0 | 0 | 295 | OFFLINE | N | s277154 | 44378.4916
38753-MKT Actual June 2021 | 89040101-Big Sandy 1 | 2021-06-01 15:00 | 0 | 0 | 2.244 | 2.244 | 0 | 0 | 0 | 0 |  | 0 | 0 | 295 | OFFLINE | N | s277154 | 44378.4916
38753-MKT Actual June 2021 | 89040101-Big Sandy 1 | 2021-06-01 16:00 | 0 | 0 | 2.239 | 2.239 | 0 | 0 | 0 | 0 |  | 0 | 0 | 295 | OFFLINE | N | s277154 | 44378.4916
38753-MKT Actual June 2021 | 89040101-Big Sandy 1 | 2021-06-01 17:00 | 0 | 0 | 2.229 | 2.229 | 0 | 0 | 0 | 0 |  | 0 | 0 | 295 | OFFLINE | N | s277154 | 44378.4916
38753-MKT Actual June 2021 | 89040101-Big Sandy 1 | 2021-06-01 18:00 | 0 | 0 | 2.223 | 2.223 | 0 | 0 | 0 | 0 |  | 0 | 0 | 295 | OFFLINE | N | s277154 | 44378.4916
38753-MKT Actual June 2021 | 89040101-Big Sandy 1 | 2021-06-01 19:00 | 0 | 0 | 2.24 | 2.24 | 0 | 0 | 0 | 0 |  | 0 | 0 | 295 | OFFLINE | N | s277154 | 44378.4916
38753-MKT Actual June 2021 | 89040101-Big Sandy 1 | 2021-06-01 20:00 | 0 | 0 | 2.248 | 2.248 | 0 | 0 | 0 | 0 |  | 0 | 0 | 295 | OFFLINE | N | s277154 | 44378.4916
38753-MKT Actual June 2021 | 89040101-Big Sandy 1 | 2021-06-01 21:00 | 0 | 0 | 2.232 | 2.232 | 0 | 0 | 0 | 0 |  | 0 | 0 | 295 | OFFLINE | N | s277154 | 44378.4916
38753-MKT Actual June 2021 | 89040101-Big Sandy 1 | 2021-06-01 22:00 | 0 | 0 | 2.241 | 2.241 | 0 | 0 | 0 | 0 |  | 0 | 0 | 295 | OFFLINE | N | s277154 | 44378.4916
38753-MKT Actual June 2021 | 89040101-Big Sandy 1 | 2021-06-01 23:00 | 0 | 0 | 2.228 | 2.228 | 0 | 0 | 0 | 0 |  | 0 | 0 | 295 | OFFLINE | N | s277154 | 44378.4916
38753-MKT Actual June 2021 | 89040101-Big Sandy 1 | 2021-06-02 | 0 | 0 | 2.218 | 2.218 | 0 | 0 | 0 | 0 |  | 0 | 0 | 295 | OFFLINE | N | s277154 | 44378.4916
38753-MKT Actual June 2021 | 89040101-Big Sandy 1 | 2021-06-02 01:00 | 0 | 0 | 2.248 | 2.248 | 0 | 0 | 0 | 0 |  | 0 | 0 | 295 | OFFLINE | N | s277154 | 44378.4916
38753-MKT Actual June 2021 | 89040101-Big Sandy 1 | 2021-06-02 02:00 | 0 | 0 | 2.249 | 2.249 | 0 | 0 | 0 | 0 |  | 0 | 0 | 295 | OFFLINE | N | s277154 | 44378.4916
38753-MKT Actual June 2021 | 89040101-Big Sandy 1 | 2021-06-02 03:00 | 0 | 0 | 2.247 | 2.247 | 0 | 0 | 0 | 0 |  | 0 | 0 | 295 | OFFLINE | N | s277154 | 44378.4916
38753-MKT Actual June 2021 | 89040101-Big Sandy 1 | 2021-06-02 04:00 | 0 | 0 | 2.244 | 2.244 | 0 | 0 | 0 | 0 |  | 0 | 0 | 295 | OFFLINE | N | s277154 | 44378.4916
38753-MKT Actual June 2021 | 89040101-Big Sandy 1 | 2021-06-02 05:00 | 0 | 0 | 2.247 | 2.247 | 0 | 0 | 0 | 0 |  | 0 | 0 | 295 | OFFLINE | N | s277154 | 44378.4916
38753-MKT Actual June 2021 | 89040101-Big Sandy 1 | 2021-06-02 06:00 | 0 | 0 | 2.234 | 2.234 | 0 | 0 | 0 | 0 |  | 0 | 0 | 295 | OFFLINE | N | s277154 | 44378.4916
38753-MKT Actual June 2021 | 89040101-Big Sandy 1 | 2021-06-02 07:00 | 0 | 0 | 2.224 | 2.224 | 0 | 0 | 0 | 0 |  | 0 | 0 | 295 | OFFLINE | N | s277154 | 44378.4916
38753-MKT Actual June 2021 | 89040101-Big Sandy 1 | 2021-06-02 08:00 | 0 | 0 | 2.214 | 2.214 | 0 | 0 | 0 | 0 |  | 0 | 0 | 295 | OFFLINE | N | s277154 | 44378.4916
38753-MKT Actual June 2021 | 89040101-Big Sandy 1 | 2021-06-02 09:00 | 0 | 0 | 2.239 | 2.239 | 0 | 0 | 0 | 0 |  | 0 | 0 | 295 | OFFLINE | N | s277154 | 44378.4916
38753-MKT Actual June 2021 | 89040101-Big Sandy 1 | 2021-06-02 10:00 | 0 | 0 | 2.247 | 2.247 | 0 | 0 | 0 | 0 |  | 0 | 0 | 295 | OFFLINE | N | s277154 | 44378.4916
38753-MKT Actual June 2021 | 89040101-Big Sandy 1 | 2021-06-02 11:00 | 0 | 0 | 2.231 | 2.231 | 0 | 0 | 0 | 0 |  | 0 | 0 | 295 | OFFLINE | N | s277154 | 44378.4916
38753-MKT Actual June 2021 | 89040101-Big Sandy 1 | 2021-06-02 12:00 | 0 | 0 | 2.213 | 2.213 | 0 | 0 | 0 | 0 |  | 0 | 0 | 295 | OFFLINE | N | s277154 | 44378.4916
38753-MKT Actual June 2021 | 89040101-Big Sandy 1 | 2021-06-02 13:00 | 0 | 0 | 2.213 | 2.213 | 0 | 0 | 0 | 0 |  | 0 | 0 | 295 | OFFLINE | N | s277154 | 44378.4916
38753-MKT Actual June 2021 | 89040101-Big Sandy 1 | 2021-06-02 14:00 | 0 | 0 | 2.22 | 2.22 | 0 | 0 | 0 | 0 |  | 0 | 0 | 295 | OFFLINE | N | s277154 | 44378.4916
38753-MKT Actual June 2021 | 89040101-Big Sandy 1 | 2021-06-02 15:00 | 0 | 0 | 2.223 | 2.223 | 0 | 0 | 0 | 0 |  | 0 | 0 | 295 | OFFLINE | N | s277154 | 44378.4916
38753-MKT Actual June 2021 | 89040101-Big Sandy 1 | 2021-06-02 16:00 | 0 | 0 | 2.2 | 2.2 | 0 | 0 | 0 | 0 |  | 0 | 0 | 295 | OFFLINE | N | s277154 | 44378.4916
38753-MKT Actual June 2021 | 89040101-Big Sandy 1 | 2021-06-02 17:00 | 0 | 0 | 2.179 | 2.179 | 0 | 0 | 0 | 0 |  | 0 | 0 | 295 | OFFLINE | N | s277154 | 44378.4916
38753-MKT Actual June 2021 | 89040101-Big Sandy 1 | 2021-06-02 18:00 | 0 | 0 | 2.179 | 2.179 | 0 | 0 | 0 | 0 |  | 0 | 0 | 295 | OFFLINE | N | s277154 | 44378.4916
38753-MKT Actual June 2021 | 89040101-Big Sandy 1 | 2021-06-02 19:00 | 0 | 0 | 2.182 | 2.182 | 0 | 0 | 0 | 0 |  | 0 | 0 | 295 | OFFLINE | N | s277154 | 44378.4916
38753-MKT Actual June 2021 | 89040101-Big Sandy 1 | 2021-06-02 20:00 | 0 | 0 | 2.19 | 2.19 | 0 | 0 | 0 | 0 |  | 0 | 0 | 295 | OFFLINE | N | s277154 | 44378.4916
38753-MKT Actual June 2021 | 89040101-Big Sandy 1 | 2021-06-02 21:00 | 0 | 0 | 2.186 | 2.186 | 0 | 0 | 0 | 0 |  | 0 | 0 | 295 | OFFLINE | N | s277154 | 44378.4916
38753-MKT Actual June 2021 | 89040101-Big Sandy 1 | 2021-06-02 22:00 | 0 | 0 | 1.244 | 1.244 | 0 | 0 | 0 | 0 |  | 0 | 0 | 295 | OFFLINE | N | s277154 | 44378.4916
38753-MKT Actual June 2021 | 89040101-Big Sandy 1 | 2021-06-02 23:00 | 0 | 0 | 1.236 | 1.236 | 0 | 0 | 0 | 0 |  | 0 | 0 | 295 | OFFLINE | N | s277154 | 44378.4916
38753-MKT Actual June 2021 | 89040101-Big Sandy 1 | 2021-06-03 | 0 | 0 | 1.229 | 1.229 | 0 | 0 | 0 | 0 |  | 0 | 0 | 295 | OFFLINE | N | s277154 | 44378.4916
38753-MKT Actual June 2021 | 89040101-Big Sandy 1 | 2021-06-03 01:00 | 0 | 0 | 1.244 | 1.244 | 0 | 0 | 0 | 0 |  | 0 | 0 | 295 | OFFLINE | N | s277154 | 44378.4916
38753-MKT Actual June 2021 | 89040101-Big Sandy 1 | 2021-06-03 02:00 | 0 | 0 | 1.243 | 1.243 | 0 | 0 | 0 | 0 |  | 0 | 0 | 295 | OFFLINE | N | s277154 | 44378.4916
38753-MKT Actual June 2021 | 89040101-Big Sandy 1 | 2021-06-03 03:00 | 0 | 0 | 1.243 | 1.243 | 0 | 0 | 0 | 0 |  | 0 | 0 | 295 | OFFLINE | N | s277154 | 44378.4916
38753-MKT Actual June 2021 | 89040101-Big Sandy 1 | 2021-06-03 04:00 | 0 | 0 | 1.237 | 1.237 | 0 | 0 | 0 | 0 |  | 0 | 0 | 295 | OFFLINE | N | s277154 | 44378.4916
38753-MKT Actual June 2021 | 89040101-Big Sandy 1 | 2021-06-03 05:00 | 0 | 0 | 1.237 | 1.237 | 0 | 0 | 0 | 0 |  | 0 | 0 | 295 | OFFLINE | N | s277154 | 44378.4916
38753-MKT Actual June 2021 | 89040101-Big Sandy 1 | 2021-06-03 06:00 | 0 | 0 | 1.232 | 1.232 | 0 | 0 | 0 | 0 |  | 0 | 0 | 295 | OFFLINE | N | s277154 | 44378.4916
38753-MKT Actual June 2021 | 89040101-Big Sandy 1 | 2021-06-03 07:00 | 0 | 0 | 1.231 | 1.231 | 0 | 0 | 0 | 0 |  | 0 | 0 | 295 | OFFLINE | N | s277154 | 44378.4916
38753-MKT Actual June 2021 | 89040101-Big Sandy 1 | 2021-06-03 08:00 | 0 | 0 | 1.222 | 1.222 | 0 | 0 | 0 | 0 |  | 0 | 0 | 295 | OFFLINE | N | s277154 | 44378.4916
38753-MKT Actual June 2021 | 89040101-Big Sandy 1 | 2021-06-03 09:00 | 0 | 0 | 1.235 | 1.235 | 0 | 0 | 0 | 0 |  | 0 | 0 | 295 | OFFLINE | N | s277154 | 44378.4916
38753-MKT Actual June 2021 | 89040101-Big Sandy 1 | 2021-06-03 10:00 | 0 | 0 | 1.246 | 1.246 | 0 | 0 | 0 | 0 |  | 0 | 0 | 295 | OFFLINE | N | s277154 | 44378.4916
38753-MKT Actual June 2021 | 89040101-Big Sandy 1 | 2021-06-03 11:00 | 0 | 0 | 1.227 | 1.227 | 0 | 0 | 0 | 0 |  | 0 | 0 | 295 | OFFLINE | N | s277154 | 44378.4916
38753-MKT Actual June 2021 | 89040101-Big Sandy 1 | 2021-06-03 12:00 | 0 | 0 | 1.225 | 1.225 | 0 | 0 | 0 | 0 |  | 0 | 0 | 295 | OFFLINE | N | s277154 | 44378.4916
38753-MKT Actual June 2021 | 89040101-Big Sandy 1 | 2021-06-03 13:00 | 0 | 0 | 1.227 | 1.227 | 0 | 0 | 0 | 0 |  | 0 | 0 | 295 | OFFLINE | N | s277154 | 44378.4916
38753-MKT Actual June 2021 | 89040101-Big Sandy 1 | 2021-06-03 14:00 | 0 | 0 | 2.118 | 2.118 | 0 | 0 | 0 | 0 |  | 0 | 0 | 295 | OFFLINE | N | s277154 | 44378.4916
38753-MKT Actual June 2021 | 89040101-Big Sandy 1 | 2021-06-03 15:00 | 0 | 0 | 2.942 | 2.942 | 0 | 0 | 0 | 0 |  | 0 | 0 | 295 | OFFLINE | N | s277154 | 44378.4916
38753-MKT Actual June 2021 | 89040101-Big Sandy 1 | 2021-06-03 16:00 | 0 | 0 | 3.26 | 3.26 | 0 | 0 | 0 | 0 |  | 0 | 0 | 295 | OFFLINE | N | s277154 | 44378.4916
38753-MKT Actual June 2021 | 89040101-Big Sandy 1 | 2021-06-03 17:00 | 0 | 0 | 3.3 | 3.3 | 0 | 0 | 0 | 0 |  | 0 | 0 | 295 | OFFLINE | N | s277154 | 44378.4916
38753-MKT Actual June 2021 | 89040101-Big Sandy 1 | 2021-06-03 18:00 | 0 | 0 | 3.283 | 3.283 | 0 | 0 | 0 | 0 |  | 0 | 0 | 295 | OFFLINE | N | s277154 | 44378.4916
38753-MKT Actual June 2021 | 89040101-Big Sandy 1 | 2021-06-03 19:00 | 0 | 0 | 3.288 | 3.288 | 0 | 0 | 0 | 0 |  | 0 | 0 | 295 | OFFLINE | N | s277154 | 44378.4916
38753-MKT Actual June 2021 | 89040101-Big Sandy 1 | 2021-06-03 20:00 | 0 | 0 | 3.525 | 3.525 | 0 | 0 | 0 | 0 |  | 0 | 0 | 295 | OFFLINE | N | s277154 | 44378.4916
38753-MKT Actual June 2021 | 89040101-Big Sandy 1 | 2021-06-03 21:00 | 0 | 0 | 3.755 | 3.755 | 0 | 0 | 0 | 0 |  | 0 | 0 | 295 | OFFLINE | N | s277154 | 44378.4916
38753-MKT Actual June 2021 | 89040101-Big Sandy 1 | 2021-06-03 22:00 | 0 | 0 | 3.767 | 3.767 | 0 | 0 | 0 | 0 |  | 0 | 0 | 295 | OFFLINE | N | s277154 | 44378.4916
38753-MKT Actual June 2021 | 89040101-Big Sandy 1 | 2021-06-03 23:00 | 0 | 0 | 3.768 | 3.768 | 0 | 0 | 0 | 0 |  | 0 | 0 | 295 | OFFLINE | N | s277154 | 44378.4916
38753-MKT Actual June 2021 | 89040101-Big Sandy 1 | 2021-06-04 | 0 | 0 | 3.757 | 3.757 | 0 | 0 | 0 | 0 |  | 0 | 0 | 295 | OFFLINE | N | s277154 | 44378.4916
38753-MKT Actual June 2021 | 89040101-Big Sandy 1 | 2021-06-04 01:00 | 0 | 0 | 3.795 | 3.795 | 0 | 0 | 0 | 0 |  | 0 | 0 | 295 | OFFLINE | N | s277154 | 44378.4916
38753-MKT Actual June 2021 | 89040101-Big Sandy 1 | 2021-06-04 02:00 | 0 | 0 | 3.815 | 3.815 | 0 | 0 | 0 | 0 |  | 0 | 0 | 295 | OFFLINE | N | s277154 | 44378.4916
38753-MKT Actual June 2021 | 89040101-Big Sandy 1 | 2021-06-04 03:00 | 0 | 0 | 3.804 | 3.804 | 0 | 0 | 0 | 0 |  | 0 | 0 | 295 | OFFLINE | N | s277154 | 44378.4916
38753-MKT Actual June 2021 | 89040101-Big Sandy 1 | 2021-06-04 04:00 | 0.312 | 0.02 | 3.556 | 3.264 | 1 | 4 | 0 | 4 |  | 0 | 4 | 295 | FIXED | N | s277154 | 44378.4916
38753-MKT Actual June 2021 | 89040101-Big Sandy 1 | 2021-06-04 05:00 | 9.192 | 4.989 | 4.203 | 0 | 4 | 5 | 4 | 5 |  | 4 | 5 | 295 | FIXED | N | s277154 | 44378.4916
38753-MKT Actual June 2021 | 89040101-Big Sandy 1 | 2021-06-04 06:00 | 15.336 | 11.249 | 4.087 | 0 | 11 | 12 | 11 | 12 |  | 11 | 12 | 295 | FIXED | N | s277154 | 44378.4916
38753-MKT Actual June 2021 | 89040101-Big Sandy 1 | 2021-06-04 07:00 | 43.4 | 38.138 | 5.262 | 0 | 37 | 140 | 33 | 140 |  | 33 | 140 | 295 | FIXED | N | s277154 | 44378.4916
38753-MKT Actual June 2021 | 89040101-Big Sandy 1 | 2021-06-04 08:00 | 67.528 | 61.274 | 6.254 | 0 | 59 | 295 | 40 | 295 |  | 40 | 295 | 295 | FIXED | N | s277154 | 44378.4916
38753-MKT Actual June 2021 | 89040101-Big Sandy 1 | 2021-06-04 09:00 | 66.672 | 60.429 | 6.243 | 0 | 59 | 295 | 40 | 295 |  | 40 | 295 | 295 | FIXED | N | s277154 | 44378.4916
38753-MKT Actual June 2021 | 89040101-Big Sandy 1 | 2021-06-04 10:00 | 66.088 | 60.239 | 5.849 | 0 | 59 | 295 | 40 | 295 |  | 40 | 295 | 295 | FIXED | N | s277154 | 44378.4916
38753-MKT Actual June 2021 | 89040101-Big Sandy 1 | 2021-06-04 11:00 | 65.872 | 60.112 | 5.76 | 0 | 59 | 295 | 40 | 295 |  | 40 | 295 | 295 | DISPATCHABLE | N | s277154 | 44378.4916
38753-MKT Actual June 2021 | 89040101-Big Sandy 1 | 2021-06-04 12:00 | 68.968 | 63.204 | 5.764 | 0 | 59 | 295 | 40 | 295 |  | 40 | 295 | 295 | DISPATCHABLE | N | s277154 | 44378.4916
38753-MKT Actual June 2021 | 89040101-Big Sandy 1 | 2021-06-04 13:00 | 115.112 | 109.012 | 6.1 | 0 | 59 | 295 | 40 | 295 |  | 40 | 295 | 295 | DISPATCHABLE | N | s277154 | 44378.4916
38753-MKT Actual June 2021 | 89040101-Big Sandy 1 | 2021-06-04 14:00 | 134.664 | 128.415 | 6.249 | 0 | 59 | 295 | 40 | 295 |  | 40 | 295 | 295 | DISPATCHABLE | N | s277154 | 44378.4916
38753-MKT Actual June 2021 | 89040101-Big Sandy 1 | 2021-06-04 15:00 | 189.152 | 182.586 | 6.566 | 0 | 59 | 295 | 40 | 295 |  | 40 | 295 | 295 | DISPATCHABLE | N | s277154 | 44378.4916
38753-MKT Actual June 2021 | 89040101-Big Sandy 1 | 2021-06-04 16:00 | 264.408 | 257.113 | 7.295 | 0 | 59 | 296 | 40 | 296 |  | 40 | 296 | 295 | DISPATCHABLE | N | s277154 | 44378.4916
38753-MKT Actual June 2021 | 89040101-Big Sandy 1 | 2021-06-04 17:00 | 300.736 | 292.906 | 7.83 | 0 | 59 | 296 | 40 | 296 |  | 40 | 296 | 295 | DISPATCHABLE | N | s277154 | 44378.4916
38753-MKT Actual June 2021 | 89040101-Big Sandy 1 | 2021-06-04 18:00 | 302.608 | 294.802 | 7.806 | 0 | 59 | 296 | 40 | 296 |  | 40 | 296 | 295 | DISPATCHABLE | N | s277154 | 44378.4916
38753-MKT Actual June 2021 | 89040101-Big Sandy 1 | 2021-06-04 19:00 | 302.464 | 294.61 | 7.854 | 0 | 59 | 296 | 40 | 296 |  | 40 | 296 | 295 | DISPATCHABLE | N | s277154 | 44378.4916
38753-MKT Actual June 2021 | 89040101-Big Sandy 1 | 2021-06-04 20:00 | 301.16 | 293.351 | 7.809 | 0 | 60 | 296 | 40 | 296 |  | 40 | 296 | 295 | DISPATCHABLE | N | s277154 | 44378.4916
38753-MKT Actual June 2021 | 89040101-Big Sandy 1 | 2021-06-04 21:00 | 272.72 | 265.354 | 7.366 | 0 | 60 | 296 | 40 | 296 |  | 40 | 296 | 295 | DISPATCHABLE | N | s277154 | 44378.4916
38753-MKT Actual June 2021 | 89040101-Big Sandy 1 | 2021-06-04 22:00 | 228.688 | 221.781 | 6.907 | 0 | 60 | 296 | 40 | 296 |  | 40 | 296 | 295 | DISPATCHABLE | N | s277154 | 44378.4916
38753-MKT Actual June 2021 | 89040101-Big Sandy 1 | 2021-06-04 23:00 | 174.712 | 168.204 | 6.508 | 0 | 60 | 296 | 40 | 296 |  | 40 | 296 | 295 | DISPATCHABLE | N | s277154 | 44378.4916
38753-MKT Actual June 2021 | 89040101-Big Sandy 1 | 2021-06-05 | 101.224 | 95.176 | 6.048 | 0 | 60 | 296 | 40 | 296 |  | 40 | 296 | 295 | DISPATCHABLE | N | s277154 | 44378.4916
38753-MKT Actual June 2021 | 89040101-Big Sandy 1 | 2021-06-05 01:00 | 76.104 | 70.216 | 5.888 | 0 | 60 | 296 | 40 | 296 |  | 40 | 296 | 295 | DISPATCHABLE | N | s277154 | 44378.4916
38753-MKT Actual June 2021 | 89040101-Big Sandy 1 | 2021-06-05 02:00 | 66.392 | 60.587 | 5.805 | 0 | 59 | 296 | 40 | 296 |  | 40 | 296 | 295 | DISPATCHABLE | N | s277154 | 44378.4916
38753-MKT Actual June 2021 | 89040101-Big Sandy 1 | 2021-06-05 03:00 | 70.472 | 64.615 | 5.857 | 0 | 59 | 296 | 40 | 296 |  | 40 | 296 | 295 | DISPATCHABLE | N | s277154 | 44378.4916
38753-MKT Actual June 2021 | 89040101-Big Sandy 1 | 2021-06-05 04:00 | 65.888 | 60.08 | 5.808 | 0 | 59 | 296 | 40 | 296 |  | 40 | 296 | 295 | DISPATCHABLE | N | s277154 | 44378.4916
38753-MKT Actual June 2021 | 89040101-Big Sandy 1 | 2021-06-05 05:00 | 65.768 | 59.925 | 5.843 | 0 | 59 | 295 | 40 | 295 |  | 40 | 295 | 295 | DISPATCHABLE | N | s277154 | 44378.4916
38753-MKT Actual June 2021 | 89040101-Big Sandy 1 | 2021-06-05 06:00 | 66.312 | 60.465 | 5.847 | 0 | 59 | 295 | 40 | 295 |  | 40 | 295 | 295 | DISPATCHABLE | N | s277154 | 44378.4916
38753-MKT Actual June 2021 | 89040101-Big Sandy 1 | 2021-06-05 07:00 | 69.784 | 63.935 | 5.849 | 0 | 60 | 295 | 40 | 295 |  | 40 | 295 | 295 | DISPATCHABLE | N | s277154 | 44378.4916
38753-MKT Actual June 2021 | 89040101-Big Sandy 1 | 2021-06-05 08:00 | 71.84 | 66.022 | 5.818 | 0 | 60 | 295 | 40 | 295 |  | 40 | 295 | 295 | DISPATCHABLE | N | s277154 | 44378.4916
38753-MKT Actual June 2021 | 89040101-Big Sandy 1 | 2021-06-05 09:00 | 65.936 | 60.129 | 5.807 | 0 | 59 | 295 | 40 | 295 |  | 40 | 295 | 295 | DISPATCHABLE | N | s277154 | 44378.4916
38753-MKT Actual June 2021 | 89040101-Big Sandy 1 | 2021-06-05 10:00 | 66.328 | 60.489 | 5.839 | 0 | 59 | 295 | 40 | 295 |  | 40 | 295 | 295 | DISPATCHABLE | N | s277154 | 44378.4916
38753-MKT Actual June 2021 | 89040101-Big Sandy 1 | 2021-06-05 11:00 | 81.376 | 75.401 | 5.975 | 0 | 59 | 295 | 40 | 295 |  | 40 | 295 | 295 | DISPATCHABLE | N | s277154 | 44378.4916
38753-MKT Actual June 2021 | 89040101-Big Sandy 1 | 2021-06-05 12:00 | 89.304 | 83.315 | 5.989 | 0 | 59 | 295 | 40 | 295 |  | 40 | 295 | 295 | DISPATCHABLE | N | s277154 | 44378.4916
38753-MKT Actual June 2021 | 89040101-Big Sandy 1 | 2021-06-05 13:00 | 116.912 | 110.632 | 6.28 | 0 | 59 | 292 | 40 | 295 |  | 40 | 295 | 295 | DISPATCHABLE | N | s277154 | 44378.4916
38753-MKT Actual June 2021 | 89040101-Big Sandy 1 | 2021-06-05 14:00 | 182.864 | 176.159 | 6.705 | 0 | 59 | 265 | 40 | 269 |  | 40 | 269 | 268 | DISPATCHABLE | N | s277154 | 44378.4916
38753-MKT Actual June 2021 | 89040101-Big Sandy 1 | 2021-06-05 15:00 | 196.56 | 189.755 | 6.805 | 0 | 59 | 260 | 40 | 260 |  | 40 | 260 | 260 | DISPATCHABLE | N | s277154 | 44378.4916
38753-MKT Actual June 2021 | 89040101-Big Sandy 1 | 2021-06-05 16:00 | 148.272 | 141.745 | 6.527 | 0 | 59 | 170 | 40 | 260 |  | 40 | 260 | 260 | DISPATCHABLE | N | s277154 | 44378.4916
38753-MKT Actual June 2021 | 89040101-Big Sandy 1 | 2021-06-05 17:00 | 108.48 | 102.109 | 6.371 | 0 | 59 | 140 | 40 | 260 |  | 40 | 260 | 260 | DISPATCHABLE | N | s277154 | 44378.4916
38753-MKT Actual June 2021 | 89040101-Big Sandy 1 | 2021-06-05 18:00 | 188.576 | 181.635 | 6.941 | 0 | 59 | 260 | 40 | 260 |  | 40 | 260 | 260 | DISPATCHABLE | N | s277154 | 44378.4916
38753-MKT Actual June 2021 | 89040101-Big Sandy 1 | 2021-06-05 19:00 | 249.152 | 241.75 | 7.402 | 0 | 59 | 261 | 40 | 261 |  | 40 | 261 | 260 | DISPATCHABLE | N | s277154 | 44378.4916
38753-MKT Actual June 2021 | 89040101-Big Sandy 1 | 2021-06-05 20:00 | 147.776 | 141.145 | 6.631 | 0 | 60 | 261 | 40 | 261 |  | 40 | 261 | 260 | DISPATCHABLE | N | s277154 | 44378.4916
38753-MKT Actual June 2021 | 89040101-Big Sandy 1 | 2021-06-05 21:00 | 106.384 | 100.036 | 6.348 | 0 | 60 | 261 | 40 | 261 |  | 40 | 261 | 260 | DISPATCHABLE | N | s277154 | 44378.4916
38753-MKT Actual June 2021 | 89040101-Big Sandy 1 | 2021-06-05 22:00 | 127.232 | 120.787 | 6.445 | 0 | 60 | 261 | 40 | 261 |  | 40 | 261 | 260 | DISPATCHABLE | N | s277154 | 44378.4916
38753-MKT Actual June 2021 | 89040101-Big Sandy 1 | 2021-06-05 23:00 | 72.912 | 66.95 | 5.962 | 0 | 60 | 261 | 40 | 261 |  | 40 | 261 | 260 | DISPATCHABLE | N | s277154 | 44378.4916
38753-MKT Actual June 2021 | 89040101-Big Sandy 1 | 2021-06-06 | 73.824 | 67.857 | 5.967 | 0 | 59 | 261 | 40 | 261 |  | 40 | 261 | 260 | DISPATCHABLE | N | s277154 | 44378.4916
38753-MKT Actual June 2021 | 89040101-Big Sandy 1 | 2021-06-06 01:00 | 72.624 | 66.705 | 5.919 | 0 | 60 | 261 | 40 | 261 |  | 40 | 261 | 260 | DISPATCHABLE | N | s277154 | 44378.4916
38753-MKT Actual June 2021 | 89040101-Big Sandy 1 | 2021-06-06 02:00 | 65.984 | 60.123 | 5.861 | 0 | 59 | 261 | 40 | 261 |  | 40 | 261 | 260 | DISPATCHABLE | N | s277154 | 44378.4916
38753-MKT Actual June 2021 | 89040101-Big Sandy 1 | 2021-06-06 03:00 | 65.776 | 59.925 | 5.851 | 0 | 59 | 261 | 40 | 261 |  | 40 | 261 | 260 | DISPATCHABLE | N | s277154 | 44378.4916
38753-MKT Actual June 2021 | 89040101-Big Sandy 1 | 2021-06-06 04:00 | 65.76 | 59.935 | 5.825 | 0 | 59 | 260 | 40 | 260 |  | 40 | 260 | 260 | DISPATCHABLE | N | s277154 | 44378.4916
38753-MKT Actual June 2021 | 89040101-Big Sandy 1 | 2021-06-06 05:00 | 65.792 | 59.973 | 5.819 | 0 | 59 | 260 | 40 | 260 |  | 40 | 260 | 260 | DISPATCHABLE | N | s277154 | 44378.4916
38753-MKT Actual June 2021 | 89040101-Big Sandy 1 | 2021-06-06 06:00 | 65.84 | 60.014 | 5.826 | 0 | 59 | 260 | 40 | 260 |  | 40 | 260 | 260 | DISPATCHABLE | N | s277154 | 44378.4916
38753-MKT Actual June 2021 | 89040101-Big Sandy 1 | 2021-06-06 07:00 | 65.808 | 60.003 | 5.805 | 0 | 59 | 260 | 40 | 260 |  | 40 | 260 | 260 | DISPATCHABLE | N | s277154 | 44378.4916
38753-MKT Actual June 2021 | 89040101-Big Sandy 1 | 2021-06-06 08:00 | 65.68 | 59.906 | 5.774 | 0 | 59 | 260 | 40 | 260 |  | 40 | 260 | 260 | DISPATCHABLE | N | s277154 | 44378.4916
38753-MKT Actual June 2021 | 89040101-Big Sandy 1 | 2021-06-06 09:00 | 66 | 60.195 | 5.805 | 0 | 59 | 260 | 40 | 260 |  | 40 | 260 | 260 | DISPATCHABLE | N | s277154 | 44378.4916
38753-MKT Actual June 2021 | 89040101-Big Sandy 1 | 2021-06-06 10:00 | 90.512 | 84.497 | 6.015 | 0 | 59 | 262 | 40 | 262 |  | 40 | 262 | 262 | DISPATCHABLE | N | s277154 | 44378.4916
38753-MKT Actual June 2021 | 89040101-Big Sandy 1 | 2021-06-06 11:00 | 127.296 | 120.996 | 6.3 | 0 | 59 | 295 | 40 | 295 |  | 40 | 295 | 295 | DISPATCHABLE | N | s277154 | 44378.4916
38753-MKT Actual June 2021 | 89040101-Big Sandy 1 | 2021-06-06 12:00 | 204.88 | 198.048 | 6.832 | 0 | 59 | 295 | 40 | 295 |  | 40 | 295 | 295 | DISPATCHABLE | N | s277154 | 44378.4916
38753-MKT Actual June 2021 | 89040101-Big Sandy 1 | 2021-06-06 13:00 | 281.376 | 273.861 | 7.515 | 0 | 59 | 295 | 40 | 295 |  | 40 | 295 | 295 | DISPATCHABLE | N | s277154 | 44378.4916
38753-MKT Actual June 2021 | 89040101-Big Sandy 1 | 2021-06-06 14:00 | 290.448 | 282.803 | 7.645 | 0 | 59 | 296 | 40 | 296 |  | 40 | 296 | 295 | DISPATCHABLE | N | s277154 | 44378.4916
38753-MKT Actual June 2021 | 89040101-Big Sandy 1 | 2021-06-06 15:00 | 288.752 | 281.066 | 7.686 | 0 | 59 | 296 | 40 | 296 |  | 40 | 296 | 295 | DISPATCHABLE | N | s277154 | 44378.4916
38753-MKT Actual June 2021 | 89040101-Big Sandy 1 | 2021-06-06 16:00 | 302.112 | 294.12 | 7.992 | 0 | 59 | 296 | 40 | 296 |  | 40 | 296 | 295 | DISPATCHABLE | N | s277154 | 44378.4916
38753-MKT Actual June 2021 | 89040101-Big Sandy 1 | 2021-06-06 17:00 | 302.672 | 294.608 | 8.064 | 0 | 60 | 296 | 40 | 296 |  | 40 | 296 | 295 | DISPATCHABLE | N | s277154 | 44378.4916
38753-MKT Actual June 2021 | 89040101-Big Sandy 1 | 2021-06-06 18:00 | 295.424 | 287.477 | 7.947 | 0 | 60 | 296 | 40 | 296 |  | 40 | 296 | 295 | DISPATCHABLE | N | s277154 | 44378.4916
38753-MKT Actual June 2021 | 89040101-Big Sandy 1 | 2021-06-06 19:00 | 284.768 | 277.134 | 7.634 | 0 | 60 | 296 | 40 | 296 |  | 40 | 296 | 295 | DISPATCHABLE | N | s277154 | 44378.4916
38753-MKT Actual June 2021 | 89040101-Big Sandy 1 | 2021-06-06 20:00 | 280.304 | 272.77 | 7.534 | 0 | 60 | 296 | 40 | 296 |  | 40 | 296 | 295 | DISPATCHABLE | N | s277154 | 44378.4916
38753-MKT Actual June 2021 | 89040101-Big Sandy 1 | 2021-06-06 21:00 | 287.504 | 279.828 | 7.676 | 0 | 60 | 296 | 40 | 296 |  | 40 | 296 | 295 | DISPATCHABLE | N | s277154 | 44378.4916
38753-MKT Actual June 2021 | 89040101-Big Sandy 1 | 2021-06-06 22:00 | 285.712 | 278.144 | 7.568 | 0 | 60 | 296 | 40 | 296 |  | 40 | 296 | 295 | DISPATCHABLE | N | s277154 | 44378.4916
38753-MKT Actual June 2021 | 89040101-Big Sandy 1 | 2021-06-06 23:00 | 285.504 | 277.939 | 7.565 | 0 | 60 | 296 | 40 | 296 |  | 40 | 296 | 295 | DISPATCHABLE | N | s277154 | 44378.4916
38753-MKT Actual June 2021 | 89040101-Big Sandy 1 | 2021-06-07 | 266.336 | 259.049 | 7.287 | 0 | 60 | 296 | 40 | 296 |  | 40 | 296 | 295 | DISPATCHABLE | N | s277154 | 44378.4916
38753-MKT Actual June 2021 | 89040101-Big Sandy 1 | 2021-06-07 01:00 | 193.008 | 186.338 | 6.67 | 0 | 60 | 296 | 40 | 296 |  | 40 | 296 | 295 | DISPATCHABLE | N | s277154 | 44378.4916
38753-MKT Actual June 2021 | 89040101-Big Sandy 1 | 2021-06-07 02:00 | 88.912 | 82.918 | 5.994 | 0 | 60 | 296 | 40 | 296 |  | 40 | 296 | 295 | DISPATCHABLE | N | s277154 | 44378.492
38753-MKT Actual June 2021 | 89040101-Big Sandy 1 | 2021-06-07 03:00 | 65.744 | 59.899 | 5.845 | 0 | 59 | 296 | 40 | 296 |  | 40 | 296 | 295 | DISPATCHABLE | N | s277154 | 44378.492
38753-MKT Actual June 2021 | 89040101-Big Sandy 1 | 2021-06-07 04:00 | 65.776 | 59.948 | 5.828 | 0 | 59 | 295 | 40 | 295 |  | 40 | 295 | 295 | DISPATCHABLE | N | s277154 | 44378.492
38753-MKT Actual June 2021 | 89040101-Big Sandy 1 | 2021-06-07 05:00 | 66.512 | 60.665 | 5.847 | 0 | 59 | 295 | 40 | 295 |  | 40 | 295 | 295 | DISPATCHABLE | N | s277154 | 44378.492
38753-MKT Actual June 2021 | 89040101-Big Sandy 1 | 2021-06-07 06:00 | 69.568 | 63.674 | 5.894 | 0 | 59 | 295 | 40 | 295 |  | 40 | 295 | 295 | DISPATCHABLE | N | s277154 | 44378.492
38753-MKT Actual June 2021 | 89040101-Big Sandy 1 | 2021-06-07 07:00 | 69.152 | 63.256 | 5.896 | 0 | 59 | 295 | 40 | 295 |  | 40 | 295 | 295 | DISPATCHABLE | N | s277154 | 44378.492
38753-MKT Actual June 2021 | 89040101-Big Sandy 1 | 2021-06-07 08:00 | 69.68 | 63.788 | 5.892 | 0 | 59 | 295 | 40 | 295 |  | 40 | 295 | 295 | DISPATCHABLE | N | s277154 | 44378.492
38753-MKT Actual June 2021 | 89040101-Big Sandy 1 | 2021-06-07 09:00 | 146.896 | 140.42 | 6.476 | 0 | 59 | 295 | 40 | 295 |  | 40 | 295 | 295 | DISPATCHABLE | N | s277154 | 44378.492
38753-MKT Actual June 2021 | 89040101-Big Sandy 1 | 2021-06-07 10:00 | 186.56 | 179.867 | 6.693 | 0 | 59 | 295 | 40 | 295 |  | 40 | 295 | 295 | DISPATCHABLE | N | s277154 | 44378.492
38753-MKT Actual June 2021 | 89040101-Big Sandy 1 | 2021-06-07 11:00 | 223.92 | 216.951 | 6.969 | 0 | 59 | 295 | 40 | 295 |  | 40 | 295 | 295 | DISPATCHABLE | N | s277154 | 44378.492
38753-MKT Actual June 2021 | 89040101-Big Sandy 1 | 2021-06-07 12:00 | 246.688 | 239.583 | 7.105 | 0 | 59 | 295 | 40 | 295 |  | 40 | 295 | 295 | DISPATCHABLE | N | s277154 | 44378.492
38753-MKT Actual June 2021 | 89040101-Big Sandy 1 | 2021-06-07 13:00 | 287.728 | 280.042 | 7.686 | 0 | 60 | 296 | 40 | 296 |  | 40 | 296 | 295 | DISPATCHABLE | N | s277154 | 44378.492
38753-MKT Actual June 2021 | 89040101-Big Sandy 1 | 2021-06-07 14:00 | 285.808 | 278.218 | 7.59 | 0 | 60 | 295 | 40 | 295 |  | 40 | 295 | 295 | DISPATCHABLE | N | s277154 | 44378.492
38753-MKT Actual June 2021 | 89040101-Big Sandy 1 | 2021-06-07 15:00 | 300.144 | 292.256 | 7.888 | 0 | 60 | 296 | 40 | 296 |  | 40 | 296 | 295 | DISPATCHABLE | N | s277154 | 44378.492
38753-MKT Actual June 2021 | 89040101-Big Sandy 1 | 2021-06-07 16:00 | 302.8 | 294.834 | 7.966 | 0 | 60 | 296 | 40 | 296 |  | 40 | 296 | 295 | DISPATCHABLE | N | s277154 | 44378.492
38753-MKT Actual June 2021 | 89040101-Big Sandy 1 | 2021-06-07 17:00 | 288.544 | 280.806 | 7.738 | 0 | 60 | 295 | 40 | 295 |  | 40 | 295 | 295 | DISPATCHABLE | N | s277154 | 44378.492
38753-MKT Actual June 2021 | 89040101-Big Sandy 1 | 2021-06-07 18:00 | 302.272 | 294.275 | 7.997 | 0 | 60 | 296 | 40 | 296 |  | 40 | 296 | 295 | DISPATCHABLE | N | s277154 | 44378.492
38753-MKT Actual June 2021 | 89040101-Big Sandy 1 | 2021-06-07 19:00 | 297.872 | 290.022 | 7.85 | 0 | 60 | 296 | 40 | 296 |  | 40 | 296 | 295 | DISPATCHABLE | N | s277154 | 44378.492
38753-MKT Actual June 2021 | 89040101-Big Sandy 1 | 2021-06-07 20:00 | 283.552 | 275.987 | 7.565 | 0 | 60 | 296 | 40 | 296 |  | 40 | 296 | 295 | DISPATCHABLE | N | s277154 | 44378.492
38753-MKT Actual June 2021 | 89040101-Big Sandy 1 | 2021-06-07 21:00 | 284.352 | 276.776 | 7.576 | 0 | 60 | 296 | 40 | 296 |  | 40 | 296 | 295 | DISPATCHABLE | N | s277154 | 44378.4921
38753-MKT Actual June 2021 | 89040101-Big Sandy 1 | 2021-06-07 22:00 | 288.944 | 281.32 | 7.624 | 0 | 60 | 296 | 40 | 296 |  | 40 | 296 | 295 | DISPATCHABLE | N | s277154 | 44378.4921
38753-MKT Actual June 2021 | 89040101-Big Sandy 1 | 2021-06-07 23:00 | 280.464 | 272.975 | 7.489 | 0 | 60 | 296 | 40 | 296 |  | 40 | 296 | 295 | DISPATCHABLE | N | s277154 | 44378.4921
38753-MKT Actual June 2021 | 89040101-Big Sandy 1 | 2021-06-08 | 259.872 | 252.555 | 7.317 | 0 | 60 | 296 | 40 | 296 |  | 40 | 296 | 295 | DISPATCHABLE | N | s277154 | 44378.4921
38753-MKT Actual June 2021 | 89040101-Big Sandy 1 | 2021-06-08 01:00 | 177.856 | 171.178 | 6.678 | 0 | 60 | 296 | 40 | 296 |  | 40 | 296 | 295 | DISPATCHABLE | N | s277154 | 44378.4921
38753-MKT Actual June 2021 | 89040101-Big Sandy 1 | 2021-06-08 02:00 | 81.712 | 75.725 | 5.987 | 0 | 60 | 296 | 40 | 296 |  | 40 | 296 | 295 | DISPATCHABLE | N | s277154 | 44378.4921
38753-MKT Actual June 2021 | 89040101-Big Sandy 1 | 2021-06-08 03:00 | 73.36 | 67.428 | 5.932 | 0 | 60 | 296 | 40 | 296 |  | 40 | 296 | 295 | DISPATCHABLE | N | s277154 | 44378.4921
38753-MKT Actual June 2021 | 89040101-Big Sandy 1 | 2021-06-08 04:00 | 66.208 | 60.337 | 5.871 | 0 | 59 | 296 | 40 | 296 |  | 40 | 296 | 295 | DISPATCHABLE | N | s277154 | 44378.4921
38753-MKT Actual June 2021 | 89040101-Big Sandy 1 | 2021-06-08 05:00 | 65.856 | 59.981 | 5.875 | 0 | 59 | 296 | 40 | 296 |  | 40 | 296 | 295 | DISPATCHABLE | N | s277154 | 44378.4921
38753-MKT Actual June 2021 | 89040101-Big Sandy 1 | 2021-06-08 06:00 | 66.72 | 60.809 | 5.911 | 0 | 59 | 296 | 40 | 296 |  | 40 | 296 | 295 | DISPATCHABLE | N | s277154 | 44378.4921
38753-MKT Actual June 2021 | 89040101-Big Sandy 1 | 2021-06-08 07:00 | 70.48 | 64.523 | 5.957 | 0 | 59 | 295 | 40 | 295 |  | 40 | 295 | 295 | DISPATCHABLE | N | s277154 | 44378.4921
38753-MKT Actual June 2021 | 89040101-Big Sandy 1 | 2021-06-08 08:00 | 140.848 | 134.367 | 6.481 | 0 | 59 | 295 | 40 | 295 |  | 40 | 295 | 295 | DISPATCHABLE | N | s277154 | 44378.4921
38753-MKT Actual June 2021 | 89040101-Big Sandy 1 | 2021-06-08 09:00 | 180.576 | 173.859 | 6.717 | 0 | 59 | 295 | 40 | 295 |  | 40 | 295 | 295 | DISPATCHABLE | N | s277154 | 44378.4921
38753-MKT Actual June 2021 | 89040101-Big Sandy 1 | 2021-06-08 10:00 | 178.832 | 172.193 | 6.639 | 0 | 59 | 295 | 40 | 295 |  | 40 | 295 | 295 | DISPATCHABLE | N | s277154 | 44378.4921
38753-MKT Actual June 2021 | 89040101-Big Sandy 1 | 2021-06-08 11:00 | 233.28 | 226.204 | 7.076 | 0 | 59 | 295 | 40 | 295 |  | 40 | 295 | 295 | DISPATCHABLE | N | s277154 | 44378.4921
38753-MKT Actual June 2021 | 89040101-Big Sandy 1 | 2021-06-08 12:00 | 290.88 | 283.148 | 7.732 | 0 | 59 | 295 | 40 | 295 |  | 40 | 295 | 295 | DISPATCHABLE | N | s277154 | 44378.4921
38753-MKT Actual June 2021 | 89040101-Big Sandy 1 | 2021-06-08 13:00 | 302.16 | 294.121 | 8.039 | 0 | 59 | 296 | 40 | 296 |  | 40 | 296 | 295 | DISPATCHABLE | N | s277154 | 44378.4921
38753-MKT Actual June 2021 | 89040101-Big Sandy 1 | 2021-06-08 14:00 | 285.744 | 278.135 | 7.609 | 0 | 59 | 295 | 40 | 295 |  | 40 | 295 | 295 | DISPATCHABLE | N | s277154 | 44378.4921
38753-MKT Actual June 2021 | 89040101-Big Sandy 1 | 2021-06-08 15:00 | 298.592 | 290.689 | 7.903 | 0 | 60 | 296 | 40 | 296 |  | 40 | 296 | 295 | DISPATCHABLE | N | s277154 | 44378.4921
38753-MKT Actual June 2021 | 89040101-Big Sandy 1 | 2021-06-08 16:00 | 302.8 | 294.765 | 8.035 | 0 | 60 | 296 | 40 | 296 |  | 40 | 296 | 295 | DISPATCHABLE | N | s277154 | 44378.4921
38753-MKT Actual June 2021 | 89040101-Big Sandy 1 | 2021-06-08 17:00 | 302.56 | 294.453 | 8.107 | 0 | 60 | 296 | 40 | 296 |  | 40 | 296 | 295 | DISPATCHABLE | N | s277154 | 44378.4921
38753-MKT Actual June 2021 | 89040101-Big Sandy 1 | 2021-06-08 18:00 | 302.912 | 294.975 | 7.937 | 0 | 60 | 296 | 40 | 296 |  | 40 | 296 | 295 | DISPATCHABLE | N | s277154 | 44378.4921
38753-MKT Actual June 2021 | 89040101-Big Sandy 1 | 2021-06-08 19:00 | 302.56 | 294.759 | 7.801 | 0 | 60 | 296 | 40 | 296 |  | 40 | 296 | 295 | DISPATCHABLE | N | s277154 | 44378.4921
38753-MKT Actual June 2021 | 89040101-Big Sandy 1 | 2021-06-08 20:00 | 301.584 | 293.829 | 7.755 | 0 | 60 | 296 | 40 | 296 |  | 40 | 296 | 295 | DISPATCHABLE | N | s277154 | 44378.4921
38753-MKT Actual June 2021 | 89040101-Big Sandy 1 | 2021-06-08 21:00 | 286.576 | 279.109 | 7.467 | 0 | 60 | 296 | 40 | 296 |  | 40 | 296 | 295 | DISPATCHABLE | N | s277154 | 44378.4921
38753-MKT Actual June 2021 | 89040101-Big Sandy 1 | 2021-06-08 22:00 | 282.416 | 274.95 | 7.466 | 0 | 60 | 296 | 40 | 296 |  | 40 | 296 | 295 | DISPATCHABLE | N | s277154 | 44378.4921
38753-MKT Actual June 2021 | 89040101-Big Sandy 1 | 2021-06-08 23:00 | 269.344 | 262.058 | 7.286 | 0 | 60 | 295 | 40 | 295 |  | 40 | 295 | 295 | DISPATCHABLE | N | s277154 | 44378.4921
38753-MKT Actual June 2021 | 89040101-Big Sandy 1 | 2021-06-09 | 233.472 | 226.54 | 6.932 | 0 | 60 | 295 | 40 | 295 |  | 40 | 295 | 295 | DISPATCHABLE | N | s277154 | 44378.4921
38753-MKT Actual June 2021 | 89040101-Big Sandy 1 | 2021-06-09 01:00 | 209.264 | 202.437 | 6.827 | 0 | 60 | 295 | 40 | 295 |  | 40 | 295 | 295 | DISPATCHABLE | N | s277154 | 44378.4921
38753-MKT Actual June 2021 | 89040101-Big Sandy 1 | 2021-06-09 02:00 | 157.696 | 151.22 | 6.476 | 0 | 60 | 295 | 40 | 295 |  | 40 | 295 | 295 | DISPATCHABLE | N | s277154 | 44378.4921
38753-MKT Actual June 2021 | 89040101-Big Sandy 1 | 2021-06-09 03:00 | 106.416 | 100.326 | 6.09 | 0 | 60 | 295 | 40 | 295 |  | 40 | 295 | 295 | DISPATCHABLE | N | s277154 | 44378.4921
38753-MKT Actual June 2021 | 89040101-Big Sandy 1 | 2021-06-09 04:00 | 72.576 | 66.767 | 5.809 | 0 | 59 | 295 | 40 | 295 |  | 40 | 295 | 295 | DISPATCHABLE | N | s277154 | 44378.4921
38753-MKT Actual June 2021 | 89040101-Big Sandy 1 | 2021-06-09 05:00 | 66.144 | 60.367 | 5.777 | 0 | 59 | 295 | 40 | 295 |  | 40 | 295 | 295 | DISPATCHABLE | N | s277154 | 44378.4921
38753-MKT Actual June 2021 | 89040101-Big Sandy 1 | 2021-06-09 06:00 | 72.144 | 66.328 | 5.816 | 0 | 60 | 295 | 40 | 295 |  | 40 | 295 | 295 | DISPATCHABLE | N | s277154 | 44378.4921
38753-MKT Actual June 2021 | 89040101-Big Sandy 1 | 2021-06-09 07:00 | 75.136 | 69.307 | 5.829 | 0 | 60 | 295 | 40 | 295 |  | 40 | 295 | 295 | DISPATCHABLE | N | s277154 | 44378.4921
38753-MKT Actual June 2021 | 89040101-Big Sandy 1 | 2021-06-09 08:00 | 80.976 | 75.09 | 5.886 | 0 | 60 | 295 | 40 | 295 |  | 40 | 295 | 295 | DISPATCHABLE | N | s277154 | 44378.4921
38753-MKT Actual June 2021 | 89040101-Big Sandy 1 | 2021-06-09 09:00 | 160.64 | 154.177 | 6.463 | 0 | 60 | 295 | 40 | 295 |  | 40 | 295 | 295 | DISPATCHABLE | N | s277154 | 44378.4921
38753-MKT Actual June 2021 | 89040101-Big Sandy 1 | 2021-06-09 10:00 | 211.408 | 204.657 | 6.751 | 0 | 60 | 295 | 40 | 295 |  | 40 | 295 | 295 | DISPATCHABLE | N | s277154 | 44378.4921
38753-MKT Actual June 2021 | 89040101-Big Sandy 1 | 2021-06-09 11:00 | 238.176 | 231.223 | 6.953 | 0 | 60 | 295 | 40 | 295 |  | 40 | 295 | 295 | DISPATCHABLE | N | s277154 | 44378.4921
38753-MKT Actual June 2021 | 89040101-Big Sandy 1 | 2021-06-09 12:00 | 264.544 | 257.3 | 7.244 | 0 | 59 | 295 | 39 | 295 |  | 39 | 295 | 295 | DISPATCHABLE | N | s277154 | 44378.4921
38753-MKT Actual June 2021 | 89040101-Big Sandy 1 | 2021-06-09 13:00 | 287.936 | 280.518 | 7.418 | 0 | 60 | 295 | 40 | 295 |  | 40 | 295 | 295 | DISPATCHABLE | N | s277154 | 44378.4921
38753-MKT Actual June 2021 | 89040101-Big Sandy 1 | 2021-06-09 14:00 | 295.296 | 287.742 | 7.554 | 0 | 60 | 296 | 40 | 296 |  | 40 | 296 | 295 | DISPATCHABLE | N | s277154 | 44378.4921
38753-MKT Actual June 2021 | 89040101-Big Sandy 1 | 2021-06-09 15:00 | 302.096 | 294.436 | 7.66 | 0 | 60 | 296 | 40 | 296 |  | 40 | 296 | 295 | DISPATCHABLE | N | s277154 | 44378.4921
38753-MKT Actual June 2021 | 89040101-Big Sandy 1 | 2021-06-09 16:00 | 302.848 | 295.233 | 7.615 | 0 | 60 | 295.233 | 40 | 296 |  | 40 | 296 | 295 | DISPATCHABLE | N | s277154 | 44378.4921
38753-MKT Actual June 2021 | 89040101-Big Sandy 1 | 2021-06-09 17:00 | 302.128 | 294.516 | 7.612 | 0 | 60 | 296 | 40 | 296 |  | 40 | 296 | 295 | DISPATCHABLE | N | s277154 | 44378.4921
38753-MKT Actual June 2021 | 89040101-Big Sandy 1 | 2021-06-09 18:00 | 302.368 | 294.762 | 7.606 | 0 | 60 | 296 | 40 | 296 |  | 40 | 296 | 295 | DISPATCHABLE | N | s277154 | 44378.4921
38753-MKT Actual June 2021 | 89040101-Big Sandy 1 | 2021-06-09 19:00 | 301.408 | 293.813 | 7.595 | 0 | 60 | 296 | 40 | 296 |  | 40 | 296 | 295 | DISPATCHABLE | N | s277154 | 44378.4921
38753-MKT Actual June 2021 | 89040101-Big Sandy 1 | 2021-06-09 20:00 | 273.968 | 266.812 | 7.156 | 0 | 60 | 296 | 40 | 296 |  | 40 | 296 | 295 | DISPATCHABLE | N | s277154 | 44378.4921
38753-MKT Actual June 2021 | 89040101-Big Sandy 1 | 2021-06-09 21:00 | 280.8 | 273.52 | 7.28 | 0 | 60 | 296 | 40 | 296 |  | 40 | 296 | 295 | DISPATCHABLE | N | s277154 | 44378.4921
38753-MKT Actual June 2021 | 89040101-Big Sandy 1 | 2021-06-09 22:00 | 286.88 | 279.535 | 7.345 | 0 | 60 | 296 | 40 | 296 |  | 40 | 296 | 295 | DISPATCHABLE | N | s277154 | 44378.4921
38753-MKT Actual June 2021 | 89040101-Big Sandy 1 | 2021-06-09 23:00 | 280.784 | 273.559 | 7.225 | 0 | 60 | 296 | 40 | 296 |  | 40 | 296 | 295 | DISPATCHABLE | N | s277154 | 44378.4921
38753-MKT Actual June 2021 | 89040101-Big Sandy 1 | 2021-06-10 | 266.912 | 259.784 | 7.128 | 0 | 60 | 296 | 40 | 296 |  | 40 | 296 | 295 | DISPATCHABLE | N | s277154 | 44378.4921
38753-MKT Actual June 2021 | 89040101-Big Sandy 1 | 2021-06-10 01:00 | 211.248 | 204.54 | 6.708 | 0 | 60 | 296 | 40 | 296 |  | 40 | 296 | 295 | DISPATCHABLE | N | s277154 | 44378.4921
38753-MKT Actual June 2021 | 89040101-Big Sandy 1 | 2021-06-10 02:00 | 117.12 | 111.046 | 6.074 | 0 | 60 | 295 | 40 | 295 |  | 40 | 295 | 295 | DISPATCHABLE | N | s277154 | 44378.4921
38753-MKT Actual June 2021 | 89040101-Big Sandy 1 | 2021-06-10 03:00 | 72.048 | 66.276 | 5.772 | 0 | 60 | 295 | 40 | 295 |  | 40 | 295 | 295 | DISPATCHABLE | N | s277154 | 44378.4921
38753-MKT Actual June 2021 | 89040101-Big Sandy 1 | 2021-06-10 04:00 | 66.16 | 60.443 | 5.717 | 0 | 59 | 295 | 40 | 295 |  | 40 | 295 | 295 | DISPATCHABLE | N | s277154 | 44378.4921
38753-MKT Actual June 2021 | 89040101-Big Sandy 1 | 2021-06-10 05:00 | 65.872 | 60.141 | 5.731 | 0 | 59 | 295 | 40 | 295 |  | 40 | 295 | 295 | DISPATCHABLE | N | s277154 | 44378.4921
38753-MKT Actual June 2021 | 89040101-Big Sandy 1 | 2021-06-10 06:00 | 72.096 | 66.321 | 5.775 | 0 | 60 | 295 | 40 | 295 |  | 40 | 295 | 295 | DISPATCHABLE | N | s277154 | 44378.4921
38753-MKT Actual June 2021 | 89040101-Big Sandy 1 | 2021-06-10 07:00 | 69.168 | 63.373 | 5.795 | 0 | 60 | 295 | 40 | 295 |  | 40 | 295 | 295 | DISPATCHABLE | N | s277154 | 44378.4921
38753-MKT Actual June 2021 | 89040101-Big Sandy 1 | 2021-06-10 08:00 | 93.712 | 87.75 | 5.962 | 0 | 60 | 295 | 40 | 295 |  | 40 | 295 | 295 | DISPATCHABLE | N | s277154 | 44378.4921
38753-MKT Actual June 2021 | 89040101-Big Sandy 1 | 2021-06-10 09:00 | 111.232 | 105.095 | 6.137 | 0 | 60 | 295 | 40 | 295 |  | 40 | 295 | 295 | DISPATCHABLE | N | s277154 | 44378.4921
38753-MKT Actual June 2021 | 89040101-Big Sandy 1 | 2021-06-10 10:00 | 190.256 | 183.595 | 6.661 | 0 | 60 | 295 | 40 | 295 |  | 40 | 295 | 295 | DISPATCHABLE | N | s277154 | 44378.4921
38753-MKT Actual June 2021 | 89040101-Big Sandy 1 | 2021-06-10 11:00 | 266.096 | 258.82 | 7.276 | 0 | 60 | 296 | 40 | 296 |  | 40 | 296 | 295 | DISPATCHABLE | N | s277154 | 44378.4921
38753-MKT Actual June 2021 | 89040101-Big Sandy 1 | 2021-06-10 12:00 | 302.48 | 294.722 | 7.758 | 0 | 60 | 296 | 40 | 296 |  | 40 | 296 | 295 | DISPATCHABLE | N | s277154 | 44378.4921
38753-MKT Actual June 2021 | 89040101-Big Sandy 1 | 2021-06-10 13:00 | 302.56 | 294.812 | 7.748 | 0 | 60 | 296 | 40 | 296 |  | 40 | 296 | 295 | DISPATCHABLE | N | s277154 | 44378.4921
38753-MKT Actual June 2021 | 89040101-Big Sandy 1 | 2021-06-10 14:00 | 302.384 | 294.62 | 7.764 | 0 | 60 | 296 | 40 | 296 |  | 40 | 296 | 295 | DISPATCHABLE | N | s277154 | 44378.4921
38753-MKT Actual June 2021 | 89040101-Big Sandy 1 | 2021-06-10 15:00 | 302.528 | 294.745 | 7.783 | 0 | 60 | 296 | 40 | 296 |  | 40 | 296 | 295 | DISPATCHABLE | N | s277154 | 44378.4921
38753-MKT Actual June 2021 | 89040101-Big Sandy 1 | 2021-06-10 16:00 | 302.24 | 294.418 | 7.822 | 0 | 60 | 296 | 40 | 296 |  | 40 | 296 | 295 | DISPATCHABLE | N | s277154 | 44378.4921
38753-MKT Actual June 2021 | 89040101-Big Sandy 1 | 2021-06-10 17:00 | 231.552 | 224.545 | 7.007 | 0 | 60 | 225 | 40 | 296 |  | 40 | 296 | 295 | DISPATCHABLE | N | s277154 | 44378.4921
38753-MKT Actual June 2021 | 89040101-Big Sandy 1 | 2021-06-10 18:00 | 112.288 | 106.096 | 6.192 | 0 | 60 | 107 | 40 | 296 |  | 40 | 296 | 295 | DISPATCHABLE | N | s277154 | 44378.4921
38753-MKT Actual June 2021 | 89040101-Big Sandy 1 | 2021-06-10 19:00 | 64.96 | 60.21 | 4.75 | 0 | 59 | 61 | 40 | 296 |  | 40 | 296 | 295 | DISPATCHABLE | N | s277154 | 44378.4921
38753-MKT Actual June 2021 | 89040101-Big Sandy 1 | 2021-06-10 20:00 | 95.92 | 90.029 | 5.891 | 0 | 59 | 251 | 40 | 295 |  | 40 | 295 | 295 | DISPATCHABLE | N | s277154 | 44378.4921
38753-MKT Actual June 2021 | 89040101-Big Sandy 1 | 2021-06-10 21:00 | 207.536 | 200.83 | 6.706 | 0 | 59 | 295 | 40 | 295 |  | 40 | 295 | 295 | DISPATCHABLE | N | s277154 | 44378.4921
38753-MKT Actual June 2021 | 89040101-Big Sandy 1 | 2021-06-10 22:00 | 251.632 | 244.631 | 7.001 | 0 | 59 | 295 | 40 | 295 |  | 40 | 295 | 295 | DISPATCHABLE | N | s277154 | 44378.4921
38753-MKT Actual June 2021 | 89040101-Big Sandy 1 | 2021-06-10 23:00 | 180.4 | 173.962 | 6.438 | 0 | 59 | 295 | 40 | 295 |  | 40 | 295 | 295 | DISPATCHABLE | N | s277154 | 44378.4921
38753-MKT Actual June 2021 | 89040101-Big Sandy 1 | 2021-06-11 | 132.768 | 126.601 | 6.167 | 0 | 59 | 295 | 40 | 295 |  | 40 | 295 | 295 | DISPATCHABLE | N | s277154 | 44378.4921
38753-MKT Actual June 2021 | 89040101-Big Sandy 1 | 2021-06-11 01:00 | 84.432 | 78.609 | 5.823 | 0 | 59 | 295 | 40 | 295 |  | 40 | 295 | 295 | DISPATCHABLE | N | s277154 | 44378.4921
38753-MKT Actual June 2021 | 89040101-Big Sandy 1 | 2021-06-11 02:00 | 82.352 | 76.537 | 5.815 | 0 | 59 | 295 | 40 | 295 |  | 40 | 295 | 295 | DISPATCHABLE | N | s277154 | 44378.4921
38753-MKT Actual June 2021 | 89040101-Big Sandy 1 | 2021-06-11 03:00 | 67.392 | 61.685 | 5.707 | 0 | 59 | 295 | 40 | 295 |  | 40 | 295 | 295 | DISPATCHABLE | N | s277154 | 44378.4921
38753-MKT Actual June 2021 | 89040101-Big Sandy 1 | 2021-06-11 04:00 | 72.16 | 66.432 | 5.728 | 0 | 59 | 295 | 40 | 295 |  | 40 | 295 | 295 | DISPATCHABLE | N | s277154 | 44378.4921
38753-MKT Actual June 2021 | 89040101-Big Sandy 1 | 2021-06-11 05:00 | 66.512 | 60.797 | 5.715 | 0 | 59 | 295 | 40 | 295 |  | 40 | 295 | 295 | DISPATCHABLE | N | s277154 | 44378.4921
38753-MKT Actual June 2021 | 89040101-Big Sandy 1 | 2021-06-11 06:00 | 70.176 | 64.407 | 5.769 | 0 | 59 | 295 | 40 | 295 |  | 40 | 295 | 295 | DISPATCHABLE | N | s277154 | 44378.4921
38753-MKT Actual June 2021 | 89040101-Big Sandy 1 | 2021-06-11 07:00 | 68 | 62.239 | 5.761 | 0 | 59 | 295 | 40 | 295 |  | 40 | 295 | 295 | DISPATCHABLE | N | s277154 | 44378.4921
38753-MKT Actual June 2021 | 89040101-Big Sandy 1 | 2021-06-11 08:00 | 74.112 | 68.322 | 5.79 | 0 | 59 | 295 | 40 | 295 |  | 40 | 295 | 295 | DISPATCHABLE | N | s277154 | 44378.4921
38753-MKT Actual June 2021 | 89040101-Big Sandy 1 | 2021-06-11 09:00 | 137.344 | 131.069 | 6.275 | 0 | 59 | 295 | 40 | 295 |  | 40 | 295 | 295 | DISPATCHABLE | N | s277154 | 44378.4921
38753-MKT Actual June 2021 | 89040101-Big Sandy 1 | 2021-06-11 10:00 | 248.48 | 241.401 | 7.079 | 0 | 59 | 295 | 40 | 295 |  | 40 | 295 | 295 | DISPATCHABLE | N | s277154 | 44378.4921
38753-MKT Actual June 2021 | 89040101-Big Sandy 1 | 2021-06-11 11:00 | 278.992 | 271.692 | 7.3 | 0 | 59 | 295 | 40 | 295 |  | 40 | 295 | 295 | DISPATCHABLE | N | s277154 | 44378.4921
38753-MKT Actual June 2021 | 89040101-Big Sandy 1 | 2021-06-11 12:00 | 265.616 | 258.411 | 7.205 | 0 | 131 | 295 | 40 | 295 |  | 40 | 295 | 295 | DISPATCHABLE | N | s277154 | 44378.4921
38753-MKT Actual June 2021 | 89040101-Big Sandy 1 | 2021-06-11 13:00 | 302.384 | 294.534 | 7.85 | 0 | 244 | 296 | 40 | 296 |  | 40 | 296 | 295 | DISPATCHABLE | N | s277154 | 44378.4921
38753-MKT Actual June 2021 | 89040101-Big Sandy 1 | 2021-06-11 14:00 | 283.776 | 276.317 | 7.459 | 0 | 60 | 296 | 40 | 296 |  | 40 | 296 | 295 | DISPATCHABLE | N | s277154 | 44378.4921
38753-MKT Actual June 2021 | 89040101-Big Sandy 1 | 2021-06-11 15:00 | 254.336 | 247.211 | 7.125 | 0 | 60 | 296 | 40 | 296 |  | 40 | 296 | 295 | DISPATCHABLE | N | s277154 | 44378.4921
38753-MKT Actual June 2021 | 89040101-Big Sandy 1 | 2021-06-11 16:00 | 222.832 | 216.018 | 6.814 | 0 | 60 | 296 | 40 | 296 |  | 40 | 296 | 295 | DISPATCHABLE | N | s277154 | 44378.4921
38753-MKT Actual June 2021 | 89040101-Big Sandy 1 | 2021-06-11 17:00 | 214.128 | 207.346 | 6.782 | 0 | 60 | 296 | 40 | 296 |  | 40 | 296 | 295 | DISPATCHABLE | N | s277154 | 44378.4921
38753-MKT Actual June 2021 | 89040101-Big Sandy 1 | 2021-06-11 18:00 | 222.288 | 215.483 | 6.805 | 0 | 60 | 296 | 40 | 296 |  | 40 | 296 | 295 | DISPATCHABLE | N | s277154 | 44378.4921
38753-MKT Actual June 2021 | 89040101-Big Sandy 1 | 2021-06-11 19:00 | 175.552 | 169.097 | 6.455 | 0 | 60 | 296 | 40 | 296 |  | 40 | 296 | 295 | DISPATCHABLE | N | s277154 | 44378.4921
38753-MKT Actual June 2021 | 89040101-Big Sandy 1 | 2021-06-11 20:00 | 190.272 | 183.694 | 6.578 | 0 | 60 | 296 | 40 | 296 |  | 40 | 296 | 295 | DISPATCHABLE | N | s277154 | 44378.4921
38753-MKT Actual June 2021 | 89040101-Big Sandy 1 | 2021-06-11 21:00 | 209.056 | 202.317 | 6.739 | 0 | 60 | 296 | 40 | 296 |  | 40 | 296 | 295 | DISPATCHABLE | N | s277154 | 44378.4921
38753-MKT Actual June 2021 | 89040101-Big Sandy 1 | 2021-06-11 22:00 | 261.648 | 254.452 | 7.196 | 0 | 60 | 295 | 40 | 295 |  | 40 | 295 | 295 | DISPATCHABLE | N | s277154 | 44378.4921
38753-MKT Actual June 2021 | 89040101-Big Sandy 1 | 2021-06-11 23:00 | 242.432 | 235.473 | 6.959 | 0 | 60 | 295 | 40 | 295 |  | 40 | 295 | 295 | DISPATCHABLE | N | s277154 | 44378.4921
38753-MKT Actual June 2021 | 89040101-Big Sandy 1 | 2021-06-12 | 146.912 | 140.664 | 6.248 | 0 | 60 | 295 | 40 | 295 |  | 40 | 295 | 295 | DISPATCHABLE | N | s277154 | 44378.4921
38753-MKT Actual June 2021 | 89040101-Big Sandy 1 | 2021-06-12 01:00 | 74.464 | 68.7 | 5.764 | 0 | 59 | 74 | 40 | 295 |  | 40 | 295 | 295 | DISPATCHABLE | N | s277154 | 44378.4921
38753-MKT Actual June 2021 | 89040101-Big Sandy 1 | 2021-06-12 02:00 | 66.128 | 60.402 | 5.726 | 0 | 59 | 290 | 40 | 295 |  | 40 | 295 | 295 | DISPATCHABLE | N | s277154 | 44378.4921
38753-MKT Actual June 2021 | 89040101-Big Sandy 1 | 2021-06-12 03:00 | 70.352 | 64.604 | 5.748 | 0 | 59 | 295 | 40 | 295 |  | 40 | 295 | 295 | DISPATCHABLE | N | s277154 | 44378.4921
38753-MKT Actual June 2021 | 89040101-Big Sandy 1 | 2021-06-12 04:00 | 65.792 | 60.097 | 5.695 | 0 | 59 | 295 | 40 | 295 |  | 40 | 295 | 295 | DISPATCHABLE | N | s277154 | 44378.4921
38753-MKT Actual June 2021 | 89040101-Big Sandy 1 | 2021-06-12 05:00 | 65.648 | 59.935 | 5.713 | 0 | 59 | 295 | 40 | 295 |  | 40 | 295 | 295 | DISPATCHABLE | N | s277154 | 44378.4921
38753-MKT Actual June 2021 | 89040101-Big Sandy 1 | 2021-06-12 06:00 | 65.792 | 60.071 | 5.721 | 0 | 59 | 295 | 40 | 295 |  | 40 | 295 | 295 | DISPATCHABLE | N | s277154 | 44378.4921
38753-MKT Actual June 2021 | 89040101-Big Sandy 1 | 2021-06-12 07:00 | 65.984 | 60.276 | 5.708 | 0 | 59 | 295 | 40 | 295 |  | 40 | 295 | 295 | DISPATCHABLE | N | s277154 | 44378.4921
38753-MKT Actual June 2021 | 89040101-Big Sandy 1 | 2021-06-12 08:00 | 75.52 | 69.765 | 5.755 | 0 | 59 | 295 | 40 | 295 |  | 40 | 295 | 295 | DISPATCHABLE | N | s277154 | 44378.4921
38753-MKT Actual June 2021 | 89040101-Big Sandy 1 | 2021-06-12 09:00 | 69.376 | 63.643 | 5.733 | 0 | 59 | 295 | 40 | 295 |  | 40 | 295 | 295 | DISPATCHABLE | N | s277154 | 44378.4921
38753-MKT Actual June 2021 | 89040101-Big Sandy 1 | 2021-06-12 10:00 | 70.048 | 64.275 | 5.773 | 0 | 59 | 295 | 40 | 295 |  | 40 | 295 | 295 | DISPATCHABLE | N | s277154 | 44378.4921
38753-MKT Actual June 2021 | 89040101-Big Sandy 1 | 2021-06-12 11:00 | 91.76 | 85.815 | 5.945 | 0 | 60 | 295 | 40 | 295 |  | 40 | 295 | 295 | DISPATCHABLE | N | s277154 | 44378.4921
38753-MKT Actual June 2021 | 89040101-Big Sandy 1 | 2021-06-12 12:00 | 125.04 | 118.861 | 6.179 | 0 | 60 | 295 | 40 | 295 |  | 40 | 295 | 295 | DISPATCHABLE | N | s277154 | 44378.4921
38753-MKT Actual June 2021 | 89040101-Big Sandy 1 | 2021-06-12 13:00 | 227.696 | 220.777 | 6.919 | 0 | 60 | 295 | 40 | 295 |  | 40 | 295 | 295 | DISPATCHABLE | N | s277154 | 44378.4921
38753-MKT Actual June 2021 | 89040101-Big Sandy 1 | 2021-06-12 14:00 | 291.872 | 284.221 | 7.651 | 0 | 60 | 295 | 40 | 295 |  | 40 | 295 | 295 | DISPATCHABLE | N | s277154 | 44378.4921
38753-MKT Actual June 2021 | 89040101-Big Sandy 1 | 2021-06-12 15:00 | 281.088 | 273.614 | 7.474 | 0 | 60 | 284 | 40 | 295 |  | 40 | 295 | 295 | DISPATCHABLE | N | s277154 | 44378.4921
38753-MKT Actual June 2021 | 89040101-Big Sandy 1 | 2021-06-12 16:00 | 277.12 | 269.679 | 7.441 | 0 | 60 | 271 | 40 | 295 |  | 40 | 295 | 295 | DISPATCHABLE | N | s277154 | 44378.4921
38753-MKT Actual June 2021 | 89040101-Big Sandy 1 | 2021-06-12 17:00 | 277.344 | 269.824 | 7.52 | 0 | 60 | 271 | 40 | 295 |  | 40 | 295 | 295 | DISPATCHABLE | N | s277154 | 44378.4921
38753-MKT Actual June 2021 | 89040101-Big Sandy 1 | 2021-06-12 18:00 | 277.168 | 269.664 | 7.504 | 0 | 60 | 271 | 40 | 295 |  | 40 | 295 | 295 | DISPATCHABLE | N | s277154 | 44378.4921
38753-MKT Actual June 2021 | 89040101-Big Sandy 1 | 2021-06-12 19:00 | 276.752 | 269.205 | 7.547 | 0 | 60 | 271 | 40 | 295 |  | 40 | 295 | 295 | DISPATCHABLE | N | s277154 | 44378.4921
38753-MKT Actual June 2021 | 89040101-Big Sandy 1 | 2021-06-12 20:00 | 247.536 | 240.362 | 7.174 | 0 | 60 | 270 | 40 | 295 |  | 40 | 295 | 295 | DISPATCHABLE | N | s277154 | 44378.4921
38753-MKT Actual June 2021 | 89040101-Big Sandy 1 | 2021-06-12 21:00 | 268.992 | 261.595 | 7.397 | 0 | 60 | 271 | 40 | 295 |  | 40 | 295 | 295 | DISPATCHABLE | N | s277154 | 44378.4921
38753-MKT Actual June 2021 | 89040101-Big Sandy 1 | 2021-06-12 22:00 | 268.8 | 261.445 | 7.355 | 0 | 60 | 271 | 40 | 295 |  | 40 | 295 | 295 | DISPATCHABLE | N | s277154 | 44378.4921
38753-MKT Actual June 2021 | 89040101-Big Sandy 1 | 2021-06-12 23:00 | 244.64 | 237.521 | 7.119 | 0 | 60 | 271 | 40 | 295 |  | 40 | 295 | 295 | DISPATCHABLE | N | s277154 | 44378.4921
38753-MKT Actual June 2021 | 89040101-Big Sandy 1 | 2021-06-13 | 243.2 | 236.167 | 7.033 | 0 | 60 | 295 | 40 | 295 |  | 40 | 295 | 295 | DISPATCHABLE | N | s277154 | 44378.4921
38753-MKT Actual June 2021 | 89040101-Big Sandy 1 | 2021-06-13 01:00 | 147.184 | 140.841 | 6.343 | 0 | 60 | 295 | 40 | 295 |  | 40 | 295 | 295 | DISPATCHABLE | N | s277154 | 44378.4921
38753-MKT Actual June 2021 | 89040101-Big Sandy 1 | 2021-06-13 02:00 | 85.2 | 79.27 | 5.93 | 0 | 60 | 295 | 40 | 295 |  | 40 | 295 | 295 | DISPATCHABLE | N | s277154 | 44378.4924
38753-MKT Actual June 2021 | 89040101-Big Sandy 1 | 2021-06-13 03:00 | 70.816 | 64.98 | 5.836 | 0 | 59 | 295 | 40 | 295 |  | 40 | 295 | 295 | DISPATCHABLE | N | s277154 | 44378.4924
38753-MKT Actual June 2021 | 89040101-Big Sandy 1 | 2021-06-13 04:00 | 65.744 | 59.975 | 5.769 | 0 | 59 | 295 | 40 | 295 |  | 40 | 295 | 295 | DISPATCHABLE | N | s277154 | 44378.4924
38753-MKT Actual June 2021 | 89040101-Big Sandy 1 | 2021-06-13 05:00 | 65.728 | 59.966 | 5.762 | 0 | 59 | 295 | 40 | 295 |  | 40 | 295 | 295 | DISPATCHABLE | N | s277154 | 44378.4924
38753-MKT Actual June 2021 | 89040101-Big Sandy 1 | 2021-06-13 06:00 | 65.904 | 60.145 | 5.759 | 0 | 59 | 295 | 40 | 295 |  | 40 | 295 | 295 | DISPATCHABLE | N | s277154 | 44378.4924
38753-MKT Actual June 2021 | 89040101-Big Sandy 1 | 2021-06-13 07:00 | 70.528 | 64.753 | 5.775 | 0 | 59 | 295 | 40 | 295 |  | 40 | 295 | 295 | DISPATCHABLE | N | s277154 | 44378.4924
38753-MKT Actual June 2021 | 89040101-Big Sandy 1 | 2021-06-13 08:00 | 66.448 | 60.73 | 5.718 | 0 | 59 | 295 | 40 | 295 |  | 40 | 295 | 295 | DISPATCHABLE | N | s277154 | 44378.4924
38753-MKT Actual June 2021 | 89040101-Big Sandy 1 | 2021-06-13 09:00 | 67.136 | 61.386 | 5.75 | 0 | 59 | 295 | 40 | 295 |  | 40 | 295 | 295 | DISPATCHABLE | N | s277154 | 44378.4924
38753-MKT Actual June 2021 | 89040101-Big Sandy 1 | 2021-06-13 10:00 | 65.904 | 60.151 | 5.753 | 0 | 59 | 295 | 40 | 295 |  | 40 | 295 | 295 | DISPATCHABLE | N | s277154 | 44378.4924
38753-MKT Actual June 2021 | 89040101-Big Sandy 1 | 2021-06-13 11:00 | 66.416 | 60.587 | 5.829 | 0 | 59 | 295 | 40 | 295 |  | 40 | 295 | 295 | DISPATCHABLE | N | s277154 | 44378.4924
38753-MKT Actual June 2021 | 89040101-Big Sandy 1 | 2021-06-13 12:00 | 72.736 | 66.821 | 5.915 | 0 | 59 | 295 | 40 | 295 |  | 40 | 295 | 295 | DISPATCHABLE | N | s277154 | 44378.4924
38753-MKT Actual June 2021 | 89040101-Big Sandy 1 | 2021-06-13 13:00 | 97.216 | 91.062 | 6.154 | 0 | 59 | 295 | 40 | 295 |  | 40 | 295 | 295 | DISPATCHABLE | N | s277154 | 44378.4924
38753-MKT Actual June 2021 | 89040101-Big Sandy 1 | 2021-06-13 14:00 | 125.728 | 119.304 | 6.424 | 0 | 59 | 295 | 40 | 295 |  | 40 | 295 | 295 | DISPATCHABLE | N | s277154 | 44378.4924
38753-MKT Actual June 2021 | 89040101-Big Sandy 1 | 2021-06-13 15:00 | 176.608 | 169.797 | 6.811 | 0 | 59 | 295 | 40 | 295 |  | 40 | 295 | 295 | DISPATCHABLE | N | s277154 | 44378.4924
38753-MKT Actual June 2021 | 89040101-Big Sandy 1 | 2021-06-13 16:00 | 203.648 | 196.747 | 6.901 | 0 | 59 | 295 | 40 | 295 |  | 40 | 295 | 295 | DISPATCHABLE | N | s277154 | 44378.4924
38753-MKT Actual June 2021 | 89040101-Big Sandy 1 | 2021-06-13 17:00 | 207.184 | 200.232 | 6.952 | 0 | 59 | 295 | 40 | 295 |  | 40 | 295 | 295 | DISPATCHABLE | N | s277154 | 44378.4924
38753-MKT Actual June 2021 | 89040101-Big Sandy 1 | 2021-06-13 18:00 | 271.392 | 263.825 | 7.567 | 0 | 60 | 295 | 40 | 295 |  | 40 | 295 | 295 | DISPATCHABLE | N | s277154 | 44378.4924
38753-MKT Actual June 2021 | 89040101-Big Sandy 1 | 2021-06-13 19:00 | 284.816 | 277.231 | 7.585 | 0 | 60 | 296 | 40 | 296 |  | 40 | 296 | 295 | DISPATCHABLE | N | s277154 | 44378.4924
38753-MKT Actual June 2021 | 89040101-Big Sandy 1 | 2021-06-13 20:00 | 287.296 | 279.802 | 7.494 | 0 | 60 | 295 | 40 | 295 |  | 40 | 295 | 295 | DISPATCHABLE | N | s277154 | 44378.4924
38753-MKT Actual June 2021 | 89040101-Big Sandy 1 | 2021-06-13 21:00 | 286.48 | 279.011 | 7.469 | 0 | 60 | 295 | 40 | 295 |  | 40 | 295 | 295 | DISPATCHABLE | N | s277154 | 44378.4924
38753-MKT Actual June 2021 | 89040101-Big Sandy 1 | 2021-06-13 22:00 | 284.304 | 276.809 | 7.495 | 0 | 60 | 295 | 40 | 295 |  | 40 | 295 | 295 | DISPATCHABLE | N | s277154 | 44378.4924
38753-MKT Actual June 2021 | 89040101-Big Sandy 1 | 2021-06-13 23:00 | 210.784 | 203.968 | 6.816 | 0 | 60 | 295 | 40 | 295 |  | 40 | 295 | 295 | DISPATCHABLE | N | s277154 | 44378.4924
38753-MKT Actual June 2021 | 89040101-Big Sandy 1 | 2021-06-14 | 144.256 | 137.889 | 6.367 | 0 | 60 | 295 | 40 | 295 |  | 40 | 295 | 295 | DISPATCHABLE | N | s277154 | 44378.4924
38753-MKT Actual June 2021 | 89040101-Big Sandy 1 | 2021-06-14 01:00 | 80.672 | 74.767 | 5.905 | 0 | 60 | 295 | 40 | 295 |  | 40 | 295 | 295 | DISPATCHABLE | N | s277154 | 44378.4924
38753-MKT Actual June 2021 | 89040101-Big Sandy 1 | 2021-06-14 02:00 | 65.728 | 59.904 | 5.824 | 0 | 59 | 295 | 40 | 295 |  | 40 | 295 | 295 | DISPATCHABLE | N | s277154 | 44378.4924
38753-MKT Actual June 2021 | 89040101-Big Sandy 1 | 2021-06-14 03:00 | 65.76 | 59.941 | 5.819 | 0 | 59 | 295 | 40 | 295 |  | 40 | 295 | 295 | DISPATCHABLE | N | s277154 | 44378.4924
38753-MKT Actual June 2021 | 89040101-Big Sandy 1 | 2021-06-14 04:00 | 65.728 | 59.952 | 5.776 | 0 | 59 | 295 | 40 | 295 |  | 40 | 295 | 295 | DISPATCHABLE | N | s277154 | 44378.4924
38753-MKT Actual June 2021 | 89040101-Big Sandy 1 | 2021-06-14 05:00 | 65.792 | 60.002 | 5.79 | 0 | 59 | 295 | 40 | 295 |  | 40 | 295 | 295 | DISPATCHABLE | N | s277154 | 44378.4924
38753-MKT Actual June 2021 | 89040101-Big Sandy 1 | 2021-06-14 06:00 | 65.808 | 60.025 | 5.783 | 0 | 59 | 295 | 40 | 295 |  | 40 | 295 | 295 | DISPATCHABLE | N | s277154 | 44378.4924
38753-MKT Actual June 2021 | 89040101-Big Sandy 1 | 2021-06-14 07:00 | 66.096 | 60.258 | 5.838 | 0 | 59 | 295 | 40 | 295 |  | 40 | 295 | 295 | DISPATCHABLE | N | s277154 | 44378.4924
38753-MKT Actual June 2021 | 89040101-Big Sandy 1 | 2021-06-14 08:00 | 77.312 | 71.409 | 5.903 | 0 | 59 | 295 | 40 | 295 |  | 40 | 295 | 295 | DISPATCHABLE | N | s277154 | 44378.4924
38753-MKT Actual June 2021 | 89040101-Big Sandy 1 | 2021-06-14 09:00 | 73.568 | 67.672 | 5.896 | 0 | 59 | 295 | 40 | 295 |  | 40 | 295 | 295 | DISPATCHABLE | N | s277154 | 44378.4924
38753-MKT Actual June 2021 | 89040101-Big Sandy 1 | 2021-06-14 10:00 | 72.64 | 66.721 | 5.919 | 0 | 59 | 295 | 40 | 295 |  | 40 | 295 | 295 | DISPATCHABLE | N | s277154 | 44378.4924
38753-MKT Actual June 2021 | 89040101-Big Sandy 1 | 2021-06-14 11:00 | 91.728 | 85.68 | 6.048 | 0 | 59 | 295 | 40 | 295 |  | 40 | 295 | 295 | DISPATCHABLE | N | s277154 | 44378.4924
38753-MKT Actual June 2021 | 89040101-Big Sandy 1 | 2021-06-14 12:00 | 104.992 | 98.841 | 6.151 | 0 | 59 | 295 | 40 | 295 |  | 40 | 295 | 295 | DISPATCHABLE | N | s277154 | 44378.4924
38753-MKT Actual June 2021 | 89040101-Big Sandy 1 | 2021-06-14 13:00 | 183.008 | 176.277 | 6.731 | 0 | 59 | 295 | 40 | 295 |  | 40 | 295 | 295 | DISPATCHABLE | N | s277154 | 44378.4924
38753-MKT Actual June 2021 | 89040101-Big Sandy 1 | 2021-06-14 14:00 | 252.88 | 245.612 | 7.268 | 0 | 59 | 295 | 40 | 295 |  | 40 | 295 | 295 | DISPATCHABLE | N | s277154 | 44378.4924
38753-MKT Actual June 2021 | 89040101-Big Sandy 1 | 2021-06-14 15:00 | 302.768 | 294.827 | 7.941 | 0 | 59 | 296 | 40 | 296 |  | 40 | 296 | 295 | DISPATCHABLE | N | s277154 | 44378.4924
38753-MKT Actual June 2021 | 89040101-Big Sandy 1 | 2021-06-14 16:00 | 302.416 | 294.445 | 7.971 | 0 | 59 | 296 | 40 | 296 |  | 40 | 296 | 295 | DISPATCHABLE | N | s277154 | 44378.4924
38753-MKT Actual June 2021 | 89040101-Big Sandy 1 | 2021-06-14 17:00 | 302.864 | 294.775 | 8.089 | 0 | 59 | 296 | 40 | 296 |  | 40 | 296 | 295 | DISPATCHABLE | N | s277154 | 44378.4924
38753-MKT Actual June 2021 | 89040101-Big Sandy 1 | 2021-06-14 18:00 | 301.168 | 293.099 | 8.069 | 0 | 59 | 296 | 40 | 296 |  | 40 | 296 | 295 | DISPATCHABLE | N | s277154 | 44378.4924
38753-MKT Actual June 2021 | 89040101-Big Sandy 1 | 2021-06-14 19:00 | 265.936 | 258.513 | 7.423 | 0 | 60 | 295 | 40 | 295 |  | 40 | 295 | 295 | DISPATCHABLE | N | s277154 | 44378.4924
38753-MKT Actual June 2021 | 89040101-Big Sandy 1 | 2021-06-14 20:00 | 179.552 | 172.793 | 6.759 | 0 | 60 | 295 | 40 | 295 |  | 40 | 295 | 295 | DISPATCHABLE | N | s277154 | 44378.4924
38753-MKT Actual June 2021 | 89040101-Big Sandy 1 | 2021-06-14 21:00 | 99.984 | 93.806 | 6.178 | 0 | 60 | 295 | 40 | 295 |  | 40 | 295 | 295 | DISPATCHABLE | N | s277154 | 44378.4924
38753-MKT Actual June 2021 | 89040101-Big Sandy 1 | 2021-06-14 22:00 | 73.616 | 67.68 | 5.936 | 0 | 59 | 295 | 40 | 295 |  | 40 | 295 | 295 | DISPATCHABLE | N | s277154 | 44378.4924
38753-MKT Actual June 2021 | 89040101-Big Sandy 1 | 2021-06-14 23:00 | 71.152 | 65.228 | 5.924 | 0 | 59 | 295 | 40 | 295 |  | 40 | 295 | 295 | DISPATCHABLE | N | s277154 | 44378.4924
38753-MKT Actual June 2021 | 89040101-Big Sandy 1 | 2021-06-15 | 66.336 | 60.452 | 5.884 | 0 | 59 | 295 | 40 | 295 |  | 40 | 295 | 295 | DISPATCHABLE | N | s277154 | 44378.4924
38753-MKT Actual June 2021 | 89040101-Big Sandy 1 | 2021-06-15 01:00 | 65.952 | 60.064 | 5.888 | 0 | 59 | 295 | 40 | 295 |  | 40 | 295 | 295 | DISPATCHABLE | N | s277154 | 44378.4924
38753-MKT Actual June 2021 | 89040101-Big Sandy 1 | 2021-06-15 02:00 | 65.776 | 59.901 | 5.875 | 0 | 59 | 295 | 40 | 295 |  | 40 | 295 | 295 | DISPATCHABLE | N | s277154 | 44378.4924
38753-MKT Actual June 2021 | 89040101-Big Sandy 1 | 2021-06-15 03:00 | 65.856 | 60.016 | 5.84 | 0 | 59 | 295 | 40 | 295 |  | 40 | 295 | 295 | DISPATCHABLE | N | s277154 | 44378.4924
38753-MKT Actual June 2021 | 89040101-Big Sandy 1 | 2021-06-15 04:00 | 65.792 | 59.986 | 5.806 | 0 | 59 | 295 | 40 | 295 |  | 40 | 295 | 295 | DISPATCHABLE | N | s277154 | 44378.4924
38753-MKT Actual June 2021 | 89040101-Big Sandy 1 | 2021-06-15 05:00 | 65.872 | 60.05 | 5.822 | 0 | 59 | 295 | 40 | 295 |  | 40 | 295 | 295 | DISPATCHABLE | N | s277154 | 44378.4924
38753-MKT Actual June 2021 | 89040101-Big Sandy 1 | 2021-06-15 06:00 | 66.24 | 60.387 | 5.853 | 0 | 59 | 295 | 40 | 295 |  | 40 | 295 | 295 | DISPATCHABLE | N | s277154 | 44378.4924
38753-MKT Actual June 2021 | 89040101-Big Sandy 1 | 2021-06-15 07:00 | 69.712 | 63.857 | 5.855 | 0 | 59 | 295 | 40 | 295 |  | 40 | 295 | 295 | DISPATCHABLE | N | s277154 | 44378.4924
38753-MKT Actual June 2021 | 89040101-Big Sandy 1 | 2021-06-15 08:00 | 72.288 | 66.432 | 5.856 | 0 | 59 | 295 | 40 | 295 |  | 40 | 295 | 295 | DISPATCHABLE | N | s277154 | 44378.4924
38753-MKT Actual June 2021 | 89040101-Big Sandy 1 | 2021-06-15 09:00 | 68.096 | 62.223 | 5.873 | 0 | 59 | 295 | 40 | 295 |  | 40 | 295 | 295 | DISPATCHABLE | N | s277154 | 44378.4924
38753-MKT Actual June 2021 | 89040101-Big Sandy 1 | 2021-06-15 10:00 | 67.696 | 61.777 | 5.919 | 0 | 60 | 295 | 40 | 295 |  | 40 | 295 | 295 | DISPATCHABLE | N | s277154 | 44378.4924
38753-MKT Actual June 2021 | 89040101-Big Sandy 1 | 2021-06-15 11:00 | 75.68 | 69.684 | 5.996 | 0 | 60 | 295 | 40 | 295 |  | 40 | 295 | 295 | DISPATCHABLE | N | s277154 | 44378.4924
38753-MKT Actual June 2021 | 89040101-Big Sandy 1 | 2021-06-15 12:00 | 106.864 | 100.592 | 6.272 | 0 | 60 | 295 | 40 | 295 |  | 40 | 295 | 295 | DISPATCHABLE | N | s277154 | 44378.4924
38753-MKT Actual June 2021 | 89040101-Big Sandy 1 | 2021-06-15 13:00 | 97.792 | 91.557 | 6.235 | 0 | 60 | 295 | 40 | 295 |  | 40 | 295 | 295 | DISPATCHABLE | N | s277154 | 44378.4924
38753-MKT Actual June 2021 | 89040101-Big Sandy 1 | 2021-06-15 14:00 | 116.656 | 110.293 | 6.363 | 0 | 60 | 295 | 40 | 295 |  | 40 | 295 | 295 | DISPATCHABLE | N | s277154 | 44378.4924
38753-MKT Actual June 2021 | 89040101-Big Sandy 1 | 2021-06-15 15:00 | 91.12 | 84.907 | 6.213 | 0 | 60 | 295 | 40 | 295 |  | 40 | 295 | 295 | DISPATCHABLE | N | s277154 | 44378.4924
38753-MKT Actual June 2021 | 89040101-Big Sandy 1 | 2021-06-15 16:00 | 163.584 | 156.873 | 6.711 | 0 | 60 | 295 | 40 | 295 |  | 40 | 295 | 295 | DISPATCHABLE | N | s277154 | 44378.4924
38753-MKT Actual June 2021 | 89040101-Big Sandy 1 | 2021-06-15 17:00 | 246.848 | 239.497 | 7.351 | 0 | 60 | 295 | 40 | 295 |  | 40 | 295 | 295 | DISPATCHABLE | N | s277154 | 44378.4924
38753-MKT Actual June 2021 | 89040101-Big Sandy 1 | 2021-06-15 18:00 | 281.28 | 273.536 | 7.744 | 0 | 60 | 295 | 40 | 295 |  | 40 | 295 | 295 | DISPATCHABLE | N | s277154 | 44378.4924
38753-MKT Actual June 2021 | 89040101-Big Sandy 1 | 2021-06-15 19:00 | 271.088 | 263.488 | 7.6 | 0 | 60 | 295 | 40 | 295 |  | 40 | 295 | 295 | DISPATCHABLE | N | s277154 | 44378.4924
38753-MKT Actual June 2021 | 89040101-Big Sandy 1 | 2021-06-15 20:00 | 278.32 | 270.644 | 7.676 | 0 | 60 | 295 | 40 | 295 |  | 40 | 295 | 295 | DISPATCHABLE | N | s277154 | 44378.4924
38753-MKT Actual June 2021 | 89040101-Big Sandy 1 | 2021-06-15 21:00 | 188.576 | 181.734 | 6.842 | 0 | 60 | 295 | 40 | 295 |  | 40 | 295 | 295 | DISPATCHABLE | N | s277154 | 44378.4924
38753-MKT Actual June 2021 | 89040101-Big Sandy 1 | 2021-06-15 22:00 | 86.224 | 80.143 | 6.081 | 0 | 60 | 295 | 40 | 295 |  | 40 | 295 | 295 | DISPATCHABLE | N | s277154 | 44378.4924
38753-MKT Actual June 2021 | 89040101-Big Sandy 1 | 2021-06-15 23:00 | 71.472 | 65.491 | 5.981 | 0 | 59 | 295 | 40 | 295 |  | 40 | 295 | 295 | DISPATCHABLE | N | s277154 | 44378.4924
38753-MKT Actual June 2021 | 89040101-Big Sandy 1 | 2021-06-16 | 66.944 | 61.047 | 5.897 | 0 | 59 | 295 | 40 | 295 |  | 40 | 295 | 295 | DISPATCHABLE | N | s277154 | 44378.4924
38753-MKT Actual June 2021 | 89040101-Big Sandy 1 | 2021-06-16 01:00 | 65.824 | 59.935 | 5.889 | 0 | 59 | 295 | 40 | 295 |  | 40 | 295 | 295 | DISPATCHABLE | N | s277154 | 44378.4924
38753-MKT Actual June 2021 | 89040101-Big Sandy 1 | 2021-06-16 02:00 | 65.792 | 59.949 | 5.843 | 0 | 59 | 295 | 40 | 295 |  | 40 | 295 | 295 | DISPATCHABLE | N | s277154 | 44378.4924
38753-MKT Actual June 2021 | 89040101-Big Sandy 1 | 2021-06-16 03:00 | 65.856 | 60.033 | 5.823 | 0 | 59 | 295 | 40 | 295 |  | 40 | 295 | 295 | DISPATCHABLE | N | s277154 | 44378.4924
38753-MKT Actual June 2021 | 89040101-Big Sandy 1 | 2021-06-16 04:00 | 65.824 | 59.995 | 5.829 | 0 | 59 | 295 | 40 | 295 |  | 40 | 295 | 295 | DISPATCHABLE | N | s277154 | 44378.4924
38753-MKT Actual June 2021 | 89040101-Big Sandy 1 | 2021-06-16 05:00 | 65.84 | 60.026 | 5.814 | 0 | 59 | 295 | 40 | 295 |  | 40 | 295 | 295 | DISPATCHABLE | N | s277154 | 44378.4924
38753-MKT Actual June 2021 | 89040101-Big Sandy 1 | 2021-06-16 06:00 | 66.032 | 60.206 | 5.826 | 0 | 59 | 295 | 40 | 295 |  | 40 | 295 | 295 | DISPATCHABLE | N | s277154 | 44378.4924
38753-MKT Actual June 2021 | 89040101-Big Sandy 1 | 2021-06-16 07:00 | 67.056 | 61.207 | 5.849 | 0 | 59 | 295 | 40 | 295 |  | 40 | 295 | 295 | DISPATCHABLE | N | s277154 | 44378.4924
38753-MKT Actual June 2021 | 89040101-Big Sandy 1 | 2021-06-16 08:00 | 68.032 | 62.203 | 5.829 | 0 | 59 | 295 | 40 | 295 |  | 40 | 295 | 295 | DISPATCHABLE | N | s277154 | 44378.4924
38753-MKT Actual June 2021 | 89040101-Big Sandy 1 | 2021-06-16 09:00 | 66.416 | 60.552 | 5.864 | 0 | 59 | 295 | 40 | 295 |  | 40 | 295 | 295 | DISPATCHABLE | N | s277154 | 44378.4924
38753-MKT Actual June 2021 | 89040101-Big Sandy 1 | 2021-06-16 10:00 | 69.536 | 63.592 | 5.944 | 0 | 60 | 295 | 40 | 295 |  | 40 | 295 | 295 | DISPATCHABLE | N | s277154 | 44378.4924
38753-MKT Actual June 2021 | 89040101-Big Sandy 1 | 2021-06-16 11:00 | 68.72 | 62.749 | 5.971 | 0 | 60 | 295 | 40 | 295 |  | 40 | 295 | 295 | DISPATCHABLE | N | s277154 | 44378.4924
38753-MKT Actual June 2021 | 89040101-Big Sandy 1 | 2021-06-16 12:00 | 71.088 | 65.077 | 6.011 | 0 | 60 | 295 | 40 | 295 |  | 40 | 295 | 295 | DISPATCHABLE | N | s277154 | 44378.4924
38753-MKT Actual June 2021 | 89040101-Big Sandy 1 | 2021-06-16 13:00 | 70.896 | 64.824 | 6.072 | 0 | 60 | 295 | 40 | 295 |  | 40 | 295 | 295 | DISPATCHABLE | N | s277154 | 44378.4924
38753-MKT Actual June 2021 | 89040101-Big Sandy 1 | 2021-06-16 14:00 | 68.608 | 62.516 | 6.092 | 0 | 59 | 295 | 40 | 295 |  | 40 | 295 | 295 | DISPATCHABLE | N | s277154 | 44378.4924
38753-MKT Actual June 2021 | 89040101-Big Sandy 1 | 2021-06-16 15:00 | 99.84 | 93.492 | 6.348 | 0 | 60 | 295 | 40 | 295 |  | 40 | 295 | 295 | DISPATCHABLE | N | s277154 | 44378.4924
38753-MKT Actual June 2021 | 89040101-Big Sandy 1 | 2021-06-16 16:00 | 129.776 | 123.242 | 6.534 | 0 | 60 | 283 | 40 | 295 |  | 40 | 295 | 295 | DISPATCHABLE | N | s277154 | 44378.4924
38753-MKT Actual June 2021 | 89040101-Big Sandy 1 | 2021-06-16 17:00 | 193.696 | 186.736 | 6.96 | 0 | 60 | 280 | 40 | 295 |  | 40 | 295 | 295 | DISPATCHABLE | N | s277154 | 44378.4924
38753-MKT Actual June 2021 | 89040101-Big Sandy 1 | 2021-06-16 18:00 | 271.728 | 264.118 | 7.61 | 0 | 60 | 280 | 40 | 295 |  | 40 | 295 | 295 | DISPATCHABLE | N | s277154 | 44378.4924
38753-MKT Actual June 2021 | 89040101-Big Sandy 1 | 2021-06-16 19:00 | 267.712 | 260.176 | 7.536 | 0 | 60 | 280 | 40 | 295 |  | 40 | 295 | 295 | DISPATCHABLE | N | s277154 | 44378.4924
38753-MKT Actual June 2021 | 89040101-Big Sandy 1 | 2021-06-16 20:00 | 245.04 | 237.743 | 7.297 | 0 | 60 | 280 | 40 | 295 |  | 40 | 295 | 295 | DISPATCHABLE | N | s277154 | 44378.4924
38753-MKT Actual June 2021 | 89040101-Big Sandy 1 | 2021-06-16 21:00 | 204.688 | 197.663 | 7.025 | 0 | 60 | 280 | 40 | 295 |  | 40 | 295 | 295 | DISPATCHABLE | N | s277154 | 44378.4924
38753-MKT Actual June 2021 | 89040101-Big Sandy 1 | 2021-06-16 22:00 | 135.296 | 128.702 | 6.594 | 0 | 60 | 280 | 40 | 295 |  | 40 | 295 | 295 | DISPATCHABLE | N | s277154 | 44378.4924
38753-MKT Actual June 2021 | 89040101-Big Sandy 1 | 2021-06-16 23:00 | 70.8 | 64.689 | 6.111 | 0 | 59 | 280 | 40 | 295 |  | 40 | 295 | 295 | DISPATCHABLE | N | s277154 | 44378.4924
38753-MKT Actual June 2021 | 89040101-Big Sandy 1 | 2021-06-17 | 66.64 | 60.628 | 6.012 | 0 | 59 | 280 | 40 | 295 |  | 40 | 295 | 295 | DISPATCHABLE | N | s277154 | 44378.4924
38753-MKT Actual June 2021 | 89040101-Big Sandy 1 | 2021-06-17 01:00 | 65.904 | 59.94 | 5.964 | 0 | 59 | 280 | 40 | 295 |  | 40 | 295 | 295 | DISPATCHABLE | N | s277154 | 44378.4924
38753-MKT Actual June 2021 | 89040101-Big Sandy 1 | 2021-06-17 02:00 | 65.856 | 60.012 | 5.844 | 0 | 59 | 280 | 40 | 295 |  | 40 | 295 | 295 | DISPATCHABLE | N | s277154 | 44378.4924
38753-MKT Actual June 2021 | 89040101-Big Sandy 1 | 2021-06-17 03:00 | 65.904 | 60.068 | 5.836 | 0 | 59 | 280 | 40 | 295 |  | 40 | 295 | 295 | DISPATCHABLE | N | s277154 | 44378.4924
38753-MKT Actual June 2021 | 89040101-Big Sandy 1 | 2021-06-17 04:00 | 65.856 | 60.042 | 5.814 | 0 | 59 | 280 | 40 | 295 |  | 40 | 295 | 295 | DISPATCHABLE | N | s277154 | 44378.4924
38753-MKT Actual June 2021 | 89040101-Big Sandy 1 | 2021-06-17 05:00 | 65.856 | 60.025 | 5.831 | 0 | 59 | 280 | 40 | 295 |  | 40 | 295 | 295 | DISPATCHABLE | N | s277154 | 44378.4924
38753-MKT Actual June 2021 | 89040101-Big Sandy 1 | 2021-06-17 06:00 | 65.824 | 59.99 | 5.834 | 0 | 59 | 280 | 40 | 295 |  | 40 | 295 | 295 | DISPATCHABLE | N | s277154 | 44378.4924
38753-MKT Actual June 2021 | 89040101-Big Sandy 1 | 2021-06-17 07:00 | 69.552 | 63.666 | 5.886 | 0 | 62 | 280 | 40 | 295 |  | 40 | 295 | 295 | DISPATCHABLE | N | s277154 | 44378.4924
38753-MKT Actual June 2021 | 89040101-Big Sandy 1 | 2021-06-17 08:00 | 95.648 | 89.581 | 6.067 | 0 | 85 | 146 | 40 | 295 |  | 40 | 295 | 295 | DISPATCHABLE | N | s277154 | 44378.4924
38753-MKT Actual June 2021 | 89040101-Big Sandy 1 | 2021-06-17 09:00 | 95.952 | 89.905 | 6.047 | 0 | 89 | 91 | 40 | 295 |  | 40 | 295 | 295 | DISPATCHABLE | N | s277154 | 44378.4924
38753-MKT Actual June 2021 | 89040101-Big Sandy 1 | 2021-06-17 10:00 | 96.208 | 90.106 | 6.102 | 0 | 89 | 91 | 40 | 295 |  | 40 | 295 | 295 | DISPATCHABLE | N | s277154 | 44378.4924
38753-MKT Actual June 2021 | 89040101-Big Sandy 1 | 2021-06-17 11:00 | 118.144 | 111.863 | 6.281 | 0 | 97 | 113 | 40 | 295 |  | 40 | 295 | 295 | DISPATCHABLE | N | s277154 | 44378.4924
38753-MKT Actual June 2021 | 89040101-Big Sandy 1 | 2021-06-17 12:00 | 199.168 | 192.343 | 6.825 | 0 | 90 | 193 | 40 | 295 |  | 40 | 295 | 295 | DISPATCHABLE | N | s277154 | 44378.4924
38753-MKT Actual June 2021 | 89040101-Big Sandy 1 | 2021-06-17 13:00 | 120.384 | 114.026 | 6.358 | 0 | 89 | 115 | 40 | 295 |  | 40 | 295 | 295 | DISPATCHABLE | N | s277154 | 44378.4924
38753-MKT Actual June 2021 | 89040101-Big Sandy 1 | 2021-06-17 14:00 | 126.528 | 120.027 | 6.501 | 0 | 61 | 283 | 40 | 295 |  | 40 | 295 | 295 | DISPATCHABLE | N | s277154 | 44378.4924
38753-MKT Actual June 2021 | 89040101-Big Sandy 1 | 2021-06-17 15:00 | 150.656 | 143.967 | 6.689 | 0 | 60 | 295 | 40 | 295 |  | 40 | 295 | 295 | DISPATCHABLE | N | s277154 | 44378.4924
38753-MKT Actual June 2021 | 89040101-Big Sandy 1 | 2021-06-17 16:00 | 217.584 | 210.493 | 7.091 | 0 | 60 | 295 | 40 | 295 |  | 40 | 295 | 295 | DISPATCHABLE | N | s277154 | 44378.4924
38753-MKT Actual June 2021 | 89040101-Big Sandy 1 | 2021-06-17 17:00 | 293.872 | 285.946 | 7.926 | 0 | 60 | 296 | 40 | 296 |  | 40 | 296 | 295 | DISPATCHABLE | N | s277154 | 44378.4924
38753-MKT Actual June 2021 | 89040101-Big Sandy 1 | 2021-06-17 18:00 | 301.712 | 293.6 | 8.112 | 0 | 60 | 296 | 40 | 296 |  | 40 | 296 | 295 | DISPATCHABLE | N | s277154 | 44378.4924
38753-MKT Actual June 2021 | 89040101-Big Sandy 1 | 2021-06-17 19:00 | 301.424 | 293.313 | 8.111 | 0 | 60 | 296 | 40 | 296 |  | 40 | 296 | 295 | DISPATCHABLE | N | s277154 | 44378.4924
38753-MKT Actual June 2021 | 89040101-Big Sandy 1 | 2021-06-17 20:00 | 289.424 | 281.554 | 7.87 | 0 | 60 | 296 | 40 | 296 |  | 40 | 296 | 295 | DISPATCHABLE | N | s277154 | 44378.4924
38753-MKT Actual June 2021 | 89040101-Big Sandy 1 | 2021-06-17 21:00 | 264.576 | 256.977 | 7.599 | 0 | 60 | 296 | 40 | 296 |  | 40 | 296 | 295 | DISPATCHABLE | N | s277154 | 44378.4924
38753-MKT Actual June 2021 | 89040101-Big Sandy 1 | 2021-06-17 22:00 | 241.04 | 233.746 | 7.294 | 0 | 60 | 295 | 40 | 295 |  | 40 | 295 | 295 | DISPATCHABLE | N | s277154 | 44378.4924
38753-MKT Actual June 2021 | 89040101-Big Sandy 1 | 2021-06-17 23:00 | 174.128 | 167.41 | 6.718 | 0 | 60 | 295 | 40 | 295 |  | 40 | 295 | 295 | DISPATCHABLE | N | s277154 | 44378.4924
38753-MKT Actual June 2021 | 89040101-Big Sandy 1 | 2021-06-18 | 79.744 | 73.691 | 6.053 | 0 | 59 | 295 | 40 | 295 |  | 40 | 295 | 295 | DISPATCHABLE | N | s277154 | 44378.4924
38753-MKT Actual June 2021 | 89040101-Big Sandy 1 | 2021-06-18 01:00 | 65.68 | 59.757 | 5.923 | 0 | 59 | 281 | 40 | 295 |  | 40 | 295 | 295 | DISPATCHABLE | N | s277154 | 44378.4924
38753-MKT Actual June 2021 | 89040101-Big Sandy 1 | 2021-06-18 02:00 | 65.824 | 59.926 | 5.898 | 0 | 59 | 280 | 40 | 295 |  | 40 | 295 | 295 | DISPATCHABLE | N | s277154 | 44378.4924
38753-MKT Actual June 2021 | 89040101-Big Sandy 1 | 2021-06-18 03:00 | 65.744 | 59.883 | 5.861 | 0 | 59 | 280 | 40 | 295 |  | 40 | 295 | 295 | DISPATCHABLE | N | s277154 | 44378.4924
38753-MKT Actual June 2021 | 89040101-Big Sandy 1 | 2021-06-18 04:00 | 65.808 | 59.987 | 5.821 | 0 | 59 | 290 | 40 | 295 |  | 40 | 295 | 295 | DISPATCHABLE | N | s277154 | 44378.4924
38753-MKT Actual June 2021 | 89040101-Big Sandy 1 | 2021-06-18 05:00 | 65.856 | 60.021 | 5.835 | 0 | 59 | 295 | 40 | 295 |  | 40 | 295 | 295 | DISPATCHABLE | N | s277154 | 44378.4924
38753-MKT Actual June 2021 | 89040101-Big Sandy 1 | 2021-06-18 06:00 | 65.872 | 60.054 | 5.818 | 0 | 59 | 295 | 40 | 295 |  | 40 | 295 | 295 | DISPATCHABLE | N | s277154 | 44378.4924
38753-MKT Actual June 2021 | 89040101-Big Sandy 1 | 2021-06-18 07:00 | 65.824 | 60.001 | 5.823 | 0 | 59 | 295 | 40 | 295 |  | 40 | 295 | 295 | DISPATCHABLE | N | s277154 | 44378.4924
38753-MKT Actual June 2021 | 89040101-Big Sandy 1 | 2021-06-18 08:00 | 66.064 | 60.271 | 5.793 | 0 | 59 | 295 | 40 | 295 |  | 40 | 295 | 295 | DISPATCHABLE | N | s277154 | 44378.4924
38753-MKT Actual June 2021 | 89040101-Big Sandy 1 | 2021-06-18 09:00 | 66.928 | 61.056 | 5.872 | 0 | 59 | 295 | 40 | 295 |  | 40 | 295 | 295 | DISPATCHABLE | N | s277154 | 44378.4924
38753-MKT Actual June 2021 | 89040101-Big Sandy 1 | 2021-06-18 10:00 | 67.872 | 61.973 | 5.899 | 0 | 60 | 295 | 40 | 295 |  | 40 | 295 | 295 | DISPATCHABLE | N | s277154 | 44378.4924
38753-MKT Actual June 2021 | 89040101-Big Sandy 1 | 2021-06-18 11:00 | 66.16 | 60.23 | 5.93 | 0 | 59 | 295 | 40 | 295 |  | 40 | 295 | 295 | DISPATCHABLE | N | s277154 | 44378.4924
38753-MKT Actual June 2021 | 89040101-Big Sandy 1 | 2021-06-18 12:00 | 68.832 | 62.872 | 5.96 | 0 | 59 | 295 | 40 | 295 |  | 40 | 295 | 295 | DISPATCHABLE | N | s277154 | 44378.4924
38753-MKT Actual June 2021 | 89040101-Big Sandy 1 | 2021-06-18 13:00 | 71.376 | 65.312 | 6.064 | 0 | 59 | 295 | 40 | 295 |  | 40 | 295 | 295 | DISPATCHABLE | N | s277154 | 44378.4924
38753-MKT Actual June 2021 | 89040101-Big Sandy 1 | 2021-06-18 14:00 | 77.456 | 71.326 | 6.13 | 0 | 59 | 295 | 40 | 295 |  | 40 | 295 | 295 | DISPATCHABLE | N | s277154 | 44378.4924
38753-MKT Actual June 2021 | 89040101-Big Sandy 1 | 2021-06-18 15:00 | 124.016 | 117.512 | 6.504 | 0 | 59 | 295 | 40 | 295 |  | 40 | 295 | 295 | DISPATCHABLE | N | s277154 | 44378.4924
38753-MKT Actual June 2021 | 89040101-Big Sandy 1 | 2021-06-18 16:00 | 190.688 | 183.734 | 6.954 | 0 | 59 | 295 | 40 | 295 |  | 40 | 295 | 295 | DISPATCHABLE | N | s277154 | 44378.4924
38753-MKT Actual June 2021 | 89040101-Big Sandy 1 | 2021-06-18 17:00 | 268.944 | 261.244 | 7.7 | 0 | 59 | 295 | 40 | 295 |  | 40 | 295 | 295 | DISPATCHABLE | N | s277154 | 44378.4924
38753-MKT Actual June 2021 | 89040101-Big Sandy 1 | 2021-06-18 18:00 | 280.672 | 272.791 | 7.881 | 0 | 59 | 295 | 40 | 295 |  | 40 | 295 | 295 | DISPATCHABLE | N | s277154 | 44378.4924
38753-MKT Actual June 2021 | 89040101-Big Sandy 1 | 2021-06-18 19:00 | 279.184 | 271.368 | 7.816 | 0 | 59 | 295 | 40 | 295 |  | 40 | 295 | 295 | DISPATCHABLE | N | s277154 | 44378.4924
38753-MKT Actual June 2021 | 89040101-Big Sandy 1 | 2021-06-18 20:00 | 286.848 | 278.936 | 7.912 | 0 | 59 | 295 | 40 | 295 |  | 40 | 295 | 295 | DISPATCHABLE | N | s277154 | 44378.4924
38753-MKT Actual June 2021 | 89040101-Big Sandy 1 | 2021-06-18 21:00 | 273.376 | 265.712 | 7.664 | 0 | 60 | 275 | 40 | 295 |  | 40 | 295 | 295 | DISPATCHABLE | N | s277154 | 44378.4924
38753-MKT Actual June 2021 | 89040101-Big Sandy 1 | 2021-06-18 22:00 | 261.696 | 254.212 | 7.484 | 0 | 60 | 275 | 40 | 295 |  | 40 | 295 | 295 | DISPATCHABLE | N | s277154 | 44378.4924
38753-MKT Actual June 2021 | 89040101-Big Sandy 1 | 2021-06-18 23:00 | 260.208 | 252.931 | 7.277 | 0 | 60 | 275 | 40 | 295 |  | 40 | 295 | 295 | DISPATCHABLE | N | s277154 | 44378.4924
38753-MKT Actual June 2021 | 89040101-Big Sandy 1 | 2021-06-19 | 179.92 | 173.326 | 6.594 | 0 | 60 | 283 | 40 | 295 |  | 40 | 295 | 295 | DISPATCHABLE | N | s277154 | 44378.4924
38753-MKT Actual June 2021 | 89040101-Big Sandy 1 | 2021-06-19 01:00 | 84.352 | 78.452 | 5.9 | 0 | 60 | 295 | 40 | 295 |  | 40 | 295 | 295 | DISPATCHABLE | N | s277154 | 44378.4924
38753-MKT Actual June 2021 | 89040101-Big Sandy 1 | 2021-06-19 02:00 | 65.664 | 59.907 | 5.757 | 0 | 59 | 202 | 40 | 295 |  | 40 | 295 | 295 | DISPATCHABLE | N | s277154 | 44378.4928
38753-MKT Actual June 2021 | 89040101-Big Sandy 1 | 2021-06-19 03:00 | 65.6 | 59.853 | 5.747 | 0 | 59 | 295 | 40 | 295 |  | 40 | 295 | 295 | DISPATCHABLE | N | s277154 | 44378.4928
38753-MKT Actual June 2021 | 89040101-Big Sandy 1 | 2021-06-19 04:00 | 65.616 | 59.887 | 5.729 | 0 | 59 | 295 | 40 | 295 |  | 40 | 295 | 295 | DISPATCHABLE | N | s277154 | 44378.4928
38753-MKT Actual June 2021 | 89040101-Big Sandy 1 | 2021-06-19 05:00 | 65.696 | 59.971 | 5.725 | 0 | 59 | 295 | 40 | 295 |  | 40 | 295 | 295 | DISPATCHABLE | N | s277154 | 44378.4928
38753-MKT Actual June 2021 | 89040101-Big Sandy 1 | 2021-06-19 06:00 | 65.696 | 59.975 | 5.721 | 0 | 59 | 295 | 40 | 295 |  | 40 | 295 | 295 | DISPATCHABLE | N | s277154 | 44378.4928
38753-MKT Actual June 2021 | 89040101-Big Sandy 1 | 2021-06-19 07:00 | 65.744 | 60.016 | 5.728 | 0 | 59 | 295 | 40 | 295 |  | 40 | 295 | 295 | DISPATCHABLE | N | s277154 | 44378.4928
38753-MKT Actual June 2021 | 89040101-Big Sandy 1 | 2021-06-19 08:00 | 65.68 | 59.979 | 5.701 | 0 | 59 | 295 | 40 | 295 |  | 40 | 295 | 295 | DISPATCHABLE | N | s277154 | 44378.4928
38753-MKT Actual June 2021 | 89040101-Big Sandy 1 | 2021-06-19 09:00 | 65.712 | 60.014 | 5.698 | 0 | 59 | 295 | 40 | 295 |  | 40 | 295 | 295 | DISPATCHABLE | N | s277154 | 44378.4928
38753-MKT Actual June 2021 | 89040101-Big Sandy 1 | 2021-06-19 10:00 | 65.76 | 60.066 | 5.694 | 0 | 59 | 295 | 40 | 295 |  | 40 | 295 | 295 | DISPATCHABLE | N | s277154 | 44378.4928
38753-MKT Actual June 2021 | 89040101-Big Sandy 1 | 2021-06-19 11:00 | 65.952 | 60.252 | 5.7 | 0 | 59 | 295 | 40 | 295 |  | 40 | 295 | 295 | DISPATCHABLE | N | s277154 | 44378.4928
38753-MKT Actual June 2021 | 89040101-Big Sandy 1 | 2021-06-19 12:00 | 80.64 | 74.825 | 5.815 | 0 | 59 | 295 | 40 | 295 |  | 40 | 295 | 295 | DISPATCHABLE | N | s277154 | 44378.4928
38753-MKT Actual June 2021 | 89040101-Big Sandy 1 | 2021-06-19 13:00 | 68.736 | 62.967 | 5.769 | 0 | 59 | 295 | 40 | 295 |  | 40 | 295 | 295 | DISPATCHABLE | N | s277154 | 44378.4928
38753-MKT Actual June 2021 | 89040101-Big Sandy 1 | 2021-06-19 14:00 | 68.848 | 63.071 | 5.777 | 0 | 59 | 295 | 40 | 295 |  | 40 | 295 | 295 | DISPATCHABLE | N | s277154 | 44378.4928
38753-MKT Actual June 2021 | 89040101-Big Sandy 1 | 2021-06-19 15:00 | 70.32 | 64.495 | 5.825 | 0 | 59 | 295 | 40 | 295 |  | 40 | 295 | 295 | DISPATCHABLE | N | s277154 | 44378.4928
38753-MKT Actual June 2021 | 89040101-Big Sandy 1 | 2021-06-19 16:00 | 98.208 | 92.103 | 6.105 | 0 | 59 | 295 | 40 | 295 |  | 40 | 295 | 295 | DISPATCHABLE | N | s277154 | 44378.4928
38753-MKT Actual June 2021 | 89040101-Big Sandy 1 | 2021-06-19 17:00 | 100.368 | 94.236 | 6.132 | 0 | 59 | 295 | 40 | 295 |  | 40 | 295 | 295 | DISPATCHABLE | N | s277154 | 44378.4928
38753-MKT Actual June 2021 | 89040101-Big Sandy 1 | 2021-06-19 18:00 | 138.496 | 132.066 | 6.43 | 0 | 59 | 295 | 40 | 295 |  | 40 | 295 | 295 | DISPATCHABLE | N | s277154 | 44378.4928
38753-MKT Actual June 2021 | 89040101-Big Sandy 1 | 2021-06-19 19:00 | 194.992 | 188.229 | 6.763 | 0 | 59 | 295 | 40 | 295 |  | 40 | 295 | 295 | DISPATCHABLE | N | s277154 | 44378.4928
38753-MKT Actual June 2021 | 89040101-Big Sandy 1 | 2021-06-19 20:00 | 266.08 | 258.629 | 7.451 | 0 | 59 | 296 | 40 | 296 |  | 40 | 296 | 295 | DISPATCHABLE | N | s277154 | 44378.4928
38753-MKT Actual June 2021 | 89040101-Big Sandy 1 | 2021-06-19 21:00 | 285.76 | 278.186 | 7.574 | 0 | 59 | 296 | 40 | 296 |  | 40 | 296 | 295 | DISPATCHABLE | N | s277154 | 44378.4928
38753-MKT Actual June 2021 | 89040101-Big Sandy 1 | 2021-06-19 22:00 | 267.648 | 260.324 | 7.324 | 0 | 59 | 296 | 40 | 296 |  | 40 | 296 | 295 | DISPATCHABLE | N | s277154 | 44378.4928
38753-MKT Actual June 2021 | 89040101-Big Sandy 1 | 2021-06-19 23:00 | 232.128 | 225.195 | 6.933 | 0 | 60 | 296 | 40 | 296 |  | 40 | 296 | 295 | DISPATCHABLE | N | s277154 | 44378.4928
38753-MKT Actual June 2021 | 89040101-Big Sandy 1 | 2021-06-20 | 157.632 | 151.225 | 6.407 | 0 | 60 | 296 | 40 | 296 |  | 40 | 296 | 295 | DISPATCHABLE | N | s277154 | 44378.4928
38753-MKT Actual June 2021 | 89040101-Big Sandy 1 | 2021-06-20 01:00 | 87.952 | 82.045 | 5.907 | 0 | 60 | 296 | 40 | 296 |  | 40 | 296 | 295 | DISPATCHABLE | N | s277154 | 44378.4928
38753-MKT Actual June 2021 | 89040101-Big Sandy 1 | 2021-06-20 02:00 | 65.728 | 59.983 | 5.745 | 0 | 59 | 296 | 40 | 296 |  | 40 | 296 | 295 | DISPATCHABLE | N | s277154 | 44378.4928
38753-MKT Actual June 2021 | 89040101-Big Sandy 1 | 2021-06-20 03:00 | 65.664 | 59.906 | 5.758 | 0 | 59 | 296 | 40 | 296 |  | 40 | 296 | 295 | DISPATCHABLE | N | s277154 | 44378.4928
38753-MKT Actual June 2021 | 89040101-Big Sandy 1 | 2021-06-20 04:00 | 65.68 | 59.953 | 5.727 | 0 | 59 | 296 | 40 | 296 |  | 40 | 296 | 295 | DISPATCHABLE | N | s277154 | 44378.4928
38753-MKT Actual June 2021 | 89040101-Big Sandy 1 | 2021-06-20 05:00 | 65.68 | 59.943 | 5.737 | 0 | 59 | 295 | 40 | 295 |  | 40 | 295 | 295 | DISPATCHABLE | N | s277154 | 44378.4928
38753-MKT Actual June 2021 | 89040101-Big Sandy 1 | 2021-06-20 06:00 | 65.776 | 60.024 | 5.752 | 0 | 59 | 295 | 40 | 295 |  | 40 | 295 | 295 | DISPATCHABLE | N | s277154 | 44378.4928
38753-MKT Actual June 2021 | 89040101-Big Sandy 1 | 2021-06-20 07:00 | 65.744 | 60.002 | 5.742 | 0 | 59 | 295 | 40 | 295 |  | 40 | 295 | 295 | DISPATCHABLE | N | s277154 | 44378.4928
38753-MKT Actual June 2021 | 89040101-Big Sandy 1 | 2021-06-20 08:00 | 65.776 | 60.061 | 5.715 | 0 | 59 | 295 | 40 | 295 |  | 40 | 295 | 295 | DISPATCHABLE | N | s277154 | 44378.4928
38753-MKT Actual June 2021 | 89040101-Big Sandy 1 | 2021-06-20 09:00 | 65.68 | 59.942 | 5.738 | 0 | 59 | 295 | 40 | 295 |  | 40 | 295 | 295 | DISPATCHABLE | N | s277154 | 44378.4928
38753-MKT Actual June 2021 | 89040101-Big Sandy 1 | 2021-06-20 10:00 | 66 | 60.221 | 5.779 | 0 | 59 | 295 | 40 | 295 |  | 40 | 295 | 295 | DISPATCHABLE | N | s277154 | 44378.4928
38753-MKT Actual June 2021 | 89040101-Big Sandy 1 | 2021-06-20 11:00 | 81.008 | 75.087 | 5.921 | 0 | 59 | 295 | 40 | 295 |  | 40 | 295 | 295 | DISPATCHABLE | N | s277154 | 44378.4928
38753-MKT Actual June 2021 | 89040101-Big Sandy 1 | 2021-06-20 12:00 | 113.264 | 107.063 | 6.201 | 0 | 59 | 295 | 40 | 295 |  | 40 | 295 | 295 | DISPATCHABLE | N | s277154 | 44378.4928
38753-MKT Actual June 2021 | 89040101-Big Sandy 1 | 2021-06-20 13:00 | 148.064 | 141.537 | 6.527 | 0 | 59 | 295 | 40 | 295 |  | 40 | 295 | 295 | DISPATCHABLE | N | s277154 | 44378.4928
38753-MKT Actual June 2021 | 89040101-Big Sandy 1 | 2021-06-20 14:00 | 251.888 | 244.527 | 7.361 | 0 | 59 | 295 | 40 | 295 |  | 40 | 295 | 295 | DISPATCHABLE | N | s277154 | 44378.4928
38753-MKT Actual June 2021 | 89040101-Big Sandy 1 | 2021-06-20 15:00 | 283.232 | 275.434 | 7.798 | 0 | 59 | 296 | 40 | 296 |  | 40 | 296 | 295 | DISPATCHABLE | N | s277154 | 44378.4928
38753-MKT Actual June 2021 | 89040101-Big Sandy 1 | 2021-06-20 16:00 | 285.696 | 277.858 | 7.838 | 0 | 59 | 296 | 40 | 296 |  | 40 | 296 | 295 | DISPATCHABLE | N | s277154 | 44378.4928
38753-MKT Actual June 2021 | 89040101-Big Sandy 1 | 2021-06-20 17:00 | 301.184 | 292.941 | 8.243 | 0 | 59 | 296 | 40 | 296 |  | 40 | 296 | 295 | DISPATCHABLE | N | s277154 | 44378.4928
38753-MKT Actual June 2021 | 89040101-Big Sandy 1 | 2021-06-20 18:00 | 283.968 | 276.103 | 7.865 | 0 | 59 | 295 | 40 | 295 |  | 40 | 295 | 295 | DISPATCHABLE | N | s277154 | 44378.4928
38753-MKT Actual June 2021 | 89040101-Big Sandy 1 | 2021-06-20 19:00 | 281.296 | 273.502 | 7.794 | 0 | 60 | 295 | 40 | 295 |  | 40 | 295 | 295 | DISPATCHABLE | N | s277154 | 44378.4928
38753-MKT Actual June 2021 | 89040101-Big Sandy 1 | 2021-06-20 20:00 | 270.704 | 263.101 | 7.603 | 0 | 60 | 295 | 40 | 295 |  | 40 | 295 | 295 | DISPATCHABLE | N | s277154 | 44378.4928
38753-MKT Actual June 2021 | 89040101-Big Sandy 1 | 2021-06-20 21:00 | 283.376 | 275.552 | 7.824 | 0 | 60 | 295 | 40 | 295 |  | 40 | 295 | 295 | DISPATCHABLE | N | s277154 | 44378.4928
38753-MKT Actual June 2021 | 89040101-Big Sandy 1 | 2021-06-20 22:00 | 287.168 | 279.346 | 7.822 | 0 | 60 | 295 | 40 | 295 |  | 40 | 295 | 295 | DISPATCHABLE | N | s277154 | 44378.4928
38753-MKT Actual June 2021 | 89040101-Big Sandy 1 | 2021-06-20 23:00 | 255.104 | 247.667 | 7.437 | 0 | 60 | 295 | 40 | 295 |  | 40 | 295 | 295 | DISPATCHABLE | N | s277154 | 44378.4928
38753-MKT Actual June 2021 | 89040101-Big Sandy 1 | 2021-06-21 | 183.728 | 176.92 | 6.808 | 0 | 60 | 295 | 40 | 295 |  | 40 | 295 | 295 | DISPATCHABLE | N | s277154 | 44378.4928
38753-MKT Actual June 2021 | 89040101-Big Sandy 1 | 2021-06-21 01:00 | 137.52 | 131.05 | 6.47 | 0 | 60 | 295 | 40 | 295 |  | 40 | 295 | 295 | DISPATCHABLE | N | s277154 | 44378.4928
38753-MKT Actual June 2021 | 89040101-Big Sandy 1 | 2021-06-21 02:00 | 71.632 | 65.676 | 5.956 | 0 | 60 | 295 | 40 | 295 |  | 40 | 295 | 295 | DISPATCHABLE | N | s277154 | 44378.4928
38753-MKT Actual June 2021 | 89040101-Big Sandy 1 | 2021-06-21 03:00 | 66.4 | 60.489 | 5.911 | 0 | 59 | 295 | 40 | 295 |  | 40 | 295 | 295 | DISPATCHABLE | N | s277154 | 44378.4928
38753-MKT Actual June 2021 | 89040101-Big Sandy 1 | 2021-06-21 04:00 | 65.808 | 59.91 | 5.898 | 0 | 59 | 295 | 40 | 295 |  | 40 | 295 | 295 | DISPATCHABLE | N | s277154 | 44378.4928
38753-MKT Actual June 2021 | 89040101-Big Sandy 1 | 2021-06-21 05:00 | 65.888 | 59.959 | 5.929 | 0 | 59 | 295 | 40 | 295 |  | 40 | 295 | 295 | DISPATCHABLE | N | s277154 | 44378.4928
38753-MKT Actual June 2021 | 89040101-Big Sandy 1 | 2021-06-21 06:00 | 65.92 | 59.981 | 5.939 | 0 | 59 | 295 | 40 | 295 |  | 40 | 295 | 295 | DISPATCHABLE | N | s277154 | 44378.4928
38753-MKT Actual June 2021 | 89040101-Big Sandy 1 | 2021-06-21 07:00 | 66.448 | 60.492 | 5.956 | 0 | 59 | 295 | 40 | 295 |  | 40 | 295 | 295 | DISPATCHABLE | N | s277154 | 44378.4928
38753-MKT Actual June 2021 | 89040101-Big Sandy 1 | 2021-06-21 08:00 | 71.984 | 65.979 | 6.005 | 0 | 60 | 295 | 40 | 295 |  | 40 | 295 | 295 | DISPATCHABLE | N | s277154 | 44378.4928
38753-MKT Actual June 2021 | 89040101-Big Sandy 1 | 2021-06-21 09:00 | 76.016 | 69.928 | 6.088 | 0 | 60 | 295 | 40 | 295 |  | 40 | 295 | 295 | DISPATCHABLE | N | s277154 | 44378.4928
38753-MKT Actual June 2021 | 89040101-Big Sandy 1 | 2021-06-21 10:00 | 68.928 | 62.814 | 6.114 | 0 | 59 | 295 | 40 | 295 |  | 40 | 295 | 295 | DISPATCHABLE | N | s277154 | 44378.4928
38753-MKT Actual June 2021 | 89040101-Big Sandy 1 | 2021-06-21 11:00 | 91.184 | 84.852 | 6.332 | 0 | 60 | 295 | 40 | 295 |  | 40 | 295 | 295 | DISPATCHABLE | N | s277154 | 44378.4928
38753-MKT Actual June 2021 | 89040101-Big Sandy 1 | 2021-06-21 12:00 | 159.776 | 152.978 | 6.798 | 0 | 60 | 295 | 40 | 295 |  | 40 | 295 | 295 | DISPATCHABLE | N | s277154 | 44378.4928
38753-MKT Actual June 2021 | 89040101-Big Sandy 1 | 2021-06-21 13:00 | 161.76 | 154.975 | 6.785 | 0 | 60 | 295 | 40 | 295 |  | 40 | 295 | 295 | DISPATCHABLE | N | s277154 | 44378.4928
38753-MKT Actual June 2021 | 89040101-Big Sandy 1 | 2021-06-21 14:00 | 152.576 | 145.796 | 6.78 | 0 | 60 | 295 | 40 | 295 |  | 40 | 295 | 295 | DISPATCHABLE | N | s277154 | 44378.4928
38753-MKT Actual June 2021 | 89040101-Big Sandy 1 | 2021-06-21 15:00 | 172.512 | 165.62 | 6.892 | 0 | 60 | 295 | 40 | 295 |  | 40 | 295 | 295 | DISPATCHABLE | N | s277154 | 44378.4928
38753-MKT Actual June 2021 | 89040101-Big Sandy 1 | 2021-06-21 16:00 | 125.552 | 119.095 | 6.457 | 0 | 60 | 295 | 40 | 295 |  | 40 | 295 | 295 | DISPATCHABLE | N | s277154 | 44378.4928
38753-MKT Actual June 2021 | 89040101-Big Sandy 1 | 2021-06-21 17:00 | 72.608 | 66.605 | 6.003 | 0 | 59 | 295 | 40 | 295 |  | 40 | 295 | 295 | DISPATCHABLE | N | s277154 | 44378.4928
38753-MKT Actual June 2021 | 89040101-Big Sandy 1 | 2021-06-21 18:00 | 65.744 | 59.824 | 5.92 | 0 | 59 | 295 | 40 | 295 |  | 40 | 295 | 295 | DISPATCHABLE | N | s277154 | 44378.4928
38753-MKT Actual June 2021 | 89040101-Big Sandy 1 | 2021-06-21 19:00 | 65.84 | 59.958 | 5.882 | 0 | 59 | 295 | 40 | 295 |  | 40 | 295 | 295 | DISPATCHABLE | N | s277154 | 44378.4928
38753-MKT Actual June 2021 | 89040101-Big Sandy 1 | 2021-06-21 20:00 | 65.952 | 60.096 | 5.856 | 0 | 59 | 295 | 40 | 295 |  | 40 | 295 | 295 | DISPATCHABLE | N | s277154 | 44378.4928
38753-MKT Actual June 2021 | 89040101-Big Sandy 1 | 2021-06-21 21:00 | 65.872 | 60.003 | 5.869 | 0 | 59 | 295 | 40 | 295 |  | 40 | 295 | 295 | DISPATCHABLE | N | s277154 | 44378.4928
38753-MKT Actual June 2021 | 89040101-Big Sandy 1 | 2021-06-21 22:00 | 66.416 | 60.523 | 5.893 | 0 | 59 | 295 | 40 | 295 |  | 40 | 295 | 295 | DISPATCHABLE | N | s277154 | 44378.4928
38753-MKT Actual June 2021 | 89040101-Big Sandy 1 | 2021-06-21 23:00 | 70.944 | 65.053 | 5.891 | 0 | 60 | 295 | 40 | 295 |  | 40 | 295 | 295 | DISPATCHABLE | N | s277154 | 44378.4928
38753-MKT Actual June 2021 | 89040101-Big Sandy 1 | 2021-06-22 | 69.936 | 64.091 | 5.845 | 0 | 60 | 295 | 40 | 295 |  | 40 | 295 | 295 | DISPATCHABLE | N | s277154 | 44378.4928
38753-MKT Actual June 2021 | 89040101-Big Sandy 1 | 2021-06-22 01:00 | 36.656 | 32.981 | 4.739 | 1.064 | 33 | 157 | 27 | 157 |  | 27 | 157 | 295 | FIXED | N | s277154 | 44378.4928
38753-MKT Actual June 2021 | 89040101-Big Sandy 1 | 2021-06-22 02:00 | 0 | 0 | 2.563 | 2.563 | 0 | 0 | 0 | 0 |  | 0 | 0 | 295 | OFFLINE | N | s277154 | 44378.4928
38753-MKT Actual June 2021 | 89040101-Big Sandy 1 | 2021-06-22 03:00 | 0 | 0 | 2.326 | 2.326 | 0 | 0 | 0 | 0 |  | 0 | 0 | 295 | OFFLINE | N | s277154 | 44378.4928
38753-MKT Actual June 2021 | 89040101-Big Sandy 1 | 2021-06-22 04:00 | 0 | 0 | 2.336 | 2.336 | 0 | 0 | 0 | 0 |  | 0 | 0 | 295 | OFFLINE | N | s277154 | 44378.4928
38753-MKT Actual June 2021 | 89040101-Big Sandy 1 | 2021-06-22 05:00 | 0 | 0 | 2.294 | 2.294 | 0 | 0 | 0 | 0 |  | 0 | 0 | 295 | OFFLINE | N | s277154 | 44378.4928
38753-MKT Actual June 2021 | 89040101-Big Sandy 1 | 2021-06-22 06:00 | 0 | 0 | 2.295 | 2.295 | 0 | 0 | 0 | 0 |  | 0 | 0 | 295 | OFFLINE | N | s277154 | 44378.4928
38753-MKT Actual June 2021 | 89040101-Big Sandy 1 | 2021-06-22 07:00 | 0 | 0 | 2.331 | 2.331 | 0 | 0 | 0 | 0 |  | 0 | 0 | 295 | OFFLINE | N | s277154 | 44378.4928
38753-MKT Actual June 2021 | 89040101-Big Sandy 1 | 2021-06-22 08:00 | 0 | 0 | 2.274 | 2.274 | 0 | 0 | 0 | 0 |  | 0 | 0 | 295 | OFFLINE | N | s277154 | 44378.4928
38753-MKT Actual June 2021 | 89040101-Big Sandy 1 | 2021-06-22 09:00 | 0 | 0 | 2.305 | 2.305 | 0 | 0 | 0 | 0 |  | 0 | 0 | 295 | OFFLINE | N | s277154 | 44378.4928
38753-MKT Actual June 2021 | 89040101-Big Sandy 1 | 2021-06-22 10:00 | 0 | 0 | 2.341 | 2.341 | 0 | 0 | 0 | 0 |  | 0 | 0 | 295 | OFFLINE | N | s277154 | 44378.4928
38753-MKT Actual June 2021 | 89040101-Big Sandy 1 | 2021-06-22 11:00 | 0 | 0 | 2.282 | 2.282 | 0 | 0 | 0 | 0 |  | 0 | 0 | 295 | OFFLINE | N | s277154 | 44378.4928
38753-MKT Actual June 2021 | 89040101-Big Sandy 1 | 2021-06-22 12:00 | 0 | 0 | 2.307 | 2.307 | 0 | 0 | 0 | 0 |  | 0 | 0 | 295 | OFFLINE | N | s277154 | 44378.4928
38753-MKT Actual June 2021 | 89040101-Big Sandy 1 | 2021-06-22 13:00 | 0 | 0 | 2.295 | 2.295 | 0 | 0 | 0 | 0 |  | 0 | 0 | 295 | OFFLINE | N | s277154 | 44378.4928
38753-MKT Actual June 2021 | 89040101-Big Sandy 1 | 2021-06-22 14:00 | 0 | 0 | 2.3 | 2.3 | 0 | 0 | 0 | 0 |  | 0 | 0 | 295 | OFFLINE | N | s277154 | 44378.4928
38753-MKT Actual June 2021 | 89040101-Big Sandy 1 | 2021-06-22 15:00 | 0 | 0 | 2.312 | 2.312 | 0 | 0 | 0 | 0 |  | 0 | 0 | 295 | OFFLINE | N | s277154 | 44378.4928
38753-MKT Actual June 2021 | 89040101-Big Sandy 1 | 2021-06-22 16:00 | 0 | 0 | 2.305 | 2.305 | 0 | 0 | 0 | 0 |  | 0 | 0 | 295 | OFFLINE | N | s277154 | 44378.4928
38753-MKT Actual June 2021 | 89040101-Big Sandy 1 | 2021-06-22 17:00 | 0 | 0 | 2.305 | 2.305 | 0 | 0 | 0 | 0 |  | 0 | 0 | 295 | OFFLINE | N | s277154 | 44378.4928
38753-MKT Actual June 2021 | 89040101-Big Sandy 1 | 2021-06-22 18:00 | 0 | 0 | 2.298 | 2.298 | 0 | 0 | 0 | 0 |  | 0 | 0 | 295 | OFFLINE | N | s277154 | 44378.4928
38753-MKT Actual June 2021 | 89040101-Big Sandy 1 | 2021-06-22 19:00 | 0 | 0 | 2.294 | 2.294 | 0 | 0 | 0 | 0 |  | 0 | 0 | 295 | OFFLINE | N | s277154 | 44378.4928
38753-MKT Actual June 2021 | 89040101-Big Sandy 1 | 2021-06-22 20:00 | 0 | 0 | 2.308 | 2.308 | 0 | 0 | 0 | 0 |  | 0 | 0 | 295 | OFFLINE | N | s277154 | 44378.4928
38753-MKT Actual June 2021 | 89040101-Big Sandy 1 | 2021-06-22 21:00 | 0 | 0 | 2.323 | 2.323 | 0 | 0 | 0 | 0 |  | 0 | 0 | 295 | OFFLINE | N | s277154 | 44378.4928
38753-MKT Actual June 2021 | 89040101-Big Sandy 1 | 2021-06-22 22:00 | 0 | 0 | 2.295 | 2.295 | 0 | 0 | 0 | 0 |  | 0 | 0 | 295 | OFFLINE | N | s277154 | 44378.4928
38753-MKT Actual June 2021 | 89040101-Big Sandy 1 | 2021-06-22 23:00 | 0 | 0 | 2.298 | 2.298 | 0 | 0 | 0 | 0 |  | 0 | 0 | 295 | OFFLINE | N | s277154 | 44378.4928
38753-MKT Actual June 2021 | 89040101-Big Sandy 1 | 2021-06-23 | 0 | 0 | 2.29 | 2.29 | 0 | 0 | 0 | 0 |  | 0 | 0 | 295 | OFFLINE | N | s277154 | 44378.4928
38753-MKT Actual June 2021 | 89040101-Big Sandy 1 | 2021-06-23 01:00 | 0 | 0 | 2.303 | 2.303 | 0 | 0 | 0 | 0 |  | 0 | 0 | 295 | OFFLINE | N | s277154 | 44378.4928
38753-MKT Actual June 2021 | 89040101-Big Sandy 1 | 2021-06-23 02:00 | 0 | 0 | 2.304 | 2.304 | 0 | 0 | 0 | 0 |  | 0 | 0 | 295 | OFFLINE | N | s277154 | 44378.4928
38753-MKT Actual June 2021 | 89040101-Big Sandy 1 | 2021-06-23 03:00 | 0 | 0 | 2.306 | 2.306 | 0 | 0 | 0 | 0 |  | 0 | 0 | 295 | OFFLINE | N | s277154 | 44378.4928
38753-MKT Actual June 2021 | 89040101-Big Sandy 1 | 2021-06-23 04:00 | 0 | 0 | 2.3 | 2.3 | 0 | 0 | 0 | 0 |  | 0 | 0 | 295 | OFFLINE | N | s277154 | 44378.4928
38753-MKT Actual June 2021 | 89040101-Big Sandy 1 | 2021-06-23 05:00 | 0 | 0 | 2.299 | 2.299 | 0 | 0 | 0 | 0 |  | 0 | 0 | 295 | OFFLINE | N | s277154 | 44378.4928
38753-MKT Actual June 2021 | 89040101-Big Sandy 1 | 2021-06-23 06:00 | 0 | 0 | 2.297 | 2.297 | 0 | 0 | 0 | 0 |  | 0 | 0 | 295 | OFFLINE | N | s277154 | 44378.4928
38753-MKT Actual June 2021 | 89040101-Big Sandy 1 | 2021-06-23 07:00 | 0 | 0 | 2.315 | 2.315 | 0 | 0 | 0 | 0 |  | 0 | 0 | 295 | OFFLINE | N | s277154 | 44378.4928
38753-MKT Actual June 2021 | 89040101-Big Sandy 1 | 2021-06-23 08:00 | 0 | 0 | 2.292 | 2.292 | 0 | 0 | 0 | 0 |  | 0 | 0 | 295 | OFFLINE | N | s277154 | 44378.4928
38753-MKT Actual June 2021 | 89040101-Big Sandy 1 | 2021-06-23 09:00 | 0 | 0 | 2.282 | 2.282 | 0 | 0 | 0 | 0 |  | 0 | 0 | 295 | OFFLINE | N | s277154 | 44378.4928
38753-MKT Actual June 2021 | 89040101-Big Sandy 1 | 2021-06-23 10:00 | 0 | 0 | 2.286 | 2.286 | 0 | 0 | 0 | 0 |  | 0 | 0 | 295 | OFFLINE | N | s277154 | 44378.4928
38753-MKT Actual June 2021 | 89040101-Big Sandy 1 | 2021-06-23 11:00 | 0 | 0 | 2.298 | 2.298 | 0 | 0 | 0 | 0 |  | 0 | 0 | 295 | OFFLINE | N | s277154 | 44378.4928
38753-MKT Actual June 2021 | 89040101-Big Sandy 1 | 2021-06-23 12:00 | 0 | 0 | 2.295 | 2.295 | 0 | 0 | 0 | 0 |  | 0 | 0 | 295 | OFFLINE | N | s277154 | 44378.4928
38753-MKT Actual June 2021 | 89040101-Big Sandy 1 | 2021-06-23 13:00 | 0 | 0 | 2.297 | 2.297 | 0 | 0 | 0 | 0 |  | 0 | 0 | 295 | OFFLINE | N | s277154 | 44378.4928
38753-MKT Actual June 2021 | 89040101-Big Sandy 1 | 2021-06-23 14:00 | 0 | 0 | 2.298 | 2.298 | 0 | 0 | 0 | 0 |  | 0 | 0 | 295 | OFFLINE | N | s277154 | 44378.4928
38753-MKT Actual June 2021 | 89040101-Big Sandy 1 | 2021-06-23 15:00 | 0 | 0 | 2.303 | 2.303 | 0 | 0 | 0 | 0 |  | 0 | 0 | 295 | OFFLINE | N | s277154 | 44378.4928
38753-MKT Actual June 2021 | 89040101-Big Sandy 1 | 2021-06-23 16:00 | 0 | 0 | 2.299 | 2.299 | 0 | 0 | 0 | 0 |  | 0 | 0 | 295 | OFFLINE | N | s277154 | 44378.4928
38753-MKT Actual June 2021 | 89040101-Big Sandy 1 | 2021-06-23 17:00 | 0 | 0 | 2.303 | 2.303 | 0 | 0 | 0 | 0 |  | 0 | 0 | 295 | OFFLINE | N | s277154 | 44378.4928
38753-MKT Actual June 2021 | 89040101-Big Sandy 1 | 2021-06-23 18:00 | 0 | 0 | 2.3 | 2.3 | 0 | 0 | 0 | 0 |  | 0 | 0 | 295 | OFFLINE | N | s277154 | 44378.4928
38753-MKT Actual June 2021 | 89040101-Big Sandy 1 | 2021-06-23 19:00 | 0 | 0 | 2.289 | 2.289 | 0 | 0 | 0 | 0 |  | 0 | 0 | 295 | OFFLINE | N | s277154 | 44378.4928
38753-MKT Actual June 2021 | 89040101-Big Sandy 1 | 2021-06-23 20:00 | 0 | 0 | 2.31 | 2.31 | 0 | 0 | 0 | 0 |  | 0 | 0 | 295 | OFFLINE | N | s277154 | 44378.4928
38753-MKT Actual June 2021 | 89040101-Big Sandy 1 | 2021-06-23 21:00 | 0 | 0 | 2.288 | 2.288 | 0 | 0 | 0 | 0 |  | 0 | 0 | 295 | OFFLINE | N | s277154 | 44378.4928
38753-MKT Actual June 2021 | 89040101-Big Sandy 1 | 2021-06-23 22:00 | 0 | 0 | 2.288 | 2.288 | 0 | 0 | 0 | 0 |  | 0 | 0 | 295 | OFFLINE | N | s277154 | 44378.4928
38753-MKT Actual June 2021 | 89040101-Big Sandy 1 | 2021-06-23 23:00 | 0 | 0 | 2.289 | 2.289 | 0 | 0 | 0 | 0 |  | 0 | 0 | 295 | OFFLINE | N | s277154 | 44378.4928
38753-MKT Actual June 2021 | 89040101-Big Sandy 1 | 2021-06-24 | 0 | 0 | 2.29 | 2.29 | 0 | 0 | 0 | 0 |  | 0 | 0 | 295 | OFFLINE | N | s277154 | 44378.4928
38753-MKT Actual June 2021 | 89040101-Big Sandy 1 | 2021-06-24 01:00 | 0 | 0 | 2.293 | 2.293 | 0 | 0 | 0 | 0 |  | 0 | 0 | 295 | OFFLINE | N | s277154 | 44378.4928
38753-MKT Actual June 2021 | 89040101-Big Sandy 1 | 2021-06-24 02:00 | 0 | 0 | 2.296 | 2.296 | 0 | 0 | 0 | 0 |  | 0 | 0 | 295 | OFFLINE | N | s277154 | 44378.4928
38753-MKT Actual June 2021 | 89040101-Big Sandy 1 | 2021-06-24 03:00 | 0 | 0 | 2.293 | 2.293 | 0 | 0 | 0 | 0 |  | 0 | 0 | 295 | OFFLINE | N | s277154 | 44378.4928
38753-MKT Actual June 2021 | 89040101-Big Sandy 1 | 2021-06-24 04:00 | 0 | 0 | 2.288 | 2.288 | 0 | 0 | 0 | 0 |  | 0 | 0 | 295 | OFFLINE | N | s277154 | 44378.4928
38753-MKT Actual June 2021 | 89040101-Big Sandy 1 | 2021-06-24 05:00 | 0 | 0 | 2.295 | 2.295 | 0 | 0 | 0 | 0 |  | 0 | 0 | 295 | OFFLINE | N | s277154 | 44378.4928
38753-MKT Actual June 2021 | 89040101-Big Sandy 1 | 2021-06-24 06:00 | 0 | 0 | 2.306 | 2.306 | 0 | 0 | 0 | 0 |  | 0 | 0 | 295 | OFFLINE | N | s277154 | 44378.4928
38753-MKT Actual June 2021 | 89040101-Big Sandy 1 | 2021-06-24 07:00 | 0 | 0 | 2.289 | 2.289 | 0 | 0 | 0 | 0 |  | 0 | 0 | 295 | OFFLINE | N | s277154 | 44378.4928
38753-MKT Actual June 2021 | 89040101-Big Sandy 1 | 2021-06-24 08:00 | 0 | 0 | 2.286 | 2.286 | 0 | 0 | 0 | 0 |  | 0 | 0 | 295 | OFFLINE | N | s277154 | 44378.4928
38753-MKT Actual June 2021 | 89040101-Big Sandy 1 | 2021-06-24 09:00 | 0 | 0 | 2.287 | 2.287 | 0 | 0 | 0 | 0 |  | 0 | 0 | 295 | OFFLINE | N | s277154 | 44378.4928
38753-MKT Actual June 2021 | 89040101-Big Sandy 1 | 2021-06-24 10:00 | 0 | 0 | 2.291 | 2.291 | 0 | 0 | 0 | 0 |  | 0 | 0 | 295 | OFFLINE | N | s277154 | 44378.4928
38753-MKT Actual June 2021 | 89040101-Big Sandy 1 | 2021-06-24 11:00 | 0 | 0 | 2.304 | 2.304 | 0 | 0 | 0 | 0 |  | 0 | 0 | 295 | OFFLINE | N | s277154 | 44378.4928
38753-MKT Actual June 2021 | 89040101-Big Sandy 1 | 2021-06-24 12:00 | 0 | 0 | 2.313 | 2.313 | 0 | 0 | 0 | 0 |  | 0 | 0 | 295 | OFFLINE | N | s277154 | 44378.4928
38753-MKT Actual June 2021 | 89040101-Big Sandy 1 | 2021-06-24 13:00 | 0 | 0 | 2.331 | 2.331 | 0 | 0 | 0 | 0 |  | 0 | 0 | 295 | OFFLINE | N | s277154 | 44378.4928
38753-MKT Actual June 2021 | 89040101-Big Sandy 1 | 2021-06-24 14:00 | 0 | 0 | 2.333 | 2.333 | 0 | 0 | 0 | 0 |  | 0 | 0 | 295 | OFFLINE | N | s277154 | 44378.4928
38753-MKT Actual June 2021 | 89040101-Big Sandy 1 | 2021-06-24 15:00 | 0 | 0 | 2.342 | 2.342 | 0 | 0 | 0 | 0 |  | 0 | 0 | 295 | OFFLINE | N | s277154 | 44378.4928
38753-MKT Actual June 2021 | 89040101-Big Sandy 1 | 2021-06-24 16:00 | 0 | 0 | 2.343 | 2.343 | 0 | 0 | 0 | 0 |  | 0 | 0 | 295 | OFFLINE | N | s277154 | 44378.4928
38753-MKT Actual June 2021 | 89040101-Big Sandy 1 | 2021-06-24 17:00 | 0 | 0 | 2.342 | 2.342 | 0 | 0 | 0 | 0 |  | 0 | 0 | 295 | OFFLINE | N | s277154 | 44378.4928
38753-MKT Actual June 2021 | 89040101-Big Sandy 1 | 2021-06-24 18:00 | 0 | 0 | 2.33 | 2.33 | 0 | 0 | 0 | 0 |  | 0 | 0 | 295 | OFFLINE | N | s277154 | 44378.4928
38753-MKT Actual June 2021 | 89040101-Big Sandy 1 | 2021-06-24 19:00 | 0 | 0 | 2.334 | 2.334 | 0 | 0 | 0 | 0 |  | 0 | 0 | 295 | OFFLINE | N | s277154 | 44378.4928
38753-MKT Actual June 2021 | 89040101-Big Sandy 1 | 2021-06-24 20:00 | 0 | 0 | 2.329 | 2.329 | 0 | 0 | 0 | 0 |  | 0 | 0 | 295 | OFFLINE | N | s277154 | 44378.4928
38753-MKT Actual June 2021 | 89040101-Big Sandy 1 | 2021-06-24 21:00 | 0 | 0 | 2.324 | 2.324 | 0 | 0 | 0 | 0 |  | 0 | 0 | 295 | OFFLINE | N | s277154 | 44378.4928
38753-MKT Actual June 2021 | 89040101-Big Sandy 1 | 2021-06-24 22:00 | 0 | 0 | 2.322 | 2.322 | 0 | 0 | 0 | 0 |  | 0 | 0 | 295 | OFFLINE | N | s277154 | 44378.4928
38753-MKT Actual June 2021 | 89040101-Big Sandy 1 | 2021-06-24 23:00 | 0 | 0 | 2.319 | 2.319 | 0 | 0 | 0 | 0 |  | 0 | 0 | 295 | OFFLINE | N | s277154 | 44378.4928
38753-MKT Actual June 2021 | 89040101-Big Sandy 1 | 2021-06-25 | 0 | 0 | 2.307 | 2.307 | 0 | 0 | 0 | 0 |  | 0 | 0 | 295 | OFFLINE | N | s277154 | 44378.4928
38753-MKT Actual June 2021 | 89040101-Big Sandy 1 | 2021-06-25 01:00 | 0 | 0 | 2.319 | 2.319 | 0 | 0 | 0 | 0 |  | 0 | 0 | 295 | OFFLINE | N | s277154 | 44378.4928
38753-MKT Actual June 2021 | 89040101-Big Sandy 1 | 2021-06-25 02:00 | 0 | 0 | 2.318 | 2.318 | 0 | 0 | 0 | 0 |  | 0 | 0 | 295 | OFFLINE | N | s277154 | 44378.4932
38753-MKT Actual June 2021 | 89040101-Big Sandy 1 | 2021-06-25 03:00 | 0 | 0 | 2.326 | 2.326 | 0 | 0 | 0 | 0 |  | 0 | 0 | 295 | OFFLINE | N | s277154 | 44378.4932
38753-MKT Actual June 2021 | 89040101-Big Sandy 1 | 2021-06-25 04:00 | 0 | 0 | 2.31 | 2.31 | 0 | 0 | 0 | 0 |  | 0 | 0 | 295 | OFFLINE | N | s277154 | 44378.4932
38753-MKT Actual June 2021 | 89040101-Big Sandy 1 | 2021-06-25 05:00 | 0 | 0 | 2.337 | 2.337 | 0 | 0 | 0 | 0 |  | 0 | 0 | 295 | OFFLINE | N | s277154 | 44378.4932
38753-MKT Actual June 2021 | 89040101-Big Sandy 1 | 2021-06-25 06:00 | 0 | 0 | 2.314 | 2.314 | 0 | 0 | 0 | 0 |  | 0 | 0 | 295 | OFFLINE | N | s277154 | 44378.4932
38753-MKT Actual June 2021 | 89040101-Big Sandy 1 | 2021-06-25 07:00 | 0 | 0 | 2.302 | 2.302 | 0 | 0 | 0 | 0 |  | 0 | 0 | 295 | OFFLINE | N | s277154 | 44378.4932
38753-MKT Actual June 2021 | 89040101-Big Sandy 1 | 2021-06-25 08:00 | 0 | 0 | 2.323 | 2.323 | 0 | 0 | 0 | 0 |  | 0 | 0 | 295 | OFFLINE | N | s277154 | 44378.4932
38753-MKT Actual June 2021 | 89040101-Big Sandy 1 | 2021-06-25 09:00 | 0 | 0 | 2.301 | 2.301 | 0 | 0 | 0 | 0 |  | 0 | 0 | 295 | OFFLINE | N | s277154 | 44378.4932
38753-MKT Actual June 2021 | 89040101-Big Sandy 1 | 2021-06-25 10:00 | 0 | 0 | 3.156 | 3.156 | 0 | 0 | 0 | 0 |  | 0 | 0 | 295 | OFFLINE | N | s277154 | 44378.4932
38753-MKT Actual June 2021 | 89040101-Big Sandy 1 | 2021-06-25 11:00 | 0 | 0 | 3.381 | 3.381 | 0 | 0 | 0 | 0 |  | 0 | 0 | 295 | OFFLINE | N | s277154 | 44378.4932
38753-MKT Actual June 2021 | 89040101-Big Sandy 1 | 2021-06-25 12:00 | 0 | 0 | 4.164 | 4.164 | 0 | 0 | 0 | 0 |  | 0 | 0 | 295 | OFFLINE | N | s277154 | 44378.4932
38753-MKT Actual June 2021 | 89040101-Big Sandy 1 | 2021-06-25 13:00 | 0 | 0 | 4.187 | 4.187 | 0 | 0 | 0 | 0 |  | 0 | 0 | 295 | OFFLINE | N | s277154 | 44378.4932
38753-MKT Actual June 2021 | 89040101-Big Sandy 1 | 2021-06-25 14:00 | 0 | 0 | 4.223 | 4.223 | 0 | 0 | 0 | 0 |  | 0 | 0 | 295 | OFFLINE | N | s277154 | 44378.4932
38753-MKT Actual June 2021 | 89040101-Big Sandy 1 | 2021-06-25 15:00 | 0 | 0 | 2.972 | 2.972 | 0 | 0 | 0 | 0 |  | 0 | 0 | 295 | OFFLINE | N | s277154 | 44378.4932
38753-MKT Actual June 2021 | 89040101-Big Sandy 1 | 2021-06-25 16:00 | 0 | 0 | 2.318 | 2.318 | 0 | 0 | 0 | 0 |  | 0 | 0 | 295 | OFFLINE | N | s277154 | 44378.4932
38753-MKT Actual June 2021 | 89040101-Big Sandy 1 | 2021-06-25 17:00 | 0 | 0 | 2.319 | 2.319 | 0 | 0 | 0 | 0 |  | 0 | 0 | 295 | OFFLINE | N | s277154 | 44378.4932
38753-MKT Actual June 2021 | 89040101-Big Sandy 1 | 2021-06-25 18:00 | 0 | 0 | 2.304 | 2.304 | 0 | 0 | 0 | 0 |  | 0 | 0 | 295 | OFFLINE | N | s277154 | 44378.4932
38753-MKT Actual June 2021 | 89040101-Big Sandy 1 | 2021-06-25 19:00 | 0 | 0 | 2.304 | 2.304 | 0 | 0 | 0 | 0 |  | 0 | 0 | 295 | OFFLINE | N | s277154 | 44378.4932
38753-MKT Actual June 2021 | 89040101-Big Sandy 1 | 2021-06-25 20:00 | 0 | 0 | 2.297 | 2.297 | 0 | 0 | 0 | 0 |  | 0 | 0 | 295 | OFFLINE | N | s277154 | 44378.4932
38753-MKT Actual June 2021 | 89040101-Big Sandy 1 | 2021-06-25 21:00 | 0 | 0 | 2.293 | 2.293 | 0 | 0 | 0 | 0 |  | 0 | 0 | 295 | OFFLINE | N | s277154 | 44378.4932
38753-MKT Actual June 2021 | 89040101-Big Sandy 1 | 2021-06-25 22:00 | 0 | 0 | 1.794 | 1.794 | 0 | 0 | 0 | 0 |  | 0 | 0 | 295 | OFFLINE | N | s277154 | 44378.4932
38753-MKT Actual June 2021 | 89040101-Big Sandy 1 | 2021-06-25 23:00 | 0 | 0 | 1.322 | 1.322 | 0 | 0 | 0 | 0 |  | 0 | 0 | 295 | OFFLINE | N | s277154 | 44378.4932
38753-MKT Actual June 2021 | 89040101-Big Sandy 1 | 2021-06-26 | 0 | 0 | 1.304 | 1.304 | 0 | 0 | 0 | 0 |  | 0 | 0 | 295 | OFFLINE | N | s277154 | 44378.4932
38753-MKT Actual June 2021 | 89040101-Big Sandy 1 | 2021-06-26 01:00 | 0 | 0 | 1.321 | 1.321 | 0 | 0 | 0 | 0 |  | 0 | 0 | 295 | OFFLINE | N | s277154 | 44378.4932
38753-MKT Actual June 2021 | 89040101-Big Sandy 1 | 2021-06-26 02:00 | 0 | 0 | 1.323 | 1.323 | 0 | 0 | 0 | 0 |  | 0 | 0 | 295 | OFFLINE | N | s277154 | 44378.4932
38753-MKT Actual June 2021 | 89040101-Big Sandy 1 | 2021-06-26 03:00 | 0 | 0 | 1.323 | 1.323 | 0 | 0 | 0 | 0 |  | 0 | 0 | 295 | OFFLINE | N | s277154 | 44378.4932
38753-MKT Actual June 2021 | 89040101-Big Sandy 1 | 2021-06-26 04:00 | 0 | 0 | 1.313 | 1.313 | 0 | 0 | 0 | 0 |  | 0 | 0 | 295 | OFFLINE | N | s277154 | 44378.4932
38753-MKT Actual June 2021 | 89040101-Big Sandy 1 | 2021-06-26 05:00 | 0 | 0 | 1.318 | 1.318 | 0 | 0 | 0 | 0 |  | 0 | 0 | 295 | OFFLINE | N | s277154 | 44378.4932
38753-MKT Actual June 2021 | 89040101-Big Sandy 1 | 2021-06-26 06:00 | 0 | 0 | 1.309 | 1.309 | 0 | 0 | 0 | 0 |  | 0 | 0 | 295 | OFFLINE | N | s277154 | 44378.4932
38753-MKT Actual June 2021 | 89040101-Big Sandy 1 | 2021-06-26 07:00 | 0 | 0 | 1.297 | 1.297 | 0 | 0 | 0 | 0 |  | 0 | 0 | 295 | OFFLINE | N | s277154 | 44378.4932
38753-MKT Actual June 2021 | 89040101-Big Sandy 1 | 2021-06-26 08:00 | 0 | 0 | 1.291 | 1.291 | 0 | 0 | 0 | 0 |  | 0 | 0 | 295 | OFFLINE | N | s277154 | 44378.4932
38753-MKT Actual June 2021 | 89040101-Big Sandy 1 | 2021-06-26 09:00 | 0 | 0 | 1.291 | 1.291 | 0 | 0 | 0 | 0 |  | 0 | 0 | 295 | OFFLINE | N | s277154 | 44378.4932
38753-MKT Actual June 2021 | 89040101-Big Sandy 1 | 2021-06-26 10:00 | 0 | 0 | 1.277 | 1.277 | 0 | 0 | 0 | 0 |  | 0 | 0 | 295 | OFFLINE | N | s277154 | 44378.4932
38753-MKT Actual June 2021 | 89040101-Big Sandy 1 | 2021-06-26 11:00 | 0 | 0 | 1.288 | 1.288 | 0 | 0 | 0 | 0 |  | 0 | 0 | 295 | OFFLINE | N | s277154 | 44378.4932
38753-MKT Actual June 2021 | 89040101-Big Sandy 1 | 2021-06-26 12:00 | 0 | 0 | 1.289 | 1.289 | 0 | 0 | 0 | 0 |  | 0 | 0 | 295 | OFFLINE | N | s277154 | 44378.4932
38753-MKT Actual June 2021 | 89040101-Big Sandy 1 | 2021-06-26 13:00 | 0 | 0 | 1.294 | 1.294 | 0 | 0 | 0 | 0 |  | 0 | 0 | 295 | OFFLINE | N | s277154 | 44378.4932
38753-MKT Actual June 2021 | 89040101-Big Sandy 1 | 2021-06-26 14:00 | 0 | 0 | 1.297 | 1.297 | 0 | 0 | 0 | 0 |  | 0 | 0 | 295 | OFFLINE | N | s277154 | 44378.4932
38753-MKT Actual June 2021 | 89040101-Big Sandy 1 | 2021-06-26 15:00 | 0 | 0 | 1.312 | 1.312 | 0 | 0 | 0 | 0 |  | 0 | 0 | 295 | OFFLINE | N | s277154 | 44378.4932
38753-MKT Actual June 2021 | 89040101-Big Sandy 1 | 2021-06-26 16:00 | 0 | 0 | 1.314 | 1.314 | 0 | 0 | 0 | 0 |  | 0 | 0 | 295 | OFFLINE | N | s277154 | 44378.4932
38753-MKT Actual June 2021 | 89040101-Big Sandy 1 | 2021-06-26 17:00 | 0 | 0 | 1.334 | 1.334 | 0 | 0 | 0 | 0 |  | 0 | 0 | 295 | OFFLINE | N | s277154 | 44378.4932
38753-MKT Actual June 2021 | 89040101-Big Sandy 1 | 2021-06-26 18:00 | 0 | 0 | 1.319 | 1.319 | 0 | 0 | 0 | 0 |  | 0 | 0 | 295 | OFFLINE | N | s277154 | 44378.4932
38753-MKT Actual June 2021 | 89040101-Big Sandy 1 | 2021-06-26 19:00 | 0 | 0 | 1.301 | 1.301 | 0 | 0 | 0 | 0 |  | 0 | 0 | 295 | OFFLINE | N | s277154 | 44378.4932
38753-MKT Actual June 2021 | 89040101-Big Sandy 1 | 2021-06-26 20:00 | 0 | 0 | 1.295 | 1.295 | 0 | 0 | 0 | 0 |  | 0 | 0 | 295 | OFFLINE | N | s277154 | 44378.4932
38753-MKT Actual June 2021 | 89040101-Big Sandy 1 | 2021-06-26 21:00 | 0 | 0 | 1.299 | 1.299 | 0 | 0 | 0 | 0 |  | 0 | 0 | 295 | OFFLINE | N | s277154 | 44378.4932
38753-MKT Actual June 2021 | 89040101-Big Sandy 1 | 2021-06-26 22:00 | 0 | 0 | 1.292 | 1.292 | 0 | 0 | 0 | 0 |  | 0 | 0 | 295 | OFFLINE | N | s277154 | 44378.4932
38753-MKT Actual June 2021 | 89040101-Big Sandy 1 | 2021-06-26 23:00 | 0 | 0 | 1.285 | 1.285 | 0 | 0 | 0 | 0 |  | 0 | 0 | 295 | OFFLINE | N | s277154 | 44378.4932
38753-MKT Actual June 2021 | 89040101-Big Sandy 1 | 2021-06-27 | 0 | 0 | 1.273 | 1.273 | 0 | 0 | 0 | 0 |  | 0 | 0 | 295 | OFFLINE | N | s277154 | 44378.4932
38753-MKT Actual June 2021 | 89040101-Big Sandy 1 | 2021-06-27 01:00 | 0 | 0 | 1.287 | 1.287 | 0 | 0 | 0 | 0 |  | 0 | 0 | 295 | OFFLINE | N | s277154 | 44378.4932
38753-MKT Actual June 2021 | 89040101-Big Sandy 1 | 2021-06-27 02:00 | 0 | 0 | 1.282 | 1.282 | 0 | 0 | 0 | 0 |  | 0 | 0 | 295 | OFFLINE | N | s277154 | 44378.4932
38753-MKT Actual June 2021 | 89040101-Big Sandy 1 | 2021-06-27 03:00 | 0 | 0 | 1.278 | 1.278 | 0 | 0 | 0 | 0 |  | 0 | 0 | 295 | OFFLINE | N | s277154 | 44378.4932
38753-MKT Actual June 2021 | 89040101-Big Sandy 1 | 2021-06-27 04:00 | 0 | 0 | 1.272 | 1.272 | 0 | 0 | 0 | 0 |  | 0 | 0 | 295 | OFFLINE | N | s277154 | 44378.4932
38753-MKT Actual June 2021 | 89040101-Big Sandy 1 | 2021-06-27 05:00 | 0 | 0 | 1.283 | 1.283 | 0 | 0 | 0 | 0 |  | 0 | 0 | 295 | OFFLINE | N | s277154 | 44378.4932
38753-MKT Actual June 2021 | 89040101-Big Sandy 1 | 2021-06-27 06:00 | 0 | 0 | 1.28 | 1.28 | 0 | 0 | 0 | 0 |  | 0 | 0 | 295 | OFFLINE | N | s277154 | 44378.4932
38753-MKT Actual June 2021 | 89040101-Big Sandy 1 | 2021-06-27 07:00 | 0 | 0 | 1.272 | 1.272 | 0 | 0 | 0 | 0 |  | 0 | 0 | 295 | OFFLINE | N | s277154 | 44378.4932
38753-MKT Actual June 2021 | 89040101-Big Sandy 1 | 2021-06-27 08:00 | 0 | 0 | 1.257 | 1.257 | 0 | 0 | 0 | 0 |  | 0 | 0 | 295 | OFFLINE | N | s277154 | 44378.4932
38753-MKT Actual June 2021 | 89040101-Big Sandy 1 | 2021-06-27 09:00 | 0 | 0 | 1.231 | 1.231 | 0 | 0 | 0 | 0 |  | 0 | 0 | 295 | OFFLINE | N | s277154 | 44378.4932
38753-MKT Actual June 2021 | 89040101-Big Sandy 1 | 2021-06-27 10:00 | 0 | 0 | 1.227 | 1.227 | 0 | 0 | 0 | 0 |  | 0 | 0 | 295 | OFFLINE | N | s277154 | 44378.4932
38753-MKT Actual June 2021 | 89040101-Big Sandy 1 | 2021-06-27 11:00 | 0 | 0 | 1.238 | 1.238 | 0 | 0 | 0 | 0 |  | 0 | 0 | 295 | OFFLINE | N | s277154 | 44378.4932
38753-MKT Actual June 2021 | 89040101-Big Sandy 1 | 2021-06-27 12:00 | 0 | 0 | 1.23 | 1.23 | 0 | 0 | 0 | 0 |  | 0 | 0 | 295 | OFFLINE | N | s277154 | 44378.4932
38753-MKT Actual June 2021 | 89040101-Big Sandy 1 | 2021-06-27 13:00 | 0 | 0 | 1.273 | 1.273 | 0 | 0 | 0 | 0 |  | 0 | 0 | 295 | OFFLINE | N | s277154 | 44378.4932
38753-MKT Actual June 2021 | 89040101-Big Sandy 1 | 2021-06-27 14:00 | 0 | 0 | 1.265 | 1.265 | 0 | 0 | 0 | 0 |  | 0 | 0 | 295 | OFFLINE | N | s277154 | 44378.4932
38753-MKT Actual June 2021 | 89040101-Big Sandy 1 | 2021-06-27 15:00 | 0 | 0 | 1.29 | 1.29 | 0 | 0 | 0 | 0 |  | 0 | 0 | 295 | OFFLINE | N | s277154 | 44378.4932
38753-MKT Actual June 2021 | 89040101-Big Sandy 1 | 2021-06-27 16:00 | 0 | 0 | 1.284 | 1.284 | 0 | 0 | 0 | 0 |  | 0 | 0 | 295 | OFFLINE | N | s277154 | 44378.4932
38753-MKT Actual June 2021 | 89040101-Big Sandy 1 | 2021-06-27 17:00 | 0 | 0 | 1.302 | 1.302 | 0 | 0 | 0 | 0 |  | 0 | 0 | 295 | OFFLINE | N | s277154 | 44378.4932
38753-MKT Actual June 2021 | 89040101-Big Sandy 1 | 2021-06-27 18:00 | 0 | 0 | 1.294 | 1.294 | 0 | 0 | 0 | 0 |  | 0 | 0 | 295 | OFFLINE | N | s277154 | 44378.4932
38753-MKT Actual June 2021 | 89040101-Big Sandy 1 | 2021-06-27 19:00 | 0 | 0 | 1.09 | 1.09 | 0 | 0 | 0 | 0 |  | 0 | 0 | 295 | OFFLINE | N | s277154 | 44378.4932
38753-MKT Actual June 2021 | 89040101-Big Sandy 1 | 2021-06-27 20:00 | 0 | 0 | 0.979 | 0.979 | 0 | 0 | 0 | 0 |  | 0 | 0 | 295 | OFFLINE | N | s277154 | 44378.4932
38753-MKT Actual June 2021 | 89040101-Big Sandy 1 | 2021-06-27 21:00 | 0 | 0 | 0.977 | 0.977 | 0 | 0 | 0 | 0 |  | 0 | 0 | 295 | OFFLINE | N | s277154 | 44378.4932
38753-MKT Actual June 2021 | 89040101-Big Sandy 1 | 2021-06-27 22:00 | 0 | 0 | 0.974 | 0.974 | 0 | 0 | 0 | 0 |  | 0 | 0 | 295 | OFFLINE | N | s277154 | 44378.4932
38753-MKT Actual June 2021 | 89040101-Big Sandy 1 | 2021-06-27 23:00 | 0 | 0 | 0.976 | 0.976 | 0 | 0 | 0 | 0 |  | 0 | 0 | 295 | OFFLINE | N | s277154 | 44378.4932
38753-MKT Actual June 2021 | 89040101-Big Sandy 1 | 2021-06-28 | 0 | 0 | 0.968 | 0.968 | 0 | 0 | 0 | 0 |  | 0 | 0 | 295 | OFFLINE | N | s277154 | 44378.4932
38753-MKT Actual June 2021 | 89040101-Big Sandy 1 | 2021-06-28 01:00 | 0 | 0 | 0.973 | 0.973 | 0 | 0 | 0 | 0 |  | 0 | 0 | 295 | OFFLINE | N | s277154 | 44378.4932
38753-MKT Actual June 2021 | 89040101-Big Sandy 1 | 2021-06-28 02:00 | 0 | 0 | 0.97 | 0.97 | 0 | 0 | 0 | 0 |  | 0 | 0 | 295 | OFFLINE | N | s277154 | 44378.4932
38753-MKT Actual June 2021 | 89040101-Big Sandy 1 | 2021-06-28 03:00 | 0 | 0 | 0.969 | 0.969 | 0 | 0 | 0 | 0 |  | 0 | 0 | 295 | OFFLINE | N | s277154 | 44378.4932
38753-MKT Actual June 2021 | 89040101-Big Sandy 1 | 2021-06-28 04:00 | 0 | 0 | 0.961 | 0.961 | 0 | 0 | 0 | 0 |  | 0 | 0 | 295 | OFFLINE | N | s277154 | 44378.4932
38753-MKT Actual June 2021 | 89040101-Big Sandy 1 | 2021-06-28 05:00 | 0 | 0 | 0.959 | 0.959 | 0 | 0 | 0 | 0 |  | 0 | 0 | 295 | OFFLINE | N | s277154 | 44378.4932
38753-MKT Actual June 2021 | 89040101-Big Sandy 1 | 2021-06-28 06:00 | 0 | 0 | 0.941 | 0.941 | 0 | 0 | 0 | 0 |  | 0 | 0 | 295 | OFFLINE | N | s277154 | 44378.4932
38753-MKT Actual June 2021 | 89040101-Big Sandy 1 | 2021-06-28 07:00 | 0 | 0 | 0.929 | 0.929 | 0 | 0 | 0 | 0 |  | 0 | 0 | 295 | OFFLINE | N | s277154 | 44378.4932
38753-MKT Actual June 2021 | 89040101-Big Sandy 1 | 2021-06-28 08:00 | 0 | 0 | 0.926 | 0.926 | 0 | 0 | 0 | 0 |  | 0 | 0 | 295 | OFFLINE | N | s277154 | 44378.4932
38753-MKT Actual June 2021 | 89040101-Big Sandy 1 | 2021-06-28 09:00 | 0 | 0 | 0.939 | 0.939 | 0 | 0 | 0 | 0 |  | 0 | 0 | 295 | OFFLINE | N | s277154 | 44378.4932
38753-MKT Actual June 2021 | 89040101-Big Sandy 1 | 2021-06-28 10:00 | 0 | 0 | 0.952 | 0.952 | 0 | 0 | 0 | 0 |  | 0 | 0 | 295 | OFFLINE | N | s277154 | 44378.4932
38753-MKT Actual June 2021 | 89040101-Big Sandy 1 | 2021-06-28 11:00 | 0 | 0 | 0.962 | 0.962 | 0 | 0 | 0 | 0 |  | 0 | 0 | 295 | OFFLINE | N | s277154 | 44378.4932
38753-MKT Actual June 2021 | 89040101-Big Sandy 1 | 2021-06-28 12:00 | 0 | 0 | 0.969 | 0.969 | 0 | 0 | 0 | 0 |  | 0 | 0 | 295 | OFFLINE | N | s277154 | 44378.4932
38753-MKT Actual June 2021 | 89040101-Big Sandy 1 | 2021-06-28 13:00 | 0 | 0 | 0.992 | 0.992 | 0 | 0 | 0 | 0 |  | 0 | 0 | 295 | OFFLINE | N | s277154 | 44378.4932
38753-MKT Actual June 2021 | 89040101-Big Sandy 1 | 2021-06-28 14:00 | 0 | 0 | 0.997 | 0.997 | 0 | 0 | 0 | 0 |  | 0 | 0 | 295 | OFFLINE | N | s277154 | 44378.4932
38753-MKT Actual June 2021 | 89040101-Big Sandy 1 | 2021-06-28 15:00 | 0 | 0 | 1.006 | 1.006 | 0 | 0 | 0 | 0 |  | 0 | 0 | 295 | OFFLINE | N | s277154 | 44378.4932
38753-MKT Actual June 2021 | 89040101-Big Sandy 1 | 2021-06-28 16:00 | 0 | 0 | 0.995 | 0.995 | 0 | 0 | 0 | 0 |  | 0 | 0 | 295 | OFFLINE | N | s277154 | 44378.4932
38753-MKT Actual June 2021 | 89040101-Big Sandy 1 | 2021-06-28 17:00 | 0 | 0 | 1.002 | 1.002 | 0 | 0 | 0 | 0 |  | 0 | 0 | 295 | OFFLINE | N | s277154 | 44378.4932
38753-MKT Actual June 2021 | 89040101-Big Sandy 1 | 2021-06-28 18:00 | 0 | 0 | 0.996 | 0.996 | 0 | 0 | 0 | 0 |  | 0 | 0 | 295 | OFFLINE | N | s277154 | 44378.4932
38753-MKT Actual June 2021 | 89040101-Big Sandy 1 | 2021-06-28 19:00 | 0 | 0 | 0.98 | 0.98 | 0 | 0 | 0 | 0 |  | 0 | 0 | 295 | OFFLINE | N | s277154 | 44378.4932
38753-MKT Actual June 2021 | 89040101-Big Sandy 1 | 2021-06-28 20:00 | 0 | 0 | 0.962 | 0.962 | 0 | 0 | 0 | 0 |  | 0 | 0 | 295 | OFFLINE | N | s277154 | 44378.4932
38753-MKT Actual June 2021 | 89040101-Big Sandy 1 | 2021-06-28 21:00 | 0 | 0 | 0.963 | 0.963 | 0 | 0 | 0 | 0 |  | 0 | 0 | 295 | OFFLINE | N | s277154 | 44378.4932
38753-MKT Actual June 2021 | 89040101-Big Sandy 1 | 2021-06-28 22:00 | 0 | 0 | 0.969 | 0.969 | 0 | 0 | 0 | 0 |  | 0 | 0 | 295 | OFFLINE | N | s277154 | 44378.4932
38753-MKT Actual June 2021 | 89040101-Big Sandy 1 | 2021-06-28 23:00 | 0 | 0 | 0.962 | 0.962 | 0 | 0 | 0 | 0 |  | 0 | 0 | 295 | OFFLINE | N | s277154 | 44378.4932
38753-MKT Actual June 2021 | 89040101-Big Sandy 1 | 2021-06-29 | 0 | 0 | 0.953 | 0.953 | 0 | 0 | 0 | 0 |  | 0 | 0 | 295 | OFFLINE | N | s277154 | 44378.4932
38753-MKT Actual June 2021 | 89040101-Big Sandy 1 | 2021-06-29 01:00 | 0 | 0 | 0.959 | 0.959 | 0 | 0 | 0 | 0 |  | 0 | 0 | 295 | OFFLINE | N | s277154 | 44378.4932
38753-MKT Actual June 2021 | 89040101-Big Sandy 1 | 2021-06-29 02:00 | 0 | 0 | 0.971 | 0.971 | 0 | 0 | 0 | 0 |  | 0 | 0 | 295 | OFFLINE | N | s277154 | 44378.4932
38753-MKT Actual June 2021 | 89040101-Big Sandy 1 | 2021-06-29 03:00 | 0 | 0 | 0.956 | 0.956 | 0 | 0 | 0 | 0 |  | 0 | 0 | 295 | OFFLINE | N | s277154 | 44378.4932
38753-MKT Actual June 2021 | 89040101-Big Sandy 1 | 2021-06-29 04:00 | 0 | 0 | 0.97 | 0.97 | 0 | 0 | 0 | 0 |  | 0 | 0 | 295 | OFFLINE | N | s277154 | 44378.4932
38753-MKT Actual June 2021 | 89040101-Big Sandy 1 | 2021-06-29 05:00 | 0 | 0 | 0.97 | 0.97 | 0 | 0 | 0 | 0 |  | 0 | 0 | 295 | OFFLINE | N | s277154 | 44378.4932
38753-MKT Actual June 2021 | 89040101-Big Sandy 1 | 2021-06-29 06:00 | 0 | 0 | 0.944 | 0.944 | 0 | 0 | 0 | 0 |  | 0 | 0 | 295 | OFFLINE | N | s277154 | 44378.4932
38753-MKT Actual June 2021 | 89040101-Big Sandy 1 | 2021-06-29 07:00 | 0 | 0 | 0.943 | 0.943 | 0 | 0 | 0 | 0 |  | 0 | 0 | 295 | OFFLINE | N | s277154 | 44378.4932
38753-MKT Actual June 2021 | 89040101-Big Sandy 1 | 2021-06-29 08:00 | 0 | 0 | 0.97 | 0.97 | 0 | 0 | 0 | 0 |  | 0 | 0 | 295 | OFFLINE | N | s277154 | 44378.4932
38753-MKT Actual June 2021 | 89040101-Big Sandy 1 | 2021-06-29 09:00 | 0 | 0 | 0.935 | 0.935 | 0 | 0 | 0 | 0 |  | 0 | 0 | 295 | OFFLINE | N | s277154 | 44378.4932
38753-MKT Actual June 2021 | 89040101-Big Sandy 1 | 2021-06-29 10:00 | 0 | 0 | 0.94 | 0.94 | 0 | 0 | 0 | 0 |  | 0 | 0 | 295 | OFFLINE | N | s277154 | 44378.4932
38753-MKT Actual June 2021 | 89040101-Big Sandy 1 | 2021-06-29 11:00 | 0 | 0 | 0.965 | 0.965 | 0 | 0 | 0 | 0 |  | 0 | 0 | 295 | OFFLINE | N | s277154 | 44378.4932
38753-MKT Actual June 2021 | 89040101-Big Sandy 1 | 2021-06-29 12:00 | 0 | 0 | 0.987 | 0.987 | 0 | 0 | 0 | 0 |  | 0 | 0 | 295 | OFFLINE | N | s277154 | 44378.4932
38753-MKT Actual June 2021 | 89040101-Big Sandy 1 | 2021-06-29 13:00 | 0 | 0 | 1.016 | 1.016 | 0 | 0 | 0 | 0 |  | 0 | 0 | 295 | OFFLINE | N | s277154 | 44378.4932
38753-MKT Actual June 2021 | 89040101-Big Sandy 1 | 2021-06-29 14:00 | 0 | 0 | 0.966 | 0.966 | 0 | 0 | 0 | 0 |  | 0 | 0 | 295 | OFFLINE | N | s277154 | 44378.4932
38753-MKT Actual June 2021 | 89040101-Big Sandy 1 | 2021-06-29 15:00 | 0 | 0 | 1.003 | 1.003 | 0 | 0 | 0 | 0 |  | 0 | 0 | 295 | OFFLINE | N | s277154 | 44378.4932
38753-MKT Actual June 2021 | 89040101-Big Sandy 1 | 2021-06-29 16:00 | 0 | 0 | 0.992 | 0.992 | 0 | 0 | 0 | 0 |  | 0 | 0 | 295 | OFFLINE | N | s277154 | 44378.4932
38753-MKT Actual June 2021 | 89040101-Big Sandy 1 | 2021-06-29 17:00 | 0 | 0 | 0.995 | 0.995 | 0 | 0 | 0 | 0 |  | 0 | 0 | 295 | OFFLINE | N | s277154 | 44378.4932
38753-MKT Actual June 2021 | 89040101-Big Sandy 1 | 2021-06-29 18:00 | 0 | 0 | 1.02 | 1.02 | 0 | 0 | 0 | 0 |  | 0 | 0 | 295 | OFFLINE | N | s277154 | 44378.4932
38753-MKT Actual June 2021 | 89040101-Big Sandy 1 | 2021-06-29 19:00 | 0 | 0 | 1.064 | 1.064 | 0 | 0 | 0 | 0 |  | 0 | 0 | 295 | OFFLINE | N | s277154 | 44378.4932
38753-MKT Actual June 2021 | 89040101-Big Sandy 1 | 2021-06-29 20:00 | 0 | 0 | 1.051 | 1.051 | 0 | 0 | 0 | 0 |  | 0 | 0 | 295 | OFFLINE | N | s277154 | 44378.4932
38753-MKT Actual June 2021 | 89040101-Big Sandy 1 | 2021-06-29 21:00 | 0 | 0 | 1.049 | 1.049 | 0 | 0 | 0 | 0 |  | 0 | 0 | 295 | OFFLINE | N | s277154 | 44378.4932
38753-MKT Actual June 2021 | 89040101-Big Sandy 1 | 2021-06-29 22:00 | 0 | 0 | 1.034 | 1.034 | 0 | 0 | 0 | 0 |  | 0 | 0 | 295 | OFFLINE | N | s277154 | 44378.4932
38753-MKT Actual June 2021 | 89040101-Big Sandy 1 | 2021-06-29 23:00 | 0 | 0 | 1.032 | 1.032 | 0 | 0 | 0 | 0 |  | 0 | 0 | 295 | OFFLINE | N | s277154 | 44378.4932
38753-MKT Actual June 2021 | 89040101-Big Sandy 1 | 2021-06-30 | 0 | 0 | 1.031 | 1.031 | 0 | 0 | 0 | 0 |  | 0 | 0 | 295 | OFFLINE | N | s277154 | 44378.4932
38753-MKT Actual June 2021 | 89040101-Big Sandy 1 | 2021-06-30 01:00 | 0 | 0 | 1.036 | 1.036 | 0 | 0 | 0 | 0 |  | 0 | 0 | 295 | OFFLINE | N | s277154 | 44378.4932
38753-MKT Actual June 2021 | 89040101-Big Sandy 1 | 2021-06-30 02:00 | 0 | 0 | 1.045 | 1.045 | 0 | 0 | 0 | 0 |  | 0 | 0 | 295 | OFFLINE | N | s277154 | 44378.4932
38753-MKT Actual June 2021 | 89040101-Big Sandy 1 | 2021-06-30 03:00 | 0 | 0 | 1.031 | 1.031 | 0 | 0 | 0 | 0 |  | 0 | 0 | 295 | OFFLINE | N | s277154 | 44378.4932
38753-MKT Actual June 2021 | 89040101-Big Sandy 1 | 2021-06-30 04:00 | 0 | 0 | 1.031 | 1.031 | 0 | 0 | 0 | 0 |  | 0 | 0 | 295 | OFFLINE | N | s277154 | 44378.4932
38753-MKT Actual June 2021 | 89040101-Big Sandy 1 | 2021-06-30 05:00 | 0 | 0 | 1.031 | 1.031 | 0 | 0 | 0 | 0 |  | 0 | 0 | 295 | OFFLINE | N | s277154 | 44378.4932
38753-MKT Actual June 2021 | 89040101-Big Sandy 1 | 2021-06-30 06:00 | 0 | 0 | 1.031 | 1.031 | 0 | 0 | 0 | 0 |  | 0 | 0 | 295 | OFFLINE | N | s277154 | 44378.4932
38753-MKT Actual June 2021 | 89040101-Big Sandy 1 | 2021-06-30 07:00 | 0 | 0 | 1.031 | 1.031 | 0 | 0 | 0 | 0 |  | 0 | 0 | 295 | OFFLINE | N | s277154 | 44378.4932
38753-MKT Actual June 2021 | 89040101-Big Sandy 1 | 2021-06-30 08:00 | 0 | 0 | 1.004 | 1.004 | 0 | 0 | 0 | 0 |  | 0 | 0 | 295 | OFFLINE | N | s277154 | 44378.4932
38753-MKT Actual June 2021 | 89040101-Big Sandy 1 | 2021-06-30 09:00 | 0 | 0 | 1.032 | 1.032 | 0 | 0 | 0 | 0 |  | 0 | 0 | 295 | OFFLINE | N | s277154 | 44378.4932
38753-MKT Actual June 2021 | 89040101-Big Sandy 1 | 2021-06-30 10:00 | 0 | 0 | 1.012 | 1.012 | 0 | 0 | 0 | 0 |  | 0 | 0 | 295 | OFFLINE | N | s277154 | 44378.4932
38753-MKT Actual June 2021 | 89040101-Big Sandy 1 | 2021-06-30 11:00 | 0 | 0 | 1.031 | 1.031 | 0 | 0 | 0 | 0 |  | 0 | 0 | 295 | OFFLINE | N | s277154 | 44378.4932
38753-MKT Actual June 2021 | 89040101-Big Sandy 1 | 2021-06-30 12:00 | 0 | 0 | 1.056 | 1.056 | 0 | 0 | 0 | 0 |  | 0 | 0 | 295 | OFFLINE | N | s277154 | 44378.4932
38753-MKT Actual June 2021 | 89040101-Big Sandy 1 | 2021-06-30 13:00 | 0 | 0 | 1.07 | 1.07 | 0 | 0 | 0 | 0 |  | 0 | 0 | 295 | OFFLINE | N | s277154 | 44378.4932
38753-MKT Actual June 2021 | 89040101-Big Sandy 1 | 2021-06-30 14:00 | 0 | 0 | 1.039 | 1.039 | 0 | 0 | 0 | 0 |  | 0 | 0 | 295 | OFFLINE | N | s277154 | 44378.4932
38753-MKT Actual June 2021 | 89040101-Big Sandy 1 | 2021-06-30 15:00 | 0 | 0 | 1.032 | 1.032 | 0 | 0 | 0 | 0 |  | 0 | 0 | 295 | OFFLINE | N | s277154 | 44378.4932
38753-MKT Actual June 2021 | 89040101-Big Sandy 1 | 2021-06-30 16:00 | 0 | 0 | 1.043 | 1.043 | 0 | 0 | 0 | 0 |  | 0 | 0 | 295 | OFFLINE | N | s277154 | 44378.4932
38753-MKT Actual June 2021 | 89040101-Big Sandy 1 | 2021-06-30 17:00 | 0 | 0 | 1.026 | 1.026 | 0 | 0 | 0 | 0 |  | 0 | 0 | 295 | OFFLINE | N | s277154 | 44378.4932
38753-MKT Actual June 2021 | 89040101-Big Sandy 1 | 2021-06-30 18:00 | 0 | 0 | 1.009 | 1.009 | 0 | 0 | 0 | 0 |  | 0 | 0 | 295 | OFFLINE | N | s277154 | 44378.4932
38753-MKT Actual June 2021 | 89040101-Big Sandy 1 | 2021-06-30 19:00 | 0 | 0 | 1.021 | 1.021 | 0 | 0 | 0 | 0 |  | 0 | 0 | 295 | OFFLINE | N | s277154 | 44378.4932
38753-MKT Actual June 2021 | 89040101-Big Sandy 1 | 2021-06-30 20:00 | 0 | 0 | 1.021 | 1.021 | 0 | 0 | 0 | 0 |  | 0 | 0 | 295 | OFFLINE | N | s277154 | 44378.4932
38753-MKT Actual June 2021 | 89040101-Big Sandy 1 | 2021-06-30 21:00 | 0 | 0 | 1.026 | 1.026 | 0 | 0 | 0 | 0 |  | 0 | 0 | 295 | OFFLINE | N | s277154 | 44378.4932
38753-MKT Actual June 2021 | 89040101-Big Sandy 1 | 2021-06-30 22:00 | 0 | 0 | 1.027 | 1.027 | 0 | 0 | 0 | 0 |  | 0 | 0 | 295 | OFFLINE | N | s277154 | 44378.4932
38753-MKT Actual June 2021 | 89040101-Big Sandy 1 | 2021-06-30 23:00 | 0 | 0 | 1.025 | 1.025 | 0 | 0 | 0 | 0 |  | 0 | 0 | 295 | OFFLINE | N | s277154 | 44378.4932
38753-MKT Actual June 2021 | 89040101-Big Sandy 1 | 2021-07-01 | 0 | 0 | 1.024 | 1.024 | 0 | 0 | 0 | 0 |  | 0 | 0 | 295 | OFFLINE | N | s277154 | 44378.4932
38753-MKT Actual June 2021 | ML1KP-Mitchell 1 KP | 2021-06-01 01:00 | 0 | 0 | 3.16 | 3.16 | 0 | 0 | 0 | 0 |  | 0 | 0 | 774 | OFFLINE | N | s006203 | 44369.4436
38753-MKT Actual June 2021 | ML1KP-Mitchell 1 KP | 2021-06-01 02:00 | 0 | 0 | 3.25 | 3.25 | 0 | 0 | 0 | 0 |  | 0 | 0 | 774 | OFFLINE | N | s277154 | 44378.4916
38753-MKT Actual June 2021 | ML1KP-Mitchell 1 KP | 2021-06-01 03:00 | 0 | 0 | 3.189 | 3.189 | 0 | 0 | 0 | 0 |  | 0 | 0 | 774 | OFFLINE | N | s277154 | 44378.4916
38753-MKT Actual June 2021 | ML1KP-Mitchell 1 KP | 2021-06-01 04:00 | 0 | 0 | 3.186 | 3.186 | 0 | 0 | 0 | 0 |  | 0 | 0 | 774 | OFFLINE | N | s277154 | 44378.4916
38753-MKT Actual June 2021 | ML1KP-Mitchell 1 KP | 2021-06-01 05:00 | 0 | 0 | 3.22 | 3.22 | 0 | 0 | 0 | 0 |  | 0 | 0 | 774 | OFFLINE | N | s277154 | 44378.4916
38753-MKT Actual June 2021 | ML1KP-Mitchell 1 KP | 2021-06-01 06:00 | 0 | 0 | 3.183 | 3.183 | 0 | 0 | 0 | 0 |  | 0 | 0 | 774 | OFFLINE | N | s277154 | 44378.4916
38753-MKT Actual June 2021 | ML1KP-Mitchell 1 KP | 2021-06-01 07:00 | 0 | 0 | 3.075 | 3.075 | 0 | 0 | 0 | 0 |  | 0 | 0 | 774 | OFFLINE | N | s277154 | 44378.4916
38753-MKT Actual June 2021 | ML1KP-Mitchell 1 KP | 2021-06-01 08:00 | 0 | 0 | 3.27 | 3.27 | 0 | 0 | 0 | 0 |  | 0 | 0 | 774 | OFFLINE | N | s277154 | 44378.4916
38753-MKT Actual June 2021 | ML1KP-Mitchell 1 KP | 2021-06-01 09:00 | 0 | 0 | 3.555 | 3.555 | 0 | 0 | 0 | 0 |  | 0 | 0 | 774 | OFFLINE | N | s277154 | 44378.4916
38753-MKT Actual June 2021 | ML1KP-Mitchell 1 KP | 2021-06-01 10:00 | 0 | 0 | 3.438 | 3.438 | 0 | 0 | 0 | 0 |  | 0 | 0 | 774 | OFFLINE | N | s277154 | 44378.4916
38753-MKT Actual June 2021 | ML1KP-Mitchell 1 KP | 2021-06-01 11:00 | 0 | 0 | 3.558 | 3.558 | 0 | 0 | 0 | 0 |  | 0 | 0 | 774 | OFFLINE | N | s277154 | 44378.4916
38753-MKT Actual June 2021 | ML1KP-Mitchell 1 KP | 2021-06-01 12:00 | 0 | 0 | 3.243 | 3.243 | 0 | 0 | 0 | 0 |  | 0 | 0 | 774 | OFFLINE | N | s277154 | 44378.4916
38753-MKT Actual June 2021 | ML1KP-Mitchell 1 KP | 2021-06-01 13:00 | 0 | 0 | 3.189 | 3.189 | 0 | 0 | 0 | 0 |  | 0 | 0 | 774 | OFFLINE | N | s277154 | 44378.4916
38753-MKT Actual June 2021 | ML1KP-Mitchell 1 KP | 2021-06-01 14:00 | 0 | 0 | 3.119 | 3.119 | 0 | 0 | 0 | 0 |  | 0 | 0 | 774 | OFFLINE | N | s277154 | 44378.4916
38753-MKT Actual June 2021 | ML1KP-Mitchell 1 KP | 2021-06-01 15:00 | 0 | 0 | 3.194 | 3.194 | 0 | 0 | 0 | 0 |  | 0 | 0 | 774 | OFFLINE | N | s277154 | 44378.4916
38753-MKT Actual June 2021 | ML1KP-Mitchell 1 KP | 2021-06-01 16:00 | 0 | 0 | 3.235 | 3.235 | 0 | 0 | 0 | 0 |  | 0 | 0 | 774 | OFFLINE | N | s277154 | 44378.4916
38753-MKT Actual June 2021 | ML1KP-Mitchell 1 KP | 2021-06-01 17:00 | 0 | 0 | 3.17 | 3.17 | 0 | 0 | 0 | 0 |  | 0 | 0 | 774 | OFFLINE | N | s277154 | 44378.4916
38753-MKT Actual June 2021 | ML1KP-Mitchell 1 KP | 2021-06-01 18:00 | 0 | 0 | 3.148 | 3.148 | 0 | 0 | 0 | 0 |  | 0 | 0 | 774 | OFFLINE | N | s277154 | 44378.4916
38753-MKT Actual June 2021 | ML1KP-Mitchell 1 KP | 2021-06-01 19:00 | 0 | 0 | 3.025 | 3.025 | 0 | 0 | 0 | 0 |  | 0 | 0 | 774 | OFFLINE | N | s277154 | 44378.4916
38753-MKT Actual June 2021 | ML1KP-Mitchell 1 KP | 2021-06-01 20:00 | 0 | 0 | 3.035 | 3.035 | 0 | 0 | 0 | 0 |  | 0 | 0 | 774 | OFFLINE | N | s277154 | 44378.4916
38753-MKT Actual June 2021 | ML1KP-Mitchell 1 KP | 2021-06-01 21:00 | 0 | 0 | 3.116 | 3.116 | 0 | 0 | 0 | 0 |  | 0 | 0 | 774 | OFFLINE | N | s277154 | 44378.4916
38753-MKT Actual June 2021 | ML1KP-Mitchell 1 KP | 2021-06-01 22:00 | 0 | 0 | 3.169 | 3.169 | 0 | 0 | 0 | 0 |  | 0 | 0 | 774 | OFFLINE | N | s277154 | 44378.4916
38753-MKT Actual June 2021 | ML1KP-Mitchell 1 KP | 2021-06-01 23:00 | 0 | 0 | 3.151 | 3.151 | 0 | 0 | 0 | 0 |  | 0 | 0 | 774 | OFFLINE | N | s277154 | 44378.4916
38753-MKT Actual June 2021 | ML1KP-Mitchell 1 KP | 2021-06-02 | 0 | 0 | 3.093 | 3.093 | 0 | 0 | 0 | 0 |  | 0 | 0 | 774 | OFFLINE | N | s277154 | 44378.4916
38753-MKT Actual June 2021 | ML1KP-Mitchell 1 KP | 2021-06-02 01:00 | 0 | 0 | 3.114 | 3.114 | 0 | 0 | 0 | 0 |  | 0 | 0 | 774 | OFFLINE | N | s277154 | 44378.4916
38753-MKT Actual June 2021 | ML1KP-Mitchell 1 KP | 2021-06-02 02:00 | 0 | 0 | 3.168 | 3.168 | 0 | 0 | 0 | 0 |  | 0 | 0 | 774 | OFFLINE | N | s277154 | 44378.4916
38753-MKT Actual June 2021 | ML1KP-Mitchell 1 KP | 2021-06-02 03:00 | 0 | 0 | 3.176 | 3.176 | 0 | 0 | 0 | 0 |  | 0 | 0 | 774 | OFFLINE | N | s277154 | 44378.4916
38753-MKT Actual June 2021 | ML1KP-Mitchell 1 KP | 2021-06-02 04:00 | 0 | 0 | 3.089 | 3.089 | 0 | 0 | 0 | 0 |  | 0 | 0 | 774 | OFFLINE | N | s277154 | 44378.4916
38753-MKT Actual June 2021 | ML1KP-Mitchell 1 KP | 2021-06-02 05:00 | 0 | 0 | 3.118 | 3.118 | 0 | 0 | 0 | 0 |  | 0 | 0 | 774 | OFFLINE | N | s277154 | 44378.4916
38753-MKT Actual June 2021 | ML1KP-Mitchell 1 KP | 2021-06-02 06:00 | 0 | 0 | 3.133 | 3.133 | 0 | 0 | 0 | 0 |  | 0 | 0 | 774 | OFFLINE | N | s277154 | 44378.4916
38753-MKT Actual June 2021 | ML1KP-Mitchell 1 KP | 2021-06-02 07:00 | 0 | 0 | 3.051 | 3.051 | 0 | 0 | 0 | 0 |  | 0 | 0 | 774 | OFFLINE | N | s277154 | 44378.4916
38753-MKT Actual June 2021 | ML1KP-Mitchell 1 KP | 2021-06-02 08:00 | 0 | 0 | 3.066 | 3.066 | 0 | 0 | 0 | 0 |  | 0 | 0 | 774 | OFFLINE | N | s277154 | 44378.4916
38753-MKT Actual June 2021 | ML1KP-Mitchell 1 KP | 2021-06-02 09:00 | 0 | 0 | 2.979 | 2.979 | 0 | 0 | 0 | 0 |  | 0 | 0 | 774 | OFFLINE | N | s277154 | 44378.4916
38753-MKT Actual June 2021 | ML1KP-Mitchell 1 KP | 2021-06-02 10:00 | 0 | 0 | 2.984 | 2.984 | 0 | 0 | 0 | 0 |  | 0 | 0 | 774 | OFFLINE | N | s277154 | 44378.4916
38753-MKT Actual June 2021 | ML1KP-Mitchell 1 KP | 2021-06-02 11:00 | 0 | 0 | 2.946 | 2.946 | 0 | 0 | 0 | 0 |  | 0 | 0 | 774 | OFFLINE | N | s277154 | 44378.4916
38753-MKT Actual June 2021 | ML1KP-Mitchell 1 KP | 2021-06-02 12:00 | 0 | 0 | 2.944 | 2.944 | 0 | 0 | 0 | 0 |  | 0 | 0 | 774 | OFFLINE | N | s277154 | 44378.4916
38753-MKT Actual June 2021 | ML1KP-Mitchell 1 KP | 2021-06-02 13:00 | 0 | 0 | 3.005 | 3.005 | 0 | 0 | 0 | 0 |  | 0 | 0 | 774 | OFFLINE | N | s277154 | 44378.4916
38753-MKT Actual June 2021 | ML1KP-Mitchell 1 KP | 2021-06-02 14:00 | 0 | 0 | 3.058 | 3.058 | 0 | 0 | 0 | 0 |  | 0 | 0 | 774 | OFFLINE | N | s277154 | 44378.4916
38753-MKT Actual June 2021 | ML1KP-Mitchell 1 KP | 2021-06-02 15:00 | 0 | 0 | 3.235 | 3.235 | 0 | 0 | 0 | 0 |  | 0 | 0 | 774 | OFFLINE | N | s277154 | 44378.4916
38753-MKT Actual June 2021 | ML1KP-Mitchell 1 KP | 2021-06-02 16:00 | 0 | 0 | 2.97 | 2.97 | 0 | 0 | 0 | 0 |  | 0 | 0 | 774 | OFFLINE | N | s277154 | 44378.4916
38753-MKT Actual June 2021 | ML1KP-Mitchell 1 KP | 2021-06-02 17:00 | 0 | 0 | 2.966 | 2.966 | 0 | 0 | 0 | 0 |  | 0 | 0 | 774 | OFFLINE | N | s277154 | 44378.4916
38753-MKT Actual June 2021 | ML1KP-Mitchell 1 KP | 2021-06-02 18:00 | 0 | 0 | 3.045 | 3.045 | 0 | 0 | 0 | 0 |  | 0 | 0 | 774 | OFFLINE | N | s277154 | 44378.4916
38753-MKT Actual June 2021 | ML1KP-Mitchell 1 KP | 2021-06-02 19:00 | 0 | 0 | 2.951 | 2.951 | 0 | 0 | 0 | 0 |  | 0 | 0 | 774 | OFFLINE | N | s277154 | 44378.4916
38753-MKT Actual June 2021 | ML1KP-Mitchell 1 KP | 2021-06-02 20:00 | 0 | 0 | 2.953 | 2.953 | 0 | 0 | 0 | 0 |  | 0 | 0 | 774 | OFFLINE | N | s277154 | 44378.4916
38753-MKT Actual June 2021 | ML1KP-Mitchell 1 KP | 2021-06-02 21:00 | 0 | 0 | 3.037 | 3.037 | 0 | 0 | 0 | 0 |  | 0 | 0 | 774 | OFFLINE | N | s277154 | 44378.4916
38753-MKT Actual June 2021 | ML1KP-Mitchell 1 KP | 2021-06-02 22:00 | 0 | 0 | 3.063 | 3.063 | 0 | 0 | 0 | 0 |  | 0 | 0 | 774 | OFFLINE | N | s277154 | 44378.4916
38753-MKT Actual June 2021 | ML1KP-Mitchell 1 KP | 2021-06-02 23:00 | 0 | 0 | 3.038 | 3.038 | 0 | 0 | 0 | 0 |  | 0 | 0 | 774 | OFFLINE | N | s277154 | 44378.4916
38753-MKT Actual June 2021 | ML1KP-Mitchell 1 KP | 2021-06-03 | 0 | 0 | 3.002 | 3.002 | 0 | 0 | 0 | 0 |  | 0 | 0 | 774 | OFFLINE | N | s277154 | 44378.4916
38753-MKT Actual June 2021 | ML1KP-Mitchell 1 KP | 2021-06-03 01:00 | 0 | 0 | 3.016 | 3.016 | 0 | 0 | 0 | 0 |  | 0 | 0 | 774 | OFFLINE | N | s277154 | 44378.4916
38753-MKT Actual June 2021 | ML1KP-Mitchell 1 KP | 2021-06-03 02:00 | 0 | 0 | 3.049 | 3.049 | 0 | 0 | 0 | 0 |  | 0 | 0 | 774 | OFFLINE | N | s277154 | 44378.4916
38753-MKT Actual June 2021 | ML1KP-Mitchell 1 KP | 2021-06-03 03:00 | 0 | 0 | 3.094 | 3.094 | 0 | 0 | 0 | 0 |  | 0 | 0 | 774 | OFFLINE | N | s277154 | 44378.4916
38753-MKT Actual June 2021 | ML1KP-Mitchell 1 KP | 2021-06-03 04:00 | 0 | 0 | 3.031 | 3.031 | 0 | 0 | 0 | 0 |  | 0 | 0 | 774 | OFFLINE | N | s277154 | 44378.4916
38753-MKT Actual June 2021 | ML1KP-Mitchell 1 KP | 2021-06-03 05:00 | 0 | 0 | 3.075 | 3.075 | 0 | 0 | 0 | 0 |  | 0 | 0 | 774 | OFFLINE | N | s277154 | 44378.4916
38753-MKT Actual June 2021 | ML1KP-Mitchell 1 KP | 2021-06-03 06:00 | 0 | 0 | 3.031 | 3.031 | 0 | 0 | 0 | 0 |  | 0 | 0 | 774 | OFFLINE | N | s277154 | 44378.4916
38753-MKT Actual June 2021 | ML1KP-Mitchell 1 KP | 2021-06-03 07:00 | 0 | 0 | 2.965 | 2.965 | 0 | 0 | 0 | 0 |  | 0 | 0 | 774 | OFFLINE | N | s277154 | 44378.4916
38753-MKT Actual June 2021 | ML1KP-Mitchell 1 KP | 2021-06-03 08:00 | 0 | 0 | 2.96 | 2.96 | 0 | 0 | 0 | 0 |  | 0 | 0 | 774 | OFFLINE | N | s277154 | 44378.4916
38753-MKT Actual June 2021 | ML1KP-Mitchell 1 KP | 2021-06-03 09:00 | 0 | 0 | 3.035 | 3.035 | 0 | 0 | 0 | 0 |  | 0 | 0 | 774 | OFFLINE | N | s277154 | 44378.4916
38753-MKT Actual June 2021 | ML1KP-Mitchell 1 KP | 2021-06-03 10:00 | 0 | 0 | 3.112 | 3.112 | 0 | 0 | 0 | 0 |  | 0 | 0 | 774 | OFFLINE | N | s277154 | 44378.4916
38753-MKT Actual June 2021 | ML1KP-Mitchell 1 KP | 2021-06-03 11:00 | 0 | 0 | 3.092 | 3.092 | 0 | 0 | 0 | 0 |  | 0 | 0 | 774 | OFFLINE | N | s277154 | 44378.4916
38753-MKT Actual June 2021 | ML1KP-Mitchell 1 KP | 2021-06-03 12:00 | 0 | 0 | 3.013 | 3.013 | 0 | 0 | 0 | 0 |  | 0 | 0 | 774 | OFFLINE | N | s277154 | 44378.4916
38753-MKT Actual June 2021 | ML1KP-Mitchell 1 KP | 2021-06-03 13:00 | 0 | 0 | 3.159 | 3.159 | 0 | 0 | 0 | 0 |  | 0 | 0 | 774 | OFFLINE | N | s277154 | 44378.4916
38753-MKT Actual June 2021 | ML1KP-Mitchell 1 KP | 2021-06-03 14:00 | 0 | 0 | 3.227 | 3.227 | 0 | 0 | 0 | 0 |  | 0 | 0 | 774 | OFFLINE | N | s277154 | 44378.4916
38753-MKT Actual June 2021 | ML1KP-Mitchell 1 KP | 2021-06-03 15:00 | 0 | 0 | 3.525 | 3.525 | 0 | 0 | 0 | 0 |  | 0 | 0 | 774 | OFFLINE | N | s277154 | 44378.4916
38753-MKT Actual June 2021 | ML1KP-Mitchell 1 KP | 2021-06-03 16:00 | 0 | 0 | 3.658 | 3.658 | 0 | 0 | 0 | 0 |  | 0 | 0 | 774 | OFFLINE | N | s277154 | 44378.4916
38753-MKT Actual June 2021 | ML1KP-Mitchell 1 KP | 2021-06-03 17:00 | 0 | 0 | 3.604 | 3.604 | 0 | 0 | 0 | 0 |  | 0 | 0 | 774 | OFFLINE | N | s277154 | 44378.4916
38753-MKT Actual June 2021 | ML1KP-Mitchell 1 KP | 2021-06-03 18:00 | 0 | 0 | 3.595 | 3.595 | 0 | 0 | 0 | 0 |  | 0 | 0 | 774 | OFFLINE | N | s277154 | 44378.4916
38753-MKT Actual June 2021 | ML1KP-Mitchell 1 KP | 2021-06-03 19:00 | 0 | 0 | 3.565 | 3.565 | 0 | 0 | 0 | 0 |  | 0 | 0 | 774 | OFFLINE | N | s277154 | 44378.4916
38753-MKT Actual June 2021 | ML1KP-Mitchell 1 KP | 2021-06-03 20:00 | 0 | 0 | 3.477 | 3.477 | 0 | 0 | 0 | 0 |  | 0 | 0 | 774 | OFFLINE | N | s277154 | 44378.4916
38753-MKT Actual June 2021 | ML1KP-Mitchell 1 KP | 2021-06-03 21:00 | 0 | 0 | 3.446 | 3.446 | 0 | 0 | 0 | 0 |  | 0 | 0 | 774 | OFFLINE | N | s277154 | 44378.4916
38753-MKT Actual June 2021 | ML1KP-Mitchell 1 KP | 2021-06-03 22:00 | 0 | 0 | 3.595 | 3.595 | 0 | 0 | 0 | 0 |  | 0 | 0 | 774 | OFFLINE | N | s277154 | 44378.4916
38753-MKT Actual June 2021 | ML1KP-Mitchell 1 KP | 2021-06-03 23:00 | 0 | 0 | 3.672 | 3.672 | 0 | 0 | 0 | 0 |  | 0 | 0 | 774 | OFFLINE | N | s277154 | 44378.4916
38753-MKT Actual June 2021 | ML1KP-Mitchell 1 KP | 2021-06-04 | 0 | 0 | 3.655 | 3.655 | 0 | 0 | 0 | 0 |  | 0 | 0 | 774 | OFFLINE | N | s277154 | 44378.4916
38753-MKT Actual June 2021 | ML1KP-Mitchell 1 KP | 2021-06-04 01:00 | 0 | 0 | 3.561 | 3.561 | 0 | 0 | 0 | 0 |  | 0 | 0 | 774 | OFFLINE | N | s277154 | 44378.4916
38753-MKT Actual June 2021 | ML1KP-Mitchell 1 KP | 2021-06-04 02:00 | 0 | 0 | 3.543 | 3.543 | 0 | 0 | 0 | 0 |  | 0 | 0 | 774 | OFFLINE | N | s277154 | 44378.4916
38753-MKT Actual June 2021 | ML1KP-Mitchell 1 KP | 2021-06-04 03:00 | 0 | 0 | 3.526 | 3.526 | 0 | 0 | 0 | 0 |  | 0 | 0 | 774 | OFFLINE | N | s277154 | 44378.4916
38753-MKT Actual June 2021 | ML1KP-Mitchell 1 KP | 2021-06-04 04:00 | 0 | 0 | 3.585 | 3.585 | 0 | 0 | 0 | 0 |  | 0 | 0 | 774 | OFFLINE | N | s277154 | 44378.4916
38753-MKT Actual June 2021 | ML1KP-Mitchell 1 KP | 2021-06-04 05:00 | 0 | 0 | 3.62 | 3.62 | 0 | 0 | 0 | 0 |  | 0 | 0 | 774 | OFFLINE | N | s277154 | 44378.4916
38753-MKT Actual June 2021 | ML1KP-Mitchell 1 KP | 2021-06-04 06:00 | 0 | 0 | 3.59 | 3.59 | 0 | 0 | 0 | 0 |  | 0 | 0 | 774 | OFFLINE | N | s277154 | 44378.4916
38753-MKT Actual June 2021 | ML1KP-Mitchell 1 KP | 2021-06-04 07:00 | 0 | 0 | 3.421 | 3.421 | 0 | 0 | 0 | 0 |  | 0 | 0 | 774 | OFFLINE | N | s277154 | 44378.4916
38753-MKT Actual June 2021 | ML1KP-Mitchell 1 KP | 2021-06-04 08:00 | 0 | 0 | 3.428 | 3.428 | 0 | 0 | 0 | 0 |  | 0 | 0 | 774 | OFFLINE | N | s277154 | 44378.4916
38753-MKT Actual June 2021 | ML1KP-Mitchell 1 KP | 2021-06-04 09:00 | 0 | 0 | 3.466 | 3.466 | 0 | 0 | 0 | 0 |  | 0 | 0 | 774 | OFFLINE | N | s277154 | 44378.4916
38753-MKT Actual June 2021 | ML1KP-Mitchell 1 KP | 2021-06-04 10:00 | 0 | 0 | 3.607 | 3.607 | 0 | 0 | 0 | 0 |  | 0 | 0 | 774 | OFFLINE | N | s277154 | 44378.4916
38753-MKT Actual June 2021 | ML1KP-Mitchell 1 KP | 2021-06-04 11:00 | 0 | 0 | 3.609 | 3.609 | 0 | 0 | 0 | 0 |  | 0 | 0 | 774 | OFFLINE | N | s277154 | 44378.4916
38753-MKT Actual June 2021 | ML1KP-Mitchell 1 KP | 2021-06-04 12:00 | 0 | 0 | 3.516 | 3.516 | 0 | 0 | 0 | 0 |  | 0 | 0 | 774 | OFFLINE | N | s277154 | 44378.4916
38753-MKT Actual June 2021 | ML1KP-Mitchell 1 KP | 2021-06-04 13:00 | 0 | 0 | 3.545 | 3.545 | 0 | 0 | 0 | 0 |  | 0 | 0 | 774 | OFFLINE | N | s277154 | 44378.4916
38753-MKT Actual June 2021 | ML1KP-Mitchell 1 KP | 2021-06-04 14:00 | 0 | 0 | 3.566 | 3.566 | 0 | 0 | 0 | 0 |  | 0 | 0 | 774 | OFFLINE | N | s277154 | 44378.4916
38753-MKT Actual June 2021 | ML1KP-Mitchell 1 KP | 2021-06-04 15:00 | 0 | 0 | 3.536 | 3.536 | 0 | 0 | 0 | 0 |  | 0 | 0 | 774 | OFFLINE | N | s277154 | 44378.4916
38753-MKT Actual June 2021 | ML1KP-Mitchell 1 KP | 2021-06-04 16:00 | 0 | 0 | 3.479 | 3.479 | 0 | 0 | 0 | 0 |  | 0 | 0 | 774 | OFFLINE | N | s277154 | 44378.4916
38753-MKT Actual June 2021 | ML1KP-Mitchell 1 KP | 2021-06-04 17:00 | 0 | 0 | 3.691 | 3.691 | 0 | 0 | 0 | 0 |  | 0 | 0 | 774 | OFFLINE | N | s277154 | 44378.4916
38753-MKT Actual June 2021 | ML1KP-Mitchell 1 KP | 2021-06-04 18:00 | 0 | 0 | 3.684 | 3.684 | 0 | 0 | 0 | 0 |  | 0 | 0 | 774 | OFFLINE | N | s277154 | 44378.4916
38753-MKT Actual June 2021 | ML1KP-Mitchell 1 KP | 2021-06-04 19:00 | 0 | 0 | 3.569 | 3.569 | 0 | 0 | 0 | 0 |  | 0 | 0 | 774 | OFFLINE | N | s277154 | 44378.4916
38753-MKT Actual June 2021 | ML1KP-Mitchell 1 KP | 2021-06-04 20:00 | 0 | 0 | 3.567 | 3.567 | 0 | 0 | 0 | 0 |  | 0 | 0 | 774 | OFFLINE | N | s277154 | 44378.4916
38753-MKT Actual June 2021 | ML1KP-Mitchell 1 KP | 2021-06-04 21:00 | 0 | 0 | 3.702 | 3.702 | 0 | 0 | 0 | 0 |  | 0 | 0 | 774 | OFFLINE | N | s277154 | 44378.4916
38753-MKT Actual June 2021 | ML1KP-Mitchell 1 KP | 2021-06-04 22:00 | 0 | 0 | 3.806 | 3.806 | 0 | 0 | 0 | 0 |  | 0 | 0 | 774 | OFFLINE | N | s277154 | 44378.4916
38753-MKT Actual June 2021 | ML1KP-Mitchell 1 KP | 2021-06-04 23:00 | 0 | 0 | 3.81 | 3.81 | 0 | 0 | 0 | 0 |  | 0 | 0 | 774 | OFFLINE | N | s277154 | 44378.4916
38753-MKT Actual June 2021 | ML1KP-Mitchell 1 KP | 2021-06-05 | 0 | 0 | 3.795 | 3.795 | 0 | 0 | 0 | 0 |  | 0 | 0 | 774 | OFFLINE | N | s277154 | 44378.4916
38753-MKT Actual June 2021 | ML1KP-Mitchell 1 KP | 2021-06-05 01:00 | 0 | 0 | 3.835 | 3.835 | 0 | 0 | 0 | 0 |  | 0 | 0 | 774 | OFFLINE | N | s277154 | 44378.4916
38753-MKT Actual June 2021 | ML1KP-Mitchell 1 KP | 2021-06-05 02:00 | 0 | 0 | 3.829 | 3.829 | 0 | 0 | 0 | 0 |  | 0 | 0 | 774 | OFFLINE | N | s277154 | 44378.4916
38753-MKT Actual June 2021 | ML1KP-Mitchell 1 KP | 2021-06-05 03:00 | 0 | 0 | 3.873 | 3.873 | 0 | 0 | 0 | 0 |  | 0 | 0 | 774 | OFFLINE | N | s277154 | 44378.4916
38753-MKT Actual June 2021 | ML1KP-Mitchell 1 KP | 2021-06-05 04:00 | 0 | 0 | 3.898 | 3.898 | 0 | 0 | 0 | 0 |  | 0 | 0 | 774 | OFFLINE | N | s277154 | 44378.4916
38753-MKT Actual June 2021 | ML1KP-Mitchell 1 KP | 2021-06-05 05:00 | 0 | 0 | 5.528 | 5.528 | 0 | 0 | 0 | 0 |  | 0 | 0 | 774 | OFFLINE | N | s277154 | 44378.4916
38753-MKT Actual June 2021 | ML1KP-Mitchell 1 KP | 2021-06-05 06:00 | 0 | 0 | 5.53 | 5.53 | 0 | 0 | 0 | 0 |  | 0 | 0 | 774 | OFFLINE | N | s277154 | 44378.4916
38753-MKT Actual June 2021 | ML1KP-Mitchell 1 KP | 2021-06-05 07:00 | 0 | 0 | 5.378 | 5.378 | 0 | 0 | 0 | 0 |  | 0 | 0 | 774 | OFFLINE | N | s277154 | 44378.4916
38753-MKT Actual June 2021 | ML1KP-Mitchell 1 KP | 2021-06-05 08:00 | 0 | 0 | 5.356 | 5.356 | 0 | 0 | 0 | 0 |  | 0 | 0 | 774 | OFFLINE | N | s277154 | 44378.4916
38753-MKT Actual June 2021 | ML1KP-Mitchell 1 KP | 2021-06-05 09:00 | 0 | 0 | 5.479 | 5.479 | 0 | 0 | 0 | 0 |  | 0 | 0 | 774 | OFFLINE | N | s277154 | 44378.4916
38753-MKT Actual June 2021 | ML1KP-Mitchell 1 KP | 2021-06-05 10:00 | 0 | 0 | 5.564 | 5.564 | 0 | 0 | 0 | 0 |  | 0 | 0 | 774 | OFFLINE | N | s277154 | 44378.4916
38753-MKT Actual June 2021 | ML1KP-Mitchell 1 KP | 2021-06-05 11:00 | 0 | 0 | 5.519 | 5.519 | 0 | 0 | 0 | 0 |  | 0 | 0 | 774 | OFFLINE | N | s277154 | 44378.4916
38753-MKT Actual June 2021 | ML1KP-Mitchell 1 KP | 2021-06-05 12:00 | 0 | 0 | 5.454 | 5.454 | 0 | 0 | 0 | 0 |  | 0 | 0 | 774 | OFFLINE | N | s277154 | 44378.4916
38753-MKT Actual June 2021 | ML1KP-Mitchell 1 KP | 2021-06-05 13:00 | 0 | 0 | 5.466 | 5.466 | 0 | 0 | 0 | 0 |  | 0 | 0 | 774 | OFFLINE | N | s277154 | 44378.4916
38753-MKT Actual June 2021 | ML1KP-Mitchell 1 KP | 2021-06-05 14:00 | 0 | 0 | 5.777 | 5.777 | 0 | 0 | 0 | 0 |  | 0 | 0 | 774 | OFFLINE | N | s277154 | 44378.4916
38753-MKT Actual June 2021 | ML1KP-Mitchell 1 KP | 2021-06-05 15:00 | 0 | 0 | 8.601 | 8.601 | 0 | 0 | 0 | 0 |  | 0 | 0 | 774 | OFFLINE | N | s277154 | 44378.4916
38753-MKT Actual June 2021 | ML1KP-Mitchell 1 KP | 2021-06-05 16:00 | 0 | 0 | 8.56 | 8.56 | 0 | 0 | 0 | 0 |  | 0 | 0 | 774 | OFFLINE | N | s277154 | 44378.4916
38753-MKT Actual June 2021 | ML1KP-Mitchell 1 KP | 2021-06-05 17:00 | 0 | 0 | 8.643 | 8.643 | 0 | 0 | 0 | 0 |  | 0 | 0 | 774 | OFFLINE | N | s277154 | 44378.4916
38753-MKT Actual June 2021 | ML1KP-Mitchell 1 KP | 2021-06-05 18:00 | 0 | 0 | 8.747 | 8.747 | 0 | 0 | 0 | 0 |  | 0 | 0 | 774 | OFFLINE | N | s277154 | 44378.4916
38753-MKT Actual June 2021 | ML1KP-Mitchell 1 KP | 2021-06-05 19:00 | 0 | 0 | 8.716 | 8.716 | 0 | 0 | 0 | 0 |  | 0 | 0 | 774 | OFFLINE | N | s277154 | 44378.4916
38753-MKT Actual June 2021 | ML1KP-Mitchell 1 KP | 2021-06-05 20:00 | 0 | 0 | 8.795 | 8.795 | 0 | 0 | 0 | 0 |  | 0 | 0 | 774 | OFFLINE | N | s277154 | 44378.4916
38753-MKT Actual June 2021 | ML1KP-Mitchell 1 KP | 2021-06-05 21:00 | 0 | 0 | 9.98 | 9.98 | 0 | 0 | 0 | 0 |  | 0 | 0 | 774 | OFFLINE | N | s277154 | 44378.4916
38753-MKT Actual June 2021 | ML1KP-Mitchell 1 KP | 2021-06-05 22:00 | 0 | 0 | 10.23 | 10.23 | 0 | 0 | 0 | 0 |  | 0 | 0 | 774 | OFFLINE | N | s277154 | 44378.4916
38753-MKT Actual June 2021 | ML1KP-Mitchell 1 KP | 2021-06-05 23:00 | 0 | 0 | 10.626 | 10.626 | 0 | 0 | 0 | 0 |  | 0 | 0 | 774 | OFFLINE | N | s277154 | 44378.4916
38753-MKT Actual June 2021 | ML1KP-Mitchell 1 KP | 2021-06-06 | 0 | 0 | 10.742 | 10.742 | 0 | 0 | 0 | 0 |  | 0 | 0 | 774 | OFFLINE | N | s277154 | 44378.4916
38753-MKT Actual June 2021 | ML1KP-Mitchell 1 KP | 2021-06-06 01:00 | 0 | 0 | 10.921 | 10.921 | 0 | 0 | 0 | 0 |  | 0 | 0 | 774 | OFFLINE | N | s277154 | 44378.4916
38753-MKT Actual June 2021 | ML1KP-Mitchell 1 KP | 2021-06-06 02:00 | 0 | 0 | 11.074 | 11.074 | 0 | 0 | 0 | 0 |  | 0 | 0 | 774 | OFFLINE | N | s277154 | 44378.4916
38753-MKT Actual June 2021 | ML1KP-Mitchell 1 KP | 2021-06-06 03:00 | 0 | 0 | 14.21 | 14.21 | 0 | 0 | 0 | 0 |  | 0 | 0 | 774 | OFFLINE | N | s277154 | 44378.4916
38753-MKT Actual June 2021 | ML1KP-Mitchell 1 KP | 2021-06-06 04:00 | 0 | 0 | 17.168 | 17.168 | 0 | 0 | 0 | 0 |  | 0 | 0 | 774 | OFFLINE | N | s277154 | 44378.4916
38753-MKT Actual June 2021 | ML1KP-Mitchell 1 KP | 2021-06-06 05:00 | 0 | 0 | 17.522 | 17.522 | 0 | 0 | 0 | 0 |  | 0 | 0 | 774 | OFFLINE | N | s277154 | 44378.4916
38753-MKT Actual June 2021 | ML1KP-Mitchell 1 KP | 2021-06-06 06:00 | 0 | 0 | 17.564 | 17.564 | 0 | 0 | 0 | 0 |  | 0 | 0 | 774 | OFFLINE | N | s277154 | 44378.4916
38753-MKT Actual June 2021 | ML1KP-Mitchell 1 KP | 2021-06-06 07:00 | 0 | 0 | 17.391 | 17.391 | 0 | 0 | 0 | 0 |  | 0 | 0 | 774 | OFFLINE | N | s277154 | 44378.4916
38753-MKT Actual June 2021 | ML1KP-Mitchell 1 KP | 2021-06-06 08:00 | 0 | 0 | 17.47 | 17.47 | 0 | 0 | 0 | 0 |  | 0 | 0 | 774 | OFFLINE | N | s277154 | 44378.4916
38753-MKT Actual June 2021 | ML1KP-Mitchell 1 KP | 2021-06-06 09:00 | 0 | 0 | 17.588 | 17.588 | 0 | 0 | 0 | 0 |  | 0 | 0 | 774 | OFFLINE | N | s277154 | 44378.4916
38753-MKT Actual June 2021 | ML1KP-Mitchell 1 KP | 2021-06-06 10:00 | 0 | 0 | 17.503 | 17.503 | 0 | 0 | 0 | 0 |  | 0 | 0 | 774 | OFFLINE | N | s277154 | 44378.4916
38753-MKT Actual June 2021 | ML1KP-Mitchell 1 KP | 2021-06-06 11:00 | 0 | 0 | 17.301 | 17.301 | 0 | 0 | 0 | 0 |  | 0 | 0 | 774 | OFFLINE | N | s277154 | 44378.4916
38753-MKT Actual June 2021 | ML1KP-Mitchell 1 KP | 2021-06-06 12:00 | 0 | 0 | 17.193 | 17.193 | 0 | 0 | 0 | 0 |  | 0 | 0 | 774 | OFFLINE | N | s277154 | 44378.4916
38753-MKT Actual June 2021 | ML1KP-Mitchell 1 KP | 2021-06-06 13:00 | 0 | 0 | 17.15 | 17.15 | 0 | 0 | 0 | 0 |  | 0 | 0 | 774 | OFFLINE | N | s277154 | 44378.4916
38753-MKT Actual June 2021 | ML1KP-Mitchell 1 KP | 2021-06-06 14:00 | 0 | 0 | 17.247 | 17.247 | 0 | 0 | 0 | 0 |  | 0 | 0 | 774 | OFFLINE | N | s277154 | 44378.4916
38753-MKT Actual June 2021 | ML1KP-Mitchell 1 KP | 2021-06-06 15:00 | 0 | 0 | 17.312 | 17.312 | 0 | 0 | 0 | 0 |  | 0 | 0 | 774 | OFFLINE | N | s277154 | 44378.4916
38753-MKT Actual June 2021 | ML1KP-Mitchell 1 KP | 2021-06-06 16:00 | 0 | 0 | 17.29 | 17.29 | 0 | 0 | 0 | 0 |  | 0 | 0 | 774 | OFFLINE | N | s277154 | 44378.4916
38753-MKT Actual June 2021 | ML1KP-Mitchell 1 KP | 2021-06-06 17:00 | 0 | 0 | 17.294 | 17.294 | 0 | 0 | 0 | 0 |  | 0 | 0 | 774 | OFFLINE | N | s277154 | 44378.4916
38753-MKT Actual June 2021 | ML1KP-Mitchell 1 KP | 2021-06-06 18:00 | 0 | 0 | 17.331 | 17.331 | 0 | 0 | 0 | 0 |  | 0 | 0 | 774 | OFFLINE | N | s277154 | 44378.4916
38753-MKT Actual June 2021 | ML1KP-Mitchell 1 KP | 2021-06-06 19:00 | 0 | 0 | 17.325 | 17.325 | 0 | 0 | 0 | 0 |  | 0 | 0 | 774 | OFFLINE | N | s277154 | 44378.4916
38753-MKT Actual June 2021 | ML1KP-Mitchell 1 KP | 2021-06-06 20:00 | 5.248 | 0 | 17.272 | 12.024 | 0 | 0 | 0 | 0 |  | 0 | 0 | 774 | OFFLINE | N | s277154 | 44378.4916
38753-MKT Actual June 2021 | ML1KP-Mitchell 1 KP | 2021-06-06 21:00 | 28.96 | 11.5085 | 17.61 | 0.158 | 7 | 23 | 7 | 24 |  | 7 | 24 | 774 | FIXED | N | s277154 | 44378.4916
38753-MKT Actual June 2021 | ML1KP-Mitchell 1 KP | 2021-06-06 22:00 | 46.24 | 27.2955 | 18.944 | 0 | 49 | 55 | 27.296 | 55 |  | 49 | 55 | 774 | DISPATCHABLE | N | s277154 | 44378.4916
38753-MKT Actual June 2021 | ML1KP-Mitchell 1 KP | 2021-06-06 23:00 | 47.712 | 28.472 | 19.24 | 0 | 56 | 57 | 28.472 | 57 |  | 56 | 57 | 774 | DISPATCHABLE | N | s277154 | 44378.4916
38753-MKT Actual June 2021 | ML1KP-Mitchell 1 KP | 2021-06-07 | 74.24 | 54.801 | 19.438 | 0 | 88 | 110 | 54.802 | 383 |  | 56 | 383 | 774 | DISPATCHABLE | N | s277154 | 44378.4916
38753-MKT Actual June 2021 | ML1KP-Mitchell 1 KP | 2021-06-07 01:00 | 141.088 | 119.204 | 21.883 | 0 | 226 | 238 | 100 | 383 |  | 100 | 383 | 774 | DISPATCHABLE | N | s277154 | 44378.4916
38753-MKT Actual June 2021 | ML1KP-Mitchell 1 KP | 2021-06-07 02:00 | 204.416 | 180.9935 | 23.424 | 0 | 270 | 363 | 180.992 | 774 |  | 270 | 774 | 774 | DISPATCHABLE | N | s277154 | 44378.4921
38753-MKT Actual June 2021 | ML1KP-Mitchell 1 KP | 2021-06-07 03:00 | 212.448 | 188.567 | 23.881 | 0 | 270 | 377 | 188.567 | 774 |  | 270 | 774 | 774 | DISPATCHABLE | N | s277154 | 44378.4921
38753-MKT Actual June 2021 | ML1KP-Mitchell 1 KP | 2021-06-07 04:00 | 212 | 188.221 | 23.78 | 0 | 270 | 377 | 188.22 | 774 |  | 270 | 774 | 774 | DISPATCHABLE | N | s277154 | 44378.4921
38753-MKT Actual June 2021 | ML1KP-Mitchell 1 KP | 2021-06-07 05:00 | 211.488 | 187.684 | 23.803 | 0 | 304 | 565 | 187.685 | 774 |  | 270 | 774 | 774 | DISPATCHABLE | N | s277154 | 44378.4921
38753-MKT Actual June 2021 | ML1KP-Mitchell 1 KP | 2021-06-07 06:00 | 215.968 | 191.993 | 23.975 | 0 | 378 | 500 | 191.993 | 774 |  | 270 | 774 | 774 | DISPATCHABLE | N | s277154 | 44378.4921
38753-MKT Actual June 2021 | ML1KP-Mitchell 1 KP | 2021-06-07 07:00 | 227.904 | 203.8545 | 24.049 | 0 | 399 | 500 | 203.855 | 774 |  | 270 | 774 | 774 | DISPATCHABLE | N | s277154 | 44378.4921
38753-MKT Actual June 2021 | ML1KP-Mitchell 1 KP | 2021-06-07 08:00 | 228.16 | 203.627 | 24.531 | 0 | 370 | 500 | 203.629 | 774 |  | 270 | 774 | 774 | DISPATCHABLE | N | s277154 | 44378.4921
38753-MKT Actual June 2021 | ML1KP-Mitchell 1 KP | 2021-06-07 09:00 | 261.536 | 235.756 | 25.78 | 0 | 370 | 532 | 235.756 | 774 |  | 270 | 774 | 774 | DISPATCHABLE | N | s277154 | 44378.4921
38753-MKT Actual June 2021 | ML1KP-Mitchell 1 KP | 2021-06-07 10:00 | 262.112 | 235.92 | 26.19 | 0 | 370 | 650 | 235.922 | 774 |  | 270 | 774 | 774 | DISPATCHABLE | N | s277154 | 44378.4921
38753-MKT Actual June 2021 | ML1KP-Mitchell 1 KP | 2021-06-07 11:00 | 299.52 | 271.8635 | 27.657 | 0 | 370 | 650 | 270 | 774 |  | 270 | 774 | 774 | DISPATCHABLE | N | s277154 | 44378.4921
38753-MKT Actual June 2021 | ML1KP-Mitchell 1 KP | 2021-06-07 12:00 | 351.04 | 321.4705 | 29.57 | 0 | 370 | 652 | 270 | 774 |  | 270 | 774 | 774 | DISPATCHABLE | N | s277154 | 44378.4921
38753-MKT Actual June 2021 | ML1KP-Mitchell 1 KP | 2021-06-07 13:00 | 343.2 | 314.0445 | 29.156 | 0 | 370 | 650 | 270 | 774 |  | 270 | 774 | 774 | DISPATCHABLE | N | s277154 | 44378.4921
38753-MKT Actual June 2021 | ML1KP-Mitchell 1 KP | 2021-06-07 14:00 | 349.952 | 320.1095 | 29.843 | 0 | 370 | 650 | 270 | 774 |  | 270 | 774 | 774 | DISPATCHABLE | N | s277154 | 44378.4921
38753-MKT Actual June 2021 | ML1KP-Mitchell 1 KP | 2021-06-07 15:00 | 346.784 | 317.6375 | 29.144 | 0 | 370 | 651 | 270 | 774 |  | 270 | 774 | 774 | DISPATCHABLE | N | s277154 | 44378.4921
38753-MKT Actual June 2021 | ML1KP-Mitchell 1 KP | 2021-06-07 16:00 | 354.208 | 324.854 | 29.352 | 0 | 370 | 653 | 270 | 774 |  | 270 | 774 | 774 | DISPATCHABLE | N | s277154 | 44378.4921
38753-MKT Actual June 2021 | ML1KP-Mitchell 1 KP | 2021-06-07 17:00 | 356.384 | 326.506 | 29.878 | 0 | 370 | 653 | 270 | 774 |  | 270 | 774 | 774 | DISPATCHABLE | N | s277154 | 44378.4921
38753-MKT Actual June 2021 | ML1KP-Mitchell 1 KP | 2021-06-07 18:00 | 364.672 | 334.4435 | 30.229 | 0 | 370 | 736 | 270 | 774 |  | 270 | 774 | 774 | DISPATCHABLE | N | s277154 | 44378.4921
38753-MKT Actual June 2021 | ML1KP-Mitchell 1 KP | 2021-06-07 19:00 | 392.864 | 360.1685 | 32.698 | 0 | 370 | 770 | 270 | 774 |  | 270 | 774 | 774 | DISPATCHABLE | N | s277154 | 44378.4921
38753-MKT Actual June 2021 | ML1KP-Mitchell 1 KP | 2021-06-07 20:00 | 388.8 | 356.5395 | 32.262 | 0 | 370 | 770 | 270 | 774 |  | 270 | 774 | 774 | DISPATCHABLE | N | s277154 | 44378.4921
38753-MKT Actual June 2021 | ML1KP-Mitchell 1 KP | 2021-06-07 21:00 | 393.088 | 360.235 | 32.853 | 0 | 370 | 770 | 270 | 774 |  | 270 | 774 | 774 | DISPATCHABLE | N | s277154 | 44378.4921
38753-MKT Actual June 2021 | ML1KP-Mitchell 1 KP | 2021-06-07 22:00 | 391.712 | 359.0505 | 32.66 | 0 | 370 | 738 | 270 | 774 |  | 270 | 774 | 774 | DISPATCHABLE | N | s277154 | 44378.4921
38753-MKT Actual June 2021 | ML1KP-Mitchell 1 KP | 2021-06-07 23:00 | 384.096 | 352.119 | 31.978 | 0 | 370 | 730 | 270 | 774 |  | 270 | 774 | 774 | DISPATCHABLE | N | s277154 | 44378.4921
38753-MKT Actual June 2021 | ML1KP-Mitchell 1 KP | 2021-06-08 | 362.848 | 332.9015 | 29.948 | 0 | 370 | 730 | 270 | 774 |  | 270 | 774 | 774 | DISPATCHABLE | N | s277154 | 44378.4921
38753-MKT Actual June 2021 | ML1KP-Mitchell 1 KP | 2021-06-08 01:00 | 333.472 | 305.6395 | 27.833 | 0 | 370 | 730 | 270 | 774 |  | 270 | 774 | 774 | DISPATCHABLE | N | s277154 | 44378.4921
38753-MKT Actual June 2021 | ML1KP-Mitchell 1 KP | 2021-06-08 02:00 | 282.176 | 256.6355 | 25.542 | 0 | 370 | 730 | 256.634 | 774 |  | 270 | 774 | 774 | DISPATCHABLE | N | s277154 | 44378.4921
38753-MKT Actual June 2021 | ML1KP-Mitchell 1 KP | 2021-06-08 03:00 | 227.904 | 204.122 | 23.782 | 0 | 370 | 738 | 204.122 | 774 |  | 270 | 774 | 774 | DISPATCHABLE | N | s277154 | 44378.4921
38753-MKT Actual June 2021 | ML1KP-Mitchell 1 KP | 2021-06-08 04:00 | 225.632 | 201.942 | 23.691 | 0 | 370 | 770 | 201.941 | 774 |  | 270 | 774 | 774 | DISPATCHABLE | N | s277154 | 44378.4921
38753-MKT Actual June 2021 | ML1KP-Mitchell 1 KP | 2021-06-08 05:00 | 232 | 208.0975 | 23.904 | 0 | 414 | 770 | 208.096 | 774 |  | 270 | 774 | 774 | DISPATCHABLE | N | s277154 | 44378.4921
38753-MKT Actual June 2021 | ML1KP-Mitchell 1 KP | 2021-06-08 06:00 | 232.288 | 208.278 | 24.009 | 0 | 415 | 770 | 208.279 | 774 |  | 270 | 774 | 774 | DISPATCHABLE | N | s277154 | 44378.4921
38753-MKT Actual June 2021 | ML1KP-Mitchell 1 KP | 2021-06-08 07:00 | 246.752 | 222.572 | 24.178 | 0 | 415 | 770 | 222.574 | 774 |  | 270 | 774 | 774 | DISPATCHABLE | N | s277154 | 44378.4921
38753-MKT Actual June 2021 | ML1KP-Mitchell 1 KP | 2021-06-08 08:00 | 287.296 | 261.364 | 25.933 | 0 | 415 | 770 | 261.363 | 774 |  | 270 | 774 | 774 | DISPATCHABLE | N | s277154 | 44378.4921
38753-MKT Actual June 2021 | ML1KP-Mitchell 1 KP | 2021-06-08 09:00 | 306.752 | 280.0775 | 26.675 | 0 | 405 | 696 | 270 | 774 |  | 270 | 774 | 774 | DISPATCHABLE | N | s277154 | 44378.4921
38753-MKT Actual June 2021 | ML1KP-Mitchell 1 KP | 2021-06-08 10:00 | 333.632 | 305.4015 | 28.232 | 0 | 370 | 770 | 270 | 774 |  | 270 | 774 | 774 | DISPATCHABLE | N | s277154 | 44378.4921
38753-MKT Actual June 2021 | ML1KP-Mitchell 1 KP | 2021-06-08 11:00 | 360.8 | 330.9305 | 29.868 | 0 | 370 | 745 | 270 | 774 |  | 270 | 774 | 774 | DISPATCHABLE | N | s277154 | 44378.4921
38753-MKT Actual June 2021 | ML1KP-Mitchell 1 KP | 2021-06-08 12:00 | 353.184 | 323.7955 | 29.387 | 0 | 370 | 652 | 270 | 774 |  | 270 | 774 | 774 | DISPATCHABLE | N | s277154 | 44378.4921
38753-MKT Actual June 2021 | ML1KP-Mitchell 1 KP | 2021-06-08 13:00 | 355.104 | 325.5115 | 29.596 | 0 | 370 | 652 | 270 | 774 |  | 270 | 774 | 774 | DISPATCHABLE | N | s277154 | 44378.4921
38753-MKT Actual June 2021 | ML1KP-Mitchell 1 KP | 2021-06-08 14:00 | 356.032 | 326.4565 | 29.574 | 0 | 370 | 653 | 270 | 774 |  | 270 | 774 | 774 | DISPATCHABLE | N | s277154 | 44378.4921
38753-MKT Actual June 2021 | ML1KP-Mitchell 1 KP | 2021-06-08 15:00 | 355.968 | 326.162 | 29.806 | 0 | 370 | 653 | 270 | 774 |  | 270 | 774 | 774 | DISPATCHABLE | N | s277154 | 44378.4921
38753-MKT Actual June 2021 | ML1KP-Mitchell 1 KP | 2021-06-08 16:00 | 303.776 | 276.206 | 27.571 | 0 | 370 | 563 | 270 | 774 |  | 270 | 774 | 774 | DISPATCHABLE | N | s277154 | 44378.4921
38753-MKT Actual June 2021 | ML1KP-Mitchell 1 KP | 2021-06-08 17:00 | 293.664 | 266.514 | 27.15 | 0 | 370 | 561 | 266.514 | 774 |  | 270 | 774 | 774 | DISPATCHABLE | N | s277154 | 44378.4921
38753-MKT Actual June 2021 | ML1KP-Mitchell 1 KP | 2021-06-08 18:00 | 332.8 | 303.5815 | 29.221 | 0 | 370 | 728 | 270 | 774 |  | 270 | 774 | 774 | DISPATCHABLE | N | s277154 | 44378.4921
38753-MKT Actual June 2021 | ML1KP-Mitchell 1 KP | 2021-06-08 19:00 | 387.008 | 353.6575 | 33.352 | 0 | 370 | 770 | 270 | 774 |  | 270 | 774 | 774 | DISPATCHABLE | N | s277154 | 44378.4921
38753-MKT Actual June 2021 | ML1KP-Mitchell 1 KP | 2021-06-08 20:00 | 395.328 | 360.8485 | 34.478 | 0 | 370 | 736 | 270 | 774 |  | 270 | 774 | 774 | DISPATCHABLE | N | s277154 | 44378.4921
38753-MKT Actual June 2021 | ML1KP-Mitchell 1 KP | 2021-06-08 21:00 | 393.28 | 359.26 | 34.019 | 0 | 370 | 724 | 270 | 774 |  | 270 | 774 | 774 | DISPATCHABLE | N | s277154 | 44378.4921
38753-MKT Actual June 2021 | ML1KP-Mitchell 1 KP | 2021-06-08 22:00 | 394.048 | 360.0415 | 34.005 | 0 | 370 | 724 | 270 | 774 |  | 270 | 774 | 774 | DISPATCHABLE | N | s277154 | 44378.4921
38753-MKT Actual June 2021 | ML1KP-Mitchell 1 KP | 2021-06-08 23:00 | 378.176 | 345.905 | 32.271 | 0 | 370 | 723 | 270 | 774 |  | 270 | 774 | 774 | DISPATCHABLE | N | s277154 | 44378.4921
38753-MKT Actual June 2021 | ML1KP-Mitchell 1 KP | 2021-06-09 | 349.344 | 319.583 | 29.76 | 0 | 370 | 723 | 270 | 774 |  | 270 | 774 | 774 | DISPATCHABLE | N | s277154 | 44378.4921
38753-MKT Actual June 2021 | ML1KP-Mitchell 1 KP | 2021-06-09 01:00 | 340.736 | 311.637 | 29.099 | 0 | 370 | 723 | 270 | 774 |  | 270 | 774 | 774 | DISPATCHABLE | N | s277154 | 44378.4921
38753-MKT Actual June 2021 | ML1KP-Mitchell 1 KP | 2021-06-09 02:00 | 312.192 | 284.5905 | 27.602 | 0 | 370 | 723 | 270 | 774 |  | 270 | 774 | 774 | DISPATCHABLE | N | s277154 | 44378.4921
38753-MKT Actual June 2021 | ML1KP-Mitchell 1 KP | 2021-06-09 03:00 | 255.936 | 230.0955 | 25.84 | 0 | 370 | 723 | 230.096 | 774 |  | 270 | 774 | 774 | DISPATCHABLE | N | s277154 | 44378.4921
38753-MKT Actual June 2021 | ML1KP-Mitchell 1 KP | 2021-06-09 04:00 | 213.184 | 189.0675 | 24.115 | 0 | 370 | 723 | 189.069 | 774 |  | 270 | 774 | 774 | DISPATCHABLE | N | s277154 | 44378.4921
38753-MKT Actual June 2021 | ML1KP-Mitchell 1 KP | 2021-06-09 05:00 | 209.472 | 185.587 | 23.886 | 0 | 370 | 723 | 185.586 | 774 |  | 270 | 774 | 774 | DISPATCHABLE | N | s277154 | 44378.4921
38753-MKT Actual June 2021 | ML1KP-Mitchell 1 KP | 2021-06-09 06:00 | 210.816 | 186.7915 | 24.025 | 0 | 370 | 760 | 186.791 | 774 |  | 270 | 774 | 774 | DISPATCHABLE | N | s277154 | 44378.4921
38753-MKT Actual June 2021 | ML1KP-Mitchell 1 KP | 2021-06-09 07:00 | 242.912 | 217.8885 | 25.023 | 0 | 370 | 770 | 217.889 | 774 |  | 270 | 774 | 774 | DISPATCHABLE | N | s277154 | 44378.4921
38753-MKT Actual June 2021 | ML1KP-Mitchell 1 KP | 2021-06-09 08:00 | 266.624 | 240.5065 | 26.118 | 0 | 370 | 770 | 240.506 | 774 |  | 270 | 774 | 774 | DISPATCHABLE | N | s277154 | 44378.4921
38753-MKT Actual June 2021 | ML1KP-Mitchell 1 KP | 2021-06-09 09:00 | 320.224 | 291.628 | 28.597 | 0 | 473 | 770 | 270 | 774 |  | 270 | 774 | 774 | DISPATCHABLE | N | s277154 | 44378.4921
38753-MKT Actual June 2021 | ML1KP-Mitchell 1 KP | 2021-06-09 10:00 | 386.208 | 353.212 | 32.995 | 0 | 706 | 770 | 270 | 774 |  | 270 | 774 | 774 | DISPATCHABLE | N | s277154 | 44378.4921
38753-MKT Actual June 2021 | ML1KP-Mitchell 1 KP | 2021-06-09 11:00 | 412.512 | 376.8365 | 35.677 | 0 | 749 | 770 | 270 | 774 |  | 270 | 774 | 774 | DISPATCHABLE | N | s277154 | 44378.4921
38753-MKT Actual June 2021 | ML1KP-Mitchell 1 KP | 2021-06-09 12:00 | 416.736 | 380.64 | 36.097 | 0 | 747 | 768 | 269 | 772 |  | 269 | 772 | 774 | DISPATCHABLE | N | s277154 | 44378.4921
38753-MKT Actual June 2021 | ML1KP-Mitchell 1 KP | 2021-06-09 13:00 | 410.784 | 375.549 | 35.237 | 0 | 745 | 761 | 270 | 774 |  | 270 | 774 | 774 | DISPATCHABLE | N | s277154 | 44378.4921
38753-MKT Actual June 2021 | ML1KP-Mitchell 1 KP | 2021-06-09 14:00 | 404.256 | 369.3555 | 34.899 | 0 | 735 | 739 | 270 | 774 |  | 270 | 774 | 774 | DISPATCHABLE | N | s277154 | 44378.4921
38753-MKT Actual June 2021 | ML1KP-Mitchell 1 KP | 2021-06-09 15:00 | 404.384 | 369.567 | 34.817 | 0 | 378 | 739 | 270 | 774 |  | 270 | 774 | 774 | DISPATCHABLE | N | s277154 | 44378.4921
38753-MKT Actual June 2021 | ML1KP-Mitchell 1 KP | 2021-06-09 16:00 | 403.904 | 369.1315 | 34.772 | 0 | 370 | 739 | 270 | 774 |  | 270 | 774 | 774 | DISPATCHABLE | N | s277154 | 44378.4921
38753-MKT Actual June 2021 | ML1KP-Mitchell 1 KP | 2021-06-09 17:00 | 404.544 | 370.014 | 34.53 | 0 | 370 | 740 | 270 | 774 |  | 270 | 774 | 774 | DISPATCHABLE | N | s277154 | 44378.4921
38753-MKT Actual June 2021 | ML1KP-Mitchell 1 KP | 2021-06-09 18:00 | 386.368 | 353.4165 | 32.952 | 0 | 370 | 711 | 270 | 774 |  | 270 | 774 | 774 | DISPATCHABLE | N | s277154 | 44378.4921
38753-MKT Actual June 2021 | ML1KP-Mitchell 1 KP | 2021-06-09 19:00 | 398.816 | 364.943 | 33.871 | 0 | 370 | 736 | 270 | 774 |  | 270 | 774 | 774 | DISPATCHABLE | N | s277154 | 44378.4921
38753-MKT Actual June 2021 | ML1KP-Mitchell 1 KP | 2021-06-09 20:00 | 382.944 | 350.686 | 32.261 | 0 | 370 | 735 | 270 | 774 |  | 270 | 774 | 774 | DISPATCHABLE | N | s277154 | 44378.4921
38753-MKT Actual June 2021 | ML1KP-Mitchell 1 KP | 2021-06-09 21:00 | 373.952 | 342.159 | 31.795 | 0 | 370 | 735 | 270 | 774 |  | 270 | 774 | 774 | DISPATCHABLE | N | s277154 | 44378.4921
38753-MKT Actual June 2021 | ML1KP-Mitchell 1 KP | 2021-06-09 22:00 | 391.648 | 358.112 | 33.535 | 0 | 370 | 736 | 270 | 774 |  | 270 | 774 | 774 | DISPATCHABLE | N | s277154 | 44378.4921
38753-MKT Actual June 2021 | ML1KP-Mitchell 1 KP | 2021-06-09 23:00 | 387.616 | 354.622 | 32.993 | 0 | 370 | 735 | 270 | 774 |  | 270 | 774 | 774 | DISPATCHABLE | N | s277154 | 44378.4921
38753-MKT Actual June 2021 | ML1KP-Mitchell 1 KP | 2021-06-10 | 384.352 | 352.03 | 32.322 | 0 | 370 | 735 | 270 | 774 |  | 270 | 774 | 774 | DISPATCHABLE | N | s277154 | 44378.4921
38753-MKT Actual June 2021 | ML1KP-Mitchell 1 KP | 2021-06-10 01:00 | 355.104 | 325.271 | 29.833 | 0 | 370 | 735 | 270 | 774 |  | 270 | 774 | 774 | DISPATCHABLE | N | s277154 | 44378.4921
38753-MKT Actual June 2021 | ML1KP-Mitchell 1 KP | 2021-06-10 02:00 | 306.816 | 279.582 | 27.233 | 0 | 370 | 735 | 270 | 774 |  | 270 | 774 | 774 | DISPATCHABLE | N | s277154 | 44378.4921
38753-MKT Actual June 2021 | ML1KP-Mitchell 1 KP | 2021-06-10 03:00 | 273.76 | 247.1615 | 26.6 | 0 | 370 | 735 | 247.16 | 774 |  | 270 | 774 | 774 | DISPATCHABLE | N | s277154 | 44378.4921
38753-MKT Actual June 2021 | ML1KP-Mitchell 1 KP | 2021-06-10 04:00 | 230.208 | 205.4585 | 24.75 | 0 | 370 | 735 | 205.458 | 774 |  | 270 | 774 | 774 | DISPATCHABLE | N | s277154 | 44378.4921
38753-MKT Actual June 2021 | ML1KP-Mitchell 1 KP | 2021-06-10 05:00 | 213.088 | 188.8615 | 24.225 | 0 | 370 | 735 | 188.863 | 774 |  | 270 | 774 | 774 | DISPATCHABLE | N | s277154 | 44378.4921
38753-MKT Actual June 2021 | ML1KP-Mitchell 1 KP | 2021-06-10 06:00 | 211.872 | 187.697 | 24.174 | 0 | 370 | 736 | 187.698 | 774 |  | 270 | 774 | 774 | DISPATCHABLE | N | s277154 | 44378.4921
38753-MKT Actual June 2021 | ML1KP-Mitchell 1 KP | 2021-06-10 07:00 | 213.664 | 189.5455 | 24.118 | 0 | 369 | 735 | 189.546 | 774 |  | 270 | 774 | 774 | DISPATCHABLE | N | s277154 | 44378.4921
38753-MKT Actual June 2021 | ML1KP-Mitchell 1 KP | 2021-06-10 08:00 | 264.608 | 238.7275 | 25.881 | 0 | 422 | 735 | 238.727 | 774 |  | 270 | 774 | 774 | DISPATCHABLE | N | s277154 | 44378.4921
38753-MKT Actual June 2021 | ML1KP-Mitchell 1 KP | 2021-06-10 09:00 | 301.44 | 273.4355 | 28.005 | 0 | 500 | 735 | 270 | 774 |  | 270 | 774 | 774 | DISPATCHABLE | N | s277154 | 44378.4921
38753-MKT Actual June 2021 | ML1KP-Mitchell 1 KP | 2021-06-10 10:00 | 341.504 | 311.6325 | 29.871 | 0 | 611 | 735 | 270 | 774 |  | 270 | 774 | 774 | DISPATCHABLE | N | s277154 | 44378.4921
38753-MKT Actual June 2021 | ML1KP-Mitchell 1 KP | 2021-06-10 11:00 | 400.672 | 366.5895 | 34.082 | 0 | 729 | 739 | 270 | 774 |  | 270 | 774 | 774 | DISPATCHABLE | N | s277154 | 44378.4921
38753-MKT Actual June 2021 | ML1KP-Mitchell 1 KP | 2021-06-10 12:00 | 404.576 | 370.107 | 34.469 | 0 | 734 | 741 | 270 | 774 |  | 270 | 774 | 774 | DISPATCHABLE | N | s277154 | 44378.4921
38753-MKT Actual June 2021 | ML1KP-Mitchell 1 KP | 2021-06-10 13:00 | 404.768 | 369.9165 | 34.851 | 0 | 735 | 740 | 270 | 774 |  | 270 | 774 | 774 | DISPATCHABLE | N | s277154 | 44378.4921
38753-MKT Actual June 2021 | ML1KP-Mitchell 1 KP | 2021-06-10 14:00 | 404.224 | 368.9505 | 35.273 | 0 | 734 | 739 | 270 | 774 |  | 270 | 774 | 774 | DISPATCHABLE | N | s277154 | 44378.4921
38753-MKT Actual June 2021 | ML1KP-Mitchell 1 KP | 2021-06-10 15:00 | 404.736 | 369.2275 | 35.51 | 0 | 735 | 739 | 270 | 774 |  | 270 | 774 | 774 | DISPATCHABLE | N | s277154 | 44378.4921
38753-MKT Actual June 2021 | ML1KP-Mitchell 1 KP | 2021-06-10 16:00 | 401.664 | 366.672 | 34.992 | 0 | 620 | 736 | 270 | 774 |  | 270 | 774 | 774 | DISPATCHABLE | N | s277154 | 44378.4921
38753-MKT Actual June 2021 | ML1KP-Mitchell 1 KP | 2021-06-10 17:00 | 396.704 | 362.5555 | 34.148 | 0 | 370 | 726 | 270 | 774 |  | 270 | 774 | 774 | DISPATCHABLE | N | s277154 | 44378.4921
38753-MKT Actual June 2021 | ML1KP-Mitchell 1 KP | 2021-06-10 18:00 | 387.36 | 354.259 | 33.101 | 0 | 370 | 713 | 270 | 774 |  | 270 | 774 | 774 | DISPATCHABLE | N | s277154 | 44378.4921
38753-MKT Actual June 2021 | ML1KP-Mitchell 1 KP | 2021-06-10 19:00 | 384.96 | 352.184 | 32.778 | 0 | 370 | 706 | 270 | 774 |  | 270 | 774 | 774 | DISPATCHABLE | N | s277154 | 44378.4921
38753-MKT Actual June 2021 | ML1KP-Mitchell 1 KP | 2021-06-10 20:00 | 384.832 | 352.146 | 32.686 | 0 | 370 | 705 | 270 | 774 |  | 270 | 774 | 774 | DISPATCHABLE | N | s277154 | 44378.4921
38753-MKT Actual June 2021 | ML1KP-Mitchell 1 KP | 2021-06-10 21:00 | 376.224 | 344.1525 | 32.07 | 0 | 370 | 701 | 270 | 774 |  | 270 | 774 | 774 | DISPATCHABLE | N | s277154 | 44378.4921
38753-MKT Actual June 2021 | ML1KP-Mitchell 1 KP | 2021-06-10 22:00 | 370.016 | 338.6575 | 31.36 | 0 | 370 | 701 | 270 | 774 |  | 270 | 774 | 774 | DISPATCHABLE | N | s277154 | 44378.4921
38753-MKT Actual June 2021 | ML1KP-Mitchell 1 KP | 2021-06-10 23:00 | 335.328 | 306.1995 | 29.129 | 0 | 370 | 700 | 270 | 774 |  | 270 | 774 | 774 | DISPATCHABLE | N | s277154 | 44378.4921
38753-MKT Actual June 2021 | ML1KP-Mitchell 1 KP | 2021-06-11 | 303.488 | 276.0385 | 27.45 | 0 | 370 | 700 | 270 | 774 |  | 270 | 774 | 774 | DISPATCHABLE | N | s277154 | 44378.4921
38753-MKT Actual June 2021 | ML1KP-Mitchell 1 KP | 2021-06-11 01:00 | 259.712 | 234.0325 | 25.682 | 0 | 370 | 769 | 234.03 | 774 |  | 270 | 774 | 774 | DISPATCHABLE | N | s277154 | 44378.4921
38753-MKT Actual June 2021 | ML1KP-Mitchell 1 KP | 2021-06-11 02:00 | 254.496 | 228.97 | 25.526 | 0 | 370 | 770 | 228.97 | 774 |  | 270 | 774 | 774 | DISPATCHABLE | N | s277154 | 44378.4921
38753-MKT Actual June 2021 | ML1KP-Mitchell 1 KP | 2021-06-11 03:00 | 218.88 | 194.1365 | 24.743 | 0 | 370 | 770 | 194.137 | 774 |  | 270 | 774 | 774 | DISPATCHABLE | N | s277154 | 44378.4921
38753-MKT Actual June 2021 | ML1KP-Mitchell 1 KP | 2021-06-11 04:00 | 217.376 | 193.034 | 24.344 | 0 | 370 | 770 | 193.032 | 774 |  | 270 | 774 | 774 | DISPATCHABLE | N | s277154 | 44378.4921
38753-MKT Actual June 2021 | ML1KP-Mitchell 1 KP | 2021-06-11 05:00 | 213.088 | 188.913 | 24.178 | 0 | 370 | 770 | 188.91 | 774 |  | 270 | 774 | 774 | DISPATCHABLE | N | s277154 | 44378.4921
38753-MKT Actual June 2021 | ML1KP-Mitchell 1 KP | 2021-06-11 06:00 | 212.832 | 188.6975 | 24.135 | 0 | 369 | 770 | 188.697 | 774 |  | 270 | 774 | 774 | DISPATCHABLE | N | s277154 | 44378.4921
38753-MKT Actual June 2021 | ML1KP-Mitchell 1 KP | 2021-06-11 07:00 | 214.368 | 190.1685 | 24.199 | 0 | 370 | 770 | 190.169 | 774 |  | 270 | 774 | 774 | DISPATCHABLE | N | s277154 | 44378.4921
38753-MKT Actual June 2021 | ML1KP-Mitchell 1 KP | 2021-06-11 08:00 | 244.928 | 219.5415 | 25.386 | 0 | 412 | 770 | 219.542 | 774 |  | 270 | 774 | 774 | DISPATCHABLE | N | s277154 | 44378.4921
38753-MKT Actual June 2021 | ML1KP-Mitchell 1 KP | 2021-06-11 09:00 | 294.464 | 266.9665 | 27.498 | 0 | 370 | 770 | 266.966 | 774 |  | 270 | 774 | 774 | DISPATCHABLE | N | s277154 | 44378.4921
38753-MKT Actual June 2021 | ML1KP-Mitchell 1 KP | 2021-06-11 10:00 | 369.696 | 337.864 | 31.831 | 0 | 370 | 758 | 270 | 774 |  | 270 | 774 | 774 | DISPATCHABLE | N | s277154 | 44378.4921
38753-MKT Actual June 2021 | ML1KP-Mitchell 1 KP | 2021-06-11 11:00 | 373.792 | 342.1485 | 31.643 | 0 | 370 | 735 | 270 | 774 |  | 270 | 774 | 774 | DISPATCHABLE | N | s277154 | 44378.4921
38753-MKT Actual June 2021 | ML1KP-Mitchell 1 KP | 2021-06-11 12:00 | 376.736 | 344.4485 | 32.289 | 0 | 370 | 736 | 270 | 774 |  | 270 | 774 | 774 | DISPATCHABLE | N | s277154 | 44378.4921
38753-MKT Actual June 2021 | ML1KP-Mitchell 1 KP | 2021-06-11 13:00 | 400.16 | 365.6375 | 34.522 | 0 | 370 | 735 | 270 | 774 |  | 270 | 774 | 774 | DISPATCHABLE | N | s277154 | 44378.4921
38753-MKT Actual June 2021 | ML1KP-Mitchell 1 KP | 2021-06-11 14:00 | 387.68 | 354.288 | 33.392 | 0 | 370 | 722 | 270 | 774 |  | 270 | 774 | 774 | DISPATCHABLE | N | s277154 | 44378.4921
38753-MKT Actual June 2021 | ML1KP-Mitchell 1 KP | 2021-06-11 15:00 | 393.312 | 359.1445 | 34.167 | 0 | 370 | 722 | 270 | 774 |  | 270 | 774 | 774 | DISPATCHABLE | N | s277154 | 44378.4921
38753-MKT Actual June 2021 | ML1KP-Mitchell 1 KP | 2021-06-11 16:00 | 393.792 | 359.542 | 34.249 | 0 | 370 | 720 | 270 | 774 |  | 270 | 774 | 774 | DISPATCHABLE | N | s277154 | 44378.4921
38753-MKT Actual June 2021 | ML1KP-Mitchell 1 KP | 2021-06-11 17:00 | 387.168 | 353.5865 | 33.58 | 0 | 370 | 712 | 270 | 774 |  | 270 | 774 | 774 | DISPATCHABLE | N | s277154 | 44378.4921
38753-MKT Actual June 2021 | ML1KP-Mitchell 1 KP | 2021-06-11 18:00 | 371.072 | 339.257 | 31.815 | 0 | 370 | 711 | 270 | 774 |  | 270 | 774 | 774 | DISPATCHABLE | N | s277154 | 44378.4921
38753-MKT Actual June 2021 | ML1KP-Mitchell 1 KP | 2021-06-11 19:00 | 355.328 | 325.091 | 30.237 | 0 | 370 | 710 | 270 | 774 |  | 270 | 774 | 774 | DISPATCHABLE | N | s277154 | 44378.4921
38753-MKT Actual June 2021 | ML1KP-Mitchell 1 KP | 2021-06-11 20:00 | 356.576 | 326.202 | 30.376 | 0 | 370 | 710 | 270 | 774 |  | 270 | 774 | 774 | DISPATCHABLE | N | s277154 | 44378.4921
38753-MKT Actual June 2021 | ML1KP-Mitchell 1 KP | 2021-06-11 21:00 | 380.288 | 347.745 | 32.542 | 0 | 370 | 710 | 270 | 774 |  | 270 | 774 | 774 | DISPATCHABLE | N | s277154 | 44378.4921
38753-MKT Actual June 2021 | ML1KP-Mitchell 1 KP | 2021-06-11 22:00 | 377.184 | 345.001 | 32.182 | 0 | 370 | 710 | 270 | 774 |  | 270 | 774 | 774 | DISPATCHABLE | N | s277154 | 44378.4921
38753-MKT Actual June 2021 | ML1KP-Mitchell 1 KP | 2021-06-11 23:00 | 364.352 | 333.3065 | 31.045 | 0 | 370 | 710 | 270 | 774 |  | 270 | 774 | 774 | DISPATCHABLE | N | s277154 | 44378.4921
38753-MKT Actual June 2021 | ML1KP-Mitchell 1 KP | 2021-06-12 | 325.824 | 297.2535 | 28.57 | 0 | 370 | 769 | 270 | 774 |  | 270 | 774 | 774 | DISPATCHABLE | N | s277154 | 44378.4921
38753-MKT Actual June 2021 | ML1KP-Mitchell 1 KP | 2021-06-12 01:00 | 312.672 | 284.9735 | 27.699 | 0 | 370 | 770 | 270 | 774 |  | 270 | 774 | 774 | DISPATCHABLE | N | s277154 | 44378.4921
38753-MKT Actual June 2021 | ML1KP-Mitchell 1 KP | 2021-06-12 02:00 | 262.496 | 236.6475 | 25.848 | 0 | 370 | 770 | 236.648 | 774 |  | 270 | 774 | 774 | DISPATCHABLE | N | s277154 | 44378.4921
38753-MKT Actual June 2021 | ML1KP-Mitchell 1 KP | 2021-06-12 03:00 | 227.712 | 202.807 | 24.904 | 0 | 370 | 770 | 202.808 | 774 |  | 270 | 774 | 774 | DISPATCHABLE | N | s277154 | 44378.4921
38753-MKT Actual June 2021 | ML1KP-Mitchell 1 KP | 2021-06-12 04:00 | 210.368 | 186.404 | 23.963 | 0 | 370 | 770 | 186.405 | 774 |  | 270 | 774 | 774 | DISPATCHABLE | N | s277154 | 44378.4921
38753-MKT Actual June 2021 | ML1KP-Mitchell 1 KP | 2021-06-12 05:00 | 215.008 | 190.967 | 24.039 | 0 | 370 | 770 | 190.969 | 774 |  | 270 | 774 | 774 | DISPATCHABLE | N | s277154 | 44378.4921
38753-MKT Actual June 2021 | ML1KP-Mitchell 1 KP | 2021-06-12 06:00 | 214.4 | 190.388 | 24.012 | 0 | 370 | 770 | 190.388 | 774 |  | 270 | 774 | 774 | DISPATCHABLE | N | s277154 | 44378.4921
38753-MKT Actual June 2021 | ML1KP-Mitchell 1 KP | 2021-06-12 07:00 | 210.08 | 186.2885 | 23.793 | 0 | 370 | 770 | 186.287 | 774 |  | 270 | 774 | 774 | DISPATCHABLE | N | s277154 | 44378.4921
38753-MKT Actual June 2021 | ML1KP-Mitchell 1 KP | 2021-06-12 08:00 | 217.312 | 193.1455 | 24.166 | 0 | 370 | 458 | 193.146 | 774 |  | 270 | 774 | 774 | DISPATCHABLE | N | s277154 | 44378.4921
38753-MKT Actual June 2021 | ML1KP-Mitchell 1 KP | 2021-06-12 09:00 | 245.6 | 220.3945 | 25.206 | 0 | 370 | 451 | 220.394 | 774 |  | 270 | 774 | 774 | DISPATCHABLE | N | s277154 | 44378.4921
38753-MKT Actual June 2021 | ML1KP-Mitchell 1 KP | 2021-06-12 10:00 | 229.92 | 205.123 | 24.798 | 0 | 370 | 451 | 205.122 | 774 |  | 270 | 774 | 774 | DISPATCHABLE | N | s277154 | 44378.4921
38753-MKT Actual June 2021 | ML1KP-Mitchell 1 KP | 2021-06-12 11:00 | 234.624 | 209.8565 | 24.766 | 0 | 370 | 450 | 209.858 | 774 |  | 270 | 774 | 774 | DISPATCHABLE | N | s277154 | 44378.4921
38753-MKT Actual June 2021 | ML1KP-Mitchell 1 KP | 2021-06-12 12:00 | 247.328 | 222.2175 | 25.108 | 0 | 370 | 452 | 222.22 | 774 |  | 270 | 774 | 774 | DISPATCHABLE | N | s277154 | 44378.4921
38753-MKT Actual June 2021 | ML1KP-Mitchell 1 KP | 2021-06-12 13:00 | 245.184 | 220.0495 | 25.136 | 0 | 370 | 451 | 220.048 | 774 |  | 270 | 774 | 774 | DISPATCHABLE | N | s277154 | 44378.4921
38753-MKT Actual June 2021 | ML1KP-Mitchell 1 KP | 2021-06-12 14:00 | 250.912 | 225.366 | 25.546 | 0 | 370 | 452 | 225.366 | 774 |  | 270 | 774 | 774 | DISPATCHABLE | N | s277154 | 44378.4921
38753-MKT Actual June 2021 | ML1KP-Mitchell 1 KP | 2021-06-12 15:00 | 251.744 | 225.7795 | 25.966 | 0 | 370 | 452 | 225.778 | 774 |  | 270 | 774 | 774 | DISPATCHABLE | N | s277154 | 44378.4921
38753-MKT Actual June 2021 | ML1KP-Mitchell 1 KP | 2021-06-12 16:00 | 251.52 | 225.97 | 25.55 | 0 | 370 | 452 | 225.97 | 774 |  | 270 | 774 | 774 | DISPATCHABLE | N | s277154 | 44378.4921
38753-MKT Actual June 2021 | ML1KP-Mitchell 1 KP | 2021-06-12 17:00 | 251.264 | 225.869 | 25.395 | 0 | 370 | 452 | 225.869 | 774 |  | 270 | 774 | 774 | DISPATCHABLE | N | s277154 | 44378.4921
38753-MKT Actual June 2021 | ML1KP-Mitchell 1 KP | 2021-06-12 18:00 | 250.976 | 225.5885 | 25.387 | 0 | 370 | 452 | 225.589 | 774 |  | 270 | 774 | 774 | DISPATCHABLE | N | s277154 | 44378.4921
38753-MKT Actual June 2021 | ML1KP-Mitchell 1 KP | 2021-06-12 19:00 | 251.616 | 226.2325 | 25.383 | 0 | 370 | 453 | 226.233 | 774 |  | 270 | 774 | 774 | DISPATCHABLE | N | s277154 | 44378.4921
38753-MKT Actual June 2021 | ML1KP-Mitchell 1 KP | 2021-06-12 20:00 | 251.52 | 226.134 | 25.386 | 0 | 370 | 453 | 226.134 | 774 |  | 270 | 774 | 774 | DISPATCHABLE | N | s277154 | 44378.4921
38753-MKT Actual June 2021 | ML1KP-Mitchell 1 KP | 2021-06-12 21:00 | 251.616 | 226.0005 | 25.614 | 0 | 370 | 452 | 226.002 | 774 |  | 270 | 774 | 774 | DISPATCHABLE | N | s277154 | 44378.4921
38753-MKT Actual June 2021 | ML1KP-Mitchell 1 KP | 2021-06-12 22:00 | 251.552 | 225.898 | 25.655 | 0 | 445 | 452 | 225.897 | 774 |  | 270 | 774 | 774 | DISPATCHABLE | N | s277154 | 44378.4921
38753-MKT Actual June 2021 | ML1KP-Mitchell 1 KP | 2021-06-12 23:00 | 251.648 | 226.0025 | 25.647 | 0 | 449 | 453 | 226.001 | 774 |  | 270 | 774 | 774 | DISPATCHABLE | N | s277154 | 44378.4921
38753-MKT Actual June 2021 | ML1KP-Mitchell 1 KP | 2021-06-13 | 251.584 | 226.012 | 25.573 | 0 | 450 | 453 | 226.011 | 774 |  | 270 | 774 | 774 | DISPATCHABLE | N | s277154 | 44378.4921
38753-MKT Actual June 2021 | ML1KP-Mitchell 1 KP | 2021-06-13 01:00 | 251.584 | 226.0735 | 25.51 | 0 | 442 | 485 | 226.074 | 774 |  | 270 | 774 | 774 | DISPATCHABLE | N | s277154 | 44378.4921
38753-MKT Actual June 2021 | ML1KP-Mitchell 1 KP | 2021-06-13 02:00 | 251.36 | 225.765 | 25.594 | 0 | 449 | 452 | 225.766 | 774 |  | 270 | 774 | 774 | DISPATCHABLE | N | s277154 | 44378.4924
38753-MKT Actual June 2021 | ML1KP-Mitchell 1 KP | 2021-06-13 03:00 | 251.584 | 225.9895 | 25.594 | 0 | 450 | 452 | 225.99 | 774 |  | 270 | 774 | 774 | DISPATCHABLE | N | s277154 | 44378.4924
38753-MKT Actual June 2021 | ML1KP-Mitchell 1 KP | 2021-06-13 04:00 | 251.68 | 225.981 | 25.7 | 0 | 450 | 452 | 225.98 | 774 |  | 270 | 774 | 774 | DISPATCHABLE | N | s277154 | 44378.4924
38753-MKT Actual June 2021 | ML1KP-Mitchell 1 KP | 2021-06-13 05:00 | 251.424 | 225.943 | 25.48 | 0 | 449 | 453 | 225.944 | 774 |  | 270 | 774 | 774 | DISPATCHABLE | N | s277154 | 44378.4924
38753-MKT Actual June 2021 | ML1KP-Mitchell 1 KP | 2021-06-13 06:00 | 251.488 | 226.1795 | 25.309 | 0 | 450 | 453 | 226.179 | 774 |  | 270 | 774 | 774 | DISPATCHABLE | N | s277154 | 44378.4924
38753-MKT Actual June 2021 | ML1KP-Mitchell 1 KP | 2021-06-13 07:00 | 251.424 | 226.1975 | 25.227 | 0 | 450 | 453 | 226.197 | 774 |  | 270 | 774 | 774 | DISPATCHABLE | N | s277154 | 44378.4924
38753-MKT Actual June 2021 | ML1KP-Mitchell 1 KP | 2021-06-13 08:00 | 251.68 | 226.5155 | 25.163 | 0 | 450 | 454 | 226.517 | 774 |  | 270 | 774 | 774 | DISPATCHABLE | N | s277154 | 44378.4924
38753-MKT Actual June 2021 | ML1KP-Mitchell 1 KP | 2021-06-13 09:00 | 251.488 | 226.259 | 25.228 | 0 | 450 | 453 | 226.26 | 774 |  | 270 | 774 | 774 | DISPATCHABLE | N | s277154 | 44378.4924
38753-MKT Actual June 2021 | ML1KP-Mitchell 1 KP | 2021-06-13 10:00 | 251.424 | 226.0275 | 25.399 | 0 | 449 | 453 | 226.025 | 774 |  | 270 | 774 | 774 | DISPATCHABLE | N | s277154 | 44378.4924
38753-MKT Actual June 2021 | ML1KP-Mitchell 1 KP | 2021-06-13 11:00 | 251.52 | 226.1645 | 25.355 | 0 | 450 | 453 | 226.165 | 774 |  | 270 | 774 | 774 | DISPATCHABLE | N | s277154 | 44378.4924
38753-MKT Actual June 2021 | ML1KP-Mitchell 1 KP | 2021-06-13 12:00 | 251.392 | 226.163 | 25.229 | 0 | 449 | 453 | 226.163 | 774 |  | 270 | 774 | 774 | DISPATCHABLE | N | s277154 | 44378.4924
38753-MKT Actual June 2021 | ML1KP-Mitchell 1 KP | 2021-06-13 13:00 | 251.392 | 226.182 | 25.211 | 0 | 449 | 453 | 226.181 | 774 |  | 270 | 774 | 774 | DISPATCHABLE | N | s277154 | 44378.4924
38753-MKT Actual June 2021 | ML1KP-Mitchell 1 KP | 2021-06-13 14:00 | 251.424 | 226.0055 | 25.42 | 0 | 449 | 453 | 226.004 | 774 |  | 270 | 774 | 774 | DISPATCHABLE | N | s277154 | 44378.4924
38753-MKT Actual June 2021 | ML1KP-Mitchell 1 KP | 2021-06-13 15:00 | 251.648 | 226.131 | 25.517 | 0 | 450 | 452 | 226.131 | 774 |  | 270 | 774 | 774 | DISPATCHABLE | N | s277154 | 44378.4924
38753-MKT Actual June 2021 | ML1KP-Mitchell 1 KP | 2021-06-13 16:00 | 254.016 | 228.3255 | 25.692 | 0 | 422 | 562 | 228.324 | 774 |  | 270 | 774 | 774 | DISPATCHABLE | N | s277154 | 44378.4924
38753-MKT Actual June 2021 | ML1KP-Mitchell 1 KP | 2021-06-13 17:00 | 311.616 | 283.855 | 27.76 | 0 | 370 | 770 | 270 | 774 |  | 270 | 774 | 774 | DISPATCHABLE | N | s277154 | 44378.4924
38753-MKT Actual June 2021 | ML1KP-Mitchell 1 KP | 2021-06-13 18:00 | 384.256 | 351.792 | 32.465 | 0 | 370 | 756 | 270 | 774 |  | 270 | 774 | 774 | DISPATCHABLE | N | s277154 | 44378.4924
38753-MKT Actual June 2021 | ML1KP-Mitchell 1 KP | 2021-06-13 19:00 | 405.376 | 370.778 | 34.598 | 0 | 370 | 743 | 270 | 774 |  | 270 | 774 | 774 | DISPATCHABLE | N | s277154 | 44378.4924
38753-MKT Actual June 2021 | ML1KP-Mitchell 1 KP | 2021-06-13 20:00 | 393.472 | 360.082 | 33.39 | 0 | 370 | 736 | 270 | 774 |  | 270 | 774 | 774 | DISPATCHABLE | N | s277154 | 44378.4924
38753-MKT Actual June 2021 | ML1KP-Mitchell 1 KP | 2021-06-13 21:00 | 389.536 | 356.6085 | 32.927 | 0 | 370 | 736 | 270 | 774 |  | 270 | 774 | 774 | DISPATCHABLE | N | s277154 | 44378.4924
38753-MKT Actual June 2021 | ML1KP-Mitchell 1 KP | 2021-06-13 22:00 | 390.368 | 357.411 | 32.959 | 0 | 370 | 735 | 270 | 774 |  | 270 | 774 | 774 | DISPATCHABLE | N | s277154 | 44378.4924
38753-MKT Actual June 2021 | ML1KP-Mitchell 1 KP | 2021-06-13 23:00 | 354.848 | 324.9765 | 29.871 | 0 | 370 | 735 | 270 | 774 |  | 270 | 774 | 774 | DISPATCHABLE | N | s277154 | 44378.4924
38753-MKT Actual June 2021 | ML1KP-Mitchell 1 KP | 2021-06-14 | 330.304 | 301.876 | 28.428 | 0 | 370 | 735 | 270 | 774 |  | 270 | 774 | 774 | DISPATCHABLE | N | s277154 | 44378.4924
38753-MKT Actual June 2021 | ML1KP-Mitchell 1 KP | 2021-06-14 01:00 | 307.296 | 280.052 | 27.244 | 0 | 370 | 770 | 270 | 774 |  | 270 | 774 | 774 | DISPATCHABLE | N | s277154 | 44378.4924
38753-MKT Actual June 2021 | ML1KP-Mitchell 1 KP | 2021-06-14 02:00 | 291.008 | 264.3015 | 26.706 | 0 | 370 | 770 | 264.302 | 774 |  | 270 | 774 | 774 | DISPATCHABLE | N | s277154 | 44378.4924
38753-MKT Actual June 2021 | ML1KP-Mitchell 1 KP | 2021-06-14 03:00 | 227.904 | 203.0955 | 24.81 | 0 | 370 | 770 | 203.094 | 774 |  | 270 | 774 | 774 | DISPATCHABLE | N | s277154 | 44378.4924
38753-MKT Actual June 2021 | ML1KP-Mitchell 1 KP | 2021-06-14 04:00 | 209.408 | 185.636 | 23.772 | 0 | 370 | 770 | 185.636 | 774 |  | 270 | 774 | 774 | DISPATCHABLE | N | s277154 | 44378.4924
38753-MKT Actual June 2021 | ML1KP-Mitchell 1 KP | 2021-06-14 05:00 | 209.984 | 186.099 | 23.886 | 0 | 370 | 770 | 186.098 | 774 |  | 270 | 774 | 774 | DISPATCHABLE | N | s277154 | 44378.4924
38753-MKT Actual June 2021 | ML1KP-Mitchell 1 KP | 2021-06-14 06:00 | 210.048 | 186.353 | 23.696 | 0 | 369 | 770 | 186.352 | 774 |  | 270 | 774 | 774 | DISPATCHABLE | N | s277154 | 44378.4924
38753-MKT Actual June 2021 | ML1KP-Mitchell 1 KP | 2021-06-14 07:00 | 215.968 | 192.058 | 23.911 | 0 | 370 | 770 | 192.057 | 774 |  | 270 | 774 | 774 | DISPATCHABLE | N | s277154 | 44378.4924
38753-MKT Actual June 2021 | ML1KP-Mitchell 1 KP | 2021-06-14 08:00 | 211.072 | 186.9495 | 24.123 | 0 | 369 | 770 | 186.949 | 774 |  | 270 | 774 | 774 | DISPATCHABLE | N | s277154 | 44378.4924
38753-MKT Actual June 2021 | ML1KP-Mitchell 1 KP | 2021-06-14 09:00 | 218.304 | 193.8465 | 24.458 | 0 | 370 | 770 | 193.846 | 774 |  | 270 | 774 | 774 | DISPATCHABLE | N | s277154 | 44378.4924
38753-MKT Actual June 2021 | ML1KP-Mitchell 1 KP | 2021-06-14 10:00 | 213.408 | 189.029 | 24.38 | 0 | 369 | 770 | 189.028 | 774 |  | 270 | 774 | 774 | DISPATCHABLE | N | s277154 | 44378.4924
38753-MKT Actual June 2021 | ML1KP-Mitchell 1 KP | 2021-06-14 11:00 | 237.856 | 212.811 | 25.045 | 0 | 370 | 770 | 212.811 | 774 |  | 270 | 774 | 774 | DISPATCHABLE | N | s277154 | 44378.4924
38753-MKT Actual June 2021 | ML1KP-Mitchell 1 KP | 2021-06-14 12:00 | 273.792 | 247.645 | 26.147 | 0 | 370 | 770 | 247.645 | 774 |  | 270 | 774 | 774 | DISPATCHABLE | N | s277154 | 44378.4924
38753-MKT Actual June 2021 | ML1KP-Mitchell 1 KP | 2021-06-14 13:00 | 337.472 | 308.5305 | 28.941 | 0 | 370 | 770 | 270 | 774 |  | 270 | 774 | 774 | DISPATCHABLE | N | s277154 | 44378.4924
38753-MKT Actual June 2021 | ML1KP-Mitchell 1 KP | 2021-06-14 14:00 | 388.416 | 355.467 | 32.948 | 0 | 370 | 746 | 270 | 747 |  | 270 | 747 | 746 | DISPATCHABLE | N | s277154 | 44378.4924
38753-MKT Actual June 2021 | ML1KP-Mitchell 1 KP | 2021-06-14 15:00 | 403.36 | 368.513 | 34.85 | 0 | 370 | 738 | 270 | 738 |  | 270 | 738 | 735 | DISPATCHABLE | N | s277154 | 44378.4924
38753-MKT Actual June 2021 | ML1KP-Mitchell 1 KP | 2021-06-14 16:00 | 404.512 | 368.946 | 35.567 | 0 | 370 | 738 | 270 | 738 |  | 270 | 738 | 735 | DISPATCHABLE | N | s277154 | 44378.4924
38753-MKT Actual June 2021 | ML1KP-Mitchell 1 KP | 2021-06-14 17:00 | 395.712 | 361.715 | 33.997 | 0 | 370 | 734 | 270 | 737 |  | 270 | 737 | 735 | DISPATCHABLE | N | s277154 | 44378.4924
38753-MKT Actual June 2021 | ML1KP-Mitchell 1 KP | 2021-06-14 18:00 | 359.872 | 330.2835 | 29.588 | 0 | 370 | 661 | 270 | 735 |  | 270 | 735 | 735 | DISPATCHABLE | N | s277154 | 44378.4924
38753-MKT Actual June 2021 | ML1KP-Mitchell 1 KP | 2021-06-14 19:00 | 335.232 | 308.495 | 26.735 | 0 | 370 | 654 | 270 | 735 |  | 270 | 735 | 735 | DISPATCHABLE | N | s277154 | 44378.4924
38753-MKT Actual June 2021 | ML1KP-Mitchell 1 KP | 2021-06-14 20:00 | 267.552 | 241.989 | 25.562 | 0 | 370 | 536 | 241.99 | 735 |  | 270 | 735 | 735 | DISPATCHABLE | N | s277154 | 44378.4924
38753-MKT Actual June 2021 | ML1KP-Mitchell 1 KP | 2021-06-14 21:00 | 343.392 | 314.1455 | 29.246 | 0 | 370 | 686 | 270 | 735 |  | 270 | 735 | 735 | DISPATCHABLE | N | s277154 | 44378.4924
38753-MKT Actual June 2021 | ML1KP-Mitchell 1 KP | 2021-06-14 22:00 | 358.528 | 328.579 | 29.95 | 0 | 370 | 663 | 270 | 735 |  | 270 | 735 | 735 | DISPATCHABLE | N | s277154 | 44378.4924
38753-MKT Actual June 2021 | ML1KP-Mitchell 1 KP | 2021-06-14 23:00 | 324.352 | 296.3235 | 28.028 | 0 | 370 | 650 | 270 | 735 |  | 270 | 735 | 735 | DISPATCHABLE | N | s277154 | 44378.4924
38753-MKT Actual June 2021 | ML1KP-Mitchell 1 KP | 2021-06-15 | 291.52 | 264.688 | 26.829 | 0 | 370 | 650 | 264.691 | 735 |  | 270 | 735 | 735 | DISPATCHABLE | N | s277154 | 44378.4924
38753-MKT Actual June 2021 | ML1KP-Mitchell 1 KP | 2021-06-15 01:00 | 249.472 | 224.1685 | 25.303 | 0 | 370 | 690 | 224.169 | 735 |  | 270 | 735 | 735 | DISPATCHABLE | N | s277154 | 44378.4924
38753-MKT Actual June 2021 | ML1KP-Mitchell 1 KP | 2021-06-15 02:00 | 225.568 | 200.6865 | 24.881 | 0 | 370 | 685 | 200.687 | 735 |  | 270 | 735 | 735 | DISPATCHABLE | N | s277154 | 44378.4924
38753-MKT Actual June 2021 | ML1KP-Mitchell 1 KP | 2021-06-15 03:00 | 213.696 | 188.867 | 24.829 | 0 | 370 | 685 | 188.867 | 735 |  | 270 | 735 | 735 | DISPATCHABLE | N | s277154 | 44378.4924
38753-MKT Actual June 2021 | ML1KP-Mitchell 1 KP | 2021-06-15 04:00 | 213.888 | 189.059 | 24.829 | 0 | 370 | 685 | 189.059 | 735 |  | 270 | 735 | 735 | DISPATCHABLE | N | s277154 | 44378.4924
38753-MKT Actual June 2021 | ML1KP-Mitchell 1 KP | 2021-06-15 05:00 | 213.568 | 188.739 | 24.829 | 0 | 370 | 685 | 188.739 | 735 |  | 270 | 735 | 735 | DISPATCHABLE | N | s277154 | 44378.4924
38753-MKT Actual June 2021 | ML1KP-Mitchell 1 KP | 2021-06-15 06:00 | 213.792 | 188.963 | 24.829 | 0 | 370 | 685 | 188.963 | 735 |  | 270 | 735 | 735 | DISPATCHABLE | N | s277154 | 44378.4924
38753-MKT Actual June 2021 | ML1KP-Mitchell 1 KP | 2021-06-15 07:00 | 212.416 | 187.587 | 24.829 | 0 | 370 | 678 | 187.587 | 679 |  | 270 | 679 | 675 | DISPATCHABLE | N | s277154 | 44378.4924
38753-MKT Actual June 2021 | ML1KP-Mitchell 1 KP | 2021-06-15 08:00 | 213.184 | 189.2305 | 23.954 | 0 | 369 | 664 | 189.23 | 670 |  | 270 | 670 | 670 | DISPATCHABLE | N | s277154 | 44378.4924
38753-MKT Actual June 2021 | ML1KP-Mitchell 1 KP | 2021-06-15 09:00 | 210.176 | 186.0895 | 24.087 | 0 | 370 | 650 | 186.089 | 670 |  | 270 | 670 | 670 | DISPATCHABLE | N | s277154 | 44378.4924
38753-MKT Actual June 2021 | ML1KP-Mitchell 1 KP | 2021-06-15 10:00 | 217.792 | 193.4865 | 24.306 | 0 | 370 | 650 | 193.486 | 670 |  | 270 | 670 | 670 | DISPATCHABLE | N | s277154 | 44378.4924
38753-MKT Actual June 2021 | ML1KP-Mitchell 1 KP | 2021-06-15 11:00 | 232 | 207.1215 | 24.877 | 0 | 370 | 650 | 207.123 | 670 |  | 270 | 670 | 670 | DISPATCHABLE | N | s277154 | 44378.4924
38753-MKT Actual June 2021 | ML1KP-Mitchell 1 KP | 2021-06-15 12:00 | 246.528 | 221.438 | 25.09 | 0 | 370 | 650 | 221.438 | 670 |  | 270 | 670 | 670 | DISPATCHABLE | N | s277154 | 44378.4924
38753-MKT Actual June 2021 | ML1KP-Mitchell 1 KP | 2021-06-15 13:00 | 264.608 | 238.8655 | 25.743 | 0 | 370 | 650 | 238.865 | 670 |  | 270 | 670 | 670 | DISPATCHABLE | N | s277154 | 44378.4924
38753-MKT Actual June 2021 | ML1KP-Mitchell 1 KP | 2021-06-15 14:00 | 296.256 | 269.318 | 26.936 | 0 | 370 | 650 | 269.32 | 670 |  | 270 | 670 | 670 | DISPATCHABLE | N | s277154 | 44378.4924
38753-MKT Actual June 2021 | ML1KP-Mitchell 1 KP | 2021-06-15 15:00 | 300.448 | 273.5485 | 26.901 | 0 | 370 | 650 | 270 | 670 |  | 270 | 670 | 670 | DISPATCHABLE | N | s277154 | 44378.4924
38753-MKT Actual June 2021 | ML1KP-Mitchell 1 KP | 2021-06-15 16:00 | 336.896 | 308.162 | 28.735 | 0 | 370 | 650 | 270 | 670 |  | 270 | 670 | 670 | DISPATCHABLE | N | s277154 | 44378.4924
38753-MKT Actual June 2021 | ML1KP-Mitchell 1 KP | 2021-06-15 17:00 | 355.36 | 325.525 | 29.834 | 0 | 370 | 652 | 270 | 667 |  | 270 | 667 | 667 | DISPATCHABLE | N | s277154 | 44378.4924
38753-MKT Actual June 2021 | ML1KP-Mitchell 1 KP | 2021-06-15 18:00 | 342.496 | 313.897 | 28.597 | 0 | 370 | 650 | 270 | 650 |  | 270 | 650 | 650 | DISPATCHABLE | N | s277154 | 44378.4924
38753-MKT Actual June 2021 | ML1KP-Mitchell 1 KP | 2021-06-15 19:00 | 345.824 | 317.148 | 28.675 | 0 | 370 | 651 | 270 | 651 |  | 270 | 651 | 650 | DISPATCHABLE | N | s277154 | 44378.4924
38753-MKT Actual June 2021 | ML1KP-Mitchell 1 KP | 2021-06-15 20:00 | 338.944 | 310.698 | 28.243 | 0 | 370 | 650 | 270 | 650 |  | 270 | 650 | 650 | DISPATCHABLE | N | s277154 | 44378.4924
38753-MKT Actual June 2021 | ML1KP-Mitchell 1 KP | 2021-06-15 21:00 | 330.08 | 302.21 | 27.872 | 0 | 370 | 650 | 270 | 650 |  | 270 | 650 | 650 | DISPATCHABLE | N | s277154 | 44378.4924
38753-MKT Actual June 2021 | ML1KP-Mitchell 1 KP | 2021-06-15 22:00 | 311.04 | 283.945 | 27.093 | 0 | 370 | 650 | 270 | 650 |  | 270 | 650 | 650 | DISPATCHABLE | N | s277154 | 44378.4924
38753-MKT Actual June 2021 | ML1KP-Mitchell 1 KP | 2021-06-15 23:00 | 280.608 | 254.5585 | 26.048 | 0 | 370 | 650 | 254.56 | 650 |  | 270 | 650 | 650 | DISPATCHABLE | N | s277154 | 44378.4924
38753-MKT Actual June 2021 | ML1KP-Mitchell 1 KP | 2021-06-16 | 242.176 | 217.4115 | 24.764 | 0 | 370 | 650 | 217.412 | 650 |  | 270 | 650 | 650 | DISPATCHABLE | N | s277154 | 44378.4924
38753-MKT Actual June 2021 | ML1KP-Mitchell 1 KP | 2021-06-16 01:00 | 209.088 | 185.22 | 23.868 | 0 | 369 | 650 | 185.22 | 650 |  | 270 | 650 | 650 | DISPATCHABLE | N | s277154 | 44378.4924
38753-MKT Actual June 2021 | ML1KP-Mitchell 1 KP | 2021-06-16 02:00 | 209.376 | 185.531 | 23.845 | 0 | 369 | 619 | 185.531 | 650 |  | 270 | 650 | 650 | DISPATCHABLE | N | s277154 | 44378.4924
38753-MKT Actual June 2021 | ML1KP-Mitchell 1 KP | 2021-06-16 03:00 | 209.056 | 185.4215 | 23.635 | 0 | 369 | 500 | 185.421 | 650 |  | 270 | 650 | 650 | DISPATCHABLE | N | s277154 | 44378.4924
38753-MKT Actual June 2021 | ML1KP-Mitchell 1 KP | 2021-06-16 04:00 | 209.632 | 185.617 | 24.017 | 0 | 369 | 500 | 185.615 | 650 |  | 270 | 650 | 650 | DISPATCHABLE | N | s277154 | 44378.4924
38753-MKT Actual June 2021 | ML1KP-Mitchell 1 KP | 2021-06-16 05:00 | 209.536 | 185.746 | 23.791 | 0 | 369 | 500 | 185.745 | 650 |  | 270 | 650 | 650 | DISPATCHABLE | N | s277154 | 44378.4924
38753-MKT Actual June 2021 | ML1KP-Mitchell 1 KP | 2021-06-16 06:00 | 209.44 | 185.644 | 23.795 | 0 | 369 | 500 | 185.645 | 650 |  | 270 | 650 | 650 | DISPATCHABLE | N | s277154 | 44378.4924
38753-MKT Actual June 2021 | ML1KP-Mitchell 1 KP | 2021-06-16 07:00 | 210.816 | 186.986 | 23.829 | 0 | 369 | 500 | 186.987 | 650 |  | 270 | 650 | 650 | DISPATCHABLE | N | s277154 | 44378.4924
38753-MKT Actual June 2021 | ML1KP-Mitchell 1 KP | 2021-06-16 08:00 | 209.44 | 185.6475 | 23.793 | 0 | 369 | 500 | 185.647 | 650 |  | 270 | 650 | 650 | DISPATCHABLE | N | s277154 | 44378.4924
38753-MKT Actual June 2021 | ML1KP-Mitchell 1 KP | 2021-06-16 09:00 | 214.688 | 190.7885 | 23.9 | 0 | 370 | 500 | 190.788 | 650 |  | 270 | 650 | 650 | DISPATCHABLE | N | s277154 | 44378.4924
38753-MKT Actual June 2021 | ML1KP-Mitchell 1 KP | 2021-06-16 10:00 | 209.632 | 185.767 | 23.865 | 0 | 369 | 500 | 185.767 | 650 |  | 270 | 650 | 650 | DISPATCHABLE | N | s277154 | 44378.4924
38753-MKT Actual June 2021 | ML1KP-Mitchell 1 KP | 2021-06-16 11:00 | 243.968 | 219.004 | 24.965 | 0 | 434 | 500 | 219.003 | 650 |  | 270 | 650 | 650 | DISPATCHABLE | N | s277154 | 44378.4924
38753-MKT Actual June 2021 | ML1KP-Mitchell 1 KP | 2021-06-16 12:00 | 251.36 | 226.2355 | 25.125 | 0 | 449 | 500 | 226.235 | 650 |  | 270 | 650 | 650 | DISPATCHABLE | N | s277154 | 44378.4924
38753-MKT Actual June 2021 | ML1KP-Mitchell 1 KP | 2021-06-16 13:00 | 258.624 | 233.39 | 25.234 | 0 | 450 | 500 | 233.39 | 650 |  | 270 | 650 | 650 | DISPATCHABLE | N | s277154 | 44378.4924
38753-MKT Actual June 2021 | ML1KP-Mitchell 1 KP | 2021-06-16 14:00 | 253.824 | 228.846 | 24.98 | 0 | 450 | 500 | 228.844 | 650 |  | 270 | 650 | 650 | DISPATCHABLE | N | s277154 | 44378.4924
38753-MKT Actual June 2021 | ML1KP-Mitchell 1 KP | 2021-06-16 15:00 | 275.392 | 249.5415 | 25.851 | 0 | 450 | 502 | 249.541 | 650 |  | 270 | 650 | 650 | DISPATCHABLE | N | s277154 | 44378.4924
38753-MKT Actual June 2021 | ML1KP-Mitchell 1 KP | 2021-06-16 16:00 | 274.304 | 248.2475 | 26.055 | 0 | 371 | 501 | 248.249 | 650 |  | 270 | 650 | 650 | DISPATCHABLE | N | s277154 | 44378.4924
38753-MKT Actual June 2021 | ML1KP-Mitchell 1 KP | 2021-06-16 17:00 | 276.896 | 250.9595 | 25.937 | 0 | 370 | 502 | 250.959 | 650 |  | 270 | 650 | 650 | DISPATCHABLE | N | s277154 | 44378.4924
38753-MKT Actual June 2021 | ML1KP-Mitchell 1 KP | 2021-06-16 18:00 | 276.64 | 250.9075 | 25.732 | 0 | 370 | 502 | 250.908 | 505 |  | 270 | 505 | 503 | DISPATCHABLE | N | s277154 | 44378.4924
38753-MKT Actual June 2021 | ML1KP-Mitchell 1 KP | 2021-06-16 19:00 | 267.616 | 242.3375 | 25.278 | 0 | 370 | 501 | 242.338 | 501 |  | 270 | 501 | 500 | DISPATCHABLE | N | s277154 | 44378.4924
38753-MKT Actual June 2021 | ML1KP-Mitchell 1 KP | 2021-06-16 20:00 | 269.664 | 244.272 | 25.393 | 0 | 370 | 501 | 244.271 | 501 |  | 270 | 501 | 500 | DISPATCHABLE | N | s277154 | 44378.4924
38753-MKT Actual June 2021 | ML1KP-Mitchell 1 KP | 2021-06-16 21:00 | 272.768 | 247.078 | 25.692 | 0 | 370 | 502 | 247.076 | 502 |  | 270 | 502 | 500 | DISPATCHABLE | N | s277154 | 44378.4924
38753-MKT Actual June 2021 | ML1KP-Mitchell 1 KP | 2021-06-16 22:00 | 254.368 | 229.154 | 25.215 | 0 | 370 | 500 | 229.153 | 500 |  | 270 | 500 | 500 | DISPATCHABLE | N | s277154 | 44378.4924
38753-MKT Actual June 2021 | ML1KP-Mitchell 1 KP | 2021-06-16 23:00 | 215.104 | 191.0305 | 24.073 | 0 | 369 | 500 | 191.031 | 500 |  | 270 | 500 | 500 | DISPATCHABLE | N | s277154 | 44378.4924
38753-MKT Actual June 2021 | ML1KP-Mitchell 1 KP | 2021-06-17 | 210.144 | 186.256 | 23.888 | 0 | 369 | 500 | 186.256 | 500 |  | 270 | 500 | 500 | DISPATCHABLE | N | s277154 | 44378.4924
38753-MKT Actual June 2021 | ML1KP-Mitchell 1 KP | 2021-06-17 01:00 | 209.504 | 185.805 | 23.699 | 0 | 369 | 500 | 185.805 | 500 |  | 270 | 500 | 500 | DISPATCHABLE | N | s277154 | 44378.4924
38753-MKT Actual June 2021 | ML1KP-Mitchell 1 KP | 2021-06-17 02:00 | 209.248 | 185.5825 | 23.667 | 0 | 369 | 578 | 185.581 | 578 |  | 270 | 578 | 574 | DISPATCHABLE | N | s277154 | 44378.4924
38753-MKT Actual June 2021 | ML1KP-Mitchell 1 KP | 2021-06-17 03:00 | 209.248 | 185.5185 | 23.73 | 0 | 369 | 770 | 185.518 | 770 |  | 270 | 770 | 770 | DISPATCHABLE | N | s277154 | 44378.4924
38753-MKT Actual June 2021 | ML1KP-Mitchell 1 KP | 2021-06-17 04:00 | 210.016 | 185.659 | 24.359 | 0 | 369 | 770 | 185.657 | 770 |  | 270 | 770 | 770 | DISPATCHABLE | N | s277154 | 44378.4924
38753-MKT Actual June 2021 | ML1KP-Mitchell 1 KP | 2021-06-17 05:00 | 209.44 | 185.525 | 23.915 | 0 | 369 | 770 | 185.525 | 770 |  | 270 | 770 | 770 | DISPATCHABLE | N | s277154 | 44378.4924
38753-MKT Actual June 2021 | ML1KP-Mitchell 1 KP | 2021-06-17 06:00 | 211.744 | 187.76 | 23.985 | 0 | 370 | 770 | 187.759 | 770 |  | 270 | 770 | 770 | DISPATCHABLE | N | s277154 | 44378.4924
38753-MKT Actual June 2021 | ML1KP-Mitchell 1 KP | 2021-06-17 07:00 | 240.384 | 215.6655 | 24.719 | 0 | 430 | 770 | 215.665 | 770 |  | 270 | 770 | 770 | DISPATCHABLE | N | s277154 | 44378.4924
38753-MKT Actual June 2021 | ML1KP-Mitchell 1 KP | 2021-06-17 08:00 | 290.336 | 263.693 | 26.643 | 0 | 527 | 770 | 263.693 | 770 |  | 270 | 770 | 770 | DISPATCHABLE | N | s277154 | 44378.4924
38753-MKT Actual June 2021 | ML1KP-Mitchell 1 KP | 2021-06-17 09:00 | 361.984 | 331.488 | 30.497 | 0 | 662 | 770 | 270 | 770 |  | 270 | 770 | 770 | DISPATCHABLE | N | s277154 | 44378.4924
38753-MKT Actual June 2021 | ML1KP-Mitchell 1 KP | 2021-06-17 10:00 | 399.68 | 366.6795 | 33.002 | 0 | 729 | 735 | 270 | 770 |  | 270 | 770 | 770 | DISPATCHABLE | N | s277154 | 44378.4924
38753-MKT Actual June 2021 | ML1KP-Mitchell 1 KP | 2021-06-17 11:00 | 400.352 | 366.85 | 33.501 | 0 | 729 | 735 | 270 | 770 |  | 270 | 770 | 770 | DISPATCHABLE | N | s277154 | 44378.4924
38753-MKT Actual June 2021 | ML1KP-Mitchell 1 KP | 2021-06-17 12:00 | 399.552 | 366.7615 | 32.792 | 0 | 729 | 734 | 270 | 770 |  | 270 | 770 | 770 | DISPATCHABLE | N | s277154 | 44378.4924
38753-MKT Actual June 2021 | ML1KP-Mitchell 1 KP | 2021-06-17 13:00 | 399.2 | 366.158 | 33.042 | 0 | 729 | 733 | 270 | 770 |  | 270 | 770 | 770 | DISPATCHABLE | N | s277154 | 44378.4924
38753-MKT Actual June 2021 | ML1KP-Mitchell 1 KP | 2021-06-17 14:00 | 399.488 | 366.2015 | 33.285 | 0 | 729 | 733 | 270 | 770 |  | 270 | 770 | 770 | DISPATCHABLE | N | s277154 | 44378.4924
38753-MKT Actual June 2021 | ML1KP-Mitchell 1 KP | 2021-06-17 15:00 | 399.616 | 366.1775 | 33.439 | 0 | 730 | 733 | 270 | 770 |  | 270 | 770 | 770 | DISPATCHABLE | N | s277154 | 44378.4924
38753-MKT Actual June 2021 | ML1KP-Mitchell 1 KP | 2021-06-17 16:00 | 399.552 | 366.5465 | 33.004 | 0 | 730 | 734 | 270 | 770 |  | 270 | 770 | 770 | DISPATCHABLE | N | s277154 | 44378.4924
38753-MKT Actual June 2021 | ML1KP-Mitchell 1 KP | 2021-06-17 17:00 | 399.68 | 367.1955 | 32.485 | 0 | 594 | 735 | 270 | 770 |  | 270 | 770 | 770 | DISPATCHABLE | N | s277154 | 44378.4924
38753-MKT Actual June 2021 | ML1KP-Mitchell 1 KP | 2021-06-17 18:00 | 396.928 | 364.48 | 32.447 | 0 | 370 | 732 | 270 | 770 |  | 270 | 770 | 770 | DISPATCHABLE | N | s277154 | 44378.4924
38753-MKT Actual June 2021 | ML1KP-Mitchell 1 KP | 2021-06-17 19:00 | 381.984 | 350.7885 | 31.195 | 0 | 370 | 731 | 270 | 770 |  | 270 | 770 | 770 | DISPATCHABLE | N | s277154 | 44378.4924
38753-MKT Actual June 2021 | ML1KP-Mitchell 1 KP | 2021-06-17 20:00 | 385.376 | 353.7855 | 31.591 | 0 | 370 | 730 | 270 | 770 |  | 270 | 770 | 770 | DISPATCHABLE | N | s277154 | 44378.4924
38753-MKT Actual June 2021 | ML1KP-Mitchell 1 KP | 2021-06-17 21:00 | 372.224 | 341.4535 | 30.771 | 0 | 370 | 730 | 270 | 770 |  | 270 | 770 | 770 | DISPATCHABLE | N | s277154 | 44378.4924
38753-MKT Actual June 2021 | ML1KP-Mitchell 1 KP | 2021-06-17 22:00 | 364.064 | 333.9465 | 30.118 | 0 | 370 | 730 | 270 | 770 |  | 270 | 770 | 770 | DISPATCHABLE | N | s277154 | 44378.4924
38753-MKT Actual June 2021 | ML1KP-Mitchell 1 KP | 2021-06-17 23:00 | 334.752 | 306.4145 | 28.336 | 0 | 370 | 730 | 270 | 770 |  | 270 | 770 | 770 | DISPATCHABLE | N | s277154 | 44378.4924
38753-MKT Actual June 2021 | ML1KP-Mitchell 1 KP | 2021-06-18 | 281.632 | 255.3225 | 26.31 | 0 | 370 | 730 | 255.322 | 770 |  | 270 | 770 | 770 | DISPATCHABLE | N | s277154 | 44378.4924
38753-MKT Actual June 2021 | ML1KP-Mitchell 1 KP | 2021-06-18 01:00 | 235.424 | 210.879 | 24.544 | 0 | 370 | 730 | 210.88 | 770 |  | 270 | 770 | 770 | DISPATCHABLE | N | s277154 | 44378.4924
38753-MKT Actual June 2021 | ML1KP-Mitchell 1 KP | 2021-06-18 02:00 | 210.208 | 186.2945 | 23.916 | 0 | 369 | 730 | 186.292 | 770 |  | 270 | 770 | 770 | DISPATCHABLE | N | s277154 | 44378.4924
38753-MKT Actual June 2021 | ML1KP-Mitchell 1 KP | 2021-06-18 03:00 | 209.504 | 185.6345 | 23.87 | 0 | 369 | 730 | 185.634 | 770 |  | 270 | 770 | 770 | DISPATCHABLE | N | s277154 | 44378.4924
38753-MKT Actual June 2021 | ML1KP-Mitchell 1 KP | 2021-06-18 04:00 | 209.728 | 185.784 | 23.945 | 0 | 370 | 730 | 185.783 | 770 |  | 270 | 770 | 770 | DISPATCHABLE | N | s277154 | 44378.4924
38753-MKT Actual June 2021 | ML1KP-Mitchell 1 KP | 2021-06-18 05:00 | 209.6 | 185.4515 | 24.147 | 0 | 370 | 730 | 185.453 | 770 |  | 270 | 770 | 770 | DISPATCHABLE | N | s277154 | 44378.4924
38753-MKT Actual June 2021 | ML1KP-Mitchell 1 KP | 2021-06-18 06:00 | 209.472 | 185.641 | 23.829 | 0 | 370 | 730 | 185.643 | 770 |  | 270 | 770 | 770 | DISPATCHABLE | N | s277154 | 44378.4924
38753-MKT Actual June 2021 | ML1KP-Mitchell 1 KP | 2021-06-18 07:00 | 209.792 | 186.051 | 23.739 | 0 | 369 | 730 | 186.053 | 770 |  | 270 | 770 | 770 | DISPATCHABLE | N | s277154 | 44378.4924
38753-MKT Actual June 2021 | ML1KP-Mitchell 1 KP | 2021-06-18 08:00 | 213.888 | 189.616 | 24.272 | 0 | 370 | 730 | 189.616 | 770 |  | 270 | 770 | 770 | DISPATCHABLE | N | s277154 | 44378.4924
38753-MKT Actual June 2021 | ML1KP-Mitchell 1 KP | 2021-06-18 09:00 | 210.048 | 185.974 | 24.073 | 0 | 370 | 730 | 185.975 | 770 |  | 270 | 770 | 770 | DISPATCHABLE | N | s277154 | 44378.4924
38753-MKT Actual June 2021 | ML1KP-Mitchell 1 KP | 2021-06-18 10:00 | 211.616 | 187.492 | 24.125 | 0 | 370 | 567 | 187.491 | 770 |  | 270 | 770 | 770 | DISPATCHABLE | N | s277154 | 44378.4924
38753-MKT Actual June 2021 | ML1KP-Mitchell 1 KP | 2021-06-18 11:00 | 214.08 | 189.956 | 24.124 | 0 | 370 | 500 | 189.956 | 770 |  | 270 | 770 | 770 | DISPATCHABLE | N | s277154 | 44378.4924
38753-MKT Actual June 2021 | ML1KP-Mitchell 1 KP | 2021-06-18 12:00 | 209.6 | 185.5955 | 24.006 | 0 | 370 | 656 | 185.594 | 770 |  | 270 | 770 | 770 | DISPATCHABLE | N | s277154 | 44378.4924
38753-MKT Actual June 2021 | ML1KP-Mitchell 1 KP | 2021-06-18 13:00 | 215.936 | 191.9615 | 23.976 | 0 | 370 | 730 | 191.96 | 770 |  | 270 | 770 | 770 | DISPATCHABLE | N | s277154 | 44378.4924
38753-MKT Actual June 2021 | ML1KP-Mitchell 1 KP | 2021-06-18 14:00 | 223.488 | 199.219 | 24.267 | 0 | 370 | 730 | 199.221 | 770 |  | 270 | 770 | 770 | DISPATCHABLE | N | s277154 | 44378.4924
38753-MKT Actual June 2021 | ML1KP-Mitchell 1 KP | 2021-06-18 15:00 | 248.928 | 223.8235 | 25.106 | 0 | 370 | 730 | 223.822 | 770 |  | 270 | 770 | 770 | DISPATCHABLE | N | s277154 | 44378.4924
38753-MKT Actual June 2021 | ML1KP-Mitchell 1 KP | 2021-06-18 16:00 | 269.44 | 243.467 | 25.975 | 0 | 370 | 730 | 243.465 | 770 |  | 270 | 770 | 770 | DISPATCHABLE | N | s277154 | 44378.4924
38753-MKT Actual June 2021 | ML1KP-Mitchell 1 KP | 2021-06-18 17:00 | 308 | 280.8305 | 27.168 | 0 | 370 | 730 | 270 | 770 |  | 270 | 770 | 770 | DISPATCHABLE | N | s277154 | 44378.4924
38753-MKT Actual June 2021 | ML1KP-Mitchell 1 KP | 2021-06-18 18:00 | 308.448 | 281.394 | 27.053 | 0 | 370 | 703 | 270 | 770 |  | 270 | 770 | 770 | DISPATCHABLE | N | s277154 | 44378.4924
38753-MKT Actual June 2021 | ML1KP-Mitchell 1 KP | 2021-06-18 19:00 | 309.312 | 281.999 | 27.312 | 0 | 370 | 730 | 270 | 770 |  | 270 | 770 | 770 | DISPATCHABLE | N | s277154 | 44378.4924
38753-MKT Actual June 2021 | ML1KP-Mitchell 1 KP | 2021-06-18 20:00 | 344.416 | 315.0375 | 29.379 | 0 | 370 | 730 | 270 | 770 |  | 270 | 770 | 770 | DISPATCHABLE | N | s277154 | 44378.4924
38753-MKT Actual June 2021 | ML1KP-Mitchell 1 KP | 2021-06-18 21:00 | 368.384 | 337.584 | 30.8 | 0 | 370 | 730 | 270 | 770 |  | 270 | 770 | 770 | DISPATCHABLE | N | s277154 | 44378.4924
38753-MKT Actual June 2021 | ML1KP-Mitchell 1 KP | 2021-06-18 22:00 | 380.896 | 348.901 | 31.995 | 0 | 370 | 730 | 270 | 770 |  | 270 | 770 | 770 | DISPATCHABLE | N | s277154 | 44378.4924
38753-MKT Actual June 2021 | ML1KP-Mitchell 1 KP | 2021-06-18 23:00 | 373.28 | 341.801 | 31.478 | 0 | 370 | 730 | 270 | 770 |  | 270 | 770 | 770 | DISPATCHABLE | N | s277154 | 44378.4924
38753-MKT Actual June 2021 | ML1KP-Mitchell 1 KP | 2021-06-19 | 331.136 | 302.61 | 28.527 | 0 | 370 | 730 | 270 | 770 |  | 270 | 770 | 770 | DISPATCHABLE | N | s277154 | 44378.4924
38753-MKT Actual June 2021 | ML1KP-Mitchell 1 KP | 2021-06-19 01:00 | 274.784 | 248.8 | 25.984 | 0 | 370 | 730 | 248.8 | 770 |  | 270 | 770 | 770 | DISPATCHABLE | N | s277154 | 44378.4924
38753-MKT Actual June 2021 | ML1KP-Mitchell 1 KP | 2021-06-19 02:00 | 230.112 | 205.684 | 24.427 | 0 | 369 | 730 | 205.685 | 770 |  | 270 | 770 | 770 | DISPATCHABLE | N | s277154 | 44378.4928
38753-MKT Actual June 2021 | ML1KP-Mitchell 1 KP | 2021-06-19 03:00 | 210.048 | 186.2935 | 23.755 | 0 | 369 | 730 | 186.293 | 770 |  | 270 | 770 | 770 | DISPATCHABLE | N | s277154 | 44378.4928
38753-MKT Actual June 2021 | ML1KP-Mitchell 1 KP | 2021-06-19 04:00 | 212.864 | 188.646 | 24.215 | 0 | 370 | 730 | 188.649 | 770 |  | 270 | 770 | 770 | DISPATCHABLE | N | s277154 | 44378.4928
38753-MKT Actual June 2021 | ML1KP-Mitchell 1 KP | 2021-06-19 05:00 | 209.664 | 185.876 | 23.789 | 0 | 370 | 730 | 185.875 | 770 |  | 270 | 770 | 770 | DISPATCHABLE | N | s277154 | 44378.4928
38753-MKT Actual June 2021 | ML1KP-Mitchell 1 KP | 2021-06-19 06:00 | 209.344 | 185.623 | 23.722 | 0 | 370 | 730 | 185.622 | 770 |  | 270 | 770 | 770 | DISPATCHABLE | N | s277154 | 44378.4928
38753-MKT Actual June 2021 | ML1KP-Mitchell 1 KP | 2021-06-19 07:00 | 209.184 | 185.579 | 23.605 | 0 | 369 | 730 | 185.579 | 770 |  | 270 | 770 | 770 | DISPATCHABLE | N | s277154 | 44378.4928
38753-MKT Actual June 2021 | ML1KP-Mitchell 1 KP | 2021-06-19 08:00 | 209.248 | 185.6405 | 23.609 | 0 | 370 | 730 | 185.639 | 770 |  | 270 | 770 | 770 | DISPATCHABLE | N | s277154 | 44378.4928
38753-MKT Actual June 2021 | ML1KP-Mitchell 1 KP | 2021-06-19 09:00 | 209.728 | 185.94 | 23.79 | 0 | 370 | 730 | 185.938 | 770 |  | 270 | 770 | 770 | DISPATCHABLE | N | s277154 | 44378.4928
38753-MKT Actual June 2021 | ML1KP-Mitchell 1 KP | 2021-06-19 10:00 | 214.56 | 190.5775 | 23.981 | 0 | 370 | 730 | 190.579 | 770 |  | 270 | 770 | 770 | DISPATCHABLE | N | s277154 | 44378.4928
38753-MKT Actual June 2021 | ML1KP-Mitchell 1 KP | 2021-06-19 11:00 | 218.432 | 194.4925 | 23.938 | 0 | 370 | 730 | 194.494 | 770 |  | 270 | 770 | 770 | DISPATCHABLE | N | s277154 | 44378.4928
38753-MKT Actual June 2021 | ML1KP-Mitchell 1 KP | 2021-06-19 12:00 | 226.624 | 202.457 | 24.166 | 0 | 370 | 730 | 202.458 | 770 |  | 270 | 770 | 770 | DISPATCHABLE | N | s277154 | 44378.4928
38753-MKT Actual June 2021 | ML1KP-Mitchell 1 KP | 2021-06-19 13:00 | 233.216 | 208.8435 | 24.372 | 0 | 370 | 730 | 208.844 | 770 |  | 270 | 770 | 770 | DISPATCHABLE | N | s277154 | 44378.4928
38753-MKT Actual June 2021 | ML1KP-Mitchell 1 KP | 2021-06-19 14:00 | 256.864 | 231.644 | 25.22 | 0 | 370 | 730 | 231.644 | 770 |  | 270 | 770 | 770 | DISPATCHABLE | N | s277154 | 44378.4928
38753-MKT Actual June 2021 | ML1KP-Mitchell 1 KP | 2021-06-19 15:00 | 272.672 | 246.3845 | 26.289 | 0 | 370 | 730 | 246.383 | 770 |  | 270 | 770 | 770 | DISPATCHABLE | N | s277154 | 44378.4928
38753-MKT Actual June 2021 | ML1KP-Mitchell 1 KP | 2021-06-19 16:00 | 279.392 | 252.95 | 26.441 | 0 | 370 | 730 | 252.951 | 770 |  | 270 | 770 | 770 | DISPATCHABLE | N | s277154 | 44378.4928
38753-MKT Actual June 2021 | ML1KP-Mitchell 1 KP | 2021-06-19 17:00 | 245.792 | 220.4975 | 25.295 | 0 | 370 | 730 | 220.497 | 770 |  | 270 | 770 | 770 | DISPATCHABLE | N | s277154 | 44378.4928
38753-MKT Actual June 2021 | ML1KP-Mitchell 1 KP | 2021-06-19 18:00 | 275.424 | 249.5725 | 25.852 | 0 | 370 | 730 | 249.572 | 770 |  | 270 | 770 | 770 | DISPATCHABLE | N | s277154 | 44378.4928
38753-MKT Actual June 2021 | ML1KP-Mitchell 1 KP | 2021-06-19 19:00 | 317.632 | 290.2685 | 27.362 | 0 | 370 | 730 | 270 | 770 |  | 270 | 770 | 770 | DISPATCHABLE | N | s277154 | 44378.4928
38753-MKT Actual June 2021 | ML1KP-Mitchell 1 KP | 2021-06-19 20:00 | 345.92 | 317.102 | 28.818 | 0 | 370 | 730 | 270 | 770 |  | 270 | 770 | 770 | DISPATCHABLE | N | s277154 | 44378.4928
38753-MKT Actual June 2021 | ML1KP-Mitchell 1 KP | 2021-06-19 21:00 | 357.92 | 328.164 | 29.758 | 0 | 370 | 730 | 270 | 770 |  | 270 | 770 | 770 | DISPATCHABLE | N | s277154 | 44378.4928
38753-MKT Actual June 2021 | ML1KP-Mitchell 1 KP | 2021-06-19 22:00 | 358.08 | 328.2055 | 29.874 | 0 | 370 | 730 | 270 | 770 |  | 270 | 770 | 770 | DISPATCHABLE | N | s277154 | 44378.4928
38753-MKT Actual June 2021 | ML1KP-Mitchell 1 KP | 2021-06-19 23:00 | 343.968 | 315.0535 | 28.915 | 0 | 370 | 730 | 270 | 770 |  | 270 | 770 | 770 | DISPATCHABLE | N | s277154 | 44378.4928
38753-MKT Actual June 2021 | ML1KP-Mitchell 1 KP | 2021-06-20 | 326.304 | 298.2485 | 28.056 | 0 | 546 | 600 | 270 | 770 |  | 270 | 770 | 770 | DISPATCHABLE | N | s277154 | 44378.4928
38753-MKT Actual June 2021 | ML1KP-Mitchell 1 KP | 2021-06-20 01:00 | 292.96 | 266.4525 | 26.506 | 0 | 374 | 727 | 266.454 | 770 |  | 270 | 770 | 770 | DISPATCHABLE | N | s277154 | 44378.4928
38753-MKT Actual June 2021 | ML1KP-Mitchell 1 KP | 2021-06-20 02:00 | 230.016 | 205.7435 | 24.27 | 0 | 370 | 730 | 205.746 | 770 |  | 270 | 770 | 770 | DISPATCHABLE | N | s277154 | 44378.4928
38753-MKT Actual June 2021 | ML1KP-Mitchell 1 KP | 2021-06-20 03:00 | 210.176 | 186.434 | 23.743 | 0 | 370 | 730 | 186.433 | 770 |  | 270 | 770 | 770 | DISPATCHABLE | N | s277154 | 44378.4928
38753-MKT Actual June 2021 | ML1KP-Mitchell 1 KP | 2021-06-20 04:00 | 209.632 | 185.449 | 24.184 | 0 | 370 | 730 | 185.448 | 770 |  | 270 | 770 | 770 | DISPATCHABLE | N | s277154 | 44378.4928
38753-MKT Actual June 2021 | ML1KP-Mitchell 1 KP | 2021-06-20 05:00 | 209.536 | 185.684 | 23.852 | 0 | 370 | 730 | 185.684 | 770 |  | 270 | 770 | 770 | DISPATCHABLE | N | s277154 | 44378.4928
38753-MKT Actual June 2021 | ML1KP-Mitchell 1 KP | 2021-06-20 06:00 | 209.568 | 185.703 | 23.866 | 0 | 370 | 730 | 185.702 | 770 |  | 270 | 770 | 770 | DISPATCHABLE | N | s277154 | 44378.4928
38753-MKT Actual June 2021 | ML1KP-Mitchell 1 KP | 2021-06-20 07:00 | 209.312 | 185.67 | 23.643 | 0 | 369 | 730 | 185.669 | 770 |  | 270 | 770 | 770 | DISPATCHABLE | N | s277154 | 44378.4928
38753-MKT Actual June 2021 | ML1KP-Mitchell 1 KP | 2021-06-20 08:00 | 213.216 | 189.4495 | 23.766 | 0 | 370 | 730 | 189.45 | 770 |  | 270 | 770 | 770 | DISPATCHABLE | N | s277154 | 44378.4928
38753-MKT Actual June 2021 | ML1KP-Mitchell 1 KP | 2021-06-20 09:00 | 211.712 | 187.793 | 23.919 | 0 | 370 | 730 | 187.793 | 770 |  | 270 | 770 | 770 | DISPATCHABLE | N | s277154 | 44378.4928
38753-MKT Actual June 2021 | ML1KP-Mitchell 1 KP | 2021-06-20 10:00 | 216.288 | 192.2475 | 24.043 | 0 | 370 | 730 | 192.245 | 770 |  | 270 | 770 | 770 | DISPATCHABLE | N | s277154 | 44378.4928
38753-MKT Actual June 2021 | ML1KP-Mitchell 1 KP | 2021-06-20 11:00 | 221.888 | 197.784 | 24.104 | 0 | 370 | 730 | 197.784 | 770 |  | 270 | 770 | 770 | DISPATCHABLE | N | s277154 | 44378.4928
38753-MKT Actual June 2021 | ML1KP-Mitchell 1 KP | 2021-06-20 12:00 | 249.504 | 224.5995 | 24.905 | 0 | 370 | 730 | 224.599 | 770 |  | 270 | 770 | 770 | DISPATCHABLE | N | s277154 | 44378.4928
38753-MKT Actual June 2021 | ML1KP-Mitchell 1 KP | 2021-06-20 13:00 | 314.912 | 287.39 | 27.523 | 0 | 370 | 730 | 270 | 770 |  | 270 | 770 | 770 | DISPATCHABLE | N | s277154 | 44378.4928
38753-MKT Actual June 2021 | ML1KP-Mitchell 1 KP | 2021-06-20 14:00 | 368.896 | 338.1105 | 30.787 | 0 | 370 | 730 | 270 | 770 |  | 270 | 770 | 770 | DISPATCHABLE | N | s277154 | 44378.4928
38753-MKT Actual June 2021 | ML1KP-Mitchell 1 KP | 2021-06-20 15:00 | 382.848 | 350.3045 | 32.544 | 0 | 370 | 730 | 270 | 770 |  | 270 | 770 | 770 | DISPATCHABLE | N | s277154 | 44378.4928
38753-MKT Actual June 2021 | ML1KP-Mitchell 1 KP | 2021-06-20 16:00 | 379.328 | 347.52 | 31.811 | 0 | 370 | 714 | 270 | 770 |  | 270 | 770 | 770 | DISPATCHABLE | N | s277154 | 44378.4928
38753-MKT Actual June 2021 | ML1KP-Mitchell 1 KP | 2021-06-20 17:00 | 387.456 | 354.5565 | 32.902 | 0 | 370 | 712 | 270 | 770 |  | 270 | 770 | 770 | DISPATCHABLE | N | s277154 | 44378.4928
38753-MKT Actual June 2021 | ML1KP-Mitchell 1 KP | 2021-06-20 18:00 | 376.928 | 345.216 | 31.713 | 0 | 370 | 710 | 270 | 770 |  | 270 | 770 | 770 | DISPATCHABLE | N | s277154 | 44378.4928
38753-MKT Actual June 2021 | ML1KP-Mitchell 1 KP | 2021-06-20 19:00 | 380.192 | 348.425 | 31.767 | 0 | 370 | 710 | 270 | 770 |  | 270 | 770 | 770 | DISPATCHABLE | N | s277154 | 44378.4928
38753-MKT Actual June 2021 | ML1KP-Mitchell 1 KP | 2021-06-20 20:00 | 374.752 | 343.2575 | 31.495 | 0 | 370 | 710 | 270 | 770 |  | 270 | 770 | 770 | DISPATCHABLE | N | s277154 | 44378.4928
38753-MKT Actual June 2021 | ML1KP-Mitchell 1 KP | 2021-06-20 21:00 | 372.64 | 341.245 | 31.395 | 0 | 370 | 710 | 270 | 770 |  | 270 | 770 | 770 | DISPATCHABLE | N | s277154 | 44378.4928
38753-MKT Actual June 2021 | ML1KP-Mitchell 1 KP | 2021-06-20 22:00 | 380.064 | 348.0865 | 31.979 | 0 | 370 | 711 | 270 | 770 |  | 270 | 770 | 770 | DISPATCHABLE | N | s277154 | 44378.4928
38753-MKT Actual June 2021 | ML1KP-Mitchell 1 KP | 2021-06-20 23:00 | 358.4 | 328.013 | 30.387 | 0 | 370 | 710 | 270 | 770 |  | 270 | 770 | 770 | DISPATCHABLE | N | s277154 | 44378.4928
38753-MKT Actual June 2021 | ML1KP-Mitchell 1 KP | 2021-06-21 | 333.312 | 304.597 | 28.715 | 0 | 370 | 710 | 270 | 770 |  | 270 | 770 | 770 | DISPATCHABLE | N | s277154 | 44378.4928
38753-MKT Actual June 2021 | ML1KP-Mitchell 1 KP | 2021-06-21 01:00 | 294.176 | 267.4175 | 26.759 | 0 | 370 | 710 | 267.417 | 770 |  | 270 | 770 | 770 | DISPATCHABLE | N | s277154 | 44378.4928
38753-MKT Actual June 2021 | ML1KP-Mitchell 1 KP | 2021-06-21 02:00 | 265.376 | 239.7525 | 25.625 | 0 | 370 | 710 | 239.751 | 770 |  | 270 | 770 | 770 | DISPATCHABLE | N | s277154 | 44378.4928
38753-MKT Actual June 2021 | ML1KP-Mitchell 1 KP | 2021-06-21 03:00 | 230.624 | 206.265 | 24.359 | 0 | 370 | 710 | 206.265 | 770 |  | 270 | 770 | 770 | DISPATCHABLE | N | s277154 | 44378.4928
38753-MKT Actual June 2021 | ML1KP-Mitchell 1 KP | 2021-06-21 04:00 | 212.768 | 188.4215 | 24.345 | 0 | 369 | 710 | 188.423 | 770 |  | 270 | 770 | 770 | DISPATCHABLE | N | s277154 | 44378.4928
38753-MKT Actual June 2021 | ML1KP-Mitchell 1 KP | 2021-06-21 05:00 | 210.048 | 186.206 | 23.843 | 0 | 370 | 710 | 186.205 | 770 |  | 270 | 770 | 770 | DISPATCHABLE | N | s277154 | 44378.4928
38753-MKT Actual June 2021 | ML1KP-Mitchell 1 KP | 2021-06-21 06:00 | 211.712 | 187.8175 | 23.896 | 0 | 370 | 710 | 187.816 | 770 |  | 270 | 770 | 770 | DISPATCHABLE | N | s277154 | 44378.4928
38753-MKT Actual June 2021 | ML1KP-Mitchell 1 KP | 2021-06-21 07:00 | 209.824 | 186.1545 | 23.67 | 0 | 369 | 710 | 186.154 | 770 |  | 270 | 770 | 770 | DISPATCHABLE | N | s277154 | 44378.4928
38753-MKT Actual June 2021 | ML1KP-Mitchell 1 KP | 2021-06-21 08:00 | 214.016 | 190.0545 | 23.962 | 0 | 370 | 710 | 190.054 | 770 |  | 270 | 770 | 770 | DISPATCHABLE | N | s277154 | 44378.4928
38753-MKT Actual June 2021 | ML1KP-Mitchell 1 KP | 2021-06-21 09:00 | 231.328 | 206.613 | 24.715 | 0 | 370 | 710 | 206.613 | 770 |  | 270 | 770 | 770 | DISPATCHABLE | N | s277154 | 44378.4928
38753-MKT Actual June 2021 | ML1KP-Mitchell 1 KP | 2021-06-21 10:00 | 238.752 | 213.848 | 24.905 | 0 | 370 | 710 | 213.847 | 770 |  | 270 | 770 | 770 | DISPATCHABLE | N | s277154 | 44378.4928
38753-MKT Actual June 2021 | ML1KP-Mitchell 1 KP | 2021-06-21 11:00 | 274.432 | 248.169 | 26.26 | 0 | 370 | 710 | 248.172 | 770 |  | 270 | 770 | 770 | DISPATCHABLE | N | s277154 | 44378.4928
38753-MKT Actual June 2021 | ML1KP-Mitchell 1 KP | 2021-06-21 12:00 | 299.104 | 271.9315 | 27.174 | 0 | 370 | 710 | 270 | 770 |  | 270 | 770 | 770 | DISPATCHABLE | N | s277154 | 44378.4928
38753-MKT Actual June 2021 | ML1KP-Mitchell 1 KP | 2021-06-21 13:00 | 308.704 | 280.9665 | 27.736 | 0 | 370 | 710 | 270 | 770 |  | 270 | 770 | 770 | DISPATCHABLE | N | s277154 | 44378.4928
38753-MKT Actual June 2021 | ML1KP-Mitchell 1 KP | 2021-06-21 14:00 | 349.984 | 319.8325 | 30.152 | 0 | 370 | 710 | 270 | 770 |  | 270 | 770 | 770 | DISPATCHABLE | N | s277154 | 44378.4928
38753-MKT Actual June 2021 | ML1KP-Mitchell 1 KP | 2021-06-21 15:00 | 374.72 | 342.7005 | 32.019 | 0 | 370 | 707 | 270 | 770 |  | 270 | 770 | 770 | DISPATCHABLE | N | s277154 | 44378.4928
38753-MKT Actual June 2021 | ML1KP-Mitchell 1 KP | 2021-06-21 16:00 | 373.536 | 341.2195 | 32.316 | 0 | 370 | 683 | 270 | 770 |  | 270 | 770 | 770 | DISPATCHABLE | N | s277154 | 44378.4928
38753-MKT Actual June 2021 | ML1KP-Mitchell 1 KP | 2021-06-21 17:00 | 373.12 | 341.4145 | 31.705 | 0 | 370 | 684 | 270 | 770 |  | 270 | 770 | 770 | DISPATCHABLE | N | s277154 | 44378.4928
38753-MKT Actual June 2021 | ML1KP-Mitchell 1 KP | 2021-06-21 18:00 | 343.456 | 314.3345 | 29.12 | 0 | 370 | 720 | 270 | 770 |  | 270 | 770 | 770 | DISPATCHABLE | N | s277154 | 44378.4928
38753-MKT Actual June 2021 | ML1KP-Mitchell 1 KP | 2021-06-21 19:00 | 288.896 | 262.339 | 26.558 | 0 | 370 | 730 | 262.338 | 770 |  | 270 | 770 | 770 | DISPATCHABLE | N | s277154 | 44378.4928
38753-MKT Actual June 2021 | ML1KP-Mitchell 1 KP | 2021-06-21 20:00 | 278.464 | 252.02 | 26.445 | 0 | 370 | 730 | 252.019 | 770 |  | 270 | 770 | 770 | DISPATCHABLE | N | s277154 | 44378.4928
38753-MKT Actual June 2021 | ML1KP-Mitchell 1 KP | 2021-06-21 21:00 | 255.904 | 230.328 | 25.574 | 0 | 370 | 730 | 230.33 | 770 |  | 270 | 770 | 770 | DISPATCHABLE | N | s277154 | 44378.4928
38753-MKT Actual June 2021 | ML1KP-Mitchell 1 KP | 2021-06-21 22:00 | 237.76 | 213.0285 | 24.731 | 0 | 370 | 730 | 213.029 | 770 |  | 270 | 770 | 770 | DISPATCHABLE | N | s277154 | 44378.4928
38753-MKT Actual June 2021 | ML1KP-Mitchell 1 KP | 2021-06-21 23:00 | 237.728 | 213.0845 | 24.644 | 0 | 370 | 730 | 213.084 | 770 |  | 270 | 770 | 770 | DISPATCHABLE | N | s277154 | 44378.4928
38753-MKT Actual June 2021 | ML1KP-Mitchell 1 KP | 2021-06-22 | 237.76 | 213.223 | 24.537 | 0 | 370 | 730 | 213.223 | 770 |  | 270 | 770 | 770 | DISPATCHABLE | N | s277154 | 44378.4928
38753-MKT Actual June 2021 | ML1KP-Mitchell 1 KP | 2021-06-22 01:00 | 222.528 | 198.5535 | 23.971 | 0 | 370 | 730 | 198.557 | 770 |  | 270 | 770 | 770 | DISPATCHABLE | N | s277154 | 44378.4928
38753-MKT Actual June 2021 | ML1KP-Mitchell 1 KP | 2021-06-22 02:00 | 209.888 | 186.327 | 23.561 | 0 | 370 | 730 | 186.327 | 770 |  | 270 | 770 | 770 | DISPATCHABLE | N | s277154 | 44378.4928
38753-MKT Actual June 2021 | ML1KP-Mitchell 1 KP | 2021-06-22 03:00 | 209.888 | 186.3285 | 23.56 | 0 | 370 | 730 | 186.328 | 770 |  | 270 | 770 | 770 | DISPATCHABLE | N | s277154 | 44378.4928
38753-MKT Actual June 2021 | ML1KP-Mitchell 1 KP | 2021-06-22 04:00 | 209.952 | 186.815 | 23.136 | 0 | 370 | 730 | 186.816 | 770 |  | 270 | 770 | 770 | DISPATCHABLE | N | s277154 | 44378.4928
38753-MKT Actual June 2021 | ML1KP-Mitchell 1 KP | 2021-06-22 05:00 | 209.888 | 186.956 | 22.933 | 0 | 369 | 730 | 186.955 | 770 |  | 270 | 770 | 770 | DISPATCHABLE | N | s277154 | 44378.4928
38753-MKT Actual June 2021 | ML1KP-Mitchell 1 KP | 2021-06-22 06:00 | 214.304 | 191.3595 | 22.944 | 0 | 370 | 730 | 191.36 | 770 |  | 270 | 770 | 770 | DISPATCHABLE | N | s277154 | 44378.4928
38753-MKT Actual June 2021 | ML1KP-Mitchell 1 KP | 2021-06-22 07:00 | 222.784 | 200.0735 | 22.709 | 0 | 370 | 730 | 200.075 | 770 |  | 270 | 770 | 770 | DISPATCHABLE | N | s277154 | 44378.4928
38753-MKT Actual June 2021 | ML1KP-Mitchell 1 KP | 2021-06-22 08:00 | 221.536 | 198.85 | 22.687 | 0 | 370 | 730 | 198.849 | 770 |  | 270 | 770 | 770 | DISPATCHABLE | N | s277154 | 44378.4928
38753-MKT Actual June 2021 | ML1KP-Mitchell 1 KP | 2021-06-22 09:00 | 209.792 | 187.2905 | 22.504 | 0 | 370 | 383 | 187.288 | 770 |  | 270 | 770 | 770 | DISPATCHABLE | N | s277154 | 44378.4928
38753-MKT Actual June 2021 | ML1KP-Mitchell 1 KP | 2021-06-22 10:00 | 208.64 | 186.2 | 22.44 | 0 | 370 | 373 | 186.2 | 770 |  | 270 | 770 | 770 | DISPATCHABLE | N | s277154 | 44378.4928
38753-MKT Actual June 2021 | ML1KP-Mitchell 1 KP | 2021-06-22 11:00 | 208.768 | 186.3805 | 22.386 | 0 | 370 | 373 | 186.382 | 770 |  | 270 | 770 | 770 | DISPATCHABLE | N | s277154 | 44378.4928
38753-MKT Actual June 2021 | ML1KP-Mitchell 1 KP | 2021-06-22 12:00 | 209.152 | 186.86 | 22.29 | 0 | 370 | 390 | 186.862 | 770 |  | 270 | 770 | 770 | DISPATCHABLE | N | s277154 | 44378.4928
38753-MKT Actual June 2021 | ML1KP-Mitchell 1 KP | 2021-06-22 13:00 | 258.464 | 234.545 | 23.921 | 0 | 448 | 730 | 234.543 | 770 |  | 270 | 770 | 770 | DISPATCHABLE | N | s277154 | 44378.4928
38753-MKT Actual June 2021 | ML1KP-Mitchell 1 KP | 2021-06-22 14:00 | 302.176 | 276.5785 | 25.596 | 0 | 548 | 569 | 270 | 770 |  | 270 | 770 | 770 | DISPATCHABLE | N | s277154 | 44378.4928
38753-MKT Actual June 2021 | ML1KP-Mitchell 1 KP | 2021-06-22 15:00 | 301.984 | 276.3005 | 25.687 | 0 | 550 | 553 | 270 | 770 |  | 270 | 770 | 770 | DISPATCHABLE | N | s277154 | 44378.4928
38753-MKT Actual June 2021 | ML1KP-Mitchell 1 KP | 2021-06-22 16:00 | 301.984 | 276.139 | 25.846 | 0 | 549 | 553 | 270 | 770 |  | 270 | 770 | 770 | DISPATCHABLE | N | s277154 | 44378.4928
38753-MKT Actual June 2021 | ML1KP-Mitchell 1 KP | 2021-06-22 17:00 | 295.52 | 270.253 | 25.267 | 0 | 445 | 656 | 270 | 770 |  | 270 | 770 | 770 | DISPATCHABLE | N | s277154 | 44378.4928
38753-MKT Actual June 2021 | ML1KP-Mitchell 1 KP | 2021-06-22 18:00 | 253.504 | 229.8415 | 23.661 | 0 | 370 | 730 | 229.843 | 770 |  | 270 | 770 | 770 | DISPATCHABLE | N | s277154 | 44378.4928
38753-MKT Actual June 2021 | ML1KP-Mitchell 1 KP | 2021-06-22 19:00 | 213.152 | 190.822 | 22.328 | 0 | 369 | 730 | 190.824 | 770 |  | 270 | 770 | 770 | DISPATCHABLE | N | s277154 | 44378.4928
38753-MKT Actual June 2021 | ML1KP-Mitchell 1 KP | 2021-06-22 20:00 | 208.448 | 186.2655 | 22.182 | 0 | 370 | 730 | 186.266 | 770 |  | 270 | 770 | 770 | DISPATCHABLE | N | s277154 | 44378.4928
38753-MKT Actual June 2021 | ML1KP-Mitchell 1 KP | 2021-06-22 21:00 | 209.408 | 187.198 | 22.209 | 0 | 369 | 730 | 187.199 | 770 |  | 270 | 770 | 770 | DISPATCHABLE | N | s277154 | 44378.4928
38753-MKT Actual June 2021 | ML1KP-Mitchell 1 KP | 2021-06-22 22:00 | 210.496 | 187.9925 | 22.504 | 0 | 370 | 730 | 187.992 | 770 |  | 270 | 770 | 770 | DISPATCHABLE | N | s277154 | 44378.4928
38753-MKT Actual June 2021 | ML1KP-Mitchell 1 KP | 2021-06-22 23:00 | 208.832 | 186.4155 | 22.417 | 0 | 370 | 730 | 186.415 | 770 |  | 270 | 770 | 770 | DISPATCHABLE | N | s277154 | 44378.4928
38753-MKT Actual June 2021 | ML1KP-Mitchell 1 KP | 2021-06-23 | 211.872 | 189.4185 | 22.453 | 0 | 370 | 730 | 189.419 | 770 |  | 270 | 770 | 770 | DISPATCHABLE | N | s277154 | 44378.4928
38753-MKT Actual June 2021 | ML1KP-Mitchell 1 KP | 2021-06-23 01:00 | 209.76 | 187.737 | 22.022 | 0 | 370 | 716 | 187.738 | 770 |  | 270 | 770 | 770 | DISPATCHABLE | N | s277154 | 44378.4928
38753-MKT Actual June 2021 | ML1KP-Mitchell 1 KP | 2021-06-23 02:00 | 210.528 | 188.6875 | 21.839 | 0 | 370 | 650 | 188.689 | 770 |  | 270 | 770 | 770 | DISPATCHABLE | N | s277154 | 44378.4928
38753-MKT Actual June 2021 | ML1KP-Mitchell 1 KP | 2021-06-23 03:00 | 208.736 | 186.859 | 21.876 | 0 | 370 | 650 | 186.86 | 770 |  | 270 | 770 | 770 | DISPATCHABLE | N | s277154 | 44378.4928
38753-MKT Actual June 2021 | ML1KP-Mitchell 1 KP | 2021-06-23 04:00 | 208.736 | 186.4765 | 22.259 | 0 | 370 | 650 | 186.477 | 770 |  | 270 | 770 | 770 | DISPATCHABLE | N | s277154 | 44378.4928
38753-MKT Actual June 2021 | ML1KP-Mitchell 1 KP | 2021-06-23 05:00 | 208.672 | 186.8145 | 21.857 | 0 | 370 | 650 | 186.815 | 770 |  | 270 | 770 | 770 | DISPATCHABLE | N | s277154 | 44378.4928
38753-MKT Actual June 2021 | ML1KP-Mitchell 1 KP | 2021-06-23 06:00 | 208.672 | 186.819 | 21.855 | 0 | 370 | 650 | 186.817 | 770 |  | 270 | 770 | 770 | DISPATCHABLE | N | s277154 | 44378.4928
38753-MKT Actual June 2021 | ML1KP-Mitchell 1 KP | 2021-06-23 07:00 | 208.736 | 186.98 | 21.757 | 0 | 370 | 650 | 186.979 | 770 |  | 270 | 770 | 770 | DISPATCHABLE | N | s277154 | 44378.4928
38753-MKT Actual June 2021 | ML1KP-Mitchell 1 KP | 2021-06-23 08:00 | 209.12 | 187.2705 | 21.848 | 0 | 369 | 650 | 187.272 | 770 |  | 270 | 770 | 770 | DISPATCHABLE | N | s277154 | 44378.4928
38753-MKT Actual June 2021 | ML1KP-Mitchell 1 KP | 2021-06-23 09:00 | 212.096 | 189.849 | 22.246 | 0 | 369 | 650 | 189.85 | 770 |  | 270 | 770 | 770 | DISPATCHABLE | N | s277154 | 44378.4928
38753-MKT Actual June 2021 | ML1KP-Mitchell 1 KP | 2021-06-23 10:00 | 212.032 | 189.797 | 22.237 | 0 | 369 | 677 | 189.795 | 770 |  | 270 | 770 | 770 | DISPATCHABLE | N | s277154 | 44378.4928
38753-MKT Actual June 2021 | ML1KP-Mitchell 1 KP | 2021-06-23 11:00 | 208.512 | 186.5275 | 21.985 | 0 | 370 | 730 | 186.527 | 770 |  | 270 | 770 | 770 | DISPATCHABLE | N | s277154 | 44378.4928
38753-MKT Actual June 2021 | ML1KP-Mitchell 1 KP | 2021-06-23 12:00 | 211.296 | 189.3425 | 21.952 | 0 | 370 | 730 | 189.344 | 770 |  | 270 | 770 | 770 | DISPATCHABLE | N | s277154 | 44378.4928
38753-MKT Actual June 2021 | ML1KP-Mitchell 1 KP | 2021-06-23 13:00 | 211.072 | 189.0245 | 22.049 | 0 | 370 | 730 | 189.023 | 770 |  | 270 | 770 | 770 | DISPATCHABLE | N | s277154 | 44378.4928
38753-MKT Actual June 2021 | ML1KP-Mitchell 1 KP | 2021-06-23 14:00 | 212.864 | 190.66 | 22.205 | 0 | 370 | 730 | 190.659 | 770 |  | 270 | 770 | 770 | DISPATCHABLE | N | s277154 | 44378.4928
38753-MKT Actual June 2021 | ML1KP-Mitchell 1 KP | 2021-06-23 15:00 | 208.16 | 186.116 | 22.043 | 0 | 369 | 730 | 186.117 | 770 |  | 270 | 770 | 770 | DISPATCHABLE | N | s277154 | 44378.4928
38753-MKT Actual June 2021 | ML1KP-Mitchell 1 KP | 2021-06-23 16:00 | 213.356 | 191.174 | 22.184 | 0 | 370 | 730 | 191.172 | 770 |  | 270 | 770 | 770 | DISPATCHABLE | N | s277154 | 44378.4928
38753-MKT Actual June 2021 | ML1KP-Mitchell 1 KP | 2021-06-23 17:00 | 232.136 | 209.6095 | 22.527 | 0 | 370 | 730 | 209.609 | 770 |  | 270 | 770 | 770 | DISPATCHABLE | N | s277154 | 44378.4928
38753-MKT Actual June 2021 | ML1KP-Mitchell 1 KP | 2021-06-23 18:00 | 270.937 | 247.2075 | 23.729 | 0 | 370 | 730 | 247.208 | 770 |  | 270 | 770 | 770 | DISPATCHABLE | N | s277154 | 44378.4928
38753-MKT Actual June 2021 | ML1KP-Mitchell 1 KP | 2021-06-23 19:00 | 295.443 | 270.97 | 24.474 | 0 | 370 | 730 | 270 | 770 |  | 270 | 770 | 770 | DISPATCHABLE | N | s277154 | 44378.4928
38753-MKT Actual June 2021 | ML1KP-Mitchell 1 KP | 2021-06-23 20:00 | 294.929 | 270.6425 | 24.285 | 0 | 370 | 730 | 270 | 770 |  | 270 | 770 | 770 | DISPATCHABLE | N | s277154 | 44378.4928
38753-MKT Actual June 2021 | ML1KP-Mitchell 1 KP | 2021-06-23 21:00 | 282.246 | 258.2025 | 24.043 | 0 | 370 | 730 | 258.203 | 770 |  | 270 | 770 | 770 | DISPATCHABLE | N | s277154 | 44378.4928
38753-MKT Actual June 2021 | ML1KP-Mitchell 1 KP | 2021-06-23 22:00 | 273.637 | 249.7535 | 23.882 | 0 | 370 | 730 | 249.755 | 770 |  | 270 | 770 | 770 | DISPATCHABLE | N | s277154 | 44378.4928
38753-MKT Actual June 2021 | ML1KP-Mitchell 1 KP | 2021-06-23 23:00 | 251.479 | 228.307 | 23.17 | 0 | 370 | 730 | 228.309 | 770 |  | 270 | 770 | 770 | DISPATCHABLE | N | s277154 | 44378.4928
38753-MKT Actual June 2021 | ML1KP-Mitchell 1 KP | 2021-06-24 | 218.903 | 196.948 | 21.957 | 0 | 370 | 730 | 196.946 | 770 |  | 270 | 770 | 770 | DISPATCHABLE | N | s277154 | 44378.4928
38753-MKT Actual June 2021 | ML1KP-Mitchell 1 KP | 2021-06-24 01:00 | 207.547 | 185.9495 | 21.597 | 0 | 370 | 730 | 185.95 | 770 |  | 270 | 770 | 770 | DISPATCHABLE | N | s277154 | 44378.4928
38753-MKT Actual June 2021 | ML1KP-Mitchell 1 KP | 2021-06-24 02:00 | 206.984 | 185.478 | 21.505 | 0 | 369 | 730 | 185.479 | 770 |  | 270 | 770 | 770 | DISPATCHABLE | N | s277154 | 44378.4928
38753-MKT Actual June 2021 | ML1KP-Mitchell 1 KP | 2021-06-24 03:00 | 207.724 | 185.7825 | 21.941 | 0 | 370 | 730 | 185.783 | 770 |  | 270 | 770 | 770 | DISPATCHABLE | N | s277154 | 44378.4928
38753-MKT Actual June 2021 | ML1KP-Mitchell 1 KP | 2021-06-24 04:00 | 207.356 | 185.7045 | 21.652 | 0 | 370 | 730 | 185.704 | 770 |  | 270 | 770 | 770 | DISPATCHABLE | N | s277154 | 44378.4928
38753-MKT Actual June 2021 | ML1KP-Mitchell 1 KP | 2021-06-24 05:00 | 207.24 | 185.688 | 21.552 | 0 | 369 | 730 | 185.688 | 770 |  | 270 | 770 | 770 | DISPATCHABLE | N | s277154 | 44378.4928
38753-MKT Actual June 2021 | ML1KP-Mitchell 1 KP | 2021-06-24 06:00 | 208.049 | 186.5235 | 21.524 | 0 | 369 | 730 | 186.525 | 770 |  | 270 | 770 | 770 | DISPATCHABLE | N | s277154 | 44378.4928
38753-MKT Actual June 2021 | ML1KP-Mitchell 1 KP | 2021-06-24 07:00 | 207.171 | 185.769 | 21.402 | 0 | 369 | 730 | 185.769 | 770 |  | 270 | 770 | 770 | DISPATCHABLE | N | s277154 | 44378.4928
38753-MKT Actual June 2021 | ML1KP-Mitchell 1 KP | 2021-06-24 08:00 | 209.368 | 188.1185 | 21.249 | 0 | 370 | 730 | 188.119 | 770 |  | 270 | 770 | 770 | DISPATCHABLE | N | s277154 | 44378.4928
38753-MKT Actual June 2021 | ML1KP-Mitchell 1 KP | 2021-06-24 09:00 | 206.143 | 185.7345 | 20.408 | 0 | 369 | 730 | 185.735 | 770 |  | 270 | 770 | 770 | DISPATCHABLE | N | s277154 | 44378.4928
38753-MKT Actual June 2021 | ML1KP-Mitchell 1 KP | 2021-06-24 10:00 | 206.453 | 185.9995 | 20.452 | 0 | 370 | 730 | 186.001 | 770 |  | 270 | 770 | 770 | DISPATCHABLE | N | s277154 | 44378.4928
38753-MKT Actual June 2021 | ML1KP-Mitchell 1 KP | 2021-06-24 11:00 | 221.153 | 200.335 | 20.819 | 0 | 370 | 730 | 200.334 | 770 |  | 270 | 770 | 770 | DISPATCHABLE | N | s277154 | 44378.4928
38753-MKT Actual June 2021 | ML1KP-Mitchell 1 KP | 2021-06-24 12:00 | 222.803 | 202.1325 | 20.673 | 0 | 370 | 730 | 202.13 | 770 |  | 270 | 770 | 770 | DISPATCHABLE | N | s277154 | 44378.4928
38753-MKT Actual June 2021 | ML1KP-Mitchell 1 KP | 2021-06-24 13:00 | 248.936 | 227.35 | 21.588 | 0 | 370 | 730 | 227.348 | 770 |  | 270 | 770 | 770 | DISPATCHABLE | N | s277154 | 44378.4928
38753-MKT Actual June 2021 | ML1KP-Mitchell 1 KP | 2021-06-24 14:00 | 279.32 | 256.4525 | 22.865 | 0 | 370 | 730 | 256.455 | 770 |  | 270 | 770 | 770 | DISPATCHABLE | N | s277154 | 44378.4928
38753-MKT Actual June 2021 | ML1KP-Mitchell 1 KP | 2021-06-24 15:00 | 283.058 | 259.8515 | 23.209 | 0 | 370 | 730 | 259.849 | 770 |  | 270 | 770 | 770 | DISPATCHABLE | N | s277154 | 44378.4928
38753-MKT Actual June 2021 | ML1KP-Mitchell 1 KP | 2021-06-24 16:00 | 341.034 | 315.2795 | 25.755 | 0 | 370 | 730 | 270 | 770 |  | 270 | 770 | 770 | DISPATCHABLE | N | s277154 | 44378.4928
38753-MKT Actual June 2021 | ML1KP-Mitchell 1 KP | 2021-06-24 17:00 | 389.512 | 360.8745 | 28.637 | 0 | 370 | 731 | 270 | 770 |  | 270 | 770 | 770 | DISPATCHABLE | N | s277154 | 44378.4928
38753-MKT Actual June 2021 | ML1KP-Mitchell 1 KP | 2021-06-24 18:00 | 386.296 | 358.045 | 28.251 | 0 | 370 | 731 | 270 | 770 |  | 270 | 770 | 770 | DISPATCHABLE | N | s277154 | 44378.4928
38753-MKT Actual June 2021 | ML1KP-Mitchell 1 KP | 2021-06-24 19:00 | 389.04 | 360.6665 | 28.373 | 0 | 370 | 731 | 270 | 770 |  | 270 | 770 | 770 | DISPATCHABLE | N | s277154 | 44378.4928
38753-MKT Actual June 2021 | ML1KP-Mitchell 1 KP | 2021-06-24 20:00 | 382.627 | 354.725 | 27.901 | 0 | 370 | 731 | 270 | 770 |  | 270 | 770 | 770 | DISPATCHABLE | N | s277154 | 44378.4928
38753-MKT Actual June 2021 | ML1KP-Mitchell 1 KP | 2021-06-24 21:00 | 385.62 | 357.2035 | 28.417 | 0 | 370 | 732 | 270 | 770 |  | 270 | 770 | 770 | DISPATCHABLE | N | s277154 | 44378.4928
38753-MKT Actual June 2021 | ML1KP-Mitchell 1 KP | 2021-06-24 22:00 | 381.064 | 352.9865 | 28.079 | 0 | 370 | 730 | 270 | 770 |  | 270 | 770 | 770 | DISPATCHABLE | N | s277154 | 44378.4928
38753-MKT Actual June 2021 | ML1KP-Mitchell 1 KP | 2021-06-24 23:00 | 366.575 | 339.751 | 26.822 | 0 | 370 | 730 | 270 | 770 |  | 270 | 770 | 770 | DISPATCHABLE | N | s277154 | 44378.4928
38753-MKT Actual June 2021 | ML1KP-Mitchell 1 KP | 2021-06-25 | 353.478 | 327.5675 | 25.91 | 0 | 370 | 730 | 270 | 770 |  | 270 | 770 | 770 | DISPATCHABLE | N | s277154 | 44378.4928
38753-MKT Actual June 2021 | ML1KP-Mitchell 1 KP | 2021-06-25 01:00 | 315.379 | 291.5005 | 23.88 | 0 | 370 | 730 | 270 | 770 |  | 270 | 770 | 770 | DISPATCHABLE | N | s277154 | 44378.4928
38753-MKT Actual June 2021 | ML1KP-Mitchell 1 KP | 2021-06-25 02:00 | 255.02 | 233.2365 | 21.784 | 0 | 370 | 730 | 233.236 | 770 |  | 270 | 770 | 770 | DISPATCHABLE | N | s277154 | 44378.4932
38753-MKT Actual June 2021 | ML1KP-Mitchell 1 KP | 2021-06-25 03:00 | 207.247 | 186.733 | 20.514 | 0 | 369 | 730 | 186.733 | 770 |  | 270 | 770 | 770 | DISPATCHABLE | N | s277154 | 44378.4932
38753-MKT Actual June 2021 | ML1KP-Mitchell 1 KP | 2021-06-25 04:00 | 206.127 | 185.6825 | 20.445 | 0 | 369 | 730 | 185.682 | 770 |  | 270 | 770 | 770 | DISPATCHABLE | N | s277154 | 44378.4932
38753-MKT Actual June 2021 | ML1KP-Mitchell 1 KP | 2021-06-25 05:00 | 205.923 | 185.6985 | 20.225 | 0 | 370 | 730 | 185.698 | 770 |  | 270 | 770 | 770 | DISPATCHABLE | N | s277154 | 44378.4932
38753-MKT Actual June 2021 | ML1KP-Mitchell 1 KP | 2021-06-25 06:00 | 205.577 | 185.3695 | 20.208 | 0 | 370 | 730 | 185.369 | 770 |  | 270 | 770 | 770 | DISPATCHABLE | N | s277154 | 44378.4932
38753-MKT Actual June 2021 | ML1KP-Mitchell 1 KP | 2021-06-25 07:00 | 207.083 | 186.9525 | 20.129 | 0 | 369 | 730 | 186.954 | 770 |  | 270 | 770 | 770 | DISPATCHABLE | N | s277154 | 44378.4932
38753-MKT Actual June 2021 | ML1KP-Mitchell 1 KP | 2021-06-25 08:00 | 206.966 | 186.838 | 20.126 | 0 | 369 | 730 | 186.84 | 770 |  | 270 | 770 | 770 | DISPATCHABLE | N | s277154 | 44378.4932
38753-MKT Actual June 2021 | ML1KP-Mitchell 1 KP | 2021-06-25 09:00 | 211.936 | 191.4895 | 20.446 | 0 | 370 | 730 | 191.49 | 770 |  | 270 | 770 | 770 | DISPATCHABLE | N | s277154 | 44378.4932
38753-MKT Actual June 2021 | ML1KP-Mitchell 1 KP | 2021-06-25 10:00 | 220.609 | 199.801 | 20.808 | 0 | 370 | 730 | 199.801 | 770 |  | 270 | 770 | 770 | DISPATCHABLE | N | s277154 | 44378.4932
38753-MKT Actual June 2021 | ML1KP-Mitchell 1 KP | 2021-06-25 11:00 | 226.824 | 205.973 | 20.852 | 0 | 370 | 730 | 205.972 | 770 |  | 270 | 770 | 770 | DISPATCHABLE | N | s277154 | 44378.4932
38753-MKT Actual June 2021 | ML1KP-Mitchell 1 KP | 2021-06-25 12:00 | 263.302 | 241.2795 | 22.022 | 0 | 370 | 730 | 241.28 | 757 |  | 270 | 757 | 756 | DISPATCHABLE | N | s277154 | 44378.4932
38753-MKT Actual June 2021 | ML1KP-Mitchell 1 KP | 2021-06-25 13:00 | 295.023 | 271.7205 | 23.301 | 0 | 370 | 730 | 270 | 730 |  | 270 | 730 | 730 | DISPATCHABLE | N | s277154 | 44378.4932
38753-MKT Actual June 2021 | ML1KP-Mitchell 1 KP | 2021-06-25 14:00 | 320.47 | 295.8125 | 24.658 | 0 | 370 | 730 | 270 | 730 |  | 270 | 730 | 730 | DISPATCHABLE | N | s277154 | 44378.4932
38753-MKT Actual June 2021 | ML1KP-Mitchell 1 KP | 2021-06-25 15:00 | 382.225 | 353.5275 | 28.698 | 0 | 370 | 732 | 270 | 732 |  | 270 | 732 | 730 | DISPATCHABLE | N | s277154 | 44378.4932
38753-MKT Actual June 2021 | ML1KP-Mitchell 1 KP | 2021-06-25 16:00 | 388.767 | 359.535 | 29.231 | 0 | 370 | 731 | 270 | 731 |  | 270 | 731 | 730 | DISPATCHABLE | N | s277154 | 44378.4932
38753-MKT Actual June 2021 | ML1KP-Mitchell 1 KP | 2021-06-25 17:00 | 383.729 | 355.024 | 28.706 | 0 | 370 | 711 | 270 | 731 |  | 270 | 731 | 730 | DISPATCHABLE | N | s277154 | 44378.4932
38753-MKT Actual June 2021 | ML1KP-Mitchell 1 KP | 2021-06-25 18:00 | 371.269 | 343.725 | 27.544 | 0 | 370 | 701 | 270 | 730 |  | 270 | 730 | 730 | DISPATCHABLE | N | s277154 | 44378.4932
38753-MKT Actual June 2021 | ML1KP-Mitchell 1 KP | 2021-06-25 19:00 | 365.151 | 338.231 | 26.921 | 0 | 370 | 701 | 270 | 730 |  | 270 | 730 | 730 | DISPATCHABLE | N | s277154 | 44378.4932
38753-MKT Actual June 2021 | ML1KP-Mitchell 1 KP | 2021-06-25 20:00 | 367.229 | 340.0805 | 27.15 | 0 | 370 | 700 | 270 | 730 |  | 270 | 730 | 730 | DISPATCHABLE | N | s277154 | 44378.4932
38753-MKT Actual June 2021 | ML1KP-Mitchell 1 KP | 2021-06-25 21:00 | 375.046 | 347.0675 | 27.98 | 0 | 370 | 702 | 270 | 730 |  | 270 | 730 | 730 | DISPATCHABLE | N | s277154 | 44378.4932
38753-MKT Actual June 2021 | ML1KP-Mitchell 1 KP | 2021-06-25 22:00 | 371.725 | 343.9625 | 27.763 | 0 | 370 | 701 | 270 | 730 |  | 270 | 730 | 730 | DISPATCHABLE | N | s277154 | 44378.4932
38753-MKT Actual June 2021 | ML1KP-Mitchell 1 KP | 2021-06-25 23:00 | 337.174 | 311.7525 | 25.422 | 0 | 370 | 700 | 270 | 730 |  | 270 | 730 | 730 | DISPATCHABLE | N | s277154 | 44378.4932
38753-MKT Actual June 2021 | ML1KP-Mitchell 1 KP | 2021-06-26 | 315.881 | 291.5315 | 24.349 | 0 | 370 | 700 | 270 | 730 |  | 270 | 730 | 730 | DISPATCHABLE | N | s277154 | 44378.4932
38753-MKT Actual June 2021 | ML1KP-Mitchell 1 KP | 2021-06-26 01:00 | 297.501 | 273.8595 | 23.642 | 0 | 532 | 563 | 270 | 730 |  | 270 | 730 | 730 | DISPATCHABLE | N | s277154 | 44378.4932
38753-MKT Actual June 2021 | ML1KP-Mitchell 1 KP | 2021-06-26 02:00 | 298.089 | 274.5435 | 23.545 | 0 | 370 | 700 | 270 | 730 |  | 270 | 730 | 730 | DISPATCHABLE | N | s277154 | 44378.4932
38753-MKT Actual June 2021 | ML1KP-Mitchell 1 KP | 2021-06-26 03:00 | 269.552 | 246.709 | 22.842 | 0 | 370 | 700 | 246.71 | 730 |  | 270 | 730 | 730 | DISPATCHABLE | N | s277154 | 44378.4932
38753-MKT Actual June 2021 | ML1KP-Mitchell 1 KP | 2021-06-26 04:00 | 253.71 | 231.82 | 21.891 | 0 | 370 | 700 | 231.819 | 730 |  | 270 | 730 | 730 | DISPATCHABLE | N | s277154 | 44378.4932
38753-MKT Actual June 2021 | ML1KP-Mitchell 1 KP | 2021-06-26 05:00 | 224.002 | 203.1555 | 20.845 | 0 | 370 | 700 | 203.157 | 730 |  | 270 | 730 | 730 | DISPATCHABLE | N | s277154 | 44378.4932
38753-MKT Actual June 2021 | ML1KP-Mitchell 1 KP | 2021-06-26 06:00 | 209.976 | 189.544 | 20.431 | 0 | 369 | 700 | 189.545 | 730 |  | 270 | 730 | 730 | DISPATCHABLE | N | s277154 | 44378.4932
38753-MKT Actual June 2021 | ML1KP-Mitchell 1 KP | 2021-06-26 07:00 | 205.842 | 185.761 | 20.081 | 0 | 369 | 700 | 185.761 | 730 |  | 270 | 730 | 730 | DISPATCHABLE | N | s277154 | 44378.4932
38753-MKT Actual June 2021 | ML1KP-Mitchell 1 KP | 2021-06-26 08:00 | 207.826 | 187.782 | 20.043 | 0 | 369 | 700 | 187.783 | 730 |  | 270 | 730 | 730 | DISPATCHABLE | N | s277154 | 44378.4932
38753-MKT Actual June 2021 | ML1KP-Mitchell 1 KP | 2021-06-26 09:00 | 211.54 | 191.3025 | 20.237 | 0 | 369 | 700 | 191.303 | 730 |  | 270 | 730 | 730 | DISPATCHABLE | N | s277154 | 44378.4932
38753-MKT Actual June 2021 | ML1KP-Mitchell 1 KP | 2021-06-26 10:00 | 233.006 | 212.198 | 20.81 | 0 | 370 | 700 | 212.196 | 730 |  | 270 | 730 | 730 | DISPATCHABLE | N | s277154 | 44378.4932
38753-MKT Actual June 2021 | ML1KP-Mitchell 1 KP | 2021-06-26 11:00 | 275.816 | 253.289 | 22.528 | 0 | 370 | 700 | 253.288 | 730 |  | 270 | 730 | 730 | DISPATCHABLE | N | s277154 | 44378.4932
38753-MKT Actual June 2021 | ML1KP-Mitchell 1 KP | 2021-06-26 12:00 | 309.954 | 285.8875 | 24.064 | 0 | 370 | 700 | 270 | 730 |  | 270 | 730 | 730 | DISPATCHABLE | N | s277154 | 44378.4932
38753-MKT Actual June 2021 | ML1KP-Mitchell 1 KP | 2021-06-26 13:00 | 348.428 | 322.315 | 26.113 | 0 | 370 | 700 | 270 | 730 |  | 270 | 730 | 730 | DISPATCHABLE | N | s277154 | 44378.4932
38753-MKT Actual June 2021 | ML1KP-Mitchell 1 KP | 2021-06-26 14:00 | 370.918 | 343.3735 | 27.546 | 0 | 370 | 701 | 270 | 730 |  | 270 | 730 | 730 | DISPATCHABLE | N | s277154 | 44378.4932
38753-MKT Actual June 2021 | ML1KP-Mitchell 1 KP | 2021-06-26 15:00 | 379.28 | 351.176 | 28.104 | 0 | 370 | 703 | 270 | 730 |  | 270 | 730 | 730 | DISPATCHABLE | N | s277154 | 44378.4932
38753-MKT Actual June 2021 | ML1KP-Mitchell 1 KP | 2021-06-26 16:00 | 379.628 | 351.309 | 28.319 | 0 | 370 | 703 | 270 | 730 |  | 270 | 730 | 730 | DISPATCHABLE | N | s277154 | 44378.4932
38753-MKT Actual June 2021 | ML1KP-Mitchell 1 KP | 2021-06-26 17:00 | 379.934 | 351.229 | 28.705 | 0 | 370 | 703 | 270 | 730 |  | 270 | 730 | 730 | DISPATCHABLE | N | s277154 | 44378.4932
38753-MKT Actual June 2021 | ML1KP-Mitchell 1 KP | 2021-06-26 18:00 | 379.582 | 351.256 | 28.326 | 0 | 370 | 703 | 270 | 707 |  | 270 | 707 | 704 | DISPATCHABLE | N | s277154 | 44378.4932
38753-MKT Actual June 2021 | ML1KP-Mitchell 1 KP | 2021-06-26 19:00 | 379.53 | 351.2455 | 28.286 | 0 | 370 | 703 | 270 | 703 |  | 270 | 703 | 700 | DISPATCHABLE | N | s277154 | 44378.4932
38753-MKT Actual June 2021 | ML1KP-Mitchell 1 KP | 2021-06-26 20:00 | 377.576 | 349.35 | 28.226 | 0 | 370 | 702 | 270 | 702 |  | 270 | 702 | 700 | DISPATCHABLE | N | s277154 | 44378.4932
38753-MKT Actual June 2021 | ML1KP-Mitchell 1 KP | 2021-06-26 21:00 | 368.19 | 340.636 | 27.552 | 0 | 370 | 700 | 270 | 700 |  | 270 | 700 | 700 | DISPATCHABLE | N | s277154 | 44378.4932
38753-MKT Actual June 2021 | ML1KP-Mitchell 1 KP | 2021-06-26 22:00 | 372.72 | 344.7235 | 27.996 | 0 | 370 | 700 | 270 | 700 |  | 270 | 700 | 700 | DISPATCHABLE | N | s277154 | 44378.4932
38753-MKT Actual June 2021 | ML1KP-Mitchell 1 KP | 2021-06-26 23:00 | 368.96 | 341.4215 | 27.538 | 0 | 370 | 700 | 270 | 700 |  | 270 | 700 | 700 | DISPATCHABLE | N | s277154 | 44378.4932
38753-MKT Actual June 2021 | ML1KP-Mitchell 1 KP | 2021-06-27 | 360.79 | 333.9685 | 26.819 | 0 | 370 | 700 | 270 | 700 |  | 270 | 700 | 700 | DISPATCHABLE | N | s277154 | 44378.4932
38753-MKT Actual June 2021 | ML1KP-Mitchell 1 KP | 2021-06-27 01:00 | 355.414 | 329.163 | 26.248 | 0 | 370 | 700 | 270 | 700 |  | 270 | 700 | 700 | DISPATCHABLE | N | s277154 | 44378.4932
38753-MKT Actual June 2021 | ML1KP-Mitchell 1 KP | 2021-06-27 02:00 | 322.686 | 298.2575 | 24.428 | 0 | 370 | 700 | 270 | 700 |  | 270 | 700 | 700 | DISPATCHABLE | N | s277154 | 44378.4932
38753-MKT Actual June 2021 | ML1KP-Mitchell 1 KP | 2021-06-27 03:00 | 281.994 | 259.0335 | 22.96 | 0 | 370 | 700 | 259.034 | 700 |  | 270 | 700 | 700 | DISPATCHABLE | N | s277154 | 44378.4932
38753-MKT Actual June 2021 | ML1KP-Mitchell 1 KP | 2021-06-27 04:00 | 246.352 | 224.355 | 21.997 | 0 | 370 | 700 | 224.355 | 700 |  | 270 | 700 | 700 | DISPATCHABLE | N | s277154 | 44378.4932
38753-MKT Actual June 2021 | ML1KP-Mitchell 1 KP | 2021-06-27 05:00 | 211.756 | 191.2485 | 20.508 | 0 | 370 | 700 | 191.248 | 700 |  | 270 | 700 | 700 | DISPATCHABLE | N | s277154 | 44378.4932
38753-MKT Actual June 2021 | ML1KP-Mitchell 1 KP | 2021-06-27 06:00 | 209.722 | 189.4095 | 20.311 | 0 | 370 | 700 | 189.411 | 700 |  | 270 | 700 | 700 | DISPATCHABLE | N | s277154 | 44378.4932
38753-MKT Actual June 2021 | ML1KP-Mitchell 1 KP | 2021-06-27 07:00 | 207.074 | 186.9175 | 20.156 | 0 | 370 | 700 | 186.918 | 700 |  | 270 | 700 | 700 | DISPATCHABLE | N | s277154 | 44378.4932
38753-MKT Actual June 2021 | ML1KP-Mitchell 1 KP | 2021-06-27 08:00 | 207.45 | 187.3055 | 20.143 | 0 | 369 | 700 | 187.307 | 700 |  | 270 | 700 | 700 | DISPATCHABLE | N | s277154 | 44378.4932
38753-MKT Actual June 2021 | ML1KP-Mitchell 1 KP | 2021-06-27 09:00 | 212.52 | 192.2515 | 20.269 | 0 | 370 | 700 | 192.251 | 700 |  | 270 | 700 | 700 | DISPATCHABLE | N | s277154 | 44378.4932
38753-MKT Actual June 2021 | ML1KP-Mitchell 1 KP | 2021-06-27 10:00 | 214.25 | 193.8715 | 20.378 | 0 | 370 | 700 | 193.872 | 700 |  | 270 | 700 | 700 | DISPATCHABLE | N | s277154 | 44378.4932
38753-MKT Actual June 2021 | ML1KP-Mitchell 1 KP | 2021-06-27 11:00 | 249.686 | 228.148 | 21.537 | 0 | 370 | 700 | 228.149 | 700 |  | 270 | 700 | 700 | DISPATCHABLE | N | s277154 | 44378.4932
38753-MKT Actual June 2021 | ML1KP-Mitchell 1 KP | 2021-06-27 12:00 | 302.648 | 278.9695 | 23.676 | 0 | 370 | 700 | 270 | 700 |  | 270 | 700 | 700 | DISPATCHABLE | N | s277154 | 44378.4932
38753-MKT Actual June 2021 | ML1KP-Mitchell 1 KP | 2021-06-27 13:00 | 366.808 | 339.4485 | 27.36 | 0 | 370 | 702 | 270 | 702 |  | 270 | 702 | 700 | DISPATCHABLE | N | s277154 | 44378.4932
38753-MKT Actual June 2021 | ML1KP-Mitchell 1 KP | 2021-06-27 14:00 | 376.794 | 348.704 | 28.09 | 0 | 370 | 701 | 270 | 701 |  | 270 | 701 | 700 | DISPATCHABLE | N | s277154 | 44378.4932
38753-MKT Actual June 2021 | ML1KP-Mitchell 1 KP | 2021-06-27 15:00 | 378.73 | 350.752 | 27.977 | 0 | 370 | 703 | 270 | 703 |  | 270 | 703 | 700 | DISPATCHABLE | N | s277154 | 44378.4932
38753-MKT Actual June 2021 | ML1KP-Mitchell 1 KP | 2021-06-27 16:00 | 379.278 | 351.193 | 28.084 | 0 | 370 | 703 | 270 | 703 |  | 270 | 703 | 700 | DISPATCHABLE | N | s277154 | 44378.4932
38753-MKT Actual June 2021 | ML1KP-Mitchell 1 KP | 2021-06-27 17:00 | 378.156 | 349.486 | 28.673 | 0 | 370 | 701 | 270 | 701 |  | 270 | 701 | 700 | DISPATCHABLE | N | s277154 | 44378.4932
38753-MKT Actual June 2021 | ML1KP-Mitchell 1 KP | 2021-06-27 18:00 | 375.758 | 347.288 | 28.469 | 0 | 370 | 697 | 270 | 700 |  | 270 | 700 | 700 | DISPATCHABLE | N | s277154 | 44378.4932
38753-MKT Actual June 2021 | ML1KP-Mitchell 1 KP | 2021-06-27 19:00 | 372.26 | 344.15 | 28.11 | 0 | 370 | 688 | 270 | 700 |  | 270 | 700 | 700 | DISPATCHABLE | N | s277154 | 44378.4932
38753-MKT Actual June 2021 | ML1KP-Mitchell 1 KP | 2021-06-27 20:00 | 371.89 | 343.692 | 28.197 | 0 | 370 | 688 | 270 | 700 |  | 270 | 700 | 700 | DISPATCHABLE | N | s277154 | 44378.4932
38753-MKT Actual June 2021 | ML1KP-Mitchell 1 KP | 2021-06-27 21:00 | 371.752 | 343.3655 | 28.388 | 0 | 370 | 687 | 270 | 700 |  | 270 | 700 | 700 | DISPATCHABLE | N | s277154 | 44378.4932
38753-MKT Actual June 2021 | ML1KP-Mitchell 1 KP | 2021-06-27 22:00 | 371.888 | 343.4975 | 28.389 | 0 | 370 | 688 | 270 | 700 |  | 270 | 700 | 700 | DISPATCHABLE | N | s277154 | 44378.4932
38753-MKT Actual June 2021 | ML1KP-Mitchell 1 KP | 2021-06-27 23:00 | 357.568 | 330.3885 | 27.18 | 0 | 370 | 686 | 270 | 700 |  | 270 | 700 | 700 | DISPATCHABLE | N | s277154 | 44378.4932
38753-MKT Actual June 2021 | ML1KP-Mitchell 1 KP | 2021-06-28 | 361.252 | 333.785 | 27.469 | 0 | 370 | 686 | 270 | 700 |  | 270 | 700 | 700 | DISPATCHABLE | N | s277154 | 44378.4932
38753-MKT Actual June 2021 | ML1KP-Mitchell 1 KP | 2021-06-28 01:00 | 360.092 | 332.905 | 27.186 | 0 | 370 | 685 | 270 | 700 |  | 270 | 700 | 700 | DISPATCHABLE | N | s277154 | 44378.4932
38753-MKT Actual June 2021 | ML1KP-Mitchell 1 KP | 2021-06-28 02:00 | 344.394 | 318.418 | 25.974 | 0 | 370 | 685 | 270 | 700 |  | 270 | 700 | 700 | DISPATCHABLE | N | s277154 | 44378.4932
38753-MKT Actual June 2021 | ML1KP-Mitchell 1 KP | 2021-06-28 03:00 | 340.832 | 314.989 | 25.843 | 0 | 370 | 685 | 270 | 700 |  | 270 | 700 | 700 | DISPATCHABLE | N | s277154 | 44378.4932
38753-MKT Actual June 2021 | ML1KP-Mitchell 1 KP | 2021-06-28 04:00 | 315.776 | 290.982 | 24.794 | 0 | 370 | 685 | 270 | 700 |  | 270 | 700 | 700 | DISPATCHABLE | N | s277154 | 44378.4932
38753-MKT Actual June 2021 | ML1KP-Mitchell 1 KP | 2021-06-28 05:00 | 289.894 | 266.3975 | 23.496 | 0 | 370 | 685 | 266.398 | 700 |  | 270 | 700 | 700 | DISPATCHABLE | N | s277154 | 44378.4932
38753-MKT Actual June 2021 | ML1KP-Mitchell 1 KP | 2021-06-28 06:00 | 314.506 | 289.8435 | 24.661 | 0 | 370 | 685 | 270 | 700 |  | 270 | 700 | 700 | DISPATCHABLE | N | s277154 | 44378.4932
38753-MKT Actual June 2021 | ML1KP-Mitchell 1 KP | 2021-06-28 07:00 | 330.352 | 305.13 | 25.223 | 0 | 370 | 685 | 270 | 700 |  | 270 | 700 | 700 | DISPATCHABLE | N | s277154 | 44378.4932
38753-MKT Actual June 2021 | ML1KP-Mitchell 1 KP | 2021-06-28 08:00 | 330.57 | 305.0105 | 25.559 | 0 | 370 | 685 | 270 | 700 |  | 270 | 700 | 700 | DISPATCHABLE | N | s277154 | 44378.4932
38753-MKT Actual June 2021 | ML1KP-Mitchell 1 KP | 2021-06-28 09:00 | 344.104 | 317.99 | 26.113 | 0 | 370 | 685 | 270 | 700 |  | 270 | 700 | 700 | DISPATCHABLE | N | s277154 | 44378.4932
38753-MKT Actual June 2021 | ML1KP-Mitchell 1 KP | 2021-06-28 10:00 | 348.68 | 321.999 | 26.681 | 0 | 370 | 685 | 270 | 699 |  | 270 | 699 | 698 | DISPATCHABLE | N | s277154 | 44378.4932
38753-MKT Actual June 2021 | ML1KP-Mitchell 1 KP | 2021-06-28 11:00 | 369.892 | 341.6935 | 28.198 | 0 | 370 | 688 | 270 | 688 |  | 270 | 688 | 685 | DISPATCHABLE | N | s277154 | 44378.4932
38753-MKT Actual June 2021 | ML1KP-Mitchell 1 KP | 2021-06-28 12:00 | 357.24 | 329.9405 | 27.302 | 0 | 370 | 685 | 270 | 685 |  | 270 | 685 | 685 | DISPATCHABLE | N | s277154 | 44378.4932
38753-MKT Actual June 2021 | ML1KP-Mitchell 1 KP | 2021-06-28 13:00 | 370.896 | 342.652 | 28.243 | 0 | 370 | 687 | 270 | 687 |  | 270 | 687 | 685 | DISPATCHABLE | N | s277154 | 44378.4932
38753-MKT Actual June 2021 | ML1KP-Mitchell 1 KP | 2021-06-28 14:00 | 369.256 | 341.1305 | 28.126 | 0 | 370 | 684 | 270 | 687 |  | 270 | 687 | 685 | DISPATCHABLE | N | s277154 | 44378.4932
38753-MKT Actual June 2021 | ML1KP-Mitchell 1 KP | 2021-06-28 15:00 | 364.096 | 335.978 | 28.116 | 0 | 370 | 675 | 270 | 686 |  | 270 | 686 | 685 | DISPATCHABLE | N | s277154 | 44378.4932
38753-MKT Actual June 2021 | ML1KP-Mitchell 1 KP | 2021-06-28 16:00 | 371.136 | 342.3765 | 28.76 | 0 | 370 | 687 | 270 | 687 |  | 270 | 687 | 685 | DISPATCHABLE | N | s277154 | 44378.4932
38753-MKT Actual June 2021 | ML1KP-Mitchell 1 KP | 2021-06-28 17:00 | 369.052 | 340.1735 | 28.879 | 0 | 370 | 687 | 270 | 687 |  | 270 | 687 | 685 | DISPATCHABLE | N | s277154 | 44378.4932
38753-MKT Actual June 2021 | ML1KP-Mitchell 1 KP | 2021-06-28 18:00 | 362.7 | 334.2805 | 28.421 | 0 | 370 | 671 | 270 | 685 |  | 270 | 685 | 685 | DISPATCHABLE | N | s277154 | 44378.4932
38753-MKT Actual June 2021 | ML1KP-Mitchell 1 KP | 2021-06-28 19:00 | 362.78 | 334.19 | 28.589 | 0 | 370 | 669 | 270 | 685 |  | 270 | 685 | 685 | DISPATCHABLE | N | s277154 | 44378.4932
38753-MKT Actual June 2021 | ML1KP-Mitchell 1 KP | 2021-06-28 20:00 | 362.548 | 333.8355 | 28.712 | 0 | 370 | 668 | 270 | 685 |  | 270 | 685 | 685 | DISPATCHABLE | N | s277154 | 44378.4932
38753-MKT Actual June 2021 | ML1KP-Mitchell 1 KP | 2021-06-28 21:00 | 363.124 | 334.2735 | 28.851 | 0 | 370 | 668 | 270 | 685 |  | 270 | 685 | 685 | DISPATCHABLE | N | s277154 | 44378.4932
38753-MKT Actual June 2021 | ML1KP-Mitchell 1 KP | 2021-06-28 22:00 | 362.516 | 333.478 | 29.039 | 0 | 370 | 668 | 270 | 685 |  | 270 | 685 | 685 | DISPATCHABLE | N | s277154 | 44378.4932
38753-MKT Actual June 2021 | ML1KP-Mitchell 1 KP | 2021-06-28 23:00 | 362.88 | 333.918 | 28.962 | 0 | 370 | 668 | 270 | 685 |  | 270 | 685 | 685 | DISPATCHABLE | N | s277154 | 44378.4932
38753-MKT Actual June 2021 | ML1KP-Mitchell 1 KP | 2021-06-29 | 355.352 | 327.3515 | 28 | 0 | 370 | 667 | 270 | 685 |  | 270 | 685 | 685 | DISPATCHABLE | N | s277154 | 44378.4932
38753-MKT Actual June 2021 | ML1KP-Mitchell 1 KP | 2021-06-29 01:00 | 362.016 | 333.546 | 28.469 | 0 | 370 | 685 | 270 | 686 |  | 270 | 686 | 685 | DISPATCHABLE | N | s277154 | 44378.4932
38753-MKT Actual June 2021 | ML1KP-Mitchell 1 KP | 2021-06-29 02:00 | 370.5 | 341.364 | 29.136 | 0 | 370 | 687 | 270 | 687 |  | 270 | 687 | 685 | DISPATCHABLE | N | s277154 | 44378.4932
38753-MKT Actual June 2021 | ML1KP-Mitchell 1 KP | 2021-06-29 03:00 | 347.616 | 320.3485 | 27.268 | 0 | 370 | 686 | 270 | 686 |  | 270 | 686 | 685 | DISPATCHABLE | N | s277154 | 44378.4932
38753-MKT Actual June 2021 | ML1KP-Mitchell 1 KP | 2021-06-29 04:00 | 292.9 | 268.411 | 24.489 | 0 | 370 | 685 | 268.411 | 685 |  | 270 | 685 | 685 | DISPATCHABLE | N | s277154 | 44378.4932
38753-MKT Actual June 2021 | ML1KP-Mitchell 1 KP | 2021-06-29 05:00 | 264.756 | 241.4005 | 23.357 | 0 | 370 | 685 | 241.399 | 685 |  | 270 | 685 | 685 | DISPATCHABLE | N | s277154 | 44378.4932
38753-MKT Actual June 2021 | ML1KP-Mitchell 1 KP | 2021-06-29 06:00 | 258.144 | 235.111 | 23.032 | 0 | 370 | 685 | 235.112 | 685 |  | 270 | 685 | 685 | DISPATCHABLE | N | s277154 | 44378.4932
38753-MKT Actual June 2021 | ML1KP-Mitchell 1 KP | 2021-06-29 07:00 | 297.996 | 273.4515 | 24.545 | 0 | 370 | 685 | 270 | 685 |  | 270 | 685 | 685 | DISPATCHABLE | N | s277154 | 44378.4932
38753-MKT Actual June 2021 | ML1KP-Mitchell 1 KP | 2021-06-29 08:00 | 325.724 | 300.067 | 25.658 | 0 | 370 | 685 | 270 | 685 |  | 270 | 685 | 685 | DISPATCHABLE | N | s277154 | 44378.4932
38753-MKT Actual June 2021 | ML1KP-Mitchell 1 KP | 2021-06-29 09:00 | 353.692 | 326.1555 | 27.535 | 0 | 370 | 685 | 270 | 685 |  | 270 | 685 | 685 | DISPATCHABLE | N | s277154 | 44378.4932
38753-MKT Actual June 2021 | ML1KP-Mitchell 1 KP | 2021-06-29 10:00 | 356.18 | 328.575 | 27.605 | 0 | 370 | 685 | 270 | 685 |  | 270 | 685 | 685 | DISPATCHABLE | N | s277154 | 44378.4932
38753-MKT Actual June 2021 | ML1KP-Mitchell 1 KP | 2021-06-29 11:00 | 371.112 | 342.0595 | 29.052 | 0 | 370 | 688 | 270 | 688 |  | 270 | 688 | 685 | DISPATCHABLE | N | s277154 | 44378.4932
38753-MKT Actual June 2021 | ML1KP-Mitchell 1 KP | 2021-06-29 12:00 | 373.184 | 343.6835 | 29.498 | 0 | 370 | 688 | 270 | 688 |  | 270 | 688 | 685 | DISPATCHABLE | N | s277154 | 44378.4932
38753-MKT Actual June 2021 | ML1KP-Mitchell 1 KP | 2021-06-29 13:00 | 373.128 | 343.6065 | 29.521 | 0 | 370 | 688 | 270 | 688 |  | 270 | 688 | 685 | DISPATCHABLE | N | s277154 | 44378.4932
38753-MKT Actual June 2021 | ML1KP-Mitchell 1 KP | 2021-06-29 14:00 | 373.396 | 343.734 | 29.662 | 0 | 370 | 688 | 270 | 688 |  | 270 | 688 | 685 | DISPATCHABLE | N | s277154 | 44378.4932
38753-MKT Actual June 2021 | ML1KP-Mitchell 1 KP | 2021-06-29 15:00 | 373.912 | 344.0735 | 29.837 | 0 | 370 | 688 | 270 | 689 |  | 270 | 689 | 685 | DISPATCHABLE | N | s277154 | 44378.4932
38753-MKT Actual June 2021 | ML1KP-Mitchell 1 KP | 2021-06-29 16:00 | 373.456 | 343.6355 | 29.82 | 0 | 370 | 688 | 270 | 688 |  | 270 | 688 | 685 | DISPATCHABLE | N | s277154 | 44378.4932
38753-MKT Actual June 2021 | ML1KP-Mitchell 1 KP | 2021-06-29 17:00 | 373.252 | 343.3755 | 29.878 | 0 | 370 | 688 | 270 | 688 |  | 270 | 688 | 685 | DISPATCHABLE | N | s277154 | 44378.4932
38753-MKT Actual June 2021 | ML1KP-Mitchell 1 KP | 2021-06-29 18:00 | 373.42 | 343.713 | 29.706 | 0 | 370 | 688 | 270 | 688 |  | 270 | 688 | 685 | DISPATCHABLE | N | s277154 | 44378.4932
38753-MKT Actual June 2021 | ML1KP-Mitchell 1 KP | 2021-06-29 19:00 | 373.62 | 344.0005 | 29.618 | 0 | 370 | 688 | 270 | 689 |  | 270 | 689 | 685 | DISPATCHABLE | N | s277154 | 44378.4932
38753-MKT Actual June 2021 | ML1KP-Mitchell 1 KP | 2021-06-29 20:00 | 373.232 | 343.503 | 29.729 | 0 | 370 | 688 | 270 | 688 |  | 270 | 688 | 685 | DISPATCHABLE | N | s277154 | 44378.4932
38753-MKT Actual June 2021 | ML1KP-Mitchell 1 KP | 2021-06-29 21:00 | 373.092 | 343.2245 | 29.868 | 0 | 370 | 688 | 270 | 688 |  | 270 | 688 | 685 | DISPATCHABLE | N | s277154 | 44378.4932
38753-MKT Actual June 2021 | ML1KP-Mitchell 1 KP | 2021-06-29 22:00 | 373.868 | 344.088 | 29.784 | 0 | 370 | 688 | 270 | 689 |  | 270 | 689 | 685 | DISPATCHABLE | N | s277154 | 44378.4932
38753-MKT Actual June 2021 | ML1KP-Mitchell 1 KP | 2021-06-29 23:00 | 373.04 | 343.4765 | 29.563 | 0 | 370 | 688 | 270 | 688 |  | 270 | 688 | 685 | DISPATCHABLE | N | s277154 | 44378.4932
38753-MKT Actual June 2021 | ML1KP-Mitchell 1 KP | 2021-06-30 | 361.64 | 333.3655 | 28.274 | 0 | 370 | 685 | 270 | 685 |  | 270 | 685 | 685 | DISPATCHABLE | N | s277154 | 44378.4932
38753-MKT Actual June 2021 | ML1KP-Mitchell 1 KP | 2021-06-30 01:00 | 358.336 | 330.443 | 27.892 | 0 | 370 | 685 | 270 | 685 |  | 270 | 685 | 685 | DISPATCHABLE | N | s277154 | 44378.4932
38753-MKT Actual June 2021 | ML1KP-Mitchell 1 KP | 2021-06-30 02:00 | 358.2 | 330.314 | 27.885 | 0 | 370 | 685 | 270 | 685 |  | 270 | 685 | 685 | DISPATCHABLE | N | s277154 | 44378.4932
38753-MKT Actual June 2021 | ML1KP-Mitchell 1 KP | 2021-06-30 03:00 | 343.624 | 316.8205 | 26.804 | 0 | 370 | 685 | 270 | 685 |  | 270 | 685 | 685 | DISPATCHABLE | N | s277154 | 44378.4932
38753-MKT Actual June 2021 | ML1KP-Mitchell 1 KP | 2021-06-30 04:00 | 296.032 | 271.576 | 24.458 | 0 | 370 | 685 | 270 | 685 |  | 270 | 685 | 685 | DISPATCHABLE | N | s277154 | 44378.4932
38753-MKT Actual June 2021 | ML1KP-Mitchell 1 KP | 2021-06-30 05:00 | 275.212 | 251.2195 | 23.992 | 0 | 370 | 685 | 251.22 | 685 |  | 270 | 685 | 685 | DISPATCHABLE | N | s277154 | 44378.4932
38753-MKT Actual June 2021 | ML1KP-Mitchell 1 KP | 2021-06-30 06:00 | 276.824 | 252.949 | 23.874 | 0 | 410 | 685 | 252.95 | 685 |  | 270 | 685 | 685 | DISPATCHABLE | N | s277154 | 44378.4932
38753-MKT Actual June 2021 | ML1KP-Mitchell 1 KP | 2021-06-30 07:00 | 284.452 | 260.398 | 24.054 | 0 | 370 | 685 | 260.398 | 685 |  | 270 | 685 | 685 | DISPATCHABLE | N | s277154 | 44378.4932
38753-MKT Actual June 2021 | ML1KP-Mitchell 1 KP | 2021-06-30 08:00 | 322.312 | 296.358 | 25.955 | 0 | 370 | 685 | 270 | 685 |  | 270 | 685 | 685 | DISPATCHABLE | N | s277154 | 44378.4932
38753-MKT Actual June 2021 | ML1KP-Mitchell 1 KP | 2021-06-30 09:00 | 348.624 | 321.3685 | 27.257 | 0 | 370 | 685 | 270 | 685 |  | 270 | 685 | 685 | DISPATCHABLE | N | s277154 | 44378.4932
38753-MKT Actual June 2021 | ML1KP-Mitchell 1 KP | 2021-06-30 10:00 | 370.436 | 341.34 | 29.095 | 0 | 370 | 687 | 270 | 687 |  | 270 | 687 | 685 | DISPATCHABLE | N | s277154 | 44378.4932
38753-MKT Actual June 2021 | ML1KP-Mitchell 1 KP | 2021-06-30 11:00 | 372.796 | 343.5265 | 29.269 | 0 | 370 | 688 | 270 | 688 |  | 270 | 688 | 685 | DISPATCHABLE | N | s277154 | 44378.4932
38753-MKT Actual June 2021 | ML1KP-Mitchell 1 KP | 2021-06-30 12:00 | 373.12 | 343.694 | 29.425 | 0 | 370 | 688 | 270 | 688 |  | 270 | 688 | 685 | DISPATCHABLE | N | s277154 | 44378.4932
38753-MKT Actual June 2021 | ML1KP-Mitchell 1 KP | 2021-06-30 13:00 | 372.86 | 343.596 | 29.264 | 0 | 370 | 688 | 270 | 688 |  | 270 | 688 | 685 | DISPATCHABLE | N | s277154 | 44378.4932
38753-MKT Actual June 2021 | ML1KP-Mitchell 1 KP | 2021-06-30 14:00 | 373.576 | 343.83 | 29.747 | 0 | 370 | 688 | 270 | 688 |  | 270 | 688 | 685 | DISPATCHABLE | N | s277154 | 44378.4932
38753-MKT Actual June 2021 | ML1KP-Mitchell 1 KP | 2021-06-30 15:00 | 373.148 | 344.0315 | 29.115 | 0 | 370 | 688 | 270 | 689 |  | 270 | 689 | 685 | DISPATCHABLE | N | s277154 | 44378.4932
38753-MKT Actual June 2021 | ML1KP-Mitchell 1 KP | 2021-06-30 16:00 | 372.372 | 343.841 | 28.533 | 0 | 370 | 688 | 270 | 688 |  | 270 | 688 | 685 | DISPATCHABLE | N | s277154 | 44378.4932
38753-MKT Actual June 2021 | ML1KP-Mitchell 1 KP | 2021-06-30 17:00 | 380.044 | 350.8465 | 29.199 | 0 | 370 | 705 | 270 | 705 |  | 270 | 705 | 703 | DISPATCHABLE | N | s277154 | 44378.4932
38753-MKT Actual June 2021 | ML1KP-Mitchell 1 KP | 2021-06-30 18:00 | 390.84 | 360.6175 | 30.222 | 0 | 370 | 724 | 270 | 724 |  | 270 | 724 | 722 | DISPATCHABLE | N | s277154 | 44378.4932
38753-MKT Actual June 2021 | ML1KP-Mitchell 1 KP | 2021-06-30 19:00 | 397.712 | 366.6 | 31.112 | 0 | 370 | 733 | 270 | 734 |  | 270 | 734 | 730 | DISPATCHABLE | N | s277154 | 44378.4932
38753-MKT Actual June 2021 | ML1KP-Mitchell 1 KP | 2021-06-30 20:00 | 397.504 | 365.8625 | 31.641 | 0 | 370 | 733 | 270 | 733 |  | 270 | 733 | 730 | DISPATCHABLE | N | s277154 | 44378.4932
38753-MKT Actual June 2021 | ML1KP-Mitchell 1 KP | 2021-06-30 21:00 | 397.54 | 365.83 | 31.71 | 0 | 370 | 732 | 270 | 732 |  | 270 | 732 | 730 | DISPATCHABLE | N | s277154 | 44378.4932
38753-MKT Actual June 2021 | ML1KP-Mitchell 1 KP | 2021-06-30 22:00 | 389.764 | 358.7475 | 31.017 | 0 | 370 | 731 | 270 | 731 |  | 270 | 731 | 730 | DISPATCHABLE | N | s277154 | 44378.4932
38753-MKT Actual June 2021 | ML1KP-Mitchell 1 KP | 2021-06-30 23:00 | 384.328 | 354.1895 | 30.139 | 0 | 370 | 730 | 270 | 730 |  | 270 | 730 | 730 | DISPATCHABLE | N | s277154 | 44378.4932
38753-MKT Actual June 2021 | ML1KP-Mitchell 1 KP | 2021-07-01 | 385.068 | 354.923 | 30.147 | 0 | 370 | 730 | 270 | 730 |  | 270 | 730 | 730 | DISPATCHABLE | N | s277154 | 44378.4932
38753-MKT Actual June 2021 | ML2KP-Mitchell 2 KP | 2021-06-01 01:00 | 225.664 | 204.992 | 20.672 | 0 | 409 | 451 | 204.992 | 451 |  | 409 | 451 | 790 | DISPATCHABLE | N | s006203 | 44369.4436
38753-MKT Actual June 2021 | ML2KP-Mitchell 2 KP | 2021-06-01 02:00 | 225.268 | 204.596 | 20.672 | 0 | 409 | 454 | 204.596 | 454 |  | 409 | 454 | 790 | DISPATCHABLE | N | s277154 | 44378.4916
38753-MKT Actual June 2021 | ML2KP-Mitchell 2 KP | 2021-06-01 03:00 | 225.664 | 205.024 | 20.64 | 0 | 409 | 437 | 205.024 | 437 |  | 409 | 437 | 790 | DISPATCHABLE | N | s277154 | 44378.4916
38753-MKT Actual June 2021 | ML2KP-Mitchell 2 KP | 2021-06-01 04:00 | 225.644 | 204.684 | 20.96 | 0 | 409 | 452 | 204.684 | 452 |  | 409 | 452 | 790 | DISPATCHABLE | N | s277154 | 44378.4916
38753-MKT Actual June 2021 | ML2KP-Mitchell 2 KP | 2021-06-01 05:00 | 225.492 | 204.884 | 20.608 | 0 | 409 | 446 | 204.884 | 446 |  | 409 | 446 | 790 | DISPATCHABLE | N | s277154 | 44378.4916
38753-MKT Actual June 2021 | ML2KP-Mitchell 2 KP | 2021-06-01 06:00 | 225.572 | 204.9 | 20.672 | 0 | 409 | 491 | 204.9 | 491 |  | 409 | 491 | 790 | DISPATCHABLE | N | s277154 | 44378.4916
38753-MKT Actual June 2021 | ML2KP-Mitchell 2 KP | 2021-06-01 07:00 | 225.452 | 204.812 | 20.64 | 0 | 409 | 450 | 204.812 | 450 |  | 409 | 450 | 790 | DISPATCHABLE | N | s277154 | 44378.4916
38753-MKT Actual June 2021 | ML2KP-Mitchell 2 KP | 2021-06-01 08:00 | 227.44 | 205.584 | 21.856 | 0 | 409 | 636 | 205.584 | 636 |  | 409 | 636 | 790 | DISPATCHABLE | N | s277154 | 44378.4916
38753-MKT Actual June 2021 | ML2KP-Mitchell 2 KP | 2021-06-01 09:00 | 234.264 | 212.152 | 22.112 | 0 | 410 | 790 | 212.152 | 790 |  | 410 | 790 | 790 | DISPATCHABLE | N | s277154 | 44378.4916
38753-MKT Actual June 2021 | ML2KP-Mitchell 2 KP | 2021-06-01 10:00 | 233.776 | 211.632 | 22.144 | 0 | 410 | 790 | 211.632 | 790 |  | 410 | 790 | 790 | DISPATCHABLE | N | s277154 | 44378.4916
38753-MKT Actual June 2021 | ML2KP-Mitchell 2 KP | 2021-06-01 11:00 | 231.684 | 209.508 | 22.176 | 0 | 409 | 773 | 209.508 | 773 |  | 409 | 773 | 790 | DISPATCHABLE | N | s277154 | 44378.4916
38753-MKT Actual June 2021 | ML2KP-Mitchell 2 KP | 2021-06-01 12:00 | 241.252 | 218.788 | 22.464 | 0 | 410 | 790 | 218.788 | 790 |  | 410 | 790 | 790 | DISPATCHABLE | N | s277154 | 44378.4916
38753-MKT Actual June 2021 | ML2KP-Mitchell 2 KP | 2021-06-01 13:00 | 239.02 | 216.524 | 22.496 | 0 | 410 | 790 | 216.524 | 790 |  | 410 | 790 | 790 | DISPATCHABLE | N | s277154 | 44378.4916
38753-MKT Actual June 2021 | ML2KP-Mitchell 2 KP | 2021-06-01 14:00 | 279.097 | 255.3805 | 23.717 | 0 | 486 | 790 | 255.38 | 790 |  | 410 | 790 | 790 | DISPATCHABLE | N | s277154 | 44378.4916
38753-MKT Actual June 2021 | ML2KP-Mitchell 2 KP | 2021-06-01 15:00 | 363.836 | 337.084 | 26.752 | 0 | 669 | 790 | 337.084 | 790 |  | 410 | 790 | 790 | DISPATCHABLE | N | s277154 | 44378.4916
38753-MKT Actual June 2021 | ML2KP-Mitchell 2 KP | 2021-06-01 16:00 | 423.652 | 394.212 | 29.44 | 0 | 786 | 792 | 394.212 | 792 |  | 410 | 792 | 790 | DISPATCHABLE | N | s277154 | 44378.4916
38753-MKT Actual June 2021 | ML2KP-Mitchell 2 KP | 2021-06-01 17:00 | 426.192 | 396.464 | 29.728 | 0 | 789 | 793 | 396.464 | 793 |  | 410 | 793 | 790 | DISPATCHABLE | N | s277154 | 44378.4916
38753-MKT Actual June 2021 | ML2KP-Mitchell 2 KP | 2021-06-01 18:00 | 428.192 | 398.528 | 29.664 | 0 | 790 | 797 | 398.528 | 798 |  | 410 | 798 | 790 | DISPATCHABLE | N | s277154 | 44378.4916
38753-MKT Actual June 2021 | ML2KP-Mitchell 2 KP | 2021-06-01 19:00 | 418.612 | 389.62 | 28.992 | 0 | 418 | 792 | 389.62 | 792 |  | 410 | 792 | 790 | DISPATCHABLE | N | s277154 | 44378.4916
38753-MKT Actual June 2021 | ML2KP-Mitchell 2 KP | 2021-06-01 20:00 | 411.904 | 383.136 | 28.768 | 0 | 410 | 790 | 383.136 | 790 |  | 410 | 790 | 790 | DISPATCHABLE | N | s277154 | 44378.4916
38753-MKT Actual June 2021 | ML2KP-Mitchell 2 KP | 2021-06-01 21:00 | 416.872 | 387.848 | 29.024 | 0 | 410 | 791 | 387.848 | 791 |  | 410 | 791 | 790 | DISPATCHABLE | N | s277154 | 44378.4916
38753-MKT Actual June 2021 | ML2KP-Mitchell 2 KP | 2021-06-01 22:00 | 397.408 | 369.472 | 27.936 | 0 | 410 | 790 | 369.472 | 790 |  | 410 | 790 | 790 | DISPATCHABLE | N | s277154 | 44378.4916
38753-MKT Actual June 2021 | ML2KP-Mitchell 2 KP | 2021-06-01 23:00 | 349.608 | 323.624 | 25.984 | 0 | 410 | 790 | 323.624 | 790 |  | 410 | 790 | 790 | DISPATCHABLE | N | s277154 | 44378.4916
38753-MKT Actual June 2021 | ML2KP-Mitchell 2 KP | 2021-06-02 | 293.108 | 269.14 | 23.968 | 0 | 410 | 790 | 269.14 | 790 |  | 410 | 790 | 790 | DISPATCHABLE | N | s277154 | 44378.4916
38753-MKT Actual June 2021 | ML2KP-Mitchell 2 KP | 2021-06-02 01:00 | 237.828 | 215.428 | 22.4 | 0 | 409 | 712 | 215.428 | 712 |  | 409 | 712 | 790 | DISPATCHABLE | N | s277154 | 44378.4916
38753-MKT Actual June 2021 | ML2KP-Mitchell 2 KP | 2021-06-02 02:00 | 225.892 | 204.772 | 21.12 | 0 | 409 | 445 | 204.772 | 445 |  | 409 | 445 | 790 | DISPATCHABLE | N | s277154 | 44378.4916
38753-MKT Actual June 2021 | ML2KP-Mitchell 2 KP | 2021-06-02 03:00 | 225.976 | 204.76 | 21.216 | 0 | 409 | 478 | 204.76 | 478 |  | 409 | 478 | 790 | DISPATCHABLE | N | s277154 | 44378.4916
38753-MKT Actual June 2021 | ML2KP-Mitchell 2 KP | 2021-06-02 04:00 | 226.112 | 204.8 | 21.312 | 0 | 409 | 431 | 204.8 | 431 |  | 409 | 431 | 790 | DISPATCHABLE | N | s277154 | 44378.4916
38753-MKT Actual June 2021 | ML2KP-Mitchell 2 KP | 2021-06-02 05:00 | 225.664 | 204.736 | 20.928 | 0 | 409 | 421 | 204.736 | 421 |  | 409 | 421 | 790 | DISPATCHABLE | N | s277154 | 44378.4916
38753-MKT Actual June 2021 | ML2KP-Mitchell 2 KP | 2021-06-02 06:00 | 225.936 | 204.944 | 20.992 | 0 | 409 | 496 | 204.944 | 496 |  | 409 | 496 | 790 | DISPATCHABLE | N | s277154 | 44378.4916
38753-MKT Actual June 2021 | ML2KP-Mitchell 2 KP | 2021-06-02 07:00 | 233.504 | 212.32 | 21.184 | 0 | 409 | 753 | 212.32 | 753 |  | 409 | 753 | 790 | DISPATCHABLE | N | s277154 | 44378.4916
38753-MKT Actual June 2021 | ML2KP-Mitchell 2 KP | 2021-06-02 08:00 | 231.864 | 210.68 | 21.184 | 0 | 410 | 790 | 210.68 | 790 |  | 410 | 790 | 790 | DISPATCHABLE | N | s277154 | 44378.4916
38753-MKT Actual June 2021 | ML2KP-Mitchell 2 KP | 2021-06-02 09:00 | 244.072 | 222.632 | 21.44 | 0 | 410 | 790 | 222.632 | 790 |  | 410 | 790 | 790 | DISPATCHABLE | N | s277154 | 44378.4916
38753-MKT Actual June 2021 | ML2KP-Mitchell 2 KP | 2021-06-02 10:00 | 232.03 | 210.912 | 21.118 | 0 | 409 | 774 | 210.912 | 774 |  | 409 | 774 | 790 | DISPATCHABLE | N | s277154 | 44378.4916
38753-MKT Actual June 2021 | ML2KP-Mitchell 2 KP | 2021-06-02 11:00 | 235.768 | 214.68 | 21.088 | 0 | 410 | 790 | 214.68 | 790 |  | 410 | 790 | 790 | DISPATCHABLE | N | s277154 | 44378.4916
38753-MKT Actual June 2021 | ML2KP-Mitchell 2 KP | 2021-06-02 12:00 | 235.776 | 214.816 | 20.96 | 0 | 409 | 639 | 214.816 | 639 |  | 409 | 639 | 790 | DISPATCHABLE | N | s277154 | 44378.4916
38753-MKT Actual June 2021 | ML2KP-Mitchell 2 KP | 2021-06-02 13:00 | 260.752 | 239.408 | 21.344 | 0 | 410 | 790 | 239.408 | 790 |  | 410 | 790 | 790 | DISPATCHABLE | N | s277154 | 44378.4916
38753-MKT Actual June 2021 | ML2KP-Mitchell 2 KP | 2021-06-02 14:00 | 273.48 | 251.752 | 21.728 | 0 | 410 | 790 | 251.752 | 790 |  | 410 | 790 | 790 | DISPATCHABLE | N | s277154 | 44378.4916
38753-MKT Actual June 2021 | ML2KP-Mitchell 2 KP | 2021-06-02 15:00 | 291.84 | 269.248 | 22.592 | 0 | 410 | 790 | 269.248 | 790 |  | 410 | 790 | 790 | DISPATCHABLE | N | s277154 | 44378.4916
38753-MKT Actual June 2021 | ML2KP-Mitchell 2 KP | 2021-06-02 16:00 | 336.024 | 311.832 | 24.192 | 0 | 410 | 790 | 311.832 | 790 |  | 410 | 790 | 790 | DISPATCHABLE | N | s277154 | 44378.4916
38753-MKT Actual June 2021 | ML2KP-Mitchell 2 KP | 2021-06-02 17:00 | 364.744 | 339.304 | 25.44 | 0 | 410 | 790 | 339.304 | 790 |  | 410 | 790 | 790 | DISPATCHABLE | N | s277154 | 44378.4916
38753-MKT Actual June 2021 | ML2KP-Mitchell 2 KP | 2021-06-02 18:00 | 357.168 | 332.336 | 24.832 | 0 | 410 | 790 | 332.336 | 790 |  | 410 | 790 | 790 | DISPATCHABLE | N | s277154 | 44378.4916
38753-MKT Actual June 2021 | ML2KP-Mitchell 2 KP | 2021-06-02 19:00 | 354.496 | 329.728 | 24.768 | 0 | 410 | 790 | 329.728 | 790 |  | 410 | 790 | 790 | DISPATCHABLE | N | s277154 | 44378.4916
38753-MKT Actual June 2021 | ML2KP-Mitchell 2 KP | 2021-06-02 20:00 | 329.808 | 305.936 | 23.872 | 0 | 410 | 790 | 305.936 | 790 |  | 410 | 790 | 790 | DISPATCHABLE | N | s277154 | 44378.4916
38753-MKT Actual June 2021 | ML2KP-Mitchell 2 KP | 2021-06-02 21:00 | 333.376 | 309.44 | 23.936 | 0 | 410 | 790 | 309.44 | 790 |  | 410 | 790 | 790 | DISPATCHABLE | N | s277154 | 44378.4916
38753-MKT Actual June 2021 | ML2KP-Mitchell 2 KP | 2021-06-02 22:00 | 338.208 | 314.112 | 24.096 | 0 | 410 | 790 | 314.112 | 790 |  | 410 | 790 | 790 | DISPATCHABLE | N | s277154 | 44378.4916
38753-MKT Actual June 2021 | ML2KP-Mitchell 2 KP | 2021-06-02 23:00 | 307.552 | 283.2 | 24.352 | 0 | 410 | 790 | 283.2 | 790 |  | 410 | 790 | 790 | DISPATCHABLE | N | s277154 | 44378.4916
38753-MKT Actual June 2021 | ML2KP-Mitchell 2 KP | 2021-06-03 | 262.376 | 239.272 | 23.104 | 0 | 409 | 788 | 239.272 | 788 |  | 409 | 788 | 790 | DISPATCHABLE | N | s277154 | 44378.4916
38753-MKT Actual June 2021 | ML2KP-Mitchell 2 KP | 2021-06-03 01:00 | 231.032 | 208.792 | 22.24 | 0 | 409 | 735 | 208.792 | 735 |  | 409 | 735 | 790 | DISPATCHABLE | N | s277154 | 44378.4916
38753-MKT Actual June 2021 | ML2KP-Mitchell 2 KP | 2021-06-03 02:00 | 227.36 | 205.184 | 22.176 | 0 | 409 | 636 | 205.184 | 636 |  | 409 | 636 | 790 | DISPATCHABLE | N | s277154 | 44378.4916
38753-MKT Actual June 2021 | ML2KP-Mitchell 2 KP | 2021-06-03 03:00 | 227.184 | 205.008 | 22.176 | 0 | 409 | 600 | 205.008 | 600 |  | 409 | 600 | 790 | DISPATCHABLE | N | s277154 | 44378.4916
38753-MKT Actual June 2021 | ML2KP-Mitchell 2 KP | 2021-06-03 04:00 | 227.224 | 204.888 | 22.336 | 0 | 409 | 632 | 204.888 | 632 |  | 409 | 632 | 790 | DISPATCHABLE | N | s277154 | 44378.4916
38753-MKT Actual June 2021 | ML2KP-Mitchell 2 KP | 2021-06-03 05:00 | 227.952 | 205.648 | 22.304 | 0 | 409 | 639 | 205.648 | 639 |  | 409 | 639 | 790 | DISPATCHABLE | N | s277154 | 44378.4916
38753-MKT Actual June 2021 | ML2KP-Mitchell 2 KP | 2021-06-03 06:00 | 231.968 | 209.632 | 22.336 | 0 | 410 | 790 | 209.632 | 790 |  | 410 | 790 | 790 | DISPATCHABLE | N | s277154 | 44378.4916
38753-MKT Actual June 2021 | ML2KP-Mitchell 2 KP | 2021-06-03 07:00 | 231.896 | 209.624 | 22.272 | 0 | 409 | 738 | 209.624 | 738 |  | 409 | 738 | 790 | DISPATCHABLE | N | s277154 | 44378.4916
38753-MKT Actual June 2021 | ML2KP-Mitchell 2 KP | 2021-06-03 08:00 | 240.072 | 218.376 | 21.696 | 0 | 409 | 700 | 218.376 | 700 |  | 409 | 700 | 790 | DISPATCHABLE | N | s277154 | 44378.4916
38753-MKT Actual June 2021 | ML2KP-Mitchell 2 KP | 2021-06-03 09:00 | 255.768 | 233.912 | 21.856 | 0 | 410 | 790 | 233.912 | 790 |  | 410 | 790 | 790 | DISPATCHABLE | N | s277154 | 44378.4916
38753-MKT Actual June 2021 | ML2KP-Mitchell 2 KP | 2021-06-03 10:00 | 244.984 | 223.512 | 21.472 | 0 | 410 | 790 | 223.512 | 790 |  | 410 | 790 | 790 | DISPATCHABLE | N | s277154 | 44378.4916
38753-MKT Actual June 2021 | ML2KP-Mitchell 2 KP | 2021-06-03 11:00 | 234.784 | 213.44 | 21.344 | 0 | 409 | 749 | 213.44 | 749 |  | 409 | 749 | 790 | DISPATCHABLE | N | s277154 | 44378.4916
38753-MKT Actual June 2021 | ML2KP-Mitchell 2 KP | 2021-06-03 12:00 | 272.008 | 249.608 | 22.4 | 0 | 410 | 790 | 249.608 | 790 |  | 410 | 790 | 790 | DISPATCHABLE | N | s277154 | 44378.4916
38753-MKT Actual June 2021 | ML2KP-Mitchell 2 KP | 2021-06-03 13:00 | 333.264 | 308.72 | 24.544 | 0 | 410 | 790 | 308.72 | 790 |  | 410 | 790 | 790 | DISPATCHABLE | N | s277154 | 44378.4916
38753-MKT Actual June 2021 | ML2KP-Mitchell 2 KP | 2021-06-03 14:00 | 370.512 | 344.496 | 26.016 | 0 | 410 | 790 | 344.496 | 790 |  | 410 | 790 | 790 | DISPATCHABLE | N | s277154 | 44378.4916
38753-MKT Actual June 2021 | ML2KP-Mitchell 2 KP | 2021-06-03 15:00 | 406.488 | 378.872 | 27.616 | 0 | 410 | 790 | 378.872 | 790 |  | 410 | 790 | 790 | DISPATCHABLE | N | s277154 | 44378.4916
38753-MKT Actual June 2021 | ML2KP-Mitchell 2 KP | 2021-06-03 16:00 | 411.056 | 383.408 | 27.648 | 0 | 410 | 790 | 383.408 | 790 |  | 410 | 790 | 790 | DISPATCHABLE | N | s277154 | 44378.4916
38753-MKT Actual June 2021 | ML2KP-Mitchell 2 KP | 2021-06-03 17:00 | 412.088 | 384.312 | 27.776 | 0 | 410 | 791 | 384.312 | 791 |  | 410 | 791 | 790 | DISPATCHABLE | N | s277154 | 44378.4916
38753-MKT Actual June 2021 | ML2KP-Mitchell 2 KP | 2021-06-03 18:00 | 418.736 | 390.64 | 28.096 | 0 | 410 | 791 | 390.64 | 791 |  | 410 | 791 | 790 | DISPATCHABLE | N | s277154 | 44378.4916
38753-MKT Actual June 2021 | ML2KP-Mitchell 2 KP | 2021-06-03 19:00 | 406.76 | 379.304 | 27.456 | 0 | 410 | 790 | 379.304 | 790 |  | 410 | 790 | 790 | DISPATCHABLE | N | s277154 | 44378.4916
38753-MKT Actual June 2021 | ML2KP-Mitchell 2 KP | 2021-06-03 20:00 | 402.616 | 375.16 | 27.456 | 0 | 410 | 790 | 375.16 | 790 |  | 410 | 790 | 790 | DISPATCHABLE | N | s277154 | 44378.4916
38753-MKT Actual June 2021 | ML2KP-Mitchell 2 KP | 2021-06-03 21:00 | 390.416 | 363.632 | 26.784 | 0 | 410 | 790 | 363.632 | 790 |  | 410 | 790 | 790 | DISPATCHABLE | N | s277154 | 44378.4916
38753-MKT Actual June 2021 | ML2KP-Mitchell 2 KP | 2021-06-03 22:00 | 393.04 | 366.032 | 27.008 | 0 | 410 | 790 | 366.032 | 790 |  | 410 | 790 | 790 | DISPATCHABLE | N | s277154 | 44378.4916
38753-MKT Actual June 2021 | ML2KP-Mitchell 2 KP | 2021-06-03 23:00 | 384.776 | 358.12 | 26.656 | 0 | 410 | 790 | 358.12 | 790 |  | 410 | 790 | 790 | DISPATCHABLE | N | s277154 | 44378.4916
38753-MKT Actual June 2021 | ML2KP-Mitchell 2 KP | 2021-06-04 | 364.744 | 338.984 | 25.76 | 0 | 410 | 790 | 338.984 | 790 |  | 410 | 790 | 790 | DISPATCHABLE | N | s277154 | 44378.4916
38753-MKT Actual June 2021 | ML2KP-Mitchell 2 KP | 2021-06-04 01:00 | 325.648 | 301.744 | 23.904 | 0 | 410 | 790 | 301.744 | 790 |  | 410 | 790 | 790 | DISPATCHABLE | N | s277154 | 44378.4916
38753-MKT Actual June 2021 | ML2KP-Mitchell 2 KP | 2021-06-04 02:00 | 249.472 | 227.936 | 21.536 | 0 | 409 | 720 | 227.936 | 720 |  | 409 | 720 | 790 | DISPATCHABLE | N | s277154 | 44378.4916
38753-MKT Actual June 2021 | ML2KP-Mitchell 2 KP | 2021-06-04 03:00 | 234.504 | 213.384 | 21.12 | 0 | 410 | 790 | 213.384 | 790 |  | 410 | 790 | 790 | DISPATCHABLE | N | s277154 | 44378.4916
38753-MKT Actual June 2021 | ML2KP-Mitchell 2 KP | 2021-06-04 04:00 | 226.784 | 205.568 | 21.216 | 0 | 409 | 552 | 205.568 | 552 |  | 409 | 552 | 790 | DISPATCHABLE | N | s277154 | 44378.4916
38753-MKT Actual June 2021 | ML2KP-Mitchell 2 KP | 2021-06-04 05:00 | 226.84 | 204.76 | 22.08 | 0 | 409 | 592 | 204.76 | 592 |  | 409 | 592 | 790 | DISPATCHABLE | N | s277154 | 44378.4916
38753-MKT Actual June 2021 | ML2KP-Mitchell 2 KP | 2021-06-04 06:00 | 227.568 | 205.616 | 21.952 | 0 | 409 | 648 | 205.616 | 648 |  | 409 | 648 | 790 | DISPATCHABLE | N | s277154 | 44378.4916
38753-MKT Actual June 2021 | ML2KP-Mitchell 2 KP | 2021-06-04 07:00 | 232.168 | 210.024 | 22.144 | 0 | 410 | 790 | 210.024 | 790 |  | 410 | 790 | 790 | DISPATCHABLE | N | s277154 | 44378.4916
38753-MKT Actual June 2021 | ML2KP-Mitchell 2 KP | 2021-06-04 08:00 | 237.928 | 215.56 | 22.368 | 0 | 410 | 790 | 215.56 | 790 |  | 410 | 790 | 790 | DISPATCHABLE | N | s277154 | 44378.4916
38753-MKT Actual June 2021 | ML2KP-Mitchell 2 KP | 2021-06-04 09:00 | 238.952 | 216.552 | 22.4 | 0 | 410 | 790 | 216.552 | 790 |  | 410 | 790 | 790 | DISPATCHABLE | N | s277154 | 44378.4916
38753-MKT Actual June 2021 | ML2KP-Mitchell 2 KP | 2021-06-04 10:00 | 235.032 | 212.632 | 22.4 | 0 | 409 | 738 | 212.632 | 738 |  | 409 | 738 | 790 | DISPATCHABLE | N | s277154 | 44378.4916
38753-MKT Actual June 2021 | ML2KP-Mitchell 2 KP | 2021-06-04 11:00 | 247.688 | 224.808 | 22.88 | 0 | 409 | 746 | 224.808 | 746 |  | 409 | 746 | 790 | DISPATCHABLE | N | s277154 | 44378.4916
38753-MKT Actual June 2021 | ML2KP-Mitchell 2 KP | 2021-06-04 12:00 | 275.424 | 251.776 | 23.648 | 0 | 410 | 790 | 251.776 | 790 |  | 410 | 790 | 790 | DISPATCHABLE | N | s277154 | 44378.4916
38753-MKT Actual June 2021 | ML2KP-Mitchell 2 KP | 2021-06-04 13:00 | 313.888 | 288.992 | 24.896 | 0 | 410 | 790 | 288.992 | 790 |  | 410 | 790 | 790 | DISPATCHABLE | N | s277154 | 44378.4916
38753-MKT Actual June 2021 | ML2KP-Mitchell 2 KP | 2021-06-04 14:00 | 331.856 | 306.48 | 25.376 | 0 | 410 | 790 | 306.48 | 790 |  | 410 | 790 | 790 | DISPATCHABLE | N | s277154 | 44378.4916
38753-MKT Actual June 2021 | ML2KP-Mitchell 2 KP | 2021-06-04 15:00 | 370.176 | 342.464 | 27.712 | 0 | 410 | 790 | 342.464 | 790 |  | 410 | 790 | 790 | DISPATCHABLE | N | s277154 | 44378.4916
38753-MKT Actual June 2021 | ML2KP-Mitchell 2 KP | 2021-06-04 16:00 | 412.024 | 382.68 | 29.344 | 0 | 410 | 791 | 382.68 | 791 |  | 410 | 791 | 790 | DISPATCHABLE | N | s277154 | 44378.4916
38753-MKT Actual June 2021 | ML2KP-Mitchell 2 KP | 2021-06-04 17:00 | 422.08 | 392.448 | 29.632 | 0 | 410 | 791 | 392.448 | 791 |  | 410 | 791 | 790 | DISPATCHABLE | N | s277154 | 44378.4916
38753-MKT Actual June 2021 | ML2KP-Mitchell 2 KP | 2021-06-04 18:00 | 424.736 | 394.944 | 29.792 | 0 | 410 | 791 | 394.944 | 791 |  | 410 | 791 | 790 | DISPATCHABLE | N | s277154 | 44378.4916
38753-MKT Actual June 2021 | ML2KP-Mitchell 2 KP | 2021-06-04 19:00 | 424.424 | 394.312 | 30.112 | 0 | 410 | 791 | 394.312 | 791 |  | 410 | 791 | 790 | DISPATCHABLE | N | s277154 | 44378.4916
38753-MKT Actual June 2021 | ML2KP-Mitchell 2 KP | 2021-06-04 20:00 | 424.96 | 394.752 | 30.208 | 0 | 410 | 791 | 394.752 | 791 |  | 410 | 791 | 790 | DISPATCHABLE | N | s277154 | 44378.4916
38753-MKT Actual June 2021 | ML2KP-Mitchell 2 KP | 2021-06-04 21:00 | 397.656 | 369.144 | 28.512 | 0 | 410 | 791 | 369.144 | 791 |  | 410 | 791 | 790 | DISPATCHABLE | N | s277154 | 44378.4916
38753-MKT Actual June 2021 | ML2KP-Mitchell 2 KP | 2021-06-04 22:00 | 379.328 | 351.616 | 27.712 | 0 | 410 | 790 | 351.616 | 790 |  | 410 | 790 | 790 | DISPATCHABLE | N | s277154 | 44378.4916
38753-MKT Actual June 2021 | ML2KP-Mitchell 2 KP | 2021-06-04 23:00 | 341.864 | 316.072 | 25.792 | 0 | 410 | 790 | 316.072 | 790 |  | 410 | 790 | 790 | DISPATCHABLE | N | s277154 | 44378.4916
38753-MKT Actual June 2021 | ML2KP-Mitchell 2 KP | 2021-06-05 | 299.064 | 274.84 | 24.224 | 0 | 410 | 790 | 274.84 | 790 |  | 410 | 790 | 790 | DISPATCHABLE | N | s277154 | 44378.4916
38753-MKT Actual June 2021 | ML2KP-Mitchell 2 KP | 2021-06-05 01:00 | 275.216 | 252.72 | 22.496 | 0 | 410 | 790 | 252.72 | 790 |  | 410 | 790 | 790 | DISPATCHABLE | N | s277154 | 44378.4916
38753-MKT Actual June 2021 | ML2KP-Mitchell 2 KP | 2021-06-05 02:00 | 237.928 | 216.968 | 20.96 | 0 | 409 | 656 | 216.968 | 656 |  | 409 | 656 | 790 | DISPATCHABLE | N | s277154 | 44378.4916
38753-MKT Actual June 2021 | ML2KP-Mitchell 2 KP | 2021-06-05 03:00 | 226.032 | 205.328 | 20.704 | 0 | 409 | 550 | 205.328 | 550 |  | 409 | 550 | 790 | DISPATCHABLE | N | s277154 | 44378.4916
38753-MKT Actual June 2021 | ML2KP-Mitchell 2 KP | 2021-06-05 04:00 | 225.872 | 204.848 | 21.024 | 0 | 409 | 452 | 204.848 | 452 |  | 409 | 452 | 790 | DISPATCHABLE | N | s277154 | 44378.4916
38753-MKT Actual June 2021 | ML2KP-Mitchell 2 KP | 2021-06-05 05:00 | 225.288 | 204.552 | 20.736 | 0 | 409 | 483 | 204.552 | 483 |  | 409 | 483 | 790 | DISPATCHABLE | N | s277154 | 44378.4916
38753-MKT Actual June 2021 | ML2KP-Mitchell 2 KP | 2021-06-05 06:00 | 225.328 | 204.752 | 20.576 | 0 | 409 | 509 | 204.752 | 509 |  | 409 | 509 | 790 | DISPATCHABLE | N | s277154 | 44378.4916
38753-MKT Actual June 2021 | ML2KP-Mitchell 2 KP | 2021-06-05 07:00 | 225.512 | 204.904 | 20.608 | 0 | 409 | 461 | 204.904 | 461 |  | 409 | 461 | 790 | DISPATCHABLE | N | s277154 | 44378.4916
38753-MKT Actual June 2021 | ML2KP-Mitchell 2 KP | 2021-06-05 08:00 | 225.496 | 204.888 | 20.608 | 0 | 409 | 463 | 204.888 | 463 |  | 409 | 463 | 790 | DISPATCHABLE | N | s277154 | 44378.4916
38753-MKT Actual June 2021 | ML2KP-Mitchell 2 KP | 2021-06-05 09:00 | 225.376 | 204.736 | 20.64 | 0 | 409 | 526 | 204.736 | 526 |  | 409 | 526 | 790 | DISPATCHABLE | N | s277154 | 44378.4916
38753-MKT Actual June 2021 | ML2KP-Mitchell 2 KP | 2021-06-05 10:00 | 225.824 | 205.12 | 20.704 | 0 | 409 | 503 | 205.12 | 503 |  | 409 | 503 | 790 | DISPATCHABLE | N | s277154 | 44378.4916
38753-MKT Actual June 2021 | ML2KP-Mitchell 2 KP | 2021-06-05 11:00 | 239.36 | 218.272 | 21.088 | 0 | 409 | 779 | 218.272 | 779 |  | 409 | 779 | 790 | DISPATCHABLE | N | s277154 | 44378.4916
38753-MKT Actual June 2021 | ML2KP-Mitchell 2 KP | 2021-06-05 12:00 | 248.224 | 226.912 | 21.312 | 0 | 410 | 790 | 226.912 | 790 |  | 410 | 790 | 790 | DISPATCHABLE | N | s277154 | 44378.4916
38753-MKT Actual June 2021 | ML2KP-Mitchell 2 KP | 2021-06-05 13:00 | 253.592 | 231.896 | 21.696 | 0 | 410 | 790 | 231.896 | 790 |  | 410 | 790 | 790 | DISPATCHABLE | N | s277154 | 44378.4916
38753-MKT Actual June 2021 | ML2KP-Mitchell 2 KP | 2021-06-05 14:00 | 281.248 | 258.944 | 22.304 | 0 | 410 | 790 | 258.944 | 790 |  | 410 | 790 | 790 | DISPATCHABLE | N | s277154 | 44378.4916
38753-MKT Actual June 2021 | ML2KP-Mitchell 2 KP | 2021-06-05 15:00 | 303.408 | 283.056 | 20.352 | 0 | 410 | 790 | 283.056 | 790 |  | 410 | 790 | 790 | DISPATCHABLE | N | s277154 | 44378.4916
38753-MKT Actual June 2021 | ML2KP-Mitchell 2 KP | 2021-06-05 16:00 | 337.36 | 315.92 | 21.44 | 0 | 410 | 790 | 315.92 | 790 |  | 410 | 790 | 790 | DISPATCHABLE | N | s277154 | 44378.4916
38753-MKT Actual June 2021 | ML2KP-Mitchell 2 KP | 2021-06-05 17:00 | 380.992 | 357.728 | 23.264 | 0 | 410 | 779 | 357.728 | 790 |  | 410 | 790 | 790 | DISPATCHABLE | N | s277154 | 44378.4916
38753-MKT Actual June 2021 | ML2KP-Mitchell 2 KP | 2021-06-05 18:00 | 409.344 | 384.768 | 24.576 | 0 | 410 | 791 | 384.768 | 791 |  | 410 | 791 | 790 | DISPATCHABLE | N | s277154 | 44378.4916
38753-MKT Actual June 2021 | ML2KP-Mitchell 2 KP | 2021-06-05 19:00 | 412.328 | 387.752 | 24.576 | 0 | 410 | 790 | 387.752 | 790 |  | 410 | 790 | 790 | DISPATCHABLE | N | s277154 | 44378.4916
38753-MKT Actual June 2021 | ML2KP-Mitchell 2 KP | 2021-06-05 20:00 | 405.648 | 381.552 | 24.096 | 0 | 410 | 790 | 381.552 | 790 |  | 410 | 790 | 790 | DISPATCHABLE | N | s277154 | 44378.4916
38753-MKT Actual June 2021 | ML2KP-Mitchell 2 KP | 2021-06-05 21:00 | 386.416 | 363.408 | 23.008 | 0 | 644 | 746 | 363.408 | 790 |  | 410 | 790 | 790 | DISPATCHABLE | N | s277154 | 44378.4916
38753-MKT Actual June 2021 | ML2KP-Mitchell 2 KP | 2021-06-05 22:00 | 338.936 | 317.784 | 21.152 | 0 | 415 | 789 | 317.784 | 790 |  | 410 | 790 | 790 | DISPATCHABLE | N | s277154 | 44378.4916
38753-MKT Actual June 2021 | ML2KP-Mitchell 2 KP | 2021-06-05 23:00 | 341.504 | 319.84 | 21.664 | 0 | 631 | 790 | 319.84 | 790 |  | 410 | 790 | 790 | DISPATCHABLE | N | s277154 | 44378.4916
38753-MKT Actual June 2021 | ML2KP-Mitchell 2 KP | 2021-06-06 | 346.784 | 324.768 | 22.016 | 0 | 648 | 742 | 324.768 | 790 |  | 410 | 790 | 790 | DISPATCHABLE | N | s277154 | 44378.4916
38753-MKT Actual June 2021 | ML2KP-Mitchell 2 KP | 2021-06-06 01:00 | 346.8 | 324.816 | 21.984 | 0 | 649 | 740 | 324.816 | 790 |  | 410 | 790 | 790 | DISPATCHABLE | N | s277154 | 44378.4916
38753-MKT Actual June 2021 | ML2KP-Mitchell 2 KP | 2021-06-06 02:00 | 346.64 | 324.72 | 21.92 | 0 | 648 | 740 | 324.72 | 790 |  | 410 | 790 | 790 | DISPATCHABLE | N | s277154 | 44378.4916
38753-MKT Actual June 2021 | ML2KP-Mitchell 2 KP | 2021-06-06 03:00 | 346.928 | 324.848 | 22.08 | 0 | 649 | 740 | 324.848 | 790 |  | 410 | 790 | 790 | DISPATCHABLE | N | s277154 | 44378.4916
38753-MKT Actual June 2021 | ML2KP-Mitchell 2 KP | 2021-06-06 04:00 | 348.152 | 325.048 | 23.104 | 0 | 649 | 740 | 325.048 | 790 |  | 410 | 790 | 790 | DISPATCHABLE | N | s277154 | 44378.4916
38753-MKT Actual June 2021 | ML2KP-Mitchell 2 KP | 2021-06-06 05:00 | 347.728 | 324.528 | 23.2 | 0 | 649 | 740 | 324.528 | 790 |  | 410 | 790 | 790 | DISPATCHABLE | N | s277154 | 44378.4916
38753-MKT Actual June 2021 | ML2KP-Mitchell 2 KP | 2021-06-06 06:00 | 348.16 | 325.056 | 23.104 | 0 | 649 | 740 | 325.056 | 790 |  | 410 | 790 | 790 | DISPATCHABLE | N | s277154 | 44378.4916
38753-MKT Actual June 2021 | ML2KP-Mitchell 2 KP | 2021-06-06 07:00 | 348.192 | 325.184 | 23.008 | 0 | 649 | 740 | 325.184 | 790 |  | 410 | 790 | 790 | DISPATCHABLE | N | s277154 | 44378.4916
38753-MKT Actual June 2021 | ML2KP-Mitchell 2 KP | 2021-06-06 08:00 | 349.08 | 325.944 | 23.136 | 0 | 649 | 740 | 325.944 | 790 |  | 410 | 790 | 790 | DISPATCHABLE | N | s277154 | 44378.4916
38753-MKT Actual June 2021 | ML2KP-Mitchell 2 KP | 2021-06-06 09:00 | 349.92 | 326.4 | 23.52 | 0 | 649 | 740 | 326.4 | 790 |  | 410 | 790 | 790 | DISPATCHABLE | N | s277154 | 44378.4916
38753-MKT Actual June 2021 | ML2KP-Mitchell 2 KP | 2021-06-06 10:00 | 349.576 | 325.864 | 23.712 | 0 | 649 | 740 | 325.864 | 762 |  | 410 | 762 | 762 | DISPATCHABLE | N | s277154 | 44378.4916
38753-MKT Actual June 2021 | ML2KP-Mitchell 2 KP | 2021-06-06 11:00 | 354.168 | 330.232 | 23.936 | 0 | 649 | 740 | 330.232 | 740 |  | 410 | 740 | 740 | DISPATCHABLE | N | s277154 | 44378.4916
38753-MKT Actual June 2021 | ML2KP-Mitchell 2 KP | 2021-06-06 12:00 | 362.256 | 337.84 | 24.416 | 0 | 649 | 740 | 337.84 | 740 |  | 410 | 740 | 740 | DISPATCHABLE | N | s277154 | 44378.4916
38753-MKT Actual June 2021 | ML2KP-Mitchell 2 KP | 2021-06-06 13:00 | 375.92 | 351.056 | 24.864 | 0 | 697 | 705 | 351.056 | 740 |  | 410 | 740 | 740 | DISPATCHABLE | N | s277154 | 44378.4916
38753-MKT Actual June 2021 | ML2KP-Mitchell 2 KP | 2021-06-06 14:00 | 374.832 | 350.064 | 24.768 | 0 | 699 | 701 | 350.064 | 740 |  | 410 | 740 | 740 | DISPATCHABLE | N | s277154 | 44378.4916
38753-MKT Actual June 2021 | ML2KP-Mitchell 2 KP | 2021-06-06 15:00 | 374.544 | 349.36 | 25.184 | 0 | 698 | 701 | 349.36 | 740 |  | 410 | 740 | 740 | DISPATCHABLE | N | s277154 | 44378.4916
38753-MKT Actual June 2021 | ML2KP-Mitchell 2 KP | 2021-06-06 16:00 | 374.856 | 349.704 | 25.152 | 0 | 698 | 701 | 349.704 | 740 |  | 410 | 740 | 740 | DISPATCHABLE | N | s277154 | 44378.4916
38753-MKT Actual June 2021 | ML2KP-Mitchell 2 KP | 2021-06-06 17:00 | 374.608 | 349.552 | 25.056 | 0 | 698 | 701 | 349.552 | 740 |  | 410 | 740 | 740 | DISPATCHABLE | N | s277154 | 44378.4916
38753-MKT Actual June 2021 | ML2KP-Mitchell 2 KP | 2021-06-06 18:00 | 375.096 | 350.232 | 24.864 | 0 | 699 | 702 | 350.232 | 740 |  | 410 | 740 | 740 | DISPATCHABLE | N | s277154 | 44378.4916
38753-MKT Actual June 2021 | ML2KP-Mitchell 2 KP | 2021-06-06 19:00 | 374.232 | 349.4 | 24.832 | 0 | 698 | 701 | 349.4 | 740 |  | 410 | 740 | 740 | DISPATCHABLE | N | s277154 | 44378.4916
38753-MKT Actual June 2021 | ML2KP-Mitchell 2 KP | 2021-06-06 20:00 | 374.232 | 349.208 | 25.024 | 0 | 698 | 701 | 349.208 | 740 |  | 410 | 740 | 740 | DISPATCHABLE | N | s277154 | 44378.4916
38753-MKT Actual June 2021 | ML2KP-Mitchell 2 KP | 2021-06-06 21:00 | 374.432 | 349.76 | 24.672 | 0 | 698 | 701 | 349.76 | 740 |  | 410 | 740 | 740 | DISPATCHABLE | N | s277154 | 44378.4916
38753-MKT Actual June 2021 | ML2KP-Mitchell 2 KP | 2021-06-06 22:00 | 374.688 | 349.984 | 24.704 | 0 | 698 | 702 | 349.984 | 740 |  | 410 | 740 | 740 | DISPATCHABLE | N | s277154 | 44378.4916
38753-MKT Actual June 2021 | ML2KP-Mitchell 2 KP | 2021-06-06 23:00 | 374.968 | 350.36 | 24.608 | 0 | 699 | 702 | 350.36 | 740 |  | 410 | 740 | 740 | DISPATCHABLE | N | s277154 | 44378.4916
38753-MKT Actual June 2021 | ML2KP-Mitchell 2 KP | 2021-06-07 | 374.52 | 349.976 | 24.544 | 0 | 699 | 701 | 349.976 | 740 |  | 410 | 740 | 740 | DISPATCHABLE | N | s277154 | 44378.4916
38753-MKT Actual June 2021 | ML2KP-Mitchell 2 KP | 2021-06-07 01:00 | 374.392 | 349.88 | 24.512 | 0 | 699 | 701 | 349.88 | 740 |  | 410 | 740 | 740 | DISPATCHABLE | N | s277154 | 44378.4916
38753-MKT Actual June 2021 | ML2KP-Mitchell 2 KP | 2021-06-07 02:00 | 375.76 | 351.472 | 24.288 | 0 | 696 | 704 | 351.472 | 740 |  | 410 | 740 | 740 | DISPATCHABLE | N | s277154 | 44378.4921
38753-MKT Actual June 2021 | ML2KP-Mitchell 2 KP | 2021-06-07 03:00 | 360.44 | 336.92 | 23.52 | 0 | 410 | 748 | 336.92 | 748 |  | 410 | 748 | 740 | DISPATCHABLE | N | s277154 | 44378.4921
38753-MKT Actual June 2021 | ML2KP-Mitchell 2 KP | 2021-06-07 04:00 | 293.352 | 271.848 | 21.504 | 0 | 410 | 748 | 271.848 | 748 |  | 410 | 748 | 740 | DISPATCHABLE | N | s277154 | 44378.4921
38753-MKT Actual June 2021 | ML2KP-Mitchell 2 KP | 2021-06-07 05:00 | 233.816 | 214.264 | 19.552 | 0 | 409 | 676 | 214.264 | 676 |  | 409 | 676 | 740 | DISPATCHABLE | N | s277154 | 44378.4921
38753-MKT Actual June 2021 | ML2KP-Mitchell 2 KP | 2021-06-07 06:00 | 227.184 | 207.888 | 19.296 | 0 | 409 | 700 | 207.888 | 700 |  | 409 | 700 | 740 | DISPATCHABLE | N | s277154 | 44378.4921
38753-MKT Actual June 2021 | ML2KP-Mitchell 2 KP | 2021-06-07 07:00 | 227.24 | 207.912 | 19.328 | 0 | 409 | 723 | 207.912 | 723 |  | 409 | 723 | 740 | DISPATCHABLE | N | s277154 | 44378.4921
38753-MKT Actual June 2021 | ML2KP-Mitchell 2 KP | 2021-06-07 08:00 | 251.48 | 231.512 | 19.968 | 0 | 410 | 748 | 231.512 | 748 |  | 410 | 748 | 740 | DISPATCHABLE | N | s277154 | 44378.4921
38753-MKT Actual June 2021 | ML2KP-Mitchell 2 KP | 2021-06-07 09:00 | 303.344 | 281.296 | 22.048 | 0 | 410 | 748 | 281.296 | 748 |  | 410 | 748 | 740 | DISPATCHABLE | N | s277154 | 44378.4921
38753-MKT Actual June 2021 | ML2KP-Mitchell 2 KP | 2021-06-07 10:00 | 314.688 | 292.256 | 22.432 | 0 | 410 | 748 | 292.256 | 748 |  | 410 | 748 | 740 | DISPATCHABLE | N | s277154 | 44378.4921
38753-MKT Actual June 2021 | ML2KP-Mitchell 2 KP | 2021-06-07 11:00 | 346.32 | 322.64 | 23.68 | 0 | 410 | 752 | 322.64 | 752 |  | 410 | 752 | 744 | DISPATCHABLE | N | s277154 | 44378.4921
38753-MKT Actual June 2021 | ML2KP-Mitchell 2 KP | 2021-06-07 12:00 | 372.464 | 347.76 | 24.704 | 0 | 410 | 790 | 347.76 | 790 |  | 410 | 790 | 790 | DISPATCHABLE | N | s277154 | 44378.4921
38753-MKT Actual June 2021 | ML2KP-Mitchell 2 KP | 2021-06-07 13:00 | 396.824 | 370.936 | 25.888 | 0 | 410 | 790 | 370.936 | 790 |  | 410 | 790 | 790 | DISPATCHABLE | N | s277154 | 44378.4921
38753-MKT Actual June 2021 | ML2KP-Mitchell 2 KP | 2021-06-07 14:00 | 419.32 | 392.28 | 27.04 | 0 | 410 | 791 | 392.28 | 791 |  | 410 | 791 | 790 | DISPATCHABLE | N | s277154 | 44378.4921
38753-MKT Actual June 2021 | ML2KP-Mitchell 2 KP | 2021-06-07 15:00 | 419.096 | 392.056 | 27.04 | 0 | 410 | 791 | 392.056 | 791 |  | 410 | 791 | 790 | DISPATCHABLE | N | s277154 | 44378.4921
38753-MKT Actual June 2021 | ML2KP-Mitchell 2 KP | 2021-06-07 16:00 | 417.088 | 390.048 | 27.04 | 0 | 410 | 791 | 390.048 | 791 |  | 410 | 791 | 790 | DISPATCHABLE | N | s277154 | 44378.4921
38753-MKT Actual June 2021 | ML2KP-Mitchell 2 KP | 2021-06-07 17:00 | 423.176 | 395.752 | 27.424 | 0 | 410 | 791 | 395.752 | 792 |  | 410 | 792 | 790 | DISPATCHABLE | N | s277154 | 44378.4921
38753-MKT Actual June 2021 | ML2KP-Mitchell 2 KP | 2021-06-07 18:00 | 422.048 | 394.72 | 27.328 | 0 | 410 | 791 | 394.72 | 791 |  | 410 | 791 | 790 | DISPATCHABLE | N | s277154 | 44378.4921
38753-MKT Actual June 2021 | ML2KP-Mitchell 2 KP | 2021-06-07 19:00 | 419.312 | 392.304 | 27.008 | 0 | 410 | 791 | 392.304 | 791 |  | 410 | 791 | 790 | DISPATCHABLE | N | s277154 | 44378.4921
38753-MKT Actual June 2021 | ML2KP-Mitchell 2 KP | 2021-06-07 20:00 | 412.752 | 386.096 | 26.656 | 0 | 410 | 790 | 386.096 | 790 |  | 410 | 790 | 790 | DISPATCHABLE | N | s277154 | 44378.4921
38753-MKT Actual June 2021 | ML2KP-Mitchell 2 KP | 2021-06-07 21:00 | 394.056 | 368.52 | 25.536 | 0 | 410 | 790 | 368.52 | 790 |  | 410 | 790 | 790 | DISPATCHABLE | N | s277154 | 44378.4921
38753-MKT Actual June 2021 | ML2KP-Mitchell 2 KP | 2021-06-07 22:00 | 406.368 | 381.44 | 24.928 | 0 | 410 | 790 | 381.44 | 790 |  | 410 | 790 | 790 | DISPATCHABLE | N | s277154 | 44378.4921
38753-MKT Actual June 2021 | ML2KP-Mitchell 2 KP | 2021-06-07 23:00 | 381.944 | 358.264 | 23.68 | 0 | 410 | 790 | 358.264 | 790 |  | 410 | 790 | 790 | DISPATCHABLE | N | s277154 | 44378.4921
38753-MKT Actual June 2021 | ML2KP-Mitchell 2 KP | 2021-06-08 | 363.816 | 340.872 | 22.944 | 0 | 410 | 790 | 340.872 | 790 |  | 410 | 790 | 790 | DISPATCHABLE | N | s277154 | 44378.4921
38753-MKT Actual June 2021 | ML2KP-Mitchell 2 KP | 2021-06-08 01:00 | 307.368 | 286.44 | 20.928 | 0 | 410 | 790 | 286.44 | 790 |  | 410 | 790 | 790 | DISPATCHABLE | N | s277154 | 44378.4921
38753-MKT Actual June 2021 | ML2KP-Mitchell 2 KP | 2021-06-08 02:00 | 236.816 | 218.032 | 18.784 | 0 | 409 | 671 | 218.032 | 671 |  | 409 | 671 | 790 | DISPATCHABLE | N | s277154 | 44378.4921
38753-MKT Actual June 2021 | ML2KP-Mitchell 2 KP | 2021-06-08 03:00 | 225.44 | 206.592 | 18.848 | 0 | 409 | 710 | 206.592 | 710 |  | 409 | 710 | 790 | DISPATCHABLE | N | s277154 | 44378.4921
38753-MKT Actual June 2021 | ML2KP-Mitchell 2 KP | 2021-06-08 04:00 | 223.232 | 204.768 | 18.464 | 0 | 409 | 484 | 204.768 | 484 |  | 409 | 484 | 790 | DISPATCHABLE | N | s277154 | 44378.4921
38753-MKT Actual June 2021 | ML2KP-Mitchell 2 KP | 2021-06-08 05:00 | 223.616 | 205.088 | 18.528 | 0 | 409 | 564 | 205.088 | 564 |  | 409 | 564 | 790 | DISPATCHABLE | N | s277154 | 44378.4921
38753-MKT Actual June 2021 | ML2KP-Mitchell 2 KP | 2021-06-08 06:00 | 224.936 | 206.44 | 18.496 | 0 | 409 | 708 | 206.44 | 708 |  | 409 | 708 | 790 | DISPATCHABLE | N | s277154 | 44378.4921
38753-MKT Actual June 2021 | ML2KP-Mitchell 2 KP | 2021-06-08 07:00 | 226.488 | 207.96 | 18.528 | 0 | 409 | 690 | 207.96 | 690 |  | 409 | 690 | 790 | DISPATCHABLE | N | s277154 | 44378.4921
38753-MKT Actual June 2021 | ML2KP-Mitchell 2 KP | 2021-06-08 08:00 | 280.44 | 260.28 | 20.16 | 0 | 410 | 790 | 260.28 | 790 |  | 410 | 790 | 790 | DISPATCHABLE | N | s277154 | 44378.4921
38753-MKT Actual June 2021 | ML2KP-Mitchell 2 KP | 2021-06-08 09:00 | 311.032 | 289.56 | 21.472 | 0 | 410 | 790 | 289.56 | 790 |  | 410 | 790 | 790 | DISPATCHABLE | N | s277154 | 44378.4921
38753-MKT Actual June 2021 | ML2KP-Mitchell 2 KP | 2021-06-08 10:00 | 334.968 | 311.928 | 23.04 | 0 | 410 | 790 | 311.928 | 790 |  | 410 | 790 | 790 | DISPATCHABLE | N | s277154 | 44378.4921
38753-MKT Actual June 2021 | ML2KP-Mitchell 2 KP | 2021-06-08 11:00 | 385.408 | 360.032 | 25.376 | 0 | 410 | 790 | 360.032 | 790 |  | 410 | 790 | 790 | DISPATCHABLE | N | s277154 | 44378.4921
38753-MKT Actual June 2021 | ML2KP-Mitchell 2 KP | 2021-06-08 12:00 | 408.408 | 381.976 | 26.432 | 0 | 410 | 790 | 381.976 | 790 |  | 410 | 790 | 790 | DISPATCHABLE | N | s277154 | 44378.4921
38753-MKT Actual June 2021 | ML2KP-Mitchell 2 KP | 2021-06-08 13:00 | 411.464 | 384.84 | 26.624 | 0 | 410 | 790 | 384.84 | 790 |  | 410 | 790 | 790 | DISPATCHABLE | N | s277154 | 44378.4921
38753-MKT Actual June 2021 | ML2KP-Mitchell 2 KP | 2021-06-08 14:00 | 394.448 | 368.592 | 25.856 | 0 | 410 | 790 | 368.592 | 790 |  | 410 | 790 | 790 | DISPATCHABLE | N | s277154 | 44378.4921
38753-MKT Actual June 2021 | ML2KP-Mitchell 2 KP | 2021-06-08 15:00 | 419.168 | 391.904 | 27.264 | 0 | 410 | 791 | 391.904 | 791 |  | 410 | 791 | 790 | DISPATCHABLE | N | s277154 | 44378.4921
38753-MKT Actual June 2021 | ML2KP-Mitchell 2 KP | 2021-06-08 16:00 | 419.392 | 391.84 | 27.552 | 0 | 410 | 789 | 391.84 | 791 |  | 410 | 791 | 790 | DISPATCHABLE | N | s277154 | 44378.4921
38753-MKT Actual June 2021 | ML2KP-Mitchell 2 KP | 2021-06-08 17:00 | 418.216 | 390.44 | 27.776 | 0 | 410 | 781 | 390.44 | 790 |  | 410 | 790 | 790 | DISPATCHABLE | N | s277154 | 44378.4921
38753-MKT Actual June 2021 | ML2KP-Mitchell 2 KP | 2021-06-08 18:00 | 417.648 | 389.84 | 27.808 | 0 | 410 | 781 | 389.84 | 790 |  | 410 | 790 | 790 | DISPATCHABLE | N | s277154 | 44378.4921
38753-MKT Actual June 2021 | ML2KP-Mitchell 2 KP | 2021-06-08 19:00 | 417.832 | 390.28 | 27.552 | 0 | 410 | 782 | 390.28 | 790 |  | 410 | 790 | 790 | DISPATCHABLE | N | s277154 | 44378.4921
38753-MKT Actual June 2021 | ML2KP-Mitchell 2 KP | 2021-06-08 20:00 | 416.56 | 389.072 | 27.488 | 0 | 410 | 781 | 389.072 | 790 |  | 410 | 790 | 790 | DISPATCHABLE | N | s277154 | 44378.4921
38753-MKT Actual June 2021 | ML2KP-Mitchell 2 KP | 2021-06-08 21:00 | 411.384 | 384.504 | 26.88 | 0 | 410 | 790 | 384.504 | 790 |  | 410 | 790 | 790 | DISPATCHABLE | N | s277154 | 44378.4921
38753-MKT Actual June 2021 | ML2KP-Mitchell 2 KP | 2021-06-08 22:00 | 385.624 | 361.176 | 24.448 | 0 | 410 | 790 | 361.176 | 790 |  | 410 | 790 | 790 | DISPATCHABLE | N | s277154 | 44378.4921
38753-MKT Actual June 2021 | ML2KP-Mitchell 2 KP | 2021-06-08 23:00 | 380.056 | 355.928 | 24.128 | 0 | 410 | 790 | 355.928 | 790 |  | 410 | 790 | 790 | DISPATCHABLE | N | s277154 | 44378.4921
38753-MKT Actual June 2021 | ML2KP-Mitchell 2 KP | 2021-06-09 | 350.176 | 327.296 | 22.88 | 0 | 410 | 790 | 327.296 | 790 |  | 410 | 790 | 790 | DISPATCHABLE | N | s277154 | 44378.4921
38753-MKT Actual June 2021 | ML2KP-Mitchell 2 KP | 2021-06-09 01:00 | 347.744 | 324.96 | 22.784 | 0 | 410 | 790 | 324.96 | 790 |  | 410 | 790 | 790 | DISPATCHABLE | N | s277154 | 44378.4921
38753-MKT Actual June 2021 | ML2KP-Mitchell 2 KP | 2021-06-09 02:00 | 320.32 | 298.624 | 21.696 | 0 | 410 | 790 | 298.624 | 790 |  | 410 | 790 | 790 | DISPATCHABLE | N | s277154 | 44378.4921
38753-MKT Actual June 2021 | ML2KP-Mitchell 2 KP | 2021-06-09 03:00 | 284.976 | 264.272 | 20.704 | 0 | 410 | 790 | 264.272 | 790 |  | 410 | 790 | 790 | DISPATCHABLE | N | s277154 | 44378.4921
38753-MKT Actual June 2021 | ML2KP-Mitchell 2 KP | 2021-06-09 04:00 | 241.792 | 222.528 | 19.264 | 0 | 409 | 709 | 222.528 | 709 |  | 409 | 709 | 790 | DISPATCHABLE | N | s277154 | 44378.4921
38753-MKT Actual June 2021 | ML2KP-Mitchell 2 KP | 2021-06-09 05:00 | 225.6 | 206.816 | 18.784 | 0 | 409 | 723 | 206.816 | 723 |  | 409 | 723 | 790 | DISPATCHABLE | N | s277154 | 44378.4921
38753-MKT Actual June 2021 | ML2KP-Mitchell 2 KP | 2021-06-09 06:00 | 228.144 | 209.328 | 18.816 | 0 | 409 | 784 | 209.328 | 784 |  | 409 | 784 | 790 | DISPATCHABLE | N | s277154 | 44378.4921
38753-MKT Actual June 2021 | ML2KP-Mitchell 2 KP | 2021-06-09 07:00 | 248.888 | 229.048 | 19.84 | 0 | 410 | 790 | 229.048 | 790 |  | 410 | 790 | 790 | DISPATCHABLE | N | s277154 | 44378.4921
38753-MKT Actual June 2021 | ML2KP-Mitchell 2 KP | 2021-06-09 08:00 | 272.576 | 251.136 | 21.44 | 0 | 410 | 790 | 251.136 | 790 |  | 410 | 790 | 790 | DISPATCHABLE | N | s277154 | 44378.4921
38753-MKT Actual June 2021 | ML2KP-Mitchell 2 KP | 2021-06-09 09:00 | 325.344 | 302.144 | 23.2 | 0 | 410 | 790 | 302.144 | 790 |  | 410 | 790 | 790 | DISPATCHABLE | N | s277154 | 44378.4921
38753-MKT Actual June 2021 | ML2KP-Mitchell 2 KP | 2021-06-09 10:00 | 360.76 | 336.184 | 24.576 | 0 | 410 | 790 | 336.184 | 790 |  | 410 | 790 | 790 | DISPATCHABLE | N | s277154 | 44378.4921
38753-MKT Actual June 2021 | ML2KP-Mitchell 2 KP | 2021-06-09 11:00 | 390.808 | 364.696 | 26.112 | 0 | 410 | 790 | 364.696 | 790 |  | 410 | 790 | 790 | DISPATCHABLE | N | s277154 | 44378.4921
38753-MKT Actual June 2021 | ML2KP-Mitchell 2 KP | 2021-06-09 12:00 | 420.104 | 392.392 | 27.712 | 0 | 410 | 791 | 392.392 | 791 |  | 410 | 791 | 790 | DISPATCHABLE | N | s277154 | 44378.4921
38753-MKT Actual June 2021 | ML2KP-Mitchell 2 KP | 2021-06-09 13:00 | 419.088 | 391.408 | 27.68 | 0 | 410 | 791 | 391.408 | 791 |  | 410 | 791 | 790 | DISPATCHABLE | N | s277154 | 44378.4921
38753-MKT Actual June 2021 | ML2KP-Mitchell 2 KP | 2021-06-09 14:00 | 422.792 | 394.952 | 27.84 | 0 | 410 | 791 | 394.952 | 791 |  | 410 | 791 | 790 | DISPATCHABLE | N | s277154 | 44378.4921
38753-MKT Actual June 2021 | ML2KP-Mitchell 2 KP | 2021-06-09 15:00 | 422.76 | 394.888 | 27.872 | 0 | 410 | 791 | 394.888 | 791 |  | 410 | 791 | 790 | DISPATCHABLE | N | s277154 | 44378.4921
38753-MKT Actual June 2021 | ML2KP-Mitchell 2 KP | 2021-06-09 16:00 | 422.32 | 394.288 | 28.032 | 0 | 410 | 791 | 394.288 | 791 |  | 410 | 791 | 790 | DISPATCHABLE | N | s277154 | 44378.4921
38753-MKT Actual June 2021 | ML2KP-Mitchell 2 KP | 2021-06-09 17:00 | 422.672 | 394.448 | 28.224 | 0 | 410 | 791 | 394.448 | 791 |  | 410 | 791 | 790 | DISPATCHABLE | N | s277154 | 44378.4921
38753-MKT Actual June 2021 | ML2KP-Mitchell 2 KP | 2021-06-09 18:00 | 422.712 | 394.808 | 27.904 | 0 | 410 | 791 | 394.808 | 791 |  | 410 | 791 | 790 | DISPATCHABLE | N | s277154 | 44378.4921
38753-MKT Actual June 2021 | ML2KP-Mitchell 2 KP | 2021-06-09 19:00 | 422.04 | 394.296 | 27.744 | 0 | 410 | 791 | 394.296 | 791 |  | 410 | 791 | 790 | DISPATCHABLE | N | s277154 | 44378.4921
38753-MKT Actual June 2021 | ML2KP-Mitchell 2 KP | 2021-06-09 20:00 | 388.968 | 363.08 | 25.888 | 0 | 410 | 790 | 363.08 | 790 |  | 410 | 790 | 790 | DISPATCHABLE | N | s277154 | 44378.4921
38753-MKT Actual June 2021 | ML2KP-Mitchell 2 KP | 2021-06-09 21:00 | 401.008 | 374.608 | 26.4 | 0 | 410 | 790 | 374.608 | 790 |  | 410 | 790 | 790 | DISPATCHABLE | N | s277154 | 44378.4921
38753-MKT Actual June 2021 | ML2KP-Mitchell 2 KP | 2021-06-09 22:00 | 387.088 | 361.616 | 25.472 | 0 | 410 | 790 | 361.616 | 790 |  | 410 | 790 | 790 | DISPATCHABLE | N | s277154 | 44378.4921
38753-MKT Actual June 2021 | ML2KP-Mitchell 2 KP | 2021-06-09 23:00 | 409.44 | 382.72 | 26.72 | 0 | 410 | 791 | 382.72 | 791 |  | 410 | 791 | 790 | DISPATCHABLE | N | s277154 | 44378.4921
38753-MKT Actual June 2021 | ML2KP-Mitchell 2 KP | 2021-06-10 | 381.4 | 356.184 | 25.216 | 0 | 410 | 790 | 356.184 | 790 |  | 410 | 790 | 790 | DISPATCHABLE | N | s277154 | 44378.4921
38753-MKT Actual June 2021 | ML2KP-Mitchell 2 KP | 2021-06-10 01:00 | 330.728 | 307.432 | 23.296 | 0 | 410 | 790 | 307.432 | 790 |  | 410 | 790 | 790 | DISPATCHABLE | N | s277154 | 44378.4921
38753-MKT Actual June 2021 | ML2KP-Mitchell 2 KP | 2021-06-10 02:00 | 291.064 | 268.984 | 22.08 | 0 | 410 | 790 | 268.984 | 790 |  | 410 | 790 | 790 | DISPATCHABLE | N | s277154 | 44378.4921
38753-MKT Actual June 2021 | ML2KP-Mitchell 2 KP | 2021-06-10 03:00 | 237.96 | 217.096 | 20.864 | 0 | 409 | 673 | 217.096 | 673 |  | 409 | 673 | 790 | DISPATCHABLE | N | s277154 | 44378.4921
38753-MKT Actual June 2021 | ML2KP-Mitchell 2 KP | 2021-06-10 04:00 | 230.416 | 210.256 | 20.16 | 0 | 409 | 731 | 210.256 | 731 |  | 409 | 731 | 790 | DISPATCHABLE | N | s277154 | 44378.4921
38753-MKT Actual June 2021 | ML2KP-Mitchell 2 KP | 2021-06-10 05:00 | 226.656 | 206.528 | 20.128 | 0 | 409 | 744 | 206.528 | 744 |  | 409 | 744 | 790 | DISPATCHABLE | N | s277154 | 44378.4921
38753-MKT Actual June 2021 | ML2KP-Mitchell 2 KP | 2021-06-10 06:00 | 230.128 | 209.968 | 20.16 | 0 | 409 | 755 | 209.968 | 755 |  | 409 | 755 | 790 | DISPATCHABLE | N | s277154 | 44378.4921
38753-MKT Actual June 2021 | ML2KP-Mitchell 2 KP | 2021-06-10 07:00 | 228.264 | 207.976 | 20.288 | 0 | 409 | 755 | 207.976 | 755 |  | 409 | 755 | 790 | DISPATCHABLE | N | s277154 | 44378.4921
38753-MKT Actual June 2021 | ML2KP-Mitchell 2 KP | 2021-06-10 08:00 | 248.16 | 227.2 | 20.96 | 0 | 410 | 790 | 227.2 | 790 |  | 410 | 790 | 790 | DISPATCHABLE | N | s277154 | 44378.4921
38753-MKT Actual June 2021 | ML2KP-Mitchell 2 KP | 2021-06-10 09:00 | 300.592 | 277.968 | 22.624 | 0 | 410 | 790 | 277.968 | 790 |  | 410 | 790 | 790 | DISPATCHABLE | N | s277154 | 44378.4921
38753-MKT Actual June 2021 | ML2KP-Mitchell 2 KP | 2021-06-10 10:00 | 337.512 | 313.576 | 23.936 | 0 | 410 | 790 | 313.576 | 790 |  | 410 | 790 | 790 | DISPATCHABLE | N | s277154 | 44378.4921
38753-MKT Actual June 2021 | ML2KP-Mitchell 2 KP | 2021-06-10 11:00 | 369.424 | 344.048 | 25.376 | 0 | 410 | 790 | 344.048 | 790 |  | 410 | 790 | 790 | DISPATCHABLE | N | s277154 | 44378.4921
38753-MKT Actual June 2021 | ML2KP-Mitchell 2 KP | 2021-06-10 12:00 | 418.112 | 390.56 | 27.552 | 0 | 410 | 790 | 390.56 | 790 |  | 410 | 790 | 790 | DISPATCHABLE | N | s277154 | 44378.4921
38753-MKT Actual June 2021 | ML2KP-Mitchell 2 KP | 2021-06-10 13:00 | 420.888 | 393.048 | 27.84 | 0 | 410 | 790 | 393.048 | 790 |  | 410 | 790 | 790 | DISPATCHABLE | N | s277154 | 44378.4921
38753-MKT Actual June 2021 | ML2KP-Mitchell 2 KP | 2021-06-10 14:00 | 420.984 | 393.08 | 27.904 | 0 | 410 | 790 | 393.08 | 790 |  | 410 | 790 | 790 | DISPATCHABLE | N | s277154 | 44378.4921
38753-MKT Actual June 2021 | ML2KP-Mitchell 2 KP | 2021-06-10 15:00 | 420.376 | 392.408 | 27.968 | 0 | 410 | 790 | 392.408 | 790 |  | 410 | 790 | 790 | DISPATCHABLE | N | s277154 | 44378.4921
38753-MKT Actual June 2021 | ML2KP-Mitchell 2 KP | 2021-06-10 16:00 | 420.808 | 392.84 | 27.968 | 0 | 410 | 790 | 392.84 | 790 |  | 410 | 790 | 790 | DISPATCHABLE | N | s277154 | 44378.4921
38753-MKT Actual June 2021 | ML2KP-Mitchell 2 KP | 2021-06-10 17:00 | 420.912 | 392.56 | 28.352 | 0 | 410 | 790 | 392.56 | 791 |  | 410 | 791 | 790 | DISPATCHABLE | N | s277154 | 44378.4921
38753-MKT Actual June 2021 | ML2KP-Mitchell 2 KP | 2021-06-10 18:00 | 423.984 | 395.888 | 28.096 | 0 | 410 | 792 | 395.888 | 792 |  | 410 | 792 | 790 | DISPATCHABLE | N | s277154 | 44378.4921
38753-MKT Actual June 2021 | ML2KP-Mitchell 2 KP | 2021-06-10 19:00 | 423.872 | 395.712 | 28.16 | 0 | 410 | 792 | 395.712 | 792 |  | 410 | 792 | 790 | DISPATCHABLE | N | s277154 | 44378.4921
38753-MKT Actual June 2021 | ML2KP-Mitchell 2 KP | 2021-06-10 20:00 | 422.144 | 394.144 | 28 | 0 | 410 | 792 | 394.144 | 792 |  | 410 | 792 | 790 | DISPATCHABLE | N | s277154 | 44378.4921
38753-MKT Actual June 2021 | ML2KP-Mitchell 2 KP | 2021-06-10 21:00 | 415.216 | 387.632 | 27.584 | 0 | 410 | 791 | 387.632 | 791 |  | 410 | 791 | 790 | DISPATCHABLE | N | s277154 | 44378.4921
38753-MKT Actual June 2021 | ML2KP-Mitchell 2 KP | 2021-06-10 22:00 | 388.576 | 362.368 | 26.208 | 0 | 410 | 790 | 362.368 | 790 |  | 410 | 790 | 790 | DISPATCHABLE | N | s277154 | 44378.4921
38753-MKT Actual June 2021 | ML2KP-Mitchell 2 KP | 2021-06-10 23:00 | 330.112 | 306.4 | 23.712 | 0 | 410 | 790 | 306.4 | 790 |  | 410 | 790 | 790 | DISPATCHABLE | N | s277154 | 44378.4921
38753-MKT Actual June 2021 | ML2KP-Mitchell 2 KP | 2021-06-11 | 292.448 | 270.016 | 22.432 | 0 | 410 | 790 | 270.016 | 790 |  | 410 | 790 | 790 | DISPATCHABLE | N | s277154 | 44378.4921
38753-MKT Actual June 2021 | ML2KP-Mitchell 2 KP | 2021-06-11 01:00 | 249.552 | 228.464 | 21.088 | 0 | 410 | 790 | 228.464 | 790 |  | 410 | 790 | 790 | DISPATCHABLE | N | s277154 | 44378.4921
38753-MKT Actual June 2021 | ML2KP-Mitchell 2 KP | 2021-06-11 02:00 | 238.848 | 218.08 | 20.768 | 0 | 410 | 790 | 218.08 | 790 |  | 410 | 790 | 790 | DISPATCHABLE | N | s277154 | 44378.4921
38753-MKT Actual June 2021 | ML2KP-Mitchell 2 KP | 2021-06-11 03:00 | 226.4 | 205.984 | 20.416 | 0 | 409 | 583 | 205.984 | 583 |  | 409 | 583 | 790 | DISPATCHABLE | N | s277154 | 44378.4921
38753-MKT Actual June 2021 | ML2KP-Mitchell 2 KP | 2021-06-11 04:00 | 233.04 | 212.176 | 20.864 | 0 | 409 | 774 | 212.176 | 774 |  | 409 | 774 | 790 | DISPATCHABLE | N | s277154 | 44378.4921
38753-MKT Actual June 2021 | ML2KP-Mitchell 2 KP | 2021-06-11 05:00 | 225.744 | 205.296 | 20.448 | 0 | 409 | 495 | 205.296 | 495 |  | 409 | 495 | 790 | DISPATCHABLE | N | s277154 | 44378.4921
38753-MKT Actual June 2021 | ML2KP-Mitchell 2 KP | 2021-06-11 06:00 | 227.792 | 208.208 | 19.584 | 0 | 409 | 691 | 208.208 | 691 |  | 409 | 691 | 790 | DISPATCHABLE | N | s277154 | 44378.4921
38753-MKT Actual June 2021 | ML2KP-Mitchell 2 KP | 2021-06-11 07:00 | 225.024 | 205.6 | 19.424 | 0 | 409 | 708 | 205.6 | 708 |  | 409 | 708 | 790 | DISPATCHABLE | N | s277154 | 44378.4921
38753-MKT Actual June 2021 | ML2KP-Mitchell 2 KP | 2021-06-11 08:00 | 231.296 | 211.744 | 19.552 | 0 | 410 | 790 | 211.744 | 790 |  | 410 | 790 | 790 | DISPATCHABLE | N | s277154 | 44378.4921
38753-MKT Actual June 2021 | ML2KP-Mitchell 2 KP | 2021-06-11 09:00 | 278.864 | 257.936 | 20.928 | 0 | 460 | 790 | 257.936 | 790 |  | 410 | 790 | 790 | DISPATCHABLE | N | s277154 | 44378.4921
38753-MKT Actual June 2021 | ML2KP-Mitchell 2 KP | 2021-06-11 10:00 | 356.56 | 332.944 | 23.616 | 0 | 410 | 790 | 332.944 | 790 |  | 410 | 790 | 790 | DISPATCHABLE | N | s277154 | 44378.4921
38753-MKT Actual June 2021 | ML2KP-Mitchell 2 KP | 2021-06-11 11:00 | 371.024 | 346.832 | 24.192 | 0 | 410 | 790 | 346.832 | 790 |  | 410 | 790 | 790 | DISPATCHABLE | N | s277154 | 44378.4921
38753-MKT Actual June 2021 | ML2KP-Mitchell 2 KP | 2021-06-11 12:00 | 380.128 | 355.296 | 24.832 | 0 | 410 | 790 | 355.296 | 790 |  | 410 | 790 | 790 | DISPATCHABLE | N | s277154 | 44378.4921
38753-MKT Actual June 2021 | ML2KP-Mitchell 2 KP | 2021-06-11 13:00 | 416.912 | 390.352 | 26.56 | 0 | 410 | 790 | 390.352 | 790 |  | 410 | 790 | 790 | DISPATCHABLE | N | s277154 | 44378.4921
38753-MKT Actual June 2021 | ML2KP-Mitchell 2 KP | 2021-06-11 14:00 | 419.104 | 392.416 | 26.688 | 0 | 410 | 791 | 392.416 | 791 |  | 410 | 791 | 790 | DISPATCHABLE | N | s277154 | 44378.4921
38753-MKT Actual June 2021 | ML2KP-Mitchell 2 KP | 2021-06-11 15:00 | 414.176 | 387.424 | 26.752 | 0 | 515 | 791 | 387.424 | 791 |  | 410 | 791 | 790 | DISPATCHABLE | N | s277154 | 44378.4921
38753-MKT Actual June 2021 | ML2KP-Mitchell 2 KP | 2021-06-11 16:00 | 421.632 | 393.536 | 28.096 | 0 | 523 | 791 | 393.536 | 791 |  | 410 | 791 | 790 | DISPATCHABLE | N | s277154 | 44378.4921
38753-MKT Actual June 2021 | ML2KP-Mitchell 2 KP | 2021-06-11 17:00 | 415.408 | 387.056 | 28.352 | 0 | 410 | 790 | 387.056 | 790 |  | 410 | 790 | 790 | DISPATCHABLE | N | s277154 | 44378.4921
38753-MKT Actual June 2021 | ML2KP-Mitchell 2 KP | 2021-06-11 18:00 | 416.768 | 387.904 | 28.864 | 0 | 410 | 791 | 387.904 | 791 |  | 410 | 791 | 790 | DISPATCHABLE | N | s277154 | 44378.4921
38753-MKT Actual June 2021 | ML2KP-Mitchell 2 KP | 2021-06-11 19:00 | 387.552 | 360.832 | 26.72 | 0 | 410 | 790 | 360.832 | 790 |  | 410 | 790 | 790 | DISPATCHABLE | N | s277154 | 44378.4921
38753-MKT Actual June 2021 | ML2KP-Mitchell 2 KP | 2021-06-11 20:00 | 385.712 | 358.8 | 26.912 | 0 | 410 | 790 | 358.8 | 790 |  | 410 | 790 | 790 | DISPATCHABLE | N | s277154 | 44378.4921
38753-MKT Actual June 2021 | ML2KP-Mitchell 2 KP | 2021-06-11 21:00 | 388.848 | 361.776 | 27.072 | 0 | 410 | 790 | 361.776 | 790 |  | 410 | 790 | 790 | DISPATCHABLE | N | s277154 | 44378.4921
38753-MKT Actual June 2021 | ML2KP-Mitchell 2 KP | 2021-06-11 22:00 | 390.288 | 363.152 | 27.136 | 0 | 410 | 790 | 363.152 | 790 |  | 410 | 790 | 790 | DISPATCHABLE | N | s277154 | 44378.4921
38753-MKT Actual June 2021 | ML2KP-Mitchell 2 KP | 2021-06-11 23:00 | 377.344 | 350.88 | 26.464 | 0 | 410 | 790 | 350.88 | 790 |  | 410 | 790 | 790 | DISPATCHABLE | N | s277154 | 44378.4921
38753-MKT Actual June 2021 | ML2KP-Mitchell 2 KP | 2021-06-12 | 322.032 | 298.224 | 23.808 | 0 | 410 | 601 | 298.224 | 790 |  | 410 | 790 | 790 | DISPATCHABLE | N | s277154 | 44378.4921
38753-MKT Actual June 2021 | ML2KP-Mitchell 2 KP | 2021-06-12 01:00 | 285.232 | 262.768 | 22.464 | 0 | 410 | 786 | 262.768 | 790 |  | 410 | 790 | 790 | DISPATCHABLE | N | s277154 | 44378.4921
38753-MKT Actual June 2021 | ML2KP-Mitchell 2 KP | 2021-06-12 02:00 | 250.576 | 229.328 | 21.248 | 0 | 409 | 762 | 229.328 | 762 |  | 409 | 762 | 790 | DISPATCHABLE | N | s277154 | 44378.4921
38753-MKT Actual June 2021 | ML2KP-Mitchell 2 KP | 2021-06-12 03:00 | 229.184 | 208.8 | 20.384 | 0 | 409 | 611 | 208.8 | 611 |  | 409 | 611 | 790 | DISPATCHABLE | N | s277154 | 44378.4921
38753-MKT Actual June 2021 | ML2KP-Mitchell 2 KP | 2021-06-12 04:00 | 229.648 | 208.976 | 20.672 | 0 | 409 | 709 | 208.976 | 709 |  | 409 | 709 | 790 | DISPATCHABLE | N | s277154 | 44378.4921
38753-MKT Actual June 2021 | ML2KP-Mitchell 2 KP | 2021-06-12 05:00 | 225.696 | 205.504 | 20.192 | 0 | 409 | 528 | 205.504 | 528 |  | 409 | 528 | 790 | DISPATCHABLE | N | s277154 | 44378.4921
38753-MKT Actual June 2021 | ML2KP-Mitchell 2 KP | 2021-06-12 06:00 | 233.552 | 213.2 | 20.352 | 0 | 410 | 790 | 213.2 | 790 |  | 410 | 790 | 790 | DISPATCHABLE | N | s277154 | 44378.4921
38753-MKT Actual June 2021 | ML2KP-Mitchell 2 KP | 2021-06-12 07:00 | 225.424 | 205.136 | 20.288 | 0 | 409 | 509 | 205.136 | 551 |  | 409 | 551 | 790 | DISPATCHABLE | N | s277154 | 44378.4921
38753-MKT Actual June 2021 | ML2KP-Mitchell 2 KP | 2021-06-12 08:00 | 233.184 | 212.704 | 20.48 | 0 | 410 | 670 | 212.704 | 790 |  | 410 | 790 | 790 | DISPATCHABLE | N | s277154 | 44378.4921
38753-MKT Actual June 2021 | ML2KP-Mitchell 2 KP | 2021-06-12 09:00 | 248 | 227.168 | 20.832 | 0 | 410 | 670 | 227.168 | 790 |  | 410 | 790 | 790 | DISPATCHABLE | N | s277154 | 44378.4921
38753-MKT Actual June 2021 | ML2KP-Mitchell 2 KP | 2021-06-12 10:00 | 236.112 | 216.176 | 19.936 | 0 | 410 | 670 | 216.176 | 790 |  | 410 | 790 | 790 | DISPATCHABLE | N | s277154 | 44378.4921
38753-MKT Actual June 2021 | ML2KP-Mitchell 2 KP | 2021-06-12 11:00 | 235.808 | 216.288 | 19.52 | 0 | 410 | 670 | 216.288 | 790 |  | 410 | 790 | 790 | DISPATCHABLE | N | s277154 | 44378.4921
38753-MKT Actual June 2021 | ML2KP-Mitchell 2 KP | 2021-06-12 12:00 | 256.608 | 236.32 | 20.288 | 0 | 410 | 670 | 236.32 | 790 |  | 410 | 790 | 790 | DISPATCHABLE | N | s277154 | 44378.4921
38753-MKT Actual June 2021 | ML2KP-Mitchell 2 KP | 2021-06-12 13:00 | 301.216 | 279.2 | 22.016 | 0 | 410 | 670 | 279.2 | 790 |  | 410 | 790 | 790 | DISPATCHABLE | N | s277154 | 44378.4921
38753-MKT Actual June 2021 | ML2KP-Mitchell 2 KP | 2021-06-12 14:00 | 355.488 | 331.392 | 24.096 | 0 | 410 | 672 | 331.392 | 790 |  | 410 | 790 | 790 | DISPATCHABLE | N | s277154 | 44378.4921
38753-MKT Actual June 2021 | ML2KP-Mitchell 2 KP | 2021-06-12 15:00 | 359.44 | 335.28 | 24.16 | 0 | 410 | 672 | 335.28 | 790 |  | 410 | 790 | 790 | DISPATCHABLE | N | s277154 | 44378.4921
38753-MKT Actual June 2021 | ML2KP-Mitchell 2 KP | 2021-06-12 16:00 | 359.632 | 335.28 | 24.352 | 0 | 410 | 672 | 335.28 | 790 |  | 410 | 790 | 790 | DISPATCHABLE | N | s277154 | 44378.4921
38753-MKT Actual June 2021 | ML2KP-Mitchell 2 KP | 2021-06-12 17:00 | 359.12 | 335.088 | 24.032 | 0 | 410 | 672 | 335.088 | 790 |  | 410 | 790 | 790 | DISPATCHABLE | N | s277154 | 44378.4921
38753-MKT Actual June 2021 | ML2KP-Mitchell 2 KP | 2021-06-12 18:00 | 363.92 | 339.664 | 24.256 | 0 | 410 | 784 | 339.664 | 790 |  | 410 | 790 | 790 | DISPATCHABLE | N | s277154 | 44378.4921
38753-MKT Actual June 2021 | ML2KP-Mitchell 2 KP | 2021-06-12 19:00 | 363.456 | 339.328 | 24.128 | 0 | 410 | 721 | 339.328 | 790 |  | 410 | 790 | 790 | DISPATCHABLE | N | s277154 | 44378.4921
38753-MKT Actual June 2021 | ML2KP-Mitchell 2 KP | 2021-06-12 20:00 | 358.848 | 335.008 | 23.84 | 0 | 410 | 680 | 335.008 | 790 |  | 410 | 790 | 790 | DISPATCHABLE | N | s277154 | 44378.4921
38753-MKT Actual June 2021 | ML2KP-Mitchell 2 KP | 2021-06-12 21:00 | 375.728 | 350.864 | 24.864 | 0 | 410 | 790 | 350.864 | 790 |  | 410 | 790 | 790 | DISPATCHABLE | N | s277154 | 44378.4921
38753-MKT Actual June 2021 | ML2KP-Mitchell 2 KP | 2021-06-12 22:00 | 391.712 | 366.048 | 25.664 | 0 | 410 | 790 | 366.048 | 790 |  | 410 | 790 | 790 | DISPATCHABLE | N | s277154 | 44378.4921
38753-MKT Actual June 2021 | ML2KP-Mitchell 2 KP | 2021-06-12 23:00 | 376.096 | 351.232 | 24.864 | 0 | 410 | 790 | 351.232 | 790 |  | 410 | 790 | 790 | DISPATCHABLE | N | s277154 | 44378.4921
38753-MKT Actual June 2021 | ML2KP-Mitchell 2 KP | 2021-06-13 | 371.152 | 345.68 | 25.472 | 0 | 410 | 790 | 345.68 | 790 |  | 410 | 790 | 790 | DISPATCHABLE | N | s277154 | 44378.4921
38753-MKT Actual June 2021 | ML2KP-Mitchell 2 KP | 2021-06-13 01:00 | 322.544 | 299.056 | 23.488 | 0 | 410 | 790 | 299.056 | 790 |  | 410 | 790 | 790 | DISPATCHABLE | N | s277154 | 44378.4921
38753-MKT Actual June 2021 | ML2KP-Mitchell 2 KP | 2021-06-13 02:00 | 306.544 | 283.568 | 22.976 | 0 | 410 | 790 | 283.568 | 790 |  | 410 | 790 | 790 | DISPATCHABLE | N | s277154 | 44378.4924
38753-MKT Actual June 2021 | ML2KP-Mitchell 2 KP | 2021-06-13 03:00 | 286.576 | 264.144 | 22.432 | 0 | 410 | 790 | 264.144 | 790 |  | 410 | 790 | 790 | DISPATCHABLE | N | s277154 | 44378.4924
38753-MKT Actual June 2021 | ML2KP-Mitchell 2 KP | 2021-06-13 04:00 | 254.656 | 232.992 | 21.664 | 0 | 410 | 790 | 232.992 | 790 |  | 410 | 790 | 790 | DISPATCHABLE | N | s277154 | 44378.4924
38753-MKT Actual June 2021 | ML2KP-Mitchell 2 KP | 2021-06-13 05:00 | 226.176 | 205.664 | 20.512 | 0 | 409 | 778 | 205.664 | 778 |  | 409 | 778 | 790 | DISPATCHABLE | N | s277154 | 44378.4924
38753-MKT Actual June 2021 | ML2KP-Mitchell 2 KP | 2021-06-13 06:00 | 226.864 | 206.288 | 20.576 | 0 | 410 | 790 | 206.288 | 790 |  | 410 | 790 | 790 | DISPATCHABLE | N | s277154 | 44378.4924
38753-MKT Actual June 2021 | ML2KP-Mitchell 2 KP | 2021-06-13 07:00 | 233.168 | 212.688 | 20.48 | 0 | 410 | 790 | 212.688 | 790 |  | 410 | 790 | 790 | DISPATCHABLE | N | s277154 | 44378.4924
38753-MKT Actual June 2021 | ML2KP-Mitchell 2 KP | 2021-06-13 08:00 | 226.048 | 205.888 | 20.16 | 0 | 409 | 520 | 205.888 | 520 |  | 409 | 520 | 790 | DISPATCHABLE | N | s277154 | 44378.4924
38753-MKT Actual June 2021 | ML2KP-Mitchell 2 KP | 2021-06-13 09:00 | 230.896 | 210.672 | 20.224 | 0 | 409 | 770 | 210.672 | 770 |  | 409 | 770 | 790 | DISPATCHABLE | N | s277154 | 44378.4924
38753-MKT Actual June 2021 | ML2KP-Mitchell 2 KP | 2021-06-13 10:00 | 228.864 | 208.64 | 20.224 | 0 | 409 | 773 | 208.64 | 773 |  | 409 | 773 | 790 | DISPATCHABLE | N | s277154 | 44378.4924
38753-MKT Actual June 2021 | ML2KP-Mitchell 2 KP | 2021-06-13 11:00 | 234.16 | 213.744 | 20.416 | 0 | 410 | 790 | 213.744 | 790 |  | 410 | 790 | 790 | DISPATCHABLE | N | s277154 | 44378.4924
38753-MKT Actual June 2021 | ML2KP-Mitchell 2 KP | 2021-06-13 12:00 | 247.984 | 227.248 | 20.736 | 0 | 410 | 790 | 227.248 | 790 |  | 410 | 790 | 790 | DISPATCHABLE | N | s277154 | 44378.4924
38753-MKT Actual June 2021 | ML2KP-Mitchell 2 KP | 2021-06-13 13:00 | 254.112 | 233.024 | 21.088 | 0 | 409 | 779 | 233.024 | 779 |  | 409 | 779 | 790 | DISPATCHABLE | N | s277154 | 44378.4924
38753-MKT Actual June 2021 | ML2KP-Mitchell 2 KP | 2021-06-13 14:00 | 272.384 | 250.368 | 22.016 | 0 | 410 | 790 | 250.368 | 790 |  | 410 | 790 | 790 | DISPATCHABLE | N | s277154 | 44378.4924
38753-MKT Actual June 2021 | ML2KP-Mitchell 2 KP | 2021-06-13 15:00 | 318.848 | 295.2 | 23.648 | 0 | 410 | 790 | 295.2 | 790 |  | 410 | 790 | 790 | DISPATCHABLE | N | s277154 | 44378.4924
38753-MKT Actual June 2021 | ML2KP-Mitchell 2 KP | 2021-06-13 16:00 | 389.12 | 362.304 | 26.816 | 0 | 410 | 790 | 362.304 | 790 |  | 410 | 790 | 790 | DISPATCHABLE | N | s277154 | 44378.4924
38753-MKT Actual June 2021 | ML2KP-Mitchell 2 KP | 2021-06-13 17:00 | 418.608 | 390 | 28.608 | 0 | 464 | 791 | 390 | 791 |  | 410 | 791 | 790 | DISPATCHABLE | N | s277154 | 44378.4924
38753-MKT Actual June 2021 | ML2KP-Mitchell 2 KP | 2021-06-13 18:00 | 423.584 | 394.656 | 28.928 | 0 | 418 | 791 | 394.656 | 791 |  | 410 | 791 | 790 | DISPATCHABLE | N | s277154 | 44378.4924
38753-MKT Actual June 2021 | ML2KP-Mitchell 2 KP | 2021-06-13 19:00 | 423.68 | 394.88 | 28.8 | 0 | 410 | 791 | 394.88 | 791 |  | 410 | 791 | 790 | DISPATCHABLE | N | s277154 | 44378.4924
38753-MKT Actual June 2021 | ML2KP-Mitchell 2 KP | 2021-06-13 20:00 | 423.456 | 394.56 | 28.896 | 0 | 410 | 791 | 394.56 | 791 |  | 410 | 791 | 790 | DISPATCHABLE | N | s277154 | 44378.4924
38753-MKT Actual June 2021 | ML2KP-Mitchell 2 KP | 2021-06-13 21:00 | 399.904 | 372.48 | 27.424 | 0 | 410 | 790 | 372.48 | 790 |  | 410 | 790 | 790 | DISPATCHABLE | N | s277154 | 44378.4924
38753-MKT Actual June 2021 | ML2KP-Mitchell 2 KP | 2021-06-13 22:00 | 403.312 | 375.696 | 27.616 | 0 | 410 | 790 | 375.696 | 790 |  | 410 | 790 | 790 | DISPATCHABLE | N | s277154 | 44378.4924
38753-MKT Actual June 2021 | ML2KP-Mitchell 2 KP | 2021-06-13 23:00 | 392.4 | 365.712 | 26.688 | 0 | 410 | 790 | 365.712 | 790 |  | 410 | 790 | 790 | DISPATCHABLE | N | s277154 | 44378.4924
38753-MKT Actual June 2021 | ML2KP-Mitchell 2 KP | 2021-06-14 | 350.288 | 325.744 | 24.544 | 0 | 410 | 790 | 325.744 | 790 |  | 410 | 790 | 790 | DISPATCHABLE | N | s277154 | 44378.4924
38753-MKT Actual June 2021 | ML2KP-Mitchell 2 KP | 2021-06-14 01:00 | 275.424 | 253.632 | 21.792 | 0 | 410 | 790 | 253.632 | 790 |  | 410 | 790 | 790 | DISPATCHABLE | N | s277154 | 44378.4924
38753-MKT Actual June 2021 | ML2KP-Mitchell 2 KP | 2021-06-14 02:00 | 225.904 | 205.584 | 20.32 | 0 | 409 | 508 | 205.584 | 508 |  | 409 | 508 | 790 | DISPATCHABLE | N | s277154 | 44378.4924
38753-MKT Actual June 2021 | ML2KP-Mitchell 2 KP | 2021-06-14 03:00 | 225.344 | 204.992 | 20.352 | 0 | 409 | 443 | 204.992 | 443 |  | 409 | 443 | 790 | DISPATCHABLE | N | s277154 | 44378.4924
38753-MKT Actual June 2021 | ML2KP-Mitchell 2 KP | 2021-06-14 04:00 | 225.184 | 204.704 | 20.48 | 0 | 409 | 429 | 204.704 | 429 |  | 409 | 429 | 790 | DISPATCHABLE | N | s277154 | 44378.4924
38753-MKT Actual June 2021 | ML2KP-Mitchell 2 KP | 2021-06-14 05:00 | 225.232 | 204.912 | 20.32 | 0 | 409 | 443 | 204.912 | 443 |  | 409 | 443 | 790 | DISPATCHABLE | N | s277154 | 44378.4924
38753-MKT Actual June 2021 | ML2KP-Mitchell 2 KP | 2021-06-14 06:00 | 224.928 | 204.672 | 20.256 | 0 | 409 | 423 | 204.672 | 423 |  | 409 | 423 | 790 | DISPATCHABLE | N | s277154 | 44378.4924
38753-MKT Actual June 2021 | ML2KP-Mitchell 2 KP | 2021-06-14 07:00 | 225.232 | 204.944 | 20.288 | 0 | 409 | 430 | 204.944 | 430 |  | 409 | 430 | 790 | DISPATCHABLE | N | s277154 | 44378.4924
38753-MKT Actual June 2021 | ML2KP-Mitchell 2 KP | 2021-06-14 08:00 | 225.728 | 205.088 | 20.64 | 0 | 409 | 467 | 205.088 | 467 |  | 409 | 467 | 790 | DISPATCHABLE | N | s277154 | 44378.4924
38753-MKT Actual June 2021 | ML2KP-Mitchell 2 KP | 2021-06-14 09:00 | 234.544 | 213.552 | 20.992 | 0 | 410 | 790 | 213.552 | 790 |  | 410 | 790 | 790 | DISPATCHABLE | N | s277154 | 44378.4924
38753-MKT Actual June 2021 | ML2KP-Mitchell 2 KP | 2021-06-14 10:00 | 231.056 | 210.16 | 20.896 | 0 | 409 | 743 | 210.16 | 743 |  | 409 | 743 | 790 | DISPATCHABLE | N | s277154 | 44378.4924
38753-MKT Actual June 2021 | ML2KP-Mitchell 2 KP | 2021-06-14 11:00 | 252.768 | 231.392 | 21.376 | 0 | 410 | 790 | 231.392 | 790 |  | 410 | 790 | 790 | DISPATCHABLE | N | s277154 | 44378.4924
38753-MKT Actual June 2021 | ML2KP-Mitchell 2 KP | 2021-06-14 12:00 | 289.648 | 268.016 | 21.632 | 0 | 410 | 790 | 268.016 | 790 |  | 410 | 790 | 790 | DISPATCHABLE | N | s277154 | 44378.4924
38753-MKT Actual June 2021 | ML2KP-Mitchell 2 KP | 2021-06-14 13:00 | 359.6 | 335.344 | 24.256 | 0 | 410 | 790 | 335.344 | 790 |  | 410 | 790 | 790 | DISPATCHABLE | N | s277154 | 44378.4924
38753-MKT Actual June 2021 | ML2KP-Mitchell 2 KP | 2021-06-14 14:00 | 409.36 | 382.352 | 27.008 | 0 | 410 | 790 | 382.352 | 790 |  | 410 | 790 | 790 | DISPATCHABLE | N | s277154 | 44378.4924
38753-MKT Actual June 2021 | ML2KP-Mitchell 2 KP | 2021-06-14 15:00 | 422.032 | 394.32 | 27.712 | 0 | 410 | 791 | 394.32 | 791 |  | 410 | 791 | 790 | DISPATCHABLE | N | s277154 | 44378.4924
38753-MKT Actual June 2021 | ML2KP-Mitchell 2 KP | 2021-06-14 16:00 | 422.608 | 394.896 | 27.712 | 0 | 410 | 791 | 394.896 | 791 |  | 410 | 791 | 790 | DISPATCHABLE | N | s277154 | 44378.4924
38753-MKT Actual June 2021 | ML2KP-Mitchell 2 KP | 2021-06-14 17:00 | 422.896 | 395.152 | 27.744 | 0 | 410 | 791 | 395.152 | 791 |  | 410 | 791 | 790 | DISPATCHABLE | N | s277154 | 44378.4924
38753-MKT Actual June 2021 | ML2KP-Mitchell 2 KP | 2021-06-14 18:00 | 422.592 | 394.624 | 27.968 | 0 | 410 | 791 | 394.624 | 791 |  | 410 | 791 | 790 | DISPATCHABLE | N | s277154 | 44378.4924
38753-MKT Actual June 2021 | ML2KP-Mitchell 2 KP | 2021-06-14 19:00 | 388.048 | 362.864 | 25.184 | 0 | 410 | 760 | 362.864 | 790 |  | 410 | 790 | 790 | DISPATCHABLE | N | s277154 | 44378.4924
38753-MKT Actual June 2021 | ML2KP-Mitchell 2 KP | 2021-06-14 20:00 | 338.944 | 315.36 | 23.584 | 0 | 410 | 790 | 315.36 | 790 |  | 410 | 790 | 790 | DISPATCHABLE | N | s277154 | 44378.4924
38753-MKT Actual June 2021 | ML2KP-Mitchell 2 KP | 2021-06-14 21:00 | 311.2 | 288 | 23.2 | 0 | 410 | 790 | 288 | 790 |  | 410 | 790 | 790 | DISPATCHABLE | N | s277154 | 44378.4924
38753-MKT Actual June 2021 | ML2KP-Mitchell 2 KP | 2021-06-14 22:00 | 286.032 | 263.664 | 22.368 | 0 | 410 | 790 | 263.664 | 790 |  | 410 | 790 | 790 | DISPATCHABLE | N | s277154 | 44378.4924
38753-MKT Actual June 2021 | ML2KP-Mitchell 2 KP | 2021-06-14 23:00 | 245.552 | 224.56 | 20.992 | 0 | 409 | 788 | 224.56 | 788 |  | 409 | 788 | 790 | DISPATCHABLE | N | s277154 | 44378.4924
38753-MKT Actual June 2021 | ML2KP-Mitchell 2 KP | 2021-06-15 | 231.888 | 211.248 | 20.64 | 0 | 409 | 782 | 211.248 | 782 |  | 409 | 782 | 790 | DISPATCHABLE | N | s277154 | 44378.4924
38753-MKT Actual June 2021 | ML2KP-Mitchell 2 KP | 2021-06-15 01:00 | 227.44 | 206.832 | 20.608 | 0 | 409 | 728 | 206.832 | 728 |  | 409 | 728 | 790 | DISPATCHABLE | N | s277154 | 44378.4924
38753-MKT Actual June 2021 | ML2KP-Mitchell 2 KP | 2021-06-15 02:00 | 225.84 | 205.296 | 20.544 | 0 | 409 | 776 | 205.296 | 776 |  | 409 | 776 | 790 | DISPATCHABLE | N | s277154 | 44378.4924
38753-MKT Actual June 2021 | ML2KP-Mitchell 2 KP | 2021-06-15 03:00 | 225.824 | 205.248 | 20.576 | 0 | 409 | 759 | 205.248 | 759 |  | 409 | 759 | 790 | DISPATCHABLE | N | s277154 | 44378.4924
38753-MKT Actual June 2021 | ML2KP-Mitchell 2 KP | 2021-06-15 04:00 | 225.792 | 205.12 | 20.672 | 0 | 409 | 673 | 205.12 | 673 |  | 409 | 673 | 790 | DISPATCHABLE | N | s277154 | 44378.4924
38753-MKT Actual June 2021 | ML2KP-Mitchell 2 KP | 2021-06-15 05:00 | 225.984 | 205.248 | 20.736 | 0 | 409 | 647 | 205.248 | 647 |  | 409 | 647 | 790 | DISPATCHABLE | N | s277154 | 44378.4924
38753-MKT Actual June 2021 | ML2KP-Mitchell 2 KP | 2021-06-15 06:00 | 225.632 | 205.088 | 20.544 | 0 | 409 | 724 | 205.088 | 770 |  | 409 | 770 | 790 | DISPATCHABLE | N | s277154 | 44378.4924
38753-MKT Actual June 2021 | ML2KP-Mitchell 2 KP | 2021-06-15 07:00 | 227.376 | 206.928 | 20.448 | 0 | 409 | 629 | 206.928 | 730 |  | 409 | 730 | 790 | DISPATCHABLE | N | s277154 | 44378.4924
38753-MKT Actual June 2021 | ML2KP-Mitchell 2 KP | 2021-06-15 08:00 | 225.504 | 205.024 | 20.48 | 0 | 409 | 464 | 205.024 | 478 |  | 409 | 478 | 790 | DISPATCHABLE | N | s277154 | 44378.4924
38753-MKT Actual June 2021 | ML2KP-Mitchell 2 KP | 2021-06-15 09:00 | 240.192 | 219.2 | 20.992 | 0 | 429 | 790 | 219.2 | 790 |  | 410 | 790 | 790 | DISPATCHABLE | N | s277154 | 44378.4924
38753-MKT Actual June 2021 | ML2KP-Mitchell 2 KP | 2021-06-15 10:00 | 310.144 | 286.56 | 23.584 | 0 | 571 | 790 | 286.56 | 790 |  | 410 | 790 | 790 | DISPATCHABLE | N | s277154 | 44378.4924
38753-MKT Actual June 2021 | ML2KP-Mitchell 2 KP | 2021-06-15 11:00 | 389.792 | 362.656 | 27.136 | 0 | 724 | 791 | 362.656 | 791 |  | 410 | 791 | 790 | DISPATCHABLE | N | s277154 | 44378.4924
38753-MKT Actual June 2021 | ML2KP-Mitchell 2 KP | 2021-06-15 12:00 | 423.888 | 395.664 | 28.224 | 0 | 789 | 792 | 395.664 | 792 |  | 410 | 792 | 790 | DISPATCHABLE | N | s277154 | 44378.4924
38753-MKT Actual June 2021 | ML2KP-Mitchell 2 KP | 2021-06-15 13:00 | 422.96 | 394.16 | 28.8 | 0 | 788 | 791 | 394.16 | 791 |  | 410 | 791 | 790 | DISPATCHABLE | N | s277154 | 44378.4924
38753-MKT Actual June 2021 | ML2KP-Mitchell 2 KP | 2021-06-15 14:00 | 423.504 | 394.448 | 29.056 | 0 | 788 | 791 | 394.448 | 791 |  | 410 | 791 | 790 | DISPATCHABLE | N | s277154 | 44378.4924
38753-MKT Actual June 2021 | ML2KP-Mitchell 2 KP | 2021-06-15 15:00 | 422.864 | 393.808 | 29.056 | 0 | 787 | 791 | 393.808 | 791 |  | 410 | 791 | 790 | DISPATCHABLE | N | s277154 | 44378.4924
38753-MKT Actual June 2021 | ML2KP-Mitchell 2 KP | 2021-06-15 16:00 | 423.152 | 394.288 | 28.864 | 0 | 788 | 791 | 394.288 | 791 |  | 410 | 791 | 790 | DISPATCHABLE | N | s277154 | 44378.4924
38753-MKT Actual June 2021 | ML2KP-Mitchell 2 KP | 2021-06-15 17:00 | 422.896 | 394.096 | 28.8 | 0 | 788 | 791 | 394.096 | 791 |  | 410 | 791 | 790 | DISPATCHABLE | N | s277154 | 44378.4924
38753-MKT Actual June 2021 | ML2KP-Mitchell 2 KP | 2021-06-15 18:00 | 420.288 | 391.776 | 28.512 | 0 | 506 | 791 | 391.776 | 791 |  | 410 | 791 | 790 | DISPATCHABLE | N | s277154 | 44378.4924
38753-MKT Actual June 2021 | ML2KP-Mitchell 2 KP | 2021-06-15 19:00 | 419.264 | 390.784 | 28.48 | 0 | 410 | 791 | 390.784 | 791 |  | 410 | 791 | 790 | DISPATCHABLE | N | s277154 | 44378.4924
38753-MKT Actual June 2021 | ML2KP-Mitchell 2 KP | 2021-06-15 20:00 | 388.128 | 361.536 | 26.592 | 0 | 410 | 790 | 361.536 | 790 |  | 410 | 790 | 790 | DISPATCHABLE | N | s277154 | 44378.4924
38753-MKT Actual June 2021 | ML2KP-Mitchell 2 KP | 2021-06-15 21:00 | 334.4 | 310.112 | 24.288 | 0 | 410 | 790 | 310.112 | 790 |  | 410 | 790 | 790 | DISPATCHABLE | N | s277154 | 44378.4924
38753-MKT Actual June 2021 | ML2KP-Mitchell 2 KP | 2021-06-15 22:00 | 311.872 | 288.416 | 23.456 | 0 | 410 | 790 | 288.416 | 790 |  | 410 | 790 | 790 | DISPATCHABLE | N | s277154 | 44378.4924
38753-MKT Actual June 2021 | ML2KP-Mitchell 2 KP | 2021-06-15 23:00 | 270.784 | 248.832 | 21.952 | 0 | 410 | 790 | 248.832 | 790 |  | 410 | 790 | 790 | DISPATCHABLE | N | s277154 | 44378.4924
38753-MKT Actual June 2021 | ML2KP-Mitchell 2 KP | 2021-06-16 | 237.36 | 216.4 | 20.96 | 0 | 410 | 790 | 216.4 | 790 |  | 410 | 790 | 790 | DISPATCHABLE | N | s277154 | 44378.4924
38753-MKT Actual June 2021 | ML2KP-Mitchell 2 KP | 2021-06-16 01:00 | 225.776 | 205.2 | 20.576 | 0 | 409 | 538 | 205.2 | 538 |  | 409 | 538 | 790 | DISPATCHABLE | N | s277154 | 44378.4924
38753-MKT Actual June 2021 | ML2KP-Mitchell 2 KP | 2021-06-16 02:00 | 225.664 | 205.088 | 20.576 | 0 | 409 | 499 | 205.088 | 499 |  | 409 | 499 | 790 | DISPATCHABLE | N | s277154 | 44378.4924
38753-MKT Actual June 2021 | ML2KP-Mitchell 2 KP | 2021-06-16 03:00 | 225.232 | 204.656 | 20.576 | 0 | 409 | 494 | 204.656 | 494 |  | 409 | 494 | 790 | DISPATCHABLE | N | s277154 | 44378.4924
38753-MKT Actual June 2021 | ML2KP-Mitchell 2 KP | 2021-06-16 04:00 | 225.6 | 204.832 | 20.768 | 0 | 409 | 437 | 204.832 | 437 |  | 409 | 437 | 790 | DISPATCHABLE | N | s277154 | 44378.4924
38753-MKT Actual June 2021 | ML2KP-Mitchell 2 KP | 2021-06-16 05:00 | 225.712 | 204.848 | 20.864 | 0 | 409 | 490 | 204.848 | 490 |  | 409 | 490 | 790 | DISPATCHABLE | N | s277154 | 44378.4924
38753-MKT Actual June 2021 | ML2KP-Mitchell 2 KP | 2021-06-16 06:00 | 259.184 | 237.584 | 21.6 | 0 | 474 | 790 | 237.584 | 790 |  | 410 | 790 | 790 | DISPATCHABLE | N | s277154 | 44378.4924
38753-MKT Actual June 2021 | ML2KP-Mitchell 2 KP | 2021-06-16 07:00 | 305.344 | 282.272 | 23.072 | 0 | 563 | 790 | 282.272 | 790 |  | 410 | 790 | 790 | DISPATCHABLE | N | s277154 | 44378.4924
38753-MKT Actual June 2021 | ML2KP-Mitchell 2 KP | 2021-06-16 08:00 | 360.352 | 334.784 | 25.568 | 0 | 668 | 790 | 334.784 | 790 |  | 410 | 790 | 790 | DISPATCHABLE | N | s277154 | 44378.4924
38753-MKT Actual June 2021 | ML2KP-Mitchell 2 KP | 2021-06-16 09:00 | 415.712 | 387.36 | 28.352 | 0 | 774 | 791 | 387.36 | 791 |  | 410 | 791 | 790 | DISPATCHABLE | N | s277154 | 44378.4924
38753-MKT Actual June 2021 | ML2KP-Mitchell 2 KP | 2021-06-16 10:00 | 423.6 | 395.248 | 28.352 | 0 | 789 | 791 | 395.248 | 791 |  | 410 | 791 | 790 | DISPATCHABLE | N | s277154 | 44378.4924
38753-MKT Actual June 2021 | ML2KP-Mitchell 2 KP | 2021-06-16 11:00 | 423.84 | 395.424 | 28.416 | 0 | 789 | 791 | 395.424 | 791 |  | 410 | 791 | 790 | DISPATCHABLE | N | s277154 | 44378.4924
38753-MKT Actual June 2021 | ML2KP-Mitchell 2 KP | 2021-06-16 12:00 | 423.792 | 395.28 | 28.512 | 0 | 789 | 791 | 395.28 | 791 |  | 410 | 791 | 790 | DISPATCHABLE | N | s277154 | 44378.4924
38753-MKT Actual June 2021 | ML2KP-Mitchell 2 KP | 2021-06-16 13:00 | 423.536 | 395.088 | 28.448 | 0 | 789 | 791 | 395.088 | 791 |  | 410 | 791 | 790 | DISPATCHABLE | N | s277154 | 44378.4924
38753-MKT Actual June 2021 | ML2KP-Mitchell 2 KP | 2021-06-16 14:00 | 423.456 | 395.104 | 28.352 | 0 | 789 | 791 | 395.104 | 791 |  | 410 | 791 | 790 | DISPATCHABLE | N | s277154 | 44378.4924
38753-MKT Actual June 2021 | ML2KP-Mitchell 2 KP | 2021-06-16 15:00 | 423.792 | 395.408 | 28.384 | 0 | 789 | 791 | 395.408 | 791 |  | 410 | 791 | 790 | DISPATCHABLE | N | s277154 | 44378.4924
38753-MKT Actual June 2021 | ML2KP-Mitchell 2 KP | 2021-06-16 16:00 | 423.168 | 394.464 | 28.704 | 0 | 789 | 791 | 394.464 | 791 |  | 410 | 791 | 790 | DISPATCHABLE | N | s277154 | 44378.4924
38753-MKT Actual June 2021 | ML2KP-Mitchell 2 KP | 2021-06-16 17:00 | 418.816 | 390.592 | 28.224 | 0 | 418 | 791 | 390.592 | 791 |  | 410 | 791 | 790 | DISPATCHABLE | N | s277154 | 44378.4924
38753-MKT Actual June 2021 | ML2KP-Mitchell 2 KP | 2021-06-16 18:00 | 416.768 | 388.736 | 28.032 | 0 | 410 | 781 | 388.736 | 781 |  | 410 | 781 | 779 | DISPATCHABLE | N | s277154 | 44378.4924
38753-MKT Actual June 2021 | ML2KP-Mitchell 2 KP | 2021-06-16 19:00 | 404.848 | 377.552 | 27.296 | 0 | 410 | 776 | 377.552 | 776 |  | 410 | 776 | 775 | DISPATCHABLE | N | s277154 | 44378.4924
38753-MKT Actual June 2021 | ML2KP-Mitchell 2 KP | 2021-06-16 20:00 | 406.992 | 379.536 | 27.456 | 0 | 410 | 776 | 379.536 | 776 |  | 410 | 776 | 775 | DISPATCHABLE | N | s277154 | 44378.4924
38753-MKT Actual June 2021 | ML2KP-Mitchell 2 KP | 2021-06-16 21:00 | 380.64 | 354.432 | 26.208 | 0 | 410 | 775 | 354.432 | 775 |  | 410 | 775 | 775 | DISPATCHABLE | N | s277154 | 44378.4924
38753-MKT Actual June 2021 | ML2KP-Mitchell 2 KP | 2021-06-16 22:00 | 346 | 321.328 | 24.672 | 0 | 410 | 775 | 321.328 | 775 |  | 410 | 775 | 775 | DISPATCHABLE | N | s277154 | 44378.4924
38753-MKT Actual June 2021 | ML2KP-Mitchell 2 KP | 2021-06-16 23:00 | 310.576 | 287.28 | 23.296 | 0 | 410 | 775 | 287.28 | 775 |  | 410 | 775 | 775 | DISPATCHABLE | N | s277154 | 44378.4924
38753-MKT Actual June 2021 | ML2KP-Mitchell 2 KP | 2021-06-17 | 263.776 | 242.112 | 21.664 | 0 | 410 | 775 | 242.112 | 775 |  | 410 | 775 | 775 | DISPATCHABLE | N | s277154 | 44378.4924
38753-MKT Actual June 2021 | ML2KP-Mitchell 2 KP | 2021-06-17 01:00 | 225.904 | 205.136 | 20.768 | 0 | 409 | 494 | 205.136 | 494 |  | 409 | 494 | 775 | DISPATCHABLE | N | s277154 | 44378.4924
38753-MKT Actual June 2021 | ML2KP-Mitchell 2 KP | 2021-06-17 02:00 | 225.68 | 204.912 | 20.768 | 0 | 409 | 442 | 204.912 | 442 |  | 409 | 442 | 775 | DISPATCHABLE | N | s277154 | 44378.4924
38753-MKT Actual June 2021 | ML2KP-Mitchell 2 KP | 2021-06-17 03:00 | 225.264 | 204.624 | 20.64 | 0 | 409 | 424 | 204.624 | 424 |  | 409 | 424 | 775 | DISPATCHABLE | N | s277154 | 44378.4924
38753-MKT Actual June 2021 | ML2KP-Mitchell 2 KP | 2021-06-17 04:00 | 225.616 | 204.848 | 20.768 | 0 | 409 | 444 | 204.848 | 444 |  | 409 | 444 | 775 | DISPATCHABLE | N | s277154 | 44378.4924
38753-MKT Actual June 2021 | ML2KP-Mitchell 2 KP | 2021-06-17 05:00 | 225.248 | 204.672 | 20.576 | 0 | 409 | 454 | 204.672 | 454 |  | 409 | 454 | 775 | DISPATCHABLE | N | s277154 | 44378.4924
38753-MKT Actual June 2021 | ML2KP-Mitchell 2 KP | 2021-06-17 06:00 | 225.328 | 204.88 | 20.448 | 0 | 409 | 461 | 204.88 | 461 |  | 409 | 461 | 775 | DISPATCHABLE | N | s277154 | 44378.4924
38753-MKT Actual June 2021 | ML2KP-Mitchell 2 KP | 2021-06-17 07:00 | 225.088 | 204.768 | 20.32 | 0 | 409 | 462 | 204.768 | 462 |  | 409 | 462 | 775 | DISPATCHABLE | N | s277154 | 44378.4924
38753-MKT Actual June 2021 | ML2KP-Mitchell 2 KP | 2021-06-17 08:00 | 226.912 | 206.464 | 20.448 | 0 | 409 | 685 | 206.464 | 685 |  | 409 | 685 | 775 | DISPATCHABLE | N | s277154 | 44378.4924
38753-MKT Actual June 2021 | ML2KP-Mitchell 2 KP | 2021-06-17 09:00 | 226.688 | 206.208 | 20.48 | 0 | 409 | 738 | 206.208 | 738 |  | 409 | 738 | 775 | DISPATCHABLE | N | s277154 | 44378.4924
38753-MKT Actual June 2021 | ML2KP-Mitchell 2 KP | 2021-06-17 10:00 | 225.904 | 205.36 | 20.544 | 0 | 409 | 528 | 205.36 | 528 |  | 409 | 528 | 775 | DISPATCHABLE | N | s277154 | 44378.4924
38753-MKT Actual June 2021 | ML2KP-Mitchell 2 KP | 2021-06-17 11:00 | 228.144 | 207.664 | 20.48 | 0 | 409 | 770 | 207.664 | 770 |  | 409 | 770 | 775 | DISPATCHABLE | N | s277154 | 44378.4924
38753-MKT Actual June 2021 | ML2KP-Mitchell 2 KP | 2021-06-17 12:00 | 231.36 | 210.784 | 20.576 | 0 | 409 | 754 | 210.784 | 754 |  | 409 | 754 | 775 | DISPATCHABLE | N | s277154 | 44378.4924
38753-MKT Actual June 2021 | ML2KP-Mitchell 2 KP | 2021-06-17 13:00 | 235.712 | 215.04 | 20.672 | 0 | 409 | 700 | 215.04 | 700 |  | 409 | 700 | 775 | DISPATCHABLE | N | s277154 | 44378.4924
38753-MKT Actual June 2021 | ML2KP-Mitchell 2 KP | 2021-06-17 14:00 | 261.296 | 239.696 | 21.6 | 0 | 410 | 775 | 239.696 | 775 |  | 410 | 775 | 775 | DISPATCHABLE | N | s277154 | 44378.4924
38753-MKT Actual June 2021 | ML2KP-Mitchell 2 KP | 2021-06-17 15:00 | 279.936 | 257.568 | 22.368 | 0 | 410 | 775 | 257.568 | 775 |  | 410 | 775 | 775 | DISPATCHABLE | N | s277154 | 44378.4924
38753-MKT Actual June 2021 | ML2KP-Mitchell 2 KP | 2021-06-17 16:00 | 303.92 | 280.752 | 23.168 | 0 | 410 | 775 | 280.752 | 775 |  | 410 | 775 | 775 | DISPATCHABLE | N | s277154 | 44378.4924
38753-MKT Actual June 2021 | ML2KP-Mitchell 2 KP | 2021-06-17 17:00 | 326.736 | 303.088 | 23.648 | 0 | 410 | 775 | 303.088 | 775 |  | 410 | 775 | 775 | DISPATCHABLE | N | s277154 | 44378.4924
38753-MKT Actual June 2021 | ML2KP-Mitchell 2 KP | 2021-06-17 18:00 | 364 | 338.72 | 25.28 | 0 | 410 | 775 | 338.72 | 775 |  | 410 | 775 | 775 | DISPATCHABLE | N | s277154 | 44378.4924
38753-MKT Actual June 2021 | ML2KP-Mitchell 2 KP | 2021-06-17 19:00 | 359.392 | 334.464 | 24.928 | 0 | 410 | 775 | 334.464 | 775 |  | 410 | 775 | 775 | DISPATCHABLE | N | s277154 | 44378.4924
38753-MKT Actual June 2021 | ML2KP-Mitchell 2 KP | 2021-06-17 20:00 | 361.968 | 336.72 | 25.248 | 0 | 410 | 775 | 336.72 | 775 |  | 410 | 775 | 775 | DISPATCHABLE | N | s277154 | 44378.4924
38753-MKT Actual June 2021 | ML2KP-Mitchell 2 KP | 2021-06-17 21:00 | 363.696 | 338.096 | 25.6 | 0 | 410 | 775 | 338.096 | 775 |  | 410 | 775 | 775 | DISPATCHABLE | N | s277154 | 44378.4924
38753-MKT Actual June 2021 | ML2KP-Mitchell 2 KP | 2021-06-17 22:00 | 357.152 | 331.968 | 25.184 | 0 | 410 | 775 | 331.968 | 775 |  | 410 | 775 | 775 | DISPATCHABLE | N | s277154 | 44378.4924
38753-MKT Actual June 2021 | ML2KP-Mitchell 2 KP | 2021-06-17 23:00 | 327.312 | 303.216 | 24.096 | 0 | 410 | 775 | 303.216 | 775 |  | 410 | 775 | 775 | DISPATCHABLE | N | s277154 | 44378.4924
38753-MKT Actual June 2021 | ML2KP-Mitchell 2 KP | 2021-06-18 | 298.384 | 275.472 | 22.912 | 0 | 410 | 775 | 275.472 | 775 |  | 410 | 775 | 775 | DISPATCHABLE | N | s277154 | 44378.4924
38753-MKT Actual June 2021 | ML2KP-Mitchell 2 KP | 2021-06-18 01:00 | 247.856 | 226.384 | 21.472 | 0 | 409 | 686 | 226.384 | 686 |  | 409 | 686 | 775 | DISPATCHABLE | N | s277154 | 44378.4924
38753-MKT Actual June 2021 | ML2KP-Mitchell 2 KP | 2021-06-18 02:00 | 225.44 | 205.152 | 20.288 | 0 | 409 | 534 | 205.152 | 534 |  | 409 | 534 | 775 | DISPATCHABLE | N | s277154 | 44378.4924
38753-MKT Actual June 2021 | ML2KP-Mitchell 2 KP | 2021-06-18 03:00 | 224.784 | 205.136 | 19.648 | 0 | 409 | 545 | 205.136 | 545 |  | 409 | 545 | 775 | DISPATCHABLE | N | s277154 | 44378.4924
38753-MKT Actual June 2021 | ML2KP-Mitchell 2 KP | 2021-06-18 04:00 | 224.592 | 205.008 | 19.584 | 0 | 409 | 534 | 205.008 | 534 |  | 409 | 534 | 775 | DISPATCHABLE | N | s277154 | 44378.4924
38753-MKT Actual June 2021 | ML2KP-Mitchell 2 KP | 2021-06-18 05:00 | 224.288 | 204.736 | 19.552 | 0 | 409 | 486 | 204.736 | 486 |  | 409 | 486 | 775 | DISPATCHABLE | N | s277154 | 44378.4924
38753-MKT Actual June 2021 | ML2KP-Mitchell 2 KP | 2021-06-18 06:00 | 224.368 | 204.784 | 19.584 | 0 | 409 | 530 | 204.784 | 530 |  | 409 | 530 | 775 | DISPATCHABLE | N | s277154 | 44378.4924
38753-MKT Actual June 2021 | ML2KP-Mitchell 2 KP | 2021-06-18 07:00 | 225.024 | 205.44 | 19.584 | 0 | 409 | 500 | 205.44 | 537 |  | 409 | 537 | 775 | DISPATCHABLE | N | s277154 | 44378.4924
38753-MKT Actual June 2021 | ML2KP-Mitchell 2 KP | 2021-06-18 08:00 | 228.656 | 208.944 | 19.712 | 0 | 409 | 625 | 208.944 | 712 |  | 409 | 712 | 775 | DISPATCHABLE | N | s277154 | 44378.4924
38753-MKT Actual June 2021 | ML2KP-Mitchell 2 KP | 2021-06-18 09:00 | 224.64 | 204.992 | 19.648 | 0 | 409 | 490 | 204.992 | 523 |  | 409 | 523 | 775 | DISPATCHABLE | N | s277154 | 44378.4924
38753-MKT Actual June 2021 | ML2KP-Mitchell 2 KP | 2021-06-18 10:00 | 228.224 | 208.448 | 19.776 | 0 | 409 | 662 | 208.448 | 763 |  | 409 | 763 | 775 | DISPATCHABLE | N | s277154 | 44378.4924
38753-MKT Actual June 2021 | ML2KP-Mitchell 2 KP | 2021-06-18 11:00 | 227.024 | 207.344 | 19.68 | 0 | 409 | 662 | 207.344 | 763 |  | 409 | 763 | 775 | DISPATCHABLE | N | s277154 | 44378.4924
38753-MKT Actual June 2021 | ML2KP-Mitchell 2 KP | 2021-06-18 12:00 | 226.288 | 206.96 | 19.328 | 0 | 409 | 650 | 206.96 | 746 |  | 409 | 746 | 775 | DISPATCHABLE | N | s277154 | 44378.4924
38753-MKT Actual June 2021 | ML2KP-Mitchell 2 KP | 2021-06-18 13:00 | 226.528 | 207.2 | 19.328 | 0 | 409 | 665 | 207.2 | 767 |  | 409 | 767 | 775 | DISPATCHABLE | N | s277154 | 44378.4924
38753-MKT Actual June 2021 | ML2KP-Mitchell 2 KP | 2021-06-18 14:00 | 232.432 | 212.944 | 19.488 | 0 | 410 | 670 | 212.944 | 775 |  | 410 | 775 | 775 | DISPATCHABLE | N | s277154 | 44378.4924
38753-MKT Actual June 2021 | ML2KP-Mitchell 2 KP | 2021-06-18 15:00 | 252.016 | 231.728 | 20.288 | 0 | 410 | 670 | 231.728 | 775 |  | 410 | 775 | 775 | DISPATCHABLE | N | s277154 | 44378.4924
38753-MKT Actual June 2021 | ML2KP-Mitchell 2 KP | 2021-06-18 16:00 | 261.408 | 240.896 | 20.512 | 0 | 410 | 773 | 240.896 | 775 |  | 410 | 775 | 775 | DISPATCHABLE | N | s277154 | 44378.4924
38753-MKT Actual June 2021 | ML2KP-Mitchell 2 KP | 2021-06-18 17:00 | 301.44 | 279.424 | 22.016 | 0 | 410 | 775 | 279.424 | 775 |  | 410 | 775 | 775 | DISPATCHABLE | N | s277154 | 44378.4924
38753-MKT Actual June 2021 | ML2KP-Mitchell 2 KP | 2021-06-18 18:00 | 329.696 | 306.784 | 22.912 | 0 | 410 | 775 | 306.784 | 775 |  | 410 | 775 | 775 | DISPATCHABLE | N | s277154 | 44378.4924
38753-MKT Actual June 2021 | ML2KP-Mitchell 2 KP | 2021-06-18 19:00 | 349.152 | 325.472 | 23.68 | 0 | 410 | 775 | 325.472 | 775 |  | 410 | 775 | 775 | DISPATCHABLE | N | s277154 | 44378.4924
38753-MKT Actual June 2021 | ML2KP-Mitchell 2 KP | 2021-06-18 20:00 | 371.648 | 345.76 | 25.888 | 0 | 410 | 775 | 345.76 | 775 |  | 410 | 775 | 775 | DISPATCHABLE | N | s277154 | 44378.4924
38753-MKT Actual June 2021 | ML2KP-Mitchell 2 KP | 2021-06-18 21:00 | 392.96 | 365.376 | 27.584 | 0 | 410 | 775 | 365.376 | 775 |  | 410 | 775 | 775 | DISPATCHABLE | N | s277154 | 44378.4924
38753-MKT Actual June 2021 | ML2KP-Mitchell 2 KP | 2021-06-18 22:00 | 392.176 | 364.784 | 27.392 | 0 | 410 | 775 | 364.784 | 775 |  | 410 | 775 | 775 | DISPATCHABLE | N | s277154 | 44378.4924
38753-MKT Actual June 2021 | ML2KP-Mitchell 2 KP | 2021-06-18 23:00 | 335.136 | 310.56 | 24.576 | 0 | 546 | 624 | 310.56 | 775 |  | 410 | 775 | 775 | DISPATCHABLE | N | s277154 | 44378.4924
38753-MKT Actual June 2021 | ML2KP-Mitchell 2 KP | 2021-06-19 | 299.92 | 276.624 | 23.296 | 0 | 471 | 673 | 276.624 | 775 |  | 410 | 775 | 775 | DISPATCHABLE | N | s277154 | 44378.4924
38753-MKT Actual June 2021 | ML2KP-Mitchell 2 KP | 2021-06-19 01:00 | 305.504 | 281.888 | 23.616 | 0 | 410 | 775 | 281.888 | 775 |  | 410 | 775 | 775 | DISPATCHABLE | N | s277154 | 44378.4924
38753-MKT Actual June 2021 | ML2KP-Mitchell 2 KP | 2021-06-19 02:00 | 242.528 | 220.864 | 21.664 | 0 | 409 | 673 | 220.864 | 673 |  | 409 | 673 | 775 | DISPATCHABLE | N | s277154 | 44378.4928
38753-MKT Actual June 2021 | ML2KP-Mitchell 2 KP | 2021-06-19 03:00 | 229.744 | 208.592 | 21.152 | 0 | 409 | 656 | 208.592 | 656 |  | 409 | 656 | 775 | DISPATCHABLE | N | s277154 | 44378.4928
38753-MKT Actual June 2021 | ML2KP-Mitchell 2 KP | 2021-06-19 04:00 | 227.152 | 206.288 | 20.864 | 0 | 409 | 644 | 206.288 | 644 |  | 409 | 644 | 775 | DISPATCHABLE | N | s277154 | 44378.4928
38753-MKT Actual June 2021 | ML2KP-Mitchell 2 KP | 2021-06-19 05:00 | 225.76 | 204.928 | 20.832 | 0 | 409 | 449 | 204.928 | 449 |  | 409 | 449 | 775 | DISPATCHABLE | N | s277154 | 44378.4928
38753-MKT Actual June 2021 | ML2KP-Mitchell 2 KP | 2021-06-19 06:00 | 225.728 | 204.864 | 20.864 | 0 | 409 | 470 | 204.864 | 470 |  | 409 | 470 | 775 | DISPATCHABLE | N | s277154 | 44378.4928
38753-MKT Actual June 2021 | ML2KP-Mitchell 2 KP | 2021-06-19 07:00 | 225.472 | 204.672 | 20.8 | 0 | 409 | 447 | 204.672 | 447 |  | 409 | 447 | 775 | DISPATCHABLE | N | s277154 | 44378.4928
38753-MKT Actual June 2021 | ML2KP-Mitchell 2 KP | 2021-06-19 08:00 | 225.392 | 204.944 | 20.448 | 0 | 409 | 531 | 204.944 | 531 |  | 409 | 531 | 775 | DISPATCHABLE | N | s277154 | 44378.4928
38753-MKT Actual June 2021 | ML2KP-Mitchell 2 KP | 2021-06-19 09:00 | 225.664 | 205.184 | 20.48 | 0 | 409 | 532 | 205.184 | 532 |  | 409 | 532 | 775 | DISPATCHABLE | N | s277154 | 44378.4928
38753-MKT Actual June 2021 | ML2KP-Mitchell 2 KP | 2021-06-19 10:00 | 230.656 | 209.984 | 20.672 | 0 | 410 | 774 | 209.984 | 774 |  | 410 | 774 | 775 | DISPATCHABLE | N | s277154 | 44378.4928
38753-MKT Actual June 2021 | ML2KP-Mitchell 2 KP | 2021-06-19 11:00 | 231.536 | 210.928 | 20.608 | 0 | 410 | 775 | 210.928 | 775 |  | 410 | 775 | 775 | DISPATCHABLE | N | s277154 | 44378.4928
38753-MKT Actual June 2021 | ML2KP-Mitchell 2 KP | 2021-06-19 12:00 | 239.776 | 218.944 | 20.832 | 0 | 410 | 775 | 218.944 | 775 |  | 410 | 775 | 775 | DISPATCHABLE | N | s277154 | 44378.4928
38753-MKT Actual June 2021 | ML2KP-Mitchell 2 KP | 2021-06-19 13:00 | 238.64 | 217.84 | 20.8 | 0 | 410 | 775 | 217.84 | 775 |  | 410 | 775 | 775 | DISPATCHABLE | N | s277154 | 44378.4928
38753-MKT Actual June 2021 | ML2KP-Mitchell 2 KP | 2021-06-19 14:00 | 229.376 | 208.832 | 20.544 | 0 | 409 | 750 | 208.832 | 750 |  | 409 | 750 | 775 | DISPATCHABLE | N | s277154 | 44378.4928
38753-MKT Actual June 2021 | ML2KP-Mitchell 2 KP | 2021-06-19 15:00 | 261.792 | 240.192 | 21.6 | 0 | 410 | 775 | 240.192 | 775 |  | 410 | 775 | 775 | DISPATCHABLE | N | s277154 | 44378.4928
38753-MKT Actual June 2021 | ML2KP-Mitchell 2 KP | 2021-06-19 16:00 | 272.496 | 250.384 | 22.112 | 0 | 410 | 775 | 250.384 | 775 |  | 410 | 775 | 775 | DISPATCHABLE | N | s277154 | 44378.4928
38753-MKT Actual June 2021 | ML2KP-Mitchell 2 KP | 2021-06-19 17:00 | 239.84 | 218.88 | 20.96 | 0 | 409 | 691 | 218.88 | 691 |  | 409 | 691 | 775 | DISPATCHABLE | N | s277154 | 44378.4928
38753-MKT Actual June 2021 | ML2KP-Mitchell 2 KP | 2021-06-19 18:00 | 257.92 | 236.48 | 21.44 | 0 | 409 | 771 | 236.48 | 771 |  | 409 | 771 | 775 | DISPATCHABLE | N | s277154 | 44378.4928
38753-MKT Actual June 2021 | ML2KP-Mitchell 2 KP | 2021-06-19 19:00 | 286.672 | 264.144 | 22.528 | 0 | 410 | 775 | 264.144 | 775 |  | 410 | 775 | 775 | DISPATCHABLE | N | s277154 | 44378.4928
38753-MKT Actual June 2021 | ML2KP-Mitchell 2 KP | 2021-06-19 20:00 | 338.24 | 313.44 | 24.8 | 0 | 410 | 775 | 313.44 | 775 |  | 410 | 775 | 775 | DISPATCHABLE | N | s277154 | 44378.4928
38753-MKT Actual June 2021 | ML2KP-Mitchell 2 KP | 2021-06-19 21:00 | 361.36 | 335.408 | 25.952 | 0 | 410 | 775 | 335.408 | 775 |  | 410 | 775 | 775 | DISPATCHABLE | N | s277154 | 44378.4928
38753-MKT Actual June 2021 | ML2KP-Mitchell 2 KP | 2021-06-19 22:00 | 360.704 | 334.944 | 25.76 | 0 | 410 | 775 | 334.944 | 775 |  | 410 | 775 | 775 | DISPATCHABLE | N | s277154 | 44378.4928
38753-MKT Actual June 2021 | ML2KP-Mitchell 2 KP | 2021-06-19 23:00 | 351.376 | 326 | 25.376 | 0 | 410 | 775 | 326 | 775 |  | 410 | 775 | 775 | DISPATCHABLE | N | s277154 | 44378.4928
38753-MKT Actual June 2021 | ML2KP-Mitchell 2 KP | 2021-06-20 | 305.84 | 282.512 | 23.328 | 0 | 410 | 775 | 282.512 | 775 |  | 410 | 775 | 775 | DISPATCHABLE | N | s277154 | 44378.4928
38753-MKT Actual June 2021 | ML2KP-Mitchell 2 KP | 2021-06-20 01:00 | 254.72 | 232.832 | 21.888 | 0 | 410 | 775 | 232.832 | 775 |  | 410 | 775 | 775 | DISPATCHABLE | N | s277154 | 44378.4928
38753-MKT Actual June 2021 | ML2KP-Mitchell 2 KP | 2021-06-20 02:00 | 235.584 | 214.208 | 21.376 | 0 | 410 | 775 | 214.208 | 775 |  | 410 | 775 | 775 | DISPATCHABLE | N | s277154 | 44378.4928
38753-MKT Actual June 2021 | ML2KP-Mitchell 2 KP | 2021-06-20 03:00 | 226.336 | 205.312 | 21.024 | 0 | 409 | 604 | 205.312 | 604 |  | 409 | 604 | 775 | DISPATCHABLE | N | s277154 | 44378.4928
38753-MKT Actual June 2021 | ML2KP-Mitchell 2 KP | 2021-06-20 04:00 | 226.112 | 205.152 | 20.96 | 0 | 409 | 458 | 205.152 | 458 |  | 409 | 458 | 775 | DISPATCHABLE | N | s277154 | 44378.4928
38753-MKT Actual June 2021 | ML2KP-Mitchell 2 KP | 2021-06-20 05:00 | 225.76 | 204.896 | 20.864 | 0 | 409 | 428 | 204.896 | 428 |  | 409 | 428 | 775 | DISPATCHABLE | N | s277154 | 44378.4928
38753-MKT Actual June 2021 | ML2KP-Mitchell 2 KP | 2021-06-20 06:00 | 225.744 | 204.816 | 20.928 | 0 | 409 | 441 | 204.816 | 441 |  | 409 | 441 | 775 | DISPATCHABLE | N | s277154 | 44378.4928
38753-MKT Actual June 2021 | ML2KP-Mitchell 2 KP | 2021-06-20 07:00 | 225.52 | 204.688 | 20.832 | 0 | 409 | 437 | 204.688 | 437 |  | 409 | 437 | 775 | DISPATCHABLE | N | s277154 | 44378.4928
38753-MKT Actual June 2021 | ML2KP-Mitchell 2 KP | 2021-06-20 08:00 | 225.696 | 204.8 | 20.896 | 0 | 409 | 447 | 204.8 | 462 |  | 409 | 462 | 775 | DISPATCHABLE | N | s277154 | 44378.4928
38753-MKT Actual June 2021 | ML2KP-Mitchell 2 KP | 2021-06-20 09:00 | 225.728 | 204.864 | 20.864 | 0 | 409 | 454 | 204.864 | 472 |  | 409 | 472 | 775 | DISPATCHABLE | N | s277154 | 44378.4928
38753-MKT Actual June 2021 | ML2KP-Mitchell 2 KP | 2021-06-20 10:00 | 225.456 | 204.88 | 20.576 | 0 | 409 | 502 | 204.88 | 539 |  | 409 | 539 | 775 | DISPATCHABLE | N | s277154 | 44378.4928
38753-MKT Actual June 2021 | ML2KP-Mitchell 2 KP | 2021-06-20 11:00 | 237.088 | 216.32 | 20.768 | 0 | 410 | 670 | 216.32 | 775 |  | 410 | 775 | 775 | DISPATCHABLE | N | s277154 | 44378.4928
38753-MKT Actual June 2021 | ML2KP-Mitchell 2 KP | 2021-06-20 12:00 | 254.4 | 233.024 | 21.376 | 0 | 410 | 670 | 233.024 | 775 |  | 410 | 775 | 775 | DISPATCHABLE | N | s277154 | 44378.4928
38753-MKT Actual June 2021 | ML2KP-Mitchell 2 KP | 2021-06-20 13:00 | 304.656 | 281.392 | 23.264 | 0 | 410 | 670 | 281.392 | 775 |  | 410 | 775 | 775 | DISPATCHABLE | N | s277154 | 44378.4928
38753-MKT Actual June 2021 | ML2KP-Mitchell 2 KP | 2021-06-20 14:00 | 329.072 | 304.912 | 24.16 | 0 | 410 | 670 | 304.912 | 775 |  | 410 | 775 | 775 | DISPATCHABLE | N | s277154 | 44378.4928
38753-MKT Actual June 2021 | ML2KP-Mitchell 2 KP | 2021-06-20 15:00 | 348.464 | 323.152 | 25.312 | 0 | 410 | 671 | 323.152 | 775 |  | 410 | 775 | 775 | DISPATCHABLE | N | s277154 | 44378.4928
38753-MKT Actual June 2021 | ML2KP-Mitchell 2 KP | 2021-06-20 16:00 | 352.208 | 327.056 | 25.152 | 0 | 410 | 671 | 327.056 | 775 |  | 410 | 775 | 775 | DISPATCHABLE | N | s277154 | 44378.4928
38753-MKT Actual June 2021 | ML2KP-Mitchell 2 KP | 2021-06-20 17:00 | 357.952 | 332.64 | 25.312 | 0 | 410 | 671 | 332.64 | 775 |  | 410 | 775 | 775 | DISPATCHABLE | N | s277154 | 44378.4928
38753-MKT Actual June 2021 | ML2KP-Mitchell 2 KP | 2021-06-20 18:00 | 356.256 | 331.136 | 25.12 | 0 | 410 | 671 | 331.136 | 775 |  | 410 | 775 | 775 | DISPATCHABLE | N | s277154 | 44378.4928
38753-MKT Actual June 2021 | ML2KP-Mitchell 2 KP | 2021-06-20 19:00 | 355.616 | 330.368 | 25.248 | 0 | 410 | 671 | 330.368 | 775 |  | 410 | 775 | 775 | DISPATCHABLE | N | s277154 | 44378.4928
38753-MKT Actual June 2021 | ML2KP-Mitchell 2 KP | 2021-06-20 20:00 | 347.344 | 322.16 | 25.184 | 0 | 410 | 670 | 322.16 | 775 |  | 410 | 775 | 775 | DISPATCHABLE | N | s277154 | 44378.4928
38753-MKT Actual June 2021 | ML2KP-Mitchell 2 KP | 2021-06-20 21:00 | 340.448 | 315.488 | 24.96 | 0 | 410 | 670 | 315.488 | 775 |  | 410 | 775 | 775 | DISPATCHABLE | N | s277154 | 44378.4928
38753-MKT Actual June 2021 | ML2KP-Mitchell 2 KP | 2021-06-20 22:00 | 345.36 | 320.176 | 25.184 | 0 | 410 | 670 | 320.176 | 775 |  | 410 | 775 | 775 | DISPATCHABLE | N | s277154 | 44378.4928
38753-MKT Actual June 2021 | ML2KP-Mitchell 2 KP | 2021-06-20 23:00 | 330.944 | 306.432 | 24.512 | 0 | 410 | 670 | 306.432 | 775 |  | 410 | 775 | 775 | DISPATCHABLE | N | s277154 | 44378.4928
38753-MKT Actual June 2021 | ML2KP-Mitchell 2 KP | 2021-06-21 | 306.656 | 283.04 | 23.616 | 0 | 410 | 670 | 283.04 | 775 |  | 410 | 775 | 775 | DISPATCHABLE | N | s277154 | 44378.4928
38753-MKT Actual June 2021 | ML2KP-Mitchell 2 KP | 2021-06-21 01:00 | 282.192 | 259.344 | 22.848 | 0 | 410 | 670 | 259.344 | 775 |  | 410 | 775 | 775 | DISPATCHABLE | N | s277154 | 44378.4928
38753-MKT Actual June 2021 | ML2KP-Mitchell 2 KP | 2021-06-21 02:00 | 240.016 | 218.448 | 21.568 | 0 | 409 | 593 | 218.448 | 667 |  | 409 | 667 | 775 | DISPATCHABLE | N | s277154 | 44378.4928
38753-MKT Actual June 2021 | ML2KP-Mitchell 2 KP | 2021-06-21 03:00 | 225.968 | 204.976 | 20.992 | 0 | 409 | 451 | 204.976 | 468 |  | 409 | 468 | 775 | DISPATCHABLE | N | s277154 | 44378.4928
38753-MKT Actual June 2021 | ML2KP-Mitchell 2 KP | 2021-06-21 04:00 | 225.984 | 204.96 | 21.024 | 0 | 409 | 507 | 204.96 | 547 |  | 409 | 547 | 775 | DISPATCHABLE | N | s277154 | 44378.4928
38753-MKT Actual June 2021 | ML2KP-Mitchell 2 KP | 2021-06-21 05:00 | 225.952 | 204.928 | 21.024 | 0 | 409 | 466 | 204.928 | 489 |  | 409 | 489 | 775 | DISPATCHABLE | N | s277154 | 44378.4928
38753-MKT Actual June 2021 | ML2KP-Mitchell 2 KP | 2021-06-21 06:00 | 226.4 | 205.44 | 20.96 | 0 | 409 | 615 | 205.44 | 697 |  | 409 | 697 | 775 | DISPATCHABLE | N | s277154 | 44378.4928
38753-MKT Actual June 2021 | ML2KP-Mitchell 2 KP | 2021-06-21 07:00 | 226.272 | 205.248 | 21.024 | 0 | 409 | 470 | 205.248 | 494 |  | 409 | 494 | 775 | DISPATCHABLE | N | s277154 | 44378.4928
38753-MKT Actual June 2021 | ML2KP-Mitchell 2 KP | 2021-06-21 08:00 | 226.128 | 205.072 | 21.056 | 0 | 409 | 464 | 205.072 | 486 |  | 409 | 486 | 775 | DISPATCHABLE | N | s277154 | 44378.4928
38753-MKT Actual June 2021 | ML2KP-Mitchell 2 KP | 2021-06-21 09:00 | 241.232 | 219.792 | 21.44 | 0 | 410 | 670 | 219.792 | 775 |  | 410 | 775 | 775 | DISPATCHABLE | N | s277154 | 44378.4928
38753-MKT Actual June 2021 | ML2KP-Mitchell 2 KP | 2021-06-21 10:00 | 257.44 | 235.488 | 21.952 | 0 | 410 | 670 | 235.488 | 775 |  | 410 | 775 | 775 | DISPATCHABLE | N | s277154 | 44378.4928
38753-MKT Actual June 2021 | ML2KP-Mitchell 2 KP | 2021-06-21 11:00 | 275.92 | 253.296 | 22.624 | 0 | 410 | 670 | 253.296 | 775 |  | 410 | 775 | 775 | DISPATCHABLE | N | s277154 | 44378.4928
38753-MKT Actual June 2021 | ML2KP-Mitchell 2 KP | 2021-06-21 12:00 | 313.888 | 289.824 | 24.064 | 0 | 410 | 670 | 289.824 | 775 |  | 410 | 775 | 775 | DISPATCHABLE | N | s277154 | 44378.4928
38753-MKT Actual June 2021 | ML2KP-Mitchell 2 KP | 2021-06-21 13:00 | 337.216 | 312.352 | 24.864 | 0 | 410 | 670 | 312.352 | 775 |  | 410 | 775 | 775 | DISPATCHABLE | N | s277154 | 44378.4928
38753-MKT Actual June 2021 | ML2KP-Mitchell 2 KP | 2021-06-21 14:00 | 354.544 | 328.816 | 25.728 | 0 | 410 | 671 | 328.816 | 775 |  | 410 | 775 | 775 | DISPATCHABLE | N | s277154 | 44378.4928
38753-MKT Actual June 2021 | ML2KP-Mitchell 2 KP | 2021-06-21 15:00 | 360.64 | 334.688 | 25.952 | 0 | 410 | 672 | 334.688 | 775 |  | 410 | 775 | 775 | DISPATCHABLE | N | s277154 | 44378.4928
38753-MKT Actual June 2021 | ML2KP-Mitchell 2 KP | 2021-06-21 16:00 | 355.472 | 329.744 | 25.728 | 0 | 410 | 671 | 329.744 | 775 |  | 410 | 775 | 775 | DISPATCHABLE | N | s277154 | 44378.4928
38753-MKT Actual June 2021 | ML2KP-Mitchell 2 KP | 2021-06-21 17:00 | 356.256 | 330.368 | 25.888 | 0 | 410 | 671 | 330.368 | 775 |  | 410 | 775 | 775 | DISPATCHABLE | N | s277154 | 44378.4928
38753-MKT Actual June 2021 | ML2KP-Mitchell 2 KP | 2021-06-21 18:00 | 318.32 | 294.384 | 23.936 | 0 | 410 | 728 | 294.384 | 775 |  | 410 | 775 | 775 | DISPATCHABLE | N | s277154 | 44378.4928
38753-MKT Actual June 2021 | ML2KP-Mitchell 2 KP | 2021-06-21 19:00 | 274.128 | 251.76 | 22.368 | 0 | 410 | 775 | 251.76 | 775 |  | 410 | 775 | 775 | DISPATCHABLE | N | s277154 | 44378.4928
38753-MKT Actual June 2021 | ML2KP-Mitchell 2 KP | 2021-06-21 20:00 | 242.992 | 221.648 | 21.344 | 0 | 410 | 775 | 221.648 | 775 |  | 410 | 775 | 775 | DISPATCHABLE | N | s277154 | 44378.4928
38753-MKT Actual June 2021 | ML2KP-Mitchell 2 KP | 2021-06-21 21:00 | 226.288 | 205.392 | 20.896 | 0 | 409 | 570 | 205.392 | 570 |  | 409 | 570 | 775 | DISPATCHABLE | N | s277154 | 44378.4928
38753-MKT Actual June 2021 | ML2KP-Mitchell 2 KP | 2021-06-21 22:00 | 232.688 | 211.696 | 20.992 | 0 | 409 | 730 | 211.696 | 730 |  | 409 | 730 | 775 | DISPATCHABLE | N | s277154 | 44378.4928
38753-MKT Actual June 2021 | ML2KP-Mitchell 2 KP | 2021-06-21 23:00 | 227.648 | 207.84 | 19.808 | 0 | 409 | 743 | 207.84 | 743 |  | 409 | 743 | 775 | DISPATCHABLE | N | s277154 | 44378.4928
38753-MKT Actual June 2021 | ML2KP-Mitchell 2 KP | 2021-06-22 | 232.608 | 212.864 | 19.744 | 0 | 410 | 775 | 212.864 | 775 |  | 410 | 775 | 775 | DISPATCHABLE | N | s277154 | 44378.4928
38753-MKT Actual June 2021 | ML2KP-Mitchell 2 KP | 2021-06-22 01:00 | 192.733 | 175.071 | 17.664 | 0 | 351 | 418 | 175.069 | 418 |  | 350 | 418 | 775 | DISPATCHABLE | N | s277154 | 44378.4928
38753-MKT Actual June 2021 | ML2KP-Mitchell 2 KP | 2021-06-22 02:00 | 19.624 | 16.872 | 13.792 | 11.04 | 42 | 43 | 16.872 | 43 |  | 42 | 43 | 775 | FIXED | N | s277154 | 44378.4928
38753-MKT Actual June 2021 | ML2KP-Mitchell 2 KP | 2021-06-22 03:00 | 0 | 0 | 13.312 | 13.312 | 0 | 0 | 0 | 0 |  | 0 | 0 | 775 | OFFLINE | N | s277154 | 44378.4928
38753-MKT Actual June 2021 | ML2KP-Mitchell 2 KP | 2021-06-22 04:00 | 0 | 0 | 13.248 | 13.248 | 0 | 0 | 0 | 0 |  | 0 | 0 | 775 | OFFLINE | N | s277154 | 44378.4928
38753-MKT Actual June 2021 | ML2KP-Mitchell 2 KP | 2021-06-22 05:00 | 0 | 0 | 13.088 | 13.088 | 0 | 0 | 0 | 0 |  | 0 | 0 | 775 | OFFLINE | N | s277154 | 44378.4928
38753-MKT Actual June 2021 | ML2KP-Mitchell 2 KP | 2021-06-22 06:00 | 0 | 0 | 13.152 | 13.152 | 0 | 0 | 0 | 0 |  | 0 | 0 | 775 | OFFLINE | N | s277154 | 44378.4928
38753-MKT Actual June 2021 | ML2KP-Mitchell 2 KP | 2021-06-22 07:00 | 0 | 0 | 13.184 | 13.184 | 0 | 0 | 0 | 0 |  | 0 | 0 | 775 | OFFLINE | N | s277154 | 44378.4928
38753-MKT Actual June 2021 | ML2KP-Mitchell 2 KP | 2021-06-22 08:00 | 0 | 0 | 13.12 | 13.12 | 0 | 0 | 0 | 0 |  | 0 | 0 | 775 | OFFLINE | N | s277154 | 44378.4928
38753-MKT Actual June 2021 | ML2KP-Mitchell 2 KP | 2021-06-22 09:00 | 0 | 0 | 13.152 | 13.152 | 0 | 0 | 0 | 0 |  | 0 | 0 | 775 | OFFLINE | N | s277154 | 44378.4928
38753-MKT Actual June 2021 | ML2KP-Mitchell 2 KP | 2021-06-22 10:00 | 0 | 0 | 13.568 | 13.568 | 0 | 0 | 0 | 0 |  | 0 | 0 | 775 | OFFLINE | N | s277154 | 44378.4928
38753-MKT Actual June 2021 | ML2KP-Mitchell 2 KP | 2021-06-22 11:00 | 0 | 0 | 13.696 | 13.696 | 0 | 0 | 0 | 0 |  | 0 | 0 | 775 | OFFLINE | N | s277154 | 44378.4928
38753-MKT Actual June 2021 | ML2KP-Mitchell 2 KP | 2021-06-22 12:00 | 0 | 0 | 13.856 | 13.856 | 0 | 0 | 0 | 0 |  | 0 | 0 | 775 | OFFLINE | N | s277154 | 44378.4928
38753-MKT Actual June 2021 | ML2KP-Mitchell 2 KP | 2021-06-22 13:00 | 0 | 0 | 13.792 | 13.792 | 0 | 0 | 0 | 0 |  | 0 | 0 | 775 | OFFLINE | N | s277154 | 44378.4928
38753-MKT Actual June 2021 | ML2KP-Mitchell 2 KP | 2021-06-22 14:00 | 0 | 0 | 13.76 | 13.76 | 0 | 0 | 0 | 0 |  | 0 | 0 | 775 | OFFLINE | N | s277154 | 44378.4928
38753-MKT Actual June 2021 | ML2KP-Mitchell 2 KP | 2021-06-22 15:00 | 0 | 0 | 13.664 | 13.664 | 0 | 0 | 0 | 0 |  | 0 | 0 | 775 | OFFLINE | N | s277154 | 44378.4928
38753-MKT Actual June 2021 | ML2KP-Mitchell 2 KP | 2021-06-22 16:00 | 0 | 0 | 13.504 | 13.504 | 0 | 0 | 0 | 0 |  | 0 | 0 | 775 | OFFLINE | N | s277154 | 44378.4928
38753-MKT Actual June 2021 | ML2KP-Mitchell 2 KP | 2021-06-22 17:00 | 0 | 0 | 13.728 | 13.728 | 0 | 0 | 0 | 0 |  | 0 | 0 | 775 | OFFLINE | N | s277154 | 44378.4928
38753-MKT Actual June 2021 | ML2KP-Mitchell 2 KP | 2021-06-22 18:00 | 0 | 0 | 11.936 | 11.936 | 0 | 0 | 0 | 0 |  | 0 | 0 | 775 | OFFLINE | N | s277154 | 44378.4928
38753-MKT Actual June 2021 | ML2KP-Mitchell 2 KP | 2021-06-22 19:00 | 0 | 0 | 7.52 | 7.52 | 0 | 0 | 0 | 0 |  | 0 | 0 | 775 | OFFLINE | N | s277154 | 44378.4928
38753-MKT Actual June 2021 | ML2KP-Mitchell 2 KP | 2021-06-22 20:00 | 0 | 0 | 7.392 | 7.392 | 0 | 0 | 0 | 0 |  | 0 | 0 | 775 | OFFLINE | N | s277154 | 44378.4928
38753-MKT Actual June 2021 | ML2KP-Mitchell 2 KP | 2021-06-22 21:00 | 0 | 0 | 6.784 | 6.784 | 0 | 0 | 0 | 0 |  | 0 | 0 | 775 | OFFLINE | N | s277154 | 44378.4928
38753-MKT Actual June 2021 | ML2KP-Mitchell 2 KP | 2021-06-22 22:00 | 0 | 0 | 6.816 | 6.816 | 0 | 0 | 0 | 0 |  | 0 | 0 | 775 | OFFLINE | N | s277154 | 44378.4928
38753-MKT Actual June 2021 | ML2KP-Mitchell 2 KP | 2021-06-22 23:00 | 0 | 0 | 6.816 | 6.816 | 0 | 0 | 0 | 0 |  | 0 | 0 | 775 | OFFLINE | N | s277154 | 44378.4928
38753-MKT Actual June 2021 | ML2KP-Mitchell 2 KP | 2021-06-23 | 0 | 0 | 6.816 | 6.816 | 0 | 0 | 0 | 0 |  | 0 | 0 | 775 | OFFLINE | N | s277154 | 44378.4928
38753-MKT Actual June 2021 | ML2KP-Mitchell 2 KP | 2021-06-23 01:00 | 0 | 0 | 6.788 | 6.788 | 0 | 0 | 0 | 0 |  | 0 | 0 | 775 | OFFLINE | N | s277154 | 44378.4928
38753-MKT Actual June 2021 | ML2KP-Mitchell 2 KP | 2021-06-23 02:00 | 0 | 0 | 6.624 | 6.624 | 0 | 0 | 0 | 0 |  | 0 | 0 | 775 | OFFLINE | N | s277154 | 44378.4928
38753-MKT Actual June 2021 | ML2KP-Mitchell 2 KP | 2021-06-23 03:00 | 0 | 0 | 6.176 | 6.176 | 0 | 0 | 0 | 0 |  | 0 | 0 | 775 | OFFLINE | N | s277154 | 44378.4928
38753-MKT Actual June 2021 | ML2KP-Mitchell 2 KP | 2021-06-23 04:00 | 0 | 0 | 6.208 | 6.208 | 0 | 0 | 0 | 0 |  | 0 | 0 | 775 | OFFLINE | N | s277154 | 44378.4928
38753-MKT Actual June 2021 | ML2KP-Mitchell 2 KP | 2021-06-23 05:00 | 0 | 0 | 6.144 | 6.144 | 0 | 0 | 0 | 0 |  | 0 | 0 | 775 | OFFLINE | N | s277154 | 44378.4928
38753-MKT Actual June 2021 | ML2KP-Mitchell 2 KP | 2021-06-23 06:00 | 0 | 0 | 6.144 | 6.144 | 0 | 0 | 0 | 0 |  | 0 | 0 | 775 | OFFLINE | N | s277154 | 44378.4928
38753-MKT Actual June 2021 | ML2KP-Mitchell 2 KP | 2021-06-23 07:00 | 0 | 0 | 6.208 | 6.208 | 0 | 0 | 0 | 0 |  | 0 | 0 | 775 | OFFLINE | N | s277154 | 44378.4928
38753-MKT Actual June 2021 | ML2KP-Mitchell 2 KP | 2021-06-23 08:00 | 0 | 0 | 6.304 | 6.304 | 0 | 0 | 0 | 0 |  | 0 | 0 | 775 | OFFLINE | N | s277154 | 44378.4928
38753-MKT Actual June 2021 | ML2KP-Mitchell 2 KP | 2021-06-23 09:00 | 0 | 0 | 6.336 | 6.336 | 0 | 0 | 0 | 0 |  | 0 | 0 | 775 | OFFLINE | N | s277154 | 44378.4928
38753-MKT Actual June 2021 | ML2KP-Mitchell 2 KP | 2021-06-23 10:00 | 0 | 0 | 5.018 | 5.018 | 0 | 0 | 0 | 0 |  | 0 | 0 | 775 | OFFLINE | N | s277154 | 44378.4928
38753-MKT Actual June 2021 | ML2KP-Mitchell 2 KP | 2021-06-23 11:00 | 0 | 0 | 4.595 | 4.595 | 0 | 0 | 0 | 0 |  | 0 | 0 | 775 | OFFLINE | N | s277154 | 44378.4928
38753-MKT Actual June 2021 | ML2KP-Mitchell 2 KP | 2021-06-23 12:00 | 0 | 0 | 4.596 | 4.596 | 0 | 0 | 0 | 0 |  | 0 | 0 | 775 | OFFLINE | N | s277154 | 44378.4928
38753-MKT Actual June 2021 | ML2KP-Mitchell 2 KP | 2021-06-23 13:00 | 0 | 0 | 4.591 | 4.591 | 0 | 0 | 0 | 0 |  | 0 | 0 | 775 | OFFLINE | N | s277154 | 44378.4928
38753-MKT Actual June 2021 | ML2KP-Mitchell 2 KP | 2021-06-23 14:00 | 0 | 0 | 4.596 | 4.596 | 0 | 0 | 0 | 0 |  | 0 | 0 | 775 | OFFLINE | N | s277154 | 44378.4928
38753-MKT Actual June 2021 | ML2KP-Mitchell 2 KP | 2021-06-23 15:00 | 0 | 0 | 4.544 | 4.544 | 0 | 0 | 0 | 0 |  | 0 | 0 | 775 | OFFLINE | N | s277154 | 44378.4928
38753-MKT Actual June 2021 | ML2KP-Mitchell 2 KP | 2021-06-23 16:00 | 0 | 0 | 4.544 | 4.544 | 0 | 0 | 0 | 0 |  | 0 | 0 | 775 | OFFLINE | N | s277154 | 44378.4928
38753-MKT Actual June 2021 | ML2KP-Mitchell 2 KP | 2021-06-23 17:00 | 0 | 0 | 4.48 | 4.48 | 0 | 0 | 0 | 0 |  | 0 | 0 | 775 | OFFLINE | N | s277154 | 44378.4928
38753-MKT Actual June 2021 | ML2KP-Mitchell 2 KP | 2021-06-23 18:00 | 0 | 0 | 4.16 | 4.16 | 0 | 0 | 0 | 0 |  | 0 | 0 | 775 | OFFLINE | N | s277154 | 44378.4928
38753-MKT Actual June 2021 | ML2KP-Mitchell 2 KP | 2021-06-23 19:00 | 0 | 0 | 4.128 | 4.128 | 0 | 0 | 0 | 0 |  | 0 | 0 | 775 | OFFLINE | N | s277154 | 44378.4928
38753-MKT Actual June 2021 | ML2KP-Mitchell 2 KP | 2021-06-23 20:00 | 0 | 0 | 4.128 | 4.128 | 0 | 0 | 0 | 0 |  | 0 | 0 | 775 | OFFLINE | N | s277154 | 44378.4928
38753-MKT Actual June 2021 | ML2KP-Mitchell 2 KP | 2021-06-23 21:00 | 0 | 0 | 4.16 | 4.16 | 0 | 0 | 0 | 0 |  | 0 | 0 | 775 | OFFLINE | N | s277154 | 44378.4928
38753-MKT Actual June 2021 | ML2KP-Mitchell 2 KP | 2021-06-23 22:00 | 0 | 0 | 3.968 | 3.968 | 0 | 0 | 0 | 0 |  | 0 | 0 | 775 | OFFLINE | N | s277154 | 44378.4928
38753-MKT Actual June 2021 | ML2KP-Mitchell 2 KP | 2021-06-23 23:00 | 0 | 0 | 3.776 | 3.776 | 0 | 0 | 0 | 0 |  | 0 | 0 | 775 | OFFLINE | N | s277154 | 44378.4928
38753-MKT Actual June 2021 | ML2KP-Mitchell 2 KP | 2021-06-24 | 0 | 0 | 3.776 | 3.776 | 0 | 0 | 0 | 0 |  | 0 | 0 | 775 | OFFLINE | N | s277154 | 44378.4928
38753-MKT Actual June 2021 | ML2KP-Mitchell 2 KP | 2021-06-24 01:00 | 0 | 0 | 3.744 | 3.744 | 0 | 0 | 0 | 0 |  | 0 | 0 | 775 | OFFLINE | N | s277154 | 44378.4928
38753-MKT Actual June 2021 | ML2KP-Mitchell 2 KP | 2021-06-24 02:00 | 0 | 0 | 3.755 | 3.755 | 0 | 0 | 0 | 0 |  | 0 | 0 | 775 | OFFLINE | N | s277154 | 44378.4928
38753-MKT Actual June 2021 | ML2KP-Mitchell 2 KP | 2021-06-24 03:00 | 0 | 0 | 3.83 | 3.83 | 0 | 0 | 0 | 0 |  | 0 | 0 | 775 | OFFLINE | N | s277154 | 44378.4928
38753-MKT Actual June 2021 | ML2KP-Mitchell 2 KP | 2021-06-24 04:00 | 0 | 0 | 3.823 | 3.823 | 0 | 0 | 0 | 0 |  | 0 | 0 | 775 | OFFLINE | N | s277154 | 44378.4928
38753-MKT Actual June 2021 | ML2KP-Mitchell 2 KP | 2021-06-24 05:00 | 0 | 0 | 3.784 | 3.784 | 0 | 0 | 0 | 0 |  | 0 | 0 | 775 | OFFLINE | N | s277154 | 44378.4928
38753-MKT Actual June 2021 | ML2KP-Mitchell 2 KP | 2021-06-24 06:00 | 0 | 0 | 4.898 | 4.898 | 0 | 0 | 0 | 0 |  | 0 | 0 | 775 | OFFLINE | N | s277154 | 44378.4928
38753-MKT Actual June 2021 | ML2KP-Mitchell 2 KP | 2021-06-24 07:00 | 0 | 0 | 4.915 | 4.915 | 0 | 0 | 0 | 0 |  | 0 | 0 | 775 | OFFLINE | N | s277154 | 44378.4928
38753-MKT Actual June 2021 | ML2KP-Mitchell 2 KP | 2021-06-24 08:00 | 0 | 0 | 4.967 | 4.967 | 0 | 0 | 0 | 0 |  | 0 | 0 | 775 | OFFLINE | N | s277154 | 44378.4928
38753-MKT Actual June 2021 | ML2KP-Mitchell 2 KP | 2021-06-24 09:00 | 0 | 0 | 5.998 | 5.998 | 0 | 0 | 0 | 0 |  | 0 | 0 | 775 | OFFLINE | N | s277154 | 44378.4928
38753-MKT Actual June 2021 | ML2KP-Mitchell 2 KP | 2021-06-24 10:00 | 0 | 0 | 6.037 | 6.037 | 0 | 0 | 0 | 0 |  | 0 | 0 | 775 | OFFLINE | N | s277154 | 44378.4928
38753-MKT Actual June 2021 | ML2KP-Mitchell 2 KP | 2021-06-24 11:00 | 0 | 0 | 6.031 | 6.031 | 0 | 0 | 0 | 0 |  | 0 | 0 | 775 | OFFLINE | N | s277154 | 44378.4928
38753-MKT Actual June 2021 | ML2KP-Mitchell 2 KP | 2021-06-24 12:00 | 0 | 0 | 5.975 | 5.975 | 0 | 0 | 0 | 0 |  | 0 | 0 | 775 | OFFLINE | N | s277154 | 44378.4928
38753-MKT Actual June 2021 | ML2KP-Mitchell 2 KP | 2021-06-24 13:00 | 0 | 0 | 5.761 | 5.761 | 0 | 0 | 0 | 0 |  | 0 | 0 | 775 | OFFLINE | N | s277154 | 44378.4928
38753-MKT Actual June 2021 | ML2KP-Mitchell 2 KP | 2021-06-24 14:00 | 0 | 0 | 5.687 | 5.687 | 0 | 0 | 0 | 0 |  | 0 | 0 | 775 | OFFLINE | N | s277154 | 44378.4928
38753-MKT Actual June 2021 | ML2KP-Mitchell 2 KP | 2021-06-24 15:00 | 0 | 0 | 5.716 | 5.716 | 0 | 0 | 0 | 0 |  | 0 | 0 | 775 | OFFLINE | N | s277154 | 44378.4928
38753-MKT Actual June 2021 | ML2KP-Mitchell 2 KP | 2021-06-24 16:00 | 0 | 0 | 5.766 | 5.766 | 0 | 0 | 0 | 0 |  | 0 | 0 | 775 | OFFLINE | N | s277154 | 44378.4928
38753-MKT Actual June 2021 | ML2KP-Mitchell 2 KP | 2021-06-24 17:00 | 0 | 0 | 5.717 | 5.717 | 0 | 0 | 0 | 0 |  | 0 | 0 | 775 | OFFLINE | N | s277154 | 44378.4928
38753-MKT Actual June 2021 | ML2KP-Mitchell 2 KP | 2021-06-24 18:00 | 0 | 0 | 5.237 | 5.237 | 0 | 0 | 0 | 0 |  | 0 | 0 | 775 | OFFLINE | N | s277154 | 44378.4928
38753-MKT Actual June 2021 | ML2KP-Mitchell 2 KP | 2021-06-24 19:00 | 0 | 0 | 4.657 | 4.657 | 0 | 0 | 0 | 0 |  | 0 | 0 | 775 | OFFLINE | N | s277154 | 44378.4928
38753-MKT Actual June 2021 | ML2KP-Mitchell 2 KP | 2021-06-24 20:00 | 0 | 0 | 4.652 | 4.652 | 0 | 0 | 0 | 0 |  | 0 | 0 | 775 | OFFLINE | N | s277154 | 44378.4928
38753-MKT Actual June 2021 | ML2KP-Mitchell 2 KP | 2021-06-24 21:00 | 0 | 0 | 4.663 | 4.663 | 0 | 0 | 0 | 0 |  | 0 | 0 | 775 | OFFLINE | N | s277154 | 44378.4928
38753-MKT Actual June 2021 | ML2KP-Mitchell 2 KP | 2021-06-24 22:00 | 0 | 0 | 4.815 | 4.815 | 0 | 0 | 0 | 0 |  | 0 | 0 | 775 | OFFLINE | N | s277154 | 44378.4928
38753-MKT Actual June 2021 | ML2KP-Mitchell 2 KP | 2021-06-24 23:00 | 0 | 0 | 3.922 | 3.922 | 0 | 0 | 0 | 0 |  | 0 | 0 | 775 | OFFLINE | N | s277154 | 44378.4928
38753-MKT Actual June 2021 | ML2KP-Mitchell 2 KP | 2021-06-25 | 0 | 0 | 3.659 | 3.659 | 0 | 0 | 0 | 0 |  | 0 | 0 | 775 | OFFLINE | N | s277154 | 44378.4928
38753-MKT Actual June 2021 | ML2KP-Mitchell 2 KP | 2021-06-25 01:00 | 0 | 0 | 3.614 | 3.614 | 0 | 0 | 0 | 0 |  | 0 | 0 | 775 | OFFLINE | N | s277154 | 44378.4928
38753-MKT Actual June 2021 | ML2KP-Mitchell 2 KP | 2021-06-25 02:00 | 0 | 0 | 3.616 | 3.616 | 0 | 0 | 0 | 0 |  | 0 | 0 | 775 | OFFLINE | N | s277154 | 44378.4932
38753-MKT Actual June 2021 | ML2KP-Mitchell 2 KP | 2021-06-25 03:00 | 0 | 0 | 3.68 | 3.68 | 0 | 0 | 0 | 0 |  | 0 | 0 | 775 | OFFLINE | N | s277154 | 44378.4932
38753-MKT Actual June 2021 | ML2KP-Mitchell 2 KP | 2021-06-25 04:00 | 0 | 0 | 3.648 | 3.648 | 0 | 0 | 0 | 0 |  | 0 | 0 | 775 | OFFLINE | N | s277154 | 44378.4932
38753-MKT Actual June 2021 | ML2KP-Mitchell 2 KP | 2021-06-25 05:00 | 0 | 0 | 3.584 | 3.584 | 0 | 0 | 0 | 0 |  | 0 | 0 | 775 | OFFLINE | N | s277154 | 44378.4932
38753-MKT Actual June 2021 | ML2KP-Mitchell 2 KP | 2021-06-25 06:00 | 0 | 0 | 3.584 | 3.584 | 0 | 0 | 0 | 0 |  | 0 | 0 | 775 | OFFLINE | N | s277154 | 44378.4932
38753-MKT Actual June 2021 | ML2KP-Mitchell 2 KP | 2021-06-25 07:00 | 0 | 0 | 3.648 | 3.648 | 0 | 0 | 0 | 0 |  | 0 | 0 | 775 | OFFLINE | N | s277154 | 44378.4932
38753-MKT Actual June 2021 | ML2KP-Mitchell 2 KP | 2021-06-25 08:00 | 0 | 0 | 3.648 | 3.648 | 0 | 0 | 0 | 0 |  | 0 | 0 | 775 | OFFLINE | N | s277154 | 44378.4932
38753-MKT Actual June 2021 | ML2KP-Mitchell 2 KP | 2021-06-25 09:00 | 0 | 0 | 3.456 | 3.456 | 0 | 0 | 0 | 0 |  | 0 | 0 | 775 | OFFLINE | N | s277154 | 44378.4932
38753-MKT Actual June 2021 | ML2KP-Mitchell 2 KP | 2021-06-25 10:00 | 0 | 0 | 3.328 | 3.328 | 0 | 0 | 0 | 0 |  | 0 | 0 | 775 | OFFLINE | N | s277154 | 44378.4932
38753-MKT Actual June 2021 | ML2KP-Mitchell 2 KP | 2021-06-25 11:00 | 0 | 0 | 3.36 | 3.36 | 0 | 0 | 0 | 0 |  | 0 | 0 | 775 | OFFLINE | N | s277154 | 44378.4932
38753-MKT Actual June 2021 | ML2KP-Mitchell 2 KP | 2021-06-25 12:00 | 0 | 0 | 3.36 | 3.36 | 0 | 0 | 0 | 0 |  | 0 | 0 | 775 | OFFLINE | N | s277154 | 44378.4932
38753-MKT Actual June 2021 | ML2KP-Mitchell 2 KP | 2021-06-25 13:00 | 0 | 0 | 3.36 | 3.36 | 0 | 0 | 0 | 0 |  | 0 | 0 | 775 | OFFLINE | N | s277154 | 44378.4932
38753-MKT Actual June 2021 | ML2KP-Mitchell 2 KP | 2021-06-25 14:00 | 0 | 0 | 3.36 | 3.36 | 0 | 0 | 0 | 0 |  | 0 | 0 | 775 | OFFLINE | N | s277154 | 44378.4932
38753-MKT Actual June 2021 | ML2KP-Mitchell 2 KP | 2021-06-25 15:00 | 0 | 0 | 3.36 | 3.36 | 0 | 0 | 0 | 0 |  | 0 | 0 | 775 | OFFLINE | N | s277154 | 44378.4932
38753-MKT Actual June 2021 | ML2KP-Mitchell 2 KP | 2021-06-25 16:00 | 0 | 0 | 3.328 | 3.328 | 0 | 0 | 0 | 0 |  | 0 | 0 | 775 | OFFLINE | N | s277154 | 44378.4932
38753-MKT Actual June 2021 | ML2KP-Mitchell 2 KP | 2021-06-25 17:00 | 0 | 0 | 3.296 | 3.296 | 0 | 0 | 0 | 0 |  | 0 | 0 | 775 | OFFLINE | N | s277154 | 44378.4932
38753-MKT Actual June 2021 | ML2KP-Mitchell 2 KP | 2021-06-25 18:00 | 0 | 0 | 3.296 | 3.296 | 0 | 0 | 0 | 0 |  | 0 | 0 | 775 | OFFLINE | N | s277154 | 44378.4932
38753-MKT Actual June 2021 | ML2KP-Mitchell 2 KP | 2021-06-25 19:00 | 0 | 0 | 3.296 | 3.296 | 0 | 0 | 0 | 0 |  | 0 | 0 | 775 | OFFLINE | N | s277154 | 44378.4932
38753-MKT Actual June 2021 | ML2KP-Mitchell 2 KP | 2021-06-25 20:00 | 0 | 0 | 3.36 | 3.36 | 0 | 0 | 0 | 0 |  | 0 | 0 | 775 | OFFLINE | N | s277154 | 44378.4932
38753-MKT Actual June 2021 | ML2KP-Mitchell 2 KP | 2021-06-25 21:00 | 0 | 0 | 3.328 | 3.328 | 0 | 0 | 0 | 0 |  | 0 | 0 | 775 | OFFLINE | N | s277154 | 44378.4932
38753-MKT Actual June 2021 | ML2KP-Mitchell 2 KP | 2021-06-25 22:00 | 0 | 0 | 3.328 | 3.328 | 0 | 0 | 0 | 0 |  | 0 | 0 | 775 | OFFLINE | N | s277154 | 44378.4932
38753-MKT Actual June 2021 | ML2KP-Mitchell 2 KP | 2021-06-25 23:00 | 0 | 0 | 3.36 | 3.36 | 0 | 0 | 0 | 0 |  | 0 | 0 | 775 | OFFLINE | N | s277154 | 44378.4932
38753-MKT Actual June 2021 | ML2KP-Mitchell 2 KP | 2021-06-26 | 0 | 0 | 3.296 | 3.296 | 0 | 0 | 0 | 0 |  | 0 | 0 | 775 | OFFLINE | N | s277154 | 44378.4932
38753-MKT Actual June 2021 | ML2KP-Mitchell 2 KP | 2021-06-26 01:00 | 0 | 0 | 3.328 | 3.328 | 0 | 0 | 0 | 0 |  | 0 | 0 | 775 | OFFLINE | N | s277154 | 44378.4932
38753-MKT Actual June 2021 | ML2KP-Mitchell 2 KP | 2021-06-26 02:00 | 0 | 0 | 3.322 | 3.322 | 0 | 0 | 0 | 0 |  | 0 | 0 | 775 | OFFLINE | N | s277154 | 44378.4932
38753-MKT Actual June 2021 | ML2KP-Mitchell 2 KP | 2021-06-26 03:00 | 0 | 0 | 3.351 | 3.351 | 0 | 0 | 0 | 0 |  | 0 | 0 | 775 | OFFLINE | N | s277154 | 44378.4932
38753-MKT Actual June 2021 | ML2KP-Mitchell 2 KP | 2021-06-26 04:00 | 0 | 0 | 3.338 | 3.338 | 0 | 0 | 0 | 0 |  | 0 | 0 | 775 | OFFLINE | N | s277154 | 44378.4932
38753-MKT Actual June 2021 | ML2KP-Mitchell 2 KP | 2021-06-26 05:00 | 0 | 0 | 3.287 | 3.287 | 0 | 0 | 0 | 0 |  | 0 | 0 | 775 | OFFLINE | N | s277154 | 44378.4932
38753-MKT Actual June 2021 | ML2KP-Mitchell 2 KP | 2021-06-26 06:00 | 0 | 0 | 3.285 | 3.285 | 0 | 0 | 0 | 0 |  | 0 | 0 | 775 | OFFLINE | N | s277154 | 44378.4932
38753-MKT Actual June 2021 | ML2KP-Mitchell 2 KP | 2021-06-26 07:00 | 0 | 0 | 3.331 | 3.331 | 0 | 0 | 0 | 0 |  | 0 | 0 | 775 | OFFLINE | N | s277154 | 44378.4932
38753-MKT Actual June 2021 | ML2KP-Mitchell 2 KP | 2021-06-26 08:00 | 0 | 0 | 3.33 | 3.33 | 0 | 0 | 0 | 0 |  | 0 | 0 | 775 | OFFLINE | N | s277154 | 44378.4932
38753-MKT Actual June 2021 | ML2KP-Mitchell 2 KP | 2021-06-26 09:00 | 0 | 0 | 3.261 | 3.261 | 0 | 0 | 0 | 0 |  | 0 | 0 | 775 | OFFLINE | N | s277154 | 44378.4932
38753-MKT Actual June 2021 | ML2KP-Mitchell 2 KP | 2021-06-26 10:00 | 0 | 0 | 3.292 | 3.292 | 0 | 0 | 0 | 0 |  | 0 | 0 | 775 | OFFLINE | N | s277154 | 44378.4932
38753-MKT Actual June 2021 | ML2KP-Mitchell 2 KP | 2021-06-26 11:00 | 0 | 0 | 3.322 | 3.322 | 0 | 0 | 0 | 0 |  | 0 | 0 | 775 | OFFLINE | N | s277154 | 44378.4932
38753-MKT Actual June 2021 | ML2KP-Mitchell 2 KP | 2021-06-26 12:00 | 0 | 0 | 2.928 | 2.928 | 0 | 0 | 0 | 0 |  | 0 | 0 | 775 | OFFLINE | N | s277154 | 44378.4932
38753-MKT Actual June 2021 | ML2KP-Mitchell 2 KP | 2021-06-26 13:00 | 0 | 0 | 3.101 | 3.101 | 0 | 0 | 0 | 0 |  | 0 | 0 | 775 | OFFLINE | N | s277154 | 44378.4932
38753-MKT Actual June 2021 | ML2KP-Mitchell 2 KP | 2021-06-26 14:00 | 0 | 0 | 3.094 | 3.094 | 0 | 0 | 0 | 0 |  | 0 | 0 | 775 | OFFLINE | N | s277154 | 44378.4932
38753-MKT Actual June 2021 | ML2KP-Mitchell 2 KP | 2021-06-26 15:00 | 0 | 0 | 3.11 | 3.11 | 0 | 0 | 0 | 0 |  | 0 | 0 | 775 | OFFLINE | N | s277154 | 44378.4932
38753-MKT Actual June 2021 | ML2KP-Mitchell 2 KP | 2021-06-26 16:00 | 0 | 0 | 3.106 | 3.106 | 0 | 0 | 0 | 0 |  | 0 | 0 | 775 | OFFLINE | N | s277154 | 44378.4932
38753-MKT Actual June 2021 | ML2KP-Mitchell 2 KP | 2021-06-26 17:00 | 0 | 0 | 3.109 | 3.109 | 0 | 0 | 0 | 0 |  | 0 | 0 | 775 | OFFLINE | N | s277154 | 44378.4932
38753-MKT Actual June 2021 | ML2KP-Mitchell 2 KP | 2021-06-26 18:00 | 0 | 0 | 3.827 | 3.827 | 0 | 0 | 0 | 0 |  | 0 | 0 | 775 | OFFLINE | N | s277154 | 44378.4932
38753-MKT Actual June 2021 | ML2KP-Mitchell 2 KP | 2021-06-26 19:00 | 0 | 0 | 4.195 | 4.195 | 0 | 0 | 0 | 0 |  | 0 | 0 | 775 | OFFLINE | N | s277154 | 44378.4932
38753-MKT Actual June 2021 | ML2KP-Mitchell 2 KP | 2021-06-26 20:00 | 0 | 0 | 4.182 | 4.182 | 0 | 0 | 0 | 0 |  | 0 | 0 | 775 | OFFLINE | N | s277154 | 44378.4932
38753-MKT Actual June 2021 | ML2KP-Mitchell 2 KP | 2021-06-26 21:00 | 0 | 0 | 4.105 | 4.105 | 0 | 0 | 0 | 0 |  | 0 | 0 | 775 | OFFLINE | N | s277154 | 44378.4932
38753-MKT Actual June 2021 | ML2KP-Mitchell 2 KP | 2021-06-26 22:00 | 0 | 0 | 4.096 | 4.096 | 0 | 0 | 0 | 0 |  | 0 | 0 | 775 | OFFLINE | N | s277154 | 44378.4932
38753-MKT Actual June 2021 | ML2KP-Mitchell 2 KP | 2021-06-26 23:00 | 0 | 0 | 4.162 | 4.162 | 0 | 0 | 0 | 0 |  | 0 | 0 | 775 | OFFLINE | N | s277154 | 44378.4932
38753-MKT Actual June 2021 | ML2KP-Mitchell 2 KP | 2021-06-27 | 0 | 0 | 4.162 | 4.162 | 0 | 0 | 0 | 0 |  | 0 | 0 | 775 | OFFLINE | N | s277154 | 44378.4932
38753-MKT Actual June 2021 | ML2KP-Mitchell 2 KP | 2021-06-27 01:00 | 0 | 0 | 4.126 | 4.126 | 0 | 0 | 0 | 0 |  | 0 | 0 | 775 | OFFLINE | N | s277154 | 44378.4932
38753-MKT Actual June 2021 | ML2KP-Mitchell 2 KP | 2021-06-27 02:00 | 0 | 0 | 0 | 0 | 0 | 0 | 0 | 0 |  | 0 | 0 | 775 | OFFLINE | N | s277154 | 44378.4932
38753-MKT Actual June 2021 | ML2KP-Mitchell 2 KP | 2021-06-27 03:00 | 0 | 0 | 0 | 0 | 0 | 0 | 0 | 0 |  | 0 | 0 | 775 | OFFLINE | N | s277154 | 44378.4932
38753-MKT Actual June 2021 | ML2KP-Mitchell 2 KP | 2021-06-27 04:00 | 0 | 0 | 0 | 0 | 0 | 0 | 0 | 0 |  | 0 | 0 | 775 | OFFLINE | N | s277154 | 44378.4932
38753-MKT Actual June 2021 | ML2KP-Mitchell 2 KP | 2021-06-27 05:00 | 0 | 0 | 0 | 0 | 0 | 0 | 0 | 0 |  | 0 | 0 | 775 | OFFLINE | N | s277154 | 44378.4932
38753-MKT Actual June 2021 | ML2KP-Mitchell 2 KP | 2021-06-27 06:00 | 0 | 0 | 0 | 0 | 0 | 0 | 0 | 0 |  | 0 | 0 | 775 | OFFLINE | N | s277154 | 44378.4932
38753-MKT Actual June 2021 | ML2KP-Mitchell 2 KP | 2021-06-27 07:00 | 0 | 0 | 0 | 0 | 0 | 0 | 0 | 0 |  | 0 | 0 | 775 | OFFLINE | N | s277154 | 44378.4932
38753-MKT Actual June 2021 | ML2KP-Mitchell 2 KP | 2021-06-27 08:00 | 0 | 0 | 0 | 0 | 0 | 0 | 0 | 0 |  | 0 | 0 | 775 | OFFLINE | N | s277154 | 44378.4932
38753-MKT Actual June 2021 | ML2KP-Mitchell 2 KP | 2021-06-27 09:00 | 0 | 0 | 0 | 0 | 0 | 0 | 0 | 0 |  | 0 | 0 | 775 | OFFLINE | N | s277154 | 44378.4932
38753-MKT Actual June 2021 | ML2KP-Mitchell 2 KP | 2021-06-27 10:00 | 0 | 0 | 0 | 0 | 0 | 0 | 0 | 0 |  | 0 | 0 | 775 | OFFLINE | N | s277154 | 44378.4932
38753-MKT Actual June 2021 | ML2KP-Mitchell 2 KP | 2021-06-27 11:00 | 0 | 0 | 0 | 0 | 0 | 0 | 0 | 0 |  | 0 | 0 | 775 | OFFLINE | N | s277154 | 44378.4932
38753-MKT Actual June 2021 | ML2KP-Mitchell 2 KP | 2021-06-27 12:00 | 0 | 0 | 0 | 0 | 0 | 0 | 0 | 0 |  | 0 | 0 | 775 | OFFLINE | N | s277154 | 44378.4932
38753-MKT Actual June 2021 | ML2KP-Mitchell 2 KP | 2021-06-27 13:00 | 0 | 0 | 0 | 0 | 0 | 0 | 0 | 0 |  | 0 | 0 | 775 | OFFLINE | N | s277154 | 44378.4932
38753-MKT Actual June 2021 | ML2KP-Mitchell 2 KP | 2021-06-27 14:00 | 0 | 0 | 0 | 0 | 0 | 0 | 0 | 0 |  | 0 | 0 | 775 | OFFLINE | N | s277154 | 44378.4932
38753-MKT Actual June 2021 | ML2KP-Mitchell 2 KP | 2021-06-27 15:00 | 0 | 0 | 0 | 0 | 0 | 0 | 0 | 0 |  | 0 | 0 | 775 | OFFLINE | N | s277154 | 44378.4932
38753-MKT Actual June 2021 | ML2KP-Mitchell 2 KP | 2021-06-27 16:00 | 0 | 0 | 0 | 0 | 0 | 0 | 0 | 0 |  | 0 | 0 | 775 | OFFLINE | N | s277154 | 44378.4932
38753-MKT Actual June 2021 | ML2KP-Mitchell 2 KP | 2021-06-27 17:00 | 0 | 0 | 0 | 0 | 0 | 0 | 0 | 0 |  | 0 | 0 | 775 | OFFLINE | N | s277154 | 44378.4932
38753-MKT Actual June 2021 | ML2KP-Mitchell 2 KP | 2021-06-27 18:00 | 0 | 0 | 0 | 0 | 0 | 0 | 0 | 0 |  | 0 | 0 | 775 | OFFLINE | N | s277154 | 44378.4932
38753-MKT Actual June 2021 | ML2KP-Mitchell 2 KP | 2021-06-27 19:00 | 0 | 0 | 0 | 0 | 0 | 0 | 0 | 0 |  | 0 | 0 | 775 | OFFLINE | N | s277154 | 44378.4932
38753-MKT Actual June 2021 | ML2KP-Mitchell 2 KP | 2021-06-27 20:00 | 0 | 0 | 0 | 0 | 0 | 0 | 0 | 0 |  | 0 | 0 | 775 | OFFLINE | N | s277154 | 44378.4932
38753-MKT Actual June 2021 | ML2KP-Mitchell 2 KP | 2021-06-27 21:00 | 0 | 0 | 0 | 0 | 0 | 0 | 0 | 0 |  | 0 | 0 | 775 | OFFLINE | N | s277154 | 44378.4932
38753-MKT Actual June 2021 | ML2KP-Mitchell 2 KP | 2021-06-27 22:00 | 0 | 0 | 0 | 0 | 0 | 0 | 0 | 0 |  | 0 | 0 | 775 | OFFLINE | N | s277154 | 44378.4932
38753-MKT Actual June 2021 | ML2KP-Mitchell 2 KP | 2021-06-27 23:00 | 0 | 0 | 0 | 0 | 0 | 0 | 0 | 0 |  | 0 | 0 | 775 | OFFLINE | N | s277154 | 44378.4932
38753-MKT Actual June 2021 | ML2KP-Mitchell 2 KP | 2021-06-28 | 0 | 0 | 0 | 0 | 0 | 0 | 0 | 0 |  | 0 | 0 | 775 | OFFLINE | N | s277154 | 44378.4932
38753-MKT Actual June 2021 | ML2KP-Mitchell 2 KP | 2021-06-28 01:00 | 0 | 0 | 0 | 0 | 0 | 0 | 0 | 0 |  | 0 | 0 | 775 | OFFLINE | N | s277154 | 44378.4932
38753-MKT Actual June 2021 | ML2KP-Mitchell 2 KP | 2021-06-28 02:00 | 0 | 0 | 3.34 | 3.34 | 0 | 0 | 0 | 0 |  | 0 | 0 | 775 | OFFLINE | N | s277154 | 44378.4932
38753-MKT Actual June 2021 | ML2KP-Mitchell 2 KP | 2021-06-28 03:00 | 0 | 0 | 3.291 | 3.291 | 0 | 0 | 0 | 0 |  | 0 | 0 | 775 | OFFLINE | N | s277154 | 44378.4932
38753-MKT Actual June 2021 | ML2KP-Mitchell 2 KP | 2021-06-28 04:00 | 0 | 0 | 3.295 | 3.295 | 0 | 0 | 0 | 0 |  | 0 | 0 | 775 | OFFLINE | N | s277154 | 44378.4932
38753-MKT Actual June 2021 | ML2KP-Mitchell 2 KP | 2021-06-28 05:00 | 0 | 0 | 3.279 | 3.279 | 0 | 0 | 0 | 0 |  | 0 | 0 | 775 | OFFLINE | N | s277154 | 44378.4932
38753-MKT Actual June 2021 | ML2KP-Mitchell 2 KP | 2021-06-28 06:00 | 0 | 0 | 3.221 | 3.221 | 0 | 0 | 0 | 0 |  | 0 | 0 | 775 | OFFLINE | N | s277154 | 44378.4932
38753-MKT Actual June 2021 | ML2KP-Mitchell 2 KP | 2021-06-28 07:00 | 0 | 0 | 3.288 | 3.288 | 0 | 0 | 0 | 0 |  | 0 | 0 | 775 | OFFLINE | N | s277154 | 44378.4932
38753-MKT Actual June 2021 | ML2KP-Mitchell 2 KP | 2021-06-28 08:00 | 0 | 0 | 3.304 | 3.304 | 0 | 0 | 0 | 0 |  | 0 | 0 | 775 | OFFLINE | N | s277154 | 44378.4932
38753-MKT Actual June 2021 | ML2KP-Mitchell 2 KP | 2021-06-28 09:00 | 0 | 0 | 3.335 | 3.335 | 0 | 0 | 0 | 0 |  | 0 | 0 | 775 | OFFLINE | N | s277154 | 44378.4932
38753-MKT Actual June 2021 | ML2KP-Mitchell 2 KP | 2021-06-28 10:00 | 0 | 0 | 3.338 | 3.338 | 0 | 0 | 0 | 0 |  | 0 | 0 | 775 | OFFLINE | N | s277154 | 44378.4932
38753-MKT Actual June 2021 | ML2KP-Mitchell 2 KP | 2021-06-28 11:00 | 0 | 0 | 3.395 | 3.395 | 0 | 0 | 0 | 0 |  | 0 | 0 | 775 | OFFLINE | N | s277154 | 44378.4932
38753-MKT Actual June 2021 | ML2KP-Mitchell 2 KP | 2021-06-28 12:00 | 0 | 0 | 3.386 | 3.386 | 0 | 0 | 0 | 0 |  | 0 | 0 | 775 | OFFLINE | N | s277154 | 44378.4932
38753-MKT Actual June 2021 | ML2KP-Mitchell 2 KP | 2021-06-28 13:00 | 0 | 0 | 3.389 | 3.389 | 0 | 0 | 0 | 0 |  | 0 | 0 | 775 | OFFLINE | N | s277154 | 44378.4932
38753-MKT Actual June 2021 | ML2KP-Mitchell 2 KP | 2021-06-28 14:00 | 0 | 0 | 3.328 | 3.328 | 0 | 0 | 0 | 0 |  | 0 | 0 | 775 | OFFLINE | N | s277154 | 44378.4932
38753-MKT Actual June 2021 | ML2KP-Mitchell 2 KP | 2021-06-28 15:00 | 0 | 0 | 3.343 | 3.343 | 0 | 0 | 0 | 0 |  | 0 | 0 | 775 | OFFLINE | N | s277154 | 44378.4932
38753-MKT Actual June 2021 | ML2KP-Mitchell 2 KP | 2021-06-28 16:00 | 0 | 0 | 3.331 | 3.331 | 0 | 0 | 0 | 0 |  | 0 | 0 | 775 | OFFLINE | N | s277154 | 44378.4932
38753-MKT Actual June 2021 | ML2KP-Mitchell 2 KP | 2021-06-28 17:00 | 0 | 0 | 3.385 | 3.385 | 0 | 0 | 0 | 0 |  | 0 | 0 | 775 | OFFLINE | N | s277154 | 44378.4932
38753-MKT Actual June 2021 | ML2KP-Mitchell 2 KP | 2021-06-28 18:00 | 0 | 0 | 3.365 | 3.365 | 0 | 0 | 0 | 0 |  | 0 | 0 | 775 | OFFLINE | N | s277154 | 44378.4932
38753-MKT Actual June 2021 | ML2KP-Mitchell 2 KP | 2021-06-28 19:00 | 0 | 0 | 3.354 | 3.354 | 0 | 0 | 0 | 0 |  | 0 | 0 | 775 | OFFLINE | N | s277154 | 44378.4932
38753-MKT Actual June 2021 | ML2KP-Mitchell 2 KP | 2021-06-28 20:00 | 0 | 0 | 3.373 | 3.373 | 0 | 0 | 0 | 0 |  | 0 | 0 | 775 | OFFLINE | N | s277154 | 44378.4932
38753-MKT Actual June 2021 | ML2KP-Mitchell 2 KP | 2021-06-28 21:00 | 0 | 0 | 3.389 | 3.389 | 0 | 0 | 0 | 0 |  | 0 | 0 | 775 | OFFLINE | N | s277154 | 44378.4932
38753-MKT Actual June 2021 | ML2KP-Mitchell 2 KP | 2021-06-28 22:00 | 0 | 0 | 3.384 | 3.384 | 0 | 0 | 0 | 0 |  | 0 | 0 | 775 | OFFLINE | N | s277154 | 44378.4932
38753-MKT Actual June 2021 | ML2KP-Mitchell 2 KP | 2021-06-28 23:00 | 0 | 0 | 3.378 | 3.378 | 0 | 0 | 0 | 0 |  | 0 | 0 | 775 | OFFLINE | N | s277154 | 44378.4932
38753-MKT Actual June 2021 | ML2KP-Mitchell 2 KP | 2021-06-29 | 0 | 0 | 3.41 | 3.41 | 0 | 0 | 0 | 0 |  | 0 | 0 | 775 | OFFLINE | N | s277154 | 44378.4932
38753-MKT Actual June 2021 | ML2KP-Mitchell 2 KP | 2021-06-29 01:00 | 0 | 0 | 3.417 | 3.417 | 0 | 0 | 0 | 0 |  | 0 | 0 | 775 | OFFLINE | N | s277154 | 44378.4932
38753-MKT Actual June 2021 | ML2KP-Mitchell 2 KP | 2021-06-29 02:00 | 0 | 0 | 0 | 0 | 0 | 0 | 0 | 0 |  | 0 | 0 | 775 | OFFLINE | N | s277154 | 44378.4932
38753-MKT Actual June 2021 | ML2KP-Mitchell 2 KP | 2021-06-29 03:00 | 0 | 0 | 0 | 0 | 0 | 0 | 0 | 0 |  | 0 | 0 | 775 | OFFLINE | N | s277154 | 44378.4932
38753-MKT Actual June 2021 | ML2KP-Mitchell 2 KP | 2021-06-29 04:00 | 0 | 0 | 0 | 0 | 0 | 0 | 0 | 0 |  | 0 | 0 | 775 | OFFLINE | N | s277154 | 44378.4932
38753-MKT Actual June 2021 | ML2KP-Mitchell 2 KP | 2021-06-29 05:00 | 0 | 0 | 0 | 0 | 0 | 0 | 0 | 0 |  | 0 | 0 | 775 | OFFLINE | N | s277154 | 44378.4932
38753-MKT Actual June 2021 | ML2KP-Mitchell 2 KP | 2021-06-29 06:00 | 0 | 0 | 0 | 0 | 0 | 0 | 0 | 0 |  | 0 | 0 | 775 | OFFLINE | N | s277154 | 44378.4932
38753-MKT Actual June 2021 | ML2KP-Mitchell 2 KP | 2021-06-29 07:00 | 0 | 0 | 0 | 0 | 0 | 0 | 0 | 0 |  | 0 | 0 | 775 | OFFLINE | N | s277154 | 44378.4932
38753-MKT Actual June 2021 | ML2KP-Mitchell 2 KP | 2021-06-29 08:00 | 0 | 0 | 0 | 0 | 0 | 0 | 0 | 0 |  | 0 | 0 | 775 | OFFLINE | N | s277154 | 44378.4932
38753-MKT Actual June 2021 | ML2KP-Mitchell 2 KP | 2021-06-29 09:00 | 0 | 0 | 0 | 0 | 0 | 0 | 0 | 0 |  | 0 | 0 | 775 | OFFLINE | N | s277154 | 44378.4932
38753-MKT Actual June 2021 | ML2KP-Mitchell 2 KP | 2021-06-29 10:00 | 0 | 0 | 0 | 0 | 0 | 0 | 0 | 0 |  | 0 | 0 | 775 | OFFLINE | N | s277154 | 44378.4932
38753-MKT Actual June 2021 | ML2KP-Mitchell 2 KP | 2021-06-29 11:00 | 0 | 0 | 0 | 0 | 0 | 0 | 0 | 0 |  | 0 | 0 | 775 | OFFLINE | N | s277154 | 44378.4932
38753-MKT Actual June 2021 | ML2KP-Mitchell 2 KP | 2021-06-29 12:00 | 0 | 0 | 0 | 0 | 0 | 0 | 0 | 0 |  | 0 | 0 | 775 | OFFLINE | N | s277154 | 44378.4932
38753-MKT Actual June 2021 | ML2KP-Mitchell 2 KP | 2021-06-29 13:00 | 0 | 0 | 0 | 0 | 0 | 0 | 0 | 0 |  | 0 | 0 | 775 | OFFLINE | N | s277154 | 44378.4932
38753-MKT Actual June 2021 | ML2KP-Mitchell 2 KP | 2021-06-29 14:00 | 0 | 0 | 0 | 0 | 0 | 0 | 0 | 0 |  | 0 | 0 | 775 | OFFLINE | N | s277154 | 44378.4932
38753-MKT Actual June 2021 | ML2KP-Mitchell 2 KP | 2021-06-29 15:00 | 0 | 0 | 0 | 0 | 0 | 0 | 0 | 0 |  | 0 | 0 | 775 | OFFLINE | N | s277154 | 44378.4932
38753-MKT Actual June 2021 | ML2KP-Mitchell 2 KP | 2021-06-29 16:00 | 0 | 0 | 0 | 0 | 0 | 0 | 0 | 0 |  | 0 | 0 | 775 | OFFLINE | N | s277154 | 44378.4932
38753-MKT Actual June 2021 | ML2KP-Mitchell 2 KP | 2021-06-29 17:00 | 0 | 0 | 0 | 0 | 0 | 0 | 0 | 0 |  | 0 | 0 | 775 | OFFLINE | N | s277154 | 44378.4932
38753-MKT Actual June 2021 | ML2KP-Mitchell 2 KP | 2021-06-29 18:00 | 0 | 0 | 0 | 0 | 0 | 0 | 0 | 0 |  | 0 | 0 | 775 | OFFLINE | N | s277154 | 44378.4932
38753-MKT Actual June 2021 | ML2KP-Mitchell 2 KP | 2021-06-29 19:00 | 0 | 0 | 0 | 0 | 0 | 0 | 0 | 0 |  | 0 | 0 | 775 | OFFLINE | N | s277154 | 44378.4932
38753-MKT Actual June 2021 | ML2KP-Mitchell 2 KP | 2021-06-29 20:00 | 0 | 0 | 0 | 0 | 0 | 0 | 0 | 0 |  | 0 | 0 | 775 | OFFLINE | N | s277154 | 44378.4932
38753-MKT Actual June 2021 | ML2KP-Mitchell 2 KP | 2021-06-29 21:00 | 0 | 0 | 0 | 0 | 0 | 0 | 0 | 0 |  | 0 | 0 | 775 | OFFLINE | N | s277154 | 44378.4932
38753-MKT Actual June 2021 | ML2KP-Mitchell 2 KP | 2021-06-29 22:00 | 0 | 0 | 0 | 0 | 0 | 0 | 0 | 0 |  | 0 | 0 | 775 | OFFLINE | N | s277154 | 44378.4932
38753-MKT Actual June 2021 | ML2KP-Mitchell 2 KP | 2021-06-29 23:00 | 0 | 0 | 0 | 0 | 0 | 0 | 0 | 0 |  | 0 | 0 | 775 | OFFLINE | N | s277154 | 44378.4932
38753-MKT Actual June 2021 | ML2KP-Mitchell 2 KP | 2021-06-30 | 0 | 0 | 0 | 0 | 0 | 0 | 0 | 0 |  | 0 | 0 | 775 | OFFLINE | N | s277154 | 44378.4932
38753-MKT Actual June 2021 | ML2KP-Mitchell 2 KP | 2021-06-30 01:00 | 0 | 0 | 0 | 0 | 0 | 0 | 0 | 0 |  | 0 | 0 | 775 | OFFLINE | N | s277154 | 44378.4932
38753-MKT Actual June 2021 | ML2KP-Mitchell 2 KP | 2021-06-30 02:00 | 0 | 0 | 0 | 0 | 0 | 0 | 0 | 0 |  | 0 | 0 | 775 | OFFLINE | N | s277154 | 44378.4932
38753-MKT Actual June 2021 | ML2KP-Mitchell 2 KP | 2021-06-30 03:00 | 0 | 0 | 0 | 0 | 0 | 0 | 0 | 0 |  | 0 | 0 | 775 | OFFLINE | N | s277154 | 44378.4932
38753-MKT Actual June 2021 | ML2KP-Mitchell 2 KP | 2021-06-30 04:00 | 0 | 0 | 0 | 0 | 0 | 0 | 0 | 0 |  | 0 | 0 | 775 | OFFLINE | N | s277154 | 44378.4932
38753-MKT Actual June 2021 | ML2KP-Mitchell 2 KP | 2021-06-30 05:00 | 0 | 0 | 0 | 0 | 0 | 0 | 0 | 0 |  | 0 | 0 | 775 | OFFLINE | N | s277154 | 44378.4932
38753-MKT Actual June 2021 | ML2KP-Mitchell 2 KP | 2021-06-30 06:00 | 0 | 0 | 0 | 0 | 0 | 0 | 0 | 0 |  | 0 | 0 | 775 | OFFLINE | N | s277154 | 44378.4932
38753-MKT Actual June 2021 | ML2KP-Mitchell 2 KP | 2021-06-30 07:00 | 0 | 0 | 0 | 0 | 0 | 0 | 0 | 0 |  | 0 | 0 | 775 | OFFLINE | N | s277154 | 44378.4932
38753-MKT Actual June 2021 | ML2KP-Mitchell 2 KP | 2021-06-30 08:00 | 0 | 0 | 0 | 0 | 0 | 0 | 0 | 0 |  | 0 | 0 | 775 | OFFLINE | N | s277154 | 44378.4932
38753-MKT Actual June 2021 | ML2KP-Mitchell 2 KP | 2021-06-30 09:00 | 0 | 0 | 0 | 0 | 0 | 0 | 0 | 0 |  | 0 | 0 | 775 | OFFLINE | N | s277154 | 44378.4932
38753-MKT Actual June 2021 | ML2KP-Mitchell 2 KP | 2021-06-30 10:00 | 0 | 0 | 0 | 0 | 0 | 0 | 0 | 0 |  | 0 | 0 | 775 | OFFLINE | N | s277154 | 44378.4932
38753-MKT Actual June 2021 | ML2KP-Mitchell 2 KP | 2021-06-30 11:00 | 0 | 0 | 0 | 0 | 0 | 0 | 0 | 0 |  | 0 | 0 | 775 | OFFLINE | N | s277154 | 44378.4932
38753-MKT Actual June 2021 | ML2KP-Mitchell 2 KP | 2021-06-30 12:00 | 0 | 0 | 0 | 0 | 0 | 0 | 0 | 0 |  | 0 | 0 | 775 | OFFLINE | N | s277154 | 44378.4932
38753-MKT Actual June 2021 | ML2KP-Mitchell 2 KP | 2021-06-30 13:00 | 0 | 0 | 0 | 0 | 0 | 0 | 0 | 0 |  | 0 | 0 | 775 | OFFLINE | N | s277154 | 44378.4932
38753-MKT Actual June 2021 | ML2KP-Mitchell 2 KP | 2021-06-30 14:00 | 0 | 0 | 0 | 0 | 0 | 0 | 0 | 0 |  | 0 | 0 | 775 | OFFLINE | N | s277154 | 44378.4932
38753-MKT Actual June 2021 | ML2KP-Mitchell 2 KP | 2021-06-30 15:00 | 0 | 0 | 0 | 0 | 0 | 0 | 0 | 0 |  | 0 | 0 | 775 | OFFLINE | N | s277154 | 44378.4932
38753-MKT Actual June 2021 | ML2KP-Mitchell 2 KP | 2021-06-30 16:00 | 0 | 0 | 0 | 0 | 0 | 0 | 0 | 0 |  | 0 | 0 | 775 | OFFLINE | N | s277154 | 44378.4932
38753-MKT Actual June 2021 | ML2KP-Mitchell 2 KP | 2021-06-30 17:00 | 0 | 0 | 0 | 0 | 0 | 0 | 0 | 0 |  | 0 | 0 | 775 | OFFLINE | N | s277154 | 44378.4932
38753-MKT Actual June 2021 | ML2KP-Mitchell 2 KP | 2021-06-30 18:00 | 0 | 0 | 0 | 0 | 0 | 0 | 0 | 0 |  | 0 | 0 | 775 | OFFLINE | N | s277154 | 44378.4932
38753-MKT Actual June 2021 | ML2KP-Mitchell 2 KP | 2021-06-30 19:00 | 0 | 0 | 0 | 0 | 0 | 0 | 0 | 0 |  | 0 | 0 | 775 | OFFLINE | N | s277154 | 44378.4932
38753-MKT Actual June 2021 | ML2KP-Mitchell 2 KP | 2021-06-30 20:00 | 0 | 0 | 0 | 0 | 0 | 0 | 0 | 0 |  | 0 | 0 | 775 | OFFLINE | N | s277154 | 44378.4932
38753-MKT Actual June 2021 | ML2KP-Mitchell 2 KP | 2021-06-30 21:00 | 0 | 0 | 0 | 0 | 0 | 0 | 0 | 0 |  | 0 | 0 | 775 | OFFLINE | N | s277154 | 44378.4932
38753-MKT Actual June 2021 | ML2KP-Mitchell 2 KP | 2021-06-30 22:00 | 0 | 0 | 0 | 0 | 0 | 0 | 0 | 0 |  | 0 | 0 | 775 | OFFLINE | N | s277154 | 44378.4932
38753-MKT Actual June 2021 | ML2KP-Mitchell 2 KP | 2021-06-30 23:00 | 0 | 0 | 0 | 0 | 0 | 0 | 0 | 0 |  | 0 | 0 | 775 | OFFLINE | N | s277154 | 44378.4932
38753-MKT Actual June 2021 | ML2KP-Mitchell 2 KP | 2021-07-01 | 0 | 0 | 0 | 0 | 0 | 0 | 0 | 0 |  | 0 | 0 | 775 | OFFLINE | N | s277154 | 44378.4932
38753-MKT Actual June 2021 | RP1KPAEG-Rockport 1 KP AEG | 2021-06-01 01:00 | 83.422 | 75.7632 | 7.66 | 0 | 499 | 1319 | 75.762 | 1320 |  | 435 | 1320 | 1320 | DISPATCHABLE | N | s006203 | 44369.4436
38753-MKT Actual June 2021 | RP1KPAEG-Rockport 1 KP AEG | 2021-06-01 02:00 | 83.384 | 75.7392 | 7.646 | 0 | 499 | 1318 | 75.738 | 1320 |  | 435 | 1320 | 1320 | DISPATCHABLE | N | s277154 | 44378.4916
38753-MKT Actual June 2021 | RP1KPAEG-Rockport 1 KP AEG | 2021-06-01 03:00 | 83.444 | 75.6 | 7.845 | 0 | 499 | 1318 | 75.599 | 1320 |  | 435 | 1320 | 1320 | DISPATCHABLE | N | s277154 | 44378.4916
38753-MKT Actual June 2021 | RP1KPAEG-Rockport 1 KP AEG | 2021-06-01 04:00 | 83.35 | 75.5328 | 7.816 | 0 | 499 | 1318 | 75.534 | 1320 |  | 435 | 1320 | 1320 | DISPATCHABLE | N | s277154 | 44378.4916
38753-MKT Actual June 2021 | RP1KPAEG-Rockport 1 KP AEG | 2021-06-01 05:00 | 83.422 | 75.7488 | 7.674 | 0 | 499 | 1318 | 75.748 | 1320 |  | 435 | 1320 | 1320 | DISPATCHABLE | N | s277154 | 44378.4916
38753-MKT Actual June 2021 | RP1KPAEG-Rockport 1 KP AEG | 2021-06-01 06:00 | 83.309 | 75.576 | 7.732 | 0 | 499 | 1318 | 75.577 | 1320 |  | 435 | 1320 | 1320 | DISPATCHABLE | N | s277154 | 44378.4916
38753-MKT Actual June 2021 | RP1KPAEG-Rockport 1 KP AEG | 2021-06-01 07:00 | 83.402 | 75.7008 | 7.703 | 0 | 499 | 1318 | 75.699 | 1320 |  | 435 | 1320 | 1320 | DISPATCHABLE | N | s277154 | 44378.4916
38753-MKT Actual June 2021 | RP1KPAEG-Rockport 1 KP AEG | 2021-06-01 08:00 | 83.376 | 75.7488 | 7.627 | 0 | 499 | 1318 | 75.749 | 1320 |  | 435 | 1320 | 1320 | DISPATCHABLE | N | s277154 | 44378.4916
38753-MKT Actual June 2021 | RP1KPAEG-Rockport 1 KP AEG | 2021-06-01 09:00 | 83.355 | 75.7104 | 7.644 | 0 | 499 | 1318 | 75.711 | 1320 |  | 435 | 1320 | 1320 | DISPATCHABLE | N | s277154 | 44378.4916
38753-MKT Actual June 2021 | RP1KPAEG-Rockport 1 KP AEG | 2021-06-01 10:00 | 83.415 | 75.7872 | 7.628 | 0 | 499 | 1318 | 75.787 | 1320 |  | 435 | 1320 | 1320 | DISPATCHABLE | N | s277154 | 44378.4916
38753-MKT Actual June 2021 | RP1KPAEG-Rockport 1 KP AEG | 2021-06-01 11:00 | 83.244 | 75.6336 | 7.611 | 0 | 499 | 1318 | 75.633 | 1320 |  | 435 | 1320 | 1320 | DISPATCHABLE | N | s277154 | 44378.4916
38753-MKT Actual June 2021 | RP1KPAEG-Rockport 1 KP AEG | 2021-06-01 12:00 | 87.38 | 79.6848 | 7.695 | 0 | 511 | 1318 | 79.685 | 1320 |  | 435 | 1320 | 1320 | DISPATCHABLE | N | s277154 | 44378.4916
38753-MKT Actual June 2021 | RP1KPAEG-Rockport 1 KP AEG | 2021-06-01 13:00 | 90.266 | 82.4784 | 7.789 | 0 | 511 | 1318 | 82.477 | 1320 |  | 435 | 1320 | 1320 | DISPATCHABLE | N | s277154 | 44378.4916
38753-MKT Actual June 2021 | RP1KPAEG-Rockport 1 KP AEG | 2021-06-01 14:00 | 119.504 | 111.288 | 8.215 | 0 | 535 | 1315 | 111.289 | 1317 |  | 433 | 1317 | 1320 | DISPATCHABLE | N | s277154 | 44378.4916
38753-MKT Actual June 2021 | RP1KPAEG-Rockport 1 KP AEG | 2021-06-01 15:00 | 126.382 | 118.128 | 8.255 | 0 | 500 | 1318 | 118.127 | 1320 |  | 435 | 1320 | 1320 | DISPATCHABLE | N | s277154 | 44378.4916
38753-MKT Actual June 2021 | RP1KPAEG-Rockport 1 KP AEG | 2021-06-01 16:00 | 125.318 | 117.1776 | 8.142 | 0 | 500 | 1318 | 117.176 | 1320 |  | 435 | 1320 | 1320 | DISPATCHABLE | N | s277154 | 44378.4916
38753-MKT Actual June 2021 | RP1KPAEG-Rockport 1 KP AEG | 2021-06-01 17:00 | 116.916 | 108.8736 | 8.043 | 0 | 612 | 1318 | 108.873 | 1320 |  | 435 | 1320 | 1320 | DISPATCHABLE | N | s277154 | 44378.4916
38753-MKT Actual June 2021 | RP1KPAEG-Rockport 1 KP AEG | 2021-06-01 18:00 | 120.047 | 111.8208 | 8.227 | 0 | 646 | 1318 | 111.82 | 1320 |  | 435 | 1320 | 1320 | DISPATCHABLE | N | s277154 | 44378.4916
38753-MKT Actual June 2021 | RP1KPAEG-Rockport 1 KP AEG | 2021-06-01 19:00 | 119.819 | 111.5472 | 8.271 | 0 | 500 | 1318 | 111.548 | 1320 |  | 435 | 1320 | 1320 | DISPATCHABLE | N | s277154 | 44378.4916
38753-MKT Actual June 2021 | RP1KPAEG-Rockport 1 KP AEG | 2021-06-01 20:00 | 125.394 | 117.0624 | 8.334 | 0 | 500 | 1318 | 117.06 | 1320 |  | 435 | 1320 | 1320 | DISPATCHABLE | N | s277154 | 44378.4916
38753-MKT Actual June 2021 | RP1KPAEG-Rockport 1 KP AEG | 2021-06-01 21:00 | 155.663 | 146.8368 | 8.828 | 0 | 500 | 1318 | 146.835 | 1320 |  | 435 | 1320 | 1320 | DISPATCHABLE | N | s277154 | 44378.4916
38753-MKT Actual June 2021 | RP1KPAEG-Rockport 1 KP AEG | 2021-06-01 22:00 | 155.433 | 146.664 | 8.769 | 0 | 500 | 1318 | 146.664 | 1320 |  | 435 | 1320 | 1320 | DISPATCHABLE | N | s277154 | 44378.4916
38753-MKT Actual June 2021 | RP1KPAEG-Rockport 1 KP AEG | 2021-06-01 23:00 | 130.762 | 122.3328 | 8.429 | 0 | 500 | 1318 | 122.333 | 1320 |  | 435 | 1320 | 1320 | DISPATCHABLE | N | s277154 | 44378.4916
38753-MKT Actual June 2021 | RP1KPAEG-Rockport 1 KP AEG | 2021-06-02 | 99.388 | 91.4736 | 7.915 | 0 | 500 | 1318 | 91.473 | 1320 |  | 435 | 1320 | 1320 | DISPATCHABLE | N | s277154 | 44378.4916
38753-MKT Actual June 2021 | RP1KPAEG-Rockport 1 KP AEG | 2021-06-02 01:00 | 84.884 | 77.0688 | 7.816 | 0 | 499 | 1318 | 77.068 | 1320 |  | 435 | 1320 | 1320 | DISPATCHABLE | N | s277154 | 44378.4916
38753-MKT Actual June 2021 | RP1KPAEG-Rockport 1 KP AEG | 2021-06-02 02:00 | 83.317 | 75.5856 | 7.732 | 0 | 499 | 1318 | 75.585 | 1320 |  | 435 | 1320 | 1320 | DISPATCHABLE | N | s277154 | 44378.4916
38753-MKT Actual June 2021 | RP1KPAEG-Rockport 1 KP AEG | 2021-06-02 03:00 | 83.452 | 75.8208 | 7.632 | 0 | 499 | 1318 | 75.82 | 1320 |  | 435 | 1320 | 1320 | DISPATCHABLE | N | s277154 | 44378.4916
38753-MKT Actual June 2021 | RP1KPAEG-Rockport 1 KP AEG | 2021-06-02 04:00 | 83.358 | 75.72 | 7.638 | 0 | 499 | 1318 | 75.72 | 1320 |  | 435 | 1320 | 1320 | DISPATCHABLE | N | s277154 | 44378.4916
38753-MKT Actual June 2021 | RP1KPAEG-Rockport 1 KP AEG | 2021-06-02 05:00 | 83.242 | 75.5712 | 7.671 | 0 | 499 | 1318 | 75.571 | 1320 |  | 435 | 1320 | 1320 | DISPATCHABLE | N | s277154 | 44378.4916
38753-MKT Actual June 2021 | RP1KPAEG-Rockport 1 KP AEG | 2021-06-02 06:00 | 83.33 | 75.4896 | 7.841 | 0 | 499 | 1318 | 75.489 | 1320 |  | 435 | 1320 | 1320 | DISPATCHABLE | N | s277154 | 44378.4916
38753-MKT Actual June 2021 | RP1KPAEG-Rockport 1 KP AEG | 2021-06-02 07:00 | 83.24 | 75.5232 | 7.718 | 0 | 499 | 1318 | 75.522 | 1320 |  | 435 | 1320 | 1320 | DISPATCHABLE | N | s277154 | 44378.4916
38753-MKT Actual June 2021 | RP1KPAEG-Rockport 1 KP AEG | 2021-06-02 08:00 | 83.337 | 75.696 | 7.641 | 0 | 499 | 1318 | 75.696 | 1320 |  | 435 | 1320 | 1320 | DISPATCHABLE | N | s277154 | 44378.4916
38753-MKT Actual June 2021 | RP1KPAEG-Rockport 1 KP AEG | 2021-06-02 09:00 | 91.315 | 83.4768 | 7.839 | 0 | 520 | 1318 | 83.476 | 1320 |  | 435 | 1320 | 1320 | DISPATCHABLE | N | s277154 | 44378.4916
38753-MKT Actual June 2021 | RP1KPAEG-Rockport 1 KP AEG | 2021-06-02 10:00 | 93.275 | 85.4343 | 7.842 | 0 | 531 | 1318 | 85.433 | 1320 |  | 435 | 1320 | 1320 | DISPATCHABLE | N | s277154 | 44378.4916
38753-MKT Actual June 2021 | RP1KPAEG-Rockport 1 KP AEG | 2021-06-02 11:00 | 89.029 | 81.1584 | 7.871 | 0 | 498 | 1318 | 81.158 | 1320 |  | 435 | 1320 | 1320 | DISPATCHABLE | N | s277154 | 44378.4916
38753-MKT Actual June 2021 | RP1KPAEG-Rockport 1 KP AEG | 2021-06-02 12:00 | 104.122 | 95.904 | 8.218 | 0 | 524 | 1318 | 95.904 | 1320 |  | 435 | 1320 | 1320 | DISPATCHABLE | N | s277154 | 44378.4916
38753-MKT Actual June 2021 | RP1KPAEG-Rockport 1 KP AEG | 2021-06-02 13:00 | 124.358 | 115.824 | 8.535 | 0 | 582 | 1318 | 115.823 | 1320 |  | 435 | 1320 | 1320 | DISPATCHABLE | N | s277154 | 44378.4916
38753-MKT Actual June 2021 | RP1KPAEG-Rockport 1 KP AEG | 2021-06-02 14:00 | 132.767 | 124.1664 | 8.602 | 0 | 500 | 1318 | 124.165 | 1320 |  | 435 | 1320 | 1320 | DISPATCHABLE | N | s277154 | 44378.4916
38753-MKT Actual June 2021 | RP1KPAEG-Rockport 1 KP AEG | 2021-06-02 15:00 | 153.649 | 144.6192 | 9.029 | 0 | 500 | 1318 | 144.62 | 1320 |  | 435 | 1320 | 1320 | DISPATCHABLE | N | s277154 | 44378.4916
38753-MKT Actual June 2021 | RP1KPAEG-Rockport 1 KP AEG | 2021-06-02 16:00 | 162.997 | 153.9648 | 9.032 | 0 | 500 | 1318 | 153.965 | 1320 |  | 435 | 1320 | 1320 | DISPATCHABLE | N | s277154 | 44378.4916
38753-MKT Actual June 2021 | RP1KPAEG-Rockport 1 KP AEG | 2021-06-02 17:00 | 158.821 | 149.7984 | 9.022 | 0 | 500 | 1318 | 149.799 | 1320 |  | 435 | 1320 | 1320 | DISPATCHABLE | N | s277154 | 44378.4916
38753-MKT Actual June 2021 | RP1KPAEG-Rockport 1 KP AEG | 2021-06-02 18:00 | 154.934 | 146.1168 | 8.817 | 0 | 500 | 1318 | 146.117 | 1320 |  | 435 | 1320 | 1320 | DISPATCHABLE | N | s277154 | 44378.4916
38753-MKT Actual June 2021 | RP1KPAEG-Rockport 1 KP AEG | 2021-06-02 19:00 | 144.788 | 136.1616 | 8.626 | 0 | 500 | 1318 | 136.162 | 1320 |  | 435 | 1320 | 1320 | DISPATCHABLE | N | s277154 | 44378.4916
38753-MKT Actual June 2021 | RP1KPAEG-Rockport 1 KP AEG | 2021-06-02 20:00 | 134.716 | 126.408 | 8.308 | 0 | 500 | 1318 | 126.408 | 1320 |  | 435 | 1320 | 1320 | DISPATCHABLE | N | s277154 | 44378.4916
38753-MKT Actual June 2021 | RP1KPAEG-Rockport 1 KP AEG | 2021-06-02 21:00 | 123.966 | 115.8432 | 8.122 | 0 | 500 | 1318 | 115.844 | 1320 |  | 435 | 1320 | 1320 | DISPATCHABLE | N | s277154 | 44378.4916
38753-MKT Actual June 2021 | RP1KPAEG-Rockport 1 KP AEG | 2021-06-02 22:00 | 129.435 | 121.1568 | 8.279 | 0 | 500 | 1318 | 121.156 | 1320 |  | 435 | 1320 | 1320 | DISPATCHABLE | N | s277154 | 44378.4916
38753-MKT Actual June 2021 | RP1KPAEG-Rockport 1 KP AEG | 2021-06-02 23:00 | 106.214 | 98.208 | 8.006 | 0 | 500 | 1318 | 98.208 | 1320 |  | 435 | 1320 | 1320 | DISPATCHABLE | N | s277154 | 44378.4916
38753-MKT Actual June 2021 | RP1KPAEG-Rockport 1 KP AEG | 2021-06-03 | 86.968 | 79.1856 | 7.781 | 0 | 499 | 1318 | 79.187 | 1320 |  | 435 | 1320 | 1320 | DISPATCHABLE | N | s277154 | 44378.4916
38753-MKT Actual June 2021 | RP1KPAEG-Rockport 1 KP AEG | 2021-06-03 01:00 | 83.654 | 75.8736 | 7.781 | 0 | 499 | 1318 | 75.873 | 1320 |  | 435 | 1320 | 1320 | DISPATCHABLE | N | s277154 | 44378.4916
38753-MKT Actual June 2021 | RP1KPAEG-Rockport 1 KP AEG | 2021-06-03 02:00 | 83.425 | 75.5904 | 7.836 | 0 | 499 | 1318 | 75.589 | 1320 |  | 435 | 1320 | 1320 | DISPATCHABLE | N | s277154 | 44378.4916
38753-MKT Actual June 2021 | RP1KPAEG-Rockport 1 KP AEG | 2021-06-03 03:00 | 83.288 | 75.5808 | 7.708 | 0 | 499 | 1318 | 75.58 | 1320 |  | 435 | 1320 | 1320 | DISPATCHABLE | N | s277154 | 44378.4916
38753-MKT Actual June 2021 | RP1KPAEG-Rockport 1 KP AEG | 2021-06-03 04:00 | 83.299 | 75.5616 | 7.738 | 0 | 499 | 1318 | 75.561 | 1320 |  | 435 | 1320 | 1320 | DISPATCHABLE | N | s277154 | 44378.4916
38753-MKT Actual June 2021 | RP1KPAEG-Rockport 1 KP AEG | 2021-06-03 05:00 | 83.318 | 75.5568 | 7.761 | 0 | 499 | 1318 | 75.557 | 1320 |  | 435 | 1320 | 1320 | DISPATCHABLE | N | s277154 | 44378.4916
38753-MKT Actual June 2021 | RP1KPAEG-Rockport 1 KP AEG | 2021-06-03 06:00 | 83.385 | 75.6336 | 7.751 | 0 | 499 | 1318 | 75.634 | 1320 |  | 435 | 1320 | 1320 | DISPATCHABLE | N | s277154 | 44378.4916
38753-MKT Actual June 2021 | RP1KPAEG-Rockport 1 KP AEG | 2021-06-03 07:00 | 88.365 | 80.5488 | 7.817 | 0 | 499 | 1318 | 80.548 | 1320 |  | 435 | 1320 | 1320 | DISPATCHABLE | N | s277154 | 44378.4916
38753-MKT Actual June 2021 | RP1KPAEG-Rockport 1 KP AEG | 2021-06-03 08:00 | 86.995 | 79.2 | 7.794 | 0 | 499 | 1318 | 79.201 | 1320 |  | 435 | 1320 | 1320 | DISPATCHABLE | N | s277154 | 44378.4916
38753-MKT Actual June 2021 | RP1KPAEG-Rockport 1 KP AEG | 2021-06-03 09:00 | 95.712 | 87.7968 | 7.915 | 0 | 500 | 1318 | 87.797 | 1320 |  | 435 | 1320 | 1320 | DISPATCHABLE | N | s277154 | 44378.4916
38753-MKT Actual June 2021 | RP1KPAEG-Rockport 1 KP AEG | 2021-06-03 10:00 | 117.323 | 109.056 | 8.265 | 0 | 500 | 1318 | 109.058 | 1320 |  | 435 | 1320 | 1320 | DISPATCHABLE | N | s277154 | 44378.4916
38753-MKT Actual June 2021 | RP1KPAEG-Rockport 1 KP AEG | 2021-06-03 11:00 | 104.014 | 95.976 | 8.039 | 0 | 500 | 1318 | 95.975 | 1320 |  | 435 | 1320 | 1320 | DISPATCHABLE | N | s277154 | 44378.4916
38753-MKT Actual June 2021 | RP1KPAEG-Rockport 1 KP AEG | 2021-06-03 12:00 | 116.09 | 107.8224 | 8.268 | 0 | 500 | 1318 | 107.822 | 1320 |  | 435 | 1320 | 1320 | DISPATCHABLE | N | s277154 | 44378.4916
38753-MKT Actual June 2021 | RP1KPAEG-Rockport 1 KP AEG | 2021-06-03 13:00 | 142.653 | 133.8048 | 8.85 | 0 | 500 | 1318 | 133.803 | 1320 |  | 435 | 1320 | 1320 | DISPATCHABLE | N | s277154 | 44378.4916
38753-MKT Actual June 2021 | RP1KPAEG-Rockport 1 KP AEG | 2021-06-03 14:00 | 164.093 | 155.0016 | 9.091 | 0 | 500 | 1318 | 155.002 | 1320 |  | 435 | 1320 | 1320 | DISPATCHABLE | N | s277154 | 44378.4916
38753-MKT Actual June 2021 | RP1KPAEG-Rockport 1 KP AEG | 2021-06-03 15:00 | 174.761 | 165.2784 | 9.48 | 0 | 500 | 1318 | 165.281 | 1320 |  | 435 | 1320 | 1320 | DISPATCHABLE | N | s277154 | 44378.4916
38753-MKT Actual June 2021 | RP1KPAEG-Rockport 1 KP AEG | 2021-06-03 16:00 | 173.521 | 163.992 | 9.529 | 0 | 500 | 1318 | 163.992 | 1320 |  | 435 | 1320 | 1320 | DISPATCHABLE | N | s277154 | 44378.4916
38753-MKT Actual June 2021 | RP1KPAEG-Rockport 1 KP AEG | 2021-06-03 17:00 | 174.423 | 165.024 | 9.397 | 0 | 500 | 1318 | 165.026 | 1320 |  | 435 | 1320 | 1320 | DISPATCHABLE | N | s277154 | 44378.4916
38753-MKT Actual June 2021 | RP1KPAEG-Rockport 1 KP AEG | 2021-06-03 18:00 | 176.101 | 166.5696 | 9.531 | 0 | 500 | 1318 | 166.57 | 1320 |  | 435 | 1320 | 1320 | DISPATCHABLE | N | s277154 | 44378.4916
38753-MKT Actual June 2021 | RP1KPAEG-Rockport 1 KP AEG | 2021-06-03 19:00 | 175.774 | 166.2288 | 9.547 | 0 | 500 | 1318 | 166.227 | 1320 |  | 435 | 1320 | 1320 | DISPATCHABLE | N | s277154 | 44378.4916
38753-MKT Actual June 2021 | RP1KPAEG-Rockport 1 KP AEG | 2021-06-03 20:00 | 175.836 | 166.5072 | 9.328 | 0 | 500 | 1318 | 166.508 | 1320 |  | 435 | 1320 | 1320 | DISPATCHABLE | N | s277154 | 44378.4916
38753-MKT Actual June 2021 | RP1KPAEG-Rockport 1 KP AEG | 2021-06-03 21:00 | 171.819 | 162.672 | 9.147 | 0 | 500 | 1318 | 162.672 | 1320 |  | 435 | 1320 | 1320 | DISPATCHABLE | N | s277154 | 44378.4916
38753-MKT Actual June 2021 | RP1KPAEG-Rockport 1 KP AEG | 2021-06-03 22:00 | 169.95 | 160.8192 | 9.13 | 0 | 500 | 1318 | 160.82 | 1320 |  | 435 | 1320 | 1320 | DISPATCHABLE | N | s277154 | 44378.4916
38753-MKT Actual June 2021 | RP1KPAEG-Rockport 1 KP AEG | 2021-06-03 23:00 | 168.376 | 159.168 | 9.208 | 0 | 500 | 1318 | 159.168 | 1320 |  | 435 | 1320 | 1320 | DISPATCHABLE | N | s277154 | 44378.4916
38753-MKT Actual June 2021 | RP1KPAEG-Rockport 1 KP AEG | 2021-06-04 | 167.368 | 158.064 | 9.303 | 0 | 500 | 1318 | 158.065 | 1320 |  | 435 | 1320 | 1320 | DISPATCHABLE | N | s277154 | 44378.4916
38753-MKT Actual June 2021 | RP1KPAEG-Rockport 1 KP AEG | 2021-06-04 01:00 | 131.743 | 123.1056 | 8.636 | 0 | 500 | 1318 | 123.107 | 1320 |  | 435 | 1320 | 1320 | DISPATCHABLE | N | s277154 | 44378.4916
38753-MKT Actual June 2021 | RP1KPAEG-Rockport 1 KP AEG | 2021-06-04 02:00 | 95.589 | 87.3984 | 8.19 | 0 | 500 | 1318 | 87.399 | 1320 |  | 435 | 1320 | 1320 | DISPATCHABLE | N | s277154 | 44378.4916
38753-MKT Actual June 2021 | RP1KPAEG-Rockport 1 KP AEG | 2021-06-04 03:00 | 83.357 | 75.3168 | 8.04 | 0 | 499 | 1318 | 75.317 | 1320 |  | 435 | 1320 | 1320 | DISPATCHABLE | N | s277154 | 44378.4916
38753-MKT Actual June 2021 | RP1KPAEG-Rockport 1 KP AEG | 2021-06-04 04:00 | 83.398 | 75.3744 | 8.022 | 0 | 499 | 1318 | 75.376 | 1320 |  | 435 | 1320 | 1320 | DISPATCHABLE | N | s277154 | 44378.4916
38753-MKT Actual June 2021 | RP1KPAEG-Rockport 1 KP AEG | 2021-06-04 05:00 | 83.328 | 75.4128 | 7.916 | 0 | 499 | 1318 | 75.412 | 1320 |  | 435 | 1320 | 1320 | DISPATCHABLE | N | s277154 | 44378.4916
38753-MKT Actual June 2021 | RP1KPAEG-Rockport 1 KP AEG | 2021-06-04 06:00 | 83.355 | 75.4176 | 7.939 | 0 | 500 | 1309 | 75.416 | 1320 |  | 435 | 1320 | 1320 | DISPATCHABLE | N | s277154 | 44378.4916
38753-MKT Actual June 2021 | RP1KPAEG-Rockport 1 KP AEG | 2021-06-04 07:00 | 86.331 | 78.2928 | 8.04 | 0 | 500 | 1316 | 78.291 | 1320 |  | 435 | 1320 | 1320 | DISPATCHABLE | N | s277154 | 44378.4916
38753-MKT Actual June 2021 | RP1KPAEG-Rockport 1 KP AEG | 2021-06-04 08:00 | 83.624 | 75.6768 | 7.949 | 0 | 499 | 1318 | 75.675 | 1320 |  | 435 | 1320 | 1320 | DISPATCHABLE | N | s277154 | 44378.4916
38753-MKT Actual June 2021 | RP1KPAEG-Rockport 1 KP AEG | 2021-06-04 09:00 | 98.159 | 90.0048 | 8.154 | 0 | 499 | 1318 | 90.005 | 1320 |  | 435 | 1320 | 1320 | DISPATCHABLE | N | s277154 | 44378.4916
38753-MKT Actual June 2021 | RP1KPAEG-Rockport 1 KP AEG | 2021-06-04 10:00 | 126.7 | 118.032 | 8.668 | 0 | 657 | 1275 | 118.032 | 1320 |  | 435 | 1320 | 1320 | DISPATCHABLE | N | s277154 | 44378.4916
38753-MKT Actual June 2021 | RP1KPAEG-Rockport 1 KP AEG | 2021-06-04 11:00 | 144.094 | 135.024 | 9.071 | 0 | 500 | 1318 | 135.023 | 1320 |  | 435 | 1320 | 1320 | DISPATCHABLE | N | s277154 | 44378.4916
38753-MKT Actual June 2021 | RP1KPAEG-Rockport 1 KP AEG | 2021-06-04 12:00 | 145.987 | 136.8864 | 9.101 | 0 | 889 | 1252 | 136.886 | 1320 |  | 435 | 1320 | 1320 | DISPATCHABLE | N | s277154 | 44378.4916
38753-MKT Actual June 2021 | RP1KPAEG-Rockport 1 KP AEG | 2021-06-04 13:00 | 151.784 | 142.5312 | 9.253 | 0 | 900 | 1250 | 142.531 | 1320 |  | 435 | 1320 | 1320 | DISPATCHABLE | N | s277154 | 44378.4916
38753-MKT Actual June 2021 | RP1KPAEG-Rockport 1 KP AEG | 2021-06-04 14:00 | 164.535 | 155.0352 | 9.498 | 0 | 900 | 1250 | 155.037 | 1320 |  | 435 | 1320 | 1320 | DISPATCHABLE | N | s277154 | 44378.4916
38753-MKT Actual June 2021 | RP1KPAEG-Rockport 1 KP AEG | 2021-06-04 15:00 | 173.753 | 164.2032 | 9.549 | 0 | 900 | 1250 | 164.204 | 1320 |  | 435 | 1320 | 1320 | DISPATCHABLE | N | s277154 | 44378.4916
38753-MKT Actual June 2021 | RP1KPAEG-Rockport 1 KP AEG | 2021-06-04 16:00 | 174.806 | 165.1152 | 9.691 | 0 | 900 | 1250 | 165.115 | 1320 |  | 435 | 1320 | 1320 | DISPATCHABLE | N | s277154 | 44378.4916
38753-MKT Actual June 2021 | RP1KPAEG-Rockport 1 KP AEG | 2021-06-04 17:00 | 174.75 | 165.096 | 9.653 | 0 | 900 | 1250 | 165.097 | 1320 |  | 435 | 1320 | 1320 | DISPATCHABLE | N | s277154 | 44378.4916
38753-MKT Actual June 2021 | RP1KPAEG-Rockport 1 KP AEG | 2021-06-04 18:00 | 180.451 | 170.8464 | 9.605 | 0 | 900 | 1250 | 170.846 | 1320 |  | 435 | 1320 | 1320 | DISPATCHABLE | N | s277154 | 44378.4916
38753-MKT Actual June 2021 | RP1KPAEG-Rockport 1 KP AEG | 2021-06-04 19:00 | 190.013 | 180.0912 | 9.922 | 0 | 900 | 1251 | 180.091 | 1320 |  | 435 | 1320 | 1320 | DISPATCHABLE | N | s277154 | 44378.4916
38753-MKT Actual June 2021 | RP1KPAEG-Rockport 1 KP AEG | 2021-06-04 20:00 | 179.586 | 170.1216 | 9.465 | 0 | 900 | 1250 | 170.121 | 1320 |  | 435 | 1320 | 1320 | DISPATCHABLE | N | s277154 | 44378.4916
38753-MKT Actual June 2021 | RP1KPAEG-Rockport 1 KP AEG | 2021-06-04 21:00 | 167.867 | 158.7312 | 9.135 | 0 | 900 | 1250 | 158.732 | 1320 |  | 435 | 1320 | 1320 | DISPATCHABLE | N | s277154 | 44378.4916
38753-MKT Actual June 2021 | RP1KPAEG-Rockport 1 KP AEG | 2021-06-04 22:00 | 156.865 | 147.8784 | 8.986 | 0 | 899 | 1250 | 147.879 | 1320 |  | 435 | 1320 | 1320 | DISPATCHABLE | N | s277154 | 44378.4916
38753-MKT Actual June 2021 | RP1KPAEG-Rockport 1 KP AEG | 2021-06-04 23:00 | 149.059 | 140.088 | 8.97 | 0 | 899 | 1250 | 140.089 | 1320 |  | 435 | 1320 | 1320 | DISPATCHABLE | N | s277154 | 44378.4916
38753-MKT Actual June 2021 | RP1KPAEG-Rockport 1 KP AEG | 2021-06-05 | 144.701 | 135.6192 | 9.082 | 0 | 899 | 1250 | 135.619 | 1320 |  | 435 | 1320 | 1320 | DISPATCHABLE | N | s277154 | 44378.4916
38753-MKT Actual June 2021 | RP1KPAEG-Rockport 1 KP AEG | 2021-06-05 01:00 | 145.402 | 136.3872 | 9.015 | 0 | 899 | 1250 | 136.387 | 1320 |  | 435 | 1320 | 1320 | DISPATCHABLE | N | s277154 | 44378.4916
38753-MKT Actual June 2021 | RP1KPAEG-Rockport 1 KP AEG | 2021-06-05 02:00 | 144.645 | 135.6288 | 9.016 | 0 | 899 | 1250 | 135.629 | 1320 |  | 435 | 1320 | 1320 | DISPATCHABLE | N | s277154 | 44378.4916
38753-MKT Actual June 2021 | RP1KPAEG-Rockport 1 KP AEG | 2021-06-05 03:00 | 145.21 | 136.2672 | 8.941 | 0 | 899 | 1250 | 136.269 | 1320 |  | 435 | 1320 | 1320 | DISPATCHABLE | N | s277154 | 44378.4916
38753-MKT Actual June 2021 | RP1KPAEG-Rockport 1 KP AEG | 2021-06-05 04:00 | 144.603 | 135.6624 | 8.943 | 0 | 899 | 1250 | 135.66 | 1320 |  | 435 | 1320 | 1320 | DISPATCHABLE | N | s277154 | 44378.4916
38753-MKT Actual June 2021 | RP1KPAEG-Rockport 1 KP AEG | 2021-06-05 05:00 | 144.567 | 135.5664 | 9.001 | 0 | 899 | 1250 | 135.566 | 1320 |  | 435 | 1320 | 1320 | DISPATCHABLE | N | s277154 | 44378.4916
38753-MKT Actual June 2021 | RP1KPAEG-Rockport 1 KP AEG | 2021-06-05 06:00 | 144.661 | 135.7488 | 8.913 | 0 | 899 | 1250 | 135.748 | 1320 |  | 435 | 1320 | 1320 | DISPATCHABLE | N | s277154 | 44378.4916
38753-MKT Actual June 2021 | RP1KPAEG-Rockport 1 KP AEG | 2021-06-05 07:00 | 144.404 | 135.384 | 9.02 | 0 | 899 | 1250 | 135.384 | 1320 |  | 435 | 1320 | 1320 | DISPATCHABLE | N | s277154 | 44378.4916
38753-MKT Actual June 2021 | RP1KPAEG-Rockport 1 KP AEG | 2021-06-05 08:00 | 144.635 | 135.7344 | 8.899 | 0 | 899 | 1250 | 135.736 | 1320 |  | 435 | 1320 | 1320 | DISPATCHABLE | N | s277154 | 44378.4916
38753-MKT Actual June 2021 | RP1KPAEG-Rockport 1 KP AEG | 2021-06-05 09:00 | 144.606 | 135.8208 | 8.785 | 0 | 899 | 1250 | 135.821 | 1320 |  | 435 | 1320 | 1320 | DISPATCHABLE | N | s277154 | 44378.4916
38753-MKT Actual June 2021 | RP1KPAEG-Rockport 1 KP AEG | 2021-06-05 10:00 | 144.43 | 135.5664 | 8.865 | 0 | 899 | 1250 | 135.565 | 1320 |  | 435 | 1320 | 1320 | DISPATCHABLE | N | s277154 | 44378.4916
38753-MKT Actual June 2021 | RP1KPAEG-Rockport 1 KP AEG | 2021-06-05 11:00 | 144.576 | 135.6048 | 8.972 | 0 | 899 | 1250 | 135.604 | 1320 |  | 435 | 1320 | 1320 | DISPATCHABLE | N | s277154 | 44378.4916
38753-MKT Actual June 2021 | RP1KPAEG-Rockport 1 KP AEG | 2021-06-05 12:00 | 145.075 | 136.0704 | 9.006 | 0 | 899 | 1250 | 136.069 | 1320 |  | 435 | 1320 | 1320 | DISPATCHABLE | N | s277154 | 44378.4916
38753-MKT Actual June 2021 | RP1KPAEG-Rockport 1 KP AEG | 2021-06-05 13:00 | 144.94 | 135.9936 | 8.947 | 0 | 899 | 1250 | 135.993 | 1320 |  | 435 | 1320 | 1320 | DISPATCHABLE | N | s277154 | 44378.4916
38753-MKT Actual June 2021 | RP1KPAEG-Rockport 1 KP AEG | 2021-06-05 14:00 | 144.718 | 135.8688 | 8.849 | 0 | 899 | 1250 | 135.869 | 1320 |  | 435 | 1320 | 1320 | DISPATCHABLE | N | s277154 | 44378.4916
38753-MKT Actual June 2021 | RP1KPAEG-Rockport 1 KP AEG | 2021-06-05 15:00 | 144.823 | 135.9936 | 8.831 | 0 | 899 | 1250 | 135.992 | 1320 |  | 435 | 1320 | 1320 | DISPATCHABLE | N | s277154 | 44378.4916
38753-MKT Actual June 2021 | RP1KPAEG-Rockport 1 KP AEG | 2021-06-05 16:00 | 145.641 | 136.7712 | 8.87 | 0 | 899 | 1250 | 136.771 | 1320 |  | 435 | 1320 | 1320 | DISPATCHABLE | N | s277154 | 44378.4916
38753-MKT Actual June 2021 | RP1KPAEG-Rockport 1 KP AEG | 2021-06-05 17:00 | 158.946 | 149.7696 | 9.177 | 0 | 899 | 1250 | 149.769 | 1320 |  | 435 | 1320 | 1320 | DISPATCHABLE | N | s277154 | 44378.4916
38753-MKT Actual June 2021 | RP1KPAEG-Rockport 1 KP AEG | 2021-06-05 18:00 | 177.936 | 168.3744 | 9.561 | 0 | 899 | 1250 | 168.375 | 1320 |  | 435 | 1320 | 1320 | DISPATCHABLE | N | s277154 | 44378.4916
38753-MKT Actual June 2021 | RP1KPAEG-Rockport 1 KP AEG | 2021-06-05 19:00 | 182.793 | 173.1984 | 9.595 | 0 | 900 | 1180 | 173.198 | 1320 |  | 435 | 1320 | 1320 | DISPATCHABLE | N | s277154 | 44378.4916
38753-MKT Actual June 2021 | RP1KPAEG-Rockport 1 KP AEG | 2021-06-05 20:00 | 175.027 | 165.8112 | 9.215 | 0 | 900 | 1150 | 165.812 | 1320 |  | 435 | 1320 | 1320 | DISPATCHABLE | N | s277154 | 44378.4916
38753-MKT Actual June 2021 | RP1KPAEG-Rockport 1 KP AEG | 2021-06-05 21:00 | 169.333 | 160.2432 | 9.09 | 0 | 900 | 1150 | 160.243 | 1320 |  | 435 | 1320 | 1320 | DISPATCHABLE | N | s277154 | 44378.4916
38753-MKT Actual June 2021 | RP1KPAEG-Rockport 1 KP AEG | 2021-06-05 22:00 | 146.632 | 137.88 | 8.752 | 0 | 900 | 1150 | 137.88 | 1320 |  | 435 | 1320 | 1320 | DISPATCHABLE | N | s277154 | 44378.4916
38753-MKT Actual June 2021 | RP1KPAEG-Rockport 1 KP AEG | 2021-06-05 23:00 | 144.683 | 135.8832 | 8.799 | 0 | 900 | 1150 | 135.884 | 1320 |  | 435 | 1320 | 1320 | DISPATCHABLE | N | s277154 | 44378.4916
38753-MKT Actual June 2021 | RP1KPAEG-Rockport 1 KP AEG | 2021-06-06 | 144.521 | 135.72 | 8.799 | 0 | 899 | 1150 | 135.722 | 1320 |  | 435 | 1320 | 1320 | DISPATCHABLE | N | s277154 | 44378.4916
38753-MKT Actual June 2021 | RP1KPAEG-Rockport 1 KP AEG | 2021-06-06 01:00 | 144.521 | 135.7296 | 8.789 | 0 | 899 | 1160 | 135.732 | 1320 |  | 435 | 1320 | 1320 | DISPATCHABLE | N | s277154 | 44378.4916
38753-MKT Actual June 2021 | RP1KPAEG-Rockport 1 KP AEG | 2021-06-06 02:00 | 144.537 | 135.7344 | 8.803 | 0 | 899 | 1150 | 135.734 | 1320 |  | 435 | 1320 | 1320 | DISPATCHABLE | N | s277154 | 44378.4916
38753-MKT Actual June 2021 | RP1KPAEG-Rockport 1 KP AEG | 2021-06-06 03:00 | 144.827 | 136.08 | 8.747 | 0 | 882 | 1154 | 136.08 | 1320 |  | 435 | 1320 | 1320 | DISPATCHABLE | N | s277154 | 44378.4916
38753-MKT Actual June 2021 | RP1KPAEG-Rockport 1 KP AEG | 2021-06-06 04:00 | 123.553 | 115.1808 | 8.372 | 0 | 500 | 1178 | 115.181 | 1320 |  | 435 | 1320 | 1320 | DISPATCHABLE | N | s277154 | 44378.4916
38753-MKT Actual June 2021 | RP1KPAEG-Rockport 1 KP AEG | 2021-06-06 05:00 | 95.338 | 87.3696 | 7.968 | 0 | 500 | 1150 | 87.37 | 1320 |  | 435 | 1320 | 1320 | DISPATCHABLE | N | s277154 | 44378.4916
38753-MKT Actual June 2021 | RP1KPAEG-Rockport 1 KP AEG | 2021-06-06 06:00 | 83.838 | 76.056 | 7.781 | 0 | 499 | 1150 | 76.057 | 1320 |  | 435 | 1320 | 1320 | DISPATCHABLE | N | s277154 | 44378.4916
38753-MKT Actual June 2021 | RP1KPAEG-Rockport 1 KP AEG | 2021-06-06 07:00 | 83.731 | 75.9264 | 7.806 | 0 | 499 | 1150 | 75.925 | 1320 |  | 435 | 1320 | 1320 | DISPATCHABLE | N | s277154 | 44378.4916
38753-MKT Actual June 2021 | RP1KPAEG-Rockport 1 KP AEG | 2021-06-06 08:00 | 83.508 | 75.7872 | 7.721 | 0 | 499 | 1150 | 75.787 | 1320 |  | 435 | 1320 | 1320 | DISPATCHABLE | N | s277154 | 44378.4916
38753-MKT Actual June 2021 | RP1KPAEG-Rockport 1 KP AEG | 2021-06-06 09:00 | 83.632 | 75.9216 | 7.711 | 0 | 499 | 1150 | 75.921 | 1320 |  | 435 | 1320 | 1320 | DISPATCHABLE | N | s277154 | 44378.4916
38753-MKT Actual June 2021 | RP1KPAEG-Rockport 1 KP AEG | 2021-06-06 10:00 | 85.678 | 77.8944 | 7.785 | 0 | 499 | 1158 | 77.893 | 1320 |  | 435 | 1320 | 1320 | DISPATCHABLE | N | s277154 | 44378.4916
38753-MKT Actual June 2021 | RP1KPAEG-Rockport 1 KP AEG | 2021-06-06 11:00 | 89.387 | 81.4512 | 7.935 | 0 | 499 | 1318 | 81.452 | 1320 |  | 435 | 1320 | 1320 | DISPATCHABLE | N | s277154 | 44378.4916
38753-MKT Actual June 2021 | RP1KPAEG-Rockport 1 KP AEG | 2021-06-06 12:00 | 102.977 | 94.7712 | 8.208 | 0 | 500 | 1318 | 94.769 | 1320 |  | 435 | 1320 | 1320 | DISPATCHABLE | N | s277154 | 44378.4916
38753-MKT Actual June 2021 | RP1KPAEG-Rockport 1 KP AEG | 2021-06-06 13:00 | 137.77 | 128.9232 | 8.847 | 0 | 500 | 1318 | 128.923 | 1320 |  | 435 | 1320 | 1320 | DISPATCHABLE | N | s277154 | 44378.4916
38753-MKT Actual June 2021 | RP1KPAEG-Rockport 1 KP AEG | 2021-06-06 14:00 | 173.443 | 164.0496 | 9.394 | 0 | 500 | 1318 | 164.049 | 1320 |  | 435 | 1320 | 1320 | DISPATCHABLE | N | s277154 | 44378.4916
38753-MKT Actual June 2021 | RP1KPAEG-Rockport 1 KP AEG | 2021-06-06 15:00 | 163.816 | 154.7904 | 9.025 | 0 | 500 | 1318 | 154.791 | 1320 |  | 435 | 1320 | 1320 | DISPATCHABLE | N | s277154 | 44378.4916
38753-MKT Actual June 2021 | RP1KPAEG-Rockport 1 KP AEG | 2021-06-06 16:00 | 162.231 | 153.1104 | 9.12 | 0 | 500 | 1318 | 153.111 | 1320 |  | 435 | 1320 | 1320 | DISPATCHABLE | N | s277154 | 44378.4916
38753-MKT Actual June 2021 | RP1KPAEG-Rockport 1 KP AEG | 2021-06-06 17:00 | 173.954 | 164.5872 | 9.366 | 0 | 500 | 1318 | 164.588 | 1320 |  | 435 | 1320 | 1320 | DISPATCHABLE | N | s277154 | 44378.4916
38753-MKT Actual June 2021 | RP1KPAEG-Rockport 1 KP AEG | 2021-06-06 18:00 | 195.87 | 186.1152 | 9.754 | 0 | 500 | 1273 | 186.116 | 1320 |  | 435 | 1320 | 1320 | DISPATCHABLE | N | s277154 | 44378.4916
38753-MKT Actual June 2021 | RP1KPAEG-Rockport 1 KP AEG | 2021-06-06 19:00 | 180.241 | 170.8944 | 9.347 | 0 | 500 | 1250 | 170.894 | 1320 |  | 435 | 1320 | 1320 | DISPATCHABLE | N | s277154 | 44378.4916
38753-MKT Actual June 2021 | RP1KPAEG-Rockport 1 KP AEG | 2021-06-06 20:00 | 172.838 | 163.6848 | 9.152 | 0 | 500 | 1250 | 163.686 | 1320 |  | 435 | 1320 | 1320 | DISPATCHABLE | N | s277154 | 44378.4916
38753-MKT Actual June 2021 | RP1KPAEG-Rockport 1 KP AEG | 2021-06-06 21:00 | 160.186 | 151.296 | 8.89 | 0 | 500 | 1250 | 151.296 | 1320 |  | 435 | 1320 | 1320 | DISPATCHABLE | N | s277154 | 44378.4916
38753-MKT Actual June 2021 | RP1KPAEG-Rockport 1 KP AEG | 2021-06-06 22:00 | 177.33 | 168 | 9.331 | 0 | 500 | 1250 | 167.999 | 1320 |  | 435 | 1320 | 1320 | DISPATCHABLE | N | s277154 | 44378.4916
38753-MKT Actual June 2021 | RP1KPAEG-Rockport 1 KP AEG | 2021-06-06 23:00 | 170.448 | 161.2656 | 9.182 | 0 | 500 | 1250 | 161.266 | 1320 |  | 435 | 1320 | 1320 | DISPATCHABLE | N | s277154 | 44378.4916
38753-MKT Actual June 2021 | RP1KPAEG-Rockport 1 KP AEG | 2021-06-07 | 130.829 | 122.3088 | 8.522 | 0 | 500 | 1250 | 122.307 | 1320 |  | 435 | 1320 | 1320 | DISPATCHABLE | N | s277154 | 44378.4916
38753-MKT Actual June 2021 | RP1KPAEG-Rockport 1 KP AEG | 2021-06-07 01:00 | 94.448 | 86.4672 | 7.981 | 0 | 500 | 1250 | 86.467 | 1320 |  | 435 | 1320 | 1320 | DISPATCHABLE | N | s277154 | 44378.4916
38753-MKT Actual June 2021 | RP1KPAEG-Rockport 1 KP AEG | 2021-06-07 02:00 | 83.588 | 75.7392 | 7.849 | 0 | 499 | 1250 | 75.739 | 1320 |  | 435 | 1320 | 1320 | DISPATCHABLE | N | s277154 | 44378.4921
38753-MKT Actual June 2021 | RP1KPAEG-Rockport 1 KP AEG | 2021-06-07 03:00 | 83.349 | 75.5088 | 7.841 | 0 | 499 | 1250 | 75.508 | 1320 |  | 435 | 1320 | 1320 | DISPATCHABLE | N | s277154 | 44378.4921
38753-MKT Actual June 2021 | RP1KPAEG-Rockport 1 KP AEG | 2021-06-07 04:00 | 83.339 | 75.5232 | 7.816 | 0 | 499 | 1250 | 75.523 | 1320 |  | 435 | 1320 | 1320 | DISPATCHABLE | N | s277154 | 44378.4921
38753-MKT Actual June 2021 | RP1KPAEG-Rockport 1 KP AEG | 2021-06-07 05:00 | 83.357 | 75.5472 | 7.81 | 0 | 499 | 1250 | 75.547 | 1320 |  | 435 | 1320 | 1320 | DISPATCHABLE | N | s277154 | 44378.4921
38753-MKT Actual June 2021 | RP1KPAEG-Rockport 1 KP AEG | 2021-06-07 06:00 | 83.377 | 75.5472 | 7.831 | 0 | 499 | 1250 | 75.546 | 1320 |  | 435 | 1320 | 1320 | DISPATCHABLE | N | s277154 | 44378.4921
38753-MKT Actual June 2021 | RP1KPAEG-Rockport 1 KP AEG | 2021-06-07 07:00 | 84.761 | 76.9008 | 7.86 | 0 | 499 | 1250 | 76.901 | 1320 |  | 435 | 1320 | 1320 | DISPATCHABLE | N | s277154 | 44378.4921
38753-MKT Actual June 2021 | RP1KPAEG-Rockport 1 KP AEG | 2021-06-07 08:00 | 101.617 | 93.4992 | 8.117 | 0 | 500 | 1250 | 93.5 | 1320 |  | 435 | 1320 | 1320 | DISPATCHABLE | N | s277154 | 44378.4921
38753-MKT Actual June 2021 | RP1KPAEG-Rockport 1 KP AEG | 2021-06-07 09:00 | 120.239 | 111.8832 | 8.356 | 0 | 500 | 1250 | 111.883 | 1320 |  | 435 | 1320 | 1320 | DISPATCHABLE | N | s277154 | 44378.4921
38753-MKT Actual June 2021 | RP1KPAEG-Rockport 1 KP AEG | 2021-06-07 10:00 | 119.972 | 111.648 | 8.324 | 0 | 500 | 1250 | 111.648 | 1320 |  | 435 | 1320 | 1320 | DISPATCHABLE | N | s277154 | 44378.4921
38753-MKT Actual June 2021 | RP1KPAEG-Rockport 1 KP AEG | 2021-06-07 11:00 | 116.525 | 108.216 | 8.309 | 0 | 500 | 1250 | 108.216 | 1320 |  | 435 | 1320 | 1320 | DISPATCHABLE | N | s277154 | 44378.4921
38753-MKT Actual June 2021 | RP1KPAEG-Rockport 1 KP AEG | 2021-06-07 12:00 | 107.998 | 99.7584 | 8.241 | 0 | 500 | 1250 | 99.757 | 1320 |  | 435 | 1320 | 1320 | DISPATCHABLE | N | s277154 | 44378.4921
38753-MKT Actual June 2021 | RP1KPAEG-Rockport 1 KP AEG | 2021-06-07 13:00 | 120.079 | 111.6528 | 8.426 | 0 | 500 | 1260 | 111.653 | 1320 |  | 435 | 1320 | 1320 | DISPATCHABLE | N | s277154 | 44378.4921
38753-MKT Actual June 2021 | RP1KPAEG-Rockport 1 KP AEG | 2021-06-07 14:00 | 146.851 | 138.048 | 8.802 | 0 | 500 | 1318 | 138.049 | 1320 |  | 435 | 1320 | 1320 | DISPATCHABLE | N | s277154 | 44378.4921
38753-MKT Actual June 2021 | RP1KPAEG-Rockport 1 KP AEG | 2021-06-07 15:00 | 168.836 | 159.672 | 9.164 | 0 | 500 | 1318 | 159.672 | 1320 |  | 435 | 1320 | 1320 | DISPATCHABLE | N | s277154 | 44378.4921
38753-MKT Actual June 2021 | RP1KPAEG-Rockport 1 KP AEG | 2021-06-07 16:00 | 189.528 | 180.0048 | 9.52 | 0 | 500 | 1318 | 180.008 | 1320 |  | 435 | 1320 | 1320 | DISPATCHABLE | N | s277154 | 44378.4921
38753-MKT Actual June 2021 | RP1KPAEG-Rockport 1 KP AEG | 2021-06-07 17:00 | 205.594 | 195.7392 | 9.855 | 0 | 500 | 1319 | 195.739 | 1321 |  | 435 | 1321 | 1320 | DISPATCHABLE | N | s277154 | 44378.4921
38753-MKT Actual June 2021 | RP1KPAEG-Rockport 1 KP AEG | 2021-06-07 18:00 | 207.015 | 197.1312 | 9.884 | 0 | 590 | 1319 | 197.131 | 1321 |  | 435 | 1321 | 1320 | DISPATCHABLE | N | s277154 | 44378.4921
38753-MKT Actual June 2021 | RP1KPAEG-Rockport 1 KP AEG | 2021-06-07 19:00 | 207.709 | 197.8464 | 9.86 | 0 | 1317 | 1320 | 197.849 | 1321 |  | 435 | 1321 | 1320 | DISPATCHABLE | N | s277154 | 44378.4921
38753-MKT Actual June 2021 | RP1KPAEG-Rockport 1 KP AEG | 2021-06-07 20:00 | 206.987 | 197.2176 | 9.769 | 0 | 953 | 1320 | 197.218 | 1321 |  | 435 | 1321 | 1320 | DISPATCHABLE | N | s277154 | 44378.4921
38753-MKT Actual June 2021 | RP1KPAEG-Rockport 1 KP AEG | 2021-06-07 21:00 | 199.144 | 189.6096 | 9.534 | 0 | 500 | 1318 | 189.61 | 1320 |  | 435 | 1320 | 1320 | DISPATCHABLE | N | s277154 | 44378.4921
38753-MKT Actual June 2021 | RP1KPAEG-Rockport 1 KP AEG | 2021-06-07 22:00 | 191.367 | 181.9392 | 9.427 | 0 | 500 | 1318 | 181.94 | 1320 |  | 435 | 1320 | 1320 | DISPATCHABLE | N | s277154 | 44378.4921
38753-MKT Actual June 2021 | RP1KPAEG-Rockport 1 KP AEG | 2021-06-07 23:00 | 198.076 | 188.3712 | 9.704 | 0 | 500 | 1318 | 188.372 | 1320 |  | 435 | 1320 | 1320 | DISPATCHABLE | N | s277154 | 44378.4921
38753-MKT Actual June 2021 | RP1KPAEG-Rockport 1 KP AEG | 2021-06-08 | 172.769 | 163.6752 | 9.094 | 0 | 500 | 1318 | 163.675 | 1320 |  | 435 | 1320 | 1320 | DISPATCHABLE | N | s277154 | 44378.4921
38753-MKT Actual June 2021 | RP1KPAEG-Rockport 1 KP AEG | 2021-06-08 01:00 | 134.955 | 126.4416 | 8.516 | 0 | 500 | 1318 | 126.439 | 1320 |  | 435 | 1320 | 1320 | DISPATCHABLE | N | s277154 | 44378.4921
38753-MKT Actual June 2021 | RP1KPAEG-Rockport 1 KP AEG | 2021-06-08 02:00 | 100.504 | 92.4816 | 8.021 | 0 | 500 | 1318 | 92.483 | 1320 |  | 435 | 1320 | 1320 | DISPATCHABLE | N | s277154 | 44378.4921
38753-MKT Actual June 2021 | RP1KPAEG-Rockport 1 KP AEG | 2021-06-08 03:00 | 83.468 | 75.7296 | 7.741 | 0 | 499 | 1318 | 75.727 | 1320 |  | 435 | 1320 | 1320 | DISPATCHABLE | N | s277154 | 44378.4921
38753-MKT Actual June 2021 | RP1KPAEG-Rockport 1 KP AEG | 2021-06-08 04:00 | 83.079 | 75.288 | 7.791 | 0 | 499 | 1318 | 75.288 | 1320 |  | 435 | 1320 | 1320 | DISPATCHABLE | N | s277154 | 44378.4921
38753-MKT Actual June 2021 | RP1KPAEG-Rockport 1 KP AEG | 2021-06-08 05:00 | 83.128 | 75.3216 | 7.806 | 0 | 499 | 1318 | 75.322 | 1320 |  | 435 | 1320 | 1320 | DISPATCHABLE | N | s277154 | 44378.4921
38753-MKT Actual June 2021 | RP1KPAEG-Rockport 1 KP AEG | 2021-06-08 06:00 | 83.087 | 75.2832 | 7.806 | 0 | 499 | 1318 | 75.281 | 1320 |  | 435 | 1320 | 1320 | DISPATCHABLE | N | s277154 | 44378.4921
38753-MKT Actual June 2021 | RP1KPAEG-Rockport 1 KP AEG | 2021-06-08 07:00 | 84.135 | 76.2864 | 7.848 | 0 | 499 | 1318 | 76.287 | 1320 |  | 435 | 1320 | 1320 | DISPATCHABLE | N | s277154 | 44378.4921
38753-MKT Actual June 2021 | RP1KPAEG-Rockport 1 KP AEG | 2021-06-08 08:00 | 101.761 | 93.6192 | 8.139 | 0 | 500 | 1318 | 93.622 | 1320 |  | 435 | 1320 | 1320 | DISPATCHABLE | N | s277154 | 44378.4921
38753-MKT Actual June 2021 | RP1KPAEG-Rockport 1 KP AEG | 2021-06-08 09:00 | 127.057 | 118.6224 | 8.434 | 0 | 500 | 1318 | 118.623 | 1320 |  | 435 | 1320 | 1320 | DISPATCHABLE | N | s277154 | 44378.4921
38753-MKT Actual June 2021 | RP1KPAEG-Rockport 1 KP AEG | 2021-06-08 10:00 | 136.491 | 127.872 | 8.62 | 0 | 500 | 1318 | 127.871 | 1320 |  | 435 | 1320 | 1320 | DISPATCHABLE | N | s277154 | 44378.4921
38753-MKT Actual June 2021 | RP1KPAEG-Rockport 1 KP AEG | 2021-06-08 11:00 | 159.782 | 150.6768 | 9.106 | 0 | 500 | 1318 | 150.676 | 1320 |  | 435 | 1320 | 1320 | DISPATCHABLE | N | s277154 | 44378.4921
38753-MKT Actual June 2021 | RP1KPAEG-Rockport 1 KP AEG | 2021-06-08 12:00 | 168.871 | 159.7104 | 9.162 | 0 | 500 | 1318 | 159.709 | 1320 |  | 435 | 1320 | 1320 | DISPATCHABLE | N | s277154 | 44378.4921
38753-MKT Actual June 2021 | RP1KPAEG-Rockport 1 KP AEG | 2021-06-08 13:00 | 189.792 | 180.1824 | 9.61 | 0 | 500 | 1318 | 180.182 | 1320 |  | 435 | 1320 | 1320 | DISPATCHABLE | N | s277154 | 44378.4921
38753-MKT Actual June 2021 | RP1KPAEG-Rockport 1 KP AEG | 2021-06-08 14:00 | 201.569 | 191.8128 | 9.757 | 0 | 500 | 1318 | 191.812 | 1320 |  | 435 | 1320 | 1320 | DISPATCHABLE | N | s277154 | 44378.4921
38753-MKT Actual June 2021 | RP1KPAEG-Rockport 1 KP AEG | 2021-06-08 15:00 | 196.561 | 186.8304 | 9.73 | 0 | 500 | 1288 | 186.831 | 1320 |  | 435 | 1320 | 1320 | DISPATCHABLE | N | s277154 | 44378.4921
38753-MKT Actual June 2021 | RP1KPAEG-Rockport 1 KP AEG | 2021-06-08 16:00 | 196.895 | 187.1376 | 9.757 | 0 | 500 | 1251 | 187.138 | 1320 |  | 435 | 1320 | 1320 | DISPATCHABLE | N | s277154 | 44378.4921
38753-MKT Actual June 2021 | RP1KPAEG-Rockport 1 KP AEG | 2021-06-08 17:00 | 197.029 | 187.3344 | 9.695 | 0 | 500 | 1251 | 187.334 | 1320 |  | 435 | 1320 | 1320 | DISPATCHABLE | N | s277154 | 44378.4921
38753-MKT Actual June 2021 | RP1KPAEG-Rockport 1 KP AEG | 2021-06-08 18:00 | 196.953 | 187.2192 | 9.733 | 0 | 500 | 1251 | 187.22 | 1320 |  | 435 | 1320 | 1320 | DISPATCHABLE | N | s277154 | 44378.4921
38753-MKT Actual June 2021 | RP1KPAEG-Rockport 1 KP AEG | 2021-06-08 19:00 | 196.914 | 187.2384 | 9.677 | 0 | 500 | 1251 | 187.237 | 1320 |  | 435 | 1320 | 1320 | DISPATCHABLE | N | s277154 | 44378.4921
38753-MKT Actual June 2021 | RP1KPAEG-Rockport 1 KP AEG | 2021-06-08 20:00 | 197.184 | 187.5696 | 9.615 | 0 | 500 | 1251 | 187.569 | 1320 |  | 435 | 1320 | 1320 | DISPATCHABLE | N | s277154 | 44378.4921
38753-MKT Actual June 2021 | RP1KPAEG-Rockport 1 KP AEG | 2021-06-08 21:00 | 194.122 | 184.6224 | 9.499 | 0 | 500 | 1251 | 184.623 | 1320 |  | 435 | 1320 | 1320 | DISPATCHABLE | N | s277154 | 44378.4921
38753-MKT Actual June 2021 | RP1KPAEG-Rockport 1 KP AEG | 2021-06-08 22:00 | 185.903 | 176.5536 | 9.349 | 0 | 500 | 1250 | 176.554 | 1320 |  | 435 | 1320 | 1320 | DISPATCHABLE | N | s277154 | 44378.4921
38753-MKT Actual June 2021 | RP1KPAEG-Rockport 1 KP AEG | 2021-06-08 23:00 | 162.817 | 153.8352 | 8.981 | 0 | 500 | 1250 | 153.836 | 1320 |  | 435 | 1320 | 1320 | DISPATCHABLE | N | s277154 | 44378.4921
38753-MKT Actual June 2021 | RP1KPAEG-Rockport 1 KP AEG | 2021-06-09 | 141.437 | 132.7296 | 8.707 | 0 | 500 | 1250 | 132.73 | 1320 |  | 435 | 1320 | 1320 | DISPATCHABLE | N | s277154 | 44378.4921
38753-MKT Actual June 2021 | RP1KPAEG-Rockport 1 KP AEG | 2021-06-09 01:00 | 122.899 | 114.4608 | 8.437 | 0 | 500 | 1317 | 114.462 | 1320 |  | 435 | 1320 | 1320 | DISPATCHABLE | N | s277154 | 44378.4921
38753-MKT Actual June 2021 | RP1KPAEG-Rockport 1 KP AEG | 2021-06-09 02:00 | 98.197 | 90.1392 | 8.059 | 0 | 500 | 1318 | 90.138 | 1320 |  | 435 | 1320 | 1320 | DISPATCHABLE | N | s277154 | 44378.4921
38753-MKT Actual June 2021 | RP1KPAEG-Rockport 1 KP AEG | 2021-06-09 03:00 | 82.751 | 74.9616 | 7.791 | 0 | 498 | 1318 | 74.96 | 1320 |  | 435 | 1320 | 1320 | DISPATCHABLE | N | s277154 | 44378.4921
38753-MKT Actual June 2021 | RP1KPAEG-Rockport 1 KP AEG | 2021-06-09 04:00 | 82.897 | 75.0816 | 7.815 | 0 | 499 | 1318 | 75.082 | 1320 |  | 435 | 1320 | 1320 | DISPATCHABLE | N | s277154 | 44378.4921
38753-MKT Actual June 2021 | RP1KPAEG-Rockport 1 KP AEG | 2021-06-09 05:00 | 82.887 | 75.0576 | 7.831 | 0 | 498 | 1318 | 75.056 | 1320 |  | 435 | 1320 | 1320 | DISPATCHABLE | N | s277154 | 44378.4921
38753-MKT Actual June 2021 | RP1KPAEG-Rockport 1 KP AEG | 2021-06-09 06:00 | 82.839 | 75.0384 | 7.801 | 0 | 498 | 1318 | 75.038 | 1320 |  | 435 | 1320 | 1320 | DISPATCHABLE | N | s277154 | 44378.4921
38753-MKT Actual June 2021 | RP1KPAEG-Rockport 1 KP AEG | 2021-06-09 07:00 | 86.047 | 78.1728 | 7.874 | 0 | 499 | 1318 | 78.173 | 1320 |  | 435 | 1320 | 1320 | DISPATCHABLE | N | s277154 | 44378.4921
38753-MKT Actual June 2021 | RP1KPAEG-Rockport 1 KP AEG | 2021-06-09 08:00 | 97.289 | 89.2656 | 8.022 | 0 | 500 | 1318 | 89.267 | 1320 |  | 435 | 1320 | 1320 | DISPATCHABLE | N | s277154 | 44378.4921
38753-MKT Actual June 2021 | RP1KPAEG-Rockport 1 KP AEG | 2021-06-09 09:00 | 127.66 | 119.256 | 8.406 | 0 | 500 | 1318 | 119.254 | 1320 |  | 435 | 1320 | 1320 | DISPATCHABLE | N | s277154 | 44378.4921
38753-MKT Actual June 2021 | RP1KPAEG-Rockport 1 KP AEG | 2021-06-09 10:00 | 129.698 | 121.2576 | 8.44 | 0 | 500 | 1318 | 121.258 | 1320 |  | 435 | 1320 | 1320 | DISPATCHABLE | N | s277154 | 44378.4921
38753-MKT Actual June 2021 | RP1KPAEG-Rockport 1 KP AEG | 2021-06-09 11:00 | 167.637 | 158.4912 | 9.145 | 0 | 500 | 1318 | 158.492 | 1320 |  | 435 | 1320 | 1320 | DISPATCHABLE | N | s277154 | 44378.4921
38753-MKT Actual June 2021 | RP1KPAEG-Rockport 1 KP AEG | 2021-06-09 12:00 | 195.602 | 185.8944 | 9.706 | 0 | 498 | 1315 | 185.896 | 1317 |  | 433 | 1317 | 1320 | DISPATCHABLE | N | s277154 | 44378.4921
38753-MKT Actual June 2021 | RP1KPAEG-Rockport 1 KP AEG | 2021-06-09 13:00 | 203.893 | 194.0208 | 9.873 | 0 | 500 | 1318 | 194.02 | 1320 |  | 435 | 1320 | 1320 | DISPATCHABLE | N | s277154 | 44378.4921
38753-MKT Actual June 2021 | RP1KPAEG-Rockport 1 KP AEG | 2021-06-09 14:00 | 205.046 | 195.1296 | 9.917 | 0 | 500 | 1318 | 195.129 | 1320 |  | 435 | 1320 | 1320 | DISPATCHABLE | N | s277154 | 44378.4921
38753-MKT Actual June 2021 | RP1KPAEG-Rockport 1 KP AEG | 2021-06-09 15:00 | 200.449 | 190.7376 | 9.71 | 0 | 500 | 1293 | 190.739 | 1320 |  | 435 | 1320 | 1320 | DISPATCHABLE | N | s277154 | 44378.4921
38753-MKT Actual June 2021 | RP1KPAEG-Rockport 1 KP AEG | 2021-06-09 16:00 | 194.275 | 184.6032 | 9.672 | 0 | 500 | 1251 | 184.603 | 1320 |  | 435 | 1320 | 1320 | DISPATCHABLE | N | s277154 | 44378.4921
38753-MKT Actual June 2021 | RP1KPAEG-Rockport 1 KP AEG | 2021-06-09 17:00 | 197.232 | 187.4592 | 9.772 | 0 | 500 | 1252 | 187.46 | 1320 |  | 435 | 1320 | 1320 | DISPATCHABLE | N | s277154 | 44378.4921
38753-MKT Actual June 2021 | RP1KPAEG-Rockport 1 KP AEG | 2021-06-09 18:00 | 196.013 | 186.312 | 9.7 | 0 | 500 | 1250 | 186.313 | 1320 |  | 435 | 1320 | 1320 | DISPATCHABLE | N | s277154 | 44378.4921
38753-MKT Actual June 2021 | RP1KPAEG-Rockport 1 KP AEG | 2021-06-09 19:00 | 196.212 | 186.4992 | 9.713 | 0 | 500 | 1250 | 186.499 | 1320 |  | 435 | 1320 | 1320 | DISPATCHABLE | N | s277154 | 44378.4921
38753-MKT Actual June 2021 | RP1KPAEG-Rockport 1 KP AEG | 2021-06-09 20:00 | 193.498 | 183.9072 | 9.59 | 0 | 500 | 1250 | 183.908 | 1320 |  | 435 | 1320 | 1320 | DISPATCHABLE | N | s277154 | 44378.4921
38753-MKT Actual June 2021 | RP1KPAEG-Rockport 1 KP AEG | 2021-06-09 21:00 | 195.284 | 185.7504 | 9.533 | 0 | 500 | 1251 | 185.751 | 1320 |  | 435 | 1320 | 1320 | DISPATCHABLE | N | s277154 | 44378.4921
38753-MKT Actual June 2021 | RP1KPAEG-Rockport 1 KP AEG | 2021-06-09 22:00 | 192.833 | 183.2688 | 9.566 | 0 | 500 | 1250 | 183.267 | 1320 |  | 435 | 1320 | 1320 | DISPATCHABLE | N | s277154 | 44378.4921
38753-MKT Actual June 2021 | RP1KPAEG-Rockport 1 KP AEG | 2021-06-09 23:00 | 188.315 | 178.7904 | 9.524 | 0 | 500 | 1250 | 178.791 | 1320 |  | 435 | 1320 | 1320 | DISPATCHABLE | N | s277154 | 44378.4921
38753-MKT Actual June 2021 | RP1KPAEG-Rockport 1 KP AEG | 2021-06-10 | 184.203 | 174.7344 | 9.469 | 0 | 500 | 1250 | 174.734 | 1320 |  | 435 | 1320 | 1320 | DISPATCHABLE | N | s277154 | 44378.4921
38753-MKT Actual June 2021 | RP1KPAEG-Rockport 1 KP AEG | 2021-06-10 01:00 | 148.98 | 140.2032 | 8.778 | 0 | 500 | 1250 | 140.202 | 1320 |  | 435 | 1320 | 1320 | DISPATCHABLE | N | s277154 | 44378.4921
38753-MKT Actual June 2021 | RP1KPAEG-Rockport 1 KP AEG | 2021-06-10 02:00 | 107.761 | 99.6048 | 8.155 | 0 | 500 | 1250 | 99.606 | 1320 |  | 435 | 1320 | 1320 | DISPATCHABLE | N | s277154 | 44378.4921
38753-MKT Actual June 2021 | RP1KPAEG-Rockport 1 KP AEG | 2021-06-10 03:00 | 83.308 | 75.5616 | 7.746 | 0 | 498 | 1250 | 75.562 | 1320 |  | 435 | 1320 | 1320 | DISPATCHABLE | N | s277154 | 44378.4921
38753-MKT Actual June 2021 | RP1KPAEG-Rockport 1 KP AEG | 2021-06-10 04:00 | 83.068 | 75.3168 | 7.752 | 0 | 499 | 1250 | 75.316 | 1320 |  | 435 | 1320 | 1320 | DISPATCHABLE | N | s277154 | 44378.4921
38753-MKT Actual June 2021 | RP1KPAEG-Rockport 1 KP AEG | 2021-06-10 05:00 | 83.231 | 75.4704 | 7.761 | 0 | 498 | 1250 | 75.47 | 1320 |  | 435 | 1320 | 1320 | DISPATCHABLE | N | s277154 | 44378.4921
38753-MKT Actual June 2021 | RP1KPAEG-Rockport 1 KP AEG | 2021-06-10 06:00 | 83.041 | 75.2256 | 7.815 | 0 | 499 | 1250 | 75.226 | 1320 |  | 435 | 1320 | 1320 | DISPATCHABLE | N | s277154 | 44378.4921
38753-MKT Actual June 2021 | RP1KPAEG-Rockport 1 KP AEG | 2021-06-10 07:00 | 83.167 | 75.2496 | 7.918 | 0 | 497 | 1250 | 75.249 | 1320 |  | 435 | 1320 | 1320 | DISPATCHABLE | N | s277154 | 44378.4921
38753-MKT Actual June 2021 | RP1KPAEG-Rockport 1 KP AEG | 2021-06-10 08:00 | 98.755 | 90.6192 | 8.136 | 0 | 499 | 1250 | 90.619 | 1320 |  | 435 | 1320 | 1320 | DISPATCHABLE | N | s277154 | 44378.4921
38753-MKT Actual June 2021 | RP1KPAEG-Rockport 1 KP AEG | 2021-06-10 09:00 | 134.4 | 125.8608 | 8.539 | 0 | 500 | 1250 | 125.861 | 1320 |  | 435 | 1320 | 1320 | DISPATCHABLE | N | s277154 | 44378.4921
38753-MKT Actual June 2021 | RP1KPAEG-Rockport 1 KP AEG | 2021-06-10 10:00 | 143.312 | 134.5968 | 8.713 | 0 | 500 | 1250 | 134.599 | 1320 |  | 435 | 1320 | 1320 | DISPATCHABLE | N | s277154 | 44378.4921
38753-MKT Actual June 2021 | RP1KPAEG-Rockport 1 KP AEG | 2021-06-10 11:00 | 156.491 | 147.4992 | 8.99 | 0 | 500 | 1250 | 147.501 | 1320 |  | 435 | 1320 | 1320 | DISPATCHABLE | N | s277154 | 44378.4921
38753-MKT Actual June 2021 | RP1KPAEG-Rockport 1 KP AEG | 2021-06-10 12:00 | 169.64 | 160.4928 | 9.147 | 0 | 500 | 1250 | 160.493 | 1320 |  | 435 | 1320 | 1320 | DISPATCHABLE | N | s277154 | 44378.4921
38753-MKT Actual June 2021 | RP1KPAEG-Rockport 1 KP AEG | 2021-06-10 13:00 | 189.897 | 180.3072 | 9.591 | 0 | 500 | 1252 | 180.306 | 1320 |  | 435 | 1320 | 1320 | DISPATCHABLE | N | s277154 | 44378.4921
38753-MKT Actual June 2021 | RP1KPAEG-Rockport 1 KP AEG | 2021-06-10 14:00 | 197.508 | 187.824 | 9.684 | 0 | 500 | 1253 | 187.824 | 1320 |  | 435 | 1320 | 1320 | DISPATCHABLE | N | s277154 | 44378.4921
38753-MKT Actual June 2021 | RP1KPAEG-Rockport 1 KP AEG | 2021-06-10 15:00 | 197.363 | 187.6656 | 9.699 | 0 | 500 | 1253 | 187.664 | 1320 |  | 435 | 1320 | 1320 | DISPATCHABLE | N | s277154 | 44378.4921
38753-MKT Actual June 2021 | RP1KPAEG-Rockport 1 KP AEG | 2021-06-10 16:00 | 197.307 | 187.6224 | 9.685 | 0 | 500 | 1253 | 187.622 | 1320 |  | 435 | 1320 | 1320 | DISPATCHABLE | N | s277154 | 44378.4921
38753-MKT Actual June 2021 | RP1KPAEG-Rockport 1 KP AEG | 2021-06-10 17:00 | 197.726 | 188.0217 | 9.704 | 0 | 500 | 1253 | 188.022 | 1320 |  | 435 | 1320 | 1320 | DISPATCHABLE | N | s277154 | 44378.4921
38753-MKT Actual June 2021 | RP1KPAEG-Rockport 1 KP AEG | 2021-06-10 18:00 | 198.104 | 188.3707 | 9.733 | 0 | 500 | 1257 | 188.371 | 1320 |  | 435 | 1320 | 1320 | DISPATCHABLE | N | s277154 | 44378.4921
38753-MKT Actual June 2021 | RP1KPAEG-Rockport 1 KP AEG | 2021-06-10 19:00 | 198.283 | 188.5677 | 9.715 | 0 | 500 | 1258 | 188.568 | 1320 |  | 435 | 1320 | 1320 | DISPATCHABLE | N | s277154 | 44378.4921
38753-MKT Actual June 2021 | RP1KPAEG-Rockport 1 KP AEG | 2021-06-10 20:00 | 197.346 | 187.8031 | 9.544 | 0 | 500 | 1253 | 187.802 | 1320 |  | 435 | 1320 | 1320 | DISPATCHABLE | N | s277154 | 44378.4921
38753-MKT Actual June 2021 | RP1KPAEG-Rockport 1 KP AEG | 2021-06-10 21:00 | 192.973 | 183.5939 | 9.38 | 0 | 500 | 1251 | 183.593 | 1320 |  | 435 | 1320 | 1320 | DISPATCHABLE | N | s277154 | 44378.4921
38753-MKT Actual June 2021 | RP1KPAEG-Rockport 1 KP AEG | 2021-06-10 22:00 | 191.557 | 182.1455 | 9.412 | 0 | 500 | 1251 | 182.145 | 1320 |  | 435 | 1320 | 1320 | DISPATCHABLE | N | s277154 | 44378.4921
38753-MKT Actual June 2021 | RP1KPAEG-Rockport 1 KP AEG | 2021-06-10 23:00 | 160.056 | 151.1499 | 8.907 | 0 | 500 | 1250 | 151.149 | 1320 |  | 435 | 1320 | 1320 | DISPATCHABLE | N | s277154 | 44378.4921
38753-MKT Actual June 2021 | RP1KPAEG-Rockport 1 KP AEG | 2021-06-11 | 118.397 | 110.1024 | 8.295 | 0 | 500 | 1250 | 110.102 | 1320 |  | 435 | 1320 | 1320 | DISPATCHABLE | N | s277154 | 44378.4921
38753-MKT Actual June 2021 | RP1KPAEG-Rockport 1 KP AEG | 2021-06-11 01:00 | 90.339 | 82.4961 | 7.844 | 0 | 498 | 1250 | 82.495 | 1320 |  | 435 | 1320 | 1320 | DISPATCHABLE | N | s277154 | 44378.4921
38753-MKT Actual June 2021 | RP1KPAEG-Rockport 1 KP AEG | 2021-06-11 02:00 | 83.504 | 75.7122 | 7.791 | 0 | 499 | 1250 | 75.713 | 1320 |  | 435 | 1320 | 1320 | DISPATCHABLE | N | s277154 | 44378.4921
38753-MKT Actual June 2021 | RP1KPAEG-Rockport 1 KP AEG | 2021-06-11 03:00 | 83.33 | 75.4849 | 7.845 | 0 | 499 | 1250 | 75.485 | 1320 |  | 435 | 1320 | 1320 | DISPATCHABLE | N | s277154 | 44378.4921
38753-MKT Actual June 2021 | RP1KPAEG-Rockport 1 KP AEG | 2021-06-11 04:00 | 83.178 | 75.2951 | 7.882 | 0 | 498 | 1250 | 75.296 | 1320 |  | 435 | 1320 | 1320 | DISPATCHABLE | N | s277154 | 44378.4921
38753-MKT Actual June 2021 | RP1KPAEG-Rockport 1 KP AEG | 2021-06-11 05:00 | 83.268 | 75.4125 | 7.855 | 0 | 496 | 1250 | 75.413 | 1320 |  | 435 | 1320 | 1320 | DISPATCHABLE | N | s277154 | 44378.4921
38753-MKT Actual June 2021 | RP1KPAEG-Rockport 1 KP AEG | 2021-06-11 06:00 | 83.43 | 75.6145 | 7.816 | 0 | 499 | 1250 | 75.614 | 1320 |  | 435 | 1320 | 1320 | DISPATCHABLE | N | s277154 | 44378.4921
38753-MKT Actual June 2021 | RP1KPAEG-Rockport 1 KP AEG | 2021-06-11 07:00 | 83.427 | 75.5484 | 7.878 | 0 | 499 | 1250 | 75.549 | 1320 |  | 435 | 1320 | 1320 | DISPATCHABLE | N | s277154 | 44378.4921
38753-MKT Actual June 2021 | RP1KPAEG-Rockport 1 KP AEG | 2021-06-11 08:00 | 100.336 | 92.2839 | 8.054 | 0 | 552 | 1250 | 92.282 | 1320 |  | 435 | 1320 | 1320 | DISPATCHABLE | N | s277154 | 44378.4921
38753-MKT Actual June 2021 | RP1KPAEG-Rockport 1 KP AEG | 2021-06-11 09:00 | 122.957 | 114.6419 | 8.314 | 0 | 500 | 1250 | 114.643 | 1320 |  | 435 | 1320 | 1320 | DISPATCHABLE | N | s277154 | 44378.4921
38753-MKT Actual June 2021 | RP1KPAEG-Rockport 1 KP AEG | 2021-06-11 10:00 | 153.026 | 144.1998 | 8.826 | 0 | 500 | 1250 | 144.2 | 1320 |  | 435 | 1320 | 1320 | DISPATCHABLE | N | s277154 | 44378.4921
38753-MKT Actual June 2021 | RP1KPAEG-Rockport 1 KP AEG | 2021-06-11 11:00 | 169.753 | 160.5856 | 9.167 | 0 | 500 | 1250 | 160.586 | 1320 |  | 435 | 1320 | 1320 | DISPATCHABLE | N | s277154 | 44378.4921
38753-MKT Actual June 2021 | RP1KPAEG-Rockport 1 KP AEG | 2021-06-11 12:00 | 181.768 | 172.3362 | 9.433 | 0 | 500 | 1250 | 172.335 | 1320 |  | 435 | 1320 | 1320 | DISPATCHABLE | N | s277154 | 44378.4921
38753-MKT Actual June 2021 | RP1KPAEG-Rockport 1 KP AEG | 2021-06-11 13:00 | 196.757 | 187.08 | 9.677 | 0 | 500 | 1252 | 187.08 | 1320 |  | 435 | 1320 | 1320 | DISPATCHABLE | N | s277154 | 44378.4921
38753-MKT Actual June 2021 | RP1KPAEG-Rockport 1 KP AEG | 2021-06-11 14:00 | 192.48 | 182.9025 | 9.576 | 0 | 500 | 1251 | 182.904 | 1320 |  | 435 | 1320 | 1320 | DISPATCHABLE | N | s277154 | 44378.4921
38753-MKT Actual June 2021 | RP1KPAEG-Rockport 1 KP AEG | 2021-06-11 15:00 | 197.504 | 187.7895 | 9.714 | 0 | 500 | 1253 | 187.79 | 1320 |  | 435 | 1320 | 1320 | DISPATCHABLE | N | s277154 | 44378.4921
38753-MKT Actual June 2021 | RP1KPAEG-Rockport 1 KP AEG | 2021-06-11 16:00 | 197.406 | 187.7022 | 9.704 | 0 | 500 | 1252 | 187.702 | 1320 |  | 435 | 1320 | 1320 | DISPATCHABLE | N | s277154 | 44378.4921
38753-MKT Actual June 2021 | RP1KPAEG-Rockport 1 KP AEG | 2021-06-11 17:00 | 196.959 | 187.2942 | 9.666 | 0 | 500 | 1253 | 187.293 | 1320 |  | 435 | 1320 | 1320 | DISPATCHABLE | N | s277154 | 44378.4921
38753-MKT Actual June 2021 | RP1KPAEG-Rockport 1 KP AEG | 2021-06-11 18:00 | 197.411 | 187.7313 | 9.681 | 0 | 500 | 1252 | 187.73 | 1320 |  | 435 | 1320 | 1320 | DISPATCHABLE | N | s277154 | 44378.4921
38753-MKT Actual June 2021 | RP1KPAEG-Rockport 1 KP AEG | 2021-06-11 19:00 | 195.039 | 185.4126 | 9.626 | 0 | 500 | 1252 | 185.413 | 1320 |  | 435 | 1320 | 1320 | DISPATCHABLE | N | s277154 | 44378.4921
38753-MKT Actual June 2021 | RP1KPAEG-Rockport 1 KP AEG | 2021-06-11 20:00 | 187.595 | 178.2297 | 9.365 | 0 | 500 | 1250 | 178.23 | 1320 |  | 435 | 1320 | 1320 | DISPATCHABLE | N | s277154 | 44378.4921
38753-MKT Actual June 2021 | RP1KPAEG-Rockport 1 KP AEG | 2021-06-11 21:00 | 188.148 | 178.8369 | 9.312 | 0 | 500 | 1250 | 178.836 | 1320 |  | 435 | 1320 | 1320 | DISPATCHABLE | N | s277154 | 44378.4921
38753-MKT Actual June 2021 | RP1KPAEG-Rockport 1 KP AEG | 2021-06-11 22:00 | 189.845 | 180.3912 | 9.456 | 0 | 500 | 1250 | 180.389 | 1320 |  | 435 | 1320 | 1320 | DISPATCHABLE | N | s277154 | 44378.4921
38753-MKT Actual June 2021 | RP1KPAEG-Rockport 1 KP AEG | 2021-06-11 23:00 | 179.768 | 170.4054 | 9.365 | 0 | 500 | 1250 | 170.403 | 1320 |  | 435 | 1320 | 1320 | DISPATCHABLE | N | s277154 | 44378.4921
38753-MKT Actual June 2021 | RP1KPAEG-Rockport 1 KP AEG | 2021-06-12 | 141.924 | 133.308 | 8.617 | 0 | 500 | 1250 | 133.307 | 1320 |  | 435 | 1320 | 1320 | DISPATCHABLE | N | s277154 | 44378.4921
38753-MKT Actual June 2021 | RP1KPAEG-Rockport 1 KP AEG | 2021-06-12 01:00 | 102.752 | 94.6839 | 8.067 | 0 | 500 | 644 | 94.685 | 1320 |  | 435 | 1320 | 1320 | DISPATCHABLE | N | s277154 | 44378.4921
38753-MKT Actual June 2021 | RP1KPAEG-Rockport 1 KP AEG | 2021-06-12 02:00 | 89.485 | 81.6039 | 7.882 | 0 | 499 | 1303 | 81.603 | 1320 |  | 435 | 1320 | 1320 | DISPATCHABLE | N | s277154 | 44378.4921
38753-MKT Actual June 2021 | RP1KPAEG-Rockport 1 KP AEG | 2021-06-12 03:00 | 83.352 | 75.5208 | 7.831 | 0 | 499 | 1318 | 75.521 | 1320 |  | 435 | 1320 | 1320 | DISPATCHABLE | N | s277154 | 44378.4921
38753-MKT Actual June 2021 | RP1KPAEG-Rockport 1 KP AEG | 2021-06-12 04:00 | 83.115 | 75.2934 | 7.821 | 0 | 499 | 1318 | 75.294 | 1320 |  | 435 | 1320 | 1320 | DISPATCHABLE | N | s277154 | 44378.4921
38753-MKT Actual June 2021 | RP1KPAEG-Rockport 1 KP AEG | 2021-06-12 05:00 | 83.091 | 75.2472 | 7.844 | 0 | 499 | 1318 | 75.247 | 1320 |  | 435 | 1320 | 1320 | DISPATCHABLE | N | s277154 | 44378.4921
38753-MKT Actual June 2021 | RP1KPAEG-Rockport 1 KP AEG | 2021-06-12 06:00 | 83.093 | 75.3078 | 7.786 | 0 | 499 | 1318 | 75.307 | 1320 |  | 435 | 1320 | 1320 | DISPATCHABLE | N | s277154 | 44378.4921
38753-MKT Actual June 2021 | RP1KPAEG-Rockport 1 KP AEG | 2021-06-12 07:00 | 83.083 | 75.2712 | 7.811 | 0 | 499 | 1318 | 75.272 | 1320 |  | 435 | 1320 | 1320 | DISPATCHABLE | N | s277154 | 44378.4921
38753-MKT Actual June 2021 | RP1KPAEG-Rockport 1 KP AEG | 2021-06-12 08:00 | 83.017 | 75.3114 | 7.706 | 0 | 499 | 1318 | 75.311 | 1320 |  | 435 | 1320 | 1320 | DISPATCHABLE | N | s277154 | 44378.4921
38753-MKT Actual June 2021 | RP1KPAEG-Rockport 1 KP AEG | 2021-06-12 09:00 | 83.74 | 76.0086 | 7.73 | 0 | 499 | 1318 | 76.01 | 1320 |  | 435 | 1320 | 1320 | DISPATCHABLE | N | s277154 | 44378.4921
38753-MKT Actual June 2021 | RP1KPAEG-Rockport 1 KP AEG | 2021-06-12 10:00 | 106.456 | 98.3676 | 8.088 | 0 | 615 | 1318 | 98.368 | 1320 |  | 435 | 1320 | 1320 | DISPATCHABLE | N | s277154 | 44378.4921
38753-MKT Actual June 2021 | RP1KPAEG-Rockport 1 KP AEG | 2021-06-12 11:00 | 121.945 | 113.6808 | 8.263 | 0 | 500 | 1318 | 113.682 | 1320 |  | 435 | 1320 | 1320 | DISPATCHABLE | N | s277154 | 44378.4921
38753-MKT Actual June 2021 | RP1KPAEG-Rockport 1 KP AEG | 2021-06-12 12:00 | 132.831 | 124.3098 | 8.52 | 0 | 646 | 1318 | 124.311 | 1320 |  | 435 | 1320 | 1320 | DISPATCHABLE | N | s277154 | 44378.4921
38753-MKT Actual June 2021 | RP1KPAEG-Rockport 1 KP AEG | 2021-06-12 13:00 | 178.418 | 169.1244 | 9.293 | 0 | 500 | 1318 | 169.125 | 1320 |  | 435 | 1320 | 1320 | DISPATCHABLE | N | s277154 | 44378.4921
38753-MKT Actual June 2021 | RP1KPAEG-Rockport 1 KP AEG | 2021-06-12 14:00 | 197.404 | 187.7952 | 9.61 | 0 | 500 | 1261 | 187.794 | 1320 |  | 435 | 1320 | 1320 | DISPATCHABLE | N | s277154 | 44378.4921
38753-MKT Actual June 2021 | RP1KPAEG-Rockport 1 KP AEG | 2021-06-12 15:00 | 197.532 | 187.9062 | 9.626 | 0 | 500 | 1253 | 187.906 | 1320 |  | 435 | 1320 | 1320 | DISPATCHABLE | N | s277154 | 44378.4921
38753-MKT Actual June 2021 | RP1KPAEG-Rockport 1 KP AEG | 2021-06-12 16:00 | 197.346 | 187.692 | 9.653 | 0 | 500 | 1252 | 187.693 | 1320 |  | 435 | 1320 | 1320 | DISPATCHABLE | N | s277154 | 44378.4921
38753-MKT Actual June 2021 | RP1KPAEG-Rockport 1 KP AEG | 2021-06-12 17:00 | 197.476 | 187.8816 | 9.595 | 0 | 500 | 1253 | 187.881 | 1320 |  | 435 | 1320 | 1320 | DISPATCHABLE | N | s277154 | 44378.4921
38753-MKT Actual June 2021 | RP1KPAEG-Rockport 1 KP AEG | 2021-06-12 18:00 | 197.528 | 187.8948 | 9.633 | 0 | 500 | 1254 | 187.895 | 1320 |  | 435 | 1320 | 1320 | DISPATCHABLE | N | s277154 | 44378.4921
38753-MKT Actual June 2021 | RP1KPAEG-Rockport 1 KP AEG | 2021-06-12 19:00 | 197.542 | 187.863 | 9.679 | 0 | 500 | 1252 | 187.863 | 1320 |  | 435 | 1320 | 1320 | DISPATCHABLE | N | s277154 | 44378.4921
38753-MKT Actual June 2021 | RP1KPAEG-Rockport 1 KP AEG | 2021-06-12 20:00 | 195.347 | 185.7804 | 9.567 | 0 | 500 | 1252 | 185.78 | 1320 |  | 435 | 1320 | 1320 | DISPATCHABLE | N | s277154 | 44378.4921
38753-MKT Actual June 2021 | RP1KPAEG-Rockport 1 KP AEG | 2021-06-12 21:00 | 189.325 | 179.9844 | 9.342 | 0 | 500 | 1250 | 179.983 | 1320 |  | 435 | 1320 | 1320 | DISPATCHABLE | N | s277154 | 44378.4921
38753-MKT Actual June 2021 | RP1KPAEG-Rockport 1 KP AEG | 2021-06-12 22:00 | 195.245 | 185.7456 | 9.5 | 0 | 500 | 1251 | 185.745 | 1320 |  | 435 | 1320 | 1320 | DISPATCHABLE | N | s277154 | 44378.4921
38753-MKT Actual June 2021 | RP1KPAEG-Rockport 1 KP AEG | 2021-06-12 23:00 | 189.012 | 179.5422 | 9.47 | 0 | 500 | 1250 | 179.542 | 1320 |  | 435 | 1320 | 1320 | DISPATCHABLE | N | s277154 | 44378.4921
38753-MKT Actual June 2021 | RP1KPAEG-Rockport 1 KP AEG | 2021-06-13 | 168.651 | 159.6258 | 9.024 | 0 | 500 | 1255 | 159.627 | 1320 |  | 435 | 1320 | 1320 | DISPATCHABLE | N | s277154 | 44378.4921
38753-MKT Actual June 2021 | RP1KPAEG-Rockport 1 KP AEG | 2021-06-13 01:00 | 143.155 | 134.4678 | 8.688 | 0 | 500 | 1317 | 134.467 | 1320 |  | 435 | 1320 | 1320 | DISPATCHABLE | N | s277154 | 44378.4921
38753-MKT Actual June 2021 | RP1KPAEG-Rockport 1 KP AEG | 2021-06-13 02:00 | 120.992 | 112.6458 | 8.346 | 0 | 500 | 1318 | 112.646 | 1320 |  | 435 | 1320 | 1320 | DISPATCHABLE | N | s277154 | 44378.4924
38753-MKT Actual June 2021 | RP1KPAEG-Rockport 1 KP AEG | 2021-06-13 03:00 | 96.416 | 88.41 | 8.006 | 0 | 499 | 1318 | 88.41 | 1320 |  | 435 | 1320 | 1320 | DISPATCHABLE | N | s277154 | 44378.4924
38753-MKT Actual June 2021 | RP1KPAEG-Rockport 1 KP AEG | 2021-06-13 04:00 | 83.112 | 75.3414 | 7.771 | 0 | 499 | 1318 | 75.341 | 1320 |  | 435 | 1320 | 1320 | DISPATCHABLE | N | s277154 | 44378.4924
38753-MKT Actual June 2021 | RP1KPAEG-Rockport 1 KP AEG | 2021-06-13 05:00 | 83.139 | 75.3132 | 7.825 | 0 | 499 | 1318 | 75.314 | 1320 |  | 435 | 1320 | 1320 | DISPATCHABLE | N | s277154 | 44378.4924
38753-MKT Actual June 2021 | RP1KPAEG-Rockport 1 KP AEG | 2021-06-13 06:00 | 83.05 | 75.2136 | 7.835 | 0 | 499 | 1318 | 75.215 | 1320 |  | 435 | 1320 | 1320 | DISPATCHABLE | N | s277154 | 44378.4924
38753-MKT Actual June 2021 | RP1KPAEG-Rockport 1 KP AEG | 2021-06-13 07:00 | 83.109 | 75.2868 | 7.821 | 0 | 499 | 1318 | 75.288 | 1320 |  | 435 | 1320 | 1320 | DISPATCHABLE | N | s277154 | 44378.4924
38753-MKT Actual June 2021 | RP1KPAEG-Rockport 1 KP AEG | 2021-06-13 08:00 | 83.132 | 75.4014 | 7.731 | 0 | 499 | 1318 | 75.401 | 1320 |  | 435 | 1320 | 1320 | DISPATCHABLE | N | s277154 | 44378.4924
38753-MKT Actual June 2021 | RP1KPAEG-Rockport 1 KP AEG | 2021-06-13 09:00 | 82.899 | 75.2082 | 7.691 | 0 | 499 | 1318 | 75.208 | 1320 |  | 435 | 1320 | 1320 | DISPATCHABLE | N | s277154 | 44378.4924
38753-MKT Actual June 2021 | RP1KPAEG-Rockport 1 KP AEG | 2021-06-13 10:00 | 83.003 | 75.3336 | 7.671 | 0 | 499 | 1318 | 75.332 | 1320 |  | 435 | 1320 | 1320 | DISPATCHABLE | N | s277154 | 44378.4924
38753-MKT Actual June 2021 | RP1KPAEG-Rockport 1 KP AEG | 2021-06-13 11:00 | 83.305 | 75.6378 | 7.669 | 0 | 499 | 1318 | 75.636 | 1320 |  | 435 | 1320 | 1320 | DISPATCHABLE | N | s277154 | 44378.4924
38753-MKT Actual June 2021 | RP1KPAEG-Rockport 1 KP AEG | 2021-06-13 12:00 | 103.639 | 95.5644 | 8.075 | 0 | 589 | 1318 | 95.564 | 1320 |  | 435 | 1320 | 1320 | DISPATCHABLE | N | s277154 | 44378.4924
38753-MKT Actual June 2021 | RP1KPAEG-Rockport 1 KP AEG | 2021-06-13 13:00 | 125.835 | 117.4182 | 8.415 | 0 | 695 | 1318 | 117.42 | 1320 |  | 435 | 1320 | 1320 | DISPATCHABLE | N | s277154 | 44378.4924
38753-MKT Actual June 2021 | RP1KPAEG-Rockport 1 KP AEG | 2021-06-13 14:00 | 138.045 | 129.6012 | 8.444 | 0 | 504 | 1318 | 129.601 | 1320 |  | 435 | 1320 | 1320 | DISPATCHABLE | N | s277154 | 44378.4924
38753-MKT Actual June 2021 | RP1KPAEG-Rockport 1 KP AEG | 2021-06-13 15:00 | 157.201 | 148.3668 | 8.837 | 0 | 500 | 1318 | 148.364 | 1320 |  | 435 | 1320 | 1320 | DISPATCHABLE | N | s277154 | 44378.4924
38753-MKT Actual June 2021 | RP1KPAEG-Rockport 1 KP AEG | 2021-06-13 16:00 | 169.642 | 160.5066 | 9.136 | 0 | 500 | 1318 | 160.506 | 1320 |  | 435 | 1320 | 1320 | DISPATCHABLE | N | s277154 | 44378.4924
38753-MKT Actual June 2021 | RP1KPAEG-Rockport 1 KP AEG | 2021-06-13 17:00 | 171.343 | 162.2298 | 9.114 | 0 | 500 | 1318 | 162.229 | 1320 |  | 435 | 1320 | 1320 | DISPATCHABLE | N | s277154 | 44378.4924
38753-MKT Actual June 2021 | RP1KPAEG-Rockport 1 KP AEG | 2021-06-13 18:00 | 193.979 | 184.3032 | 9.677 | 0 | 500 | 1318 | 184.302 | 1320 |  | 435 | 1320 | 1320 | DISPATCHABLE | N | s277154 | 44378.4924
38753-MKT Actual June 2021 | RP1KPAEG-Rockport 1 KP AEG | 2021-06-13 19:00 | 198.623 | 188.8884 | 9.734 | 0 | 500 | 1275 | 188.889 | 1320 |  | 435 | 1320 | 1320 | DISPATCHABLE | N | s277154 | 44378.4924
38753-MKT Actual June 2021 | RP1KPAEG-Rockport 1 KP AEG | 2021-06-13 20:00 | 190.781 | 181.3608 | 9.421 | 0 | 500 | 1250 | 181.36 | 1320 |  | 435 | 1320 | 1320 | DISPATCHABLE | N | s277154 | 44378.4924
38753-MKT Actual June 2021 | RP1KPAEG-Rockport 1 KP AEG | 2021-06-13 21:00 | 192.83 | 183.354 | 9.476 | 0 | 500 | 1251 | 183.354 | 1320 |  | 435 | 1320 | 1320 | DISPATCHABLE | N | s277154 | 44378.4924
38753-MKT Actual June 2021 | RP1KPAEG-Rockport 1 KP AEG | 2021-06-13 22:00 | 191.071 | 181.4892 | 9.581 | 0 | 500 | 1251 | 181.49 | 1320 |  | 435 | 1320 | 1320 | DISPATCHABLE | N | s277154 | 44378.4924
38753-MKT Actual June 2021 | RP1KPAEG-Rockport 1 KP AEG | 2021-06-13 23:00 | 161.575 | 152.6136 | 8.962 | 0 | 500 | 1250 | 152.613 | 1320 |  | 435 | 1320 | 1320 | DISPATCHABLE | N | s277154 | 44378.4924
38753-MKT Actual June 2021 | RP1KPAEG-Rockport 1 KP AEG | 2021-06-14 | 141.936 | 133.2468 | 8.688 | 0 | 500 | 1317 | 133.248 | 1320 |  | 435 | 1320 | 1320 | DISPATCHABLE | N | s277154 | 44378.4924
38753-MKT Actual June 2021 | RP1KPAEG-Rockport 1 KP AEG | 2021-06-14 01:00 | 114.058 | 105.7644 | 8.294 | 0 | 500 | 1318 | 105.764 | 1320 |  | 435 | 1320 | 1320 | DISPATCHABLE | N | s277154 | 44378.4924
38753-MKT Actual June 2021 | RP1KPAEG-Rockport 1 KP AEG | 2021-06-14 02:00 | 89.386 | 81.4608 | 7.925 | 0 | 499 | 1318 | 81.461 | 1320 |  | 435 | 1320 | 1320 | DISPATCHABLE | N | s277154 | 44378.4924
38753-MKT Actual June 2021 | RP1KPAEG-Rockport 1 KP AEG | 2021-06-14 03:00 | 82.872 | 75.036 | 7.836 | 0 | 498 | 1318 | 75.036 | 1320 |  | 435 | 1320 | 1320 | DISPATCHABLE | N | s277154 | 44378.4924
38753-MKT Actual June 2021 | RP1KPAEG-Rockport 1 KP AEG | 2021-06-14 04:00 | 82.827 | 74.9916 | 7.835 | 0 | 498 | 1318 | 74.992 | 1320 |  | 435 | 1320 | 1320 | DISPATCHABLE | N | s277154 | 44378.4924
38753-MKT Actual June 2021 | RP1KPAEG-Rockport 1 KP AEG | 2021-06-14 05:00 | 82.903 | 75.1176 | 7.786 | 0 | 498 | 1318 | 75.117 | 1320 |  | 435 | 1320 | 1320 | DISPATCHABLE | N | s277154 | 44378.4924
38753-MKT Actual June 2021 | RP1KPAEG-Rockport 1 KP AEG | 2021-06-14 06:00 | 82.816 | 74.958 | 7.86 | 0 | 498 | 1318 | 74.956 | 1320 |  | 435 | 1320 | 1320 | DISPATCHABLE | N | s277154 | 44378.4924
38753-MKT Actual June 2021 | RP1KPAEG-Rockport 1 KP AEG | 2021-06-14 07:00 | 82.93 | 75.0432 | 7.888 | 0 | 498 | 1318 | 75.042 | 1320 |  | 435 | 1320 | 1320 | DISPATCHABLE | N | s277154 | 44378.4924
38753-MKT Actual June 2021 | RP1KPAEG-Rockport 1 KP AEG | 2021-06-14 08:00 | 82.834 | 75.0924 | 7.741 | 0 | 499 | 1318 | 75.093 | 1320 |  | 435 | 1320 | 1320 | DISPATCHABLE | N | s277154 | 44378.4924
38753-MKT Actual June 2021 | RP1KPAEG-Rockport 1 KP AEG | 2021-06-14 09:00 | 82.846 | 75.1464 | 7.701 | 0 | 499 | 1318 | 75.145 | 1320 |  | 435 | 1320 | 1320 | DISPATCHABLE | N | s277154 | 44378.4924
38753-MKT Actual June 2021 | RP1KPAEG-Rockport 1 KP AEG | 2021-06-14 10:00 | 82.727 | 75.0204 | 7.707 | 0 | 498 | 1318 | 75.02 | 1320 |  | 435 | 1320 | 1320 | DISPATCHABLE | N | s277154 | 44378.4924
38753-MKT Actual June 2021 | RP1KPAEG-Rockport 1 KP AEG | 2021-06-14 11:00 | 84.675 | 76.86 | 7.815 | 0 | 499 | 1318 | 76.86 | 1320 |  | 435 | 1320 | 1320 | DISPATCHABLE | N | s277154 | 44378.4924
38753-MKT Actual June 2021 | RP1KPAEG-Rockport 1 KP AEG | 2021-06-14 12:00 | 101.848 | 93.7224 | 8.126 | 0 | 499 | 1318 | 93.722 | 1320 |  | 435 | 1320 | 1320 | DISPATCHABLE | N | s277154 | 44378.4924
38753-MKT Actual June 2021 | RP1KPAEG-Rockport 1 KP AEG | 2021-06-14 13:00 | 122.034 | 113.6724 | 8.361 | 0 | 500 | 1318 | 113.673 | 1320 |  | 435 | 1320 | 1320 | DISPATCHABLE | N | s277154 | 44378.4924
38753-MKT Actual June 2021 | RP1KPAEG-Rockport 1 KP AEG | 2021-06-14 14:00 | 165.271 | 156.1668 | 9.105 | 0 | 500 | 1318 | 156.166 | 1320 |  | 435 | 1320 | 1320 | DISPATCHABLE | N | s277154 | 44378.4924
38753-MKT Actual June 2021 | RP1KPAEG-Rockport 1 KP AEG | 2021-06-14 15:00 | 191.075 | 181.53 | 9.543 | 0 | 500 | 1256 | 181.532 | 1320 |  | 435 | 1320 | 1320 | DISPATCHABLE | N | s277154 | 44378.4924
38753-MKT Actual June 2021 | RP1KPAEG-Rockport 1 KP AEG | 2021-06-14 16:00 | 192.271 | 182.7468 | 9.524 | 0 | 500 | 1220 | 182.747 | 1320 |  | 435 | 1320 | 1320 | DISPATCHABLE | N | s277154 | 44378.4924
38753-MKT Actual June 2021 | RP1KPAEG-Rockport 1 KP AEG | 2021-06-14 17:00 | 192.845 | 183.3 | 9.547 | 0 | 500 | 1226 | 183.298 | 1320 |  | 435 | 1320 | 1320 | DISPATCHABLE | N | s277154 | 44378.4924
38753-MKT Actual June 2021 | RP1KPAEG-Rockport 1 KP AEG | 2021-06-14 18:00 | 193.141 | 183.5916 | 9.549 | 0 | 500 | 1226 | 183.592 | 1320 |  | 435 | 1320 | 1320 | DISPATCHABLE | N | s277154 | 44378.4924
38753-MKT Actual June 2021 | RP1KPAEG-Rockport 1 KP AEG | 2021-06-14 19:00 | 189.439 | 179.9928 | 9.446 | 0 | 500 | 1226 | 179.993 | 1320 |  | 435 | 1320 | 1320 | DISPATCHABLE | N | s277154 | 44378.4924
38753-MKT Actual June 2021 | RP1KPAEG-Rockport 1 KP AEG | 2021-06-14 20:00 | 175.725 | 166.6776 | 9.048 | 0 | 500 | 1225 | 166.677 | 1320 |  | 435 | 1320 | 1320 | DISPATCHABLE | N | s277154 | 44378.4924
38753-MKT Actual June 2021 | RP1KPAEG-Rockport 1 KP AEG | 2021-06-14 21:00 | 149.866 | 141.3228 | 8.544 | 0 | 500 | 1225 | 141.322 | 1320 |  | 435 | 1320 | 1320 | DISPATCHABLE | N | s277154 | 44378.4924
38753-MKT Actual June 2021 | RP1KPAEG-Rockport 1 KP AEG | 2021-06-14 22:00 | 112.647 | 104.538 | 8.109 | 0 | 500 | 1225 | 104.538 | 1320 |  | 435 | 1320 | 1320 | DISPATCHABLE | N | s277154 | 44378.4924
38753-MKT Actual June 2021 | RP1KPAEG-Rockport 1 KP AEG | 2021-06-14 23:00 | 127.941 | 119.4636 | 8.477 | 0 | 744 | 1250 | 119.464 | 1320 |  | 435 | 1320 | 1320 | DISPATCHABLE | N | s277154 | 44378.4924
38753-MKT Actual June 2021 | RP1KPAEG-Rockport 1 KP AEG | 2021-06-15 | 144.174 | 135.4416 | 8.732 | 0 | 899 | 1250 | 135.442 | 1320 |  | 435 | 1320 | 1320 | DISPATCHABLE | N | s277154 | 44378.4924
38753-MKT Actual June 2021 | RP1KPAEG-Rockport 1 KP AEG | 2021-06-15 01:00 | 144.398 | 135.7464 | 8.65 | 0 | 899 | 1250 | 135.748 | 1320 |  | 435 | 1320 | 1320 | DISPATCHABLE | N | s277154 | 44378.4924
38753-MKT Actual June 2021 | RP1KPAEG-Rockport 1 KP AEG | 2021-06-15 02:00 | 144.235 | 135.5628 | 8.674 | 0 | 899 | 1250 | 135.561 | 1320 |  | 435 | 1320 | 1320 | DISPATCHABLE | N | s277154 | 44378.4924
38753-MKT Actual June 2021 | RP1KPAEG-Rockport 1 KP AEG | 2021-06-15 03:00 | 144.43 | 135.7416 | 8.689 | 0 | 899 | 1250 | 135.741 | 1320 |  | 435 | 1320 | 1320 | DISPATCHABLE | N | s277154 | 44378.4924
38753-MKT Actual June 2021 | RP1KPAEG-Rockport 1 KP AEG | 2021-06-15 04:00 | 144.289 | 135.6744 | 8.616 | 0 | 899 | 1250 | 135.673 | 1320 |  | 435 | 1320 | 1320 | DISPATCHABLE | N | s277154 | 44378.4924
38753-MKT Actual June 2021 | RP1KPAEG-Rockport 1 KP AEG | 2021-06-15 05:00 | 144.316 | 135.6696 | 8.645 | 0 | 899 | 1250 | 135.671 | 1320 |  | 435 | 1320 | 1320 | DISPATCHABLE | N | s277154 | 44378.4924
38753-MKT Actual June 2021 | RP1KPAEG-Rockport 1 KP AEG | 2021-06-15 06:00 | 144.486 | 135.768 | 8.718 | 0 | 899 | 1250 | 135.768 | 1320 |  | 435 | 1320 | 1320 | DISPATCHABLE | N | s277154 | 44378.4924
38753-MKT Actual June 2021 | RP1KPAEG-Rockport 1 KP AEG | 2021-06-15 07:00 | 144.245 | 135.5652 | 8.68 | 0 | 899 | 1250 | 135.565 | 1320 |  | 435 | 1320 | 1320 | DISPATCHABLE | N | s277154 | 44378.4924
38753-MKT Actual June 2021 | RP1KPAEG-Rockport 1 KP AEG | 2021-06-15 08:00 | 144.358 | 135.804 | 8.555 | 0 | 899 | 1250 | 135.803 | 1320 |  | 435 | 1320 | 1320 | DISPATCHABLE | N | s277154 | 44378.4924
38753-MKT Actual June 2021 | RP1KPAEG-Rockport 1 KP AEG | 2021-06-15 09:00 | 144.017 | 135.4344 | 8.582 | 0 | 899 | 1250 | 135.435 | 1320 |  | 435 | 1320 | 1320 | DISPATCHABLE | N | s277154 | 44378.4924
38753-MKT Actual June 2021 | RP1KPAEG-Rockport 1 KP AEG | 2021-06-15 10:00 | 144.453 | 135.7848 | 8.669 | 0 | 899 | 1250 | 135.784 | 1320 |  | 435 | 1320 | 1320 | DISPATCHABLE | N | s277154 | 44378.4924
38753-MKT Actual June 2021 | RP1KPAEG-Rockport 1 KP AEG | 2021-06-15 11:00 | 150.354 | 141.5688 | 8.786 | 0 | 900 | 1250 | 141.568 | 1320 |  | 435 | 1320 | 1320 | DISPATCHABLE | N | s277154 | 44378.4924
38753-MKT Actual June 2021 | RP1KPAEG-Rockport 1 KP AEG | 2021-06-15 12:00 | 162.036 | 153.03 | 9.005 | 0 | 900 | 1250 | 153.031 | 1320 |  | 435 | 1320 | 1320 | DISPATCHABLE | N | s277154 | 44378.4924
38753-MKT Actual June 2021 | RP1KPAEG-Rockport 1 KP AEG | 2021-06-15 13:00 | 160.809 | 151.7856 | 9.021 | 0 | 900 | 1250 | 151.788 | 1320 |  | 435 | 1320 | 1320 | DISPATCHABLE | N | s277154 | 44378.4924
38753-MKT Actual June 2021 | RP1KPAEG-Rockport 1 KP AEG | 2021-06-15 14:00 | 169.972 | 160.6644 | 9.307 | 0 | 897 | 1247 | 160.665 | 1317 |  | 433 | 1317 | 1320 | DISPATCHABLE | N | s277154 | 44378.4924
38753-MKT Actual June 2021 | RP1KPAEG-Rockport 1 KP AEG | 2021-06-15 15:00 | 158.323 | 149.214 | 9.109 | 0 | 900 | 1250 | 149.214 | 1320 |  | 435 | 1320 | 1320 | DISPATCHABLE | N | s277154 | 44378.4924
38753-MKT Actual June 2021 | RP1KPAEG-Rockport 1 KP AEG | 2021-06-15 16:00 | 165.424 | 156.2016 | 9.222 | 0 | 900 | 1250 | 156.202 | 1320 |  | 435 | 1320 | 1320 | DISPATCHABLE | N | s277154 | 44378.4924
38753-MKT Actual June 2021 | RP1KPAEG-Rockport 1 KP AEG | 2021-06-15 17:00 | 190.409 | 180.6552 | 9.754 | 0 | 900 | 1251 | 180.655 | 1320 |  | 435 | 1320 | 1320 | DISPATCHABLE | N | s277154 | 44378.4924
38753-MKT Actual June 2021 | RP1KPAEG-Rockport 1 KP AEG | 2021-06-15 18:00 | 193.18 | 183.5328 | 9.648 | 0 | 900 | 1251 | 183.532 | 1320 |  | 435 | 1320 | 1320 | DISPATCHABLE | N | s277154 | 44378.4924
38753-MKT Actual June 2021 | RP1KPAEG-Rockport 1 KP AEG | 2021-06-15 19:00 | 190.705 | 181.0692 | 9.635 | 0 | 855 | 1258 | 181.07 | 1320 |  | 435 | 1320 | 1320 | DISPATCHABLE | N | s277154 | 44378.4924
38753-MKT Actual June 2021 | RP1KPAEG-Rockport 1 KP AEG | 2021-06-15 20:00 | 198.75 | 188.9424 | 9.808 | 0 | 500 | 1318 | 188.942 | 1320 |  | 435 | 1320 | 1320 | DISPATCHABLE | N | s277154 | 44378.4924
38753-MKT Actual June 2021 | RP1KPAEG-Rockport 1 KP AEG | 2021-06-15 21:00 | 190.989 | 181.5084 | 9.48 | 0 | 500 | 1318 | 181.509 | 1320 |  | 435 | 1320 | 1320 | DISPATCHABLE | N | s277154 | 44378.4924
38753-MKT Actual June 2021 | RP1KPAEG-Rockport 1 KP AEG | 2021-06-15 22:00 | 156.09 | 147.1332 | 8.956 | 0 | 500 | 1318 | 147.134 | 1320 |  | 435 | 1320 | 1320 | DISPATCHABLE | N | s277154 | 44378.4924
38753-MKT Actual June 2021 | RP1KPAEG-Rockport 1 KP AEG | 2021-06-15 23:00 | 119.307 | 110.8152 | 8.492 | 0 | 500 | 1318 | 110.815 | 1320 |  | 435 | 1320 | 1320 | DISPATCHABLE | N | s277154 | 44378.4924
38753-MKT Actual June 2021 | RP1KPAEG-Rockport 1 KP AEG | 2021-06-16 | 91.846 | 83.7768 | 8.069 | 0 | 499 | 1318 | 83.777 | 1320 |  | 435 | 1320 | 1320 | DISPATCHABLE | N | s277154 | 44378.4924
38753-MKT Actual June 2021 | RP1KPAEG-Rockport 1 KP AEG | 2021-06-16 01:00 | 83.298 | 75.33 | 7.967 | 0 | 499 | 1318 | 75.331 | 1320 |  | 435 | 1320 | 1320 | DISPATCHABLE | N | s277154 | 44378.4924
38753-MKT Actual June 2021 | RP1KPAEG-Rockport 1 KP AEG | 2021-06-16 02:00 | 83.335 | 75.4296 | 7.903 | 0 | 499 | 1318 | 75.432 | 1320 |  | 435 | 1320 | 1320 | DISPATCHABLE | N | s277154 | 44378.4924
38753-MKT Actual June 2021 | RP1KPAEG-Rockport 1 KP AEG | 2021-06-16 03:00 | 83.418 | 75.5436 | 7.874 | 0 | 499 | 1318 | 75.544 | 1320 |  | 435 | 1320 | 1320 | DISPATCHABLE | N | s277154 | 44378.4924
38753-MKT Actual June 2021 | RP1KPAEG-Rockport 1 KP AEG | 2021-06-16 04:00 | 83.292 | 75.3672 | 7.924 | 0 | 499 | 1318 | 75.368 | 1320 |  | 435 | 1320 | 1320 | DISPATCHABLE | N | s277154 | 44378.4924
38753-MKT Actual June 2021 | RP1KPAEG-Rockport 1 KP AEG | 2021-06-16 05:00 | 83.505 | 75.6216 | 7.883 | 0 | 499 | 1318 | 75.622 | 1320 |  | 435 | 1320 | 1320 | DISPATCHABLE | N | s277154 | 44378.4924
38753-MKT Actual June 2021 | RP1KPAEG-Rockport 1 KP AEG | 2021-06-16 06:00 | 83.324 | 75.432 | 7.893 | 0 | 499 | 1318 | 75.431 | 1320 |  | 435 | 1320 | 1320 | DISPATCHABLE | N | s277154 | 44378.4924
38753-MKT Actual June 2021 | RP1KPAEG-Rockport 1 KP AEG | 2021-06-16 07:00 | 83.333 | 75.426 | 7.907 | 0 | 499 | 1318 | 75.426 | 1320 |  | 435 | 1320 | 1320 | DISPATCHABLE | N | s277154 | 44378.4924
38753-MKT Actual June 2021 | RP1KPAEG-Rockport 1 KP AEG | 2021-06-16 08:00 | 83.339 | 75.5232 | 7.815 | 0 | 499 | 1318 | 75.524 | 1320 |  | 435 | 1320 | 1320 | DISPATCHABLE | N | s277154 | 44378.4924
38753-MKT Actual June 2021 | RP1KPAEG-Rockport 1 KP AEG | 2021-06-16 09:00 | 83.306 | 75.4932 | 7.811 | 0 | 499 | 1318 | 75.495 | 1320 |  | 435 | 1320 | 1320 | DISPATCHABLE | N | s277154 | 44378.4924
38753-MKT Actual June 2021 | RP1KPAEG-Rockport 1 KP AEG | 2021-06-16 10:00 | 83.195 | 75.3696 | 7.825 | 0 | 499 | 1318 | 75.37 | 1320 |  | 435 | 1320 | 1320 | DISPATCHABLE | N | s277154 | 44378.4924
38753-MKT Actual June 2021 | RP1KPAEG-Rockport 1 KP AEG | 2021-06-16 11:00 | 83.326 | 75.4164 | 7.91 | 0 | 499 | 1318 | 75.416 | 1320 |  | 435 | 1320 | 1320 | DISPATCHABLE | N | s277154 | 44378.4924
38753-MKT Actual June 2021 | RP1KPAEG-Rockport 1 KP AEG | 2021-06-16 12:00 | 83.366 | 75.414 | 7.951 | 0 | 499 | 1318 | 75.415 | 1320 |  | 435 | 1320 | 1320 | DISPATCHABLE | N | s277154 | 44378.4924
38753-MKT Actual June 2021 | RP1KPAEG-Rockport 1 KP AEG | 2021-06-16 13:00 | 84.132 | 76.2816 | 7.853 | 0 | 499 | 1318 | 76.279 | 1320 |  | 435 | 1320 | 1320 | DISPATCHABLE | N | s277154 | 44378.4924
38753-MKT Actual June 2021 | RP1KPAEG-Rockport 1 KP AEG | 2021-06-16 14:00 | 90.507 | 82.512 | 7.995 | 0 | 500 | 1318 | 82.512 | 1320 |  | 435 | 1320 | 1320 | DISPATCHABLE | N | s277154 | 44378.4924
38753-MKT Actual June 2021 | RP1KPAEG-Rockport 1 KP AEG | 2021-06-16 15:00 | 115.22 | 106.7556 | 8.467 | 0 | 500 | 1318 | 106.753 | 1320 |  | 435 | 1320 | 1320 | DISPATCHABLE | N | s277154 | 44378.4924
38753-MKT Actual June 2021 | RP1KPAEG-Rockport 1 KP AEG | 2021-06-16 16:00 | 150.326 | 141.4776 | 8.849 | 0 | 500 | 1318 | 141.477 | 1320 |  | 435 | 1320 | 1320 | DISPATCHABLE | N | s277154 | 44378.4924
38753-MKT Actual June 2021 | RP1KPAEG-Rockport 1 KP AEG | 2021-06-16 17:00 | 168.126 | 158.976 | 9.15 | 0 | 500 | 1318 | 158.976 | 1320 |  | 435 | 1320 | 1320 | DISPATCHABLE | N | s277154 | 44378.4924
38753-MKT Actual June 2021 | RP1KPAEG-Rockport 1 KP AEG | 2021-06-16 18:00 | 175.177 | 165.9864 | 9.192 | 0 | 500 | 1318 | 165.985 | 1320 |  | 435 | 1320 | 1320 | DISPATCHABLE | N | s277154 | 44378.4924
38753-MKT Actual June 2021 | RP1KPAEG-Rockport 1 KP AEG | 2021-06-16 19:00 | 172.896 | 163.758 | 9.138 | 0 | 500 | 1318 | 163.758 | 1320 |  | 435 | 1320 | 1320 | DISPATCHABLE | N | s277154 | 44378.4924
38753-MKT Actual June 2021 | RP1KPAEG-Rockport 1 KP AEG | 2021-06-16 20:00 | 173.888 | 164.8248 | 9.063 | 0 | 500 | 1318 | 164.825 | 1320 |  | 435 | 1320 | 1320 | DISPATCHABLE | N | s277154 | 44378.4924
38753-MKT Actual June 2021 | RP1KPAEG-Rockport 1 KP AEG | 2021-06-16 21:00 | 168.498 | 159.5208 | 8.977 | 0 | 500 | 1318 | 159.521 | 1320 |  | 435 | 1320 | 1320 | DISPATCHABLE | N | s277154 | 44378.4924
38753-MKT Actual June 2021 | RP1KPAEG-Rockport 1 KP AEG | 2021-06-16 22:00 | 167.371 | 158.1936 | 9.177 | 0 | 500 | 1318 | 158.194 | 1320 |  | 435 | 1320 | 1320 | DISPATCHABLE | N | s277154 | 44378.4924
38753-MKT Actual June 2021 | RP1KPAEG-Rockport 1 KP AEG | 2021-06-16 23:00 | 150.829 | 141.8832 | 8.946 | 0 | 500 | 1318 | 141.883 | 1320 |  | 435 | 1320 | 1320 | DISPATCHABLE | N | s277154 | 44378.4924
38753-MKT Actual June 2021 | RP1KPAEG-Rockport 1 KP AEG | 2021-06-17 | 119.243 | 110.6952 | 8.546 | 0 | 500 | 1318 | 110.697 | 1320 |  | 435 | 1320 | 1320 | DISPATCHABLE | N | s277154 | 44378.4924
38753-MKT Actual June 2021 | RP1KPAEG-Rockport 1 KP AEG | 2021-06-17 01:00 | 95.367 | 87.3168 | 8.051 | 0 | 500 | 1318 | 87.316 | 1320 |  | 435 | 1320 | 1320 | DISPATCHABLE | N | s277154 | 44378.4924
38753-MKT Actual June 2021 | RP1KPAEG-Rockport 1 KP AEG | 2021-06-17 02:00 | 84.204 | 76.3488 | 7.855 | 0 | 499 | 1318 | 76.349 | 1320 |  | 435 | 1320 | 1320 | DISPATCHABLE | N | s277154 | 44378.4924
38753-MKT Actual June 2021 | RP1KPAEG-Rockport 1 KP AEG | 2021-06-17 03:00 | 83.123 | 75.2544 | 7.869 | 0 | 499 | 1318 | 75.254 | 1320 |  | 435 | 1320 | 1320 | DISPATCHABLE | N | s277154 | 44378.4924
38753-MKT Actual June 2021 | RP1KPAEG-Rockport 1 KP AEG | 2021-06-17 04:00 | 83.016 | 75.0504 | 7.966 | 0 | 499 | 1318 | 75.05 | 1320 |  | 435 | 1320 | 1320 | DISPATCHABLE | N | s277154 | 44378.4924
38753-MKT Actual June 2021 | RP1KPAEG-Rockport 1 KP AEG | 2021-06-17 05:00 | 83.175 | 75.156 | 8.019 | 0 | 499 | 1318 | 75.156 | 1320 |  | 435 | 1320 | 1320 | DISPATCHABLE | N | s277154 | 44378.4924
38753-MKT Actual June 2021 | RP1KPAEG-Rockport 1 KP AEG | 2021-06-17 06:00 | 83.113 | 75.2496 | 7.864 | 0 | 499 | 1318 | 75.249 | 1320 |  | 435 | 1320 | 1320 | DISPATCHABLE | N | s277154 | 44378.4924
38753-MKT Actual June 2021 | RP1KPAEG-Rockport 1 KP AEG | 2021-06-17 07:00 | 83.101 | 75.1128 | 7.988 | 0 | 499 | 1318 | 75.113 | 1320 |  | 435 | 1320 | 1320 | DISPATCHABLE | N | s277154 | 44378.4924
38753-MKT Actual June 2021 | RP1KPAEG-Rockport 1 KP AEG | 2021-06-17 08:00 | 83.088 | 75.312 | 7.776 | 0 | 499 | 1318 | 75.312 | 1320 |  | 435 | 1320 | 1320 | DISPATCHABLE | N | s277154 | 44378.4924
38753-MKT Actual June 2021 | RP1KPAEG-Rockport 1 KP AEG | 2021-06-17 09:00 | 82.901 | 75.1104 | 7.791 | 0 | 499 | 1318 | 75.11 | 1320 |  | 435 | 1320 | 1320 | DISPATCHABLE | N | s277154 | 44378.4924
38753-MKT Actual June 2021 | RP1KPAEG-Rockport 1 KP AEG | 2021-06-17 10:00 | 83.061 | 75.2784 | 7.781 | 0 | 499 | 1318 | 75.28 | 1320 |  | 435 | 1320 | 1320 | DISPATCHABLE | N | s277154 | 44378.4924
38753-MKT Actual June 2021 | RP1KPAEG-Rockport 1 KP AEG | 2021-06-17 11:00 | 83.064 | 75.2904 | 7.771 | 0 | 499 | 1318 | 75.293 | 1320 |  | 435 | 1320 | 1320 | DISPATCHABLE | N | s277154 | 44378.4924
38753-MKT Actual June 2021 | RP1KPAEG-Rockport 1 KP AEG | 2021-06-17 12:00 | 83.077 | 75.3096 | 7.766 | 0 | 499 | 1318 | 75.311 | 1320 |  | 435 | 1320 | 1320 | DISPATCHABLE | N | s277154 | 44378.4924
38753-MKT Actual June 2021 | RP1KPAEG-Rockport 1 KP AEG | 2021-06-17 13:00 | 94.981 | 87.0288 | 7.952 | 0 | 500 | 1318 | 87.029 | 1320 |  | 435 | 1320 | 1320 | DISPATCHABLE | N | s277154 | 44378.4924
38753-MKT Actual June 2021 | RP1KPAEG-Rockport 1 KP AEG | 2021-06-17 14:00 | 103.228 | 95.1216 | 8.107 | 0 | 500 | 1318 | 95.121 | 1320 |  | 435 | 1320 | 1320 | DISPATCHABLE | N | s277154 | 44378.4924
38753-MKT Actual June 2021 | RP1KPAEG-Rockport 1 KP AEG | 2021-06-17 15:00 | 119.323 | 111.0792 | 8.243 | 0 | 500 | 1318 | 111.08 | 1320 |  | 435 | 1320 | 1320 | DISPATCHABLE | N | s277154 | 44378.4924
38753-MKT Actual June 2021 | RP1KPAEG-Rockport 1 KP AEG | 2021-06-17 16:00 | 151.884 | 143.0136 | 8.871 | 0 | 500 | 1318 | 143.013 | 1320 |  | 435 | 1320 | 1320 | DISPATCHABLE | N | s277154 | 44378.4924
38753-MKT Actual June 2021 | RP1KPAEG-Rockport 1 KP AEG | 2021-06-17 17:00 | 179.959 | 170.5752 | 9.384 | 0 | 500 | 1318 | 170.575 | 1320 |  | 435 | 1320 | 1320 | DISPATCHABLE | N | s277154 | 44378.4924
38753-MKT Actual June 2021 | RP1KPAEG-Rockport 1 KP AEG | 2021-06-17 18:00 | 180.392 | 171.0072 | 9.384 | 0 | 500 | 1318 | 171.008 | 1320 |  | 435 | 1320 | 1320 | DISPATCHABLE | N | s277154 | 44378.4924
38753-MKT Actual June 2021 | RP1KPAEG-Rockport 1 KP AEG | 2021-06-17 19:00 | 179.57 | 170.2872 | 9.284 | 0 | 500 | 1318 | 170.286 | 1320 |  | 435 | 1320 | 1320 | DISPATCHABLE | N | s277154 | 44378.4924
38753-MKT Actual June 2021 | RP1KPAEG-Rockport 1 KP AEG | 2021-06-17 20:00 | 181.786 | 172.5216 | 9.264 | 0 | 500 | 1318 | 172.522 | 1320 |  | 435 | 1320 | 1320 | DISPATCHABLE | N | s277154 | 44378.4924
38753-MKT Actual June 2021 | RP1KPAEG-Rockport 1 KP AEG | 2021-06-17 21:00 | 175.822 | 166.836 | 8.986 | 0 | 500 | 1318 | 166.836 | 1320 |  | 435 | 1320 | 1320 | DISPATCHABLE | N | s277154 | 44378.4924
38753-MKT Actual June 2021 | RP1KPAEG-Rockport 1 KP AEG | 2021-06-17 22:00 | 172.974 | 163.8744 | 9.101 | 0 | 500 | 1318 | 163.873 | 1320 |  | 435 | 1320 | 1320 | DISPATCHABLE | N | s277154 | 44378.4924
38753-MKT Actual June 2021 | RP1KPAEG-Rockport 1 KP AEG | 2021-06-17 23:00 | 160.378 | 151.4088 | 8.971 | 0 | 500 | 1318 | 151.407 | 1320 |  | 435 | 1320 | 1320 | DISPATCHABLE | N | s277154 | 44378.4924
38753-MKT Actual June 2021 | RP1KPAEG-Rockport 1 KP AEG | 2021-06-18 | 132.832 | 124.2072 | 8.626 | 0 | 500 | 1318 | 124.206 | 1320 |  | 435 | 1320 | 1320 | DISPATCHABLE | N | s277154 | 44378.4924
38753-MKT Actual June 2021 | RP1KPAEG-Rockport 1 KP AEG | 2021-06-18 01:00 | 103.373 | 95.2608 | 8.113 | 0 | 500 | 1318 | 95.26 | 1320 |  | 435 | 1320 | 1320 | DISPATCHABLE | N | s277154 | 44378.4924
38753-MKT Actual June 2021 | RP1KPAEG-Rockport 1 KP AEG | 2021-06-18 02:00 | 83.813 | 75.9528 | 7.86 | 0 | 499 | 1318 | 75.953 | 1320 |  | 435 | 1320 | 1320 | DISPATCHABLE | N | s277154 | 44378.4924
38753-MKT Actual June 2021 | RP1KPAEG-Rockport 1 KP AEG | 2021-06-18 03:00 | 83.331 | 75.4176 | 7.912 | 0 | 499 | 1318 | 75.419 | 1320 |  | 435 | 1320 | 1320 | DISPATCHABLE | N | s277154 | 44378.4924
38753-MKT Actual June 2021 | RP1KPAEG-Rockport 1 KP AEG | 2021-06-18 04:00 | 83.118 | 75.2688 | 7.85 | 0 | 499 | 1318 | 75.268 | 1320 |  | 435 | 1320 | 1320 | DISPATCHABLE | N | s277154 | 44378.4924
38753-MKT Actual June 2021 | RP1KPAEG-Rockport 1 KP AEG | 2021-06-18 05:00 | 83.051 | 75.1872 | 7.864 | 0 | 498 | 1318 | 75.187 | 1320 |  | 435 | 1320 | 1320 | DISPATCHABLE | N | s277154 | 44378.4924
38753-MKT Actual June 2021 | RP1KPAEG-Rockport 1 KP AEG | 2021-06-18 06:00 | 83.179 | 75.2352 | 7.945 | 0 | 499 | 1318 | 75.234 | 1320 |  | 435 | 1320 | 1320 | DISPATCHABLE | N | s277154 | 44378.4924
38753-MKT Actual June 2021 | RP1KPAEG-Rockport 1 KP AEG | 2021-06-18 07:00 | 83.056 | 75.1176 | 7.938 | 0 | 499 | 1318 | 75.118 | 1320 |  | 435 | 1320 | 1320 | DISPATCHABLE | N | s277154 | 44378.4924
38753-MKT Actual June 2021 | RP1KPAEG-Rockport 1 KP AEG | 2021-06-18 08:00 | 83.056 | 75.2904 | 7.766 | 0 | 499 | 1318 | 75.29 | 1320 |  | 435 | 1320 | 1320 | DISPATCHABLE | N | s277154 | 44378.4924
38753-MKT Actual June 2021 | RP1KPAEG-Rockport 1 KP AEG | 2021-06-18 09:00 | 83.009 | 75.228 | 7.781 | 0 | 499 | 1318 | 75.228 | 1320 |  | 435 | 1320 | 1320 | DISPATCHABLE | N | s277154 | 44378.4924
38753-MKT Actual June 2021 | RP1KPAEG-Rockport 1 KP AEG | 2021-06-18 10:00 | 82.961 | 75.1536 | 7.806 | 0 | 499 | 1318 | 75.155 | 1320 |  | 435 | 1320 | 1320 | DISPATCHABLE | N | s277154 | 44378.4924
38753-MKT Actual June 2021 | RP1KPAEG-Rockport 1 KP AEG | 2021-06-18 11:00 | 83.086 | 75.2856 | 7.801 | 0 | 499 | 1318 | 75.285 | 1320 |  | 435 | 1320 | 1320 | DISPATCHABLE | N | s277154 | 44378.4924
38753-MKT Actual June 2021 | RP1KPAEG-Rockport 1 KP AEG | 2021-06-18 12:00 | 83.072 | 75.12 | 7.952 | 0 | 498 | 1318 | 75.12 | 1320 |  | 435 | 1320 | 1320 | DISPATCHABLE | N | s277154 | 44378.4924
38753-MKT Actual June 2021 | RP1KPAEG-Rockport 1 KP AEG | 2021-06-18 13:00 | 84.537 | 76.5816 | 7.956 | 0 | 499 | 1318 | 76.581 | 1320 |  | 435 | 1320 | 1320 | DISPATCHABLE | N | s277154 | 44378.4924
38753-MKT Actual June 2021 | RP1KPAEG-Rockport 1 KP AEG | 2021-06-18 14:00 | 109.613 | 101.2992 | 8.314 | 0 | 500 | 1318 | 101.299 | 1320 |  | 435 | 1320 | 1320 | DISPATCHABLE | N | s277154 | 44378.4924
38753-MKT Actual June 2021 | RP1KPAEG-Rockport 1 KP AEG | 2021-06-18 15:00 | 151.625 | 142.7064 | 8.917 | 0 | 500 | 1318 | 142.708 | 1320 |  | 435 | 1320 | 1320 | DISPATCHABLE | N | s277154 | 44378.4924
38753-MKT Actual June 2021 | RP1KPAEG-Rockport 1 KP AEG | 2021-06-18 16:00 | 175.36 | 166.0248 | 9.335 | 0 | 500 | 1318 | 166.025 | 1320 |  | 435 | 1320 | 1320 | DISPATCHABLE | N | s277154 | 44378.4924
38753-MKT Actual June 2021 | RP1KPAEG-Rockport 1 KP AEG | 2021-06-18 17:00 | 175.343 | 166.0824 | 9.261 | 0 | 500 | 1318 | 166.082 | 1320 |  | 435 | 1320 | 1320 | DISPATCHABLE | N | s277154 | 44378.4924
38753-MKT Actual June 2021 | RP1KPAEG-Rockport 1 KP AEG | 2021-06-18 18:00 | 175.077 | 165.9504 | 9.127 | 0 | 500 | 1318 | 165.95 | 1320 |  | 435 | 1320 | 1320 | DISPATCHABLE | N | s277154 | 44378.4924
38753-MKT Actual June 2021 | RP1KPAEG-Rockport 1 KP AEG | 2021-06-18 19:00 | 173.07 | 163.8984 | 9.172 | 0 | 500 | 1318 | 163.898 | 1320 |  | 435 | 1320 | 1320 | DISPATCHABLE | N | s277154 | 44378.4924
38753-MKT Actual June 2021 | RP1KPAEG-Rockport 1 KP AEG | 2021-06-18 20:00 | 175.534 | 166.404 | 9.129 | 0 | 500 | 1318 | 166.405 | 1320 |  | 435 | 1320 | 1320 | DISPATCHABLE | N | s277154 | 44378.4924
38753-MKT Actual June 2021 | RP1KPAEG-Rockport 1 KP AEG | 2021-06-18 21:00 | 176.208 | 167.1504 | 9.059 | 0 | 500 | 1318 | 167.149 | 1320 |  | 435 | 1320 | 1320 | DISPATCHABLE | N | s277154 | 44378.4924
38753-MKT Actual June 2021 | RP1KPAEG-Rockport 1 KP AEG | 2021-06-18 22:00 | 175.016 | 165.9288 | 9.087 | 0 | 500 | 1318 | 165.929 | 1320 |  | 435 | 1320 | 1320 | DISPATCHABLE | N | s277154 | 44378.4924
38753-MKT Actual June 2021 | RP1KPAEG-Rockport 1 KP AEG | 2021-06-18 23:00 | 177.447 | 168.108 | 9.339 | 0 | 500 | 1318 | 168.108 | 1320 |  | 435 | 1320 | 1320 | DISPATCHABLE | N | s277154 | 44378.4924
38753-MKT Actual June 2021 | RP1KPAEG-Rockport 1 KP AEG | 2021-06-19 | 150.214 | 141.4848 | 8.731 | 0 | 500 | 1318 | 141.483 | 1320 |  | 435 | 1320 | 1320 | DISPATCHABLE | N | s277154 | 44378.4924
38753-MKT Actual June 2021 | RP1KPAEG-Rockport 1 KP AEG | 2021-06-19 01:00 | 144.119 | 135.2688 | 8.85 | 0 | 500 | 1318 | 135.269 | 1320 |  | 435 | 1320 | 1320 | DISPATCHABLE | N | s277154 | 44378.4924
38753-MKT Actual June 2021 | RP1KPAEG-Rockport 1 KP AEG | 2021-06-19 02:00 | 126.127 | 117.78 | 8.346 | 0 | 500 | 1318 | 117.781 | 1320 |  | 435 | 1320 | 1320 | DISPATCHABLE | N | s277154 | 44378.4928
38753-MKT Actual June 2021 | RP1KPAEG-Rockport 1 KP AEG | 2021-06-19 03:00 | 100.491 | 92.256 | 8.235 | 0 | 500 | 904 | 92.256 | 1320 |  | 435 | 1320 | 1320 | DISPATCHABLE | N | s277154 | 44378.4928
38753-MKT Actual June 2021 | RP1KPAEG-Rockport 1 KP AEG | 2021-06-19 04:00 | 83.724 | 75.852 | 7.872 | 0 | 499 | 1318 | 75.852 | 1320 |  | 435 | 1320 | 1320 | DISPATCHABLE | N | s277154 | 44378.4928
38753-MKT Actual June 2021 | RP1KPAEG-Rockport 1 KP AEG | 2021-06-19 05:00 | 83.166 | 75.3168 | 7.849 | 0 | 499 | 1318 | 75.317 | 1320 |  | 435 | 1320 | 1320 | DISPATCHABLE | N | s277154 | 44378.4928
38753-MKT Actual June 2021 | RP1KPAEG-Rockport 1 KP AEG | 2021-06-19 06:00 | 83.117 | 75.228 | 7.888 | 0 | 499 | 1318 | 75.229 | 1320 |  | 435 | 1320 | 1320 | DISPATCHABLE | N | s277154 | 44378.4928
38753-MKT Actual June 2021 | RP1KPAEG-Rockport 1 KP AEG | 2021-06-19 07:00 | 83.084 | 75.168 | 7.917 | 0 | 499 | 1318 | 75.167 | 1320 |  | 435 | 1320 | 1320 | DISPATCHABLE | N | s277154 | 44378.4928
38753-MKT Actual June 2021 | RP1KPAEG-Rockport 1 KP AEG | 2021-06-19 08:00 | 83.046 | 75.2568 | 7.79 | 0 | 499 | 1318 | 75.256 | 1320 |  | 435 | 1320 | 1320 | DISPATCHABLE | N | s277154 | 44378.4928
38753-MKT Actual June 2021 | RP1KPAEG-Rockport 1 KP AEG | 2021-06-19 09:00 | 82.991 | 75.2856 | 7.706 | 0 | 499 | 1318 | 75.285 | 1320 |  | 435 | 1320 | 1320 | DISPATCHABLE | N | s277154 | 44378.4928
38753-MKT Actual June 2021 | RP1KPAEG-Rockport 1 KP AEG | 2021-06-19 10:00 | 83.06 | 74.8824 | 8.179 | 0 | 498 | 1318 | 74.881 | 1320 |  | 435 | 1320 | 1320 | DISPATCHABLE | N | s277154 | 44378.4928
38753-MKT Actual June 2021 | RP1KPAEG-Rockport 1 KP AEG | 2021-06-19 11:00 | 83.034 | 74.712 | 8.322 | 0 | 497 | 1318 | 74.712 | 1320 |  | 435 | 1320 | 1320 | DISPATCHABLE | N | s277154 | 44378.4928
38753-MKT Actual June 2021 | RP1KPAEG-Rockport 1 KP AEG | 2021-06-19 12:00 | 83.06 | 74.8056 | 8.254 | 0 | 498 | 1318 | 74.806 | 1320 |  | 435 | 1320 | 1320 | DISPATCHABLE | N | s277154 | 44378.4928
38753-MKT Actual June 2021 | RP1KPAEG-Rockport 1 KP AEG | 2021-06-19 13:00 | 86.85 | 78.6096 | 8.242 | 0 | 499 | 1318 | 78.608 | 1320 |  | 435 | 1320 | 1320 | DISPATCHABLE | N | s277154 | 44378.4928
38753-MKT Actual June 2021 | RP1KPAEG-Rockport 1 KP AEG | 2021-06-19 14:00 | 92.812 | 84.5064 | 8.304 | 0 | 500 | 1318 | 84.508 | 1320 |  | 435 | 1320 | 1320 | DISPATCHABLE | N | s277154 | 44378.4928
38753-MKT Actual June 2021 | RP1KPAEG-Rockport 1 KP AEG | 2021-06-19 15:00 | 88.183 | 79.8336 | 8.351 | 0 | 499 | 1318 | 79.832 | 1320 |  | 435 | 1320 | 1320 | DISPATCHABLE | N | s277154 | 44378.4928
38753-MKT Actual June 2021 | RP1KPAEG-Rockport 1 KP AEG | 2021-06-19 16:00 | 108.401 | 99.6672 | 8.735 | 0 | 499 | 1318 | 99.666 | 1320 |  | 435 | 1320 | 1320 | DISPATCHABLE | N | s277154 | 44378.4928
38753-MKT Actual June 2021 | RP1KPAEG-Rockport 1 KP AEG | 2021-06-19 17:00 | 150.912 | 141.5784 | 9.334 | 0 | 500 | 1318 | 141.578 | 1320 |  | 435 | 1320 | 1320 | DISPATCHABLE | N | s277154 | 44378.4928
38753-MKT Actual June 2021 | RP1KPAEG-Rockport 1 KP AEG | 2021-06-19 18:00 | 175.388 | 165.7248 | 9.663 | 0 | 500 | 1318 | 165.725 | 1320 |  | 435 | 1320 | 1320 | DISPATCHABLE | N | s277154 | 44378.4928
38753-MKT Actual June 2021 | RP1KPAEG-Rockport 1 KP AEG | 2021-06-19 19:00 | 176.289 | 166.5264 | 9.763 | 0 | 500 | 1318 | 166.526 | 1320 |  | 435 | 1320 | 1320 | DISPATCHABLE | N | s277154 | 44378.4928
38753-MKT Actual June 2021 | RP1KPAEG-Rockport 1 KP AEG | 2021-06-19 20:00 | 179.703 | 169.9704 | 9.735 | 0 | 500 | 1318 | 169.968 | 1320 |  | 435 | 1320 | 1320 | DISPATCHABLE | N | s277154 | 44378.4928
38753-MKT Actual June 2021 | RP1KPAEG-Rockport 1 KP AEG | 2021-06-19 21:00 | 176.239 | 166.6392 | 9.599 | 0 | 500 | 1318 | 166.64 | 1320 |  | 435 | 1320 | 1320 | DISPATCHABLE | N | s277154 | 44378.4928
38753-MKT Actual June 2021 | RP1KPAEG-Rockport 1 KP AEG | 2021-06-19 22:00 | 175.276 | 165.6168 | 9.66 | 0 | 500 | 1318 | 165.616 | 1320 |  | 435 | 1320 | 1320 | DISPATCHABLE | N | s277154 | 44378.4928
38753-MKT Actual June 2021 | RP1KPAEG-Rockport 1 KP AEG | 2021-06-19 23:00 | 170.658 | 160.8456 | 9.812 | 0 | 500 | 1318 | 160.846 | 1320 |  | 435 | 1320 | 1320 | DISPATCHABLE | N | s277154 | 44378.4928
38753-MKT Actual June 2021 | RP1KPAEG-Rockport 1 KP AEG | 2021-06-20 | 147.78 | 138.4392 | 9.342 | 0 | 889 | 932 | 138.438 | 1320 |  | 435 | 1320 | 1320 | DISPATCHABLE | N | s277154 | 44378.4928
38753-MKT Actual June 2021 | RP1KPAEG-Rockport 1 KP AEG | 2021-06-20 01:00 | 144.574 | 135.1512 | 9.424 | 0 | 898 | 903 | 135.15 | 1320 |  | 435 | 1320 | 1320 | DISPATCHABLE | N | s277154 | 44378.4928
38753-MKT Actual June 2021 | RP1KPAEG-Rockport 1 KP AEG | 2021-06-20 02:00 | 144.513 | 134.9112 | 9.601 | 0 | 898 | 902 | 134.912 | 1320 |  | 435 | 1320 | 1320 | DISPATCHABLE | N | s277154 | 44378.4928
38753-MKT Actual June 2021 | RP1KPAEG-Rockport 1 KP AEG | 2021-06-20 03:00 | 145.527 | 136.0344 | 9.491 | 0 | 508 | 1309 | 136.036 | 1320 |  | 435 | 1320 | 1320 | DISPATCHABLE | N | s277154 | 44378.4928
38753-MKT Actual June 2021 | RP1KPAEG-Rockport 1 KP AEG | 2021-06-20 04:00 | 116.537 | 107.7528 | 8.784 | 0 | 500 | 1318 | 107.753 | 1320 |  | 435 | 1320 | 1320 | DISPATCHABLE | N | s277154 | 44378.4928
38753-MKT Actual June 2021 | RP1KPAEG-Rockport 1 KP AEG | 2021-06-20 05:00 | 89.996 | 81.6432 | 8.352 | 0 | 500 | 1318 | 81.644 | 1320 |  | 435 | 1320 | 1320 | DISPATCHABLE | N | s277154 | 44378.4928
38753-MKT Actual June 2021 | RP1KPAEG-Rockport 1 KP AEG | 2021-06-20 06:00 | 84.017 | 75.5448 | 8.472 | 0 | 498 | 1318 | 75.545 | 1320 |  | 435 | 1320 | 1320 | DISPATCHABLE | N | s277154 | 44378.4928
38753-MKT Actual June 2021 | RP1KPAEG-Rockport 1 KP AEG | 2021-06-20 07:00 | 83.431 | 75.1248 | 8.307 | 0 | 499 | 1318 | 75.124 | 1320 |  | 435 | 1320 | 1320 | DISPATCHABLE | N | s277154 | 44378.4928
38753-MKT Actual June 2021 | RP1KPAEG-Rockport 1 KP AEG | 2021-06-20 08:00 | 83.282 | 75.12 | 8.162 | 0 | 499 | 1318 | 75.12 | 1320 |  | 435 | 1320 | 1320 | DISPATCHABLE | N | s277154 | 44378.4928
38753-MKT Actual June 2021 | RP1KPAEG-Rockport 1 KP AEG | 2021-06-20 09:00 | 83.243 | 75.0744 | 8.17 | 0 | 498 | 1318 | 75.073 | 1320 |  | 435 | 1320 | 1320 | DISPATCHABLE | N | s277154 | 44378.4928
38753-MKT Actual June 2021 | RP1KPAEG-Rockport 1 KP AEG | 2021-06-20 10:00 | 83.263 | 75.072 | 8.19 | 0 | 498 | 1318 | 75.073 | 1320 |  | 435 | 1320 | 1320 | DISPATCHABLE | N | s277154 | 44378.4928
38753-MKT Actual June 2021 | RP1KPAEG-Rockport 1 KP AEG | 2021-06-20 11:00 | 85.849 | 77.5656 | 8.285 | 0 | 499 | 1318 | 77.564 | 1320 |  | 435 | 1320 | 1320 | DISPATCHABLE | N | s277154 | 44378.4928
38753-MKT Actual June 2021 | RP1KPAEG-Rockport 1 KP AEG | 2021-06-20 12:00 | 96.894 | 88.296 | 8.598 | 0 | 500 | 1318 | 88.296 | 1320 |  | 435 | 1320 | 1320 | DISPATCHABLE | N | s277154 | 44378.4928
38753-MKT Actual June 2021 | RP1KPAEG-Rockport 1 KP AEG | 2021-06-20 13:00 | 120.613 | 111.6096 | 9.003 | 0 | 500 | 1318 | 111.61 | 1320 |  | 435 | 1320 | 1320 | DISPATCHABLE | N | s277154 | 44378.4928
38753-MKT Actual June 2021 | RP1KPAEG-Rockport 1 KP AEG | 2021-06-20 14:00 | 161.135 | 151.512 | 9.623 | 0 | 500 | 1318 | 151.512 | 1320 |  | 435 | 1320 | 1320 | DISPATCHABLE | N | s277154 | 44378.4928
38753-MKT Actual June 2021 | RP1KPAEG-Rockport 1 KP AEG | 2021-06-20 15:00 | 174.631 | 165 | 9.63 | 0 | 500 | 1318 | 165.001 | 1320 |  | 435 | 1320 | 1320 | DISPATCHABLE | N | s277154 | 44378.4928
38753-MKT Actual June 2021 | RP1KPAEG-Rockport 1 KP AEG | 2021-06-20 16:00 | 175.647 | 165.9552 | 9.691 | 0 | 500 | 1318 | 165.956 | 1320 |  | 435 | 1320 | 1320 | DISPATCHABLE | N | s277154 | 44378.4928
38753-MKT Actual June 2021 | RP1KPAEG-Rockport 1 KP AEG | 2021-06-20 17:00 | 175.403 | 165.6792 | 9.723 | 0 | 500 | 1318 | 165.68 | 1320 |  | 435 | 1320 | 1320 | DISPATCHABLE | N | s277154 | 44378.4928
38753-MKT Actual June 2021 | RP1KPAEG-Rockport 1 KP AEG | 2021-06-20 18:00 | 172.991 | 163.2936 | 9.696 | 0 | 500 | 1318 | 163.295 | 1320 |  | 435 | 1320 | 1320 | DISPATCHABLE | N | s277154 | 44378.4928
38753-MKT Actual June 2021 | RP1KPAEG-Rockport 1 KP AEG | 2021-06-20 19:00 | 175.649 | 165.876 | 9.772 | 0 | 500 | 1318 | 165.877 | 1320 |  | 435 | 1320 | 1320 | DISPATCHABLE | N | s277154 | 44378.4928
38753-MKT Actual June 2021 | RP1KPAEG-Rockport 1 KP AEG | 2021-06-20 20:00 | 173.349 | 163.7448 | 9.602 | 0 | 500 | 1318 | 163.747 | 1320 |  | 435 | 1320 | 1320 | DISPATCHABLE | N | s277154 | 44378.4928
38753-MKT Actual June 2021 | RP1KPAEG-Rockport 1 KP AEG | 2021-06-20 21:00 | 175.401 | 165.7536 | 9.649 | 0 | 500 | 1318 | 165.752 | 1320 |  | 435 | 1320 | 1320 | DISPATCHABLE | N | s277154 | 44378.4928
38753-MKT Actual June 2021 | RP1KPAEG-Rockport 1 KP AEG | 2021-06-20 22:00 | 176.027 | 166.2744 | 9.752 | 0 | 500 | 1318 | 166.275 | 1320 |  | 435 | 1320 | 1320 | DISPATCHABLE | N | s277154 | 44378.4928
38753-MKT Actual June 2021 | RP1KPAEG-Rockport 1 KP AEG | 2021-06-20 23:00 | 164.774 | 155.2152 | 9.557 | 0 | 500 | 1318 | 155.217 | 1320 |  | 435 | 1320 | 1320 | DISPATCHABLE | N | s277154 | 44378.4928
38753-MKT Actual June 2021 | RP1KPAEG-Rockport 1 KP AEG | 2021-06-21 | 145.827 | 136.5552 | 9.273 | 0 | 500 | 1318 | 136.554 | 1320 |  | 435 | 1320 | 1320 | DISPATCHABLE | N | s277154 | 44378.4928
38753-MKT Actual June 2021 | RP1KPAEG-Rockport 1 KP AEG | 2021-06-21 01:00 | 112.799 | 104.0136 | 8.785 | 0 | 500 | 1318 | 104.014 | 1320 |  | 435 | 1320 | 1320 | DISPATCHABLE | N | s277154 | 44378.4928
38753-MKT Actual June 2021 | RP1KPAEG-Rockport 1 KP AEG | 2021-06-21 02:00 | 84.682 | 76.2144 | 8.467 | 0 | 498 | 1318 | 76.215 | 1320 |  | 435 | 1320 | 1320 | DISPATCHABLE | N | s277154 | 44378.4928
38753-MKT Actual June 2021 | RP1KPAEG-Rockport 1 KP AEG | 2021-06-21 03:00 | 84.812 | 76.3488 | 8.462 | 0 | 498 | 1318 | 76.35 | 1320 |  | 435 | 1320 | 1320 | DISPATCHABLE | N | s277154 | 44378.4928
38753-MKT Actual June 2021 | RP1KPAEG-Rockport 1 KP AEG | 2021-06-21 04:00 | 83.616 | 75.156 | 8.458 | 0 | 499 | 1318 | 75.158 | 1320 |  | 435 | 1320 | 1320 | DISPATCHABLE | N | s277154 | 44378.4928
38753-MKT Actual June 2021 | RP1KPAEG-Rockport 1 KP AEG | 2021-06-21 05:00 | 83.554 | 75.1488 | 8.406 | 0 | 499 | 1318 | 75.148 | 1320 |  | 435 | 1320 | 1320 | DISPATCHABLE | N | s277154 | 44378.4928
38753-MKT Actual June 2021 | RP1KPAEG-Rockport 1 KP AEG | 2021-06-21 06:00 | 83.579 | 75.276 | 8.302 | 0 | 499 | 1318 | 75.277 | 1320 |  | 435 | 1320 | 1320 | DISPATCHABLE | N | s277154 | 44378.4928
38753-MKT Actual June 2021 | RP1KPAEG-Rockport 1 KP AEG | 2021-06-21 07:00 | 83.494 | 75.1512 | 8.342 | 0 | 499 | 1318 | 75.152 | 1320 |  | 435 | 1320 | 1320 | DISPATCHABLE | N | s277154 | 44378.4928
38753-MKT Actual June 2021 | RP1KPAEG-Rockport 1 KP AEG | 2021-06-21 08:00 | 83.655 | 75.384 | 8.273 | 0 | 499 | 1318 | 75.382 | 1320 |  | 435 | 1320 | 1320 | DISPATCHABLE | N | s277154 | 44378.4928
38753-MKT Actual June 2021 | RP1KPAEG-Rockport 1 KP AEG | 2021-06-21 09:00 | 83.537 | 75.2688 | 8.267 | 0 | 499 | 1318 | 75.27 | 1320 |  | 435 | 1320 | 1320 | DISPATCHABLE | N | s277154 | 44378.4928
38753-MKT Actual June 2021 | RP1KPAEG-Rockport 1 KP AEG | 2021-06-21 10:00 | 92.976 | 84.4968 | 8.477 | 0 | 499 | 1318 | 84.499 | 1320 |  | 435 | 1320 | 1320 | DISPATCHABLE | N | s277154 | 44378.4928
38753-MKT Actual June 2021 | RP1KPAEG-Rockport 1 KP AEG | 2021-06-21 11:00 | 103.386 | 94.6248 | 8.76 | 0 | 500 | 1318 | 94.626 | 1320 |  | 435 | 1320 | 1320 | DISPATCHABLE | N | s277154 | 44378.4928
38753-MKT Actual June 2021 | RP1KPAEG-Rockport 1 KP AEG | 2021-06-21 12:00 | 124.374 | 115.2888 | 9.086 | 0 | 500 | 1318 | 115.288 | 1320 |  | 435 | 1320 | 1320 | DISPATCHABLE | N | s277154 | 44378.4928
38753-MKT Actual June 2021 | RP1KPAEG-Rockport 1 KP AEG | 2021-06-21 13:00 | 126.744 | 117.828 | 8.915 | 0 | 500 | 1318 | 117.829 | 1320 |  | 435 | 1320 | 1320 | DISPATCHABLE | N | s277154 | 44378.4928
38753-MKT Actual June 2021 | RP1KPAEG-Rockport 1 KP AEG | 2021-06-21 14:00 | 148.009 | 138.696 | 9.312 | 0 | 500 | 1318 | 138.697 | 1320 |  | 435 | 1320 | 1320 | DISPATCHABLE | N | s277154 | 44378.4928
38753-MKT Actual June 2021 | RP1KPAEG-Rockport 1 KP AEG | 2021-06-21 15:00 | 167.263 | 157.5096 | 9.753 | 0 | 500 | 1318 | 157.51 | 1320 |  | 435 | 1320 | 1320 | DISPATCHABLE | N | s277154 | 44378.4928
38753-MKT Actual June 2021 | RP1KPAEG-Rockport 1 KP AEG | 2021-06-21 16:00 | 151.446 | 142.0416 | 9.403 | 0 | 500 | 1318 | 142.043 | 1320 |  | 435 | 1320 | 1320 | DISPATCHABLE | N | s277154 | 44378.4928
38753-MKT Actual June 2021 | RP1KPAEG-Rockport 1 KP AEG | 2021-06-21 17:00 | 133.654 | 124.6632 | 8.991 | 0 | 500 | 1318 | 124.663 | 1320 |  | 435 | 1320 | 1320 | DISPATCHABLE | N | s277154 | 44378.4928
38753-MKT Actual June 2021 | RP1KPAEG-Rockport 1 KP AEG | 2021-06-21 18:00 | 107.738 | 99.0528 | 8.684 | 0 | 500 | 1318 | 99.054 | 1320 |  | 435 | 1320 | 1320 | DISPATCHABLE | N | s277154 | 44378.4928
38753-MKT Actual June 2021 | RP1KPAEG-Rockport 1 KP AEG | 2021-06-21 19:00 | 89.563 | 81.204 | 8.357 | 0 | 498 | 1318 | 81.206 | 1320 |  | 435 | 1320 | 1320 | DISPATCHABLE | N | s277154 | 44378.4928
38753-MKT Actual June 2021 | RP1KPAEG-Rockport 1 KP AEG | 2021-06-21 20:00 | 83.047 | 74.856 | 8.19 | 0 | 498 | 1318 | 74.857 | 1320 |  | 435 | 1320 | 1320 | DISPATCHABLE | N | s277154 | 44378.4928
38753-MKT Actual June 2021 | RP1KPAEG-Rockport 1 KP AEG | 2021-06-21 21:00 | 83.162 | 74.9184 | 8.243 | 0 | 498 | 1318 | 74.919 | 1320 |  | 435 | 1320 | 1320 | DISPATCHABLE | N | s277154 | 44378.4928
38753-MKT Actual June 2021 | RP1KPAEG-Rockport 1 KP AEG | 2021-06-21 22:00 | 83.046 | 74.676 | 8.37 | 0 | 497 | 1318 | 74.676 | 1320 |  | 435 | 1320 | 1320 | DISPATCHABLE | N | s277154 | 44378.4928
38753-MKT Actual June 2021 | RP1KPAEG-Rockport 1 KP AEG | 2021-06-21 23:00 | 83.01 | 74.5272 | 8.482 | 0 | 496 | 1318 | 74.528 | 1320 |  | 435 | 1320 | 1320 | DISPATCHABLE | N | s277154 | 44378.4928
38753-MKT Actual June 2021 | RP1KPAEG-Rockport 1 KP AEG | 2021-06-22 | 83.134 | 74.5728 | 8.562 | 0 | 496 | 1318 | 74.572 | 1320 |  | 435 | 1320 | 1320 | DISPATCHABLE | N | s277154 | 44378.4928
38753-MKT Actual June 2021 | RP1KPAEG-Rockport 1 KP AEG | 2021-06-22 01:00 | 83.16 | 74.7072 | 8.454 | 0 | 497 | 1318 | 74.706 | 1320 |  | 435 | 1320 | 1320 | DISPATCHABLE | N | s277154 | 44378.4928
38753-MKT Actual June 2021 | RP1KPAEG-Rockport 1 KP AEG | 2021-06-22 02:00 | 83.107 | 74.76 | 8.347 | 0 | 498 | 1318 | 74.76 | 1320 |  | 435 | 1320 | 1320 | DISPATCHABLE | N | s277154 | 44378.4928
38753-MKT Actual June 2021 | RP1KPAEG-Rockport 1 KP AEG | 2021-06-22 03:00 | 83.086 | 74.784 | 8.302 | 0 | 498 | 1318 | 74.784 | 1320 |  | 435 | 1320 | 1320 | DISPATCHABLE | N | s277154 | 44378.4928
38753-MKT Actual June 2021 | RP1KPAEG-Rockport 1 KP AEG | 2021-06-22 04:00 | 83.018 | 74.6904 | 8.327 | 0 | 497 | 1318 | 74.691 | 1320 |  | 435 | 1320 | 1320 | DISPATCHABLE | N | s277154 | 44378.4928
38753-MKT Actual June 2021 | RP1KPAEG-Rockport 1 KP AEG | 2021-06-22 05:00 | 83.117 | 74.844 | 8.273 | 0 | 498 | 1318 | 74.844 | 1320 |  | 435 | 1320 | 1320 | DISPATCHABLE | N | s277154 | 44378.4928
38753-MKT Actual June 2021 | RP1KPAEG-Rockport 1 KP AEG | 2021-06-22 06:00 | 83.159 | 74.6016 | 8.558 | 0 | 497 | 1318 | 74.601 | 1320 |  | 435 | 1320 | 1320 | DISPATCHABLE | N | s277154 | 44378.4928
38753-MKT Actual June 2021 | RP1KPAEG-Rockport 1 KP AEG | 2021-06-22 07:00 | 83.083 | 74.6688 | 8.414 | 0 | 497 | 1318 | 74.669 | 1320 |  | 435 | 1320 | 1320 | DISPATCHABLE | N | s277154 | 44378.4928
38753-MKT Actual June 2021 | RP1KPAEG-Rockport 1 KP AEG | 2021-06-22 08:00 | 83.05 | 74.7648 | 8.285 | 0 | 497 | 1318 | 74.765 | 1320 |  | 435 | 1320 | 1320 | DISPATCHABLE | N | s277154 | 44378.4928
38753-MKT Actual June 2021 | RP1KPAEG-Rockport 1 KP AEG | 2021-06-22 09:00 | 93.02 | 84.5352 | 8.485 | 0 | 499 | 1318 | 84.535 | 1320 |  | 435 | 1320 | 1320 | DISPATCHABLE | N | s277154 | 44378.4928
38753-MKT Actual June 2021 | RP1KPAEG-Rockport 1 KP AEG | 2021-06-22 10:00 | 109.351 | 100.4808 | 8.87 | 0 | 500 | 1318 | 100.481 | 1320 |  | 435 | 1320 | 1320 | DISPATCHABLE | N | s277154 | 44378.4928
38753-MKT Actual June 2021 | RP1KPAEG-Rockport 1 KP AEG | 2021-06-22 11:00 | 93.85 | 85.3056 | 8.544 | 0 | 500 | 1318 | 85.306 | 1320 |  | 435 | 1320 | 1320 | DISPATCHABLE | N | s277154 | 44378.4928
38753-MKT Actual June 2021 | RP1KPAEG-Rockport 1 KP AEG | 2021-06-22 12:00 | 83.702 | 75.1848 | 8.518 | 0 | 497 | 1318 | 75.184 | 1320 |  | 435 | 1320 | 1320 | DISPATCHABLE | N | s277154 | 44378.4928
38753-MKT Actual June 2021 | RP1KPAEG-Rockport 1 KP AEG | 2021-06-22 13:00 | 83.108 | 74.6424 | 8.467 | 0 | 496 | 1318 | 74.641 | 1320 |  | 435 | 1320 | 1320 | DISPATCHABLE | N | s277154 | 44378.4928
38753-MKT Actual June 2021 | RP1KPAEG-Rockport 1 KP AEG | 2021-06-22 14:00 | 83.112 | 74.664 | 8.449 | 0 | 497 | 1318 | 74.663 | 1320 |  | 435 | 1320 | 1320 | DISPATCHABLE | N | s277154 | 44378.4928
38753-MKT Actual June 2021 | RP1KPAEG-Rockport 1 KP AEG | 2021-06-22 15:00 | 83.117 | 74.6808 | 8.436 | 0 | 497 | 1318 | 74.681 | 1320 |  | 435 | 1320 | 1320 | DISPATCHABLE | N | s277154 | 44378.4928
38753-MKT Actual June 2021 | RP1KPAEG-Rockport 1 KP AEG | 2021-06-22 16:00 | 83.085 | 74.6952 | 8.39 | 0 | 497 | 1318 | 74.695 | 1320 |  | 435 | 1320 | 1320 | DISPATCHABLE | N | s277154 | 44378.4928
38753-MKT Actual June 2021 | RP1KPAEG-Rockport 1 KP AEG | 2021-06-22 17:00 | 83.131 | 74.7072 | 8.421 | 0 | 497 | 1318 | 74.71 | 1320 |  | 435 | 1320 | 1320 | DISPATCHABLE | N | s277154 | 44378.4928
38753-MKT Actual June 2021 | RP1KPAEG-Rockport 1 KP AEG | 2021-06-22 18:00 | 83.299 | 74.8488 | 8.449 | 0 | 497 | 1318 | 74.85 | 1320 |  | 435 | 1320 | 1320 | DISPATCHABLE | N | s277154 | 44378.4928
38753-MKT Actual June 2021 | RP1KPAEG-Rockport 1 KP AEG | 2021-06-22 19:00 | 83.281 | 75.0312 | 8.251 | 0 | 499 | 1318 | 75.03 | 1320 |  | 435 | 1320 | 1320 | DISPATCHABLE | N | s277154 | 44378.4928
38753-MKT Actual June 2021 | RP1KPAEG-Rockport 1 KP AEG | 2021-06-22 20:00 | 83.347 | 75.168 | 8.178 | 0 | 499 | 1318 | 75.169 | 1320 |  | 435 | 1320 | 1320 | DISPATCHABLE | N | s277154 | 44378.4928
38753-MKT Actual June 2021 | RP1KPAEG-Rockport 1 KP AEG | 2021-06-22 21:00 | 83.343 | 75.1752 | 8.168 | 0 | 499 | 1318 | 75.175 | 1320 |  | 435 | 1320 | 1320 | DISPATCHABLE | N | s277154 | 44378.4928
38753-MKT Actual June 2021 | RP1KPAEG-Rockport 1 KP AEG | 2021-06-22 22:00 | 83.245 | 75.0576 | 8.187 | 0 | 499 | 1318 | 75.058 | 1320 |  | 435 | 1320 | 1320 | DISPATCHABLE | N | s277154 | 44378.4928
38753-MKT Actual June 2021 | RP1KPAEG-Rockport 1 KP AEG | 2021-06-22 23:00 | 83.371 | 75.1704 | 8.199 | 0 | 499 | 1318 | 75.172 | 1320 |  | 435 | 1320 | 1320 | DISPATCHABLE | N | s277154 | 44378.4928
38753-MKT Actual June 2021 | RP1KPAEG-Rockport 1 KP AEG | 2021-06-23 | 84.631 | 76.3752 | 8.256 | 0 | 499 | 1318 | 76.375 | 1320 |  | 435 | 1320 | 1320 | DISPATCHABLE | N | s277154 | 44378.4928
38753-MKT Actual June 2021 | RP1KPAEG-Rockport 1 KP AEG | 2021-06-23 01:00 | 83.217 | 74.8536 | 8.363 | 0 | 496 | 1318 | 74.854 | 1320 |  | 435 | 1320 | 1320 | DISPATCHABLE | N | s277154 | 44378.4928
38753-MKT Actual June 2021 | RP1KPAEG-Rockport 1 KP AEG | 2021-06-23 02:00 | 83.412 | 75.06 | 8.353 | 0 | 499 | 1318 | 75.059 | 1320 |  | 435 | 1320 | 1320 | DISPATCHABLE | N | s277154 | 44378.4928
38753-MKT Actual June 2021 | RP1KPAEG-Rockport 1 KP AEG | 2021-06-23 03:00 | 83.298 | 75.0672 | 8.231 | 0 | 499 | 1318 | 75.067 | 1320 |  | 435 | 1320 | 1320 | DISPATCHABLE | N | s277154 | 44378.4928
38753-MKT Actual June 2021 | RP1KPAEG-Rockport 1 KP AEG | 2021-06-23 04:00 | 83.349 | 75.0768 | 8.269 | 0 | 499 | 1318 | 75.08 | 1320 |  | 435 | 1320 | 1320 | DISPATCHABLE | N | s277154 | 44378.4928
38753-MKT Actual June 2021 | RP1KPAEG-Rockport 1 KP AEG | 2021-06-23 05:00 | 83.903 | 75.5448 | 8.357 | 0 | 499 | 1318 | 75.546 | 1320 |  | 435 | 1320 | 1320 | DISPATCHABLE | N | s277154 | 44378.4928
38753-MKT Actual June 2021 | RP1KPAEG-Rockport 1 KP AEG | 2021-06-23 06:00 | 84.037 | 75.5088 | 8.528 | 0 | 499 | 1318 | 75.509 | 1320 |  | 435 | 1320 | 1320 | DISPATCHABLE | N | s277154 | 44378.4928
38753-MKT Actual June 2021 | RP1KPAEG-Rockport 1 KP AEG | 2021-06-23 07:00 | 84.053 | 75.6528 | 8.4 | 0 | 499 | 1318 | 75.653 | 1320 |  | 435 | 1320 | 1320 | DISPATCHABLE | N | s277154 | 44378.4928
38753-MKT Actual June 2021 | RP1KPAEG-Rockport 1 KP AEG | 2021-06-23 08:00 | 83.999 | 75.78 | 8.218 | 0 | 499 | 1318 | 75.781 | 1320 |  | 435 | 1320 | 1320 | DISPATCHABLE | N | s277154 | 44378.4928
38753-MKT Actual June 2021 | RP1KPAEG-Rockport 1 KP AEG | 2021-06-23 09:00 | 84.142 | 75.9048 | 8.239 | 0 | 499 | 1318 | 75.903 | 1320 |  | 435 | 1320 | 1320 | DISPATCHABLE | N | s277154 | 44378.4928
38753-MKT Actual June 2021 | RP1KPAEG-Rockport 1 KP AEG | 2021-06-23 10:00 | 84.05 | 75.828 | 8.222 | 0 | 499 | 1318 | 75.828 | 1320 |  | 435 | 1320 | 1320 | DISPATCHABLE | N | s277154 | 44378.4928
38753-MKT Actual June 2021 | RP1KPAEG-Rockport 1 KP AEG | 2021-06-23 11:00 | 84.033 | 75.7872 | 8.246 | 0 | 499 | 1318 | 75.787 | 1320 |  | 435 | 1320 | 1320 | DISPATCHABLE | N | s277154 | 44378.4928
38753-MKT Actual June 2021 | RP1KPAEG-Rockport 1 KP AEG | 2021-06-23 12:00 | 84.011 | 75.6384 | 8.372 | 0 | 499 | 1318 | 75.639 | 1320 |  | 435 | 1320 | 1320 | DISPATCHABLE | N | s277154 | 44378.4928
38753-MKT Actual June 2021 | RP1KPAEG-Rockport 1 KP AEG | 2021-06-23 13:00 | 83.977 | 75.6336 | 8.343 | 0 | 499 | 1318 | 75.634 | 1320 |  | 435 | 1320 | 1320 | DISPATCHABLE | N | s277154 | 44378.4928
38753-MKT Actual June 2021 | RP1KPAEG-Rockport 1 KP AEG | 2021-06-23 14:00 | 84.068 | 75.7416 | 8.327 | 0 | 499 | 1318 | 75.741 | 1320 |  | 435 | 1320 | 1320 | DISPATCHABLE | N | s277154 | 44378.4928
38753-MKT Actual June 2021 | RP1KPAEG-Rockport 1 KP AEG | 2021-06-23 15:00 | 84.091 | 75.7968 | 8.293 | 0 | 499 | 1318 | 75.798 | 1320 |  | 435 | 1320 | 1320 | DISPATCHABLE | N | s277154 | 44378.4928
38753-MKT Actual June 2021 | RP1KPAEG-Rockport 1 KP AEG | 2021-06-23 16:00 | 84.082 | 75.7608 | 8.322 | 0 | 499 | 1318 | 75.76 | 1320 |  | 435 | 1320 | 1320 | DISPATCHABLE | N | s277154 | 44378.4928
38753-MKT Actual June 2021 | RP1KPAEG-Rockport 1 KP AEG | 2021-06-23 17:00 | 84.065 | 75.708 | 8.357 | 0 | 499 | 1318 | 75.708 | 1320 |  | 435 | 1320 | 1320 | DISPATCHABLE | N | s277154 | 44378.4928
38753-MKT Actual June 2021 | RP1KPAEG-Rockport 1 KP AEG | 2021-06-23 18:00 | 88.219 | 79.836 | 8.384 | 0 | 499 | 1318 | 79.835 | 1320 |  | 435 | 1320 | 1320 | DISPATCHABLE | N | s277154 | 44378.4928
38753-MKT Actual June 2021 | RP1KPAEG-Rockport 1 KP AEG | 2021-06-23 19:00 | 88.661 | 80.3088 | 8.352 | 0 | 500 | 1318 | 80.309 | 1320 |  | 435 | 1320 | 1320 | DISPATCHABLE | N | s277154 | 44378.4928
38753-MKT Actual June 2021 | RP1KPAEG-Rockport 1 KP AEG | 2021-06-23 20:00 | 97.374 | 88.9632 | 8.411 | 0 | 500 | 1318 | 88.963 | 1320 |  | 435 | 1320 | 1320 | DISPATCHABLE | N | s277154 | 44378.4928
38753-MKT Actual June 2021 | RP1KPAEG-Rockport 1 KP AEG | 2021-06-23 21:00 | 96.25 | 87.9192 | 8.333 | 0 | 500 | 1318 | 87.917 | 1320 |  | 435 | 1320 | 1320 | DISPATCHABLE | N | s277154 | 44378.4928
38753-MKT Actual June 2021 | RP1KPAEG-Rockport 1 KP AEG | 2021-06-23 22:00 | 86.713 | 78.5112 | 8.202 | 0 | 499 | 1318 | 78.511 | 1320 |  | 435 | 1320 | 1320 | DISPATCHABLE | N | s277154 | 44378.4928
38753-MKT Actual June 2021 | RP1KPAEG-Rockport 1 KP AEG | 2021-06-23 23:00 | 83.542 | 75.3888 | 8.153 | 0 | 499 | 1318 | 75.389 | 1320 |  | 435 | 1320 | 1320 | DISPATCHABLE | N | s277154 | 44378.4928
38753-MKT Actual June 2021 | RP1KPAEG-Rockport 1 KP AEG | 2021-06-24 | 83.581 | 75.396 | 8.185 | 0 | 499 | 1318 | 75.396 | 1320 |  | 435 | 1320 | 1320 | DISPATCHABLE | N | s277154 | 44378.4928
38753-MKT Actual June 2021 | RP1KPAEG-Rockport 1 KP AEG | 2021-06-24 01:00 | 83.633 | 75.336 | 8.298 | 0 | 499 | 1318 | 75.335 | 1320 |  | 435 | 1320 | 1320 | DISPATCHABLE | N | s277154 | 44378.4928
38753-MKT Actual June 2021 | RP1KPAEG-Rockport 1 KP AEG | 2021-06-24 02:00 | 83.519 | 75.1992 | 8.319 | 0 | 499 | 1318 | 75.2 | 1320 |  | 435 | 1320 | 1320 | DISPATCHABLE | N | s277154 | 44378.4928
38753-MKT Actual June 2021 | RP1KPAEG-Rockport 1 KP AEG | 2021-06-24 03:00 | 83.654 | 75.4584 | 8.195 | 0 | 499 | 1318 | 75.459 | 1320 |  | 435 | 1320 | 1320 | DISPATCHABLE | N | s277154 | 44378.4928
38753-MKT Actual June 2021 | RP1KPAEG-Rockport 1 KP AEG | 2021-06-24 04:00 | 83.495 | 75.1848 | 8.308 | 0 | 499 | 1318 | 75.187 | 1320 |  | 435 | 1320 | 1320 | DISPATCHABLE | N | s277154 | 44378.4928
38753-MKT Actual June 2021 | RP1KPAEG-Rockport 1 KP AEG | 2021-06-24 05:00 | 83.689 | 75.468 | 8.222 | 0 | 499 | 1318 | 75.467 | 1320 |  | 435 | 1320 | 1320 | DISPATCHABLE | N | s277154 | 44378.4928
38753-MKT Actual June 2021 | RP1KPAEG-Rockport 1 KP AEG | 2021-06-24 06:00 | 83.536 | 75.2232 | 8.312 | 0 | 499 | 1318 | 75.224 | 1320 |  | 435 | 1320 | 1320 | DISPATCHABLE | N | s277154 | 44378.4928
38753-MKT Actual June 2021 | RP1KPAEG-Rockport 1 KP AEG | 2021-06-24 07:00 | 83.59 | 75.312 | 8.278 | 0 | 499 | 1318 | 75.312 | 1320 |  | 435 | 1320 | 1320 | DISPATCHABLE | N | s277154 | 44378.4928
38753-MKT Actual June 2021 | RP1KPAEG-Rockport 1 KP AEG | 2021-06-24 08:00 | 83.669 | 75.4488 | 8.221 | 0 | 499 | 1318 | 75.448 | 1320 |  | 435 | 1320 | 1320 | DISPATCHABLE | N | s277154 | 44378.4928
38753-MKT Actual June 2021 | RP1KPAEG-Rockport 1 KP AEG | 2021-06-24 09:00 | 83.989 | 75.7704 | 8.217 | 0 | 499 | 1318 | 75.772 | 1320 |  | 435 | 1320 | 1320 | DISPATCHABLE | N | s277154 | 44378.4928
38753-MKT Actual June 2021 | RP1KPAEG-Rockport 1 KP AEG | 2021-06-24 10:00 | 84 | 75.7608 | 8.241 | 0 | 499 | 1318 | 75.759 | 1320 |  | 435 | 1320 | 1320 | DISPATCHABLE | N | s277154 | 44378.4928
38753-MKT Actual June 2021 | RP1KPAEG-Rockport 1 KP AEG | 2021-06-24 11:00 | 84.062 | 75.72 | 8.341 | 0 | 499 | 1318 | 75.721 | 1320 |  | 435 | 1320 | 1320 | DISPATCHABLE | N | s277154 | 44378.4928
38753-MKT Actual June 2021 | RP1KPAEG-Rockport 1 KP AEG | 2021-06-24 12:00 | 88.033 | 79.4328 | 8.601 | 0 | 500 | 1318 | 79.432 | 1320 |  | 435 | 1320 | 1320 | DISPATCHABLE | N | s277154 | 44378.4928
38753-MKT Actual June 2021 | RP1KPAEG-Rockport 1 KP AEG | 2021-06-24 13:00 | 90.761 | 82.1952 | 8.565 | 0 | 500 | 1318 | 82.196 | 1320 |  | 435 | 1320 | 1320 | DISPATCHABLE | N | s277154 | 44378.4928
38753-MKT Actual June 2021 | RP1KPAEG-Rockport 1 KP AEG | 2021-06-24 14:00 | 115.678 | 106.7664 | 8.912 | 0 | 500 | 1318 | 106.766 | 1320 |  | 435 | 1320 | 1320 | DISPATCHABLE | N | s277154 | 44378.4928
38753-MKT Actual June 2021 | RP1KPAEG-Rockport 1 KP AEG | 2021-06-24 15:00 | 111.777 | 103.032 | 8.744 | 0 | 500 | 1318 | 103.033 | 1320 |  | 435 | 1320 | 1320 | DISPATCHABLE | N | s277154 | 44378.4928
38753-MKT Actual June 2021 | RP1KPAEG-Rockport 1 KP AEG | 2021-06-24 16:00 | 143.195 | 133.7184 | 9.476 | 0 | 500 | 1318 | 133.719 | 1320 |  | 435 | 1320 | 1320 | DISPATCHABLE | N | s277154 | 44378.4928
38753-MKT Actual June 2021 | RP1KPAEG-Rockport 1 KP AEG | 2021-06-24 17:00 | 170.336 | 160.512 | 9.825 | 0 | 500 | 1318 | 160.511 | 1320 |  | 435 | 1320 | 1320 | DISPATCHABLE | N | s277154 | 44378.4928
38753-MKT Actual June 2021 | RP1KPAEG-Rockport 1 KP AEG | 2021-06-24 18:00 | 178.511 | 168.6672 | 9.845 | 0 | 500 | 1318 | 168.666 | 1320 |  | 435 | 1320 | 1320 | DISPATCHABLE | N | s277154 | 44378.4928
38753-MKT Actual June 2021 | RP1KPAEG-Rockport 1 KP AEG | 2021-06-24 19:00 | 175.482 | 165.8352 | 9.647 | 0 | 500 | 1318 | 165.835 | 1320 |  | 435 | 1320 | 1320 | DISPATCHABLE | N | s277154 | 44378.4928
38753-MKT Actual June 2021 | RP1KPAEG-Rockport 1 KP AEG | 2021-06-24 20:00 | 173.663 | 164.1168 | 9.546 | 0 | 500 | 1318 | 164.117 | 1320 |  | 435 | 1320 | 1320 | DISPATCHABLE | N | s277154 | 44378.4928
38753-MKT Actual June 2021 | RP1KPAEG-Rockport 1 KP AEG | 2021-06-24 21:00 | 175.378 | 165.8304 | 9.549 | 0 | 500 | 1318 | 165.829 | 1320 |  | 435 | 1320 | 1320 | DISPATCHABLE | N | s277154 | 44378.4928
38753-MKT Actual June 2021 | RP1KPAEG-Rockport 1 KP AEG | 2021-06-24 22:00 | 171.133 | 161.6544 | 9.48 | 0 | 500 | 1318 | 161.653 | 1320 |  | 435 | 1320 | 1320 | DISPATCHABLE | N | s277154 | 44378.4928
38753-MKT Actual June 2021 | RP1KPAEG-Rockport 1 KP AEG | 2021-06-24 23:00 | 160.839 | 151.4112 | 9.428 | 0 | 500 | 1318 | 151.411 | 1320 |  | 435 | 1320 | 1320 | DISPATCHABLE | N | s277154 | 44378.4928
38753-MKT Actual June 2021 | RP1KPAEG-Rockport 1 KP AEG | 2021-06-25 | 148.272 | 139.0272 | 9.245 | 0 | 500 | 1318 | 139.027 | 1320 |  | 435 | 1320 | 1320 | DISPATCHABLE | N | s277154 | 44378.4928
38753-MKT Actual June 2021 | RP1KPAEG-Rockport 1 KP AEG | 2021-06-25 01:00 | 123.277 | 114.4608 | 8.817 | 0 | 500 | 1318 | 114.46 | 1320 |  | 435 | 1320 | 1320 | DISPATCHABLE | N | s277154 | 44378.4928
38753-MKT Actual June 2021 | RP1KPAEG-Rockport 1 KP AEG | 2021-06-25 02:00 | 95.951 | 87.5952 | 8.357 | 0 | 500 | 1318 | 87.594 | 1320 |  | 435 | 1320 | 1320 | DISPATCHABLE | N | s277154 | 44378.4932
38753-MKT Actual June 2021 | RP1KPAEG-Rockport 1 KP AEG | 2021-06-25 03:00 | 83.554 | 75.2352 | 8.319 | 0 | 499 | 1318 | 75.235 | 1320 |  | 435 | 1320 | 1320 | DISPATCHABLE | N | s277154 | 44378.4932
38753-MKT Actual June 2021 | RP1KPAEG-Rockport 1 KP AEG | 2021-06-25 04:00 | 83.599 | 75.3072 | 8.293 | 0 | 499 | 1318 | 75.306 | 1320 |  | 435 | 1320 | 1320 | DISPATCHABLE | N | s277154 | 44378.4932
38753-MKT Actual June 2021 | RP1KPAEG-Rockport 1 KP AEG | 2021-06-25 05:00 | 83.655 | 75.432 | 8.224 | 0 | 499 | 1318 | 75.431 | 1320 |  | 435 | 1320 | 1320 | DISPATCHABLE | N | s277154 | 44378.4932
38753-MKT Actual June 2021 | RP1KPAEG-Rockport 1 KP AEG | 2021-06-25 06:00 | 83.445 | 75.1536 | 8.292 | 0 | 499 | 1318 | 75.153 | 1320 |  | 435 | 1320 | 1320 | DISPATCHABLE | N | s277154 | 44378.4932
38753-MKT Actual June 2021 | RP1KPAEG-Rockport 1 KP AEG | 2021-06-25 07:00 | 83.449 | 75.1344 | 8.314 | 0 | 498 | 1318 | 75.135 | 1320 |  | 435 | 1320 | 1320 | DISPATCHABLE | N | s277154 | 44378.4932
38753-MKT Actual June 2021 | RP1KPAEG-Rockport 1 KP AEG | 2021-06-25 08:00 | 85.657 | 77.424 | 8.233 | 0 | 499 | 1318 | 77.424 | 1320 |  | 435 | 1320 | 1320 | DISPATCHABLE | N | s277154 | 44378.4932
38753-MKT Actual June 2021 | RP1KPAEG-Rockport 1 KP AEG | 2021-06-25 09:00 | 84.228 | 76.0128 | 8.216 | 0 | 499 | 1318 | 76.012 | 1320 |  | 435 | 1320 | 1320 | DISPATCHABLE | N | s277154 | 44378.4932
38753-MKT Actual June 2021 | RP1KPAEG-Rockport 1 KP AEG | 2021-06-25 10:00 | 85.129 | 76.9152 | 8.213 | 0 | 499 | 1318 | 76.916 | 1320 |  | 435 | 1320 | 1320 | DISPATCHABLE | N | s277154 | 44378.4932
38753-MKT Actual June 2021 | RP1KPAEG-Rockport 1 KP AEG | 2021-06-25 11:00 | 107.031 | 98.1984 | 8.832 | 0 | 500 | 1318 | 98.199 | 1320 |  | 435 | 1320 | 1320 | DISPATCHABLE | N | s277154 | 44378.4932
38753-MKT Actual June 2021 | RP1KPAEG-Rockport 1 KP AEG | 2021-06-25 12:00 | 132.727 | 123.4512 | 9.276 | 0 | 500 | 1318 | 123.451 | 1320 |  | 435 | 1320 | 1320 | DISPATCHABLE | N | s277154 | 44378.4932
38753-MKT Actual June 2021 | RP1KPAEG-Rockport 1 KP AEG | 2021-06-25 13:00 | 150.623 | 141.1728 | 9.451 | 0 | 500 | 1318 | 141.172 | 1320 |  | 435 | 1320 | 1320 | DISPATCHABLE | N | s277154 | 44378.4932
38753-MKT Actual June 2021 | RP1KPAEG-Rockport 1 KP AEG | 2021-06-25 14:00 | 168.002 | 158.1744 | 9.829 | 0 | 500 | 1318 | 158.173 | 1320 |  | 435 | 1320 | 1320 | DISPATCHABLE | N | s277154 | 44378.4932
38753-MKT Actual June 2021 | RP1KPAEG-Rockport 1 KP AEG | 2021-06-25 15:00 | 173.295 | 163.4832 | 9.811 | 0 | 500 | 1318 | 163.484 | 1320 |  | 435 | 1320 | 1320 | DISPATCHABLE | N | s277154 | 44378.4932
38753-MKT Actual June 2021 | RP1KPAEG-Rockport 1 KP AEG | 2021-06-25 16:00 | 173.088 | 163.2432 | 9.844 | 0 | 500 | 1318 | 163.244 | 1320 |  | 435 | 1320 | 1320 | DISPATCHABLE | N | s277154 | 44378.4932
38753-MKT Actual June 2021 | RP1KPAEG-Rockport 1 KP AEG | 2021-06-25 17:00 | 175.914 | 165.9216 | 9.994 | 0 | 500 | 1318 | 165.92 | 1320 |  | 435 | 1320 | 1320 | DISPATCHABLE | N | s277154 | 44378.4932
38753-MKT Actual June 2021 | RP1KPAEG-Rockport 1 KP AEG | 2021-06-25 18:00 | 175.611 | 165.6768 | 9.936 | 0 | 500 | 1318 | 165.675 | 1320 |  | 435 | 1320 | 1320 | DISPATCHABLE | N | s277154 | 44378.4932
38753-MKT Actual June 2021 | RP1KPAEG-Rockport 1 KP AEG | 2021-06-25 19:00 | 174.436 | 164.616 | 9.82 | 0 | 500 | 1318 | 164.616 | 1320 |  | 435 | 1320 | 1320 | DISPATCHABLE | N | s277154 | 44378.4932
38753-MKT Actual June 2021 | RP1KPAEG-Rockport 1 KP AEG | 2021-06-25 20:00 | 175.542 | 165.7968 | 9.744 | 0 | 500 | 1318 | 165.798 | 1320 |  | 435 | 1320 | 1320 | DISPATCHABLE | N | s277154 | 44378.4932
38753-MKT Actual June 2021 | RP1KPAEG-Rockport 1 KP AEG | 2021-06-25 21:00 | 175.129 | 165.4848 | 9.643 | 0 | 500 | 1318 | 165.486 | 1320 |  | 435 | 1320 | 1320 | DISPATCHABLE | N | s277154 | 44378.4932
38753-MKT Actual June 2021 | RP1KPAEG-Rockport 1 KP AEG | 2021-06-25 22:00 | 178.467 | 168.552 | 9.917 | 0 | 500 | 1318 | 168.55 | 1320 |  | 435 | 1320 | 1320 | DISPATCHABLE | N | s277154 | 44378.4932
38753-MKT Actual June 2021 | RP1KPAEG-Rockport 1 KP AEG | 2021-06-25 23:00 | 169.319 | 159.5328 | 9.787 | 0 | 500 | 1318 | 159.532 | 1320 |  | 435 | 1320 | 1320 | DISPATCHABLE | N | s277154 | 44378.4932
38753-MKT Actual June 2021 | RP1KPAEG-Rockport 1 KP AEG | 2021-06-26 | 150.944 | 141.456 | 9.489 | 0 | 500 | 1318 | 141.455 | 1320 |  | 435 | 1320 | 1320 | DISPATCHABLE | N | s277154 | 44378.4932
38753-MKT Actual June 2021 | RP1KPAEG-Rockport 1 KP AEG | 2021-06-26 01:00 | 131.86 | 122.7696 | 9.09 | 0 | 500 | 1318 | 122.77 | 1320 |  | 435 | 1320 | 1320 | DISPATCHABLE | N | s277154 | 44378.4932
38753-MKT Actual June 2021 | RP1KPAEG-Rockport 1 KP AEG | 2021-06-26 02:00 | 101.164 | 92.544 | 8.619 | 0 | 500 | 1318 | 92.545 | 1320 |  | 435 | 1320 | 1320 | DISPATCHABLE | N | s277154 | 44378.4932
38753-MKT Actual June 2021 | RP1KPAEG-Rockport 1 KP AEG | 2021-06-26 03:00 | 89.758 | 81.3504 | 8.407 | 0 | 499 | 1272 | 81.351 | 1320 |  | 435 | 1320 | 1320 | DISPATCHABLE | N | s277154 | 44378.4932
38753-MKT Actual June 2021 | RP1KPAEG-Rockport 1 KP AEG | 2021-06-26 04:00 | 83.631 | 75.2736 | 8.357 | 0 | 498 | 1318 | 75.274 | 1320 |  | 435 | 1320 | 1320 | DISPATCHABLE | N | s277154 | 44378.4932
38753-MKT Actual June 2021 | RP1KPAEG-Rockport 1 KP AEG | 2021-06-26 05:00 | 83.16 | 74.7936 | 8.367 | 0 | 497 | 1318 | 74.793 | 1320 |  | 435 | 1320 | 1320 | DISPATCHABLE | N | s277154 | 44378.4932
38753-MKT Actual June 2021 | RP1KPAEG-Rockport 1 KP AEG | 2021-06-26 06:00 | 83.111 | 74.64 | 8.472 | 0 | 497 | 1318 | 74.639 | 1320 |  | 435 | 1320 | 1320 | DISPATCHABLE | N | s277154 | 44378.4932
38753-MKT Actual June 2021 | RP1KPAEG-Rockport 1 KP AEG | 2021-06-26 07:00 | 82.992 | 74.6352 | 8.357 | 0 | 497 | 1318 | 74.635 | 1320 |  | 435 | 1320 | 1320 | DISPATCHABLE | N | s277154 | 44378.4932
38753-MKT Actual June 2021 | RP1KPAEG-Rockport 1 KP AEG | 2021-06-26 08:00 | 83.079 | 74.8704 | 8.208 | 0 | 498 | 1318 | 74.871 | 1320 |  | 435 | 1320 | 1320 | DISPATCHABLE | N | s277154 | 44378.4932
38753-MKT Actual June 2021 | RP1KPAEG-Rockport 1 KP AEG | 2021-06-26 09:00 | 83.107 | 74.8704 | 8.236 | 0 | 498 | 1318 | 74.871 | 1320 |  | 435 | 1320 | 1320 | DISPATCHABLE | N | s277154 | 44378.4932
38753-MKT Actual June 2021 | RP1KPAEG-Rockport 1 KP AEG | 2021-06-26 10:00 | 83.951 | 75.6528 | 8.297 | 0 | 498 | 1318 | 75.654 | 1320 |  | 435 | 1320 | 1320 | DISPATCHABLE | N | s277154 | 44378.4932
38753-MKT Actual June 2021 | RP1KPAEG-Rockport 1 KP AEG | 2021-06-26 11:00 | 103.588 | 94.776 | 8.812 | 0 | 500 | 1318 | 94.776 | 1320 |  | 435 | 1320 | 1320 | DISPATCHABLE | N | s277154 | 44378.4932
38753-MKT Actual June 2021 | RP1KPAEG-Rockport 1 KP AEG | 2021-06-26 12:00 | 118.965 | 110.0016 | 8.962 | 0 | 500 | 1318 | 110.003 | 1320 |  | 435 | 1320 | 1320 | DISPATCHABLE | N | s277154 | 44378.4932
38753-MKT Actual June 2021 | RP1KPAEG-Rockport 1 KP AEG | 2021-06-26 13:00 | 137.859 | 128.6064 | 9.254 | 0 | 500 | 1318 | 128.605 | 1320 |  | 435 | 1320 | 1320 | DISPATCHABLE | N | s277154 | 44378.4932
38753-MKT Actual June 2021 | RP1KPAEG-Rockport 1 KP AEG | 2021-06-26 14:00 | 166.321 | 156.456 | 9.864 | 0 | 500 | 1318 | 156.457 | 1320 |  | 435 | 1320 | 1320 | DISPATCHABLE | N | s277154 | 44378.4932
38753-MKT Actual June 2021 | RP1KPAEG-Rockport 1 KP AEG | 2021-06-26 15:00 | 172.359 | 162.5328 | 9.825 | 0 | 500 | 1318 | 162.534 | 1320 |  | 435 | 1320 | 1320 | DISPATCHABLE | N | s277154 | 44378.4932
38753-MKT Actual June 2021 | RP1KPAEG-Rockport 1 KP AEG | 2021-06-26 16:00 | 175.657 | 165.7824 | 9.875 | 0 | 500 | 1318 | 165.782 | 1320 |  | 435 | 1320 | 1320 | DISPATCHABLE | N | s277154 | 44378.4932
38753-MKT Actual June 2021 | RP1KPAEG-Rockport 1 KP AEG | 2021-06-26 17:00 | 175.546 | 165.5712 | 9.975 | 0 | 500 | 1318 | 165.571 | 1320 |  | 435 | 1320 | 1320 | DISPATCHABLE | N | s277154 | 44378.4932
38753-MKT Actual June 2021 | RP1KPAEG-Rockport 1 KP AEG | 2021-06-26 18:00 | 179.874 | 169.8624 | 10.014 | 0 | 891 | 1252 | 169.86 | 1320 |  | 435 | 1320 | 1320 | DISPATCHABLE | N | s277154 | 44378.4932
38753-MKT Actual June 2021 | RP1KPAEG-Rockport 1 KP AEG | 2021-06-26 19:00 | 181.777 | 171.7872 | 9.989 | 0 | 900 | 1250 | 171.788 | 1320 |  | 435 | 1320 | 1320 | DISPATCHABLE | N | s277154 | 44378.4932
38753-MKT Actual June 2021 | RP1KPAEG-Rockport 1 KP AEG | 2021-06-26 20:00 | 175.968 | 166.1856 | 9.782 | 0 | 900 | 1250 | 166.186 | 1320 |  | 435 | 1320 | 1320 | DISPATCHABLE | N | s277154 | 44378.4932
38753-MKT Actual June 2021 | RP1KPAEG-Rockport 1 KP AEG | 2021-06-26 21:00 | 174.222 | 164.496 | 9.726 | 0 | 900 | 1250 | 164.496 | 1320 |  | 435 | 1320 | 1320 | DISPATCHABLE | N | s277154 | 44378.4932
38753-MKT Actual June 2021 | RP1KPAEG-Rockport 1 KP AEG | 2021-06-26 22:00 | 175.081 | 165.2592 | 9.822 | 0 | 900 | 1250 | 165.259 | 1320 |  | 435 | 1320 | 1320 | DISPATCHABLE | N | s277154 | 44378.4932
38753-MKT Actual June 2021 | RP1KPAEG-Rockport 1 KP AEG | 2021-06-26 23:00 | 174.256 | 164.2992 | 9.955 | 0 | 900 | 1250 | 164.301 | 1320 |  | 435 | 1320 | 1320 | DISPATCHABLE | N | s277154 | 44378.4932
38753-MKT Actual June 2021 | RP1KPAEG-Rockport 1 KP AEG | 2021-06-27 | 168.398 | 158.4384 | 9.96 | 0 | 900 | 1250 | 158.438 | 1320 |  | 435 | 1320 | 1320 | DISPATCHABLE | N | s277154 | 44378.4932
38753-MKT Actual June 2021 | RP1KPAEG-Rockport 1 KP AEG | 2021-06-27 01:00 | 158.14 | 148.5024 | 9.638 | 0 | 900 | 1250 | 148.502 | 1320 |  | 435 | 1320 | 1320 | DISPATCHABLE | N | s277154 | 44378.4932
38753-MKT Actual June 2021 | RP1KPAEG-Rockport 1 KP AEG | 2021-06-27 02:00 | 147.845 | 138.4032 | 9.441 | 0 | 899 | 1250 | 138.404 | 1320 |  | 435 | 1320 | 1320 | DISPATCHABLE | N | s277154 | 44378.4932
38753-MKT Actual June 2021 | RP1KPAEG-Rockport 1 KP AEG | 2021-06-27 03:00 | 144.943 | 135.5136 | 9.429 | 0 | 899 | 1250 | 135.514 | 1320 |  | 435 | 1320 | 1320 | DISPATCHABLE | N | s277154 | 44378.4932
38753-MKT Actual June 2021 | RP1KPAEG-Rockport 1 KP AEG | 2021-06-27 04:00 | 145.148 | 135.624 | 9.523 | 0 | 899 | 1250 | 135.625 | 1320 |  | 435 | 1320 | 1320 | DISPATCHABLE | N | s277154 | 44378.4932
38753-MKT Actual June 2021 | RP1KPAEG-Rockport 1 KP AEG | 2021-06-27 05:00 | 145.314 | 135.7488 | 9.564 | 0 | 899 | 1250 | 135.75 | 1320 |  | 435 | 1320 | 1320 | DISPATCHABLE | N | s277154 | 44378.4932
38753-MKT Actual June 2021 | RP1KPAEG-Rockport 1 KP AEG | 2021-06-27 06:00 | 145.148 | 135.7392 | 9.41 | 0 | 899 | 1250 | 135.738 | 1320 |  | 435 | 1320 | 1320 | DISPATCHABLE | N | s277154 | 44378.4932
38753-MKT Actual June 2021 | RP1KPAEG-Rockport 1 KP AEG | 2021-06-27 07:00 | 145.036 | 135.6432 | 9.393 | 0 | 899 | 1250 | 135.643 | 1320 |  | 435 | 1320 | 1320 | DISPATCHABLE | N | s277154 | 44378.4932
38753-MKT Actual June 2021 | RP1KPAEG-Rockport 1 KP AEG | 2021-06-27 08:00 | 144.918 | 135.6336 | 9.285 | 0 | 899 | 1250 | 135.633 | 1320 |  | 435 | 1320 | 1320 | DISPATCHABLE | N | s277154 | 44378.4932
38753-MKT Actual June 2021 | RP1KPAEG-Rockport 1 KP AEG | 2021-06-27 09:00 | 145.11 | 135.8208 | 9.289 | 0 | 900 | 1250 | 135.821 | 1320 |  | 435 | 1320 | 1320 | DISPATCHABLE | N | s277154 | 44378.4932
38753-MKT Actual June 2021 | RP1KPAEG-Rockport 1 KP AEG | 2021-06-27 10:00 | 145.111 | 135.7968 | 9.314 | 0 | 899 | 1250 | 135.797 | 1320 |  | 435 | 1320 | 1320 | DISPATCHABLE | N | s277154 | 44378.4932
38753-MKT Actual June 2021 | RP1KPAEG-Rockport 1 KP AEG | 2021-06-27 11:00 | 163.302 | 153.5088 | 9.793 | 0 | 899 | 1250 | 153.509 | 1320 |  | 435 | 1320 | 1320 | DISPATCHABLE | N | s277154 | 44378.4932
38753-MKT Actual June 2021 | RP1KPAEG-Rockport 1 KP AEG | 2021-06-27 12:00 | 175.418 | 165.3984 | 10.02 | 0 | 900 | 1250 | 165.398 | 1320 |  | 435 | 1320 | 1320 | DISPATCHABLE | N | s277154 | 44378.4932
38753-MKT Actual June 2021 | RP1KPAEG-Rockport 1 KP AEG | 2021-06-27 13:00 | 178.194 | 168.1152 | 10.079 | 0 | 900 | 1250 | 168.115 | 1320 |  | 435 | 1320 | 1320 | DISPATCHABLE | N | s277154 | 44378.4932
38753-MKT Actual June 2021 | RP1KPAEG-Rockport 1 KP AEG | 2021-06-27 14:00 | 175.611 | 165.5904 | 10.021 | 0 | 900 | 1250 | 165.59 | 1320 |  | 435 | 1320 | 1320 | DISPATCHABLE | N | s277154 | 44378.4932
38753-MKT Actual June 2021 | RP1KPAEG-Rockport 1 KP AEG | 2021-06-27 15:00 | 172.901 | 162.984 | 9.918 | 0 | 900 | 1250 | 162.983 | 1320 |  | 435 | 1320 | 1320 | DISPATCHABLE | N | s277154 | 44378.4932
38753-MKT Actual June 2021 | RP1KPAEG-Rockport 1 KP AEG | 2021-06-27 16:00 | 175.742 | 165.8208 | 9.922 | 0 | 900 | 1250 | 165.82 | 1320 |  | 435 | 1320 | 1320 | DISPATCHABLE | N | s277154 | 44378.4932
38753-MKT Actual June 2021 | RP1KPAEG-Rockport 1 KP AEG | 2021-06-27 17:00 | 182.14 | 171.9504 | 10.19 | 0 | 900 | 1250 | 171.95 | 1320 |  | 435 | 1320 | 1320 | DISPATCHABLE | N | s277154 | 44378.4932
38753-MKT Actual June 2021 | RP1KPAEG-Rockport 1 KP AEG | 2021-06-27 18:00 | 184.182 | 174.0432 | 10.14 | 0 | 900 | 1221 | 174.042 | 1320 |  | 435 | 1320 | 1320 | DISPATCHABLE | N | s277154 | 44378.4932
38753-MKT Actual June 2021 | RP1KPAEG-Rockport 1 KP AEG | 2021-06-27 19:00 | 178.092 | 168.1056 | 9.987 | 0 | 900 | 1170 | 168.105 | 1320 |  | 435 | 1320 | 1320 | DISPATCHABLE | N | s277154 | 44378.4932
38753-MKT Actual June 2021 | RP1KPAEG-Rockport 1 KP AEG | 2021-06-27 20:00 | 181.987 | 171.96 | 10.027 | 0 | 900 | 1171 | 171.96 | 1320 |  | 435 | 1320 | 1320 | DISPATCHABLE | N | s277154 | 44378.4932
38753-MKT Actual June 2021 | RP1KPAEG-Rockport 1 KP AEG | 2021-06-27 21:00 | 176.255 | 166.416 | 9.84 | 0 | 900 | 1170 | 166.415 | 1320 |  | 435 | 1320 | 1320 | DISPATCHABLE | N | s277154 | 44378.4932
38753-MKT Actual June 2021 | RP1KPAEG-Rockport 1 KP AEG | 2021-06-27 22:00 | 176.067 | 166.0272 | 10.04 | 0 | 900 | 1170 | 166.027 | 1320 |  | 435 | 1320 | 1320 | DISPATCHABLE | N | s277154 | 44378.4932
38753-MKT Actual June 2021 | RP1KPAEG-Rockport 1 KP AEG | 2021-06-27 23:00 | 171.571 | 161.64 | 9.931 | 0 | 900 | 1170 | 161.64 | 1320 |  | 435 | 1320 | 1320 | DISPATCHABLE | N | s277154 | 44378.4932
38753-MKT Actual June 2021 | RP1KPAEG-Rockport 1 KP AEG | 2021-06-28 | 174.857 | 164.88 | 9.977 | 0 | 900 | 1170 | 164.88 | 1320 |  | 435 | 1320 | 1320 | DISPATCHABLE | N | s277154 | 44378.4932
38753-MKT Actual June 2021 | RP1KPAEG-Rockport 1 KP AEG | 2021-06-28 01:00 | 169.028 | 159.2016 | 9.827 | 0 | 900 | 1245 | 159.201 | 1320 |  | 435 | 1320 | 1320 | DISPATCHABLE | N | s277154 | 44378.4932
38753-MKT Actual June 2021 | RP1KPAEG-Rockport 1 KP AEG | 2021-06-28 02:00 | 146.51 | 137.2176 | 9.292 | 0 | 801 | 1207 | 137.218 | 1320 |  | 435 | 1320 | 1320 | DISPATCHABLE | N | s277154 | 44378.4932
38753-MKT Actual June 2021 | RP1KPAEG-Rockport 1 KP AEG | 2021-06-28 03:00 | 147.757 | 138.4848 | 9.273 | 0 | 500 | 1318 | 138.484 | 1320 |  | 435 | 1320 | 1320 | DISPATCHABLE | N | s277154 | 44378.4932
38753-MKT Actual June 2021 | RP1KPAEG-Rockport 1 KP AEG | 2021-06-28 04:00 | 138.22 | 129.1728 | 9.047 | 0 | 500 | 1318 | 129.173 | 1320 |  | 435 | 1320 | 1320 | DISPATCHABLE | N | s277154 | 44378.4932
38753-MKT Actual June 2021 | RP1KPAEG-Rockport 1 KP AEG | 2021-06-28 05:00 | 108.466 | 99.8496 | 8.617 | 0 | 500 | 1318 | 99.849 | 1320 |  | 435 | 1320 | 1320 | DISPATCHABLE | N | s277154 | 44378.4932
38753-MKT Actual June 2021 | RP1KPAEG-Rockport 1 KP AEG | 2021-06-28 06:00 | 102.325 | 93.7296 | 8.596 | 0 | 500 | 1318 | 93.729 | 1320 |  | 435 | 1320 | 1320 | DISPATCHABLE | N | s277154 | 44378.4932
38753-MKT Actual June 2021 | RP1KPAEG-Rockport 1 KP AEG | 2021-06-28 07:00 | 104.193 | 95.6064 | 8.587 | 0 | 500 | 1318 | 95.606 | 1320 |  | 435 | 1320 | 1320 | DISPATCHABLE | N | s277154 | 44378.4932
38753-MKT Actual June 2021 | RP1KPAEG-Rockport 1 KP AEG | 2021-06-28 08:00 | 102.337 | 93.8016 | 8.534 | 0 | 500 | 1318 | 93.803 | 1320 |  | 435 | 1320 | 1320 | DISPATCHABLE | N | s277154 | 44378.4932
38753-MKT Actual June 2021 | RP1KPAEG-Rockport 1 KP AEG | 2021-06-28 09:00 | 119.321 | 110.5392 | 8.783 | 0 | 500 | 1318 | 110.538 | 1320 |  | 435 | 1320 | 1320 | DISPATCHABLE | N | s277154 | 44378.4932
38753-MKT Actual June 2021 | RP1KPAEG-Rockport 1 KP AEG | 2021-06-28 10:00 | 144.96 | 135.7152 | 9.245 | 0 | 500 | 1318 | 135.715 | 1320 |  | 435 | 1320 | 1320 | DISPATCHABLE | N | s277154 | 44378.4932
38753-MKT Actual June 2021 | RP1KPAEG-Rockport 1 KP AEG | 2021-06-28 11:00 | 184.369 | 174.384 | 9.985 | 0 | 500 | 1318 | 174.384 | 1319 |  | 435 | 1319 | 1319 | DISPATCHABLE | N | s277154 | 44378.4932
38753-MKT Actual June 2021 | RP1KPAEG-Rockport 1 KP AEG | 2021-06-28 12:00 | 197.316 | 187.0416 | 10.274 | 0 | 500 | 1263 | 187.042 | 1263 |  | 435 | 1263 | 1262 | DISPATCHABLE | N | s277154 | 44378.4932
38753-MKT Actual June 2021 | RP1KPAEG-Rockport 1 KP AEG | 2021-06-28 13:00 | 197.959 | 187.6896 | 10.271 | 0 | 500 | 1252 | 187.688 | 1252 |  | 435 | 1252 | 1250 | DISPATCHABLE | N | s277154 | 44378.4932
38753-MKT Actual June 2021 | RP1KPAEG-Rockport 1 KP AEG | 2021-06-28 14:00 | 197.998 | 187.7328 | 10.266 | 0 | 500 | 1252 | 187.732 | 1252 |  | 435 | 1252 | 1250 | DISPATCHABLE | N | s277154 | 44378.4932
38753-MKT Actual June 2021 | RP1KPAEG-Rockport 1 KP AEG | 2021-06-28 15:00 | 198.096 | 187.7424 | 10.353 | 0 | 500 | 1253 | 187.743 | 1253 |  | 435 | 1253 | 1250 | DISPATCHABLE | N | s277154 | 44378.4932
38753-MKT Actual June 2021 | RP1KPAEG-Rockport 1 KP AEG | 2021-06-28 16:00 | 197.91 | 187.608 | 10.3 | 0 | 500 | 1252 | 187.61 | 1252 |  | 435 | 1252 | 1250 | DISPATCHABLE | N | s277154 | 44378.4932
38753-MKT Actual June 2021 | RP1KPAEG-Rockport 1 KP AEG | 2021-06-28 17:00 | 197.95 | 187.6176 | 10.334 | 0 | 500 | 1252 | 187.616 | 1252 |  | 435 | 1252 | 1250 | DISPATCHABLE | N | s277154 | 44378.4932
38753-MKT Actual June 2021 | RP1KPAEG-Rockport 1 KP AEG | 2021-06-28 18:00 | 198.067 | 187.728 | 10.339 | 0 | 500 | 1252 | 187.728 | 1252 |  | 435 | 1252 | 1250 | DISPATCHABLE | N | s277154 | 44378.4932
38753-MKT Actual June 2021 | RP1KPAEG-Rockport 1 KP AEG | 2021-06-28 19:00 | 198.04 | 187.68 | 10.359 | 0 | 500 | 1252 | 187.681 | 1252 |  | 435 | 1252 | 1250 | DISPATCHABLE | N | s277154 | 44378.4932
38753-MKT Actual June 2021 | RP1KPAEG-Rockport 1 KP AEG | 2021-06-28 20:00 | 192.919 | 182.76 | 10.16 | 0 | 500 | 1251 | 182.759 | 1251 |  | 435 | 1251 | 1250 | DISPATCHABLE | N | s277154 | 44378.4932
38753-MKT Actual June 2021 | RP1KPAEG-Rockport 1 KP AEG | 2021-06-28 21:00 | 193.997 | 183.7824 | 10.214 | 0 | 500 | 1250 | 183.783 | 1250 |  | 435 | 1250 | 1250 | DISPATCHABLE | N | s277154 | 44378.4932
38753-MKT Actual June 2021 | RP1KPAEG-Rockport 1 KP AEG | 2021-06-28 22:00 | 191.842 | 181.6944 | 10.148 | 0 | 500 | 1250 | 181.694 | 1250 |  | 435 | 1250 | 1250 | DISPATCHABLE | N | s277154 | 44378.4932
38753-MKT Actual June 2021 | RP1KPAEG-Rockport 1 KP AEG | 2021-06-28 23:00 | 188.938 | 178.8048 | 10.133 | 0 | 500 | 1240 | 178.805 | 1250 |  | 435 | 1250 | 1250 | DISPATCHABLE | N | s277154 | 44378.4932
38753-MKT Actual June 2021 | RP1KPAEG-Rockport 1 KP AEG | 2021-06-29 | 187.014 | 176.9088 | 10.105 | 0 | 500 | 1234 | 176.909 | 1250 |  | 435 | 1250 | 1250 | DISPATCHABLE | N | s277154 | 44378.4932
38753-MKT Actual June 2021 | RP1KPAEG-Rockport 1 KP AEG | 2021-06-29 01:00 | 195.556 | 185.28 | 10.276 | 0 | 500 | 1249 | 185.28 | 1250 |  | 435 | 1250 | 1250 | DISPATCHABLE | N | s277154 | 44378.4932
38753-MKT Actual June 2021 | RP1KPAEG-Rockport 1 KP AEG | 2021-06-29 02:00 | 181.637 | 171.7344 | 9.903 | 0 | 500 | 1250 | 171.734 | 1250 |  | 435 | 1250 | 1250 | DISPATCHABLE | N | s277154 | 44378.4932
38753-MKT Actual June 2021 | RP1KPAEG-Rockport 1 KP AEG | 2021-06-29 03:00 | 153.667 | 144.3408 | 9.325 | 0 | 500 | 1214 | 144.342 | 1250 |  | 435 | 1250 | 1250 | DISPATCHABLE | N | s277154 | 44378.4932
38753-MKT Actual June 2021 | RP1KPAEG-Rockport 1 KP AEG | 2021-06-29 04:00 | 116.909 | 108.1056 | 8.804 | 0 | 500 | 1250 | 108.105 | 1250 |  | 435 | 1250 | 1250 | DISPATCHABLE | N | s277154 | 44378.4932
38753-MKT Actual June 2021 | RP1KPAEG-Rockport 1 KP AEG | 2021-06-29 05:00 | 92.103 | 83.5728 | 8.53 | 0 | 500 | 1250 | 83.573 | 1250 |  | 435 | 1250 | 1250 | DISPATCHABLE | N | s277154 | 44378.4932
38753-MKT Actual June 2021 | RP1KPAEG-Rockport 1 KP AEG | 2021-06-29 06:00 | 84.776 | 76.3584 | 8.417 | 0 | 500 | 1250 | 76.359 | 1250 |  | 435 | 1250 | 1250 | DISPATCHABLE | N | s277154 | 44378.4932
38753-MKT Actual June 2021 | RP1KPAEG-Rockport 1 KP AEG | 2021-06-29 07:00 | 100.181 | 91.4832 | 8.698 | 0 | 500 | 1250 | 91.483 | 1250 |  | 435 | 1250 | 1250 | DISPATCHABLE | N | s277154 | 44378.4932
38753-MKT Actual June 2021 | RP1KPAEG-Rockport 1 KP AEG | 2021-06-29 08:00 | 122.524 | 113.544 | 8.98 | 0 | 500 | 1250 | 113.544 | 1250 |  | 435 | 1250 | 1250 | DISPATCHABLE | N | s277154 | 44378.4932
38753-MKT Actual June 2021 | RP1KPAEG-Rockport 1 KP AEG | 2021-06-29 09:00 | 152.433 | 142.9824 | 9.451 | 0 | 500 | 1250 | 142.982 | 1250 |  | 435 | 1250 | 1250 | DISPATCHABLE | N | s277154 | 44378.4932
38753-MKT Actual June 2021 | RP1KPAEG-Rockport 1 KP AEG | 2021-06-29 10:00 | 172.848 | 163.0752 | 9.772 | 0 | 500 | 1250 | 163.076 | 1250 |  | 435 | 1250 | 1250 | DISPATCHABLE | N | s277154 | 44378.4932
38753-MKT Actual June 2021 | RP1KPAEG-Rockport 1 KP AEG | 2021-06-29 11:00 | 186.698 | 176.5536 | 10.144 | 0 | 500 | 1250 | 176.554 | 1250 |  | 435 | 1250 | 1250 | DISPATCHABLE | N | s277154 | 44378.4932
38753-MKT Actual June 2021 | RP1KPAEG-Rockport 1 KP AEG | 2021-06-29 12:00 | 196.142 | 185.7168 | 10.426 | 0 | 500 | 1251 | 185.716 | 1251 |  | 435 | 1251 | 1250 | DISPATCHABLE | N | s277154 | 44378.4932
38753-MKT Actual June 2021 | RP1KPAEG-Rockport 1 KP AEG | 2021-06-29 13:00 | 197.632 | 187.1904 | 10.442 | 0 | 500 | 1251 | 187.19 | 1251 |  | 435 | 1251 | 1250 | DISPATCHABLE | N | s277154 | 44378.4932
38753-MKT Actual June 2021 | RP1KPAEG-Rockport 1 KP AEG | 2021-06-29 14:00 | 197.534 | 187.0704 | 10.461 | 0 | 500 | 1251 | 187.073 | 1251 |  | 435 | 1251 | 1250 | DISPATCHABLE | N | s277154 | 44378.4932
38753-MKT Actual June 2021 | RP1KPAEG-Rockport 1 KP AEG | 2021-06-29 15:00 | 197.458 | 187.0464 | 10.412 | 0 | 500 | 1251 | 187.046 | 1251 |  | 435 | 1251 | 1250 | DISPATCHABLE | N | s277154 | 44378.4932
38753-MKT Actual June 2021 | RP1KPAEG-Rockport 1 KP AEG | 2021-06-29 16:00 | 197.486 | 187.1088 | 10.378 | 0 | 500 | 1253 | 187.108 | 1253 |  | 435 | 1253 | 1250 | DISPATCHABLE | N | s277154 | 44378.4932
38753-MKT Actual June 2021 | RP1KPAEG-Rockport 1 KP AEG | 2021-06-29 17:00 | 197.564 | 187.1856 | 10.378 | 0 | 500 | 1251 | 187.186 | 1251 |  | 435 | 1251 | 1250 | DISPATCHABLE | N | s277154 | 44378.4932
38753-MKT Actual June 2021 | RP1KPAEG-Rockport 1 KP AEG | 2021-06-29 18:00 | 197.58 | 187.1664 | 10.413 | 0 | 500 | 1251 | 187.167 | 1251 |  | 435 | 1251 | 1250 | DISPATCHABLE | N | s277154 | 44378.4932
38753-MKT Actual June 2021 | RP1KPAEG-Rockport 1 KP AEG | 2021-06-29 19:00 | 197.584 | 187.1856 | 10.398 | 0 | 500 | 1251 | 187.186 | 1251 |  | 435 | 1251 | 1250 | DISPATCHABLE | N | s277154 | 44378.4932
38753-MKT Actual June 2021 | RP1KPAEG-Rockport 1 KP AEG | 2021-06-29 20:00 | 196.876 | 186.552 | 10.324 | 0 | 500 | 1251 | 186.552 | 1251 |  | 435 | 1251 | 1250 | DISPATCHABLE | N | s277154 | 44378.4932
38753-MKT Actual June 2021 | RP1KPAEG-Rockport 1 KP AEG | 2021-06-29 21:00 | 195.189 | 185.0016 | 10.189 | 0 | 500 | 1251 | 185 | 1251 |  | 435 | 1251 | 1250 | DISPATCHABLE | N | s277154 | 44378.4932
38753-MKT Actual June 2021 | RP1KPAEG-Rockport 1 KP AEG | 2021-06-29 22:00 | 189.492 | 179.3376 | 10.154 | 0 | 500 | 1251 | 179.338 | 1251 |  | 435 | 1251 | 1250 | DISPATCHABLE | N | s277154 | 44378.4932
38753-MKT Actual June 2021 | RP1KPAEG-Rockport 1 KP AEG | 2021-06-29 23:00 | 192.801 | 182.496 | 10.305 | 0 | 500 | 1250 | 182.496 | 1250 |  | 435 | 1250 | 1250 | DISPATCHABLE | N | s277154 | 44378.4932
38753-MKT Actual June 2021 | RP1KPAEG-Rockport 1 KP AEG | 2021-06-30 | 190.912 | 180.6816 | 10.229 | 0 | 500 | 1263 | 180.683 | 1263 |  | 435 | 1263 | 1250 | DISPATCHABLE | N | s277154 | 44378.4932
38753-MKT Actual June 2021 | RP1KPAEG-Rockport 1 KP AEG | 2021-06-30 01:00 | 186.196 | 176.0832 | 10.113 | 0 | 500 | 1239 | 176.083 | 1250 |  | 435 | 1250 | 1250 | DISPATCHABLE | N | s277154 | 44378.4932
38753-MKT Actual June 2021 | RP1KPAEG-Rockport 1 KP AEG | 2021-06-30 02:00 | 176.461 | 166.5408 | 9.922 | 0 | 500 | 1243 | 166.539 | 1250 |  | 435 | 1250 | 1250 | DISPATCHABLE | N | s277154 | 44378.4932
38753-MKT Actual June 2021 | RP1KPAEG-Rockport 1 KP AEG | 2021-06-30 03:00 | 163.24 | 153.5904 | 9.649 | 0 | 500 | 1250 | 153.591 | 1250 |  | 435 | 1250 | 1250 | DISPATCHABLE | N | s277154 | 44378.4932
38753-MKT Actual June 2021 | RP1KPAEG-Rockport 1 KP AEG | 2021-06-30 04:00 | 144.588 | 135.2736 | 9.313 | 0 | 500 | 1250 | 135.275 | 1250 |  | 435 | 1250 | 1250 | DISPATCHABLE | N | s277154 | 44378.4932
38753-MKT Actual June 2021 | RP1KPAEG-Rockport 1 KP AEG | 2021-06-30 05:00 | 113.095 | 104.3232 | 8.77 | 0 | 500 | 1250 | 104.325 | 1250 |  | 435 | 1250 | 1250 | DISPATCHABLE | N | s277154 | 44378.4932
38753-MKT Actual June 2021 | RP1KPAEG-Rockport 1 KP AEG | 2021-06-30 06:00 | 96.687 | 88.0656 | 8.621 | 0 | 500 | 1250 | 88.066 | 1250 |  | 435 | 1250 | 1250 | DISPATCHABLE | N | s277154 | 44378.4932
38753-MKT Actual June 2021 | RP1KPAEG-Rockport 1 KP AEG | 2021-06-30 07:00 | 97.356 | 88.6272 | 8.73 | 0 | 500 | 1250 | 88.626 | 1250 |  | 435 | 1250 | 1250 | DISPATCHABLE | N | s277154 | 44378.4932
38753-MKT Actual June 2021 | RP1KPAEG-Rockport 1 KP AEG | 2021-06-30 08:00 | 122.451 | 113.4 | 9.049 | 0 | 500 | 1250 | 113.402 | 1250 |  | 435 | 1250 | 1250 | DISPATCHABLE | N | s277154 | 44378.4932
38753-MKT Actual June 2021 | RP1KPAEG-Rockport 1 KP AEG | 2021-06-30 09:00 | 149.318 | 139.8336 | 9.485 | 0 | 500 | 1250 | 139.833 | 1250 |  | 435 | 1250 | 1250 | DISPATCHABLE | N | s277154 | 44378.4932
38753-MKT Actual June 2021 | RP1KPAEG-Rockport 1 KP AEG | 2021-06-30 10:00 | 185.876 | 175.6464 | 10.229 | 0 | 500 | 1250 | 175.647 | 1250 |  | 435 | 1250 | 1250 | DISPATCHABLE | N | s277154 | 44378.4932
38753-MKT Actual June 2021 | RP1KPAEG-Rockport 1 KP AEG | 2021-06-30 11:00 | 188.502 | 178.3344 | 10.167 | 0 | 500 | 1250 | 178.335 | 1250 |  | 435 | 1250 | 1250 | DISPATCHABLE | N | s277154 | 44378.4932
38753-MKT Actual June 2021 | RP1KPAEG-Rockport 1 KP AEG | 2021-06-30 12:00 | 197.602 | 187.1328 | 10.469 | 0 | 500 | 1255 | 187.133 | 1255 |  | 435 | 1255 | 1252 | DISPATCHABLE | N | s277154 | 44378.4932
38753-MKT Actual June 2021 | RP1KPAEG-Rockport 1 KP AEG | 2021-06-30 13:00 | 198.894 | 188.3952 | 10.499 | 0 | 500 | 1258 | 188.395 | 1258 |  | 435 | 1258 | 1255 | DISPATCHABLE | N | s277154 | 44378.4932
38753-MKT Actual June 2021 | RP1KPAEG-Rockport 1 KP AEG | 2021-06-30 14:00 | 198.201 | 187.7712 | 10.431 | 0 | 500 | 1257 | 187.77 | 1257 |  | 435 | 1257 | 1255 | DISPATCHABLE | N | s277154 | 44378.4932
38753-MKT Actual June 2021 | RP1KPAEG-Rockport 1 KP AEG | 2021-06-30 15:00 | 198.417 | 187.896 | 10.522 | 0 | 500 | 1257 | 187.895 | 1257 |  | 435 | 1257 | 1255 | DISPATCHABLE | N | s277154 | 44378.4932
38753-MKT Actual June 2021 | RP1KPAEG-Rockport 1 KP AEG | 2021-06-30 16:00 | 198.803 | 188.3232 | 10.479 | 0 | 500 | 1257 | 188.324 | 1257 |  | 435 | 1257 | 1255 | DISPATCHABLE | N | s277154 | 44378.4932
38753-MKT Actual June 2021 | RP1KPAEG-Rockport 1 KP AEG | 2021-06-30 17:00 | 197.871 | 187.4112 | 10.461 | 0 | 500 | 1256 | 187.41 | 1256 |  | 435 | 1256 | 1255 | DISPATCHABLE | N | s277154 | 44378.4932
38753-MKT Actual June 2021 | RP1KPAEG-Rockport 1 KP AEG | 2021-06-30 18:00 | 197.544 | 187.0416 | 10.502 | 0 | 500 | 1256 | 187.042 | 1256 |  | 435 | 1256 | 1255 | DISPATCHABLE | N | s277154 | 44378.4932
38753-MKT Actual June 2021 | RP1KPAEG-Rockport 1 KP AEG | 2021-06-30 19:00 | 196.637 | 186.1632 | 10.475 | 0 | 500 | 1255 | 186.162 | 1255 |  | 435 | 1255 | 1255 | DISPATCHABLE | N | s277154 | 44378.4932
38753-MKT Actual June 2021 | RP1KPAEG-Rockport 1 KP AEG | 2021-06-30 20:00 | 195.412 | 185.1072 | 10.305 | 0 | 500 | 1242 | 185.107 | 1255 |  | 435 | 1255 | 1255 | DISPATCHABLE | N | s277154 | 44378.4932
38753-MKT Actual June 2021 | RP1KPAEG-Rockport 1 KP AEG | 2021-06-30 21:00 | 195.603 | 185.3472 | 10.256 | 0 | 500 | 1237 | 185.347 | 1241 |  | 435 | 1241 | 1237 | DISPATCHABLE | N | s277154 | 44378.4932
38753-MKT Actual June 2021 | RP1KPAEG-Rockport 1 KP AEG | 2021-06-30 22:00 | 195.241 | 184.8816 | 10.359 | 0 | 500 | 1234 | 184.882 | 1234 |  | 435 | 1234 | 1230 | DISPATCHABLE | N | s277154 | 44378.4932
38753-MKT Actual June 2021 | RP1KPAEG-Rockport 1 KP AEG | 2021-06-30 23:00 | 162.382 | 152.7168 | 9.667 | 0 | 500 | 1021 | 152.715 | 1230 |  | 435 | 1230 | 1230 | DISPATCHABLE | N | s277154 | 44378.4932
38753-MKT Actual June 2021 | RP1KPAEG-Rockport 1 KP AEG | 2021-07-01 | 106.888 | 98.0976 | 8.791 | 0 | 500 | 655 | 98.097 | 1230 |  | 435 | 1230 | 1230 | DISPATCHABLE | N | s277154 | 44378.4932
38753-MKT Actual June 2021 | RP2KPAEG-Rockport 2 KP AEG | 2021-06-01 01:00 | 0 | 0 | 0.714 | 0.714 | 0 | 0 | 0 | 0 |  | 0 | 0 | 1320 | OFFLINE | N | s006203 | 44369.4436
38753-MKT Actual June 2021 | RP2KPAEG-Rockport 2 KP AEG | 2021-06-01 02:00 | 0 | 0 | 0.714 | 0.714 | 0 | 0 | 0 | 0 |  | 0 | 0 | 1320 | OFFLINE | N | s277154 | 44378.4916
38753-MKT Actual June 2021 | RP2KPAEG-Rockport 2 KP AEG | 2021-06-01 03:00 | 0 | 0 | 0.723 | 0.723 | 0 | 0 | 0 | 0 |  | 0 | 0 | 1320 | OFFLINE | N | s277154 | 44378.4916
38753-MKT Actual June 2021 | RP2KPAEG-Rockport 2 KP AEG | 2021-06-01 04:00 | 0 | 0 | 0.714 | 0.714 | 0 | 0 | 0 | 0 |  | 0 | 0 | 1320 | OFFLINE | N | s277154 | 44378.4916
38753-MKT Actual June 2021 | RP2KPAEG-Rockport 2 KP AEG | 2021-06-01 05:00 | 0 | 0 | 0.714 | 0.714 | 0 | 0 | 0 | 0 |  | 0 | 0 | 1320 | OFFLINE | N | s277154 | 44378.4916
38753-MKT Actual June 2021 | RP2KPAEG-Rockport 2 KP AEG | 2021-06-01 06:00 | 0 | 0 | 0.732 | 0.732 | 0 | 0 | 0 | 0 |  | 0 | 0 | 1320 | OFFLINE | N | s277154 | 44378.4916
38753-MKT Actual June 2021 | RP2KPAEG-Rockport 2 KP AEG | 2021-06-01 07:00 | 0 | 0 | 0.723 | 0.723 | 0 | 0 | 0 | 0 |  | 0 | 0 | 1320 | OFFLINE | N | s277154 | 44378.4916
38753-MKT Actual June 2021 | RP2KPAEG-Rockport 2 KP AEG | 2021-06-01 08:00 | 0 | 0 | 0.723 | 0.723 | 0 | 0 | 0 | 0 |  | 0 | 0 | 1320 | OFFLINE | N | s277154 | 44378.4916
38753-MKT Actual June 2021 | RP2KPAEG-Rockport 2 KP AEG | 2021-06-01 09:00 | 0 | 0 | 0.723 | 0.723 | 0 | 0 | 0 | 0 |  | 0 | 0 | 1320 | OFFLINE | N | s277154 | 44378.4916
38753-MKT Actual June 2021 | RP2KPAEG-Rockport 2 KP AEG | 2021-06-01 10:00 | 0 | 0 | 0.741 | 0.741 | 0 | 0 | 0 | 0 |  | 0 | 0 | 1320 | OFFLINE | N | s277154 | 44378.4916
38753-MKT Actual June 2021 | RP2KPAEG-Rockport 2 KP AEG | 2021-06-01 11:00 | 0 | 0 | 0.741 | 0.741 | 0 | 0 | 0 | 0 |  | 0 | 0 | 1320 | OFFLINE | N | s277154 | 44378.4916
38753-MKT Actual June 2021 | RP2KPAEG-Rockport 2 KP AEG | 2021-06-01 12:00 | 0 | 0 | 0.732 | 0.732 | 0 | 0 | 0 | 0 |  | 0 | 0 | 1320 | OFFLINE | N | s277154 | 44378.4916
38753-MKT Actual June 2021 | RP2KPAEG-Rockport 2 KP AEG | 2021-06-01 13:00 | 0 | 0 | 0.732 | 0.732 | 0 | 0 | 0 | 0 |  | 0 | 0 | 1320 | OFFLINE | N | s277154 | 44378.4916
38753-MKT Actual June 2021 | RP2KPAEG-Rockport 2 KP AEG | 2021-06-01 14:00 | 0 | 0 | 0.754 | 0.754 | 0 | 0 | 0 | 0 |  | 0 | 0 | 1320 | OFFLINE | N | s277154 | 44378.4916
38753-MKT Actual June 2021 | RP2KPAEG-Rockport 2 KP AEG | 2021-06-01 15:00 | 0 | 0 | 0.75 | 0.75 | 0 | 0 | 0 | 0 |  | 0 | 0 | 1320 | OFFLINE | N | s277154 | 44378.4916
38753-MKT Actual June 2021 | RP2KPAEG-Rockport 2 KP AEG | 2021-06-01 16:00 | 0 | 0 | 0.723 | 0.723 | 0 | 0 | 0 | 0 |  | 0 | 0 | 1320 | OFFLINE | N | s277154 | 44378.4916
38753-MKT Actual June 2021 | RP2KPAEG-Rockport 2 KP AEG | 2021-06-01 17:00 | 0 | 0 | 0.732 | 0.732 | 0 | 0 | 0 | 0 |  | 0 | 0 | 1320 | OFFLINE | N | s277154 | 44378.4916
38753-MKT Actual June 2021 | RP2KPAEG-Rockport 2 KP AEG | 2021-06-01 18:00 | 0 | 0 | 0.714 | 0.714 | 0 | 0 | 0 | 0 |  | 0 | 0 | 1320 | OFFLINE | N | s277154 | 44378.4916
38753-MKT Actual June 2021 | RP2KPAEG-Rockport 2 KP AEG | 2021-06-01 19:00 | 0 | 0 | 0.732 | 0.732 | 0 | 0 | 0 | 0 |  | 0 | 0 | 1320 | OFFLINE | N | s277154 | 44378.4916
38753-MKT Actual June 2021 | RP2KPAEG-Rockport 2 KP AEG | 2021-06-01 20:00 | 0 | 0 | 0.723 | 0.723 | 0 | 0 | 0 | 0 |  | 0 | 0 | 1320 | OFFLINE | N | s277154 | 44378.4916
38753-MKT Actual June 2021 | RP2KPAEG-Rockport 2 KP AEG | 2021-06-01 21:00 | 0 | 0 | 0.723 | 0.723 | 0 | 0 | 0 | 0 |  | 0 | 0 | 1320 | OFFLINE | N | s277154 | 44378.4916
38753-MKT Actual June 2021 | RP2KPAEG-Rockport 2 KP AEG | 2021-06-01 22:00 | 0 | 0 | 0.732 | 0.732 | 0 | 0 | 0 | 0 |  | 0 | 0 | 1320 | OFFLINE | N | s277154 | 44378.4916
38753-MKT Actual June 2021 | RP2KPAEG-Rockport 2 KP AEG | 2021-06-01 23:00 | 0 | 0 | 0.732 | 0.732 | 0 | 0 | 0 | 0 |  | 0 | 0 | 1320 | OFFLINE | N | s277154 | 44378.4916
38753-MKT Actual June 2021 | RP2KPAEG-Rockport 2 KP AEG | 2021-06-02 | 0 | 0 | 0.723 | 0.723 | 0 | 0 | 0 | 0 |  | 0 | 0 | 1320 | OFFLINE | N | s277154 | 44378.4916
38753-MKT Actual June 2021 | RP2KPAEG-Rockport 2 KP AEG | 2021-06-02 01:00 | 0 | 0 | 0.714 | 0.714 | 0 | 0 | 0 | 0 |  | 0 | 0 | 1320 | OFFLINE | N | s277154 | 44378.4916
38753-MKT Actual June 2021 | RP2KPAEG-Rockport 2 KP AEG | 2021-06-02 02:00 | 0 | 0 | 0.723 | 0.723 | 0 | 0 | 0 | 0 |  | 0 | 0 | 1320 | OFFLINE | N | s277154 | 44378.4916
38753-MKT Actual June 2021 | RP2KPAEG-Rockport 2 KP AEG | 2021-06-02 03:00 | 0 | 0 | 0.732 | 0.732 | 0 | 0 | 0 | 0 |  | 0 | 0 | 1320 | OFFLINE | N | s277154 | 44378.4916
38753-MKT Actual June 2021 | RP2KPAEG-Rockport 2 KP AEG | 2021-06-02 04:00 | 0 | 0 | 0.723 | 0.723 | 0 | 0 | 0 | 0 |  | 0 | 0 | 1320 | OFFLINE | N | s277154 | 44378.4916
38753-MKT Actual June 2021 | RP2KPAEG-Rockport 2 KP AEG | 2021-06-02 05:00 | 0 | 0 | 0.723 | 0.723 | 0 | 0 | 0 | 0 |  | 0 | 0 | 1320 | OFFLINE | N | s277154 | 44378.4916
38753-MKT Actual June 2021 | RP2KPAEG-Rockport 2 KP AEG | 2021-06-02 06:00 | 0 | 0 | 0.723 | 0.723 | 0 | 0 | 0 | 0 |  | 0 | 0 | 1320 | OFFLINE | N | s277154 | 44378.4916
38753-MKT Actual June 2021 | RP2KPAEG-Rockport 2 KP AEG | 2021-06-02 07:00 | 0 | 0 | 0.732 | 0.732 | 0 | 0 | 0 | 0 |  | 0 | 0 | 1320 | OFFLINE | N | s277154 | 44378.4916
38753-MKT Actual June 2021 | RP2KPAEG-Rockport 2 KP AEG | 2021-06-02 08:00 | 0 | 0 | 0.723 | 0.723 | 0 | 0 | 0 | 0 |  | 0 | 0 | 1320 | OFFLINE | N | s277154 | 44378.4916
38753-MKT Actual June 2021 | RP2KPAEG-Rockport 2 KP AEG | 2021-06-02 09:00 | 0 | 0 | 0.723 | 0.723 | 0 | 0 | 0 | 0 |  | 0 | 0 | 1320 | OFFLINE | N | s277154 | 44378.4916
38753-MKT Actual June 2021 | RP2KPAEG-Rockport 2 KP AEG | 2021-06-02 10:00 | 0 | 0 | 0.781 | 0.781 | 0 | 0 | 0 | 0 |  | 0 | 0 | 1320 | OFFLINE | N | s277154 | 44378.4916
38753-MKT Actual June 2021 | RP2KPAEG-Rockport 2 KP AEG | 2021-06-02 11:00 | 0 | 0 | 0.732 | 0.732 | 0 | 0 | 0 | 0 |  | 0 | 0 | 1320 | OFFLINE | N | s277154 | 44378.4916
38753-MKT Actual June 2021 | RP2KPAEG-Rockport 2 KP AEG | 2021-06-02 12:00 | 0 | 0 | 0.732 | 0.732 | 0 | 0 | 0 | 0 |  | 0 | 0 | 1320 | OFFLINE | N | s277154 | 44378.4916
38753-MKT Actual June 2021 | RP2KPAEG-Rockport 2 KP AEG | 2021-06-02 13:00 | 0 | 0 | 0.723 | 0.723 | 0 | 0 | 0 | 0 |  | 0 | 0 | 1320 | OFFLINE | N | s277154 | 44378.4916
38753-MKT Actual June 2021 | RP2KPAEG-Rockport 2 KP AEG | 2021-06-02 14:00 | 0 | 0 | 0.732 | 0.732 | 0 | 0 | 0 | 0 |  | 0 | 0 | 1320 | OFFLINE | N | s277154 | 44378.4916
38753-MKT Actual June 2021 | RP2KPAEG-Rockport 2 KP AEG | 2021-06-02 15:00 | 0 | 0 | 0.741 | 0.741 | 0 | 0 | 0 | 0 |  | 0 | 0 | 1320 | OFFLINE | N | s277154 | 44378.4916
38753-MKT Actual June 2021 | RP2KPAEG-Rockport 2 KP AEG | 2021-06-02 16:00 | 0 | 0 | 0.732 | 0.732 | 0 | 0 | 0 | 0 |  | 0 | 0 | 1320 | OFFLINE | N | s277154 | 44378.4916
38753-MKT Actual June 2021 | RP2KPAEG-Rockport 2 KP AEG | 2021-06-02 17:00 | 0 | 0 | 0.714 | 0.714 | 0 | 0 | 0 | 0 |  | 0 | 0 | 1320 | OFFLINE | N | s277154 | 44378.4916
38753-MKT Actual June 2021 | RP2KPAEG-Rockport 2 KP AEG | 2021-06-02 18:00 | 0 | 0 | 0.723 | 0.723 | 0 | 0 | 0 | 0 |  | 0 | 0 | 1320 | OFFLINE | N | s277154 | 44378.4916
38753-MKT Actual June 2021 | RP2KPAEG-Rockport 2 KP AEG | 2021-06-02 19:00 | 0 | 0 | 0.723 | 0.723 | 0 | 0 | 0 | 0 |  | 0 | 0 | 1320 | OFFLINE | N | s277154 | 44378.4916
38753-MKT Actual June 2021 | RP2KPAEG-Rockport 2 KP AEG | 2021-06-02 20:00 | 0 | 0 | 0.714 | 0.714 | 0 | 0 | 0 | 0 |  | 0 | 0 | 1320 | OFFLINE | N | s277154 | 44378.4916
38753-MKT Actual June 2021 | RP2KPAEG-Rockport 2 KP AEG | 2021-06-02 21:00 | 0 | 0 | 0.714 | 0.714 | 0 | 0 | 0 | 0 |  | 0 | 0 | 1320 | OFFLINE | N | s277154 | 44378.4916
38753-MKT Actual June 2021 | RP2KPAEG-Rockport 2 KP AEG | 2021-06-02 22:00 | 0 | 0 | 0.714 | 0.714 | 0 | 0 | 0 | 0 |  | 0 | 0 | 1320 | OFFLINE | N | s277154 | 44378.4916
38753-MKT Actual June 2021 | RP2KPAEG-Rockport 2 KP AEG | 2021-06-02 23:00 | 0 | 0 | 0.732 | 0.732 | 0 | 0 | 0 | 0 |  | 0 | 0 | 1320 | OFFLINE | N | s277154 | 44378.4916
38753-MKT Actual June 2021 | RP2KPAEG-Rockport 2 KP AEG | 2021-06-03 | 0 | 0 | 0.714 | 0.714 | 0 | 0 | 0 | 0 |  | 0 | 0 | 1320 | OFFLINE | N | s277154 | 44378.4916
38753-MKT Actual June 2021 | RP2KPAEG-Rockport 2 KP AEG | 2021-06-03 01:00 | 0 | 0 | 0.714 | 0.714 | 0 | 0 | 0 | 0 |  | 0 | 0 | 1320 | OFFLINE | N | s277154 | 44378.4916
38753-MKT Actual June 2021 | RP2KPAEG-Rockport 2 KP AEG | 2021-06-03 02:00 | 0 | 0 | 0.723 | 0.723 | 0 | 0 | 0 | 0 |  | 0 | 0 | 1320 | OFFLINE | N | s277154 | 44378.4916
38753-MKT Actual June 2021 | RP2KPAEG-Rockport 2 KP AEG | 2021-06-03 03:00 | 0 | 0 | 0.723 | 0.723 | 0 | 0 | 0 | 0 |  | 0 | 0 | 1320 | OFFLINE | N | s277154 | 44378.4916
38753-MKT Actual June 2021 | RP2KPAEG-Rockport 2 KP AEG | 2021-06-03 04:00 | 0 | 0 | 0.723 | 0.723 | 0 | 0 | 0 | 0 |  | 0 | 0 | 1320 | OFFLINE | N | s277154 | 44378.4916
38753-MKT Actual June 2021 | RP2KPAEG-Rockport 2 KP AEG | 2021-06-03 05:00 | 0 | 0 | 0.705 | 0.705 | 0 | 0 | 0 | 0 |  | 0 | 0 | 1320 | OFFLINE | N | s277154 | 44378.4916
38753-MKT Actual June 2021 | RP2KPAEG-Rockport 2 KP AEG | 2021-06-03 06:00 | 0 | 0 | 0.723 | 0.723 | 0 | 0 | 0 | 0 |  | 0 | 0 | 1320 | OFFLINE | N | s277154 | 44378.4916
38753-MKT Actual June 2021 | RP2KPAEG-Rockport 2 KP AEG | 2021-06-03 07:00 | 0 | 0 | 0.714 | 0.714 | 0 | 0 | 0 | 0 |  | 0 | 0 | 1320 | OFFLINE | N | s277154 | 44378.4916
38753-MKT Actual June 2021 | RP2KPAEG-Rockport 2 KP AEG | 2021-06-03 08:00 | 0 | 0 | 0.714 | 0.714 | 0 | 0 | 0 | 0 |  | 0 | 0 | 1320 | OFFLINE | N | s277154 | 44378.4916
38753-MKT Actual June 2021 | RP2KPAEG-Rockport 2 KP AEG | 2021-06-03 09:00 | 0 | 0 | 0.714 | 0.714 | 0 | 0 | 0 | 0 |  | 0 | 0 | 1320 | OFFLINE | N | s277154 | 44378.4916
38753-MKT Actual June 2021 | RP2KPAEG-Rockport 2 KP AEG | 2021-06-03 10:00 | 0 | 0 | 0.723 | 0.723 | 0 | 0 | 0 | 0 |  | 0 | 0 | 1320 | OFFLINE | N | s277154 | 44378.4916
38753-MKT Actual June 2021 | RP2KPAEG-Rockport 2 KP AEG | 2021-06-03 11:00 | 0 | 0 | 0.732 | 0.732 | 0 | 0 | 0 | 0 |  | 0 | 0 | 1320 | OFFLINE | N | s277154 | 44378.4916
38753-MKT Actual June 2021 | RP2KPAEG-Rockport 2 KP AEG | 2021-06-03 12:00 | 0 | 0 | 0.723 | 0.723 | 0 | 0 | 0 | 0 |  | 0 | 0 | 1320 | OFFLINE | N | s277154 | 44378.4916
38753-MKT Actual June 2021 | RP2KPAEG-Rockport 2 KP AEG | 2021-06-03 13:00 | 0 | 0 | 0.759 | 0.759 | 0 | 0 | 0 | 0 |  | 0 | 0 | 1320 | OFFLINE | N | s277154 | 44378.4916
38753-MKT Actual June 2021 | RP2KPAEG-Rockport 2 KP AEG | 2021-06-03 14:00 | 0 | 0 | 0.768 | 0.768 | 0 | 0 | 0 | 0 |  | 0 | 0 | 1320 | OFFLINE | N | s277154 | 44378.4916
38753-MKT Actual June 2021 | RP2KPAEG-Rockport 2 KP AEG | 2021-06-03 15:00 | 0 | 0 | 0.768 | 0.768 | 0 | 0 | 0 | 0 |  | 0 | 0 | 1320 | OFFLINE | N | s277154 | 44378.4916
38753-MKT Actual June 2021 | RP2KPAEG-Rockport 2 KP AEG | 2021-06-03 16:00 | 0 | 0 | 0.768 | 0.768 | 0 | 0 | 0 | 0 |  | 0 | 0 | 1320 | OFFLINE | N | s277154 | 44378.4916
38753-MKT Actual June 2021 | RP2KPAEG-Rockport 2 KP AEG | 2021-06-03 17:00 | 0 | 0 | 0.777 | 0.777 | 0 | 0 | 0 | 0 |  | 0 | 0 | 1320 | OFFLINE | N | s277154 | 44378.4916
38753-MKT Actual June 2021 | RP2KPAEG-Rockport 2 KP AEG | 2021-06-03 18:00 | 0 | 0 | 0.768 | 0.768 | 0 | 0 | 0 | 0 |  | 0 | 0 | 1320 | OFFLINE | N | s277154 | 44378.4916
38753-MKT Actual June 2021 | RP2KPAEG-Rockport 2 KP AEG | 2021-06-03 19:00 | 0 | 0 | 0.768 | 0.768 | 0 | 0 | 0 | 0 |  | 0 | 0 | 1320 | OFFLINE | N | s277154 | 44378.4916
38753-MKT Actual June 2021 | RP2KPAEG-Rockport 2 KP AEG | 2021-06-03 20:00 | 0 | 0 | 0.768 | 0.768 | 0 | 0 | 0 | 0 |  | 0 | 0 | 1320 | OFFLINE | N | s277154 | 44378.4916
38753-MKT Actual June 2021 | RP2KPAEG-Rockport 2 KP AEG | 2021-06-03 21:00 | 0 | 0 | 0.768 | 0.768 | 0 | 0 | 0 | 0 |  | 0 | 0 | 1320 | OFFLINE | N | s277154 | 44378.4916
38753-MKT Actual June 2021 | RP2KPAEG-Rockport 2 KP AEG | 2021-06-03 22:00 | 0 | 0 | 0.777 | 0.777 | 0 | 0 | 0 | 0 |  | 0 | 0 | 1320 | OFFLINE | N | s277154 | 44378.4916
38753-MKT Actual June 2021 | RP2KPAEG-Rockport 2 KP AEG | 2021-06-03 23:00 | 0 | 0 | 0.835 | 0.835 | 0 | 0 | 0 | 0 |  | 0 | 0 | 1320 | OFFLINE | N | s277154 | 44378.4916
38753-MKT Actual June 2021 | RP2KPAEG-Rockport 2 KP AEG | 2021-06-04 | 0 | 0 | 1.015 | 1.015 | 0 | 0 | 0 | 0 |  | 0 | 0 | 1320 | OFFLINE | N | s277154 | 44378.4916
38753-MKT Actual June 2021 | RP2KPAEG-Rockport 2 KP AEG | 2021-06-04 01:00 | 0 | 0 | 1.005 | 1.005 | 0 | 0 | 0 | 0 |  | 0 | 0 | 1320 | OFFLINE | N | s277154 | 44378.4916
38753-MKT Actual June 2021 | RP2KPAEG-Rockport 2 KP AEG | 2021-06-04 02:00 | 0 | 0 | 1.042 | 1.042 | 0 | 0 | 0 | 0 |  | 0 | 0 | 1320 | OFFLINE | N | s277154 | 44378.4916
38753-MKT Actual June 2021 | RP2KPAEG-Rockport 2 KP AEG | 2021-06-04 03:00 | 0 | 0 | 1.382 | 1.382 | 0 | 0 | 0 | 0 |  | 0 | 0 | 1320 | OFFLINE | N | s277154 | 44378.4916
38753-MKT Actual June 2021 | RP2KPAEG-Rockport 2 KP AEG | 2021-06-04 04:00 | 0 | 0 | 1.808 | 1.808 | 0 | 0 | 0 | 0 |  | 0 | 0 | 1320 | OFFLINE | N | s277154 | 44378.4916
38753-MKT Actual June 2021 | RP2KPAEG-Rockport 2 KP AEG | 2021-06-04 05:00 | 0 | 0 | 1.808 | 1.808 | 0 | 0 | 0 | 0 |  | 0 | 0 | 1320 | OFFLINE | N | s277154 | 44378.4916
38753-MKT Actual June 2021 | RP2KPAEG-Rockport 2 KP AEG | 2021-06-04 06:00 | 0 | 0 | 1.808 | 1.808 | 0 | 0 | 0 | 0 |  | 0 | 0 | 1320 | OFFLINE | N | s277154 | 44378.4916
38753-MKT Actual June 2021 | RP2KPAEG-Rockport 2 KP AEG | 2021-06-04 07:00 | 0 | 0 | 1.818 | 1.818 | 0 | 0 | 0 | 0 |  | 0 | 0 | 1320 | OFFLINE | N | s277154 | 44378.4916
38753-MKT Actual June 2021 | RP2KPAEG-Rockport 2 KP AEG | 2021-06-04 08:00 | 0 | 0 | 1.808 | 1.808 | 0 | 0 | 0 | 0 |  | 0 | 0 | 1320 | OFFLINE | N | s277154 | 44378.4916
38753-MKT Actual June 2021 | RP2KPAEG-Rockport 2 KP AEG | 2021-06-04 09:00 | 0 | 0 | 1.808 | 1.808 | 0 | 0 | 0 | 0 |  | 0 | 0 | 1320 | OFFLINE | N | s277154 | 44378.4916
38753-MKT Actual June 2021 | RP2KPAEG-Rockport 2 KP AEG | 2021-06-04 10:00 | 0 | 0 | 1.848 | 1.848 | 0 | 0 | 0 | 0 |  | 0 | 0 | 1320 | OFFLINE | N | s277154 | 44378.4916
38753-MKT Actual June 2021 | RP2KPAEG-Rockport 2 KP AEG | 2021-06-04 11:00 | 0 | 0 | 1.837 | 1.837 | 0 | 0 | 0 | 0 |  | 0 | 0 | 1320 | OFFLINE | N | s277154 | 44378.4916
38753-MKT Actual June 2021 | RP2KPAEG-Rockport 2 KP AEG | 2021-06-04 12:00 | 0 | 0 | 1.828 | 1.828 | 0 | 0 | 0 | 0 |  | 0 | 0 | 1320 | OFFLINE | N | s277154 | 44378.4916
38753-MKT Actual June 2021 | RP2KPAEG-Rockport 2 KP AEG | 2021-06-04 13:00 | 0 | 0 | 1.848 | 1.848 | 0 | 0 | 0 | 0 |  | 0 | 0 | 1320 | OFFLINE | N | s277154 | 44378.4916
38753-MKT Actual June 2021 | RP2KPAEG-Rockport 2 KP AEG | 2021-06-04 14:00 | 0 | 0 | 2.183 | 2.183 | 0 | 0 | 0 | 0 |  | 0 | 0 | 1320 | OFFLINE | N | s277154 | 44378.4916
38753-MKT Actual June 2021 | RP2KPAEG-Rockport 2 KP AEG | 2021-06-04 15:00 | 0 | 0 | 2.404 | 2.404 | 0 | 0 | 0 | 0 |  | 0 | 0 | 1320 | OFFLINE | N | s277154 | 44378.4916
38753-MKT Actual June 2021 | RP2KPAEG-Rockport 2 KP AEG | 2021-06-04 16:00 | 0 | 0 | 2.403 | 2.403 | 0 | 0 | 0 | 0 |  | 0 | 0 | 1320 | OFFLINE | N | s277154 | 44378.4916
38753-MKT Actual June 2021 | RP2KPAEG-Rockport 2 KP AEG | 2021-06-04 17:00 | 0 | 0 | 2.424 | 2.424 | 0 | 0 | 0 | 0 |  | 0 | 0 | 1320 | OFFLINE | N | s277154 | 44378.4916
38753-MKT Actual June 2021 | RP2KPAEG-Rockport 2 KP AEG | 2021-06-04 18:00 | 0 | 0 | 2.374 | 2.374 | 0 | 0 | 0 | 0 |  | 0 | 0 | 1320 | OFFLINE | N | s277154 | 44378.4916
38753-MKT Actual June 2021 | RP2KPAEG-Rockport 2 KP AEG | 2021-06-04 19:00 | 0 | 0 | 2.404 | 2.404 | 0 | 0 | 0 | 0 |  | 0 | 0 | 1320 | OFFLINE | N | s277154 | 44378.4916
38753-MKT Actual June 2021 | RP2KPAEG-Rockport 2 KP AEG | 2021-06-04 20:00 | 0 | 0 | 2.414 | 2.414 | 0 | 0 | 0 | 0 |  | 0 | 0 | 1320 | OFFLINE | N | s277154 | 44378.4916
38753-MKT Actual June 2021 | RP2KPAEG-Rockport 2 KP AEG | 2021-06-04 21:00 | 0 | 0 | 3.006 | 3.006 | 0 | 0 | 0 | 0 |  | 0 | 0 | 1320 | OFFLINE | N | s277154 | 44378.4916
38753-MKT Actual June 2021 | RP2KPAEG-Rockport 2 KP AEG | 2021-06-04 22:00 | 0 | 0 | 5.068 | 5.068 | 0 | 0 | 0 | 0 |  | 0 | 0 | 1320 | OFFLINE | N | s277154 | 44378.4916
38753-MKT Actual June 2021 | RP2KPAEG-Rockport 2 KP AEG | 2021-06-04 23:00 | 0 | 0 | 5.174 | 5.174 | 0 | 0 | 0 | 0 |  | 0 | 0 | 1320 | OFFLINE | N | s277154 | 44378.4916
38753-MKT Actual June 2021 | RP2KPAEG-Rockport 2 KP AEG | 2021-06-05 | 0 | 0 | 5.291 | 5.291 | 0 | 0 | 0 | 0 |  | 0 | 0 | 1320 | OFFLINE | N | s277154 | 44378.4916
38753-MKT Actual June 2021 | RP2KPAEG-Rockport 2 KP AEG | 2021-06-05 01:00 | 0 | 0 | 5.263 | 5.263 | 0 | 0 | 0 | 0 |  | 0 | 0 | 1320 | OFFLINE | N | s277154 | 44378.4916
38753-MKT Actual June 2021 | RP2KPAEG-Rockport 2 KP AEG | 2021-06-05 02:00 | 0 | 0 | 5.243 | 5.243 | 0 | 0 | 0 | 0 |  | 0 | 0 | 1320 | OFFLINE | N | s277154 | 44378.4916
38753-MKT Actual June 2021 | RP2KPAEG-Rockport 2 KP AEG | 2021-06-05 03:00 | 0 | 0 | 5.359 | 5.359 | 0 | 0 | 0 | 0 |  | 0 | 0 | 1320 | OFFLINE | N | s277154 | 44378.4916
38753-MKT Actual June 2021 | RP2KPAEG-Rockport 2 KP AEG | 2021-06-05 04:00 | 0 | 0 | 5.376 | 5.376 | 0 | 0 | 0 | 0 |  | 0 | 0 | 1320 | OFFLINE | N | s277154 | 44378.4916
38753-MKT Actual June 2021 | RP2KPAEG-Rockport 2 KP AEG | 2021-06-05 05:00 | 0 | 0 | 5.367 | 5.367 | 0 | 0 | 0 | 0 |  | 0 | 0 | 1320 | OFFLINE | N | s277154 | 44378.4916
38753-MKT Actual June 2021 | RP2KPAEG-Rockport 2 KP AEG | 2021-06-05 06:00 | 0 | 0 | 5.367 | 5.367 | 0 | 0 | 0 | 0 |  | 0 | 0 | 1320 | OFFLINE | N | s277154 | 44378.4916
38753-MKT Actual June 2021 | RP2KPAEG-Rockport 2 KP AEG | 2021-06-05 07:00 | 0.242 | 0 | 5.376 | 5.134 | 0 | 0 | 0 | 0 |  | 0 | 0 | 1320 | OFFLINE | N | s277154 | 44378.4916
38753-MKT Actual June 2021 | RP2KPAEG-Rockport 2 KP AEG | 2021-06-05 08:00 | 2.44 | 0 | 5.772 | 3.332 | 0 | 0 | 0 | 0 |  | 0 | 0 | 1320 | OFFLINE | N | s277154 | 44378.4916
38753-MKT Actual June 2021 | RP2KPAEG-Rockport 2 KP AEG | 2021-06-05 09:00 | 2.954 | 0 | 5.953 | 2.999 | 0 | 0 | 0 | 0 |  | 0 | 0 | 1320 | OFFLINE | N | s277154 | 44378.4916
38753-MKT Actual June 2021 | RP2KPAEG-Rockport 2 KP AEG | 2021-06-05 10:00 | 3.486 | 0 | 6.296 | 2.81 | 0 | 0 | 0 | 0 |  | 0 | 0 | 1320 | OFFLINE | N | s277154 | 44378.4916
38753-MKT Actual June 2021 | RP2KPAEG-Rockport 2 KP AEG | 2021-06-05 11:00 | 4.443 | 0 | 6.316 | 1.873 | 0 | 0 | 0 | 0 |  | 0 | 0 | 1320 | OFFLINE | N | s277154 | 44378.4916
38753-MKT Actual June 2021 | RP2KPAEG-Rockport 2 KP AEG | 2021-06-05 12:00 | 6.125 | 0.2424 | 6.236 | 0.353 | 1 | 3 | 0 | 3 |  | 0 | 3 | 1320 | FIXED | N | s277154 | 44378.4916
38753-MKT Actual June 2021 | RP2KPAEG-Rockport 2 KP AEG | 2021-06-05 13:00 | 9.926 | 3.6504 | 6.276 | 0 | 24 | 25 | 3.65 | 25 |  | 24 | 25 | 1320 | FIXED | N | s277154 | 44378.4916
38753-MKT Actual June 2021 | RP2KPAEG-Rockport 2 KP AEG | 2021-06-05 14:00 | 13.899 | 7.5336 | 6.366 | 0 | 50 | 51 | 7.533 | 51 |  | 50 | 51 | 1320 | FIXED | N | s277154 | 44378.4916
38753-MKT Actual June 2021 | RP2KPAEG-Rockport 2 KP AEG | 2021-06-05 15:00 | 18.326 | 11.8512 | 6.474 | 0 | 78 | 79 | 11.852 | 80 |  | 78 | 80 | 1320 | FIXED | N | s277154 | 44378.4916
38753-MKT Actual June 2021 | RP2KPAEG-Rockport 2 KP AEG | 2021-06-05 16:00 | 23.239 | 16.7832 | 6.455 | 0 | 111 | 112 | 16.784 | 112 |  | 111 | 112 | 1320 | DISPATCHABLE | N | s277154 | 44378.4916
38753-MKT Actual June 2021 | RP2KPAEG-Rockport 2 KP AEG | 2021-06-05 17:00 | 25.369 | 18.924 | 6.445 | 0 | 125 | 126 | 18.924 | 175 |  | 125 | 175 | 1320 | DISPATCHABLE | N | s277154 | 44378.4916
38753-MKT Actual June 2021 | RP2KPAEG-Rockport 2 KP AEG | 2021-06-05 18:00 | 26.727 | 20.2464 | 6.482 | 0 | 134 | 135 | 20.245 | 135 |  | 134 | 135 | 1320 | DISPATCHABLE | N | s277154 | 44378.4916
38753-MKT Actual June 2021 | RP2KPAEG-Rockport 2 KP AEG | 2021-06-05 19:00 | 27.236 | 20.736 | 6.5 | 0 | 138 | 139 | 20.736 | 139 |  | 138 | 139 | 1320 | DISPATCHABLE | N | s277154 | 44378.4916
38753-MKT Actual June 2021 | RP2KPAEG-Rockport 2 KP AEG | 2021-06-05 20:00 | 26.266 | 19.764 | 6.501 | 0 | 131 | 132 | 19.765 | 132 |  | 131 | 132 | 1320 | DISPATCHABLE | N | s277154 | 44378.4916
38753-MKT Actual June 2021 | RP2KPAEG-Rockport 2 KP AEG | 2021-06-05 21:00 | 29.672 | 23.1264 | 6.547 | 0 | 154 | 155 | 23.125 | 155 |  | 154 | 155 | 1320 | DISPATCHABLE | N | s277154 | 44378.4916
38753-MKT Actual June 2021 | RP2KPAEG-Rockport 2 KP AEG | 2021-06-05 22:00 | 44.085 | 37.4904 | 6.595 | 0 | 249 | 250 | 37.49 | 435 |  | 154 | 435 | 1320 | DISPATCHABLE | N | s277154 | 44378.4916
38753-MKT Actual June 2021 | RP2KPAEG-Rockport 2 KP AEG | 2021-06-05 23:00 | 63.782 | 56.9184 | 6.864 | 0 | 378 | 379 | 56.918 | 435 |  | 378 | 435 | 1320 | DISPATCHABLE | N | s277154 | 44378.4916
38753-MKT Actual June 2021 | RP2KPAEG-Rockport 2 KP AEG | 2021-06-06 | 76.451 | 69.1392 | 7.313 | 0 | 461 | 462 | 69.138 | 462 |  | 378 | 462 | 1320 | DISPATCHABLE | N | s277154 | 44378.4916
38753-MKT Actual June 2021 | RP2KPAEG-Rockport 2 KP AEG | 2021-06-06 01:00 | 83.769 | 76.332 | 7.438 | 0 | 490 | 869 | 76.331 | 879 |  | 490 | 879 | 1320 | DISPATCHABLE | N | s277154 | 44378.4916
38753-MKT Actual June 2021 | RP2KPAEG-Rockport 2 KP AEG | 2021-06-06 02:00 | 104.538 | 96.7056 | 7.832 | 0 | 500 | 1300 | 96.706 | 1320 |  | 500 | 1320 | 1320 | DISPATCHABLE | N | s277154 | 44378.4916
38753-MKT Actual June 2021 | RP2KPAEG-Rockport 2 KP AEG | 2021-06-06 03:00 | 106.803 | 98.8752 | 7.928 | 0 | 500 | 1300 | 98.875 | 1320 |  | 500 | 1320 | 1320 | DISPATCHABLE | N | s277154 | 44378.4916
38753-MKT Actual June 2021 | RP2KPAEG-Rockport 2 KP AEG | 2021-06-06 04:00 | 88.946 | 81.3624 | 7.584 | 0 | 496 | 959 | 81.362 | 970 |  | 496 | 970 | 1320 | DISPATCHABLE | N | s277154 | 44378.4916
38753-MKT Actual June 2021 | RP2KPAEG-Rockport 2 KP AEG | 2021-06-06 05:00 | 82.844 | 75.336 | 7.508 | 0 | 499 | 1149 | 75.336 | 1165 |  | 499 | 1165 | 1320 | DISPATCHABLE | N | s277154 | 44378.4916
38753-MKT Actual June 2021 | RP2KPAEG-Rockport 2 KP AEG | 2021-06-06 06:00 | 83.14 | 75.6024 | 7.538 | 0 | 499 | 1252 | 75.602 | 1270 |  | 499 | 1270 | 1320 | DISPATCHABLE | N | s277154 | 44378.4916
38753-MKT Actual June 2021 | RP2KPAEG-Rockport 2 KP AEG | 2021-06-06 07:00 | 83.182 | 75.624 | 7.558 | 0 | 499 | 1283 | 75.624 | 1302 |  | 499 | 1302 | 1320 | DISPATCHABLE | N | s277154 | 44378.4916
38753-MKT Actual June 2021 | RP2KPAEG-Rockport 2 KP AEG | 2021-06-06 08:00 | 83.374 | 75.864 | 7.508 | 0 | 499 | 1278 | 75.866 | 1298 |  | 499 | 1298 | 1320 | DISPATCHABLE | N | s277154 | 44378.4916
38753-MKT Actual June 2021 | RP2KPAEG-Rockport 2 KP AEG | 2021-06-06 09:00 | 82.917 | 75.4392 | 7.478 | 0 | 500 | 1300 | 75.439 | 1320 |  | 500 | 1320 | 1320 | DISPATCHABLE | N | s277154 | 44378.4916
38753-MKT Actual June 2021 | RP2KPAEG-Rockport 2 KP AEG | 2021-06-06 10:00 | 83.424 | 75.9264 | 7.498 | 0 | 498 | 986 | 75.926 | 998 |  | 498 | 998 | 1320 | DISPATCHABLE | N | s277154 | 44378.4916
38753-MKT Actual June 2021 | RP2KPAEG-Rockport 2 KP AEG | 2021-06-06 11:00 | 94.196 | 86.4768 | 7.72 | 0 | 500 | 1300 | 86.476 | 1320 |  | 500 | 1320 | 1320 | DISPATCHABLE | N | s277154 | 44378.4916
38753-MKT Actual June 2021 | RP2KPAEG-Rockport 2 KP AEG | 2021-06-06 12:00 | 116.864 | 108.7896 | 8.074 | 0 | 500 | 1300 | 108.79 | 1320 |  | 500 | 1320 | 1320 | DISPATCHABLE | N | s277154 | 44378.4916
38753-MKT Actual June 2021 | RP2KPAEG-Rockport 2 KP AEG | 2021-06-06 13:00 | 128.631 | 120.3552 | 8.275 | 0 | 500 | 1135 | 120.356 | 1320 |  | 500 | 1320 | 1320 | DISPATCHABLE | N | s277154 | 44378.4916
38753-MKT Actual June 2021 | RP2KPAEG-Rockport 2 KP AEG | 2021-06-06 14:00 | 129.33 | 121.1016 | 8.228 | 0 | 500 | 808 | 121.102 | 1320 |  | 500 | 1320 | 1320 | DISPATCHABLE | N | s277154 | 44378.4916
38753-MKT Actual June 2021 | RP2KPAEG-Rockport 2 KP AEG | 2021-06-06 15:00 | 129.272 | 121.1112 | 8.161 | 0 | 500 | 889 | 121.111 | 1320 |  | 500 | 1320 | 1320 | DISPATCHABLE | N | s277154 | 44378.4916
38753-MKT Actual June 2021 | RP2KPAEG-Rockport 2 KP AEG | 2021-06-06 16:00 | 130.186 | 121.9224 | 8.265 | 0 | 500 | 900 | 121.921 | 1320 |  | 500 | 1320 | 1320 | DISPATCHABLE | N | s277154 | 44378.4916
38753-MKT Actual June 2021 | RP2KPAEG-Rockport 2 KP AEG | 2021-06-06 17:00 | 140.503 | 132.084 | 8.419 | 0 | 500 | 1012 | 132.084 | 1320 |  | 500 | 1320 | 1320 | DISPATCHABLE | N | s277154 | 44378.4916
38753-MKT Actual June 2021 | RP2KPAEG-Rockport 2 KP AEG | 2021-06-06 18:00 | 169.843 | 160.7616 | 9.083 | 0 | 500 | 1300 | 160.76 | 1320 |  | 500 | 1320 | 1320 | DISPATCHABLE | N | s277154 | 44378.4916
38753-MKT Actual June 2021 | RP2KPAEG-Rockport 2 KP AEG | 2021-06-06 19:00 | 168.515 | 159.5304 | 8.985 | 0 | 500 | 1300 | 159.53 | 1320 |  | 500 | 1320 | 1320 | DISPATCHABLE | N | s277154 | 44378.4916
38753-MKT Actual June 2021 | RP2KPAEG-Rockport 2 KP AEG | 2021-06-06 20:00 | 167.111 | 158.184 | 8.927 | 0 | 500 | 1300 | 158.184 | 1320 |  | 500 | 1320 | 1320 | DISPATCHABLE | N | s277154 | 44378.4916
38753-MKT Actual June 2021 | RP2KPAEG-Rockport 2 KP AEG | 2021-06-06 21:00 | 167.837 | 158.9472 | 8.889 | 0 | 500 | 1300 | 158.948 | 1320 |  | 500 | 1320 | 1320 | DISPATCHABLE | N | s277154 | 44378.4916
38753-MKT Actual June 2021 | RP2KPAEG-Rockport 2 KP AEG | 2021-06-06 22:00 | 185.016 | 175.6176 | 9.398 | 0 | 500 | 1300 | 175.618 | 1320 |  | 500 | 1320 | 1320 | DISPATCHABLE | N | s277154 | 44378.4916
38753-MKT Actual June 2021 | RP2KPAEG-Rockport 2 KP AEG | 2021-06-06 23:00 | 176.969 | 167.7816 | 9.187 | 0 | 500 | 1300 | 167.782 | 1320 |  | 500 | 1320 | 1320 | DISPATCHABLE | N | s277154 | 44378.4916
38753-MKT Actual June 2021 | RP2KPAEG-Rockport 2 KP AEG | 2021-06-07 | 122.89 | 114.7752 | 8.113 | 0 | 500 | 1300 | 114.777 | 1320 |  | 500 | 1320 | 1320 | DISPATCHABLE | N | s277154 | 44378.4916
38753-MKT Actual June 2021 | RP2KPAEG-Rockport 2 KP AEG | 2021-06-07 01:00 | 86.996 | 79.4472 | 7.548 | 0 | 500 | 1300 | 79.448 | 1320 |  | 500 | 1320 | 1320 | DISPATCHABLE | N | s277154 | 44378.4916
38753-MKT Actual June 2021 | RP2KPAEG-Rockport 2 KP AEG | 2021-06-07 02:00 | 84.337 | 76.8 | 7.537 | 0 | 500 | 1300 | 76.8 | 1320 |  | 500 | 1320 | 1320 | DISPATCHABLE | N | s277154 | 44378.4921
38753-MKT Actual June 2021 | RP2KPAEG-Rockport 2 KP AEG | 2021-06-07 03:00 | 83.315 | 75.828 | 7.488 | 0 | 500 | 1300 | 75.827 | 1320 |  | 500 | 1320 | 1320 | DISPATCHABLE | N | s277154 | 44378.4921
38753-MKT Actual June 2021 | RP2KPAEG-Rockport 2 KP AEG | 2021-06-07 04:00 | 83.37 | 75.8832 | 7.488 | 0 | 500 | 1300 | 75.882 | 1320 |  | 500 | 1320 | 1320 | DISPATCHABLE | N | s277154 | 44378.4921
38753-MKT Actual June 2021 | RP2KPAEG-Rockport 2 KP AEG | 2021-06-07 05:00 | 83.164 | 75.6456 | 7.518 | 0 | 499 | 1167 | 75.646 | 1183 |  | 499 | 1183 | 1320 | DISPATCHABLE | N | s277154 | 44378.4921
38753-MKT Actual June 2021 | RP2KPAEG-Rockport 2 KP AEG | 2021-06-07 06:00 | 83.172 | 75.6648 | 7.508 | 0 | 499 | 1205 | 75.664 | 1223 |  | 499 | 1223 | 1320 | DISPATCHABLE | N | s277154 | 44378.4921
38753-MKT Actual June 2021 | RP2KPAEG-Rockport 2 KP AEG | 2021-06-07 07:00 | 84.866 | 77.2968 | 7.568 | 0 | 500 | 1300 | 77.298 | 1320 |  | 500 | 1320 | 1320 | DISPATCHABLE | N | s277154 | 44378.4921
38753-MKT Actual June 2021 | RP2KPAEG-Rockport 2 KP AEG | 2021-06-07 08:00 | 101.194 | 93.4632 | 7.73 | 0 | 500 | 1300 | 93.464 | 1320 |  | 500 | 1320 | 1320 | DISPATCHABLE | N | s277154 | 44378.4921
38753-MKT Actual June 2021 | RP2KPAEG-Rockport 2 KP AEG | 2021-06-07 09:00 | 114.746 | 106.8264 | 7.919 | 0 | 500 | 1300 | 106.827 | 1320 |  | 500 | 1320 | 1320 | DISPATCHABLE | N | s277154 | 44378.4921
38753-MKT Actual June 2021 | RP2KPAEG-Rockport 2 KP AEG | 2021-06-07 10:00 | 138.49 | 130.128 | 8.362 | 0 | 500 | 1300 | 130.128 | 1320 |  | 500 | 1320 | 1320 | DISPATCHABLE | N | s277154 | 44378.4921
38753-MKT Actual June 2021 | RP2KPAEG-Rockport 2 KP AEG | 2021-06-07 11:00 | 115.886 | 107.9376 | 7.947 | 0 | 500 | 1300 | 107.939 | 1320 |  | 500 | 1320 | 1320 | DISPATCHABLE | N | s277154 | 44378.4921
38753-MKT Actual June 2021 | RP2KPAEG-Rockport 2 KP AEG | 2021-06-07 12:00 | 106.918 | 99.0456 | 7.872 | 0 | 500 | 1300 | 99.046 | 1320 |  | 500 | 1320 | 1320 | DISPATCHABLE | N | s277154 | 44378.4921
38753-MKT Actual June 2021 | RP2KPAEG-Rockport 2 KP AEG | 2021-06-07 13:00 | 125.139 | 116.9304 | 8.208 | 0 | 500 | 1300 | 116.931 | 1320 |  | 500 | 1320 | 1320 | DISPATCHABLE | N | s277154 | 44378.4921
38753-MKT Actual June 2021 | RP2KPAEG-Rockport 2 KP AEG | 2021-06-07 14:00 | 159.313 | 150.4992 | 8.814 | 0 | 500 | 1300 | 150.499 | 1320 |  | 500 | 1320 | 1320 | DISPATCHABLE | N | s277154 | 44378.4921
38753-MKT Actual June 2021 | RP2KPAEG-Rockport 2 KP AEG | 2021-06-07 15:00 | 175.624 | 166.4064 | 9.217 | 0 | 500 | 1300 | 166.407 | 1320 |  | 500 | 1320 | 1320 | DISPATCHABLE | N | s277154 | 44378.4921
38753-MKT Actual June 2021 | RP2KPAEG-Rockport 2 KP AEG | 2021-06-07 16:00 | 187.528 | 178.0992 | 9.428 | 0 | 500 | 1300 | 178.1 | 1320 |  | 500 | 1320 | 1320 | DISPATCHABLE | N | s277154 | 44378.4921
38753-MKT Actual June 2021 | RP2KPAEG-Rockport 2 KP AEG | 2021-06-07 17:00 | 200.002 | 190.4136 | 9.589 | 0 | 500 | 1300 | 190.413 | 1320 |  | 500 | 1320 | 1320 | DISPATCHABLE | N | s277154 | 44378.4921
38753-MKT Actual June 2021 | RP2KPAEG-Rockport 2 KP AEG | 2021-06-07 18:00 | 204.404 | 194.6016 | 9.802 | 0 | 500 | 1302 | 194.602 | 1320 |  | 500 | 1320 | 1320 | DISPATCHABLE | N | s277154 | 44378.4921
38753-MKT Actual June 2021 | RP2KPAEG-Rockport 2 KP AEG | 2021-06-07 19:00 | 198.128 | 188.4696 | 9.657 | 0 | 500 | 1301 | 188.471 | 1320 |  | 500 | 1320 | 1320 | DISPATCHABLE | N | s277154 | 44378.4921
38753-MKT Actual June 2021 | RP2KPAEG-Rockport 2 KP AEG | 2021-06-07 20:00 | 192.378 | 183.0216 | 9.358 | 0 | 500 | 1300 | 183.02 | 1320 |  | 500 | 1320 | 1320 | DISPATCHABLE | N | s277154 | 44378.4921
38753-MKT Actual June 2021 | RP2KPAEG-Rockport 2 KP AEG | 2021-06-07 21:00 | 182.077 | 173.016 | 9.062 | 0 | 500 | 1300 | 173.015 | 1320 |  | 500 | 1320 | 1320 | DISPATCHABLE | N | s277154 | 44378.4921
38753-MKT Actual June 2021 | RP2KPAEG-Rockport 2 KP AEG | 2021-06-07 22:00 | 194.424 | 184.9584 | 9.465 | 0 | 500 | 1300 | 184.959 | 1320 |  | 500 | 1320 | 1320 | DISPATCHABLE | N | s277154 | 44378.4921
38753-MKT Actual June 2021 | RP2KPAEG-Rockport 2 KP AEG | 2021-06-07 23:00 | 175.567 | 166.56 | 9.006 | 0 | 500 | 1300 | 166.561 | 1320 |  | 500 | 1320 | 1320 | DISPATCHABLE | N | s277154 | 44378.4921
38753-MKT Actual June 2021 | RP2KPAEG-Rockport 2 KP AEG | 2021-06-08 | 141.232 | 132.8784 | 8.353 | 0 | 500 | 1300 | 132.879 | 1320 |  | 500 | 1320 | 1320 | DISPATCHABLE | N | s277154 | 44378.4921
38753-MKT Actual June 2021 | RP2KPAEG-Rockport 2 KP AEG | 2021-06-08 01:00 | 98.816 | 91.1256 | 7.69 | 0 | 500 | 1300 | 91.126 | 1320 |  | 500 | 1320 | 1320 | DISPATCHABLE | N | s277154 | 44378.4921
38753-MKT Actual June 2021 | RP2KPAEG-Rockport 2 KP AEG | 2021-06-08 02:00 | 83.517 | 76.0104 | 7.508 | 0 | 499 | 1180 | 76.009 | 1197 |  | 499 | 1197 | 1320 | DISPATCHABLE | N | s277154 | 44378.4921
38753-MKT Actual June 2021 | RP2KPAEG-Rockport 2 KP AEG | 2021-06-08 03:00 | 83.104 | 75.6168 | 7.488 | 0 | 499 | 1087 | 75.616 | 1101 |  | 499 | 1101 | 1320 | DISPATCHABLE | N | s277154 | 44378.4921
38753-MKT Actual June 2021 | RP2KPAEG-Rockport 2 KP AEG | 2021-06-08 04:00 | 82.761 | 75.216 | 7.547 | 0 | 498 | 961 | 75.214 | 973 |  | 498 | 973 | 1320 | DISPATCHABLE | N | s277154 | 44378.4921
38753-MKT Actual June 2021 | RP2KPAEG-Rockport 2 KP AEG | 2021-06-08 05:00 | 81.807 | 74.2776 | 7.528 | 0 | 495 | 578 | 74.279 | 580 |  | 495 | 580 | 1320 | DISPATCHABLE | N | s277154 | 44378.4921
38753-MKT Actual June 2021 | RP2KPAEG-Rockport 2 KP AEG | 2021-06-08 06:00 | 81.909 | 74.3712 | 7.538 | 0 | 495 | 523 | 74.371 | 523 |  | 495 | 523 | 1320 | DISPATCHABLE | N | s277154 | 44378.4921
38753-MKT Actual June 2021 | RP2KPAEG-Rockport 2 KP AEG | 2021-06-08 07:00 | 81.902 | 74.3544 | 7.548 | 0 | 495 | 554 | 74.354 | 555 |  | 495 | 555 | 1320 | DISPATCHABLE | N | s277154 | 44378.4921
38753-MKT Actual June 2021 | RP2KPAEG-Rockport 2 KP AEG | 2021-06-08 08:00 | 94.595 | 86.9328 | 7.662 | 0 | 499 | 1202 | 86.933 | 1220 |  | 499 | 1220 | 1320 | DISPATCHABLE | N | s277154 | 44378.4921
38753-MKT Actual June 2021 | RP2KPAEG-Rockport 2 KP AEG | 2021-06-08 09:00 | 128.214 | 120.0456 | 8.17 | 0 | 500 | 1300 | 120.044 | 1320 |  | 500 | 1320 | 1320 | DISPATCHABLE | N | s277154 | 44378.4921
38753-MKT Actual June 2021 | RP2KPAEG-Rockport 2 KP AEG | 2021-06-08 10:00 | 143.348 | 134.8728 | 8.476 | 0 | 500 | 1300 | 134.872 | 1320 |  | 500 | 1320 | 1320 | DISPATCHABLE | N | s277154 | 44378.4921
38753-MKT Actual June 2021 | RP2KPAEG-Rockport 2 KP AEG | 2021-06-08 11:00 | 170.565 | 161.5392 | 9.025 | 0 | 500 | 1300 | 161.54 | 1320 |  | 500 | 1320 | 1320 | DISPATCHABLE | N | s277154 | 44378.4921
38753-MKT Actual June 2021 | RP2KPAEG-Rockport 2 KP AEG | 2021-06-08 12:00 | 195.397 | 185.7672 | 9.63 | 0 | 500 | 1300 | 185.767 | 1320 |  | 500 | 1320 | 1320 | DISPATCHABLE | N | s277154 | 44378.4921
38753-MKT Actual June 2021 | RP2KPAEG-Rockport 2 KP AEG | 2021-06-08 13:00 | 202.829 | 193.008 | 9.821 | 0 | 500 | 1301 | 193.008 | 1320 |  | 500 | 1320 | 1320 | DISPATCHABLE | N | s277154 | 44378.4921
38753-MKT Actual June 2021 | RP2KPAEG-Rockport 2 KP AEG | 2021-06-08 14:00 | 205.107 | 195.3048 | 9.802 | 0 | 1148 | 1303 | 195.305 | 1320 |  | 500 | 1320 | 1320 | DISPATCHABLE | N | s277154 | 44378.4921
38753-MKT Actual June 2021 | RP2KPAEG-Rockport 2 KP AEG | 2021-06-08 15:00 | 205.767 | 195.9456 | 9.822 | 0 | 1299 | 1307 | 195.945 | 1320 |  | 500 | 1320 | 1320 | DISPATCHABLE | N | s277154 | 44378.4921
38753-MKT Actual June 2021 | RP2KPAEG-Rockport 2 KP AEG | 2021-06-08 16:00 | 205.698 | 195.8952 | 9.802 | 0 | 1104 | 1308 | 195.896 | 1320 |  | 500 | 1320 | 1320 | DISPATCHABLE | N | s277154 | 44378.4921
38753-MKT Actual June 2021 | RP2KPAEG-Rockport 2 KP AEG | 2021-06-08 17:00 | 204.378 | 194.5848 | 9.793 | 0 | 500 | 1304 | 194.585 | 1320 |  | 500 | 1320 | 1320 | DISPATCHABLE | N | s277154 | 44378.4921
38753-MKT Actual June 2021 | RP2KPAEG-Rockport 2 KP AEG | 2021-06-08 18:00 | 203.62 | 193.8168 | 9.802 | 0 | 500 | 1300 | 193.818 | 1320 |  | 500 | 1320 | 1320 | DISPATCHABLE | N | s277154 | 44378.4921
38753-MKT Actual June 2021 | RP2KPAEG-Rockport 2 KP AEG | 2021-06-08 19:00 | 203.558 | 193.7664 | 9.792 | 0 | 500 | 1300 | 193.766 | 1320 |  | 500 | 1320 | 1320 | DISPATCHABLE | N | s277154 | 44378.4921
38753-MKT Actual June 2021 | RP2KPAEG-Rockport 2 KP AEG | 2021-06-08 20:00 | 203.653 | 193.9776 | 9.675 | 0 | 500 | 1301 | 193.978 | 1320 |  | 500 | 1320 | 1320 | DISPATCHABLE | N | s277154 | 44378.4921
38753-MKT Actual June 2021 | RP2KPAEG-Rockport 2 KP AEG | 2021-06-08 21:00 | 196.838 | 187.4208 | 9.418 | 0 | 500 | 1301 | 187.42 | 1320 |  | 500 | 1320 | 1320 | DISPATCHABLE | N | s277154 | 44378.4921
38753-MKT Actual June 2021 | RP2KPAEG-Rockport 2 KP AEG | 2021-06-08 22:00 | 178.954 | 169.9968 | 8.957 | 0 | 500 | 1301 | 169.997 | 1320 |  | 500 | 1320 | 1320 | DISPATCHABLE | N | s277154 | 44378.4921
38753-MKT Actual June 2021 | RP2KPAEG-Rockport 2 KP AEG | 2021-06-08 23:00 | 160.495 | 151.836 | 8.659 | 0 | 500 | 1301 | 151.836 | 1320 |  | 500 | 1320 | 1320 | DISPATCHABLE | N | s277154 | 44378.4921
38753-MKT Actual June 2021 | RP2KPAEG-Rockport 2 KP AEG | 2021-06-09 | 132.849 | 124.584 | 8.265 | 0 | 500 | 1301 | 124.584 | 1320 |  | 500 | 1320 | 1320 | DISPATCHABLE | N | s277154 | 44378.4921
38753-MKT Actual June 2021 | RP2KPAEG-Rockport 2 KP AEG | 2021-06-09 01:00 | 121.693 | 113.6376 | 8.055 | 0 | 500 | 1301 | 113.638 | 1320 |  | 500 | 1320 | 1320 | DISPATCHABLE | N | s277154 | 44378.4921
38753-MKT Actual June 2021 | RP2KPAEG-Rockport 2 KP AEG | 2021-06-09 02:00 | 95.359 | 87.708 | 7.651 | 0 | 500 | 1301 | 87.708 | 1320 |  | 500 | 1320 | 1320 | DISPATCHABLE | N | s277154 | 44378.4921
38753-MKT Actual June 2021 | RP2KPAEG-Rockport 2 KP AEG | 2021-06-09 03:00 | 82.375 | 74.8656 | 7.508 | 0 | 496 | 819 | 74.867 | 827 |  | 496 | 827 | 1320 | DISPATCHABLE | N | s277154 | 44378.4921
38753-MKT Actual June 2021 | RP2KPAEG-Rockport 2 KP AEG | 2021-06-09 04:00 | 81.489 | 73.98 | 7.508 | 0 | 493 | 494 | 73.981 | 494 |  | 493 | 494 | 1320 | DISPATCHABLE | N | s277154 | 44378.4921
38753-MKT Actual June 2021 | RP2KPAEG-Rockport 2 KP AEG | 2021-06-09 05:00 | 81.569 | 74.1024 | 7.468 | 0 | 493 | 494 | 74.101 | 495 |  | 493 | 495 | 1320 | DISPATCHABLE | N | s277154 | 44378.4921
38753-MKT Actual June 2021 | RP2KPAEG-Rockport 2 KP AEG | 2021-06-09 06:00 | 81.61 | 74.1216 | 7.488 | 0 | 493 | 517 | 74.122 | 517 |  | 493 | 517 | 1320 | DISPATCHABLE | N | s277154 | 44378.4921
38753-MKT Actual June 2021 | RP2KPAEG-Rockport 2 KP AEG | 2021-06-09 07:00 | 82.432 | 74.9424 | 7.488 | 0 | 497 | 865 | 74.944 | 874 |  | 497 | 874 | 1320 | DISPATCHABLE | N | s277154 | 44378.4921
38753-MKT Actual June 2021 | RP2KPAEG-Rockport 2 KP AEG | 2021-06-09 08:00 | 92.168 | 84.612 | 7.557 | 0 | 500 | 1300 | 84.611 | 1320 |  | 500 | 1320 | 1320 | DISPATCHABLE | N | s277154 | 44378.4921
38753-MKT Actual June 2021 | RP2KPAEG-Rockport 2 KP AEG | 2021-06-09 09:00 | 122.209 | 114.1344 | 8.075 | 0 | 500 | 1300 | 114.134 | 1320 |  | 500 | 1320 | 1320 | DISPATCHABLE | N | s277154 | 44378.4921
38753-MKT Actual June 2021 | RP2KPAEG-Rockport 2 KP AEG | 2021-06-09 10:00 | 133.352 | 125.0856 | 8.267 | 0 | 500 | 1300 | 125.085 | 1320 |  | 500 | 1320 | 1320 | DISPATCHABLE | N | s277154 | 44378.4921
38753-MKT Actual June 2021 | RP2KPAEG-Rockport 2 KP AEG | 2021-06-09 11:00 | 173.574 | 164.4744 | 9.101 | 0 | 500 | 1300 | 164.473 | 1320 |  | 500 | 1320 | 1320 | DISPATCHABLE | N | s277154 | 44378.4921
38753-MKT Actual June 2021 | RP2KPAEG-Rockport 2 KP AEG | 2021-06-09 12:00 | 198.195 | 188.4432 | 9.753 | 0 | 500 | 1301 | 188.442 | 1320 |  | 500 | 1320 | 1320 | DISPATCHABLE | N | s277154 | 44378.4921
38753-MKT Actual June 2021 | RP2KPAEG-Rockport 2 KP AEG | 2021-06-09 13:00 | 202.423 | 192.6192 | 9.802 | 0 | 500 | 1301 | 192.621 | 1320 |  | 500 | 1320 | 1320 | DISPATCHABLE | N | s277154 | 44378.4921
38753-MKT Actual June 2021 | RP2KPAEG-Rockport 2 KP AEG | 2021-06-09 14:00 | 201.123 | 191.3112 | 9.812 | 0 | 500 | 1303 | 191.311 | 1320 |  | 500 | 1320 | 1320 | DISPATCHABLE | N | s277154 | 44378.4921
38753-MKT Actual June 2021 | RP2KPAEG-Rockport 2 KP AEG | 2021-06-09 15:00 | 205.272 | 195.4296 | 9.842 | 0 | 500 | 1306 | 195.43 | 1320 |  | 500 | 1320 | 1320 | DISPATCHABLE | N | s277154 | 44378.4921
38753-MKT Actual June 2021 | RP2KPAEG-Rockport 2 KP AEG | 2021-06-09 16:00 | 199.286 | 189.5112 | 9.774 | 0 | 500 | 1275 | 189.512 | 1320 |  | 500 | 1320 | 1320 | DISPATCHABLE | N | s277154 | 44378.4921
38753-MKT Actual June 2021 | RP2KPAEG-Rockport 2 KP AEG | 2021-06-09 17:00 | 196.682 | 186.9624 | 9.722 | 0 | 500 | 1253 | 186.96 | 1320 |  | 500 | 1320 | 1320 | DISPATCHABLE | N | s277154 | 44378.4921
38753-MKT Actual June 2021 | RP2KPAEG-Rockport 2 KP AEG | 2021-06-09 18:00 | 195.049 | 185.3736 | 9.675 | 0 | 500 | 1250 | 185.374 | 1320 |  | 500 | 1320 | 1320 | DISPATCHABLE | N | s277154 | 44378.4921
38753-MKT Actual June 2021 | RP2KPAEG-Rockport 2 KP AEG | 2021-06-09 19:00 | 191.868 | 182.232 | 9.637 | 0 | 500 | 1250 | 182.231 | 1320 |  | 500 | 1320 | 1320 | DISPATCHABLE | N | s277154 | 44378.4921
38753-MKT Actual June 2021 | RP2KPAEG-Rockport 2 KP AEG | 2021-06-09 20:00 | 183.546 | 174.1368 | 9.409 | 0 | 500 | 1177 | 174.137 | 1320 |  | 500 | 1320 | 1320 | DISPATCHABLE | N | s277154 | 44378.4921
38753-MKT Actual June 2021 | RP2KPAEG-Rockport 2 KP AEG | 2021-06-09 21:00 | 183.391 | 174.0792 | 9.313 | 0 | 500 | 1176 | 174.078 | 1320 |  | 500 | 1320 | 1320 | DISPATCHABLE | N | s277154 | 44378.4921
38753-MKT Actual June 2021 | RP2KPAEG-Rockport 2 KP AEG | 2021-06-09 22:00 | 181.027 | 171.7056 | 9.322 | 0 | 500 | 1166 | 171.705 | 1320 |  | 500 | 1320 | 1320 | DISPATCHABLE | N | s277154 | 44378.4921
38753-MKT Actual June 2021 | RP2KPAEG-Rockport 2 KP AEG | 2021-06-09 23:00 | 163.445 | 154.5168 | 8.928 | 0 | 500 | 1100 | 154.517 | 1320 |  | 500 | 1320 | 1320 | DISPATCHABLE | N | s277154 | 44378.4921
38753-MKT Actual June 2021 | RP2KPAEG-Rockport 2 KP AEG | 2021-06-10 | 157.879 | 149.0544 | 8.822 | 0 | 500 | 1109 | 149.057 | 1320 |  | 500 | 1320 | 1320 | DISPATCHABLE | N | s277154 | 44378.4921
38753-MKT Actual June 2021 | RP2KPAEG-Rockport 2 KP AEG | 2021-06-10 01:00 | 115.882 | 107.7912 | 8.092 | 0 | 500 | 1150 | 107.79 | 1320 |  | 500 | 1320 | 1320 | DISPATCHABLE | N | s277154 | 44378.4921
38753-MKT Actual June 2021 | RP2KPAEG-Rockport 2 KP AEG | 2021-06-10 02:00 | 86.588 | 79.0128 | 7.576 | 0 | 497 | 883 | 79.012 | 984 |  | 497 | 984 | 1320 | DISPATCHABLE | N | s277154 | 44378.4921
38753-MKT Actual June 2021 | RP2KPAEG-Rockport 2 KP AEG | 2021-06-10 03:00 | 83.214 | 75.7056 | 7.508 | 0 | 499 | 1007 | 75.706 | 1140 |  | 499 | 1140 | 1320 | DISPATCHABLE | N | s277154 | 44378.4921
38753-MKT Actual June 2021 | RP2KPAEG-Rockport 2 KP AEG | 2021-06-10 04:00 | 82.406 | 74.928 | 7.478 | 0 | 497 | 766 | 74.928 | 829 |  | 497 | 829 | 1320 | DISPATCHABLE | N | s277154 | 44378.4921
38753-MKT Actual June 2021 | RP2KPAEG-Rockport 2 KP AEG | 2021-06-10 05:00 | 82.709 | 75.2136 | 7.496 | 0 | 498 | 893 | 75.213 | 902 |  | 498 | 902 | 1320 | DISPATCHABLE | N | s277154 | 44378.4921
38753-MKT Actual June 2021 | RP2KPAEG-Rockport 2 KP AEG | 2021-06-10 06:00 | 83.024 | 75.468 | 7.557 | 0 | 499 | 1068 | 75.467 | 1083 |  | 499 | 1083 | 1320 | DISPATCHABLE | N | s277154 | 44378.4921
38753-MKT Actual June 2021 | RP2KPAEG-Rockport 2 KP AEG | 2021-06-10 07:00 | 83.028 | 75.432 | 7.596 | 0 | 499 | 1004 | 75.432 | 1017 |  | 499 | 1017 | 1320 | DISPATCHABLE | N | s277154 | 44378.4921
38753-MKT Actual June 2021 | RP2KPAEG-Rockport 2 KP AEG | 2021-06-10 08:00 | 100.974 | 93.1296 | 7.844 | 0 | 565 | 1274 | 93.13 | 1293 |  | 499 | 1293 | 1320 | DISPATCHABLE | N | s277154 | 44378.4921
38753-MKT Actual June 2021 | RP2KPAEG-Rockport 2 KP AEG | 2021-06-10 09:00 | 146.363 | 137.8296 | 8.533 | 0 | 839 | 1300 | 137.83 | 1320 |  | 499 | 1320 | 1320 | DISPATCHABLE | N | s277154 | 44378.4921
38753-MKT Actual June 2021 | RP2KPAEG-Rockport 2 KP AEG | 2021-06-10 10:00 | 179.902 | 170.6184 | 9.284 | 0 | 1078 | 1300 | 170.618 | 1320 |  | 499 | 1320 | 1320 | DISPATCHABLE | N | s277154 | 44378.4921
38753-MKT Actual June 2021 | RP2KPAEG-Rockport 2 KP AEG | 2021-06-10 11:00 | 198.591 | 188.7888 | 9.801 | 0 | 1251 | 1284 | 188.79 | 1320 |  | 499 | 1320 | 1320 | DISPATCHABLE | N | s277154 | 44378.4921
38753-MKT Actual June 2021 | RP2KPAEG-Rockport 2 KP AEG | 2021-06-10 12:00 | 197.14 | 187.464 | 9.674 | 0 | 1247 | 1251 | 187.466 | 1320 |  | 499 | 1320 | 1320 | DISPATCHABLE | N | s277154 | 44378.4921
38753-MKT Actual June 2021 | RP2KPAEG-Rockport 2 KP AEG | 2021-06-10 13:00 | 196.068 | 186.4224 | 9.646 | 0 | 1243 | 1251 | 186.422 | 1320 |  | 499 | 1320 | 1320 | DISPATCHABLE | N | s277154 | 44378.4921
38753-MKT Actual June 2021 | RP2KPAEG-Rockport 2 KP AEG | 2021-06-10 14:00 | 195.982 | 186.4704 | 9.514 | 0 | 1242 | 1251 | 186.468 | 1320 |  | 499 | 1320 | 1320 | DISPATCHABLE | N | s277154 | 44378.4921
38753-MKT Actual June 2021 | RP2KPAEG-Rockport 2 KP AEG | 2021-06-10 15:00 | 195.387 | 185.88 | 9.505 | 0 | 838 | 1251 | 185.882 | 1320 |  | 499 | 1320 | 1320 | DISPATCHABLE | N | s277154 | 44378.4921
38753-MKT Actual June 2021 | RP2KPAEG-Rockport 2 KP AEG | 2021-06-10 16:00 | 195.483 | 185.9232 | 9.562 | 0 | 500 | 1251 | 185.921 | 1320 |  | 499 | 1320 | 1320 | DISPATCHABLE | N | s277154 | 44378.4921
38753-MKT Actual June 2021 | RP2KPAEG-Rockport 2 KP AEG | 2021-06-10 17:00 | 195.951 | 186.3216 | 9.629 | 0 | 500 | 1251 | 186.322 | 1320 |  | 500 | 1320 | 1320 | DISPATCHABLE | N | s277154 | 44378.4921
38753-MKT Actual June 2021 | RP2KPAEG-Rockport 2 KP AEG | 2021-06-10 18:00 | 197.421 | 187.7184 | 9.702 | 0 | 500 | 1252 | 187.719 | 1320 |  | 500 | 1320 | 1320 | DISPATCHABLE | N | s277154 | 44378.4921
38753-MKT Actual June 2021 | RP2KPAEG-Rockport 2 KP AEG | 2021-06-10 19:00 | 197.567 | 187.9296 | 9.637 | 0 | 500 | 1254 | 187.93 | 1320 |  | 500 | 1320 | 1320 | DISPATCHABLE | N | s277154 | 44378.4921
38753-MKT Actual June 2021 | RP2KPAEG-Rockport 2 KP AEG | 2021-06-10 20:00 | 197.553 | 188.0784 | 9.475 | 0 | 500 | 1254 | 188.078 | 1320 |  | 500 | 1320 | 1320 | DISPATCHABLE | N | s277154 | 44378.4921
38753-MKT Actual June 2021 | RP2KPAEG-Rockport 2 KP AEG | 2021-06-10 21:00 | 197.452 | 187.9968 | 9.456 | 0 | 500 | 1255 | 187.996 | 1320 |  | 500 | 1320 | 1320 | DISPATCHABLE | N | s277154 | 44378.4921
38753-MKT Actual June 2021 | RP2KPAEG-Rockport 2 KP AEG | 2021-06-10 22:00 | 181.384 | 172.3056 | 9.079 | 0 | 500 | 1251 | 172.305 | 1320 |  | 500 | 1320 | 1320 | DISPATCHABLE | N | s277154 | 44378.4921
38753-MKT Actual June 2021 | RP2KPAEG-Rockport 2 KP AEG | 2021-06-10 23:00 | 132.236 | 124.0176 | 8.219 | 0 | 500 | 1250 | 124.017 | 1320 |  | 500 | 1320 | 1320 | DISPATCHABLE | N | s277154 | 44378.4921
38753-MKT Actual June 2021 | RP2KPAEG-Rockport 2 KP AEG | 2021-06-11 | 91.302 | 83.6592 | 7.643 | 0 | 499 | 1231 | 83.659 | 1295 |  | 499 | 1295 | 1320 | DISPATCHABLE | N | s277154 | 44378.4921
38753-MKT Actual June 2021 | RP2KPAEG-Rockport 2 KP AEG | 2021-06-11 01:00 | 82.496 | 75.048 | 7.448 | 0 | 498 | 792 | 75.048 | 819 |  | 498 | 819 | 1320 | DISPATCHABLE | N | s277154 | 44378.4921
38753-MKT Actual June 2021 | RP2KPAEG-Rockport 2 KP AEG | 2021-06-11 02:00 | 82.661 | 75.1824 | 7.478 | 0 | 499 | 882 | 75.183 | 918 |  | 499 | 918 | 1320 | DISPATCHABLE | N | s277154 | 44378.4921
38753-MKT Actual June 2021 | RP2KPAEG-Rockport 2 KP AEG | 2021-06-11 03:00 | 82.778 | 75.2112 | 7.567 | 0 | 498 | 941 | 75.211 | 982 |  | 498 | 982 | 1320 | DISPATCHABLE | N | s277154 | 44378.4921
38753-MKT Actual June 2021 | RP2KPAEG-Rockport 2 KP AEG | 2021-06-11 04:00 | 82.766 | 75.1584 | 7.607 | 0 | 498 | 957 | 75.159 | 1000 |  | 498 | 1000 | 1320 | DISPATCHABLE | N | s277154 | 44378.4921
38753-MKT Actual June 2021 | RP2KPAEG-Rockport 2 KP AEG | 2021-06-11 05:00 | 82.894 | 75.3264 | 7.568 | 0 | 499 | 960 | 75.326 | 1003 |  | 499 | 1003 | 1320 | DISPATCHABLE | N | s277154 | 44378.4921
38753-MKT Actual June 2021 | RP2KPAEG-Rockport 2 KP AEG | 2021-06-11 06:00 | 82.965 | 75.4464 | 7.518 | 0 | 499 | 970 | 75.447 | 1014 |  | 499 | 1014 | 1320 | DISPATCHABLE | N | s277154 | 44378.4921
38753-MKT Actual June 2021 | RP2KPAEG-Rockport 2 KP AEG | 2021-06-11 07:00 | 82.939 | 75.3504 | 7.587 | 0 | 499 | 941 | 75.352 | 983 |  | 499 | 983 | 1320 | DISPATCHABLE | N | s277154 | 44378.4921
38753-MKT Actual June 2021 | RP2KPAEG-Rockport 2 KP AEG | 2021-06-11 08:00 | 91.325 | 83.7984 | 7.526 | 0 | 522 | 1177 | 83.799 | 1241 |  | 499 | 1241 | 1320 | DISPATCHABLE | N | s277154 | 44378.4921
38753-MKT Actual June 2021 | RP2KPAEG-Rockport 2 KP AEG | 2021-06-11 09:00 | 117.309 | 109.3632 | 7.947 | 0 | 500 | 1250 | 109.362 | 1320 |  | 500 | 1320 | 1320 | DISPATCHABLE | N | s277154 | 44378.4921
38753-MKT Actual June 2021 | RP2KPAEG-Rockport 2 KP AEG | 2021-06-11 10:00 | 152.962 | 144.3312 | 8.63 | 0 | 500 | 1250 | 144.332 | 1320 |  | 500 | 1320 | 1320 | DISPATCHABLE | N | s277154 | 44378.4921
38753-MKT Actual June 2021 | RP2KPAEG-Rockport 2 KP AEG | 2021-06-11 11:00 | 189.51 | 179.9952 | 9.514 | 0 | 500 | 1250 | 179.996 | 1320 |  | 500 | 1320 | 1320 | DISPATCHABLE | N | s277154 | 44378.4921
38753-MKT Actual June 2021 | RP2KPAEG-Rockport 2 KP AEG | 2021-06-11 12:00 | 191.606 | 182.1312 | 9.475 | 0 | 500 | 1250 | 182.131 | 1320 |  | 500 | 1320 | 1320 | DISPATCHABLE | N | s277154 | 44378.4921
38753-MKT Actual June 2021 | RP2KPAEG-Rockport 2 KP AEG | 2021-06-11 13:00 | 196.161 | 186.5424 | 9.618 | 0 | 500 | 1251 | 186.543 | 1320 |  | 500 | 1320 | 1320 | DISPATCHABLE | N | s277154 | 44378.4921
38753-MKT Actual June 2021 | RP2KPAEG-Rockport 2 KP AEG | 2021-06-11 14:00 | 195.318 | 185.7456 | 9.571 | 0 | 500 | 1252 | 185.747 | 1320 |  | 500 | 1320 | 1320 | DISPATCHABLE | N | s277154 | 44378.4921
38753-MKT Actual June 2021 | RP2KPAEG-Rockport 2 KP AEG | 2021-06-11 15:00 | 195.998 | 186.3888 | 9.609 | 0 | 500 | 1250 | 186.389 | 1320 |  | 500 | 1320 | 1320 | DISPATCHABLE | N | s277154 | 44378.4921
38753-MKT Actual June 2021 | RP2KPAEG-Rockport 2 KP AEG | 2021-06-11 16:00 | 195.873 | 186.216 | 9.656 | 0 | 500 | 1250 | 186.217 | 1320 |  | 500 | 1320 | 1320 | DISPATCHABLE | N | s277154 | 44378.4921
38753-MKT Actual June 2021 | RP2KPAEG-Rockport 2 KP AEG | 2021-06-11 17:00 | 196.07 | 186.4224 | 9.646 | 0 | 500 | 1251 | 186.424 | 1320 |  | 500 | 1320 | 1320 | DISPATCHABLE | N | s277154 | 44378.4921
38753-MKT Actual June 2021 | RP2KPAEG-Rockport 2 KP AEG | 2021-06-11 18:00 | 197.245 | 187.6176 | 9.628 | 0 | 500 | 1252 | 187.617 | 1320 |  | 500 | 1320 | 1320 | DISPATCHABLE | N | s277154 | 44378.4921
38753-MKT Actual June 2021 | RP2KPAEG-Rockport 2 KP AEG | 2021-06-11 19:00 | 196.271 | 186.672 | 9.6 | 0 | 500 | 1251 | 186.671 | 1320 |  | 500 | 1320 | 1320 | DISPATCHABLE | N | s277154 | 44378.4921
38753-MKT Actual June 2021 | RP2KPAEG-Rockport 2 KP AEG | 2021-06-11 20:00 | 192.712 | 183.3216 | 9.389 | 0 | 500 | 1251 | 183.323 | 1320 |  | 500 | 1320 | 1320 | DISPATCHABLE | N | s277154 | 44378.4921
38753-MKT Actual June 2021 | RP2KPAEG-Rockport 2 KP AEG | 2021-06-11 21:00 | 196.057 | 186.5808 | 9.475 | 0 | 500 | 1251 | 186.582 | 1320 |  | 500 | 1320 | 1320 | DISPATCHABLE | N | s277154 | 44378.4921
38753-MKT Actual June 2021 | RP2KPAEG-Rockport 2 KP AEG | 2021-06-11 22:00 | 182.221 | 173.1024 | 9.118 | 0 | 500 | 1251 | 173.103 | 1320 |  | 500 | 1320 | 1320 | DISPATCHABLE | N | s277154 | 44378.4921
38753-MKT Actual June 2021 | RP2KPAEG-Rockport 2 KP AEG | 2021-06-11 23:00 | 185.52 | 176.1216 | 9.398 | 0 | 500 | 1251 | 176.122 | 1320 |  | 500 | 1320 | 1320 | DISPATCHABLE | N | s277154 | 44378.4921
38753-MKT Actual June 2021 | RP2KPAEG-Rockport 2 KP AEG | 2021-06-12 | 141.893 | 133.4256 | 8.467 | 0 | 500 | 1251 | 133.426 | 1320 |  | 500 | 1320 | 1320 | DISPATCHABLE | N | s277154 | 44378.4921
38753-MKT Actual June 2021 | RP2KPAEG-Rockport 2 KP AEG | 2021-06-12 01:00 | 94.636 | 86.9136 | 7.72 | 0 | 500 | 1299 | 86.916 | 1320 |  | 500 | 1320 | 1320 | DISPATCHABLE | N | s277154 | 44378.4921
38753-MKT Actual June 2021 | RP2KPAEG-Rockport 2 KP AEG | 2021-06-12 02:00 | 84.547 | 76.992 | 7.557 | 0 | 499 | 612 | 76.99 | 1289 |  | 499 | 1289 | 1320 | DISPATCHABLE | N | s277154 | 44378.4921
38753-MKT Actual June 2021 | RP2KPAEG-Rockport 2 KP AEG | 2021-06-12 03:00 | 83.811 | 76.1568 | 7.654 | 0 | 500 | 1285 | 76.157 | 1320 |  | 500 | 1320 | 1320 | DISPATCHABLE | N | s277154 | 44378.4921
38753-MKT Actual June 2021 | RP2KPAEG-Rockport 2 KP AEG | 2021-06-12 04:00 | 84.044 | 76.3824 | 7.663 | 0 | 499 | 1298 | 76.381 | 1318 |  | 499 | 1318 | 1320 | DISPATCHABLE | N | s277154 | 44378.4921
38753-MKT Actual June 2021 | RP2KPAEG-Rockport 2 KP AEG | 2021-06-12 05:00 | 84.175 | 76.5408 | 7.635 | 0 | 500 | 1300 | 76.54 | 1320 |  | 500 | 1320 | 1320 | DISPATCHABLE | N | s277154 | 44378.4921
38753-MKT Actual June 2021 | RP2KPAEG-Rockport 2 KP AEG | 2021-06-12 06:00 | 84.269 | 76.704 | 7.566 | 0 | 500 | 1300 | 76.703 | 1320 |  | 500 | 1320 | 1320 | DISPATCHABLE | N | s277154 | 44378.4921
38753-MKT Actual June 2021 | RP2KPAEG-Rockport 2 KP AEG | 2021-06-12 07:00 | 82.944 | 75.3792 | 7.566 | 0 | 499 | 997 | 75.378 | 1010 |  | 499 | 1010 | 1320 | DISPATCHABLE | N | s277154 | 44378.4921
38753-MKT Actual June 2021 | RP2KPAEG-Rockport 2 KP AEG | 2021-06-12 08:00 | 82.757 | 75.288 | 7.468 | 0 | 499 | 1062 | 75.289 | 1076 |  | 499 | 1076 | 1320 | DISPATCHABLE | N | s277154 | 44378.4921
38753-MKT Actual June 2021 | RP2KPAEG-Rockport 2 KP AEG | 2021-06-12 09:00 | 83.317 | 75.8784 | 7.438 | 0 | 499 | 1087 | 75.879 | 1102 |  | 499 | 1102 | 1320 | DISPATCHABLE | N | s277154 | 44378.4921
38753-MKT Actual June 2021 | RP2KPAEG-Rockport 2 KP AEG | 2021-06-12 10:00 | 107.256 | 99.4032 | 7.853 | 0 | 616 | 1300 | 99.403 | 1320 |  | 500 | 1320 | 1320 | DISPATCHABLE | N | s277154 | 44378.4921
38753-MKT Actual June 2021 | RP2KPAEG-Rockport 2 KP AEG | 2021-06-12 11:00 | 134.991 | 126.696 | 8.295 | 0 | 500 | 1300 | 126.696 | 1320 |  | 500 | 1320 | 1320 | DISPATCHABLE | N | s277154 | 44378.4921
38753-MKT Actual June 2021 | RP2KPAEG-Rockport 2 KP AEG | 2021-06-12 12:00 | 138.561 | 130.1328 | 8.429 | 0 | 653 | 1300 | 130.132 | 1320 |  | 500 | 1320 | 1320 | DISPATCHABLE | N | s277154 | 44378.4921
38753-MKT Actual June 2021 | RP2KPAEG-Rockport 2 KP AEG | 2021-06-12 13:00 | 184.082 | 174.7632 | 9.321 | 0 | 500 | 1300 | 174.761 | 1320 |  | 500 | 1320 | 1320 | DISPATCHABLE | N | s277154 | 44378.4921
38753-MKT Actual June 2021 | RP2KPAEG-Rockport 2 KP AEG | 2021-06-12 14:00 | 197.27 | 187.68 | 9.589 | 0 | 500 | 1263 | 187.681 | 1320 |  | 500 | 1320 | 1320 | DISPATCHABLE | N | s277154 | 44378.4921
38753-MKT Actual June 2021 | RP2KPAEG-Rockport 2 KP AEG | 2021-06-12 15:00 | 196.425 | 186.816 | 9.608 | 0 | 500 | 1251 | 186.817 | 1320 |  | 500 | 1320 | 1320 | DISPATCHABLE | N | s277154 | 44378.4921
38753-MKT Actual June 2021 | RP2KPAEG-Rockport 2 KP AEG | 2021-06-12 16:00 | 196.441 | 186.84 | 9.6 | 0 | 500 | 1251 | 186.841 | 1320 |  | 500 | 1320 | 1320 | DISPATCHABLE | N | s277154 | 44378.4921
38753-MKT Actual June 2021 | RP2KPAEG-Rockport 2 KP AEG | 2021-06-12 17:00 | 196.67 | 187.1376 | 9.532 | 0 | 500 | 1251 | 187.138 | 1320 |  | 500 | 1320 | 1320 | DISPATCHABLE | N | s277154 | 44378.4921
38753-MKT Actual June 2021 | RP2KPAEG-Rockport 2 KP AEG | 2021-06-12 18:00 | 197.055 | 187.4736 | 9.58 | 0 | 500 | 1251 | 187.475 | 1320 |  | 500 | 1320 | 1320 | DISPATCHABLE | N | s277154 | 44378.4921
38753-MKT Actual June 2021 | RP2KPAEG-Rockport 2 KP AEG | 2021-06-12 19:00 | 196.68 | 187.08 | 9.6 | 0 | 500 | 1251 | 187.08 | 1320 |  | 500 | 1320 | 1320 | DISPATCHABLE | N | s277154 | 44378.4921
38753-MKT Actual June 2021 | RP2KPAEG-Rockport 2 KP AEG | 2021-06-12 20:00 | 195.073 | 185.5776 | 9.496 | 0 | 500 | 1251 | 185.577 | 1320 |  | 500 | 1320 | 1320 | DISPATCHABLE | N | s277154 | 44378.4921
38753-MKT Actual June 2021 | RP2KPAEG-Rockport 2 KP AEG | 2021-06-12 21:00 | 194.889 | 185.4816 | 9.408 | 0 | 500 | 1251 | 185.481 | 1320 |  | 500 | 1320 | 1320 | DISPATCHABLE | N | s277154 | 44378.4921
38753-MKT Actual June 2021 | RP2KPAEG-Rockport 2 KP AEG | 2021-06-12 22:00 | 184.656 | 175.5264 | 9.129 | 0 | 500 | 1250 | 175.527 | 1320 |  | 500 | 1320 | 1320 | DISPATCHABLE | N | s277154 | 44378.4921
38753-MKT Actual June 2021 | RP2KPAEG-Rockport 2 KP AEG | 2021-06-12 23:00 | 174.436 | 165.4224 | 9.014 | 0 | 500 | 1250 | 165.422 | 1320 |  | 500 | 1320 | 1320 | DISPATCHABLE | N | s277154 | 44378.4921
38753-MKT Actual June 2021 | RP2KPAEG-Rockport 2 KP AEG | 2021-06-13 | 167.5 | 158.6208 | 8.881 | 0 | 500 | 1254 | 158.619 | 1320 |  | 500 | 1320 | 1320 | DISPATCHABLE | N | s277154 | 44378.4921
38753-MKT Actual June 2021 | RP2KPAEG-Rockport 2 KP AEG | 2021-06-13 01:00 | 124.564 | 116.4144 | 8.149 | 0 | 500 | 1299 | 116.415 | 1320 |  | 500 | 1320 | 1320 | DISPATCHABLE | N | s277154 | 44378.4921
38753-MKT Actual June 2021 | RP2KPAEG-Rockport 2 KP AEG | 2021-06-13 02:00 | 99.375 | 91.6656 | 7.71 | 0 | 500 | 1300 | 91.665 | 1320 |  | 500 | 1320 | 1320 | DISPATCHABLE | N | s277154 | 44378.4924
38753-MKT Actual June 2021 | RP2KPAEG-Rockport 2 KP AEG | 2021-06-13 03:00 | 84.062 | 76.4976 | 7.567 | 0 | 499 | 1292 | 76.495 | 1311 |  | 499 | 1311 | 1320 | DISPATCHABLE | N | s277154 | 44378.4924
38753-MKT Actual June 2021 | RP2KPAEG-Rockport 2 KP AEG | 2021-06-13 04:00 | 83.599 | 76.0512 | 7.548 | 0 | 499 | 1272 | 76.051 | 1291 |  | 499 | 1291 | 1320 | DISPATCHABLE | N | s277154 | 44378.4924
38753-MKT Actual June 2021 | RP2KPAEG-Rockport 2 KP AEG | 2021-06-13 05:00 | 82.964 | 75.36 | 7.605 | 0 | 499 | 1107 | 75.359 | 1122 |  | 499 | 1122 | 1320 | DISPATCHABLE | N | s277154 | 44378.4924
38753-MKT Actual June 2021 | RP2KPAEG-Rockport 2 KP AEG | 2021-06-13 06:00 | 83.037 | 75.432 | 7.606 | 0 | 499 | 1070 | 75.431 | 1084 |  | 499 | 1084 | 1320 | DISPATCHABLE | N | s277154 | 44378.4924
38753-MKT Actual June 2021 | RP2KPAEG-Rockport 2 KP AEG | 2021-06-13 07:00 | 82.697 | 75.0816 | 7.615 | 0 | 499 | 1022 | 75.082 | 1035 |  | 499 | 1035 | 1320 | DISPATCHABLE | N | s277154 | 44378.4924
38753-MKT Actual June 2021 | RP2KPAEG-Rockport 2 KP AEG | 2021-06-13 08:00 | 82.724 | 75.1872 | 7.537 | 0 | 499 | 1014 | 75.187 | 1026 |  | 499 | 1026 | 1320 | DISPATCHABLE | N | s277154 | 44378.4924
38753-MKT Actual June 2021 | RP2KPAEG-Rockport 2 KP AEG | 2021-06-13 09:00 | 82.778 | 75.2976 | 7.478 | 0 | 499 | 1183 | 75.3 | 1200 |  | 499 | 1200 | 1320 | DISPATCHABLE | N | s277154 | 44378.4924
38753-MKT Actual June 2021 | RP2KPAEG-Rockport 2 KP AEG | 2021-06-13 10:00 | 82.601 | 75.1344 | 7.468 | 0 | 499 | 1113 | 75.133 | 1128 |  | 499 | 1128 | 1320 | DISPATCHABLE | N | s277154 | 44378.4924
38753-MKT Actual June 2021 | RP2KPAEG-Rockport 2 KP AEG | 2021-06-13 11:00 | 82.614 | 75.096 | 7.518 | 0 | 499 | 1047 | 75.096 | 1060 |  | 499 | 1060 | 1320 | DISPATCHABLE | N | s277154 | 44378.4924
38753-MKT Actual June 2021 | RP2KPAEG-Rockport 2 KP AEG | 2021-06-13 12:00 | 103.363 | 95.4816 | 7.881 | 0 | 580 | 1300 | 95.482 | 1320 |  | 500 | 1320 | 1320 | DISPATCHABLE | N | s277154 | 44378.4924
38753-MKT Actual June 2021 | RP2KPAEG-Rockport 2 KP AEG | 2021-06-13 13:00 | 126.926 | 118.6416 | 8.285 | 0 | 695 | 1300 | 118.641 | 1320 |  | 500 | 1320 | 1320 | DISPATCHABLE | N | s277154 | 44378.4924
38753-MKT Actual June 2021 | RP2KPAEG-Rockport 2 KP AEG | 2021-06-13 14:00 | 148.45 | 139.9152 | 8.533 | 0 | 504 | 1300 | 139.917 | 1320 |  | 500 | 1320 | 1320 | DISPATCHABLE | N | s277154 | 44378.4924
38753-MKT Actual June 2021 | RP2KPAEG-Rockport 2 KP AEG | 2021-06-13 15:00 | 168.156 | 159.2592 | 8.899 | 0 | 500 | 1300 | 159.257 | 1320 |  | 500 | 1320 | 1320 | DISPATCHABLE | N | s277154 | 44378.4924
38753-MKT Actual June 2021 | RP2KPAEG-Rockport 2 KP AEG | 2021-06-13 16:00 | 177.273 | 168.0384 | 9.235 | 0 | 500 | 1300 | 168.038 | 1320 |  | 500 | 1320 | 1320 | DISPATCHABLE | N | s277154 | 44378.4924
38753-MKT Actual June 2021 | RP2KPAEG-Rockport 2 KP AEG | 2021-06-13 17:00 | 175.954 | 166.8336 | 9.12 | 0 | 500 | 1300 | 166.834 | 1320 |  | 500 | 1320 | 1320 | DISPATCHABLE | N | s277154 | 44378.4924
38753-MKT Actual June 2021 | RP2KPAEG-Rockport 2 KP AEG | 2021-06-13 18:00 | 193.799 | 184.1904 | 9.609 | 0 | 500 | 1300 | 184.19 | 1320 |  | 500 | 1320 | 1320 | DISPATCHABLE | N | s277154 | 44378.4924
38753-MKT Actual June 2021 | RP2KPAEG-Rockport 2 KP AEG | 2021-06-13 19:00 | 198.663 | 188.976 | 9.686 | 0 | 500 | 1269 | 188.977 | 1320 |  | 500 | 1320 | 1320 | DISPATCHABLE | N | s277154 | 44378.4924
38753-MKT Actual June 2021 | RP2KPAEG-Rockport 2 KP AEG | 2021-06-13 20:00 | 184.251 | 175.152 | 9.1 | 0 | 500 | 1251 | 175.151 | 1320 |  | 500 | 1320 | 1320 | DISPATCHABLE | N | s277154 | 44378.4924
38753-MKT Actual June 2021 | RP2KPAEG-Rockport 2 KP AEG | 2021-06-13 21:00 | 191.362 | 182.04 | 9.322 | 0 | 500 | 1250 | 182.04 | 1320 |  | 500 | 1320 | 1320 | DISPATCHABLE | N | s277154 | 44378.4924
38753-MKT Actual June 2021 | RP2KPAEG-Rockport 2 KP AEG | 2021-06-13 22:00 | 184.66 | 175.3872 | 9.274 | 0 | 500 | 1251 | 175.386 | 1320 |  | 500 | 1320 | 1320 | DISPATCHABLE | N | s277154 | 44378.4924
38753-MKT Actual June 2021 | RP2KPAEG-Rockport 2 KP AEG | 2021-06-13 23:00 | 159.073 | 150.3168 | 8.755 | 0 | 500 | 1251 | 150.318 | 1320 |  | 500 | 1320 | 1320 | DISPATCHABLE | N | s277154 | 44378.4924
38753-MKT Actual June 2021 | RP2KPAEG-Rockport 2 KP AEG | 2021-06-14 | 125.494 | 117.288 | 8.206 | 0 | 500 | 1299 | 117.288 | 1320 |  | 500 | 1320 | 1320 | DISPATCHABLE | N | s277154 | 44378.4924
38753-MKT Actual June 2021 | RP2KPAEG-Rockport 2 KP AEG | 2021-06-14 01:00 | 93.263 | 85.6032 | 7.66 | 0 | 499 | 1137 | 85.603 | 1153 |  | 499 | 1153 | 1320 | DISPATCHABLE | N | s277154 | 44378.4924
38753-MKT Actual June 2021 | RP2KPAEG-Rockport 2 KP AEG | 2021-06-14 02:00 | 82.964 | 75.4176 | 7.548 | 0 | 498 | 1024 | 75.416 | 1037 |  | 498 | 1037 | 1320 | DISPATCHABLE | N | s277154 | 44378.4924
38753-MKT Actual June 2021 | RP2KPAEG-Rockport 2 KP AEG | 2021-06-14 03:00 | 83.662 | 76.0944 | 7.568 | 0 | 500 | 1300 | 76.094 | 1320 |  | 500 | 1320 | 1320 | DISPATCHABLE | N | s277154 | 44378.4924
38753-MKT Actual June 2021 | RP2KPAEG-Rockport 2 KP AEG | 2021-06-14 04:00 | 83.62 | 76.032 | 7.587 | 0 | 499 | 1260 | 76.033 | 1279 |  | 499 | 1279 | 1320 | DISPATCHABLE | N | s277154 | 44378.4924
38753-MKT Actual June 2021 | RP2KPAEG-Rockport 2 KP AEG | 2021-06-14 05:00 | 83.645 | 76.1376 | 7.508 | 0 | 499 | 1285 | 76.137 | 1305 |  | 499 | 1305 | 1320 | DISPATCHABLE | N | s277154 | 44378.4924
38753-MKT Actual June 2021 | RP2KPAEG-Rockport 2 KP AEG | 2021-06-14 06:00 | 83.579 | 76.0224 | 7.558 | 0 | 499 | 1300 | 76.021 | 1320 |  | 499 | 1320 | 1320 | DISPATCHABLE | N | s277154 | 44378.4924
38753-MKT Actual June 2021 | RP2KPAEG-Rockport 2 KP AEG | 2021-06-14 07:00 | 83.649 | 76.0608 | 7.588 | 0 | 499 | 1300 | 76.061 | 1320 |  | 499 | 1320 | 1320 | DISPATCHABLE | N | s277154 | 44378.4924
38753-MKT Actual June 2021 | RP2KPAEG-Rockport 2 KP AEG | 2021-06-14 08:00 | 83.246 | 75.768 | 7.478 | 0 | 499 | 1298 | 75.768 | 1318 |  | 499 | 1318 | 1320 | DISPATCHABLE | N | s277154 | 44378.4924
38753-MKT Actual June 2021 | RP2KPAEG-Rockport 2 KP AEG | 2021-06-14 09:00 | 83.456 | 76.008 | 7.448 | 0 | 499 | 1294 | 76.008 | 1314 |  | 499 | 1314 | 1320 | DISPATCHABLE | N | s277154 | 44378.4924
38753-MKT Actual June 2021 | RP2KPAEG-Rockport 2 KP AEG | 2021-06-14 10:00 | 83.36 | 75.8832 | 7.478 | 0 | 499 | 1285 | 75.882 | 1305 |  | 499 | 1305 | 1320 | DISPATCHABLE | N | s277154 | 44378.4924
38753-MKT Actual June 2021 | RP2KPAEG-Rockport 2 KP AEG | 2021-06-14 11:00 | 85.424 | 77.8752 | 7.548 | 0 | 500 | 1300 | 77.876 | 1320 |  | 500 | 1320 | 1320 | DISPATCHABLE | N | s277154 | 44378.4924
38753-MKT Actual June 2021 | RP2KPAEG-Rockport 2 KP AEG | 2021-06-14 12:00 | 105.26 | 97.368 | 7.891 | 0 | 500 | 1300 | 97.369 | 1320 |  | 500 | 1320 | 1320 | DISPATCHABLE | N | s277154 | 44378.4924
38753-MKT Actual June 2021 | RP2KPAEG-Rockport 2 KP AEG | 2021-06-14 13:00 | 136.687 | 128.3136 | 8.372 | 0 | 500 | 1300 | 128.315 | 1320 |  | 500 | 1320 | 1320 | DISPATCHABLE | N | s277154 | 44378.4924
38753-MKT Actual June 2021 | RP2KPAEG-Rockport 2 KP AEG | 2021-06-14 14:00 | 176.424 | 167.2368 | 9.188 | 0 | 500 | 1300 | 167.236 | 1320 |  | 500 | 1320 | 1320 | DISPATCHABLE | N | s277154 | 44378.4924
38753-MKT Actual June 2021 | RP2KPAEG-Rockport 2 KP AEG | 2021-06-14 15:00 | 195.288 | 185.7456 | 9.543 | 0 | 500 | 1275 | 185.745 | 1320 |  | 500 | 1320 | 1320 | DISPATCHABLE | N | s277154 | 44378.4924
38753-MKT Actual June 2021 | RP2KPAEG-Rockport 2 KP AEG | 2021-06-14 16:00 | 197.734 | 188.1984 | 9.534 | 0 | 500 | 1258 | 188.2 | 1320 |  | 500 | 1320 | 1320 | DISPATCHABLE | N | s277154 | 44378.4924
38753-MKT Actual June 2021 | RP2KPAEG-Rockport 2 KP AEG | 2021-06-14 17:00 | 197.123 | 187.5312 | 9.59 | 0 | 500 | 1258 | 187.533 | 1320 |  | 500 | 1320 | 1320 | DISPATCHABLE | N | s277154 | 44378.4924
38753-MKT Actual June 2021 | RP2KPAEG-Rockport 2 KP AEG | 2021-06-14 18:00 | 197.237 | 187.704 | 9.533 | 0 | 500 | 1256 | 187.704 | 1320 |  | 500 | 1320 | 1320 | DISPATCHABLE | N | s277154 | 44378.4924
38753-MKT Actual June 2021 | RP2KPAEG-Rockport 2 KP AEG | 2021-06-14 19:00 | 195.481 | 185.9088 | 9.572 | 0 | 500 | 1256 | 185.909 | 1320 |  | 500 | 1320 | 1320 | DISPATCHABLE | N | s277154 | 44378.4924
38753-MKT Actual June 2021 | RP2KPAEG-Rockport 2 KP AEG | 2021-06-14 20:00 | 182.445 | 173.4 | 9.045 | 0 | 500 | 1255 | 173.4 | 1320 |  | 500 | 1320 | 1320 | DISPATCHABLE | N | s277154 | 44378.4924
38753-MKT Actual June 2021 | RP2KPAEG-Rockport 2 KP AEG | 2021-06-14 21:00 | 149.813 | 141.4512 | 8.363 | 0 | 500 | 1255 | 141.45 | 1320 |  | 500 | 1320 | 1320 | DISPATCHABLE | N | s277154 | 44378.4924
38753-MKT Actual June 2021 | RP2KPAEG-Rockport 2 KP AEG | 2021-06-14 22:00 | 108.668 | 100.8432 | 7.824 | 0 | 500 | 1255 | 100.844 | 1320 |  | 500 | 1320 | 1320 | DISPATCHABLE | N | s277154 | 44378.4924
38753-MKT Actual June 2021 | RP2KPAEG-Rockport 2 KP AEG | 2021-06-14 23:00 | 95.091 | 87.3984 | 7.692 | 0 | 500 | 1289 | 87.399 | 1320 |  | 500 | 1320 | 1320 | DISPATCHABLE | N | s277154 | 44378.4924
38753-MKT Actual June 2021 | RP2KPAEG-Rockport 2 KP AEG | 2021-06-15 | 84.918 | 77.2848 | 7.634 | 0 | 498 | 1055 | 77.284 | 1069 |  | 498 | 1069 | 1320 | DISPATCHABLE | N | s277154 | 44378.4924
38753-MKT Actual June 2021 | RP2KPAEG-Rockport 2 KP AEG | 2021-06-15 01:00 | 87.871 | 80.2272 | 7.644 | 0 | 499 | 1267 | 80.227 | 1286 |  | 499 | 1286 | 1320 | DISPATCHABLE | N | s277154 | 44378.4924
38753-MKT Actual June 2021 | RP2KPAEG-Rockport 2 KP AEG | 2021-06-15 02:00 | 97.674 | 89.7168 | 7.958 | 0 | 500 | 1300 | 89.716 | 1320 |  | 500 | 1320 | 1320 | DISPATCHABLE | N | s277154 | 44378.4924
38753-MKT Actual June 2021 | RP2KPAEG-Rockport 2 KP AEG | 2021-06-15 03:00 | 90.906 | 83.1024 | 7.805 | 0 | 500 | 1300 | 83.101 | 1320 |  | 500 | 1320 | 1320 | DISPATCHABLE | N | s277154 | 44378.4924
38753-MKT Actual June 2021 | RP2KPAEG-Rockport 2 KP AEG | 2021-06-15 04:00 | 94.683 | 86.7936 | 7.891 | 0 | 500 | 1300 | 86.792 | 1320 |  | 500 | 1320 | 1320 | DISPATCHABLE | N | s277154 | 44378.4924
38753-MKT Actual June 2021 | RP2KPAEG-Rockport 2 KP AEG | 2021-06-15 05:00 | 91.367 | 83.6016 | 7.766 | 0 | 500 | 1300 | 83.601 | 1320 |  | 500 | 1320 | 1320 | DISPATCHABLE | N | s277154 | 44378.4924
38753-MKT Actual June 2021 | RP2KPAEG-Rockport 2 KP AEG | 2021-06-15 06:00 | 90.964 | 83.208 | 7.757 | 0 | 500 | 1300 | 83.207 | 1320 |  | 500 | 1320 | 1320 | DISPATCHABLE | N | s277154 | 44378.4924
38753-MKT Actual June 2021 | RP2KPAEG-Rockport 2 KP AEG | 2021-06-15 07:00 | 91.541 | 83.7456 | 7.796 | 0 | 500 | 1300 | 83.745 | 1320 |  | 500 | 1320 | 1320 | DISPATCHABLE | N | s277154 | 44378.4924
38753-MKT Actual June 2021 | RP2KPAEG-Rockport 2 KP AEG | 2021-06-15 08:00 | 91.656 | 84.024 | 7.633 | 0 | 500 | 1300 | 84.023 | 1320 |  | 500 | 1320 | 1320 | DISPATCHABLE | N | s277154 | 44378.4924
38753-MKT Actual June 2021 | RP2KPAEG-Rockport 2 KP AEG | 2021-06-15 09:00 | 89.44 | 81.8736 | 7.567 | 0 | 499 | 1200 | 81.873 | 1217 |  | 499 | 1217 | 1320 | DISPATCHABLE | N | s277154 | 44378.4924
38753-MKT Actual June 2021 | RP2KPAEG-Rockport 2 KP AEG | 2021-06-15 10:00 | 69.728 | 62.3952 | 7.334 | 0 | 416 | 417 | 62.394 | 417 |  | 414 | 417 | 1320 | DISPATCHABLE | N | s277154 | 44378.4924
38753-MKT Actual June 2021 | RP2KPAEG-Rockport 2 KP AEG | 2021-06-15 11:00 | 48.561 | 41.4 | 7.162 | 0 | 120 | 277 | 41.399 | 400 |  | 120 | 400 | 1320 | DISPATCHABLE | N | s277154 | 44378.4924
38753-MKT Actual June 2021 | RP2KPAEG-Rockport 2 KP AEG | 2021-06-15 12:00 | 23.463 | 16.7904 | 6.672 | 0 | 112 | 113 | 16.791 | 141 |  | 57 | 141 | 1320 | DISPATCHABLE | N | s277154 | 44378.4924
38753-MKT Actual June 2021 | RP2KPAEG-Rockport 2 KP AEG | 2021-06-15 13:00 | 6.996 | 1.2 | 6.296 | 0.5 | 4 | 5 | 1.2 | 5 |  | 4 | 5 | 1320 | FIXED | N | s277154 | 44378.4924
38753-MKT Actual June 2021 | RP2KPAEG-Rockport 2 KP AEG | 2021-06-15 14:00 | 3.354 | 0 | 6.277 | 2.923 | 0 | 0 | 0 | 0 |  | 0 | 0 | 1320 | OFFLINE | N | s277154 | 44378.4924
38753-MKT Actual June 2021 | RP2KPAEG-Rockport 2 KP AEG | 2021-06-15 15:00 | 0 | 0 | 5.933 | 5.933 | 0 | 0 | 0 | 0 |  | 0 | 0 | 1320 | OFFLINE | N | s277154 | 44378.4924
38753-MKT Actual June 2021 | RP2KPAEG-Rockport 2 KP AEG | 2021-06-15 16:00 | 0 | 0 | 5.748 | 5.748 | 0 | 0 | 0 | 0 |  | 0 | 0 | 1320 | OFFLINE | N | s277154 | 44378.4924
38753-MKT Actual June 2021 | RP2KPAEG-Rockport 2 KP AEG | 2021-06-15 17:00 | 0 | 0 | 6.191 | 6.191 | 0 | 0 | 0 | 0 |  | 0 | 0 | 1320 | OFFLINE | N | s277154 | 44378.4924
38753-MKT Actual June 2021 | RP2KPAEG-Rockport 2 KP AEG | 2021-06-15 18:00 | 0 | 0 | 6.385 | 6.385 | 0 | 0 | 0 | 0 |  | 0 | 0 | 1320 | OFFLINE | N | s277154 | 44378.4924
38753-MKT Actual June 2021 | RP2KPAEG-Rockport 2 KP AEG | 2021-06-15 19:00 | 0 | 0 | 6.481 | 6.481 | 0 | 0 | 0 | 0 |  | 0 | 0 | 1320 | OFFLINE | N | s277154 | 44378.4924
38753-MKT Actual June 2021 | RP2KPAEG-Rockport 2 KP AEG | 2021-06-15 20:00 | 0 | 0 | 5.886 | 5.886 | 0 | 0 | 0 | 0 |  | 0 | 0 | 1320 | OFFLINE | N | s277154 | 44378.4924
38753-MKT Actual June 2021 | RP2KPAEG-Rockport 2 KP AEG | 2021-06-15 21:00 | 0 | 0 | 5.79 | 5.79 | 0 | 0 | 0 | 0 |  | 0 | 0 | 1320 | OFFLINE | N | s277154 | 44378.4924
38753-MKT Actual June 2021 | RP2KPAEG-Rockport 2 KP AEG | 2021-06-15 22:00 | 0 | 0 | 5.888 | 5.888 | 0 | 0 | 0 | 0 |  | 0 | 0 | 1320 | OFFLINE | N | s277154 | 44378.4924
38753-MKT Actual June 2021 | RP2KPAEG-Rockport 2 KP AEG | 2021-06-15 23:00 | 0 | 0 | 5.97 | 5.97 | 0 | 0 | 0 | 0 |  | 0 | 0 | 1320 | OFFLINE | N | s277154 | 44378.4924
38753-MKT Actual June 2021 | RP2KPAEG-Rockport 2 KP AEG | 2021-06-16 | 0 | 0 | 6.009 | 6.009 | 0 | 0 | 0 | 0 |  | 0 | 0 | 1320 | OFFLINE | N | s277154 | 44378.4924
38753-MKT Actual June 2021 | RP2KPAEG-Rockport 2 KP AEG | 2021-06-16 01:00 | 0 | 0 | 6.009 | 6.009 | 0 | 0 | 0 | 0 |  | 0 | 0 | 1320 | OFFLINE | N | s277154 | 44378.4924
38753-MKT Actual June 2021 | RP2KPAEG-Rockport 2 KP AEG | 2021-06-16 02:00 | 0 | 0 | 5.991 | 5.991 | 0 | 0 | 0 | 0 |  | 0 | 0 | 1320 | OFFLINE | N | s277154 | 44378.4924
38753-MKT Actual June 2021 | RP2KPAEG-Rockport 2 KP AEG | 2021-06-16 03:00 | 0 | 0 | 6.028 | 6.028 | 0 | 0 | 0 | 0 |  | 0 | 0 | 1320 | OFFLINE | N | s277154 | 44378.4924
38753-MKT Actual June 2021 | RP2KPAEG-Rockport 2 KP AEG | 2021-06-16 04:00 | 0 | 0 | 6 | 6 | 0 | 0 | 0 | 0 |  | 0 | 0 | 1320 | OFFLINE | N | s277154 | 44378.4924
38753-MKT Actual June 2021 | RP2KPAEG-Rockport 2 KP AEG | 2021-06-16 05:00 | 0 | 0 | 5.222 | 5.222 | 0 | 0 | 0 | 0 |  | 0 | 0 | 1320 | OFFLINE | N | s277154 | 44378.4924
38753-MKT Actual June 2021 | RP2KPAEG-Rockport 2 KP AEG | 2021-06-16 06:00 | 0 | 0 | 2.872 | 2.872 | 0 | 0 | 0 | 0 |  | 0 | 0 | 1320 | OFFLINE | N | s277154 | 44378.4924
38753-MKT Actual June 2021 | RP2KPAEG-Rockport 2 KP AEG | 2021-06-16 07:00 | 0 | 0 | 1.708 | 1.708 | 0 | 0 | 0 | 0 |  | 0 | 0 | 1320 | OFFLINE | N | s277154 | 44378.4924
38753-MKT Actual June 2021 | RP2KPAEG-Rockport 2 KP AEG | 2021-06-16 08:00 | 0 | 0 | 1.708 | 1.708 | 0 | 0 | 0 | 0 |  | 0 | 0 | 1320 | OFFLINE | N | s277154 | 44378.4924
38753-MKT Actual June 2021 | RP2KPAEG-Rockport 2 KP AEG | 2021-06-16 09:00 | 0 | 0 | 1.718 | 1.718 | 0 | 0 | 0 | 0 |  | 0 | 0 | 1320 | OFFLINE | N | s277154 | 44378.4924
38753-MKT Actual June 2021 | RP2KPAEG-Rockport 2 KP AEG | 2021-06-16 10:00 | 0 | 0 | 1.708 | 1.708 | 0 | 0 | 0 | 0 |  | 0 | 0 | 1320 | OFFLINE | N | s277154 | 44378.4924
38753-MKT Actual June 2021 | RP2KPAEG-Rockport 2 KP AEG | 2021-06-16 11:00 | 0 | 0 | 1.708 | 1.708 | 0 | 0 | 0 | 0 |  | 0 | 0 | 1320 | OFFLINE | N | s277154 | 44378.4924
38753-MKT Actual June 2021 | RP2KPAEG-Rockport 2 KP AEG | 2021-06-16 12:00 | 0 | 0 | 1.718 | 1.718 | 0 | 0 | 0 | 0 |  | 0 | 0 | 1320 | OFFLINE | N | s277154 | 44378.4924
38753-MKT Actual June 2021 | RP2KPAEG-Rockport 2 KP AEG | 2021-06-16 13:00 | 0 | 0 | 1.698 | 1.698 | 0 | 0 | 0 | 0 |  | 0 | 0 | 1320 | OFFLINE | N | s277154 | 44378.4924
38753-MKT Actual June 2021 | RP2KPAEG-Rockport 2 KP AEG | 2021-06-16 14:00 | 0 | 0 | 1.708 | 1.708 | 0 | 0 | 0 | 0 |  | 0 | 0 | 1320 | OFFLINE | N | s277154 | 44378.4924
38753-MKT Actual June 2021 | RP2KPAEG-Rockport 2 KP AEG | 2021-06-16 15:00 | 0 | 0 | 1.708 | 1.708 | 0 | 0 | 0 | 0 |  | 0 | 0 | 1320 | OFFLINE | N | s277154 | 44378.4924
38753-MKT Actual June 2021 | RP2KPAEG-Rockport 2 KP AEG | 2021-06-16 16:00 | 0 | 0 | 1.688 | 1.688 | 0 | 0 | 0 | 0 |  | 0 | 0 | 1320 | OFFLINE | N | s277154 | 44378.4924
38753-MKT Actual June 2021 | RP2KPAEG-Rockport 2 KP AEG | 2021-06-16 17:00 | 0 | 0 | 1.658 | 1.658 | 0 | 0 | 0 | 0 |  | 0 | 0 | 1320 | OFFLINE | N | s277154 | 44378.4924
38753-MKT Actual June 2021 | RP2KPAEG-Rockport 2 KP AEG | 2021-06-16 18:00 | 0 | 0 | 1.668 | 1.668 | 0 | 0 | 0 | 0 |  | 0 | 0 | 1320 | OFFLINE | N | s277154 | 44378.4924
38753-MKT Actual June 2021 | RP2KPAEG-Rockport 2 KP AEG | 2021-06-16 19:00 | 0 | 0 | 1.668 | 1.668 | 0 | 0 | 0 | 0 |  | 0 | 0 | 1320 | OFFLINE | N | s277154 | 44378.4924
38753-MKT Actual June 2021 | RP2KPAEG-Rockport 2 KP AEG | 2021-06-16 20:00 | 0 | 0 | 1.668 | 1.668 | 0 | 0 | 0 | 0 |  | 0 | 0 | 1320 | OFFLINE | N | s277154 | 44378.4924
38753-MKT Actual June 2021 | RP2KPAEG-Rockport 2 KP AEG | 2021-06-16 21:00 | 0 | 0 | 1.658 | 1.658 | 0 | 0 | 0 | 0 |  | 0 | 0 | 1320 | OFFLINE | N | s277154 | 44378.4924
38753-MKT Actual June 2021 | RP2KPAEG-Rockport 2 KP AEG | 2021-06-16 22:00 | 0 | 0 | 1.658 | 1.658 | 0 | 0 | 0 | 0 |  | 0 | 0 | 1320 | OFFLINE | N | s277154 | 44378.4924
38753-MKT Actual June 2021 | RP2KPAEG-Rockport 2 KP AEG | 2021-06-16 23:00 | 0 | 0 | 1.668 | 1.668 | 0 | 0 | 0 | 0 |  | 0 | 0 | 1320 | OFFLINE | N | s277154 | 44378.4924
38753-MKT Actual June 2021 | RP2KPAEG-Rockport 2 KP AEG | 2021-06-17 | 0 | 0 | 1.678 | 1.678 | 0 | 0 | 0 | 0 |  | 0 | 0 | 1320 | OFFLINE | N | s277154 | 44378.4924
38753-MKT Actual June 2021 | RP2KPAEG-Rockport 2 KP AEG | 2021-06-17 01:00 | 0 | 0 | 1.638 | 1.638 | 0 | 0 | 0 | 0 |  | 0 | 0 | 1320 | OFFLINE | N | s277154 | 44378.4924
38753-MKT Actual June 2021 | RP2KPAEG-Rockport 2 KP AEG | 2021-06-17 02:00 | 0 | 0 | 1.618 | 1.618 | 0 | 0 | 0 | 0 |  | 0 | 0 | 1320 | OFFLINE | N | s277154 | 44378.4924
38753-MKT Actual June 2021 | RP2KPAEG-Rockport 2 KP AEG | 2021-06-17 03:00 | 0 | 0 | 1.608 | 1.608 | 0 | 0 | 0 | 0 |  | 0 | 0 | 1320 | OFFLINE | N | s277154 | 44378.4924
38753-MKT Actual June 2021 | RP2KPAEG-Rockport 2 KP AEG | 2021-06-17 04:00 | 0 | 0 | 1.324 | 1.324 | 0 | 0 | 0 | 0 |  | 0 | 0 | 1320 | OFFLINE | N | s277154 | 44378.4924
38753-MKT Actual June 2021 | RP2KPAEG-Rockport 2 KP AEG | 2021-06-17 05:00 | 0 | 0 | 1.162 | 1.162 | 0 | 0 | 0 | 0 |  | 0 | 0 | 1320 | OFFLINE | N | s277154 | 44378.4924
38753-MKT Actual June 2021 | RP2KPAEG-Rockport 2 KP AEG | 2021-06-17 06:00 | 0 | 0 | 1.172 | 1.172 | 0 | 0 | 0 | 0 |  | 0 | 0 | 1320 | OFFLINE | N | s277154 | 44378.4924
38753-MKT Actual June 2021 | RP2KPAEG-Rockport 2 KP AEG | 2021-06-17 07:00 | 0 | 0 | 1.162 | 1.162 | 0 | 0 | 0 | 0 |  | 0 | 0 | 1320 | OFFLINE | N | s277154 | 44378.4924
38753-MKT Actual June 2021 | RP2KPAEG-Rockport 2 KP AEG | 2021-06-17 08:00 | 0 | 0 | 1.172 | 1.172 | 0 | 0 | 0 | 0 |  | 0 | 0 | 1320 | OFFLINE | N | s277154 | 44378.4924
38753-MKT Actual June 2021 | RP2KPAEG-Rockport 2 KP AEG | 2021-06-17 09:00 | 0 | 0 | 1.182 | 1.182 | 0 | 0 | 0 | 0 |  | 0 | 0 | 1320 | OFFLINE | N | s277154 | 44378.4924
38753-MKT Actual June 2021 | RP2KPAEG-Rockport 2 KP AEG | 2021-06-17 10:00 | 0 | 0 | 1.182 | 1.182 | 0 | 0 | 0 | 0 |  | 0 | 0 | 1320 | OFFLINE | N | s277154 | 44378.4924
38753-MKT Actual June 2021 | RP2KPAEG-Rockport 2 KP AEG | 2021-06-17 11:00 | 0 | 0 | 1.192 | 1.192 | 0 | 0 | 0 | 0 |  | 0 | 0 | 1320 | OFFLINE | N | s277154 | 44378.4924
38753-MKT Actual June 2021 | RP2KPAEG-Rockport 2 KP AEG | 2021-06-17 12:00 | 0 | 0 | 1.182 | 1.182 | 0 | 0 | 0 | 0 |  | 0 | 0 | 1320 | OFFLINE | N | s277154 | 44378.4924
38753-MKT Actual June 2021 | RP2KPAEG-Rockport 2 KP AEG | 2021-06-17 13:00 | 0 | 0 | 1.172 | 1.172 | 0 | 0 | 0 | 0 |  | 0 | 0 | 1320 | OFFLINE | N | s277154 | 44378.4924
38753-MKT Actual June 2021 | RP2KPAEG-Rockport 2 KP AEG | 2021-06-17 14:00 | 0 | 0 | 1.172 | 1.172 | 0 | 0 | 0 | 0 |  | 0 | 0 | 1320 | OFFLINE | N | s277154 | 44378.4924
38753-MKT Actual June 2021 | RP2KPAEG-Rockport 2 KP AEG | 2021-06-17 15:00 | 0 | 0 | 1.172 | 1.172 | 0 | 0 | 0 | 0 |  | 0 | 0 | 1320 | OFFLINE | N | s277154 | 44378.4924
38753-MKT Actual June 2021 | RP2KPAEG-Rockport 2 KP AEG | 2021-06-17 16:00 | 0 | 0 | 1.172 | 1.172 | 0 | 0 | 0 | 0 |  | 0 | 0 | 1320 | OFFLINE | N | s277154 | 44378.4924
38753-MKT Actual June 2021 | RP2KPAEG-Rockport 2 KP AEG | 2021-06-17 17:00 | 0 | 0 | 1.152 | 1.152 | 0 | 0 | 0 | 0 |  | 0 | 0 | 1320 | OFFLINE | N | s277154 | 44378.4924
38753-MKT Actual June 2021 | RP2KPAEG-Rockport 2 KP AEG | 2021-06-17 18:00 | 0 | 0 | 1.142 | 1.142 | 0 | 0 | 0 | 0 |  | 0 | 0 | 1320 | OFFLINE | N | s277154 | 44378.4924
38753-MKT Actual June 2021 | RP2KPAEG-Rockport 2 KP AEG | 2021-06-17 19:00 | 0 | 0 | 1.142 | 1.142 | 0 | 0 | 0 | 0 |  | 0 | 0 | 1320 | OFFLINE | N | s277154 | 44378.4924
38753-MKT Actual June 2021 | RP2KPAEG-Rockport 2 KP AEG | 2021-06-17 20:00 | 0 | 0 | 1.142 | 1.142 | 0 | 0 | 0 | 0 |  | 0 | 0 | 1320 | OFFLINE | N | s277154 | 44378.4924
38753-MKT Actual June 2021 | RP2KPAEG-Rockport 2 KP AEG | 2021-06-17 21:00 | 0 | 0 | 1.142 | 1.142 | 0 | 0 | 0 | 0 |  | 0 | 0 | 1320 | OFFLINE | N | s277154 | 44378.4924
38753-MKT Actual June 2021 | RP2KPAEG-Rockport 2 KP AEG | 2021-06-17 22:00 | 0 | 0 | 1.122 | 1.122 | 0 | 0 | 0 | 0 |  | 0 | 0 | 1320 | OFFLINE | N | s277154 | 44378.4924
38753-MKT Actual June 2021 | RP2KPAEG-Rockport 2 KP AEG | 2021-06-17 23:00 | 0 | 0 | 1.162 | 1.162 | 0 | 0 | 0 | 0 |  | 0 | 0 | 1320 | OFFLINE | N | s277154 | 44378.4924
38753-MKT Actual June 2021 | RP2KPAEG-Rockport 2 KP AEG | 2021-06-18 | 0 | 0 | 1.152 | 1.152 | 0 | 0 | 0 | 0 |  | 0 | 0 | 1320 | OFFLINE | N | s277154 | 44378.4924
38753-MKT Actual June 2021 | RP2KPAEG-Rockport 2 KP AEG | 2021-06-18 01:00 | 0 | 0 | 1.122 | 1.122 | 0 | 0 | 0 | 0 |  | 0 | 0 | 1320 | OFFLINE | N | s277154 | 44378.4924
38753-MKT Actual June 2021 | RP2KPAEG-Rockport 2 KP AEG | 2021-06-18 02:00 | 0 | 0 | 1.152 | 1.152 | 0 | 0 | 0 | 0 |  | 0 | 0 | 1320 | OFFLINE | N | s277154 | 44378.4924
38753-MKT Actual June 2021 | RP2KPAEG-Rockport 2 KP AEG | 2021-06-18 03:00 | 0 | 0 | 1.162 | 1.162 | 0 | 0 | 0 | 0 |  | 0 | 0 | 1320 | OFFLINE | N | s277154 | 44378.4924
38753-MKT Actual June 2021 | RP2KPAEG-Rockport 2 KP AEG | 2021-06-18 04:00 | 0 | 0 | 1.162 | 1.162 | 0 | 0 | 0 | 0 |  | 0 | 0 | 1320 | OFFLINE | N | s277154 | 44378.4924
38753-MKT Actual June 2021 | RP2KPAEG-Rockport 2 KP AEG | 2021-06-18 05:00 | 0 | 0 | 1.162 | 1.162 | 0 | 0 | 0 | 0 |  | 0 | 0 | 1320 | OFFLINE | N | s277154 | 44378.4924
38753-MKT Actual June 2021 | RP2KPAEG-Rockport 2 KP AEG | 2021-06-18 06:00 | 0 | 0 | 1.162 | 1.162 | 0 | 0 | 0 | 0 |  | 0 | 0 | 1320 | OFFLINE | N | s277154 | 44378.4924
38753-MKT Actual June 2021 | RP2KPAEG-Rockport 2 KP AEG | 2021-06-18 07:00 | 0 | 0 | 1.162 | 1.162 | 0 | 0 | 0 | 0 |  | 0 | 0 | 1320 | OFFLINE | N | s277154 | 44378.4924
38753-MKT Actual June 2021 | RP2KPAEG-Rockport 2 KP AEG | 2021-06-18 08:00 | 0 | 0 | 1.162 | 1.162 | 0 | 0 | 0 | 0 |  | 0 | 0 | 1320 | OFFLINE | N | s277154 | 44378.4924
38753-MKT Actual June 2021 | RP2KPAEG-Rockport 2 KP AEG | 2021-06-18 09:00 | 0 | 0 | 1.172 | 1.172 | 0 | 0 | 0 | 0 |  | 0 | 0 | 1320 | OFFLINE | N | s277154 | 44378.4924
38753-MKT Actual June 2021 | RP2KPAEG-Rockport 2 KP AEG | 2021-06-18 10:00 | 0 | 0 | 1.172 | 1.172 | 0 | 0 | 0 | 0 |  | 0 | 0 | 1320 | OFFLINE | N | s277154 | 44378.4924
38753-MKT Actual June 2021 | RP2KPAEG-Rockport 2 KP AEG | 2021-06-18 11:00 | 0 | 0 | 1.172 | 1.172 | 0 | 0 | 0 | 0 |  | 0 | 0 | 1320 | OFFLINE | N | s277154 | 44378.4924
38753-MKT Actual June 2021 | RP2KPAEG-Rockport 2 KP AEG | 2021-06-18 12:00 | 0 | 0 | 1.172 | 1.172 | 0 | 0 | 0 | 0 |  | 0 | 0 | 1320 | OFFLINE | N | s277154 | 44378.4924
38753-MKT Actual June 2021 | RP2KPAEG-Rockport 2 KP AEG | 2021-06-18 13:00 | 0 | 0 | 1.172 | 1.172 | 0 | 0 | 0 | 0 |  | 0 | 0 | 1320 | OFFLINE | N | s277154 | 44378.4924
38753-MKT Actual June 2021 | RP2KPAEG-Rockport 2 KP AEG | 2021-06-18 14:00 | 0 | 0 | 1.546 | 1.546 | 0 | 0 | 0 | 0 |  | 0 | 0 | 1320 | OFFLINE | N | s277154 | 44378.4924
38753-MKT Actual June 2021 | RP2KPAEG-Rockport 2 KP AEG | 2021-06-18 15:00 | 0 | 0 | 1.698 | 1.698 | 0 | 0 | 0 | 0 |  | 0 | 0 | 1320 | OFFLINE | N | s277154 | 44378.4924
38753-MKT Actual June 2021 | RP2KPAEG-Rockport 2 KP AEG | 2021-06-18 16:00 | 0 | 0 | 1.698 | 1.698 | 0 | 0 | 0 | 0 |  | 0 | 0 | 1320 | OFFLINE | N | s277154 | 44378.4924
38753-MKT Actual June 2021 | RP2KPAEG-Rockport 2 KP AEG | 2021-06-18 17:00 | 0 | 0 | 1.708 | 1.708 | 0 | 0 | 0 | 0 |  | 0 | 0 | 1320 | OFFLINE | N | s277154 | 44378.4924
38753-MKT Actual June 2021 | RP2KPAEG-Rockport 2 KP AEG | 2021-06-18 18:00 | 0 | 0 | 1.698 | 1.698 | 0 | 0 | 0 | 0 |  | 0 | 0 | 1320 | OFFLINE | N | s277154 | 44378.4924
38753-MKT Actual June 2021 | RP2KPAEG-Rockport 2 KP AEG | 2021-06-18 19:00 | 0 | 0 | 1.708 | 1.708 | 0 | 0 | 0 | 0 |  | 0 | 0 | 1320 | OFFLINE | N | s277154 | 44378.4924
38753-MKT Actual June 2021 | RP2KPAEG-Rockport 2 KP AEG | 2021-06-18 20:00 | 0 | 0 | 1.698 | 1.698 | 0 | 0 | 0 | 0 |  | 0 | 0 | 1320 | OFFLINE | N | s277154 | 44378.4924
38753-MKT Actual June 2021 | RP2KPAEG-Rockport 2 KP AEG | 2021-06-18 21:00 | 0 | 0 | 1.678 | 1.678 | 0 | 0 | 0 | 0 |  | 0 | 0 | 1320 | OFFLINE | N | s277154 | 44378.4924
38753-MKT Actual June 2021 | RP2KPAEG-Rockport 2 KP AEG | 2021-06-18 22:00 | 0 | 0 | 1.688 | 1.688 | 0 | 0 | 0 | 0 |  | 0 | 0 | 1320 | OFFLINE | N | s277154 | 44378.4924
38753-MKT Actual June 2021 | RP2KPAEG-Rockport 2 KP AEG | 2021-06-18 23:00 | 0 | 0 | 1.698 | 1.698 | 0 | 0 | 0 | 0 |  | 0 | 0 | 1320 | OFFLINE | N | s277154 | 44378.4924
38753-MKT Actual June 2021 | RP2KPAEG-Rockport 2 KP AEG | 2021-06-19 | 0 | 0 | 1.678 | 1.678 | 0 | 0 | 0 | 0 |  | 0 | 0 | 1320 | OFFLINE | N | s277154 | 44378.4924
38753-MKT Actual June 2021 | RP2KPAEG-Rockport 2 KP AEG | 2021-06-19 01:00 | 0 | 0 | 1.688 | 1.688 | 0 | 0 | 0 | 0 |  | 0 | 0 | 1320 | OFFLINE | N | s277154 | 44378.4924
38753-MKT Actual June 2021 | RP2KPAEG-Rockport 2 KP AEG | 2021-06-19 02:00 | 0 | 0 | 1.688 | 1.688 | 0 | 0 | 0 | 0 |  | 0 | 0 | 1320 | OFFLINE | N | s277154 | 44378.4928
38753-MKT Actual June 2021 | RP2KPAEG-Rockport 2 KP AEG | 2021-06-19 03:00 | 0 | 0 | 1.688 | 1.688 | 0 | 0 | 0 | 0 |  | 0 | 0 | 1320 | OFFLINE | N | s277154 | 44378.4928
38753-MKT Actual June 2021 | RP2KPAEG-Rockport 2 KP AEG | 2021-06-19 04:00 | 0 | 0 | 1.698 | 1.698 | 0 | 0 | 0 | 0 |  | 0 | 0 | 1320 | OFFLINE | N | s277154 | 44378.4928
38753-MKT Actual June 2021 | RP2KPAEG-Rockport 2 KP AEG | 2021-06-19 05:00 | 0 | 0 | 1.678 | 1.678 | 0 | 0 | 0 | 0 |  | 0 | 0 | 1320 | OFFLINE | N | s277154 | 44378.4928
38753-MKT Actual June 2021 | RP2KPAEG-Rockport 2 KP AEG | 2021-06-19 06:00 | 0 | 0 | 1.688 | 1.688 | 0 | 0 | 0 | 0 |  | 0 | 0 | 1320 | OFFLINE | N | s277154 | 44378.4928
38753-MKT Actual June 2021 | RP2KPAEG-Rockport 2 KP AEG | 2021-06-19 07:00 | 0 | 0 | 1.688 | 1.688 | 0 | 0 | 0 | 0 |  | 0 | 0 | 1320 | OFFLINE | N | s277154 | 44378.4928
38753-MKT Actual June 2021 | RP2KPAEG-Rockport 2 KP AEG | 2021-06-19 08:00 | 0 | 0 | 1.678 | 1.678 | 0 | 0 | 0 | 0 |  | 0 | 0 | 1320 | OFFLINE | N | s277154 | 44378.4928
38753-MKT Actual June 2021 | RP2KPAEG-Rockport 2 KP AEG | 2021-06-19 09:00 | 0 | 0 | 1.678 | 1.678 | 0 | 0 | 0 | 0 |  | 0 | 0 | 1320 | OFFLINE | N | s277154 | 44378.4928
38753-MKT Actual June 2021 | RP2KPAEG-Rockport 2 KP AEG | 2021-06-19 10:00 | 0 | 0 | 1.678 | 1.678 | 0 | 0 | 0 | 0 |  | 0 | 0 | 1320 | OFFLINE | N | s277154 | 44378.4928
38753-MKT Actual June 2021 | RP2KPAEG-Rockport 2 KP AEG | 2021-06-19 11:00 | 0 | 0 | 1.688 | 1.688 | 0 | 0 | 0 | 0 |  | 0 | 0 | 1320 | OFFLINE | N | s277154 | 44378.4928
38753-MKT Actual June 2021 | RP2KPAEG-Rockport 2 KP AEG | 2021-06-19 12:00 | 0 | 0 | 1.688 | 1.688 | 0 | 0 | 0 | 0 |  | 0 | 0 | 1320 | OFFLINE | N | s277154 | 44378.4928
38753-MKT Actual June 2021 | RP2KPAEG-Rockport 2 KP AEG | 2021-06-19 13:00 | 0 | 0 | 1.688 | 1.688 | 0 | 0 | 0 | 0 |  | 0 | 0 | 1320 | OFFLINE | N | s277154 | 44378.4928
38753-MKT Actual June 2021 | RP2KPAEG-Rockport 2 KP AEG | 2021-06-19 14:00 | 0 | 0 | 1.698 | 1.698 | 0 | 0 | 0 | 0 |  | 0 | 0 | 1320 | OFFLINE | N | s277154 | 44378.4928
38753-MKT Actual June 2021 | RP2KPAEG-Rockport 2 KP AEG | 2021-06-19 15:00 | 0 | 0 | 1.698 | 1.698 | 0 | 0 | 0 | 0 |  | 0 | 0 | 1320 | OFFLINE | N | s277154 | 44378.4928
38753-MKT Actual June 2021 | RP2KPAEG-Rockport 2 KP AEG | 2021-06-19 16:00 | 0 | 0 | 1.698 | 1.698 | 0 | 0 | 0 | 0 |  | 0 | 0 | 1320 | OFFLINE | N | s277154 | 44378.4928
38753-MKT Actual June 2021 | RP2KPAEG-Rockport 2 KP AEG | 2021-06-19 17:00 | 0 | 0 | 1.698 | 1.698 | 0 | 0 | 0 | 0 |  | 0 | 0 | 1320 | OFFLINE | N | s277154 | 44378.4928
38753-MKT Actual June 2021 | RP2KPAEG-Rockport 2 KP AEG | 2021-06-19 18:00 | 0 | 0 | 1.688 | 1.688 | 0 | 0 | 0 | 0 |  | 0 | 0 | 1320 | OFFLINE | N | s277154 | 44378.4928
38753-MKT Actual June 2021 | RP2KPAEG-Rockport 2 KP AEG | 2021-06-19 19:00 | 0 | 0 | 1.698 | 1.698 | 0 | 0 | 0 | 0 |  | 0 | 0 | 1320 | OFFLINE | N | s277154 | 44378.4928
38753-MKT Actual June 2021 | RP2KPAEG-Rockport 2 KP AEG | 2021-06-19 20:00 | 0 | 0 | 1.688 | 1.688 | 0 | 0 | 0 | 0 |  | 0 | 0 | 1320 | OFFLINE | N | s277154 | 44378.4928
38753-MKT Actual June 2021 | RP2KPAEG-Rockport 2 KP AEG | 2021-06-19 21:00 | 0 | 0 | 1.688 | 1.688 | 0 | 0 | 0 | 0 |  | 0 | 0 | 1320 | OFFLINE | N | s277154 | 44378.4928
38753-MKT Actual June 2021 | RP2KPAEG-Rockport 2 KP AEG | 2021-06-19 22:00 | 0 | 0 | 1.698 | 1.698 | 0 | 0 | 0 | 0 |  | 0 | 0 | 1320 | OFFLINE | N | s277154 | 44378.4928
38753-MKT Actual June 2021 | RP2KPAEG-Rockport 2 KP AEG | 2021-06-19 23:00 | 0 | 0 | 1.698 | 1.698 | 0 | 0 | 0 | 0 |  | 0 | 0 | 1320 | OFFLINE | N | s277154 | 44378.4928
38753-MKT Actual June 2021 | RP2KPAEG-Rockport 2 KP AEG | 2021-06-20 | 0 | 0 | 1.688 | 1.688 | 0 | 0 | 0 | 0 |  | 0 | 0 | 1320 | OFFLINE | N | s277154 | 44378.4928
38753-MKT Actual June 2021 | RP2KPAEG-Rockport 2 KP AEG | 2021-06-20 01:00 | 0 | 0 | 1.668 | 1.668 | 0 | 0 | 0 | 0 |  | 0 | 0 | 1320 | OFFLINE | N | s277154 | 44378.4928
38753-MKT Actual June 2021 | RP2KPAEG-Rockport 2 KP AEG | 2021-06-20 02:00 | 0 | 0 | 1.688 | 1.688 | 0 | 0 | 0 | 0 |  | 0 | 0 | 1320 | OFFLINE | N | s277154 | 44378.4928
38753-MKT Actual June 2021 | RP2KPAEG-Rockport 2 KP AEG | 2021-06-20 03:00 | 0 | 0 | 1.698 | 1.698 | 0 | 0 | 0 | 0 |  | 0 | 0 | 1320 | OFFLINE | N | s277154 | 44378.4928
38753-MKT Actual June 2021 | RP2KPAEG-Rockport 2 KP AEG | 2021-06-20 04:00 | 0 | 0 | 1.698 | 1.698 | 0 | 0 | 0 | 0 |  | 0 | 0 | 1320 | OFFLINE | N | s277154 | 44378.4928
38753-MKT Actual June 2021 | RP2KPAEG-Rockport 2 KP AEG | 2021-06-20 05:00 | 0 | 0 | 1.688 | 1.688 | 0 | 0 | 0 | 0 |  | 0 | 0 | 1320 | OFFLINE | N | s277154 | 44378.4928
38753-MKT Actual June 2021 | RP2KPAEG-Rockport 2 KP AEG | 2021-06-20 06:00 | 0 | 0 | 1.698 | 1.698 | 0 | 0 | 0 | 0 |  | 0 | 0 | 1320 | OFFLINE | N | s277154 | 44378.4928
38753-MKT Actual June 2021 | RP2KPAEG-Rockport 2 KP AEG | 2021-06-20 07:00 | 0 | 0 | 1.688 | 1.688 | 0 | 0 | 0 | 0 |  | 0 | 0 | 1320 | OFFLINE | N | s277154 | 44378.4928
38753-MKT Actual June 2021 | RP2KPAEG-Rockport 2 KP AEG | 2021-06-20 08:00 | 0 | 0 | 1.678 | 1.678 | 0 | 0 | 0 | 0 |  | 0 | 0 | 1320 | OFFLINE | N | s277154 | 44378.4928
38753-MKT Actual June 2021 | RP2KPAEG-Rockport 2 KP AEG | 2021-06-20 09:00 | 0 | 0 | 1.668 | 1.668 | 0 | 0 | 0 | 0 |  | 0 | 0 | 1320 | OFFLINE | N | s277154 | 44378.4928
38753-MKT Actual June 2021 | RP2KPAEG-Rockport 2 KP AEG | 2021-06-20 10:00 | 0 | 0 | 1.678 | 1.678 | 0 | 0 | 0 | 0 |  | 0 | 0 | 1320 | OFFLINE | N | s277154 | 44378.4928
38753-MKT Actual June 2021 | RP2KPAEG-Rockport 2 KP AEG | 2021-06-20 11:00 | 0 | 0 | 1.678 | 1.678 | 0 | 0 | 0 | 0 |  | 0 | 0 | 1320 | OFFLINE | N | s277154 | 44378.4928
38753-MKT Actual June 2021 | RP2KPAEG-Rockport 2 KP AEG | 2021-06-20 12:00 | 0 | 0 | 1.668 | 1.668 | 0 | 0 | 0 | 0 |  | 0 | 0 | 1320 | OFFLINE | N | s277154 | 44378.4928
38753-MKT Actual June 2021 | RP2KPAEG-Rockport 2 KP AEG | 2021-06-20 13:00 | 0 | 0 | 1.678 | 1.678 | 0 | 0 | 0 | 0 |  | 0 | 0 | 1320 | OFFLINE | N | s277154 | 44378.4928
38753-MKT Actual June 2021 | RP2KPAEG-Rockport 2 KP AEG | 2021-06-20 14:00 | 0 | 0 | 1.668 | 1.668 | 0 | 0 | 0 | 0 |  | 0 | 0 | 1320 | OFFLINE | N | s277154 | 44378.4928
38753-MKT Actual June 2021 | RP2KPAEG-Rockport 2 KP AEG | 2021-06-20 15:00 | 0 | 0 | 1.658 | 1.658 | 0 | 0 | 0 | 0 |  | 0 | 0 | 1320 | OFFLINE | N | s277154 | 44378.4928
38753-MKT Actual June 2021 | RP2KPAEG-Rockport 2 KP AEG | 2021-06-20 16:00 | 0 | 0 | 1.658 | 1.658 | 0 | 0 | 0 | 0 |  | 0 | 0 | 1320 | OFFLINE | N | s277154 | 44378.4928
38753-MKT Actual June 2021 | RP2KPAEG-Rockport 2 KP AEG | 2021-06-20 17:00 | 0 | 0 | 1.648 | 1.648 | 0 | 0 | 0 | 0 |  | 0 | 0 | 1320 | OFFLINE | N | s277154 | 44378.4928
38753-MKT Actual June 2021 | RP2KPAEG-Rockport 2 KP AEG | 2021-06-20 18:00 | 0 | 0 | 1.638 | 1.638 | 0 | 0 | 0 | 0 |  | 0 | 0 | 1320 | OFFLINE | N | s277154 | 44378.4928
38753-MKT Actual June 2021 | RP2KPAEG-Rockport 2 KP AEG | 2021-06-20 19:00 | 0 | 0 | 1.514 | 1.514 | 0 | 0 | 0 | 0 |  | 0 | 0 | 1320 | OFFLINE | N | s277154 | 44378.4928
38753-MKT Actual June 2021 | RP2KPAEG-Rockport 2 KP AEG | 2021-06-20 20:00 | 0 | 0 | 1.122 | 1.122 | 0 | 0 | 0 | 0 |  | 0 | 0 | 1320 | OFFLINE | N | s277154 | 44378.4928
38753-MKT Actual June 2021 | RP2KPAEG-Rockport 2 KP AEG | 2021-06-20 21:00 | 0 | 0 | 1.122 | 1.122 | 0 | 0 | 0 | 0 |  | 0 | 0 | 1320 | OFFLINE | N | s277154 | 44378.4928
38753-MKT Actual June 2021 | RP2KPAEG-Rockport 2 KP AEG | 2021-06-20 22:00 | 0 | 0 | 1.112 | 1.112 | 0 | 0 | 0 | 0 |  | 0 | 0 | 1320 | OFFLINE | N | s277154 | 44378.4928
38753-MKT Actual June 2021 | RP2KPAEG-Rockport 2 KP AEG | 2021-06-20 23:00 | 0 | 0 | 1.132 | 1.132 | 0 | 0 | 0 | 0 |  | 0 | 0 | 1320 | OFFLINE | N | s277154 | 44378.4928
38753-MKT Actual June 2021 | RP2KPAEG-Rockport 2 KP AEG | 2021-06-21 | 0 | 0 | 1.132 | 1.132 | 0 | 0 | 0 | 0 |  | 0 | 0 | 1320 | OFFLINE | N | s277154 | 44378.4928
38753-MKT Actual June 2021 | RP2KPAEG-Rockport 2 KP AEG | 2021-06-21 01:00 | 0 | 0 | 1.122 | 1.122 | 0 | 0 | 0 | 0 |  | 0 | 0 | 1320 | OFFLINE | N | s277154 | 44378.4928
38753-MKT Actual June 2021 | RP2KPAEG-Rockport 2 KP AEG | 2021-06-21 02:00 | 0 | 0 | 1.132 | 1.132 | 0 | 0 | 0 | 0 |  | 0 | 0 | 1320 | OFFLINE | N | s277154 | 44378.4928
38753-MKT Actual June 2021 | RP2KPAEG-Rockport 2 KP AEG | 2021-06-21 03:00 | 0 | 0 | 1.122 | 1.122 | 0 | 0 | 0 | 0 |  | 0 | 0 | 1320 | OFFLINE | N | s277154 | 44378.4928
38753-MKT Actual June 2021 | RP2KPAEG-Rockport 2 KP AEG | 2021-06-21 04:00 | 0 | 0 | 1.112 | 1.112 | 0 | 0 | 0 | 0 |  | 0 | 0 | 1320 | OFFLINE | N | s277154 | 44378.4928
38753-MKT Actual June 2021 | RP2KPAEG-Rockport 2 KP AEG | 2021-06-21 05:00 | 0 | 0 | 1.092 | 1.092 | 0 | 0 | 0 | 0 |  | 0 | 0 | 1320 | OFFLINE | N | s277154 | 44378.4928
38753-MKT Actual June 2021 | RP2KPAEG-Rockport 2 KP AEG | 2021-06-21 06:00 | 0 | 0 | 1.112 | 1.112 | 0 | 0 | 0 | 0 |  | 0 | 0 | 1320 | OFFLINE | N | s277154 | 44378.4928
38753-MKT Actual June 2021 | RP2KPAEG-Rockport 2 KP AEG | 2021-06-21 07:00 | 0 | 0 | 1.112 | 1.112 | 0 | 0 | 0 | 0 |  | 0 | 0 | 1320 | OFFLINE | N | s277154 | 44378.4928
38753-MKT Actual June 2021 | RP2KPAEG-Rockport 2 KP AEG | 2021-06-21 08:00 | 0 | 0 | 1.112 | 1.112 | 0 | 0 | 0 | 0 |  | 0 | 0 | 1320 | OFFLINE | N | s277154 | 44378.4928
38753-MKT Actual June 2021 | RP2KPAEG-Rockport 2 KP AEG | 2021-06-21 09:00 | 0 | 0 | 1.112 | 1.112 | 0 | 0 | 0 | 0 |  | 0 | 0 | 1320 | OFFLINE | N | s277154 | 44378.4928
38753-MKT Actual June 2021 | RP2KPAEG-Rockport 2 KP AEG | 2021-06-21 10:00 | 0 | 0 | 1.112 | 1.112 | 0 | 0 | 0 | 0 |  | 0 | 0 | 1320 | OFFLINE | N | s277154 | 44378.4928
38753-MKT Actual June 2021 | RP2KPAEG-Rockport 2 KP AEG | 2021-06-21 11:00 | 0 | 0 | 1.082 | 1.082 | 0 | 0 | 0 | 0 |  | 0 | 0 | 1320 | OFFLINE | N | s277154 | 44378.4928
38753-MKT Actual June 2021 | RP2KPAEG-Rockport 2 KP AEG | 2021-06-21 12:00 | 0 | 0 | 1.082 | 1.082 | 0 | 0 | 0 | 0 |  | 0 | 0 | 1320 | OFFLINE | N | s277154 | 44378.4928
38753-MKT Actual June 2021 | RP2KPAEG-Rockport 2 KP AEG | 2021-06-21 13:00 | 0 | 0 | 1.072 | 1.072 | 0 | 0 | 0 | 0 |  | 0 | 0 | 1320 | OFFLINE | N | s277154 | 44378.4928
38753-MKT Actual June 2021 | RP2KPAEG-Rockport 2 KP AEG | 2021-06-21 14:00 | 0 | 0 | 1.082 | 1.082 | 0 | 0 | 0 | 0 |  | 0 | 0 | 1320 | OFFLINE | N | s277154 | 44378.4928
38753-MKT Actual June 2021 | RP2KPAEG-Rockport 2 KP AEG | 2021-06-21 15:00 | 0 | 0 | 1.082 | 1.082 | 0 | 0 | 0 | 0 |  | 0 | 0 | 1320 | OFFLINE | N | s277154 | 44378.4928
38753-MKT Actual June 2021 | RP2KPAEG-Rockport 2 KP AEG | 2021-06-21 16:00 | 0 | 0 | 1.102 | 1.102 | 0 | 0 | 0 | 0 |  | 0 | 0 | 1320 | OFFLINE | N | s277154 | 44378.4928
38753-MKT Actual June 2021 | RP2KPAEG-Rockport 2 KP AEG | 2021-06-21 17:00 | 0 | 0 | 1.102 | 1.102 | 0 | 0 | 0 | 0 |  | 0 | 0 | 1320 | OFFLINE | N | s277154 | 44378.4928
38753-MKT Actual June 2021 | RP2KPAEG-Rockport 2 KP AEG | 2021-06-21 18:00 | 0 | 0 | 1.102 | 1.102 | 0 | 0 | 0 | 0 |  | 0 | 0 | 1320 | OFFLINE | N | s277154 | 44378.4928
38753-MKT Actual June 2021 | RP2KPAEG-Rockport 2 KP AEG | 2021-06-21 19:00 | 0 | 0 | 1.112 | 1.112 | 0 | 0 | 0 | 0 |  | 0 | 0 | 1320 | OFFLINE | N | s277154 | 44378.4928
38753-MKT Actual June 2021 | RP2KPAEG-Rockport 2 KP AEG | 2021-06-21 20:00 | 0 | 0 | 1.294 | 1.294 | 0 | 0 | 0 | 0 |  | 0 | 0 | 1320 | OFFLINE | N | s277154 | 44378.4928
38753-MKT Actual June 2021 | RP2KPAEG-Rockport 2 KP AEG | 2021-06-21 21:00 | 0 | 0 | 1.638 | 1.638 | 0 | 0 | 0 | 0 |  | 0 | 0 | 1320 | OFFLINE | N | s277154 | 44378.4928
38753-MKT Actual June 2021 | RP2KPAEG-Rockport 2 KP AEG | 2021-06-21 22:00 | 0 | 0 | 1.648 | 1.648 | 0 | 0 | 0 | 0 |  | 0 | 0 | 1320 | OFFLINE | N | s277154 | 44378.4928
38753-MKT Actual June 2021 | RP2KPAEG-Rockport 2 KP AEG | 2021-06-21 23:00 | 0 | 0 | 1.658 | 1.658 | 0 | 0 | 0 | 0 |  | 0 | 0 | 1320 | OFFLINE | N | s277154 | 44378.4928
38753-MKT Actual June 2021 | RP2KPAEG-Rockport 2 KP AEG | 2021-06-22 | 0 | 0 | 1.618 | 1.618 | 0 | 0 | 0 | 0 |  | 0 | 0 | 1320 | OFFLINE | N | s277154 | 44378.4928
38753-MKT Actual June 2021 | RP2KPAEG-Rockport 2 KP AEG | 2021-06-22 01:00 | 0 | 0 | 1.628 | 1.628 | 0 | 0 | 0 | 0 |  | 0 | 0 | 1320 | OFFLINE | N | s277154 | 44378.4928
38753-MKT Actual June 2021 | RP2KPAEG-Rockport 2 KP AEG | 2021-06-22 02:00 | 0 | 0 | 1.628 | 1.628 | 0 | 0 | 0 | 0 |  | 0 | 0 | 1320 | OFFLINE | N | s277154 | 44378.4928
38753-MKT Actual June 2021 | RP2KPAEG-Rockport 2 KP AEG | 2021-06-22 03:00 | 0 | 0 | 1.628 | 1.628 | 0 | 0 | 0 | 0 |  | 0 | 0 | 1320 | OFFLINE | N | s277154 | 44378.4928
38753-MKT Actual June 2021 | RP2KPAEG-Rockport 2 KP AEG | 2021-06-22 04:00 | 0 | 0 | 1.628 | 1.628 | 0 | 0 | 0 | 0 |  | 0 | 0 | 1320 | OFFLINE | N | s277154 | 44378.4928
38753-MKT Actual June 2021 | RP2KPAEG-Rockport 2 KP AEG | 2021-06-22 05:00 | 0 | 0 | 1.608 | 1.608 | 0 | 0 | 0 | 0 |  | 0 | 0 | 1320 | OFFLINE | N | s277154 | 44378.4928
38753-MKT Actual June 2021 | RP2KPAEG-Rockport 2 KP AEG | 2021-06-22 06:00 | 0 | 0 | 1.618 | 1.618 | 0 | 0 | 0 | 0 |  | 0 | 0 | 1320 | OFFLINE | N | s277154 | 44378.4928
38753-MKT Actual June 2021 | RP2KPAEG-Rockport 2 KP AEG | 2021-06-22 07:00 | 0 | 0 | 1.14 | 1.14 | 0 | 0 | 0 | 0 |  | 0 | 0 | 1320 | OFFLINE | N | s277154 | 44378.4928
38753-MKT Actual June 2021 | RP2KPAEG-Rockport 2 KP AEG | 2021-06-22 08:00 | 0 | 0 | 1.092 | 1.092 | 0 | 0 | 0 | 0 |  | 0 | 0 | 1320 | OFFLINE | N | s277154 | 44378.4928
38753-MKT Actual June 2021 | RP2KPAEG-Rockport 2 KP AEG | 2021-06-22 09:00 | 0 | 0 | 1.082 | 1.082 | 0 | 0 | 0 | 0 |  | 0 | 0 | 1320 | OFFLINE | N | s277154 | 44378.4928
38753-MKT Actual June 2021 | RP2KPAEG-Rockport 2 KP AEG | 2021-06-22 10:00 | 0 | 0 | 1.092 | 1.092 | 0 | 0 | 0 | 0 |  | 0 | 0 | 1320 | OFFLINE | N | s277154 | 44378.4928
38753-MKT Actual June 2021 | RP2KPAEG-Rockport 2 KP AEG | 2021-06-22 11:00 | 0 | 0 | 1.092 | 1.092 | 0 | 0 | 0 | 0 |  | 0 | 0 | 1320 | OFFLINE | N | s277154 | 44378.4928
38753-MKT Actual June 2021 | RP2KPAEG-Rockport 2 KP AEG | 2021-06-22 12:00 | 0 | 0 | 1.102 | 1.102 | 0 | 0 | 0 | 0 |  | 0 | 0 | 1320 | OFFLINE | N | s277154 | 44378.4928
38753-MKT Actual June 2021 | RP2KPAEG-Rockport 2 KP AEG | 2021-06-22 13:00 | 0 | 0 | 1.082 | 1.082 | 0 | 0 | 0 | 0 |  | 0 | 0 | 1320 | OFFLINE | N | s277154 | 44378.4928
38753-MKT Actual June 2021 | RP2KPAEG-Rockport 2 KP AEG | 2021-06-22 14:00 | 0 | 0 | 1.082 | 1.082 | 0 | 0 | 0 | 0 |  | 0 | 0 | 1320 | OFFLINE | N | s277154 | 44378.4928
38753-MKT Actual June 2021 | RP2KPAEG-Rockport 2 KP AEG | 2021-06-22 15:00 | 0 | 0 | 1.092 | 1.092 | 0 | 0 | 0 | 0 |  | 0 | 0 | 1320 | OFFLINE | N | s277154 | 44378.4928
38753-MKT Actual June 2021 | RP2KPAEG-Rockport 2 KP AEG | 2021-06-22 16:00 | 0 | 0 | 1.082 | 1.082 | 0 | 0 | 0 | 0 |  | 0 | 0 | 1320 | OFFLINE | N | s277154 | 44378.4928
38753-MKT Actual June 2021 | RP2KPAEG-Rockport 2 KP AEG | 2021-06-22 17:00 | 0 | 0 | 1.072 | 1.072 | 0 | 0 | 0 | 0 |  | 0 | 0 | 1320 | OFFLINE | N | s277154 | 44378.4928
38753-MKT Actual June 2021 | RP2KPAEG-Rockport 2 KP AEG | 2021-06-22 18:00 | 0 | 0 | 1.082 | 1.082 | 0 | 0 | 0 | 0 |  | 0 | 0 | 1320 | OFFLINE | N | s277154 | 44378.4928
38753-MKT Actual June 2021 | RP2KPAEG-Rockport 2 KP AEG | 2021-06-22 19:00 | 0 | 0 | 1.082 | 1.082 | 0 | 0 | 0 | 0 |  | 0 | 0 | 1320 | OFFLINE | N | s277154 | 44378.4928
38753-MKT Actual June 2021 | RP2KPAEG-Rockport 2 KP AEG | 2021-06-22 20:00 | 0 | 0 | 1.082 | 1.082 | 0 | 0 | 0 | 0 |  | 0 | 0 | 1320 | OFFLINE | N | s277154 | 44378.4928
38753-MKT Actual June 2021 | RP2KPAEG-Rockport 2 KP AEG | 2021-06-22 21:00 | 0 | 0 | 1.082 | 1.082 | 0 | 0 | 0 | 0 |  | 0 | 0 | 1320 | OFFLINE | N | s277154 | 44378.4928
38753-MKT Actual June 2021 | RP2KPAEG-Rockport 2 KP AEG | 2021-06-22 22:00 | 0 | 0 | 1.092 | 1.092 | 0 | 0 | 0 | 0 |  | 0 | 0 | 1320 | OFFLINE | N | s277154 | 44378.4928
38753-MKT Actual June 2021 | RP2KPAEG-Rockport 2 KP AEG | 2021-06-22 23:00 | 0 | 0 | 1.092 | 1.092 | 0 | 0 | 0 | 0 |  | 0 | 0 | 1320 | OFFLINE | N | s277154 | 44378.4928
38753-MKT Actual June 2021 | RP2KPAEG-Rockport 2 KP AEG | 2021-06-23 | 0 | 0 | 1.082 | 1.082 | 0 | 0 | 0 | 0 |  | 0 | 0 | 1320 | OFFLINE | N | s277154 | 44378.4928
38753-MKT Actual June 2021 | RP2KPAEG-Rockport 2 KP AEG | 2021-06-23 01:00 | 0 | 0 | 1.082 | 1.082 | 0 | 0 | 0 | 0 |  | 0 | 0 | 1320 | OFFLINE | N | s277154 | 44378.4928
38753-MKT Actual June 2021 | RP2KPAEG-Rockport 2 KP AEG | 2021-06-23 02:00 | 0 | 0 | 1.092 | 1.092 | 0 | 0 | 0 | 0 |  | 0 | 0 | 1320 | OFFLINE | N | s277154 | 44378.4928
38753-MKT Actual June 2021 | RP2KPAEG-Rockport 2 KP AEG | 2021-06-23 03:00 | 0 | 0 | 1.092 | 1.092 | 0 | 0 | 0 | 0 |  | 0 | 0 | 1320 | OFFLINE | N | s277154 | 44378.4928
38753-MKT Actual June 2021 | RP2KPAEG-Rockport 2 KP AEG | 2021-06-23 04:00 | 0 | 0 | 1.092 | 1.092 | 0 | 0 | 0 | 0 |  | 0 | 0 | 1320 | OFFLINE | N | s277154 | 44378.4928
38753-MKT Actual June 2021 | RP2KPAEG-Rockport 2 KP AEG | 2021-06-23 05:00 | 0 | 0 | 1.082 | 1.082 | 0 | 0 | 0 | 0 |  | 0 | 0 | 1320 | OFFLINE | N | s277154 | 44378.4928
38753-MKT Actual June 2021 | RP2KPAEG-Rockport 2 KP AEG | 2021-06-23 06:00 | 0 | 0 | 1.092 | 1.092 | 0 | 0 | 0 | 0 |  | 0 | 0 | 1320 | OFFLINE | N | s277154 | 44378.4928
38753-MKT Actual June 2021 | RP2KPAEG-Rockport 2 KP AEG | 2021-06-23 07:00 | 0 | 0 | 1.102 | 1.102 | 0 | 0 | 0 | 0 |  | 0 | 0 | 1320 | OFFLINE | N | s277154 | 44378.4928
38753-MKT Actual June 2021 | RP2KPAEG-Rockport 2 KP AEG | 2021-06-23 08:00 | 0 | 0 | 1.102 | 1.102 | 0 | 0 | 0 | 0 |  | 0 | 0 | 1320 | OFFLINE | N | s277154 | 44378.4928
38753-MKT Actual June 2021 | RP2KPAEG-Rockport 2 KP AEG | 2021-06-23 09:00 | 0 | 0 | 1.082 | 1.082 | 0 | 0 | 0 | 0 |  | 0 | 0 | 1320 | OFFLINE | N | s277154 | 44378.4928
38753-MKT Actual June 2021 | RP2KPAEG-Rockport 2 KP AEG | 2021-06-23 10:00 | 0 | 0 | 1.092 | 1.092 | 0 | 0 | 0 | 0 |  | 0 | 0 | 1320 | OFFLINE | N | s277154 | 44378.4928
38753-MKT Actual June 2021 | RP2KPAEG-Rockport 2 KP AEG | 2021-06-23 11:00 | 0 | 0 | 1.092 | 1.092 | 0 | 0 | 0 | 0 |  | 0 | 0 | 1320 | OFFLINE | N | s277154 | 44378.4928
38753-MKT Actual June 2021 | RP2KPAEG-Rockport 2 KP AEG | 2021-06-23 12:00 | 0 | 0 | 1.112 | 1.112 | 0 | 0 | 0 | 0 |  | 0 | 0 | 1320 | OFFLINE | N | s277154 | 44378.4928
38753-MKT Actual June 2021 | RP2KPAEG-Rockport 2 KP AEG | 2021-06-23 13:00 | 0 | 0 | 1.092 | 1.092 | 0 | 0 | 0 | 0 |  | 0 | 0 | 1320 | OFFLINE | N | s277154 | 44378.4928
38753-MKT Actual June 2021 | RP2KPAEG-Rockport 2 KP AEG | 2021-06-23 14:00 | 0 | 0 | 1.102 | 1.102 | 0 | 0 | 0 | 0 |  | 0 | 0 | 1320 | OFFLINE | N | s277154 | 44378.4928
38753-MKT Actual June 2021 | RP2KPAEG-Rockport 2 KP AEG | 2021-06-23 15:00 | 0 | 0 | 1.102 | 1.102 | 0 | 0 | 0 | 0 |  | 0 | 0 | 1320 | OFFLINE | N | s277154 | 44378.4928
38753-MKT Actual June 2021 | RP2KPAEG-Rockport 2 KP AEG | 2021-06-23 16:00 | 0 | 0 | 1.092 | 1.092 | 0 | 0 | 0 | 0 |  | 0 | 0 | 1320 | OFFLINE | N | s277154 | 44378.4928
38753-MKT Actual June 2021 | RP2KPAEG-Rockport 2 KP AEG | 2021-06-23 17:00 | 0 | 0 | 1.092 | 1.092 | 0 | 0 | 0 | 0 |  | 0 | 0 | 1320 | OFFLINE | N | s277154 | 44378.4928
38753-MKT Actual June 2021 | RP2KPAEG-Rockport 2 KP AEG | 2021-06-23 18:00 | 0 | 0 | 1.122 | 1.122 | 0 | 0 | 0 | 0 |  | 0 | 0 | 1320 | OFFLINE | N | s277154 | 44378.4928
38753-MKT Actual June 2021 | RP2KPAEG-Rockport 2 KP AEG | 2021-06-23 19:00 | 0 | 0 | 1.142 | 1.142 | 0 | 0 | 0 | 0 |  | 0 | 0 | 1320 | OFFLINE | N | s277154 | 44378.4928
38753-MKT Actual June 2021 | RP2KPAEG-Rockport 2 KP AEG | 2021-06-23 20:00 | 0 | 0 | 1.112 | 1.112 | 0 | 0 | 0 | 0 |  | 0 | 0 | 1320 | OFFLINE | N | s277154 | 44378.4928
38753-MKT Actual June 2021 | RP2KPAEG-Rockport 2 KP AEG | 2021-06-23 21:00 | 0 | 0 | 1.082 | 1.082 | 0 | 0 | 0 | 0 |  | 0 | 0 | 1320 | OFFLINE | N | s277154 | 44378.4928
38753-MKT Actual June 2021 | RP2KPAEG-Rockport 2 KP AEG | 2021-06-23 22:00 | 0 | 0 | 1.092 | 1.092 | 0 | 0 | 0 | 0 |  | 0 | 0 | 1320 | OFFLINE | N | s277154 | 44378.4928
38753-MKT Actual June 2021 | RP2KPAEG-Rockport 2 KP AEG | 2021-06-23 23:00 | 0 | 0 | 1.102 | 1.102 | 0 | 0 | 0 | 0 |  | 0 | 0 | 1320 | OFFLINE | N | s277154 | 44378.4928
38753-MKT Actual June 2021 | RP2KPAEG-Rockport 2 KP AEG | 2021-06-24 | 0 | 0 | 1.102 | 1.102 | 0 | 0 | 0 | 0 |  | 0 | 0 | 1320 | OFFLINE | N | s277154 | 44378.4928
38753-MKT Actual June 2021 | RP2KPAEG-Rockport 2 KP AEG | 2021-06-24 01:00 | 0 | 0 | 1.102 | 1.102 | 0 | 0 | 0 | 0 |  | 0 | 0 | 1320 | OFFLINE | N | s277154 | 44378.4928
38753-MKT Actual June 2021 | RP2KPAEG-Rockport 2 KP AEG | 2021-06-24 02:00 | 0 | 0 | 1.092 | 1.092 | 0 | 0 | 0 | 0 |  | 0 | 0 | 1320 | OFFLINE | N | s277154 | 44378.4928
38753-MKT Actual June 2021 | RP2KPAEG-Rockport 2 KP AEG | 2021-06-24 03:00 | 0 | 0 | 1.102 | 1.102 | 0 | 0 | 0 | 0 |  | 0 | 0 | 1320 | OFFLINE | N | s277154 | 44378.4928
38753-MKT Actual June 2021 | RP2KPAEG-Rockport 2 KP AEG | 2021-06-24 04:00 | 0 | 0 | 1.102 | 1.102 | 0 | 0 | 0 | 0 |  | 0 | 0 | 1320 | OFFLINE | N | s277154 | 44378.4928
38753-MKT Actual June 2021 | RP2KPAEG-Rockport 2 KP AEG | 2021-06-24 05:00 | 0 | 0 | 1.082 | 1.082 | 0 | 0 | 0 | 0 |  | 0 | 0 | 1320 | OFFLINE | N | s277154 | 44378.4928
38753-MKT Actual June 2021 | RP2KPAEG-Rockport 2 KP AEG | 2021-06-24 06:00 | 0 | 0 | 1.102 | 1.102 | 0 | 0 | 0 | 0 |  | 0 | 0 | 1320 | OFFLINE | N | s277154 | 44378.4928
38753-MKT Actual June 2021 | RP2KPAEG-Rockport 2 KP AEG | 2021-06-24 07:00 | 0 | 0 | 1.102 | 1.102 | 0 | 0 | 0 | 0 |  | 0 | 0 | 1320 | OFFLINE | N | s277154 | 44378.4928
38753-MKT Actual June 2021 | RP2KPAEG-Rockport 2 KP AEG | 2021-06-24 08:00 | 0 | 0 | 1.102 | 1.102 | 0 | 0 | 0 | 0 |  | 0 | 0 | 1320 | OFFLINE | N | s277154 | 44378.4928
38753-MKT Actual June 2021 | RP2KPAEG-Rockport 2 KP AEG | 2021-06-24 09:00 | 0 | 0 | 1.102 | 1.102 | 0 | 0 | 0 | 0 |  | 0 | 0 | 1320 | OFFLINE | N | s277154 | 44378.4928
38753-MKT Actual June 2021 | RP2KPAEG-Rockport 2 KP AEG | 2021-06-24 10:00 | 0 | 0 | 1.112 | 1.112 | 0 | 0 | 0 | 0 |  | 0 | 0 | 1320 | OFFLINE | N | s277154 | 44378.4928
38753-MKT Actual June 2021 | RP2KPAEG-Rockport 2 KP AEG | 2021-06-24 11:00 | 0 | 0 | 1.102 | 1.102 | 0 | 0 | 0 | 0 |  | 0 | 0 | 1320 | OFFLINE | N | s277154 | 44378.4928
38753-MKT Actual June 2021 | RP2KPAEG-Rockport 2 KP AEG | 2021-06-24 12:00 | 0 | 0 | 1.102 | 1.102 | 0 | 0 | 0 | 0 |  | 0 | 0 | 1320 | OFFLINE | N | s277154 | 44378.4928
38753-MKT Actual June 2021 | RP2KPAEG-Rockport 2 KP AEG | 2021-06-24 13:00 | 0 | 0 | 1.102 | 1.102 | 0 | 0 | 0 | 0 |  | 0 | 0 | 1320 | OFFLINE | N | s277154 | 44378.4928
38753-MKT Actual June 2021 | RP2KPAEG-Rockport 2 KP AEG | 2021-06-24 14:00 | 0 | 0 | 1.102 | 1.102 | 0 | 0 | 0 | 0 |  | 0 | 0 | 1320 | OFFLINE | N | s277154 | 44378.4928
38753-MKT Actual June 2021 | RP2KPAEG-Rockport 2 KP AEG | 2021-06-24 15:00 | 0 | 0 | 1.102 | 1.102 | 0 | 0 | 0 | 0 |  | 0 | 0 | 1320 | OFFLINE | N | s277154 | 44378.4928
38753-MKT Actual June 2021 | RP2KPAEG-Rockport 2 KP AEG | 2021-06-24 16:00 | 0 | 0 | 1.102 | 1.102 | 0 | 0 | 0 | 0 |  | 0 | 0 | 1320 | OFFLINE | N | s277154 | 44378.4928
38753-MKT Actual June 2021 | RP2KPAEG-Rockport 2 KP AEG | 2021-06-24 17:00 | 0 | 0 | 1.082 | 1.082 | 0 | 0 | 0 | 0 |  | 0 | 0 | 1320 | OFFLINE | N | s277154 | 44378.4928
38753-MKT Actual June 2021 | RP2KPAEG-Rockport 2 KP AEG | 2021-06-24 18:00 | 0 | 0 | 1.082 | 1.082 | 0 | 0 | 0 | 0 |  | 0 | 0 | 1320 | OFFLINE | N | s277154 | 44378.4928
38753-MKT Actual June 2021 | RP2KPAEG-Rockport 2 KP AEG | 2021-06-24 19:00 | 0 | 0 | 1.082 | 1.082 | 0 | 0 | 0 | 0 |  | 0 | 0 | 1320 | OFFLINE | N | s277154 | 44378.4928
38753-MKT Actual June 2021 | RP2KPAEG-Rockport 2 KP AEG | 2021-06-24 20:00 | 0 | 0 | 1.072 | 1.072 | 0 | 0 | 0 | 0 |  | 0 | 0 | 1320 | OFFLINE | N | s277154 | 44378.4928
38753-MKT Actual June 2021 | RP2KPAEG-Rockport 2 KP AEG | 2021-06-24 21:00 | 0 | 0 | 1.072 | 1.072 | 0 | 0 | 0 | 0 |  | 0 | 0 | 1320 | OFFLINE | N | s277154 | 44378.4928
38753-MKT Actual June 2021 | RP2KPAEG-Rockport 2 KP AEG | 2021-06-24 22:00 | 0 | 0 | 1.082 | 1.082 | 0 | 0 | 0 | 0 |  | 0 | 0 | 1320 | OFFLINE | N | s277154 | 44378.4928
38753-MKT Actual June 2021 | RP2KPAEG-Rockport 2 KP AEG | 2021-06-24 23:00 | 0 | 0 | 1.092 | 1.092 | 0 | 0 | 0 | 0 |  | 0 | 0 | 1320 | OFFLINE | N | s277154 | 44378.4928
38753-MKT Actual June 2021 | RP2KPAEG-Rockport 2 KP AEG | 2021-06-25 | 0 | 0 | 1.092 | 1.092 | 0 | 0 | 0 | 0 |  | 0 | 0 | 1320 | OFFLINE | N | s277154 | 44378.4928
38753-MKT Actual June 2021 | RP2KPAEG-Rockport 2 KP AEG | 2021-06-25 01:00 | 0 | 0 | 1.082 | 1.082 | 0 | 0 | 0 | 0 |  | 0 | 0 | 1320 | OFFLINE | N | s277154 | 44378.4928
38753-MKT Actual June 2021 | RP2KPAEG-Rockport 2 KP AEG | 2021-06-25 02:00 | 0 | 0 | 1.082 | 1.082 | 0 | 0 | 0 | 0 |  | 0 | 0 | 1320 | OFFLINE | N | s277154 | 44378.4932
38753-MKT Actual June 2021 | RP2KPAEG-Rockport 2 KP AEG | 2021-06-25 03:00 | 0 | 0 | 1.092 | 1.092 | 0 | 0 | 0 | 0 |  | 0 | 0 | 1320 | OFFLINE | N | s277154 | 44378.4932
38753-MKT Actual June 2021 | RP2KPAEG-Rockport 2 KP AEG | 2021-06-25 04:00 | 0 | 0 | 1.072 | 1.072 | 0 | 0 | 0 | 0 |  | 0 | 0 | 1320 | OFFLINE | N | s277154 | 44378.4932
38753-MKT Actual June 2021 | RP2KPAEG-Rockport 2 KP AEG | 2021-06-25 05:00 | 0 | 0 | 1.082 | 1.082 | 0 | 0 | 0 | 0 |  | 0 | 0 | 1320 | OFFLINE | N | s277154 | 44378.4932
38753-MKT Actual June 2021 | RP2KPAEG-Rockport 2 KP AEG | 2021-06-25 06:00 | 0 | 0 | 1.082 | 1.082 | 0 | 0 | 0 | 0 |  | 0 | 0 | 1320 | OFFLINE | N | s277154 | 44378.4932
38753-MKT Actual June 2021 | RP2KPAEG-Rockport 2 KP AEG | 2021-06-25 07:00 | 0 | 0 | 1.092 | 1.092 | 0 | 0 | 0 | 0 |  | 0 | 0 | 1320 | OFFLINE | N | s277154 | 44378.4932
38753-MKT Actual June 2021 | RP2KPAEG-Rockport 2 KP AEG | 2021-06-25 08:00 | 0 | 0 | 1.082 | 1.082 | 0 | 0 | 0 | 0 |  | 0 | 0 | 1320 | OFFLINE | N | s277154 | 44378.4932
38753-MKT Actual June 2021 | RP2KPAEG-Rockport 2 KP AEG | 2021-06-25 09:00 | 0 | 0 | 1.082 | 1.082 | 0 | 0 | 0 | 0 |  | 0 | 0 | 1320 | OFFLINE | N | s277154 | 44378.4932
38753-MKT Actual June 2021 | RP2KPAEG-Rockport 2 KP AEG | 2021-06-25 10:00 | 0 | 0 | 1.072 | 1.072 | 0 | 0 | 0 | 0 |  | 0 | 0 | 1320 | OFFLINE | N | s277154 | 44378.4932
38753-MKT Actual June 2021 | RP2KPAEG-Rockport 2 KP AEG | 2021-06-25 11:00 | 0 | 0 | 1.082 | 1.082 | 0 | 0 | 0 | 0 |  | 0 | 0 | 1320 | OFFLINE | N | s277154 | 44378.4932
38753-MKT Actual June 2021 | RP2KPAEG-Rockport 2 KP AEG | 2021-06-25 12:00 | 0 | 0 | 1.082 | 1.082 | 0 | 0 | 0 | 0 |  | 0 | 0 | 1320 | OFFLINE | N | s277154 | 44378.4932
38753-MKT Actual June 2021 | RP2KPAEG-Rockport 2 KP AEG | 2021-06-25 13:00 | 0 | 0 | 1.072 | 1.072 | 0 | 0 | 0 | 0 |  | 0 | 0 | 1320 | OFFLINE | N | s277154 | 44378.4932
38753-MKT Actual June 2021 | RP2KPAEG-Rockport 2 KP AEG | 2021-06-25 14:00 | 0 | 0 | 1.072 | 1.072 | 0 | 0 | 0 | 0 |  | 0 | 0 | 1320 | OFFLINE | N | s277154 | 44378.4932
38753-MKT Actual June 2021 | RP2KPAEG-Rockport 2 KP AEG | 2021-06-25 15:00 | 0 | 0 | 1.072 | 1.072 | 0 | 0 | 0 | 0 |  | 0 | 0 | 1320 | OFFLINE | N | s277154 | 44378.4932
38753-MKT Actual June 2021 | RP2KPAEG-Rockport 2 KP AEG | 2021-06-25 16:00 | 0 | 0 | 1.072 | 1.072 | 0 | 0 | 0 | 0 |  | 0 | 0 | 1320 | OFFLINE | N | s277154 | 44378.4932
38753-MKT Actual June 2021 | RP2KPAEG-Rockport 2 KP AEG | 2021-06-25 17:00 | 0 | 0 | 1.052 | 1.052 | 0 | 0 | 0 | 0 |  | 0 | 0 | 1320 | OFFLINE | N | s277154 | 44378.4932
38753-MKT Actual June 2021 | RP2KPAEG-Rockport 2 KP AEG | 2021-06-25 18:00 | 0 | 0 | 1.062 | 1.062 | 0 | 0 | 0 | 0 |  | 0 | 0 | 1320 | OFFLINE | N | s277154 | 44378.4932
38753-MKT Actual June 2021 | RP2KPAEG-Rockport 2 KP AEG | 2021-06-25 19:00 | 0 | 0 | 1.062 | 1.062 | 0 | 0 | 0 | 0 |  | 0 | 0 | 1320 | OFFLINE | N | s277154 | 44378.4932
38753-MKT Actual June 2021 | RP2KPAEG-Rockport 2 KP AEG | 2021-06-25 20:00 | 0 | 0 | 1.062 | 1.062 | 0 | 0 | 0 | 0 |  | 0 | 0 | 1320 | OFFLINE | N | s277154 | 44378.4932
38753-MKT Actual June 2021 | RP2KPAEG-Rockport 2 KP AEG | 2021-06-25 21:00 | 0 | 0 | 1.062 | 1.062 | 0 | 0 | 0 | 0 |  | 0 | 0 | 1320 | OFFLINE | N | s277154 | 44378.4932
38753-MKT Actual June 2021 | RP2KPAEG-Rockport 2 KP AEG | 2021-06-25 22:00 | 0 | 0 | 1.062 | 1.062 | 0 | 0 | 0 | 0 |  | 0 | 0 | 1320 | OFFLINE | N | s277154 | 44378.4932
38753-MKT Actual June 2021 | RP2KPAEG-Rockport 2 KP AEG | 2021-06-25 23:00 | 0 | 0 | 1.062 | 1.062 | 0 | 0 | 0 | 0 |  | 0 | 0 | 1320 | OFFLINE | N | s277154 | 44378.4932
38753-MKT Actual June 2021 | RP2KPAEG-Rockport 2 KP AEG | 2021-06-26 | 0 | 0 | 1.072 | 1.072 | 0 | 0 | 0 | 0 |  | 0 | 0 | 1320 | OFFLINE | N | s277154 | 44378.4932
38753-MKT Actual June 2021 | RP2KPAEG-Rockport 2 KP AEG | 2021-06-26 01:00 | 0 | 0 | 1.062 | 1.062 | 0 | 0 | 0 | 0 |  | 0 | 0 | 1320 | OFFLINE | N | s277154 | 44378.4932
38753-MKT Actual June 2021 | RP2KPAEG-Rockport 2 KP AEG | 2021-06-26 02:00 | 0 | 0 | 1.072 | 1.072 | 0 | 0 | 0 | 0 |  | 0 | 0 | 1320 | OFFLINE | N | s277154 | 44378.4932
38753-MKT Actual June 2021 | RP2KPAEG-Rockport 2 KP AEG | 2021-06-26 03:00 | 0 | 0 | 1.122 | 1.122 | 0 | 0 | 0 | 0 |  | 0 | 0 | 1320 | OFFLINE | N | s277154 | 44378.4932
38753-MKT Actual June 2021 | RP2KPAEG-Rockport 2 KP AEG | 2021-06-26 04:00 | 0 | 0 | 1.152 | 1.152 | 0 | 0 | 0 | 0 |  | 0 | 0 | 1320 | OFFLINE | N | s277154 | 44378.4932
38753-MKT Actual June 2021 | RP2KPAEG-Rockport 2 KP AEG | 2021-06-26 05:00 | 0 | 0 | 1.142 | 1.142 | 0 | 0 | 0 | 0 |  | 0 | 0 | 1320 | OFFLINE | N | s277154 | 44378.4932
38753-MKT Actual June 2021 | RP2KPAEG-Rockport 2 KP AEG | 2021-06-26 06:00 | 0 | 0 | 1.162 | 1.162 | 0 | 0 | 0 | 0 |  | 0 | 0 | 1320 | OFFLINE | N | s277154 | 44378.4932
38753-MKT Actual June 2021 | RP2KPAEG-Rockport 2 KP AEG | 2021-06-26 07:00 | 0 | 0 | 1.152 | 1.152 | 0 | 0 | 0 | 0 |  | 0 | 0 | 1320 | OFFLINE | N | s277154 | 44378.4932
38753-MKT Actual June 2021 | RP2KPAEG-Rockport 2 KP AEG | 2021-06-26 08:00 | 0 | 0 | 1.152 | 1.152 | 0 | 0 | 0 | 0 |  | 0 | 0 | 1320 | OFFLINE | N | s277154 | 44378.4932
38753-MKT Actual June 2021 | RP2KPAEG-Rockport 2 KP AEG | 2021-06-26 09:00 | 0 | 0 | 1.132 | 1.132 | 0 | 0 | 0 | 0 |  | 0 | 0 | 1320 | OFFLINE | N | s277154 | 44378.4932
38753-MKT Actual June 2021 | RP2KPAEG-Rockport 2 KP AEG | 2021-06-26 10:00 | 0 | 0 | 1.624 | 1.624 | 0 | 0 | 0 | 0 |  | 0 | 0 | 1320 | OFFLINE | N | s277154 | 44378.4932
38753-MKT Actual June 2021 | RP2KPAEG-Rockport 2 KP AEG | 2021-06-26 11:00 | 0 | 0 | 1.911 | 1.911 | 0 | 0 | 0 | 0 |  | 0 | 0 | 1320 | OFFLINE | N | s277154 | 44378.4932
38753-MKT Actual June 2021 | RP2KPAEG-Rockport 2 KP AEG | 2021-06-26 12:00 | 0 | 0 | 1.893 | 1.893 | 0 | 0 | 0 | 0 |  | 0 | 0 | 1320 | OFFLINE | N | s277154 | 44378.4932
38753-MKT Actual June 2021 | RP2KPAEG-Rockport 2 KP AEG | 2021-06-26 13:00 | 0 | 0 | 1.893 | 1.893 | 0 | 0 | 0 | 0 |  | 0 | 0 | 1320 | OFFLINE | N | s277154 | 44378.4932
38753-MKT Actual June 2021 | RP2KPAEG-Rockport 2 KP AEG | 2021-06-26 14:00 | 0 | 0 | 2.064 | 2.064 | 0 | 0 | 0 | 0 |  | 0 | 0 | 1320 | OFFLINE | N | s277154 | 44378.4932
38753-MKT Actual June 2021 | RP2KPAEG-Rockport 2 KP AEG | 2021-06-26 15:00 | 0 | 0 | 2.13 | 2.13 | 0 | 0 | 0 | 0 |  | 0 | 0 | 1320 | OFFLINE | N | s277154 | 44378.4932
38753-MKT Actual June 2021 | RP2KPAEG-Rockport 2 KP AEG | 2021-06-26 16:00 | 0 | 0 | 2.139 | 2.139 | 0 | 0 | 0 | 0 |  | 0 | 0 | 1320 | OFFLINE | N | s277154 | 44378.4932
38753-MKT Actual June 2021 | RP2KPAEG-Rockport 2 KP AEG | 2021-06-26 17:00 | 0 | 0 | 2.139 | 2.139 | 0 | 0 | 0 | 0 |  | 0 | 0 | 1320 | OFFLINE | N | s277154 | 44378.4932
38753-MKT Actual June 2021 | RP2KPAEG-Rockport 2 KP AEG | 2021-06-26 18:00 | 0 | 0 | 2.166 | 2.166 | 0 | 0 | 0 | 0 |  | 0 | 0 | 1320 | OFFLINE | N | s277154 | 44378.4932
38753-MKT Actual June 2021 | RP2KPAEG-Rockport 2 KP AEG | 2021-06-26 19:00 | 0 | 0 | 2.175 | 2.175 | 0 | 0 | 0 | 0 |  | 0 | 0 | 1320 | OFFLINE | N | s277154 | 44378.4932
38753-MKT Actual June 2021 | RP2KPAEG-Rockport 2 KP AEG | 2021-06-26 20:00 | 0 | 0 | 2.234 | 2.234 | 0 | 0 | 0 | 0 |  | 0 | 0 | 1320 | OFFLINE | N | s277154 | 44378.4932
38753-MKT Actual June 2021 | RP2KPAEG-Rockport 2 KP AEG | 2021-06-26 21:00 | 0 | 0 | 2.244 | 2.244 | 0 | 0 | 0 | 0 |  | 0 | 0 | 1320 | OFFLINE | N | s277154 | 44378.4932
38753-MKT Actual June 2021 | RP2KPAEG-Rockport 2 KP AEG | 2021-06-26 22:00 | 0 | 0 | 2.495 | 2.495 | 0 | 0 | 0 | 0 |  | 0 | 0 | 1320 | OFFLINE | N | s277154 | 44378.4932
38753-MKT Actual June 2021 | RP2KPAEG-Rockport 2 KP AEG | 2021-06-26 23:00 | 0 | 0 | 2.706 | 2.706 | 0 | 0 | 0 | 0 |  | 0 | 0 | 1320 | OFFLINE | N | s277154 | 44378.4932
38753-MKT Actual June 2021 | RP2KPAEG-Rockport 2 KP AEG | 2021-06-27 | 0 | 0 | 3.494 | 3.494 | 0 | 0 | 0 | 0 |  | 0 | 0 | 1320 | OFFLINE | N | s277154 | 44378.4932
38753-MKT Actual June 2021 | RP2KPAEG-Rockport 2 KP AEG | 2021-06-27 01:00 | 0 | 0 | 4.715 | 4.715 | 0 | 0 | 0 | 0 |  | 0 | 0 | 1320 | OFFLINE | N | s277154 | 44378.4932
38753-MKT Actual June 2021 | RP2KPAEG-Rockport 2 KP AEG | 2021-06-27 02:00 | 0 | 0 | 5.502 | 5.502 | 0 | 0 | 0 | 0 |  | 0 | 0 | 1320 | OFFLINE | N | s277154 | 44378.4932
38753-MKT Actual June 2021 | RP2KPAEG-Rockport 2 KP AEG | 2021-06-27 03:00 | 0 | 0 | 5.53 | 5.53 | 0 | 0 | 0 | 0 |  | 0 | 0 | 1320 | OFFLINE | N | s277154 | 44378.4932
38753-MKT Actual June 2021 | RP2KPAEG-Rockport 2 KP AEG | 2021-06-27 04:00 | 0 | 0 | 5.98 | 5.98 | 0 | 0 | 0 | 0 |  | 0 | 0 | 1320 | OFFLINE | N | s277154 | 44378.4932
38753-MKT Actual June 2021 | RP2KPAEG-Rockport 2 KP AEG | 2021-06-27 05:00 | 0 | 0 | 6 | 6 | 0 | 0 | 0 | 0 |  | 0 | 0 | 1320 | OFFLINE | N | s277154 | 44378.4932
38753-MKT Actual June 2021 | RP2KPAEG-Rockport 2 KP AEG | 2021-06-27 06:00 | 0 | 0 | 5.971 | 5.971 | 0 | 0 | 0 | 0 |  | 0 | 0 | 1320 | OFFLINE | N | s277154 | 44378.4932
38753-MKT Actual June 2021 | RP2KPAEG-Rockport 2 KP AEG | 2021-06-27 07:00 | 0 | 0 | 5.943 | 5.943 | 0 | 0 | 0 | 0 |  | 0 | 0 | 1320 | OFFLINE | N | s277154 | 44378.4932
38753-MKT Actual June 2021 | RP2KPAEG-Rockport 2 KP AEG | 2021-06-27 08:00 | 0 | 0 | 5.943 | 5.943 | 0 | 0 | 0 | 0 |  | 0 | 0 | 1320 | OFFLINE | N | s277154 | 44378.4932
38753-MKT Actual June 2021 | RP2KPAEG-Rockport 2 KP AEG | 2021-06-27 09:00 | 0.005 | 0 | 5.961 | 5.956 | 0 | 0 | 0 | 0 |  | 0 | 0 | 1320 | OFFLINE | N | s277154 | 44378.4932
38753-MKT Actual June 2021 | RP2KPAEG-Rockport 2 KP AEG | 2021-06-27 10:00 | 0.221 | 0 | 6.125 | 5.904 | 0 | 0 | 0 | 0 |  | 0 | 0 | 1320 | OFFLINE | N | s277154 | 44378.4932
38753-MKT Actual June 2021 | RP2KPAEG-Rockport 2 KP AEG | 2021-06-27 11:00 | 2.557 | 0 | 6.483 | 3.926 | 0 | 0 | 0 | 0 |  | 0 | 0 | 1320 | OFFLINE | N | s277154 | 44378.4932
38753-MKT Actual June 2021 | RP2KPAEG-Rockport 2 KP AEG | 2021-06-27 12:00 | 4.905 | 0 | 6.537 | 1.632 | 0 | 0 | 0 | 0 |  | 0 | 0 | 1320 | OFFLINE | N | s277154 | 44378.4932
38753-MKT Actual June 2021 | RP2KPAEG-Rockport 2 KP AEG | 2021-06-27 13:00 | 9.073 | 2.5728 | 6.519 | 0.019 | 16 | 17 | 0 | 18 |  | 0 | 18 | 1320 | FIXED | N | s277154 | 44378.4932
38753-MKT Actual June 2021 | RP2KPAEG-Rockport 2 KP AEG | 2021-06-27 14:00 | 12.159 | 5.6688 | 6.492 | 0 | 37 | 38 | 0 | 38 |  | 0 | 38 | 1320 | DISPATCHABLE | N | s277154 | 44378.4932
38753-MKT Actual June 2021 | RP2KPAEG-Rockport 2 KP AEG | 2021-06-27 15:00 | 16.024 | 9.5136 | 6.51 | 0 | 37 | 64 | 0 | 84 |  | 0 | 84 | 1320 | DISPATCHABLE | N | s277154 | 44378.4932
38753-MKT Actual June 2021 | RP2KPAEG-Rockport 2 KP AEG | 2021-06-27 16:00 | 19.132 | 12.5376 | 6.594 | 0 | 83 | 84 | 0 | 84 |  | 0 | 84 | 1320 | DISPATCHABLE | N | s277154 | 44378.4932
38753-MKT Actual June 2021 | RP2KPAEG-Rockport 2 KP AEG | 2021-06-27 17:00 | 22.688 | 15.9792 | 6.709 | 0 | 83 | 107 | 0 | 140 |  | 0 | 140 | 1320 | DISPATCHABLE | N | s277154 | 44378.4932
38753-MKT Actual June 2021 | RP2KPAEG-Rockport 2 KP AEG | 2021-06-27 18:00 | 27.513 | 20.9184 | 6.595 | 0 | 139 | 140 | 20.918 | 140 |  | 139 | 140 | 1320 | DISPATCHABLE | N | s277154 | 44378.4932
38753-MKT Actual June 2021 | RP2KPAEG-Rockport 2 KP AEG | 2021-06-27 19:00 | 27.38 | 20.8128 | 6.567 | 0 | 138 | 139 | 20.813 | 139 |  | 138 | 139 | 1320 | DISPATCHABLE | N | s277154 | 44378.4932
38753-MKT Actual June 2021 | RP2KPAEG-Rockport 2 KP AEG | 2021-06-27 20:00 | 27.495 | 20.9664 | 6.528 | 0 | 139 | 140 | 20.967 | 140 |  | 139 | 140 | 1320 | DISPATCHABLE | N | s277154 | 44378.4932
38753-MKT Actual June 2021 | RP2KPAEG-Rockport 2 KP AEG | 2021-06-27 21:00 | 29.64 | 23.0736 | 6.566 | 0 | 153 | 154 | 23.074 | 321 |  | 139 | 321 | 1320 | DISPATCHABLE | N | s277154 | 44378.4932
38753-MKT Actual June 2021 | RP2KPAEG-Rockport 2 KP AEG | 2021-06-27 22:00 | 48.128 | 41.2752 | 6.853 | 0 | 274 | 275 | 41.275 | 441 |  | 139 | 441 | 1320 | DISPATCHABLE | N | s277154 | 44378.4932
38753-MKT Actual June 2021 | RP2KPAEG-Rockport 2 KP AEG | 2021-06-27 23:00 | 72.4 | 65.4096 | 6.99 | 0 | 435 | 441 | 65.41 | 441 |  | 435 | 441 | 1320 | DISPATCHABLE | N | s277154 | 44378.4932
38753-MKT Actual June 2021 | RP2KPAEG-Rockport 2 KP AEG | 2021-06-28 | 80.547 | 73.1472 | 7.402 | 0 | 487 | 541 | 73.145 | 543 |  | 487 | 543 | 1320 | DISPATCHABLE | N | s277154 | 44378.4932
38753-MKT Actual June 2021 | RP2KPAEG-Rockport 2 KP AEG | 2021-06-28 01:00 | 81.962 | 74.376 | 7.587 | 0 | 492 | 620 | 74.375 | 623 |  | 492 | 623 | 1320 | DISPATCHABLE | N | s277154 | 44378.4932
38753-MKT Actual June 2021 | RP2KPAEG-Rockport 2 KP AEG | 2021-06-28 02:00 | 107.984 | 99.9312 | 8.054 | 0 | 520 | 1061 | 99.93 | 1320 |  | 500 | 1320 | 1320 | DISPATCHABLE | N | s277154 | 44378.4932
38753-MKT Actual June 2021 | RP2KPAEG-Rockport 2 KP AEG | 2021-06-28 03:00 | 92.146 | 84.5424 | 7.603 | 0 | 497 | 1054 | 84.543 | 1068 |  | 497 | 1068 | 1320 | DISPATCHABLE | N | s277154 | 44378.4932
38753-MKT Actual June 2021 | RP2KPAEG-Rockport 2 KP AEG | 2021-06-28 04:00 | 82.717 | 75.2208 | 7.498 | 0 | 498 | 992 | 75.219 | 1004 |  | 498 | 1004 | 1320 | DISPATCHABLE | N | s277154 | 44378.4932
38753-MKT Actual June 2021 | RP2KPAEG-Rockport 2 KP AEG | 2021-06-28 05:00 | 83.445 | 75.8688 | 7.576 | 0 | 499 | 1218 | 75.869 | 1236 |  | 499 | 1236 | 1320 | DISPATCHABLE | N | s277154 | 44378.4932
38753-MKT Actual June 2021 | RP2KPAEG-Rockport 2 KP AEG | 2021-06-28 06:00 | 90.785 | 83.0736 | 7.711 | 0 | 499 | 1292 | 83.074 | 1311 |  | 499 | 1311 | 1320 | DISPATCHABLE | N | s277154 | 44378.4932
38753-MKT Actual June 2021 | RP2KPAEG-Rockport 2 KP AEG | 2021-06-28 07:00 | 96.206 | 88.4304 | 7.775 | 0 | 499 | 1233 | 88.431 | 1252 |  | 499 | 1252 | 1320 | DISPATCHABLE | N | s277154 | 44378.4932
38753-MKT Actual June 2021 | RP2KPAEG-Rockport 2 KP AEG | 2021-06-28 08:00 | 94.495 | 86.8608 | 7.634 | 0 | 499 | 1300 | 86.861 | 1320 |  | 499 | 1320 | 1320 | DISPATCHABLE | N | s277154 | 44378.4932
38753-MKT Actual June 2021 | RP2KPAEG-Rockport 2 KP AEG | 2021-06-28 09:00 | 115.413 | 107.328 | 8.084 | 0 | 499 | 1300 | 107.329 | 1320 |  | 499 | 1320 | 1320 | DISPATCHABLE | N | s277154 | 44378.4932
38753-MKT Actual June 2021 | RP2KPAEG-Rockport 2 KP AEG | 2021-06-28 10:00 | 148.295 | 139.6464 | 8.649 | 0 | 499 | 1300 | 139.646 | 1319 |  | 499 | 1319 | 1318 | DISPATCHABLE | N | s277154 | 44378.4932
38753-MKT Actual June 2021 | RP2KPAEG-Rockport 2 KP AEG | 2021-06-28 11:00 | 187.115 | 177.6672 | 9.447 | 0 | 499 | 1300 | 177.668 | 1300 |  | 499 | 1300 | 1300 | DISPATCHABLE | N | s277154 | 44378.4932
38753-MKT Actual June 2021 | RP2KPAEG-Rockport 2 KP AEG | 2021-06-28 12:00 | 197.792 | 188.1648 | 9.627 | 0 | 499 | 1275 | 188.165 | 1300 |  | 499 | 1300 | 1300 | DISPATCHABLE | N | s277154 | 44378.4932
38753-MKT Actual June 2021 | RP2KPAEG-Rockport 2 KP AEG | 2021-06-28 13:00 | 197.705 | 188.0784 | 9.628 | 0 | 499 | 1261 | 188.077 | 1300 |  | 499 | 1300 | 1300 | DISPATCHABLE | N | s277154 | 44378.4932
38753-MKT Actual June 2021 | RP2KPAEG-Rockport 2 KP AEG | 2021-06-28 14:00 | 198.06 | 188.3952 | 9.664 | 0 | 499 | 1261 | 188.396 | 1300 |  | 499 | 1300 | 1300 | DISPATCHABLE | N | s277154 | 44378.4932
38753-MKT Actual June 2021 | RP2KPAEG-Rockport 2 KP AEG | 2021-06-28 15:00 | 196.014 | 186.3648 | 9.648 | 0 | 500 | 1265 | 186.366 | 1300 |  | 500 | 1300 | 1299 | DISPATCHABLE | N | s277154 | 44378.4932
38753-MKT Actual June 2021 | RP2KPAEG-Rockport 2 KP AEG | 2021-06-28 16:00 | 198.257 | 188.5824 | 9.673 | 0 | 500 | 1261 | 188.584 | 1261 |  | 500 | 1261 | 1260 | DISPATCHABLE | N | s277154 | 44378.4932
38753-MKT Actual June 2021 | RP2KPAEG-Rockport 2 KP AEG | 2021-06-28 17:00 | 198.233 | 188.5104 | 9.723 | 0 | 500 | 1261 | 188.51 | 1261 |  | 500 | 1261 | 1260 | DISPATCHABLE | N | s277154 | 44378.4932
38753-MKT Actual June 2021 | RP2KPAEG-Rockport 2 KP AEG | 2021-06-28 18:00 | 198.244 | 188.568 | 9.676 | 0 | 500 | 1261 | 188.568 | 1261 |  | 500 | 1261 | 1260 | DISPATCHABLE | N | s277154 | 44378.4932
38753-MKT Actual June 2021 | RP2KPAEG-Rockport 2 KP AEG | 2021-06-28 19:00 | 198.193 | 188.5296 | 9.664 | 0 | 500 | 1261 | 188.529 | 1261 |  | 500 | 1261 | 1260 | DISPATCHABLE | N | s277154 | 44378.4932
38753-MKT Actual June 2021 | RP2KPAEG-Rockport 2 KP AEG | 2021-06-28 20:00 | 197.263 | 187.6752 | 9.589 | 0 | 500 | 1261 | 187.674 | 1261 |  | 500 | 1261 | 1260 | DISPATCHABLE | N | s277154 | 44378.4932
38753-MKT Actual June 2021 | RP2KPAEG-Rockport 2 KP AEG | 2021-06-28 21:00 | 195.948 | 186.3696 | 9.579 | 0 | 500 | 1261 | 186.369 | 1261 |  | 500 | 1261 | 1260 | DISPATCHABLE | N | s277154 | 44378.4932
38753-MKT Actual June 2021 | RP2KPAEG-Rockport 2 KP AEG | 2021-06-28 22:00 | 197.261 | 187.6512 | 9.609 | 0 | 500 | 1261 | 187.652 | 1261 |  | 500 | 1261 | 1260 | DISPATCHABLE | N | s277154 | 44378.4932
38753-MKT Actual June 2021 | RP2KPAEG-Rockport 2 KP AEG | 2021-06-28 23:00 | 193.334 | 183.8688 | 9.466 | 0 | 500 | 1257 | 183.868 | 1261 |  | 500 | 1261 | 1260 | DISPATCHABLE | N | s277154 | 44378.4932
38753-MKT Actual June 2021 | RP2KPAEG-Rockport 2 KP AEG | 2021-06-29 | 181.971 | 172.8432 | 9.128 | 0 | 500 | 1241 | 172.843 | 1261 |  | 500 | 1261 | 1260 | DISPATCHABLE | N | s277154 | 44378.4932
38753-MKT Actual June 2021 | RP2KPAEG-Rockport 2 KP AEG | 2021-06-29 01:00 | 190.032 | 180.624 | 9.408 | 0 | 500 | 1254 | 180.624 | 1261 |  | 500 | 1261 | 1260 | DISPATCHABLE | N | s277154 | 44378.4932
38753-MKT Actual June 2021 | RP2KPAEG-Rockport 2 KP AEG | 2021-06-29 02:00 | 180.127 | 170.9424 | 9.186 | 0 | 500 | 1260 | 170.941 | 1261 |  | 500 | 1261 | 1260 | DISPATCHABLE | N | s277154 | 44378.4932
38753-MKT Actual June 2021 | RP2KPAEG-Rockport 2 KP AEG | 2021-06-29 03:00 | 154.211 | 145.5888 | 8.622 | 0 | 500 | 1224 | 145.589 | 1261 |  | 500 | 1261 | 1260 | DISPATCHABLE | N | s277154 | 44378.4932
38753-MKT Actual June 2021 | RP2KPAEG-Rockport 2 KP AEG | 2021-06-29 04:00 | 103.134 | 95.376 | 7.756 | 0 | 500 | 1260 | 95.378 | 1261 |  | 500 | 1261 | 1260 | DISPATCHABLE | N | s277154 | 44378.4932
38753-MKT Actual June 2021 | RP2KPAEG-Rockport 2 KP AEG | 2021-06-29 05:00 | 82.405 | 74.9184 | 7.488 | 0 | 497 | 790 | 74.917 | 790 |  | 497 | 790 | 1260 | DISPATCHABLE | N | s277154 | 44378.4932
38753-MKT Actual June 2021 | RP2KPAEG-Rockport 2 KP AEG | 2021-06-29 06:00 | 82.854 | 75.336 | 7.518 | 0 | 499 | 1073 | 75.336 | 1073 |  | 499 | 1073 | 1260 | DISPATCHABLE | N | s277154 | 44378.4932
38753-MKT Actual June 2021 | RP2KPAEG-Rockport 2 KP AEG | 2021-06-29 07:00 | 98.098 | 90.3216 | 7.776 | 0 | 499 | 1260 | 90.322 | 1260 |  | 499 | 1260 | 1260 | DISPATCHABLE | N | s277154 | 44378.4932
38753-MKT Actual June 2021 | RP2KPAEG-Rockport 2 KP AEG | 2021-06-29 08:00 | 129.566 | 121.2528 | 8.314 | 0 | 499 | 1260 | 121.252 | 1260 |  | 499 | 1260 | 1260 | DISPATCHABLE | N | s277154 | 44378.4932
38753-MKT Actual June 2021 | RP2KPAEG-Rockport 2 KP AEG | 2021-06-29 09:00 | 161.276 | 152.4048 | 8.871 | 0 | 499 | 1260 | 152.405 | 1260 |  | 499 | 1260 | 1260 | DISPATCHABLE | N | s277154 | 44378.4932
38753-MKT Actual June 2021 | RP2KPAEG-Rockport 2 KP AEG | 2021-06-29 10:00 | 176.361 | 167.2128 | 9.148 | 0 | 499 | 1260 | 167.213 | 1260 |  | 499 | 1260 | 1260 | DISPATCHABLE | N | s277154 | 44378.4932
38753-MKT Actual June 2021 | RP2KPAEG-Rockport 2 KP AEG | 2021-06-29 11:00 | 195.757 | 186.0336 | 9.724 | 0 | 499 | 1261 | 186.033 | 1261 |  | 499 | 1261 | 1260 | DISPATCHABLE | N | s277154 | 44378.4932
38753-MKT Actual June 2021 | RP2KPAEG-Rockport 2 KP AEG | 2021-06-29 12:00 | 198.453 | 188.7024 | 9.752 | 0 | 499 | 1262 | 188.701 | 1262 |  | 499 | 1262 | 1260 | DISPATCHABLE | N | s277154 | 44378.4932
38753-MKT Actual June 2021 | RP2KPAEG-Rockport 2 KP AEG | 2021-06-29 13:00 | 198.422 | 188.6592 | 9.762 | 0 | 499 | 1262 | 188.66 | 1262 |  | 499 | 1262 | 1260 | DISPATCHABLE | N | s277154 | 44378.4932
38753-MKT Actual June 2021 | RP2KPAEG-Rockport 2 KP AEG | 2021-06-29 14:00 | 198.646 | 188.8944 | 9.752 | 0 | 499 | 1262 | 188.894 | 1262 |  | 499 | 1262 | 1260 | DISPATCHABLE | N | s277154 | 44378.4932
38753-MKT Actual June 2021 | RP2KPAEG-Rockport 2 KP AEG | 2021-06-29 15:00 | 198.819 | 189.0768 | 9.742 | 0 | 500 | 1262 | 189.077 | 1262 |  | 500 | 1262 | 1260 | DISPATCHABLE | N | s277154 | 44378.4932
38753-MKT Actual June 2021 | RP2KPAEG-Rockport 2 KP AEG | 2021-06-29 16:00 | 198.492 | 188.7504 | 9.742 | 0 | 500 | 1261 | 188.75 | 1261 |  | 500 | 1261 | 1260 | DISPATCHABLE | N | s277154 | 44378.4932
38753-MKT Actual June 2021 | RP2KPAEG-Rockport 2 KP AEG | 2021-06-29 17:00 | 198.307 | 188.5776 | 9.732 | 0 | 500 | 1261 | 188.575 | 1261 |  | 500 | 1261 | 1260 | DISPATCHABLE | N | s277154 | 44378.4932
38753-MKT Actual June 2021 | RP2KPAEG-Rockport 2 KP AEG | 2021-06-29 18:00 | 198.441 | 188.6688 | 9.772 | 0 | 500 | 1261 | 188.669 | 1261 |  | 500 | 1261 | 1260 | DISPATCHABLE | N | s277154 | 44378.4932
38753-MKT Actual June 2021 | RP2KPAEG-Rockport 2 KP AEG | 2021-06-29 19:00 | 198.378 | 188.616 | 9.762 | 0 | 500 | 1261 | 188.616 | 1261 |  | 500 | 1261 | 1260 | DISPATCHABLE | N | s277154 | 44378.4932
38753-MKT Actual June 2021 | RP2KPAEG-Rockport 2 KP AEG | 2021-06-29 20:00 | 198.702 | 189.0432 | 9.657 | 0 | 500 | 1262 | 189.045 | 1262 |  | 500 | 1262 | 1260 | DISPATCHABLE | N | s277154 | 44378.4932
38753-MKT Actual June 2021 | RP2KPAEG-Rockport 2 KP AEG | 2021-06-29 21:00 | 198.821 | 189.1776 | 9.645 | 0 | 500 | 1262 | 189.176 | 1262 |  | 500 | 1262 | 1260 | DISPATCHABLE | N | s277154 | 44378.4932
38753-MKT Actual June 2021 | RP2KPAEG-Rockport 2 KP AEG | 2021-06-29 22:00 | 185.282 | 175.9392 | 9.342 | 0 | 500 | 1260 | 175.94 | 1260 |  | 500 | 1260 | 1260 | DISPATCHABLE | N | s277154 | 44378.4932
38753-MKT Actual June 2021 | RP2KPAEG-Rockport 2 KP AEG | 2021-06-29 23:00 | 189.705 | 180.2592 | 9.447 | 0 | 500 | 1260 | 180.258 | 1260 |  | 500 | 1260 | 1260 | DISPATCHABLE | N | s277154 | 44378.4932
38753-MKT Actual June 2021 | RP2KPAEG-Rockport 2 KP AEG | 2021-06-30 | 196.195 | 186.5664 | 9.628 | 0 | 500 | 1261 | 186.567 | 1261 |  | 500 | 1261 | 1260 | DISPATCHABLE | N | s277154 | 44378.4932
38753-MKT Actual June 2021 | RP2KPAEG-Rockport 2 KP AEG | 2021-06-30 01:00 | 186.433 | 177.1008 | 9.332 | 0 | 500 | 1244 | 177.101 | 1260 |  | 500 | 1260 | 1260 | DISPATCHABLE | N | s277154 | 44378.4932
38753-MKT Actual June 2021 | RP2KPAEG-Rockport 2 KP AEG | 2021-06-30 02:00 | 184.719 | 175.416 | 9.305 | 0 | 500 | 1260 | 175.414 | 1260 |  | 500 | 1260 | 1260 | DISPATCHABLE | N | s277154 | 44378.4932
38753-MKT Actual June 2021 | RP2KPAEG-Rockport 2 KP AEG | 2021-06-30 03:00 | 164.471 | 155.6304 | 8.842 | 0 | 500 | 1260 | 155.629 | 1260 |  | 500 | 1260 | 1260 | DISPATCHABLE | N | s277154 | 44378.4932
38753-MKT Actual June 2021 | RP2KPAEG-Rockport 2 KP AEG | 2021-06-30 04:00 | 121.386 | 113.2944 | 8.091 | 0 | 500 | 1260 | 113.295 | 1260 |  | 500 | 1260 | 1260 | DISPATCHABLE | N | s277154 | 44378.4932
38753-MKT Actual June 2021 | RP2KPAEG-Rockport 2 KP AEG | 2021-06-30 05:00 | 87.817 | 80.2608 | 7.556 | 0 | 497 | 994 | 80.261 | 994 |  | 497 | 994 | 1260 | DISPATCHABLE | N | s277154 | 44378.4932
38753-MKT Actual June 2021 | RP2KPAEG-Rockport 2 KP AEG | 2021-06-30 06:00 | 82.763 | 75.2064 | 7.558 | 0 | 499 | 1040 | 75.205 | 1040 |  | 499 | 1040 | 1260 | DISPATCHABLE | N | s277154 | 44378.4932
38753-MKT Actual June 2021 | RP2KPAEG-Rockport 2 KP AEG | 2021-06-30 07:00 | 91.91 | 84.144 | 7.765 | 0 | 499 | 1260 | 84.145 | 1260 |  | 499 | 1260 | 1260 | DISPATCHABLE | N | s277154 | 44378.4932
38753-MKT Actual June 2021 | RP2KPAEG-Rockport 2 KP AEG | 2021-06-30 08:00 | 122.668 | 114.4704 | 8.199 | 0 | 499 | 1260 | 114.469 | 1260 |  | 499 | 1260 | 1260 | DISPATCHABLE | N | s277154 | 44378.4932
38753-MKT Actual June 2021 | RP2KPAEG-Rockport 2 KP AEG | 2021-06-30 09:00 | 155.88 | 147.1536 | 8.725 | 0 | 499 | 1260 | 147.155 | 1260 |  | 499 | 1260 | 1260 | DISPATCHABLE | N | s277154 | 44378.4932
38753-MKT Actual June 2021 | RP2KPAEG-Rockport 2 KP AEG | 2021-06-30 10:00 | 187.979 | 178.56 | 9.419 | 0 | 499 | 1236 | 178.56 | 1260 |  | 499 | 1260 | 1260 | DISPATCHABLE | N | s277154 | 44378.4932
38753-MKT Actual June 2021 | RP2KPAEG-Rockport 2 KP AEG | 2021-06-30 11:00 | 194.045 | 184.4064 | 9.637 | 0 | 499 | 1242 | 184.408 | 1261 |  | 499 | 1261 | 1260 | DISPATCHABLE | N | s277154 | 44378.4932
38753-MKT Actual June 2021 | RP2KPAEG-Rockport 2 KP AEG | 2021-06-30 12:00 | 199.053 | 189.3216 | 9.732 | 0 | 499 | 1263 | 189.321 | 1263 |  | 499 | 1263 | 1260 | DISPATCHABLE | N | s277154 | 44378.4932
38753-MKT Actual June 2021 | RP2KPAEG-Rockport 2 KP AEG | 2021-06-30 13:00 | 198.958 | 189.1872 | 9.772 | 0 | 499 | 1263 | 189.186 | 1263 |  | 499 | 1263 | 1260 | DISPATCHABLE | N | s277154 | 44378.4932
38753-MKT Actual June 2021 | RP2KPAEG-Rockport 2 KP AEG | 2021-06-30 14:00 | 198.742 | 189 | 9.742 | 0 | 499 | 1262 | 189 | 1262 |  | 499 | 1262 | 1260 | DISPATCHABLE | N | s277154 | 44378.4932
38753-MKT Actual June 2021 | RP2KPAEG-Rockport 2 KP AEG | 2021-06-30 15:00 | 198.839 | 189.096 | 9.742 | 0 | 500 | 1262 | 189.097 | 1262 |  | 500 | 1262 | 1260 | DISPATCHABLE | N | s277154 | 44378.4932
38753-MKT Actual June 2021 | RP2KPAEG-Rockport 2 KP AEG | 2021-06-30 16:00 | 198.915 | 189.1632 | 9.752 | 0 | 500 | 1262 | 189.163 | 1262 |  | 500 | 1262 | 1260 | DISPATCHABLE | N | s277154 | 44378.4932
38753-MKT Actual June 2021 | RP2KPAEG-Rockport 2 KP AEG | 2021-06-30 17:00 | 198.862 | 189.12 | 9.742 | 0 | 500 | 1262 | 189.12 | 1262 |  | 500 | 1262 | 1260 | DISPATCHABLE | N | s277154 | 44378.4932
38753-MKT Actual June 2021 | RP2KPAEG-Rockport 2 KP AEG | 2021-06-30 18:00 | 199.038 | 189.264 | 9.772 | 0 | 500 | 1262 | 189.266 | 1262 |  | 500 | 1262 | 1260 | DISPATCHABLE | N | s277154 | 44378.4932
38753-MKT Actual June 2021 | RP2KPAEG-Rockport 2 KP AEG | 2021-06-30 19:00 | 198.831 | 189.1104 | 9.722 | 0 | 500 | 1262 | 189.109 | 1262 |  | 500 | 1262 | 1260 | DISPATCHABLE | N | s277154 | 44378.4932
38753-MKT Actual June 2021 | RP2KPAEG-Rockport 2 KP AEG | 2021-06-30 20:00 | 197.542 | 187.9632 | 9.58 | 0 | 500 | 1262 | 187.962 | 1262 |  | 500 | 1262 | 1260 | DISPATCHABLE | N | s277154 | 44378.4932
38753-MKT Actual June 2021 | RP2KPAEG-Rockport 2 KP AEG | 2021-06-30 21:00 | 197.384 | 187.8048 | 9.579 | 0 | 500 | 1260 | 187.805 | 1261 |  | 500 | 1261 | 1260 | DISPATCHABLE | N | s277154 | 44378.4932
38753-MKT Actual June 2021 | RP2KPAEG-Rockport 2 KP AEG | 2021-06-30 22:00 | 198.542 | 188.8752 | 9.666 | 0 | 500 | 1261 | 188.876 | 1262 |  | 500 | 1262 | 1260 | DISPATCHABLE | N | s277154 | 44378.4932
38753-MKT Actual June 2021 | RP2KPAEG-Rockport 2 KP AEG | 2021-06-30 23:00 | 151.273 | 142.632 | 8.64 | 0 | 500 | 953 | 142.633 | 1261 |  | 500 | 1261 | 1260 | DISPATCHABLE | N | s277154 | 44378.4932
38753-MKT Actual June 2021 | RP2KPAEG-Rockport 2 KP AEG | 2021-07-01 | 84.713 | 77.1264 | 7.587 | 0 | 497 | 516 | 77.126 | 835 |  | 497 | 835 | 1260 | DISPATCHABLE | N | s277154 | 44378.4932