## Build Summary
KPCo REF Portfolio | <--- Toggle
Orange Indicates Scorecard Metric | [20 empty] | Utility Scale Incremental New Build (Nameplate MW) |  |  |  |  | Demand Side Additions
|  |  | Gas CT | Gas Aero | Gas CC | Solar | Solar T2 | Wind | Wind T2 | Solar + Storage | 4hr Li Ion | Big Sandy Ext | 20hr Flow | CAES | DSM Resources | Capacity Purchase | Year | Gas CT | Gas CC | Solar (T1.T2) | Wind (T1.T2) | Li-Ion 4hr Battery Storage | Solar+Storage | Big Sandy Extension | Capacity Purchase | Year | DSM Programs
|  | 2023 | 0 | 0 | 0 | 0 | 0 | 0 | 0 | 0 | 0 | 0 | 0 | 0 | 3.4368 | 73 | 2023 | [7 empty] | 73 | 2023 | 3.4368
|  | 2024 | 0 | 0 | 0 | 0 | 0 | 0 | 0 | 0 | 0 | 0 | 0 | 0 | 8.2926 | 78 | 2024 | [7 empty] | 78 | 2024 | 8.2926
|  | 2025 | 0 | 0 | 0 | 0 | 0 | 0 | 0 | 0 | 0 | 0 | 0 | 0 | 14.1314 | 78 | 2025 | [7 empty] | 78 | 2025 | 14.1314
|  | 2026 | 0 | 0 | 0 | 0 | 0 | 100 | 0 | 0 | 0 | 0 | 0 | 0 | 20.7863 | 82 | 2026 |  |  |  | 100/0 |  |  |  | 82 | 2026 | 20.7863
|  | 2027 | 0 | 0 | 0 | 150 | 0 | 100 | 0 | 0 | 0 | 0 | 0 | 0 | 26.2974 | 0 | 2027 |  |  | 150/0 | 100/0 |  |  |  |  | 2027 | 26.2974
|  | 2028 | 0 | 0 | 0 | 150 | 100 | 100 | 100 | 0 | 0 | 0 | 0 | 0 | 30.7597 | 495 | 2028 |  |  | 150/100 | 100/100 |  |  |  | 495 | 2028 | 30.7597
|  | 2029 | 480 | 0 | 0 | 100 | 0 | 100 | 100 | 0 | 0 | 0 | 0 | 0 | 34.2701 | 0 | 2029 | 480 |  | 100/0 | 100/100 |  |  |  |  | 2029 | 34.2701
|  | 2030 | 0 | 0 | 0 | 0 | 0 | 100 | 0 | 0 | 0 | 0 | 0 | 0 | 36.9317 | 0 | 2030 |  |  |  | 100/0 |  |  |  |  | 2030 | 36.9317
|  | 2031 | 0 | 0 | 0 | 0 | 0 | 100 | 0 | 0 | 0 | 295 | 0 | 0 | 36.4683 | 0 | 2031 |  |  |  | 100/0 |  |  | 295 |  | 2031 | 36.4683
|  | 2032 | 0 | 0 | 0 | 0 | 0 | 100 | 0 | 0 | 0 | 0 | 0 | 0 | 35.7152 | 0 | 2032 |  |  |  | 100/0 |  |  |  |  | 2032 | 35.7152
|  | 2033 | 0 | 0 | 0 | 0 | 0 | 100 | 0 | 0 | 0 | 0 | 0 | 0 | 34.8129 | 0 | 2033 |  |  |  | 100/0 |  |  |  |  | 2033 | 34.8129
|  | 2034 | 0 | 0 | 0 | 0 | 0 | 100 | 0 | 0 | 0 | 0 | 0 | 0 | 33.8405 | 0 | 2034 |  |  |  | 100/0 |  |  |  |  | 2034 | 33.8405
|  | 2035 | 0 | 0 | 0 | 0 | 0 | 100 | 0 | 0 | 0 | 0 | 0 | 0 | 32.9535 | 0 | 2035 |  |  |  | 100/0 |  |  |  |  | 2035 | 32.9535
|  | 2036 | 0 | 0 | 0 | 0 | 0 | 0 | 0 | 0 | 0 | 0 | 0 | 0 | 31.9346 | 0 | 2036 | [8 empty] | 2036 | 31.9346
|  | 2037 | 0 | 0 | 0 | 50 | 0 | 0 | 0 | 0 | 0 | 0 | 0 | 0 | 30.8781 | 0 | 2037 |  |  | 50/0 | [5 empty] | 2037 | 30.8781
|  | 2038 | 0 | 0 | 0 | 0 | 0 | 0 | 0 | 0 | 0 | 0 | 0 | 0 | 29.8271 | 0 | Total | 480 | 0 | 550 | 1200 | 0 | 0 | 295
|  | Total | 480 | 0 | 0 | 450 | 100 | 1000 | 200 | 0 | 0 | 295 | 0 | 0 | 36.9317 | 495
Operational Flexibility |  | Dispatchable
|  | 2023 | 1111
|  | 2024 | 1111
|  | 2025 | 1111
|  | 2026 | 1111
|  | 2027 | 1111
|  | 2028 | 295
|  | 2029 | 775
|  | 2030 | 775
|  | 2031 | 775
|  | 2032 | 775
|  | 2033 | 775
|  | 2034 | 775
|  | 2035 | 775
|  | 2036 | 775
|  | 2037 | 775
|  | 2038 | 775
Local Impact |  | Local Impact
|  | 2037 | 892.5
Section 7.3 Charts
Build Schedule (MW) |  | KPCo REF Portfolio
|  |  | New Solar | New Wind | New Storage | New Gas CT | New Gas CC | New Solar+ Storage | New DSM | STMP
|  | 2023 | 0 | 0 | 0 | 0 | 0 | 0 | 3.4368 | 73
|  | 2024 | 0 | 0 | 0 | 0 | 0 | 0 | 4.8558 | 78
|  | 2025 | 0 | 0 | 0 | 0 | 0 | 0 | 5.8389 | 78
|  | 2026 | 0 | 100 | 0 | 0 | 0 | 0 | 6.6548 | 82
|  | 2027 | 250 | 100 | 0 | 0 | 0 | 0 | 5.5111 | 0
|  | 2028 | 250 | 200 | 0 | 0 | 0 | 0 | 4.4623 | 495
|  | 2029 | 100 | 200 | 0 | 480 | 0 | 0 | 3.5104 | 0
|  | 2030 | 0 | 100 | 0 | 0 | 0 | 0 | 2.6616 | 0
|  | 2031 | 0 | 100 | 0 | 0 | 0 | 0 | 0 | 0
|  | 2032 | 0 | 100 | 0 | 0 | 0 | 0 | 0 | 0
|  | 2033 | 0 | 100 | 0 | 0 | 0 | 0 | 0 | 0
|  | 2034 | 0 | 100 | 0 | 0 | 0 | 0 | 0 | 0
|  | 2035 | 0 | 100 | 0 | 0 | 0 | 0 | 0 | 0
|  | 2036 | 0 | 0 | 0 | 0 | 0 | 0 | 0 | 0
|  | 2037 | 50 | 0 | 0 | 0 | 0 | 0 | 0 | 0
Resource Diversity (MW)
2023
|  | Coal | 816 | MW
|  | Gas Steam | 295 | MW
|  | Wind |  | MW
|  | Solar |  | MW
|  | Storage |  | MW
|  | EE, DG, DSM | 8.531 | MW
|  | Gas CT |  | MW
2037
|  | Gas CT | 480 | MW
|  | Gas Steam | 295 | MW
|  | Wind | 1200 | MW
|  | Storage | 0 | MW
|  | Solar | 650 | MW
|  | EE, DG, DSM | 36.2938 | MW
|  | Coal |  | MW

## Capacity Charts and Reserves
Portfolio | REF Portfolio | <--- Toggle |  |  | Yellow Indicates Input for Scorecard Metric | [18 empty] | Terms
Name | KPCo REF Portfolio |  |  |  | Scroll Right for Charts and Data | [18 empty] | Portfolio | REF Portfolio | REF-HC Portfolio | CETA Portfolio | ECR Portfolio | NCR Portfolio | REF Winter | CC Portfolio | No Wind | High Interconnect | Preferred Plan | Going In Position | No Additions
Season | Summer | <--- Toggle | [21 empty] | Season | Summer | Winter
Scenario | REF | REF Summer | [21 empty] | Scenario | REF | REF-HC | CETA | ECR | NCR
Utility | KPCo | KPCo Summer Capacity Position - Portfolio REF Portfolio | [21 empty] | Utility | WPL
[24 empty] | Service Date | 2023-01-01
|  | Planning Year | 2023-2024 | 2024-2025 | 2025-2026 | 2026-2027 | 2027-2028 | 2028-2029 | 2029-2030 | 2030-2031 | 2031-2032 | 2032-2033 | 2033-2034 | 2034-2035 | 2035-2036 | 2036-2037 | 2037-2038 | 2038-2039 | 2039-2040 | 2040-2041 | 2041-2042 | 2042-2043 | 2043-2044 | Reserve Margin | 8.94%
|  | Portfolio UCAP (MW) | 2023 | 2024 | 2025 | 2026 | 2027 | 2028 | 2029 | 2030 | 2031 | 2032 | 2033 | 2034 | 2035 | 2036 | 2037 | 2038 | 2039 | 2040 | 2041 | 2042 | 2043 |  |  | Currently Viewing: | KPCo Summer Capacity Position - Portfolio REF Portfolio
| Big Sandy (Gas Steam) | Big Sandy | 285 | 285 | 285 | 285 | 285 | 285 | 285 | 285 | 0 | 0 | 0 | 0 | 0 | 0 | 0 | 0 | 0 | 0 | 0 | 0 | 0
|  | Mitchell (WV) 1 | 292 | 292 | 292 | 292 | 292 | 0 | 0 | 0 | 0 | 0 | 0 | 0 | 0 | 0 | 0 | 0 | 0 | 0 | 0 | 0 | 0
|  | Mitchell (WV) 2 | 357 | 357 | 357 | 357 | 357 | 0 | 0 | 0 | 0 | 0 | 0 | 0 | 0 | 0 | 0 | 0 | 0 | 0 | 0 | 0 | 0
|  | Rockport 1 | 0 | 0 | 0 | 0 | 0 | 0 | 0 | 0 | 0 | 0 | 0 | 0 | 0 | 0 | 0 | 0 | 0 | 0 | 0 | 0 | 0
|  | Rockport 2 | 0 | 0 | 0 | 0 | 0 | 0 | 0 | 0 | 0 | 0 | 0 | 0 | 0 | 0 | 0 | 0 | 0 | 0 | 0 | 0 | 0
Existing Resources (MW)
|  | Mitchell (Coal) | 649 | 649 | 649 | 649 | 649 | 0 | 0 | 0 | 0 | 0 | 0 | 0 | 0 | 0 | 0 | 0 | 0 | 0 | 0 | 0 | 0
|  | Big Sandy Gas | 285 | 285 | 285 | 285 | 285 | 285 | 285 | 285 | 0 | 0 | 0 | 0 | 0 | 0 | 0 | 0 | 0 | 0 | 0 | 0 | 0
New Resources (UCAP MW)
|  | Gas CC 2x1 | 0 | 0 | 0 | 0 | 0 | 0 | 0 | 0 | 0 | 0 | 0 | 0 | 0 | 0 | 0 | 0 | 0 | 0 | 0 | 0 | 0
|  | Gas CC 1x1 | 0 | 0 | 0 | 0 | 0 | 0 | 0 | 0 | 0 | 0 | 0 | 0 | 0 | 0 | 0 | 0 | 0 | 0 | 0 | 0 | 0
| New Gas CT | Gas CT | 0 | 0 | 0 | 0 | 0 | 0 | 456 | 456 | 456 | 456 | 456 | 456 | 456 | 456 | 456 | 456 | 456 | 456 | 456 | 456 | 456
|  | Gas Aero | 0 | 0 | 0 | 0 | 0 | 0 | 0 | 0 | 0 | 0 | 0 | 0 | 0 | 0 | 0 | 0 | 0 | 0 | 0 | 0 | 0
|  | Gas IC | 0 | 0 | 0 | 0 | 0 | 0 | 0 | 0 | 0 | 0 | 0 | 0 | 0 | 0 | 0 | 0 | 0 | 0 | 0 | 0 | 0
|  | Gas CCS | 0 | 0 | 0 | 0 | 0 | 0 | 0 | 0 | 0 | 0 | 0 | 0 | 0 | 0 | 0 | 0 | 0 | 0 | 0 | 0 | 0
|  | Coal CCS | 0 | 0 | 0 | 0 | 0 | 0 | 0 | 0 | 0 | 0 | 0 | 0 | 0 | 0 | 0 | 0 | 0 | 0 | 0 | 0 | 0
|  | H2 CT | 0 | 0 | 0 | 0 | 0 | 0 | 0 | 0 | 0 | 0 | 0 | 0 | 0 | 0 | 0 | 0 | 0 | 0 | 0 | 0 | 0
|  | SMR | 0 | 0 | 0 | 0 | 0 | 0 | 0 | 0 | 0 | 0 | 0 | 0 | 0 | 0 | 0 | 0 | 0 | 0 | 0 | 0 | 0
| New Solar | Solar | 0 | 0 | 0 | 0 | 102.4018 | 180.6726 | 194.0089 | 186.4824 | 178.9558 | 170.1659 | 166.376 | 162.5861 | 158.7962 | 155.0064 | 164.019 | 159.6715 | 153.8748 | 148.0781 | 148.0781 | 148.0781 | 148.0781
| New Wind | Wind | 0 | 0 | 0 | 13.3333 | 25.034 | 46.8027 | 70.2041 | 76.1905 | 87.0748 | 97.9592 | 108.8435 | 119.7279 | 130.6122 | 130.6122 | 130.6122 | 130.6122 | 130.6122 | 130.6122 | 130.6122 | 130.6122 | 130.6122
| New Storage | 4hr Li Ion | 0 | 0 | 0 | 0 | 0 | 0 | 0 | 0 | 0 | 0 | 0 | 0 | 0 | 0 | 0 | 0 | 0 | 0 | 0 | 0 | 0
| New Long Duration Storage | 20hr Flow | 0 | 0 | 0 | 0 | 0 | 0 | 0 | 0 | 0 | 0 | 0 | 0 | 0 | 0 | 0 | 0 | 0 | 0 | 0 | 0 | 0
|  | Pumped Thermal | 0 | 0 | 0 | 0 | 0 | 0 | 0 | 0 | 0 | 0 | 0 | 0 | 0 | 0 | 0 | 0 | 0 | 0 | 0 | 0 | 0
|  | CAES | 0 | 0 | 0 | 0 | 0 | 0 | 0 | 0 | 0 | 0 | 0 | 0 | 0 | 0 | 0 | 0 | 0 | 0 | 0 | 0 | 0
|  | H2 Electroyzer + CT | 0 | 0 | 0 | 0 | 0 | 0 | 0 | 0 | 0 | 0 | 0 | 0 | 0 | 0 | 0 | 0 | 0 | 0 | 0 | 0 | 0
|  | Spicewood Solar 2026 | 0 | 0 | 0 | 0 | 0 | 0 | 0 | 0 | 0 | 0 | 0 | 0 | 0 | 0 | 0 | 0 | 0 | 0 | 0 | 0 | 0
|  | Big Sandy Ext | 0 | 0 | 0 | 0 | 0 | 0 | 0 | 0 | 285 | 285 | 285 | 285 | 285 | 285 | 285 | 285 | 285 | 285 | 0 | 0 | 0
|  | Big Sandy Ext CCS | 0 | 0 | 0 | 0 | 0 | 0 | 0 | 0 | 0 | 0 | 0 | 0 | 0 | 0 | 0 | 0 | 0 | 0 | 0 | 0 | 0
|  | DSM Resources | 11.9678 | 13.7083 | 19.5471 | 26.202 | 31.7131 | 36.1754 | 39.6858 | 42.3474 | 41.884 | 41.1309 | 40.2287 | 39.2563 | 38.3692 | 37.3503 | 36.2938 | 35.2428 | 34.5154 | 33.9582 | 28.4046 | 28.2638 | 23.8431
| New Solar+Storage | Solar + Storage | 0 | 0 | 0 | 0 | 0 | 0 | 0 | 0 | 0 | 0 | 0 | 0 | 0 | 0 | 0 | 0 | 0 | 0 | 0 | 0 | 0
|  | Solar T2 | 0 | 0 | 0 | 0 | 0 | 35.1682 | 31.4018 | 30.8965 | 30.3912 | 29.6332 | 28.8752 | 28.1172 | 27.3592 | 26.6013 | 25.8216 | 25.0312 | 23.9772 | 22.9233 | 22.9233 | 22.9233 | 22.9233
|  | Wind T2 | 0 | 0 | 0 | 0 | 0 | 11.7007 | 23.4014 | 21.7687 | 21.7687 | 21.7687 | 21.7687 | 21.7687 | 21.7687 | 21.7687 | 21.7687 | 21.7687 | 21.7687 | 21.7687 | 21.7687 | 21.7687 | 21.7687
|  |  | 2023 | 2024 | 2025 | 2026 | 2027 | 2028 | 2029 | 2030 | 2031 | 2032 | 2033 | 2034 | 2035 | 2036 | 2037 | 2038 | 2039 | 2040 | 2041 | 2042 | 2043 | Planning Reserves (for scorecard)
|  | Total Existing Resources | 934 | 934 | 934 | 934 | 934 | 285 | 285 | 285 | 0 | 0 | 0 | 0 | 0 | 0 | 0 | 0 | 0 | 0 | 0 | 0 | 0 | 11.45% | REF | REF-HC | CETA | ECR | NCR | Scenario AVG
|  | Total New Resources | 11.9678 | 13.7083 | 19.5471 | 39.5353 | 159.1489 | 263.6507 | 759.8988 | 761.0202 | 1048.9146 | 1050.256 | 1056.4482 | 1062.5703 | 1068.7777 | 1063.9689 | 1071.9251 | 1066.5265 | 1060.0025 | 1053.6486 | 763.095 | 762.9541 | 758.5334 | REF Portfolio | 11.45% | 11.88% | 3.013% | 18.44% | 11.9% | 11.34%
|  | Total Resource Capacity | 945.9678 | 947.7083 | 953.5471 | 973.5353 | 1093.1489 | 548.6507 | 1044.8988 | 1046.0202 | 1048.9146 | 1050.256 | 1056.4482 | 1062.5703 | 1068.7777 | 1063.9689 | 1071.9251 | 1066.5265 | 1060.0025 | 1053.6486 | 763.095 | 762.9541 | 758.5334 | REF-HC Portfolio | 10.76% | 11.14% | 2.377% | 17.66% | 11.25% | 10.64%
|  | KPCO Non-Coincident Peak Demand | 952 | 1033 | 1030 | 1010 | 1006 | 1000 | 997 | 994 | 992 | 987 | 988 | 983 | 982 | 978 | 979 | 978 | 976 | 970 | 971 | 969 | 968 | CETA Portfolio | 20.18% | 20.94% | 10.57% | 28.1% | 21.04% | 20.17%
|  | KPCO Coincident Peak Demand | 930.492 | 935.7164 | 919.9548 | 967.5635 | 963.7316 | 957.9837 | 955.1097 | 952.2358 | 950.3198 | 945.5299 | 946.4879 | 941.698 | 940.74 | 936.908 | 937.866 | 936.908 | 934.9921 | 929.2442 | 930.2022 | 928.2862 | 927.3282 | ECR Portfolio | 2.811% | 4.779% | -6.389% | 11.1% | 4.905% | 3.442%
|  | KPCO Capacity Obligation | 1013.678 | 1019.3695 | 1002.1988 | 1054.0637 | 1049.8892 | 1043.6274 | 1040.4965 | 1037.3657 | 1035.2784 | 1030.0603 | 1031.1039 | 1025.8858 | 1024.8421 | 1020.6676 | 1021.7113 | 1020.6676 | 1018.5804 | 1012.3186 | 1013.3622 | 1011.275 | 1010.2314 | NCR Portfolio | 10.03% | 10.75% | 1.574% | 17.54% | 10.94% | 10.17%
|  | Capacity Position (MW) | -67.7102 | -71.6612 | -48.6516 | -80.5284 | 43.2597 | -494.9767 | 4.4023 | 8.6546 | 13.6362 | 20.1957 | 25.3443 | 36.6845 | 43.9355 | 43.3013 | 50.2139 | 45.8589 | 41.4221 | 41.33 | -250.2672 | -248.3208 | -251.6979 | REF Winter | 45.6% | 47.74% | 33.09% | 57.1% | 47.68% | 46.24%
|  | Capacity Purchase | 73 | 78 | 78 | 82 | 0 | 495 | 0 | 0 | 0 | 0 | 0 | 0 | 0 | 0 | 0 | 0 | 0 | 0 | 0 | 0 | 0 | CC Portfolio | 10.7% | 11.35% | 2.013% | 17.91% | 11.42% | 10.68%
| 11.45% | Reserve Margin | 9.508% | 9.617% | 12.13% | 9.092% | 13.43% | 8.942% | 9.401% | 9.849% | 10.37% | 11.08% | 11.62% | 12.84% | 13.61% | 13.56% | 14.29% | 13.83% | 13.37% | 13.39% | -17.96% | -17.81% | -18.2% | No Wind | 10.33% | 12.04% | 0.3307% | 18.58% | 11.79% | 10.61%
| 57.7262 | Capacity Reserve | 15.4758 | 11.9918 | 33.5924 | 5.9718 | 129.4173 | -409.333 | 89.7891 | 93.7844 | 98.5948 | 104.7261 | 109.9603 | 120.8723 | 128.0377 | 127.0609 | 134.0591 | 129.6185 | 125.0104 | 124.4044 | -167.1072 | -165.3321 | -168.7948 | Preferred Plan | 14.6% | 15.25% | 5.591% | 22.09% | 15.31% | 14.57%
|  | Summer | 2023 | 2024 | 2025 | 2026 | 2027 | 2028 | 2029 | 2030 | 2031 | 2032 | 2033 | 2034 | 2035 | 2036 | 2037 | 2038 | 2039 | 2040 | 2041 | 2042 | 2043
|  | ELCC Solar (Generic Trajectory) | 54% | 54% | 50.23% | 42.7% | 38.93% | 35.17% | 31.4% | 30.9% | 30.39% | 29.63% | 28.88% | 28.12% | 27.36% | 26.6% | 25.82% | 25.03% | 23.98% | 22.92% | 22.92% | 22.92% | 22.92%
|  | Wind Accreditation | 16% | 16% | 14.15% | 13.33% | 12.52% | 11.7% | 11.7% | 10.88% | 10.88% | 10.88% | 10.88% | 10.88% | 10.88% | 10.88% | 10.88% | 10.88% | 10.88% | 10.88% | 10.88% | 10.88% | 10.88% | Capacity Reserves (toggle winter/summer cell B3)
|  | New Gas Accreditation | 95% | 95% | 95% | 95% | 95% | 95% | 95% | 95% | 95% | 95% | 95% | 95% | 95% | 95% | 95% | 95% | 95% | 95% | 95% | 95% | 95% | 57.7262 | REF | REF-HC | CETA | ECR | NCR | Scenario AVG
|  | 4 Hour Storage | 82% | 82% | 82% | 82% | 82% | 82% | 82% | 79.27% | 76.53% | 73.8% | 71.07% | 69.43% | 69.43% | 67.79% | 66.15% | 66.15% | 64.51% | 64.51% | 64.51% | 64.51% | 64.51% | REF Portfolio | 57.7262 | 61.79 | -20.1889 | 113.3542 | 61.9982 | 54.936
|  | Long Duration Storage | 100% | 100% | 100% | 100% | 100% | 100% | 100% | 100% | 100% | 100% | 100% | 100% | 100% | 100% | 100% | 100% | 100% | 100% | 100% | 100% | 100% | REF-HC Portfolio | 53.6331 | 57.1556 | -24.4238 | 108.9928 | 58.1975 | 50.711
[24 empty] | CETA Portfolio | 131.2114 | 138.3186 | 48.1 | 189.8486 | 139.2986 | 129.3554
|  | Dispatchable Capacity (UCAP) | 934 | 934 | 934 | 934 | 934 | 285 | 741 | 741 | 741 | 741 | 741 | 741 | 741 | 741 | 741 | 741 | 741 | 741 | 456 | 456 | 456 | ECR Portfolio | -24.5134 | -6.0077 | -117.6399 | 47.9243 | -4.7939 | -21.0061
|  | Capacity Shortfall | 0 | 0 | 0 | 0 | 0 | 0 | 0 | 0 | 0 | 0 | 0 | 0 | 0 | 0 | 0 | 0 | 0 | 0 | 250.2672 | 248.3208 | 251.6979 | NCR Portfolio | 45.5657 | 52.291 | -33.982 | 106.7535 | 54.1161 | 44.9489
[24 empty] | REF Winter | 296.1494 | 316.2737 | 199.6621 | 374.3141 | 315.678 | 300.4155
[24 empty] | CC Portfolio | 56.4725 | 62.5571 | -24.7864 | 114.5521 | 63.2073 | 54.4005
[24 empty] | No Wind | 59.3682 | 75.4278 | -35.6796 | 126.8151 | 73.0708 | 59.8005
[24 empty] | Preferred Plan | 93.285 | 99.3696 | 12.0261 | 151.3646 | 100.0198 | 91.213

## Key Assumptions
Key Assumptions
New Units
CRA | Summer ELCC for Wind is assumed to have 16% less capacity value than winter
CRA | Winter ELCC for Solar is assumed to be 2%
Summer accreditation (multipliers to summer accreditation)
Key | Multiplier | Description
Wind | 1.19 | Summer ELCC for wind
Peak Credit Assumptions (%)
| Summer Solar | Winter Solar | Summer Wind | Winter Wind | 4 hr Storage | Long Duration Storage | Gas | Winter Gas | SMR | Solar | [5 empty] | Onshore Wind | [5 empty] | 4-hr Storage
2022 | 54% | 2% | 16% | 19.04% | 82% | 100% | 95% | 95% | 95% |  | REF | REF-HC | CETA | ECR | NCR |  | REF | REF-HC | CETA | ECR | NCR |  | REF | REF-HC | CETA | ECR | NCR
2023 | 54% | 2% | 16% | 19.04% | 82% | 100% | 95% | 95% | 95% | 2022 | 54% | 54% | 54% | 54% | 54% | 2022 | 16% | 16% | 16% | 16% | 16% | 2022 | 82% | 82% | 82% | 82% | 82%
2024 | 54% | 2% | 16% | 19.04% | 82% | 100% | 95% | 95% | 95% | 2023 | 54% | 54% | 54% | 53.69% | 53.77% | 2023 | 16% | 16% | 16% | 14.3% | 16% | 2023 | 82% | 82% | 82% | 82% | 82%
2025 | 50.23% | 2% | 14.15% | 16.84% | 82% | 100% | 95% | 95% | 95% | 2024 | 54% | 54% | 54% | 53.69% | 53.77% | 2024 | 16% | 13.55% | 16% | 14.3% | 14.3% | 2024 | 82% | 82% | 82% | 82% | 82%
2026 | 42.7% | 2% | 13.33% | 15.87% | 82% | 100% | 95% | 95% | 95% | 2025 | 50.23% | 53.07% | 52.97% | 53.38% | 53.54% | 2025 | 14.15% | 12.05% | 12.8% | 12.8% | 14.3% | 2025 | 82% | 82% | 82% | 82% | 82%
2027 | 38.93% | 2% | 12.52% | 14.9% | 82% | 100% | 95% | 95% | 95% | 2026 | 42.7% | 47.41% | 47.28% | 48.64% | 44.12% | 2026 | 13.33% | 11.3% | 11.3% | 11.3% | 13.55% | 2026 | 82% | 82% | 77% | 82% | 82%
2028 | 35.17% | 2% | 11.7% | 13.92% | 82% | 100% | 95% | 95% | 95% | 2027 | 38.93% | 37.93% | 37.96% | 34.41% | 34.44% | 2027 | 12.52% | 11.3% | 11.3% | 11.3% | 13.55% | 2027 | 82% | 82% | 72% | 82% | 79.5%
2029 | 31.4% | 2% | 11.7% | 13.92% | 82% | 100% | 95% | 95% | 95% | 2028 | 35.17% | 32.94% | 32.76% | 33.91% | 33.92% | 2028 | 11.7% | 11.3% | 11.3% | 11.3% | 12.8% | 2028 | 82% | 82% | 70.5% | 82% | 79.5%
2030 | 30.9% | 2% | 10.88% | 12.95% | 79.27% | 100% | 95% | 95% | 95% | 2029 | 31.4% | 32.43% | 31.96% | 32.65% | 32.64% | 2029 | 11.7% | 11.05% | 11.05% | 11.05% | 11.8% | 2029 | 82% | 82% | 69% | 82% | 79.5%
2031 | 30.39% | 2% | 10.88% | 12.95% | 76.53% | 100% | 95% | 95% | 95% | 2030 | 30.9% | 31.68% | 30.64% | 32.65% | 32.62% | 2030 | 10.88% | 11.8% | 11.8% | 11.8% | 11.8% | 2030 | 79.27% | 82% | 69% | 82% | 79.5%
2032 | 29.63% | 2% | 10.88% | 12.95% | 73.8% | 100% | 95% | 95% | 95% | 2031 | 30.39% | 31.92% | 29.78% | 31.39% | 31.08% | 2031 | 10.88% | 11.55% | 11.55% | 11.55% | 11.55% | 2031 | 76.53% | 82% | 69% | 82% | 79.5%
2033 | 28.88% | 2% | 10.88% | 12.95% | 71.07% | 100% | 95% | 95% | 95% | 2032 | 29.63% | 30.41% | 28.19% | 30.39% | 29.79% | 2032 | 10.88% | 10.88% | 10.88% | 10.88% | 10.88% | 2032 | 73.8% | 82% | 69% | 82% | 79.5%
2034 | 28.12% | 2% | 10.88% | 12.95% | 69.43% | 100% | 95% | 95% | 95% | 2033 | 28.88% | 29.41% | 26.44% | 29.38% | 29.04% | 2033 | 10.88% | 10.88% | 10.88% | 10.88% | 10.88% | 2033 | 71.07% | 82% | 69% | 82% | 79.5%
2035 | 27.36% | 2% | 10.88% | 12.95% | 69.43% | 100% | 95% | 95% | 95% | 2034 | 28.12% | 28.9% | 24.69% | 29.13% | 28.29% | 2034 | 10.88% | 10.88% | 10.88% | 10.88% | 10.88% | 2034 | 69.43% | 79.5% | 66% | 82% | 79.5%
2036 | 26.6% | 2% | 10.88% | 12.95% | 67.79% | 100% | 95% | 95% | 95% | 2035 | 27.36% | 28.9% | 24.69% | 28.63% | 28.29% | 2035 | 10.88% | 10.88% | 10.88% | 10.88% | 10.88% | 2035 | 69.43% | 79.5% | 66% | 82% | 79.5%
2037 | 25.82% | 2% | 10.88% | 12.95% | 66.15% | 100% | 95% | 95% | 95% | 2036 | 26.6% | 28.65% | 24.19% | 27.63% | 28.29% | 2036 | 10.88% | 10.88% | 10.88% | 10.88% | 10.88% | 2036 | 67.79% | 74.5% | 66% | 79.5% | 79.5%
2038 | 25.03% | 2% | 10.88% | 12.95% | 66.15% | 100% | 95% | 95% | 95% | 2037 | 25.82% | 28.4% | 22.94% | 26.88% | 28.04% | 2037 | 10.88% | 10.88% | 10.88% | 10.88% | 10.88% | 2037 | 66.15% | 72% | 61.5% | 79.5% | 77%
2039 | 23.98% | 2% | 10.88% | 12.95% | 64.51% | 100% | 95% | 95% | 95% | 2038 | 25.03% | 27.65% | 19.94% | 25.88% | 27.79% | 2038 | 10.88% | 10.88% | 10.88% | 10.88% | 10.88% | 2038 | 66.15% | 70.5% | 58.5% | 77% | 74.5%
2040 | 22.92% | 2% | 10.88% | 12.95% | 64.51% | 100% | 95% | 95% | 95% | 2039 | 23.98% | 27.4% | 17.94% | 25.13% | 27.54% | 2039 | 10.88% | 10.88% | 10.88% | 10.88% | 10.88% | 2039 | 64.51% | 70.5% | 53% | 77% | 74.5%
2041 | 22.92% | 2% | 10.88% | 12.95% | 64.51% | 100% | 95% | 95% | 95% | 2040 | 22.92% | 27.15% | 17.44% | 24.63% | 27.54% | 2040 | 10.88% | 10.88% | 10.88% | 10.88% | 10.88% | 2040 | 64.51% | 69% | 47% | 74.5% | 72%
2042 | 22.92% | 2% | 10.88% | 12.95% | 64.51% | 100% | 95% | 95% | 95%
2043 | 22.92% | 2% | 10.88% | 12.95% | 64.51% | 100% | 95% | 95% | 95%
2044 | 22.92% | 2% | 10.88% | 12.95% | 64.51% | 100% | 95% | 95% | 95%
2045 | 22.92% | 2% | 10.88% | 12.95% | 64.51% | 100% | 95% | 95% | 95%
2046 | 22.92% | 2% | 10.88% | 12.95% | 64.51% | 100% | 95% | 95% | 95%
2047 | 22.92% | 2% | 10.88% | 12.95% | 64.51% | 100% | 95% | 95% | 95%
2048 | 22.92% | 2% | 10.88% | 12.95% | 64.51% | 100% | 95% | 95% | 95%
2049 | 22.92% | 2% | 10.88% | 12.95% | 64.51% | 100% | 95% | 95% | 95%
2050 | 22.92% | 2% | 10.88% | 12.95% | 64.51% | 100% | 95% | 95% | 95%
Solar + Storage Ratio
| Solar | Battery | Solar Ratio | Battery Ratio
Solar + Storage 3-1 | 3 | 1 | 0.75 | 0.25
Planning Reserve Margin
Summer, seasonal construct | 8.94%
Winter, seasonal construct | 8.94%
Note on C6: VonPlagenhoef, Rowen: https://cdn.misoenergy.org/20220621%20Non%20Thermal%20Accreditation%20Workshop625264.pdf

## Existing Resources
[5 empty] | 1 | 2 | 3 | 4 | 5 | 6 | 7 | 8 | 9 | 10 | 11 | 12 | 13 | 14 | 15 | 16 | 17 | 18 | 19 | 20 | 21 | 22 | 23 | 24 | 25 | 26 | 27 | 28 | 29 | 30
Resource Name | Fuel | ICAP | UCAP | Ownership Share | 2021 | 2022 | 2023 | 2024 | 2025 | 2026 | 2027 | 2028 | 2029 | 2030 | 2031 | 2032 | 2033 | 2034 | 2035 | 2036 | 2037 | 2038 | 2039 | 2040 | 2041 | 2042 | 2043 | 2044 | 2045 | 2046 | 2047 | 2048 | 2049 | 2050 | Out date
Big Sandy | Gas | 295 | 285 | 100% | 1 2021: 285; 2 2022: 285; 3 2023: 285; 4 2024: 285; 5 2025: 285; 6 2026: 285; 7 2027: 285; 8 2028: 285; 9 2029: 285; 10 2030: 285
Mitchell (WV) 1 | Coal | 816 | 584 | 50% | 1 2021: 292; 2 2022: 292; 3 2023: 292; 4 2024: 292; 5 2025: 292; 6 2026: 292; 7 2027: 292
Mitchell (WV) 2 | Coal | 816 | 714 | 50% | 1 2021: 357; 2 2022: 357; 3 2023: 357; 4 2024: 357; 5 2025: 357; 6 2026: 357; 7 2027: 357
Rockport 1 | Coal | 197.6 | 159 | 15% | 1 2021: 23.85; 2 2022: 23.85
Rockport 2 | Coal | 195 | 181.4 | 15% | 1 2021: 27.21; 2 2022: 27.21
Spicewood | Solar | 100 |  | 100% | [6 empty] | 44 | 40 | 37 | 32 | 27 | 22 | 22 | 22 | 22 | 22 | 22 | 22 | 22 | 22 | 22 | 22 | 22 | 22 | 22 | 22
Existing DR | [5 empty] | 6.2349 | 8.531 | 5.4157 | 5.4157 | 5.4157 | 5.4157 | 5.4157 | 5.4157 | 5.4157 | 5.4157 | 5.4157 | 5.4157 | 5.4157 | 5.4157 | 5.4157 | 5.4157 | 5.4157 | 5.4157 | 5.4157

## KPCO Obligation
Obligation | 2023 | 2024 | 2025 | 2026 | 2027 | 2028 | 2029 | 2030 | 2031 | 2032 | 2033 | 2034 | 2035 | 2036 | 2037 | 2038 | 2039 | 2040 | 2041 | 2042 | 2043
Scenario | 2023-2024 | 2024-2025 | 2025-2026 | 2026-2027 | 2027-2028 | 2028-2029 | 2029-2030 | 2030-2031 | 2031-2032 | 2032-2033 | 2033-2034 | 2034-2035 | 2035-2036 | 2036-2037 | 2037-2038 | 2038-2039 | 2039-2040 | 2040-2041 | 2041-2042 | 2042-2043 | 2043-2044
REF Summer | 1013.678 | 1019.3695 | 1002.1988 | 1054.0637 | 1049.8892 | 1043.6274 | 1040.4965 | 1037.3657 | 1035.2784 | 1030.0603 | 1031.1039 | 1025.8858 | 1024.8421 | 1020.6676 | 1021.7113 | 1020.6676 | 1018.5804 | 1012.3186 | 1013.3622 | 1011.275 | 1010.2314
REF Winter | 1339.962 | 1404.2366 | 1397.7002 | 1368.2864 | 1358.4818 | 1345.409 | 1341.0514 | 1332.3362 | 1325.7998 | 1313.8164 | 1312.727 | 1305.1012 | 1299.6542 | 1290.939 | 1288.7602 | 1283.3132 | 1277.8662 | 1265.8828 | 1264.7934 | 1259.3464 | 1253.8994
REF-HC Summer | 1013.678 | 1019.3695 | 1002.1988 | 1054.0637 | 1049.8892 | 1043.6274 | 1040.4965 | 1037.3657 | 1035.2784 | 1030.0603 | 1031.1039 | 1025.8858 | 1024.8421 | 1020.6676 | 1021.7113 | 1020.6676 | 1018.5804 | 1012.3186 | 1013.3622 | 1011.275 | 1010.2314
REF-HC Winter | 1339.962 | 1404.2366 | 1397.7002 | 1368.2864 | 1358.4818 | 1345.409 | 1341.0514 | 1332.3362 | 1325.7998 | 1313.8164 | 1312.727 | 1305.1012 | 1299.6542 | 1290.939 | 1288.7602 | 1283.3132 | 1277.8662 | 1265.8828 | 1264.7934 | 1259.3464 | 1253.8994
CETA Summer | 1049.1578 | 1062.0802 | 1050.3416 | 1110.3157 | 1111.0704 | 1109.6488 | 1111.1091 | 1112.0101 | 1113.9698 | 1112.1208 | 1118.5446 | 1118.2297 | 1123.303 | 1125.5288 | 1133.6884 | 1140.6823 | 1145.504 | 1144.902 | 1153.8074 | 1157.8702 | 1163.8445
CETA Winter | 1386.8621 | 1463.0729 | 1464.8419 | 1441.3075 | 1437.646 | 1430.5215 | 1432.0609 | 1428.2055 | 1426.5737 | 1418.4826 | 1424.0502 | 1422.5784 | 1424.5174 | 1423.5672 | 1430.0053 | 1434.2109 | 1437.0991 | 1431.6755 | 1440.0853 | 1441.9022 | 1444.564
ECR Summer | 985.7623 | 986.7846 | 965.0758 | 1009.7148 | 1002.1717 | 994.2539 | 988.2598 | 981.7733 | 976.4864 | 969.4636 | 967.3687 | 957.1398 | 950.9999 | 942.1721 | 938.152 | 932.9846 | 927.5383 | 918.192 | 915.7202 | 910.1807 | 905.4864
ECR Winter | 1303.0608 | 1359.3491 | 1345.9273 | 1310.7169 | 1296.7388 | 1281.7583 | 1273.7257 | 1260.9364 | 1250.5095 | 1236.5268 | 1231.5839 | 1217.6447 | 1206.0112 | 1191.658 | 1183.3607 | 1173.067 | 1163.6488 | 1148.1795 | 1142.9248 | 1133.4531 | 1123.8899
NCR Summer | 1013.678 | 1019.3695 | 1002.1988 | 1054.0637 | 1049.8892 | 1043.6274 | 1040.4965 | 1037.3657 | 1035.2784 | 1030.0603 | 1031.1039 | 1025.8858 | 1024.8421 | 1020.6676 | 1021.7113 | 1020.6676 | 1018.5804 | 1012.3186 | 1013.3622 | 1011.275 | 1010.2314
NCR Winter | 1339.962 | 1404.2366 | 1397.7002 | 1368.2864 | 1358.4818 | 1345.409 | 1341.0514 | 1332.3362 | 1325.7998 | 1313.8164 | 1312.727 | 1305.1012 | 1299.6542 | 1290.939 | 1288.7602 | 1283.3132 | 1277.8662 | 1265.8828 | 1264.7934 | 1259.3464 | 1253.8994
KPCo Coincident Peak
Scenario | 2023-2024 | 2024-2025 | 2025-2026 | 2026-2027 | 2027-2028 | 2028-2029 | 2029-2030 | 2030-2031 | 2031-2032 | 2032-2033 | 2033-2034 | 2034-2035 | 2035-2036 | 2036-2037 | 2037-2038 | 2038-2039 | 2039-2040 | 2040-2041 | 2041-2042 | 2042-2043 | 2043-2044
REF Summer | 930.492 | 935.7164 | 919.9548 | 967.5635 | 963.7316 | 957.9837 | 955.1097 | 952.2358 | 950.3198 | 945.5299 | 946.4879 | 941.698 | 940.74 | 936.908 | 937.866 | 936.908 | 934.9921 | 929.2442 | 930.2022 | 928.2862 | 927.3282
REF Winter | 1230 | 1289 | 1283 | 1256 | 1247 | 1235 | 1231 | 1223 | 1217 | 1206 | 1205 | 1198 | 1193 | 1185 | 1183 | 1178 | 1173 | 1162 | 1161 | 1156 | 1151
REF-HC Summer | 930.492 | 935.7164 | 919.9548 | 967.5635 | 963.7316 | 957.9837 | 955.1097 | 952.2358 | 950.3198 | 945.5299 | 946.4879 | 941.698 | 940.74 | 936.908 | 937.866 | 936.908 | 934.9921 | 929.2442 | 930.2022 | 928.2862 | 927.3282
REF-HC Winter | 1230 | 1289 | 1283 | 1256 | 1247 | 1235 | 1231 | 1223 | 1217 | 1206 | 1205 | 1198 | 1193 | 1185 | 1183 | 1178 | 1173 | 1162 | 1161 | 1156 | 1151
CETA Summer | 963.0602 | 974.9221 | 964.1469 | 1019.1993 | 1019.8921 | 1018.5871 | 1019.9275 | 1020.7546 | 1022.5535 | 1020.8562 | 1026.7529 | 1026.4638 | 1031.1208 | 1033.1639 | 1040.654 | 1047.0739 | 1051.4999 | 1050.9473 | 1059.1219 | 1062.8513 | 1068.3353
CETA Winter | 1273.0513 | 1343.008 | 1344.6318 | 1323.0287 | 1319.6677 | 1313.1278 | 1314.5409 | 1311.0019 | 1309.5041 | 1302.0769 | 1307.1876 | 1305.8366 | 1307.6165 | 1306.7443 | 1312.654 | 1316.5145 | 1319.1657 | 1314.1872 | 1321.9068 | 1323.5747 | 1326.018
ECR Summer | 904.8672 | 905.8055 | 885.8783 | 926.8541 | 919.93 | 912.6619 | 907.1598 | 901.2055 | 896.3525 | 889.906 | 887.983 | 878.5936 | 872.9575 | 864.8541 | 861.1639 | 856.4206 | 851.4213 | 842.842 | 840.5729 | 835.4881 | 831.179
ECR Winter | 1196.1271 | 1247.7961 | 1235.4758 | 1203.1548 | 1190.3238 | 1176.5727 | 1169.1993 | 1157.4595 | 1147.8883 | 1135.0531 | 1130.5158 | 1117.7205 | 1107.0417 | 1093.8663 | 1086.25 | 1076.801 | 1068.1557 | 1053.9559 | 1049.1324 | 1040.438 | 1031.6595
NCR Summer | 930.492 | 935.7164 | 919.9548 | 967.5635 | 963.7316 | 957.9837 | 955.1097 | 952.2358 | 950.3198 | 945.5299 | 946.4879 | 941.698 | 940.74 | 936.908 | 937.866 | 936.908 | 934.9921 | 929.2442 | 930.2022 | 928.2862 | 927.3282
NCR Winter | 1230 | 1289 | 1283 | 1256 | 1247 | 1235 | 1231 | 1223 | 1217 | 1206 | 1205 | 1198 | 1193 | 1185 | 1183 | 1178 | 1173 | 1162 | 1161 | 1156 | 1151
KPCo Peak
Scenario | 2023-2024 | 2024-2025 | 2025-2026 | 2026-2027 | 2027-2028 | 2028-2029 | 2029-2030 | 2030-2031 | 2031-2032 | 2032-2033 | 2033-2034 | 2034-2035 | 2035-2036 | 2036-2037 | 2037-2038 | 2038-2039 | 2039-2040 | 2040-2041 | 2041-2042 | 2042-2043 | 2043-2044
REF Summer | 952 | 1033 | 1030 | 1010 | 1006 | 1000 | 997 | 994 | 992 | 987 | 988 | 983 | 982 | 978 | 979 | 978 | 976 | 970 | 971 | 969 | 968
REF Winter | 1230 | 1289 | 1283 | 1256 | 1247 | 1235 | 1231 | 1223 | 1217 | 1206 | 1205 | 1198 | 1193 | 1185 | 1183 | 1178 | 1173 | 1162 | 1161 | 1156 | 1151
REF-HC Summer | 952 | 1033 | 1030 | 1010 | 1006 | 1000 | 997 | 994 | 992 | 987 | 988 | 983 | 982 | 978 | 979 | 978 | 976 | 970 | 971 | 969 | 968
REF-HC Winter | 1230 | 1289 | 1283 | 1256 | 1247 | 1235 | 1231 | 1223 | 1217 | 1206 | 1205 | 1198 | 1193 | 1185 | 1183 | 1178 | 1173 | 1162 | 1161 | 1156 | 1151
CETA Summer | 985.321 | 1076.2818 | 1079.4784 | 1063.9005 | 1064.6236 | 1063.2614 | 1064.6607 | 1065.524 | 1067.4018 | 1065.6301 | 1071.7854 | 1071.4836 | 1076.3448 | 1078.4776 | 1086.2961 | 1092.9976 | 1097.6178 | 1097.0409 | 1105.5741 | 1109.467 | 1115.1915
CETA Winter | 1273.0513 | 1343.008 | 1344.6318 | 1323.0287 | 1319.6677 | 1313.1278 | 1314.5409 | 1311.0019 | 1309.5041 | 1302.0769 | 1307.1876 | 1305.8366 | 1307.6165 | 1306.7443 | 1312.654 | 1316.5145 | 1319.1657 | 1314.1872 | 1321.9068 | 1323.5747 | 1326.018
ECR Summer | 925.7829 | 999.9794 | 991.8473 | 967.5051 | 960.2773 | 952.6904 | 946.947 | 940.7316 | 935.6657 | 928.9365 | 926.9291 | 917.1279 | 911.2447 | 902.7859 | 898.9338 | 893.9825 | 888.7638 | 879.8083 | 877.4397 | 872.1318 | 867.6337
ECR Winter | 1196.1271 | 1247.7961 | 1235.4758 | 1203.1548 | 1190.3238 | 1176.5727 | 1169.1993 | 1157.4595 | 1147.8883 | 1135.0531 | 1130.5158 | 1117.7205 | 1107.0417 | 1093.8663 | 1086.25 | 1076.801 | 1068.1557 | 1053.9559 | 1049.1324 | 1040.438 | 1031.6595
NCR Summer | 952 | 1033 | 1030 | 1010 | 1006 | 1000 | 997 | 994 | 992 | 987 | 988 | 983 | 982 | 978 | 979 | 978 | 976 | 970 | 971 | 969 | 968
NCR Winter | 1230 | 1289 | 1283 | 1256 | 1247 | 1235 | 1231 | 1223 | 1217 | 1206 | 1205 | 1198 | 1193 | 1185 | 1183 | 1178 | 1173 | 1162 | 1161 | 1156 | 1151
Coincident Factor | 2023-2024 | 2024-2025 | 2025-2026 | 2026-2027 | 2027-2028 | 2028-2029 | 2029-2030 | 2030-2031 | 2031-2032 | 2032-2033 | 2033-2034 | 2034-2035 | 2035-2036 | 2036-2037 | 2037-2038 | 2038-2039 | 2039-2040 | 2040-2041 | 2041-2042 | 2042-2043 | 2043-2044
Summer | 97.74% | 90.58% | 89.32% | 95.8% | 95.8% | 95.8% | 95.8% | 95.8% | 95.8% | 95.8% | 95.8% | 95.8% | 95.8% | 95.8% | 95.8% | 95.8% | 95.8% | 95.8% | 95.8% | 95.8% | 95.8%
Winter | 100% | 100% | 100% | 100% | 100% | 100% | 100% | 100% | 100% | 100% | 100% | 100% | 100% | 100% | 100% | 100% | 100% | 100% | 100% | 100% | 100%
| 96.48% | 96.88% | 96.99% | 96.78% | 96.93% | 96.83% | 96.9% | 96.9% | 96.74% | 96.71% | 96.56% | 96.54% | 96.37% | 96.65% | 96.38% | 96.59% | 96.55% | 96.56% | 96.56% | 96.56% | 96.56%
| -17.587 | -20.918 | -21.886 | -16.078 | -15.807 | -15.496 | -15.476 | -15.179 | -14.932 | -14.589 | -14.431 | -14.367 | -14.095 | -13.868 | -13.634 | -13.356 | -13.165 | -12.881 | -12.716 | -12.519 | -12.23
| -14.587 | -17.918 | -18.886 | -13.078 | -12.807 | -12.496 | -12.476 | -12.179 | -11.932 | -11.589 | -11.431 | -11.367 | -11.095 | -10.868 | -10.634 | -10.356 | -10.165 | -9.881 | -9.716 | -9.519 | -9.23

## KPCO_Additions_Summer
|  |  | REF Portfolio | REF-HC Portfolio | CETA Portfolio | ECR Portfolio | NCR Portfolio | REF Winter | CC Portfolio | No Wind | High Interconnect | Preferred Plan | Going In Position |  | No Additions | REF Portfolio | REF-HC Portfolio | CETA Portfolio | ECR Portfolio | NCR Portfolio | REF Winter | CC Portfolio | No Wind | High Interconnect | Preferred Plan | Going In Position |  | No Additions | REF Portfolio | REF-HC Portfolio | CETA Portfolio | ECR Portfolio | NCR Portfolio | REF Winter | CC Portfolio | No Wind | High Interconnect | Preferred Plan | Going In Position |  | No Additions
|  |  | ICAP Incremental Additions MW | [12 empty] | ICAP Cumulative Additions MW | [12 empty] | Summer UCAP Cumulative MW | [15 empty] | 2026 | 2030 | 2035 | 2040
Resource Type | Year | Resource | KPCo REF Portfolio | KPCo REF-HC Portfolio | KPCo CETA Portfolio | KPCo ECR Portfolio | KPCo NCR Portfolio | KPCo REF Winter | KPCo CC Portfolio | KPCo No Wind | KPCo High Interconnect | KPCo Preferred Plan | KPCo Going In Position | KPCo | KPCo No Additions | KPCo REF Portfolio | KPCo REF-HC Portfolio | KPCo CETA Portfolio | KPCo ECR Portfolio | KPCo NCR Portfolio | KPCo REF Winter | KPCo CC Portfolio | KPCo No Wind | KPCo High Interconnect | KPCo Preferred Plan | KPCo Going In Position | KPCo | KPCo No Additions | KPCo REF Portfolio | KPCo REF-HC Portfolio | KPCo CETA Portfolio | KPCo ECR Portfolio | KPCo NCR Portfolio | KPCo REF Winter | KPCo CC Portfolio | KPCo No Wind | KPCo High Interconnect | KPCo Preferred Plan | KPCo Going In Position | KPCo | KPCo No Additions |  | Toggle --> | KPCo Preferred Plan | 2022-2026 | 2027-2030 | 2031-2035 | 2036 - 2040 | 2040 +
Area 1001 Gas CC 2x1 2024 | 2024 | Gas CC 2x1 | [13 empty] | 0 | 0 | 0 | 0 | 0 | 0 | 0 | 0 | 0 | 0 | 0 | 0 | 0 | 0 | 0 | 0 | 0 | 0 | 0 | 0 | 0 | 0 | 0 | 0 | 0 | 0 | Gas CC |  | Gas CC | 0 | 0 | 0 | 0 | 0
Area 1001 Gas CC 2x1 2025 | 2025 | Gas CC 2x1 | [13 empty] | 0 | 0 | 0 | 0 | 0 | 0 | 0 | 0 | 0 | 0 | 0 | 0 | 0 | 0 | 0 | 0 | 0 | 0 | 0 | 0 | 0 | 0 | 0 | 0 | 0 | 0 | Gas CC |  | Gas CT | 0 | 480 | 0 | 0 | 0
Area 1001 Gas CC 2x1 2026 | 2026 | Gas CC 2x1 | [13 empty] | 0 | 0 | 0 | 0 | 0 | 0 | 0 | 0 | 0 | 0 | 0 | 0 | 0 | 0 | 0 | 0 | 0 | 0 | 0 | 0 | 0 | 0 | 0 | 0 | 0 | 0 | Gas CC |  | Gas Aero | 0 | 0 | 0 | 0 | 0
Area 1001 Gas CC 2x1 2027 | 2027 | Gas CC 2x1 | [13 empty] | 0 | 0 | 0 | 0 | 0 | 0 | 0 | 0 | 0 | 0 | 0 | 0 | 0 | 0 | 0 | 0 | 0 | 0 | 0 | 0 | 0 | 0 | 0 | 0 | 0 | 0 | Gas CC |  | Gas IC | 0 | 0 | 0 | 0 | 0
Area 1001 Gas CC 2x1 2028 | 2028 | Gas CC 2x1 | [13 empty] | 0 | 0 | 0 | 0 | 0 | 0 | 0 | 0 | 0 | 0 | 0 | 0 | 0 | 0 | 0 | 0 | 0 | 0 | 0 | 0 | 0 | 0 | 0 | 0 | 0 | 0 | Gas CC |  | Gas CCS | 0 | 0 | 0 | 0 | 0
Area 1001 Gas CC 2x1 2029 | 2029 | Gas CC 2x1 | [13 empty] | 0 | 0 | 0 | 0 | 0 | 0 | 0 | 0 | 0 | 0 | 0 | 0 | 0 | 0 | 0 | 0 | 0 | 0 | 0 | 0 | 0 | 0 | 0 | 0 | 0 | 0 | Gas CC |  | Coal CCS | 0 | 0 | 0 | 0 | 0
Area 1001 Gas CC 2x1 2030 | 2030 | Gas CC 2x1 | [13 empty] | 0 | 0 | 0 | 0 | 0 | 0 | 0 | 0 | 0 | 0 | 0 | 0 | 0 | 0 | 0 | 0 | 0 | 0 | 0 | 0 | 0 | 0 | 0 | 0 | 0 | 0 | Gas CC |  | H2 CT | 0 | 0 | 0 | 0 | 0
Area 1001 Gas CC 2x1 2031 | 2031 | Gas CC 2x1 | [13 empty] | 0 | 0 | 0 | 0 | 0 | 0 | 0 | 0 | 0 | 0 | 0 | 0 | 0 | 0 | 0 | 0 | 0 | 0 | 0 | 0 | 0 | 0 | 0 | 0 | 0 | 0 | Gas CC |  | SMR | 0 | 0 | 0 | 0 | 0
Area 1001 Gas CC 2x1 2032 | 2032 | Gas CC 2x1 | [13 empty] | 0 | 0 | 0 | 0 | 0 | 0 | 0 | 0 | 0 | 0 | 0 | 0 | 0 | 0 | 0 | 0 | 0 | 0 | 0 | 0 | 0 | 0 | 0 | 0 | 0 | 0 | Gas CC |  | Solar | 0 | 400 | 0 | 0 | 0
Area 1001 Gas CC 2x1 2033 | 2033 | Gas CC 2x1 | [13 empty] | 0 | 0 | 0 | 0 | 0 | 0 | 0 | 0 | 0 | 0 | 0 | 0 | 0 | 0 | 0 | 0 | 0 | 0 | 0 | 0 | 0 | 0 | 0 | 0 | 0 | 0 | Gas CC |  | Wind | 100 | 300 | 100 | 0 | 0
Area 1001 Gas CC 2x1 2034 | 2034 | Gas CC 2x1 | [13 empty] | 0 | 0 | 0 | 0 | 0 | 0 | 0 | 0 | 0 | 0 | 0 | 0 | 0 | 0 | 0 | 0 | 0 | 0 | 0 | 0 | 0 | 0 | 0 | 0 | 0 | 0 | Gas CC |  | 4hr Li Ion | 0 | 0 | 50 | 0 | 0
Area 1001 Gas CC 2x1 2035 | 2035 | Gas CC 2x1 | [13 empty] | 0 | 0 | 0 | 0 | 0 | 0 | 0 | 0 | 0 | 0 | 0 | 0 | 0 | 0 | 0 | 0 | 0 | 0 | 0 | 0 | 0 | 0 | 0 | 0 | 0 | 0 | Gas CC |  | 20hr Flow | 0 | 0 | 0 | 0 | 0
Area 1001 Gas CC 2x1 2036 | 2036 | Gas CC 2x1 | [13 empty] | 0 | 0 | 0 | 0 | 0 | 0 | 0 | 0 | 0 | 0 | 0 | 0 | 0 | 0 | 0 | 0 | 0 | 0 | 0 | 0 | 0 | 0 | 0 | 0 | 0 | 0 | Gas CC |  | Pumped Thermal | 0 | 0 | 0 | 0 | 0
Area 1001 Gas CC 2x1 2037 | 2037 | Gas CC 2x1 | [13 empty] | 0 | 0 | 0 | 0 | 0 | 0 | 0 | 0 | 0 | 0 | 0 | 0 | 0 | 0 | 0 | 0 | 0 | 0 | 0 | 0 | 0 | 0 | 0 | 0 | 0 | 0 | Gas CC |  | CAES | 0 | 0 | 0 | 0 | 0
Area 1001 Gas CC 2x1 2038 | 2038 | Gas CC 2x1 | [13 empty] | 0 | 0 | 0 | 0 | 0 | 0 | 0 | 0 | 0 | 0 | 0 | 0 | 0 | 0 | 0 | 0 | 0 | 0 | 0 | 0 | 0 | 0 | 0 | 0 | 0 | 0 | Gas CC |  | H2 Electroyzer + CT | 0 | 0 | 0 | 0 | 0
Area 1001 Gas CC 2x1 2039 | 2039 | Gas CC 2x1 | [13 empty] | 0 | 0 | 0 | 0 | 0 | 0 | 0 | 0 | 0 | 0 | 0 | 0 | 0 | 0 | 0 | 0 | 0 | 0 | 0 | 0 | 0 | 0 | 0 | 0 | 0 | 0 | Gas CC |  | Spicewood Solar 2026 | 0 | 0 | 0 | 0 | 0
Area 1001 Gas CC 2x1 2040 | 2040 | Gas CC 2x1 | [13 empty] | 0 | 0 | 0 | 0 | 0 | 0 | 0 | 0 | 0 | 0 | 0 | 0 | 0 | 0 | 0 | 0 | 0 | 0 | 0 | 0 | 0 | 0 | 0 | 0 | 0 | 0 | Gas CC |  | Big Sandy Ext | 0 | 0 | 295 | 0 | 0
Area 1001 Gas CC 2x1 2041 | 2041 | Gas CC 2x1 | [13 empty] | 0 | 0 | 0 | 0 | 0 | 0 | 0 | 0 | 0 | 0 | 0 | 0 | 0 | 0 | 0 | 0 | 0 | 0 | 0 | 0 | 0 | 0 | 0 | 0 | 0 | 0 | Gas CC |  | Big Sandy Ext CCS | 0 | 0 | 0 | 0 | 0
Area 1001 Gas CC 2x1 2042 | 2042 | Gas CC 2x1 | [13 empty] | 0 | 0 | 0 | 0 | 0 | 0 | 0 | 0 | 0 | 0 | 0 | 0 | 0 | 0 | 0 | 0 | 0 | 0 | 0 | 0 | 0 | 0 | 0 | 0 | 0 | 0 | Gas CC |  | Solar + Storage | 0 | 0 | 0 | 0 | 0
Area 1001 Gas CC 2x1 2043 | 2043 | Gas CC 2x1 | [13 empty] | 0 | 0 | 0 | 0 | 0 | 0 | 0 | 0 | 0 | 0 | 0 | 0 | 0 | 0 | 0 | 0 | 0 | 0 | 0 | 0 | 0 | 0 | 0 | 0 | 0 | 0 | Gas CC |  | DSM Resources | 49.9464 | 160.031 | 238.8514 | 226.7119 | 123.9153
Area 1001 Gas CC 1x1 2024 | 2024 | Gas CC 1x1 | [13 empty] | 0 | 0 | 0 | 0 | 0 | 0 | 0 | 0 | 0 | 0 | 0 | 0 | 0 | 0 | 0 | 0 | 0 | 0 | 0 | 0 | 0 | 0 | 0 | 0 | 0 | 0 | Gas CC |  | Solar T2 | 0 | 300 | 0 | 0 | 0
Area 1001 Gas CC 1x1 2025 | 2025 | Gas CC 1x1 | [13 empty] | 0 | 0 | 0 | 0 | 0 | 0 | 0 | 0 | 0 | 0 | 0 | 0 | 0 | 0 | 0 | 0 | 0 | 0 | 0 | 0 | 0 | 0 | 0 | 0 | 0 | 0 | Gas CC |  | Wind T2 | 0 | 200 | 0 | 0 | 0
Area 1001 Gas CC 1x1 2026 | 2026 | Gas CC 1x1 | [13 empty] | 0 | 0 | 0 | 0 | 0 | 0 | 0 | 0 | 0 | 0 | 0 | 0 | 0 | 0 | 0 | 0 | 0 | 0 | 0 | 0 | 0 | 0 | 0 | 0 | 0 | 0 | Gas CC |  | Capacity Purchase | 307 | 407 | 0 | 0 | 0
Area 1001 Gas CC 1x1 2027 | 2027 | Gas CC 1x1 | [13 empty] | 0 | 0 | 0 | 0 | 0 | 0 | 0 | 0 | 0 | 0 | 0 | 0 | 0 | 0 | 0 | 0 | 0 | 0 | 0 | 0 | 0 | 0 | 0 | 0 | 0 | 0 | Gas CC
Area 1001 Gas CC 1x1 2028 | 2028 | Gas CC 1x1 | [13 empty] | 0 | 0 | 0 | 0 | 0 | 0 | 0 | 0 | 0 | 0 | 0 | 0 | 0 | 0 | 0 | 0 | 0 | 0 | 0 | 0 | 0 | 0 | 0 | 0 | 0 | 0 | Gas CC
Area 1001 Gas CC 1x1 2029 | 2029 | Gas CC 1x1 | [6 empty] | 418 | [6 empty] | 0 | 0 | 0 | 0 | 0 | 0 | 418 | 0 | 0 | 0 | 0 | 0 | 0 | 0 | 0 | 0 | 0 | 0 | 0 | 397.1 | 0 | 0 | 0 | 0 | 0 | 0 | Gas CC
Area 1001 Gas CC 1x1 2030 | 2030 | Gas CC 1x1 | [13 empty] | 0 | 0 | 0 | 0 | 0 | 0 | 418 | 0 | 0 | 0 | 0 | 0 | 0 | 0 | 0 | 0 | 0 | 0 | 0 | 397.1 | 0 | 0 | 0 | 0 | 0 | 0 | Gas CC
Area 1001 Gas CC 1x1 2031 | 2031 | Gas CC 1x1 | [13 empty] | 0 | 0 | 0 | 0 | 0 | 0 | 418 | 0 | 0 | 0 | 0 | 0 | 0 | 0 | 0 | 0 | 0 | 0 | 0 | 397.1 | 0 | 0 | 0 | 0 | 0 | 0 | Gas CC
Area 1001 Gas CC 1x1 2032 | 2032 | Gas CC 1x1 | [13 empty] | 0 | 0 | 0 | 0 | 0 | 0 | 418 | 0 | 0 | 0 | 0 | 0 | 0 | 0 | 0 | 0 | 0 | 0 | 0 | 397.1 | 0 | 0 | 0 | 0 | 0 | 0 | Gas CC
Area 1001 Gas CC 1x1 2033 | 2033 | Gas CC 1x1 | [13 empty] | 0 | 0 | 0 | 0 | 0 | 0 | 418 | 0 | 0 | 0 | 0 | 0 | 0 | 0 | 0 | 0 | 0 | 0 | 0 | 397.1 | 0 | 0 | 0 | 0 | 0 | 0 | Gas CC
Area 1001 Gas CC 1x1 2034 | 2034 | Gas CC 1x1 | [13 empty] | 0 | 0 | 0 | 0 | 0 | 0 | 418 | 0 | 0 | 0 | 0 | 0 | 0 | 0 | 0 | 0 | 0 | 0 | 0 | 397.1 | 0 | 0 | 0 | 0 | 0 | 0 | Gas CC
Area 1001 Gas CC 1x1 2035 | 2035 | Gas CC 1x1 | [13 empty] | 0 | 0 | 0 | 0 | 0 | 0 | 418 | 0 | 0 | 0 | 0 | 0 | 0 | 0 | 0 | 0 | 0 | 0 | 0 | 397.1 | 0 | 0 | 0 | 0 | 0 | 0 | Gas CC
Area 1001 Gas CC 1x1 2036 | 2036 | Gas CC 1x1 | [13 empty] | 0 | 0 | 0 | 0 | 0 | 0 | 418 | 0 | 0 | 0 | 0 | 0 | 0 | 0 | 0 | 0 | 0 | 0 | 0 | 397.1 | 0 | 0 | 0 | 0 | 0 | 0 | Gas CC
Area 1001 Gas CC 1x1 2037 | 2037 | Gas CC 1x1 | [13 empty] | 0 | 0 | 0 | 0 | 0 | 0 | 418 | 0 | 0 | 0 | 0 | 0 | 0 | 0 | 0 | 0 | 0 | 0 | 0 | 397.1 | 0 | 0 | 0 | 0 | 0 | 0 | Gas CC
Area 1001 Gas CC 1x1 2038 | 2038 | Gas CC 1x1 | [13 empty] | 0 | 0 | 0 | 0 | 0 | 0 | 418 | 0 | 0 | 0 | 0 | 0 | 0 | 0 | 0 | 0 | 0 | 0 | 0 | 397.1 | 0 | 0 | 0 | 0 | 0 | 0 | Gas CC
Area 1001 Gas CC 1x1 2039 | 2039 | Gas CC 1x1 | [13 empty] | 0 | 0 | 0 | 0 | 0 | 0 | 418 | 0 | 0 | 0 | 0 | 0 | 0 | 0 | 0 | 0 | 0 | 0 | 0 | 397.1 | 0 | 0 | 0 | 0 | 0 | 0 | Gas CC
Area 1001 Gas CC 1x1 2040 | 2040 | Gas CC 1x1 | [13 empty] | 0 | 0 | 0 | 0 | 0 | 0 | 418 | 0 | 0 | 0 | 0 | 0 | 0 | 0 | 0 | 0 | 0 | 0 | 0 | 397.1 | 0 | 0 | 0 | 0 | 0 | 0 | Gas CC
Area 1001 Gas CC 1x1 2041 | 2041 | Gas CC 1x1 | [13 empty] | 0 | 0 | 0 | 0 | 0 | 0 | 418 | 0 | 0 | 0 | 0 | 0 | 0 | 0 | 0 | 0 | 0 | 0 | 0 | 397.1 | 0 | 0 | 0 | 0 | 0 | 0 | Gas CC
Area 1001 Gas CC 1x1 2042 | 2042 | Gas CC 1x1 | [13 empty] | 0 | 0 | 0 | 0 | 0 | 0 | 418 | 0 | 0 | 0 | 0 | 0 | 0 | 0 | 0 | 0 | 0 | 0 | 0 | 397.1 | 0 | 0 | 0 | 0 | 0 | 0 | Gas CC
Area 1001 Gas CC 1x1 2043 | 2043 | Gas CC 1x1 | [13 empty] | 0 | 0 | 0 | 0 | 0 | 0 | 418 | 0 | 0 | 0 | 0 | 0 | 0 | 0 | 0 | 0 | 0 | 0 | 0 | 397.1 | 0 | 0 | 0 | 0 | 0 | 0 | Gas CC
Area 1001 Gas CT 2024 | 2024 | Gas CT | [13 empty] | 0 | 0 | 0 | 0 | 0 | 0 | 0 | 0 | 0 | 0 | 0 | 0 | 0 | 0 | 0 | 0 | 0 | 0 | 0 | 0 | 0 | 0 | 0 | 0 | 0 | 0 | Gas CT
Area 1001 Gas CT 2025 | 2025 | Gas CT | [13 empty] | 0 | 0 | 0 | 0 | 0 | 0 | 0 | 0 | 0 | 0 | 0 | 0 | 0 | 0 | 0 | 0 | 0 | 0 | 0 | 0 | 0 | 0 | 0 | 0 | 0 | 0 | Gas CT
Area 1001 Gas CT 2026 | 2026 | Gas CT | [13 empty] | 0 | 0 | 0 | 0 | 0 | 0 | 0 | 0 | 0 | 0 | 0 | 0 | 0 | 0 | 0 | 0 | 0 | 0 | 0 | 0 | 0 | 0 | 0 | 0 | 0 | 0 | Gas CT
Area 1001 Gas CT 2027 | 2027 | Gas CT | [13 empty] | 0 | 0 | 0 | 0 | 0 | 0 | 0 | 0 | 0 | 0 | 0 | 0 | 0 | 0 | 0 | 0 | 0 | 0 | 0 | 0 | 0 | 0 | 0 | 0 | 0 | 0 | Gas CT
Area 1001 Gas CT 2028 | 2028 | Gas CT | [13 empty] | 0 | 0 | 0 | 0 | 0 | 0 | 0 | 0 | 0 | 0 | 0 | 0 | 0 | 0 | 0 | 0 | 0 | 0 | 0 | 0 | 0 | 0 | 0 | 0 | 0 | 0 | Gas CT
Area 1001 Gas CT 2029 | 2029 | Gas CT | 480 | 480 | 480 | 240 | 480 | 480 |  | 240 | 480 | 480 |  |  |  | 480 | 480 | 480 | 240 | 480 | 480 | 0 | 240 | 480 | 480 | 0 | 0 | 0 | 456 | 456 | 456 | 228 | 456 | 456 | 0 | 228 | 456 | 456 | 0 | 0 | 0 | Gas CT
Area 1001 Gas CT 2030 | 2030 | Gas CT | [13 empty] | 480 | 480 | 480 | 240 | 480 | 480 | 0 | 240 | 480 | 480 | 0 | 0 | 0 | 456 | 456 | 456 | 228 | 456 | 456 | 0 | 228 | 456 | 456 | 0 | 0 | 0 | Gas CT
Area 1001 Gas CT 2031 | 2031 | Gas CT | [13 empty] | 480 | 480 | 480 | 240 | 480 | 480 | 0 | 240 | 480 | 480 | 0 | 0 | 0 | 456 | 456 | 456 | 228 | 456 | 456 | 0 | 228 | 456 | 456 | 0 | 0 | 0 | Gas CT
Area 1001 Gas CT 2032 | 2032 | Gas CT | [13 empty] | 480 | 480 | 480 | 240 | 480 | 480 | 0 | 240 | 480 | 480 | 0 | 0 | 0 | 456 | 456 | 456 | 228 | 456 | 456 | 0 | 228 | 456 | 456 | 0 | 0 | 0 | Gas CT
Area 1001 Gas CT 2033 | 2033 | Gas CT | [13 empty] | 480 | 480 | 480 | 240 | 480 | 480 | 0 | 240 | 480 | 480 | 0 | 0 | 0 | 456 | 456 | 456 | 228 | 456 | 456 | 0 | 228 | 456 | 456 | 0 | 0 | 0 | Gas CT
Area 1001 Gas CT 2034 | 2034 | Gas CT | [13 empty] | 480 | 480 | 480 | 240 | 480 | 480 | 0 | 240 | 480 | 480 | 0 | 0 | 0 | 456 | 456 | 456 | 228 | 456 | 456 | 0 | 228 | 456 | 456 | 0 | 0 | 0 | Gas CT
Area 1001 Gas CT 2035 | 2035 | Gas CT | [13 empty] | 480 | 480 | 480 | 240 | 480 | 480 | 0 | 240 | 480 | 480 | 0 | 0 | 0 | 456 | 456 | 456 | 228 | 456 | 456 | 0 | 228 | 456 | 456 | 0 | 0 | 0 | Gas CT
Area 1001 Gas CT 2036 | 2036 | Gas CT | [13 empty] | 480 | 480 | 480 | 240 | 480 | 480 | 0 | 240 | 480 | 480 | 0 | 0 | 0 | 456 | 456 | 456 | 228 | 456 | 456 | 0 | 228 | 456 | 456 | 0 | 0 | 0 | Gas CT
Area 1001 Gas CT 2037 | 2037 | Gas CT | [13 empty] | 480 | 480 | 480 | 240 | 480 | 480 | 0 | 240 | 480 | 480 | 0 | 0 | 0 | 456 | 456 | 456 | 228 | 456 | 456 | 0 | 228 | 456 | 456 | 0 | 0 | 0 | Gas CT
Area 1001 Gas CT 2038 | 2038 | Gas CT | [13 empty] | 480 | 480 | 480 | 240 | 480 | 480 | 0 | 240 | 480 | 480 | 0 | 0 | 0 | 456 | 456 | 456 | 228 | 456 | 456 | 0 | 228 | 456 | 456 | 0 | 0 | 0 | Gas CT
Area 1001 Gas CT 2039 | 2039 | Gas CT | [13 empty] | 480 | 480 | 480 | 240 | 480 | 480 | 0 | 240 | 480 | 480 | 0 | 0 | 0 | 456 | 456 | 456 | 228 | 456 | 456 | 0 | 228 | 456 | 456 | 0 | 0 | 0 | Gas CT
Area 1001 Gas CT 2040 | 2040 | Gas CT | [13 empty] | 480 | 480 | 480 | 240 | 480 | 480 | 0 | 240 | 480 | 480 | 0 | 0 | 0 | 456 | 456 | 456 | 228 | 456 | 456 | 0 | 228 | 456 | 456 | 0 | 0 | 0 | Gas CT
Area 1001 Gas CT 2041 | 2041 | Gas CT | [13 empty] | 480 | 480 | 480 | 240 | 480 | 480 | 0 | 240 | 480 | 480 | 0 | 0 | 0 | 456 | 456 | 456 | 228 | 456 | 456 | 0 | 228 | 456 | 456 | 0 | 0 | 0 | Gas CT
Area 1001 Gas CT 2042 | 2042 | Gas CT | [13 empty] | 480 | 480 | 480 | 240 | 480 | 480 | 0 | 240 | 480 | 480 | 0 | 0 | 0 | 456 | 456 | 456 | 228 | 456 | 456 | 0 | 228 | 456 | 456 | 0 | 0 | 0 | Gas CT
Area 1001 Gas CT 2043 | 2043 | Gas CT | [13 empty] | 480 | 480 | 480 | 240 | 480 | 480 | 0 | 240 | 480 | 480 | 0 | 0 | 0 | 456 | 456 | 456 | 228 | 456 | 456 | 0 | 228 | 456 | 456 | 0 | 0 | 0 | Gas CT
Area 1001 Gas Aero CT 2024 | 2024 | Gas Aero | [13 empty] | 0 | 0 | 0 | 0 | 0 | 0 | 0 | 0 | 0 | 0 | 0 | 0 | 0 | 0 | 0 | 0 | 0 | 0 | 0 | 0 | 0 | 0 | 0 | 0 | 0 | 0 | Gas Aero
Area 1001 Gas Aero CT 2025 | 2025 | Gas Aero | [13 empty] | 0 | 0 | 0 | 0 | 0 | 0 | 0 | 0 | 0 | 0 | 0 | 0 | 0 | 0 | 0 | 0 | 0 | 0 | 0 | 0 | 0 | 0 | 0 | 0 | 0 | 0 | Gas Aero
Area 1001 Gas Aero CT 2026 | 2026 | Gas Aero | [13 empty] | 0 | 0 | 0 | 0 | 0 | 0 | 0 | 0 | 0 | 0 | 0 | 0 | 0 | 0 | 0 | 0 | 0 | 0 | 0 | 0 | 0 | 0 | 0 | 0 | 0 | 0 | Gas Aero
Area 1001 Gas Aero CT 2027 | 2027 | Gas Aero | [13 empty] | 0 | 0 | 0 | 0 | 0 | 0 | 0 | 0 | 0 | 0 | 0 | 0 | 0 | 0 | 0 | 0 | 0 | 0 | 0 | 0 | 0 | 0 | 0 | 0 | 0 | 0 | Gas Aero
Area 1001 Gas Aero CT 2028 | 2028 | Gas Aero | [13 empty] | 0 | 0 | 0 | 0 | 0 | 0 | 0 | 0 | 0 | 0 | 0 | 0 | 0 | 0 | 0 | 0 | 0 | 0 | 0 | 0 | 0 | 0 | 0 | 0 | 0 | 0 | Gas Aero
Area 1001 Gas Aero CT 2029 | 2029 | Gas Aero | [13 empty] | 0 | 0 | 0 | 0 | 0 | 0 | 0 | 0 | 0 | 0 | 0 | 0 | 0 | 0 | 0 | 0 | 0 | 0 | 0 | 0 | 0 | 0 | 0 | 0 | 0 | 0 | Gas Aero
Area 1001 Gas Aero CT 2030 | 2030 | Gas Aero | [13 empty] | 0 | 0 | 0 | 0 | 0 | 0 | 0 | 0 | 0 | 0 | 0 | 0 | 0 | 0 | 0 | 0 | 0 | 0 | 0 | 0 | 0 | 0 | 0 | 0 | 0 | 0 | Gas Aero
Area 1001 Gas Aero CT 2031 | 2031 | Gas Aero | [13 empty] | 0 | 0 | 0 | 0 | 0 | 0 | 0 | 0 | 0 | 0 | 0 | 0 | 0 | 0 | 0 | 0 | 0 | 0 | 0 | 0 | 0 | 0 | 0 | 0 | 0 | 0 | Gas Aero
Area 1001 Gas Aero CT 2032 | 2032 | Gas Aero | [13 empty] | 0 | 0 | 0 | 0 | 0 | 0 | 0 | 0 | 0 | 0 | 0 | 0 | 0 | 0 | 0 | 0 | 0 | 0 | 0 | 0 | 0 | 0 | 0 | 0 | 0 | 0 | Gas Aero
Area 1001 Gas Aero CT 2033 | 2033 | Gas Aero | [13 empty] | 0 | 0 | 0 | 0 | 0 | 0 | 0 | 0 | 0 | 0 | 0 | 0 | 0 | 0 | 0 | 0 | 0 | 0 | 0 | 0 | 0 | 0 | 0 | 0 | 0 | 0 | Gas Aero
Area 1001 Gas Aero CT 2034 | 2034 | Gas Aero | [13 empty] | 0 | 0 | 0 | 0 | 0 | 0 | 0 | 0 | 0 | 0 | 0 | 0 | 0 | 0 | 0 | 0 | 0 | 0 | 0 | 0 | 0 | 0 | 0 | 0 | 0 | 0 | Gas Aero
Area 1001 Gas Aero CT 2035 | 2035 | Gas Aero | [13 empty] | 0 | 0 | 0 | 0 | 0 | 0 | 0 | 0 | 0 | 0 | 0 | 0 | 0 | 0 | 0 | 0 | 0 | 0 | 0 | 0 | 0 | 0 | 0 | 0 | 0 | 0 | Gas Aero
Area 1001 Gas Aero CT 2036 | 2036 | Gas Aero | [13 empty] | 0 | 0 | 0 | 0 | 0 | 0 | 0 | 0 | 0 | 0 | 0 | 0 | 0 | 0 | 0 | 0 | 0 | 0 | 0 | 0 | 0 | 0 | 0 | 0 | 0 | 0 | Gas Aero
Area 1001 Gas Aero CT 2037 | 2037 | Gas Aero | [13 empty] | 0 | 0 | 0 | 0 | 0 | 0 | 0 | 0 | 0 | 0 | 0 | 0 | 0 | 0 | 0 | 0 | 0 | 0 | 0 | 0 | 0 | 0 | 0 | 0 | 0 | 0 | Gas Aero
Area 1001 Gas Aero CT 2038 | 2038 | Gas Aero | [13 empty] | 0 | 0 | 0 | 0 | 0 | 0 | 0 | 0 | 0 | 0 | 0 | 0 | 0 | 0 | 0 | 0 | 0 | 0 | 0 | 0 | 0 | 0 | 0 | 0 | 0 | 0 | Gas Aero
Area 1001 Gas Aero CT 2039 | 2039 | Gas Aero | [13 empty] | 0 | 0 | 0 | 0 | 0 | 0 | 0 | 0 | 0 | 0 | 0 | 0 | 0 | 0 | 0 | 0 | 0 | 0 | 0 | 0 | 0 | 0 | 0 | 0 | 0 | 0 | Gas Aero
Area 1001 Gas Aero CT 2040 | 2040 | Gas Aero | [13 empty] | 0 | 0 | 0 | 0 | 0 | 0 | 0 | 0 | 0 | 0 | 0 | 0 | 0 | 0 | 0 | 0 | 0 | 0 | 0 | 0 | 0 | 0 | 0 | 0 | 0 | 0 | Gas Aero
Area 1001 Gas Aero CT 2041 | 2041 | Gas Aero | [13 empty] | 0 | 0 | 0 | 0 | 0 | 0 | 0 | 0 | 0 | 0 | 0 | 0 | 0 | 0 | 0 | 0 | 0 | 0 | 0 | 0 | 0 | 0 | 0 | 0 | 0 | 0 | Gas Aero
Area 1001 Gas Aero CT 2042 | 2042 | Gas Aero | [13 empty] | 0 | 0 | 0 | 0 | 0 | 0 | 0 | 0 | 0 | 0 | 0 | 0 | 0 | 0 | 0 | 0 | 0 | 0 | 0 | 0 | 0 | 0 | 0 | 0 | 0 | 0 | Gas Aero
Area 1001 Gas Aero CT 2043 | 2043 | Gas Aero | [13 empty] | 0 | 0 | 0 | 0 | 0 | 0 | 0 | 0 | 0 | 0 | 0 | 0 | 0 | 0 | 0 | 0 | 0 | 0 | 0 | 0 | 0 | 0 | 0 | 0 | 0 | 0 | Gas Aero
Area 1001 Gas IC 2023 | 2023 | Gas IC | [13 empty] | 0 | 0 | 0 | 0 | 0 | 0 | 0 | 0 | 0 | 0 | 0 | 0 | 0 | 0 | 0 | 0 | 0 | 0 | 0 | 0 | 0 | 0 | 0 | 0 | 0 | 0 | Gas IC
Area 1001 Gas IC 2024 | 2024 | Gas IC | [13 empty] | 0 | 0 | 0 | 0 | 0 | 0 | 0 | 0 | 0 | 0 | 0 | 0 | 0 | 0 | 0 | 0 | 0 | 0 | 0 | 0 | 0 | 0 | 0 | 0 | 0 | 0 | Gas IC
Area 1001 Gas IC 2025 | 2025 | Gas IC | [13 empty] | 0 | 0 | 0 | 0 | 0 | 0 | 0 | 0 | 0 | 0 | 0 | 0 | 0 | 0 | 0 | 0 | 0 | 0 | 0 | 0 | 0 | 0 | 0 | 0 | 0 | 0 | Gas IC
Area 1001 Gas IC 2026 | 2026 | Gas IC | [13 empty] | 0 | 0 | 0 | 0 | 0 | 0 | 0 | 0 | 0 | 0 | 0 | 0 | 0 | 0 | 0 | 0 | 0 | 0 | 0 | 0 | 0 | 0 | 0 | 0 | 0 | 0 | Gas IC
Area 1001 Gas IC 2027 | 2027 | Gas IC | [13 empty] | 0 | 0 | 0 | 0 | 0 | 0 | 0 | 0 | 0 | 0 | 0 | 0 | 0 | 0 | 0 | 0 | 0 | 0 | 0 | 0 | 0 | 0 | 0 | 0 | 0 | 0 | Gas IC
Area 1001 Gas IC 2028 | 2028 | Gas IC | [13 empty] | 0 | 0 | 0 | 0 | 0 | 0 | 0 | 0 | 0 | 0 | 0 | 0 | 0 | 0 | 0 | 0 | 0 | 0 | 0 | 0 | 0 | 0 | 0 | 0 | 0 | 0 | Gas IC
Area 1001 Gas IC 2029 | 2029 | Gas IC | [13 empty] | 0 | 0 | 0 | 0 | 0 | 0 | 0 | 0 | 0 | 0 | 0 | 0 | 0 | 0 | 0 | 0 | 0 | 0 | 0 | 0 | 0 | 0 | 0 | 0 | 0 | 0 | Gas IC
Area 1001 Gas IC 2030 | 2030 | Gas IC | [13 empty] | 0 | 0 | 0 | 0 | 0 | 0 | 0 | 0 | 0 | 0 | 0 | 0 | 0 | 0 | 0 | 0 | 0 | 0 | 0 | 0 | 0 | 0 | 0 | 0 | 0 | 0 | Gas IC
Area 1001 Gas IC 2031 | 2031 | Gas IC | [13 empty] | 0 | 0 | 0 | 0 | 0 | 0 | 0 | 0 | 0 | 0 | 0 | 0 | 0 | 0 | 0 | 0 | 0 | 0 | 0 | 0 | 0 | 0 | 0 | 0 | 0 | 0 | Gas IC
Area 1001 Gas IC 2032 | 2032 | Gas IC | [13 empty] | 0 | 0 | 0 | 0 | 0 | 0 | 0 | 0 | 0 | 0 | 0 | 0 | 0 | 0 | 0 | 0 | 0 | 0 | 0 | 0 | 0 | 0 | 0 | 0 | 0 | 0 | Gas IC
Area 1001 Gas IC 2033 | 2033 | Gas IC | [13 empty] | 0 | 0 | 0 | 0 | 0 | 0 | 0 | 0 | 0 | 0 | 0 | 0 | 0 | 0 | 0 | 0 | 0 | 0 | 0 | 0 | 0 | 0 | 0 | 0 | 0 | 0 | Gas IC
Area 1001 Gas IC 2034 | 2034 | Gas IC | [13 empty] | 0 | 0 | 0 | 0 | 0 | 0 | 0 | 0 | 0 | 0 | 0 | 0 | 0 | 0 | 0 | 0 | 0 | 0 | 0 | 0 | 0 | 0 | 0 | 0 | 0 | 0 | Gas IC
Area 1001 Gas IC 2035 | 2035 | Gas IC | [13 empty] | 0 | 0 | 0 | 0 | 0 | 0 | 0 | 0 | 0 | 0 | 0 | 0 | 0 | 0 | 0 | 0 | 0 | 0 | 0 | 0 | 0 | 0 | 0 | 0 | 0 | 0 | Gas IC
Area 1001 Gas IC 2036 | 2036 | Gas IC | [13 empty] | 0 | 0 | 0 | 0 | 0 | 0 | 0 | 0 | 0 | 0 | 0 | 0 | 0 | 0 | 0 | 0 | 0 | 0 | 0 | 0 | 0 | 0 | 0 | 0 | 0 | 0 | Gas IC
Area 1001 Gas IC 2037 | 2037 | Gas IC | [13 empty] | 0 | 0 | 0 | 0 | 0 | 0 | 0 | 0 | 0 | 0 | 0 | 0 | 0 | 0 | 0 | 0 | 0 | 0 | 0 | 0 | 0 | 0 | 0 | 0 | 0 | 0 | Gas IC
Area 1001 Gas IC 2038 | 2038 | Gas IC | [13 empty] | 0 | 0 | 0 | 0 | 0 | 0 | 0 | 0 | 0 | 0 | 0 | 0 | 0 | 0 | 0 | 0 | 0 | 0 | 0 | 0 | 0 | 0 | 0 | 0 | 0 | 0 | Gas IC
Area 1001 Gas IC 2039 | 2039 | Gas IC | [13 empty] | 0 | 0 | 0 | 0 | 0 | 0 | 0 | 0 | 0 | 0 | 0 | 0 | 0 | 0 | 0 | 0 | 0 | 0 | 0 | 0 | 0 | 0 | 0 | 0 | 0 | 0 | Gas IC
Area 1001 Gas IC 2040 | 2040 | Gas IC | [13 empty] | 0 | 0 | 0 | 0 | 0 | 0 | 0 | 0 | 0 | 0 | 0 | 0 | 0 | 0 | 0 | 0 | 0 | 0 | 0 | 0 | 0 | 0 | 0 | 0 | 0 | 0 | Gas IC
Area 1001 Gas IC 2041 | 2041 | Gas IC | [13 empty] | 0 | 0 | 0 | 0 | 0 | 0 | 0 | 0 | 0 | 0 | 0 | 0 | 0 | 0 | 0 | 0 | 0 | 0 | 0 | 0 | 0 | 0 | 0 | 0 | 0 | 0 | Gas IC
Area 1001 Gas IC 2042 | 2042 | Gas IC | [13 empty] | 0 | 0 | 0 | 0 | 0 | 0 | 0 | 0 | 0 | 0 | 0 | 0 | 0 | 0 | 0 | 0 | 0 | 0 | 0 | 0 | 0 | 0 | 0 | 0 | 0 | 0 | Gas IC
Area 1001 Gas IC 2043 | 2043 | Gas IC | [13 empty] | 0 | 0 | 0 | 0 | 0 | 0 | 0 | 0 | 0 | 0 | 0 | 0 | 0 | 0 | 0 | 0 | 0 | 0 | 0 | 0 | 0 | 0 | 0 | 0 | 0 | 0 | Gas IC
Area 1001 Gas CCS 2024 | 2024 | Gas CCS | [13 empty] | 0 | 0 | 0 | 0 | 0 | 0 | 0 | 0 | 0 | 0 | 0 | 0 | 0 | 0 | 0 | 0 | 0 | 0 | 0 | 0 | 0 | 0 | 0 | 0 | 0 | 0 | Gas CCS
Area 1001 Gas CCS 2025 | 2025 | Gas CCS | [13 empty] | 0 | 0 | 0 | 0 | 0 | 0 | 0 | 0 | 0 | 0 | 0 | 0 | 0 | 0 | 0 | 0 | 0 | 0 | 0 | 0 | 0 | 0 | 0 | 0 | 0 | 0 | Gas CCS
Area 1001 Gas CCS 2026 | 2026 | Gas CCS | [13 empty] | 0 | 0 | 0 | 0 | 0 | 0 | 0 | 0 | 0 | 0 | 0 | 0 | 0 | 0 | 0 | 0 | 0 | 0 | 0 | 0 | 0 | 0 | 0 | 0 | 0 | 0 | Gas CCS
Area 1001 Gas CCS 2027 | 2027 | Gas CCS | [13 empty] | 0 | 0 | 0 | 0 | 0 | 0 | 0 | 0 | 0 | 0 | 0 | 0 | 0 | 0 | 0 | 0 | 0 | 0 | 0 | 0 | 0 | 0 | 0 | 0 | 0 | 0 | Gas CCS
Area 1001 Gas CCS 2028 | 2028 | Gas CCS | [13 empty] | 0 | 0 | 0 | 0 | 0 | 0 | 0 | 0 | 0 | 0 | 0 | 0 | 0 | 0 | 0 | 0 | 0 | 0 | 0 | 0 | 0 | 0 | 0 | 0 | 0 | 0 | Gas CCS
Area 1001 Gas CCS 2029 | 2029 | Gas CCS | [13 empty] | 0 | 0 | 0 | 0 | 0 | 0 | 0 | 0 | 0 | 0 | 0 | 0 | 0 | 0 | 0 | 0 | 0 | 0 | 0 | 0 | 0 | 0 | 0 | 0 | 0 | 0 | Gas CCS
Area 1001 Gas CCS 2030 | 2030 | Gas CCS | [13 empty] | 0 | 0 | 0 | 0 | 0 | 0 | 0 | 0 | 0 | 0 | 0 | 0 | 0 | 0 | 0 | 0 | 0 | 0 | 0 | 0 | 0 | 0 | 0 | 0 | 0 | 0 | Gas CCS
Area 1001 Gas CCS 2031 | 2031 | Gas CCS | [13 empty] | 0 | 0 | 0 | 0 | 0 | 0 | 0 | 0 | 0 | 0 | 0 | 0 | 0 | 0 | 0 | 0 | 0 | 0 | 0 | 0 | 0 | 0 | 0 | 0 | 0 | 0 | Gas CCS
Area 1001 Gas CCS 2032 | 2032 | Gas CCS | [13 empty] | 0 | 0 | 0 | 0 | 0 | 0 | 0 | 0 | 0 | 0 | 0 | 0 | 0 | 0 | 0 | 0 | 0 | 0 | 0 | 0 | 0 | 0 | 0 | 0 | 0 | 0 | Gas CCS
Area 1001 Gas CCS 2033 | 2033 | Gas CCS | [13 empty] | 0 | 0 | 0 | 0 | 0 | 0 | 0 | 0 | 0 | 0 | 0 | 0 | 0 | 0 | 0 | 0 | 0 | 0 | 0 | 0 | 0 | 0 | 0 | 0 | 0 | 0 | Gas CCS
Area 1001 Gas CCS 2034 | 2034 | Gas CCS | [13 empty] | 0 | 0 | 0 | 0 | 0 | 0 | 0 | 0 | 0 | 0 | 0 | 0 | 0 | 0 | 0 | 0 | 0 | 0 | 0 | 0 | 0 | 0 | 0 | 0 | 0 | 0 | Gas CCS
Area 1001 Gas CCS 2035 | 2035 | Gas CCS | [13 empty] | 0 | 0 | 0 | 0 | 0 | 0 | 0 | 0 | 0 | 0 | 0 | 0 | 0 | 0 | 0 | 0 | 0 | 0 | 0 | 0 | 0 | 0 | 0 | 0 | 0 | 0 | Gas CCS
Area 1001 Gas CCS 2036 | 2036 | Gas CCS | [13 empty] | 0 | 0 | 0 | 0 | 0 | 0 | 0 | 0 | 0 | 0 | 0 | 0 | 0 | 0 | 0 | 0 | 0 | 0 | 0 | 0 | 0 | 0 | 0 | 0 | 0 | 0 | Gas CCS
Area 1001 Gas CCS 2037 | 2037 | Gas CCS | [13 empty] | 0 | 0 | 0 | 0 | 0 | 0 | 0 | 0 | 0 | 0 | 0 | 0 | 0 | 0 | 0 | 0 | 0 | 0 | 0 | 0 | 0 | 0 | 0 | 0 | 0 | 0 | Gas CCS
Area 1001 Gas CCS 2038 | 2038 | Gas CCS | [13 empty] | 0 | 0 | 0 | 0 | 0 | 0 | 0 | 0 | 0 | 0 | 0 | 0 | 0 | 0 | 0 | 0 | 0 | 0 | 0 | 0 | 0 | 0 | 0 | 0 | 0 | 0 | Gas CCS
Area 1001 Gas CCS 2039 | 2039 | Gas CCS | [13 empty] | 0 | 0 | 0 | 0 | 0 | 0 | 0 | 0 | 0 | 0 | 0 | 0 | 0 | 0 | 0 | 0 | 0 | 0 | 0 | 0 | 0 | 0 | 0 | 0 | 0 | 0 | Gas CCS
Area 1001 Gas CCS 2040 | 2040 | Gas CCS | [13 empty] | 0 | 0 | 0 | 0 | 0 | 0 | 0 | 0 | 0 | 0 | 0 | 0 | 0 | 0 | 0 | 0 | 0 | 0 | 0 | 0 | 0 | 0 | 0 | 0 | 0 | 0 | Gas CCS
Area 1001 Gas CCS 2041 | 2041 | Gas CCS | [13 empty] | 0 | 0 | 0 | 0 | 0 | 0 | 0 | 0 | 0 | 0 | 0 | 0 | 0 | 0 | 0 | 0 | 0 | 0 | 0 | 0 | 0 | 0 | 0 | 0 | 0 | 0 | Gas CCS
Area 1001 Gas CCS 2042 | 2042 | Gas CCS | [13 empty] | 0 | 0 | 0 | 0 | 0 | 0 | 0 | 0 | 0 | 0 | 0 | 0 | 0 | 0 | 0 | 0 | 0 | 0 | 0 | 0 | 0 | 0 | 0 | 0 | 0 | 0 | Gas CCS
Area 1001 Gas CCS 2043 | 2043 | Gas CCS | [13 empty] | 0 | 0 | 0 | 0 | 0 | 0 | 0 | 0 | 0 | 0 | 0 | 0 | 0 | 0 | 0 | 0 | 0 | 0 | 0 | 0 | 0 | 0 | 0 | 0 | 0 | 0 | Gas CCS
Area 1001 Coal CCS 2025 | 2025 | Coal CCS | [13 empty] | 0 | 0 | 0 | 0 | 0 | 0 | 0 | 0 | 0 | 0 | 0 | 0 | 0 | 0 | 0 | 0 | 0 | 0 | 0 | 0 | 0 | 0 | 0 | 0 | 0 | 0 | Coal CCS
Area 1001 Coal CCS 2026 | 2026 | Coal CCS | [13 empty] | 0 | 0 | 0 | 0 | 0 | 0 | 0 | 0 | 0 | 0 | 0 | 0 | 0 | 0 | 0 | 0 | 0 | 0 | 0 | 0 | 0 | 0 | 0 | 0 | 0 | 0 | Coal CCS
Area 1001 Coal CCS 2027 | 2027 | Coal CCS | [13 empty] | 0 | 0 | 0 | 0 | 0 | 0 | 0 | 0 | 0 | 0 | 0 | 0 | 0 | 0 | 0 | 0 | 0 | 0 | 0 | 0 | 0 | 0 | 0 | 0 | 0 | 0 | Coal CCS
Area 1001 Coal CCS 2028 | 2028 | Coal CCS | [13 empty] | 0 | 0 | 0 | 0 | 0 | 0 | 0 | 0 | 0 | 0 | 0 | 0 | 0 | 0 | 0 | 0 | 0 | 0 | 0 | 0 | 0 | 0 | 0 | 0 | 0 | 0 | Coal CCS
Area 1001 Coal CCS 2029 | 2029 | Coal CCS | [13 empty] | 0 | 0 | 0 | 0 | 0 | 0 | 0 | 0 | 0 | 0 | 0 | 0 | 0 | 0 | 0 | 0 | 0 | 0 | 0 | 0 | 0 | 0 | 0 | 0 | 0 | 0 | Coal CCS
Area 1001 Coal CCS 2030 | 2030 | Coal CCS | [13 empty] | 0 | 0 | 0 | 0 | 0 | 0 | 0 | 0 | 0 | 0 | 0 | 0 | 0 | 0 | 0 | 0 | 0 | 0 | 0 | 0 | 0 | 0 | 0 | 0 | 0 | 0 | Coal CCS
Area 1001 Coal CCS 2031 | 2031 | Coal CCS | [13 empty] | 0 | 0 | 0 | 0 | 0 | 0 | 0 | 0 | 0 | 0 | 0 | 0 | 0 | 0 | 0 | 0 | 0 | 0 | 0 | 0 | 0 | 0 | 0 | 0 | 0 | 0 | Coal CCS
Area 1001 Coal CCS 2032 | 2032 | Coal CCS | [13 empty] | 0 | 0 | 0 | 0 | 0 | 0 | 0 | 0 | 0 | 0 | 0 | 0 | 0 | 0 | 0 | 0 | 0 | 0 | 0 | 0 | 0 | 0 | 0 | 0 | 0 | 0 | Coal CCS
Area 1001 Coal CCS 2033 | 2033 | Coal CCS | [13 empty] | 0 | 0 | 0 | 0 | 0 | 0 | 0 | 0 | 0 | 0 | 0 | 0 | 0 | 0 | 0 | 0 | 0 | 0 | 0 | 0 | 0 | 0 | 0 | 0 | 0 | 0 | Coal CCS
Area 1001 Coal CCS 2034 | 2034 | Coal CCS | [13 empty] | 0 | 0 | 0 | 0 | 0 | 0 | 0 | 0 | 0 | 0 | 0 | 0 | 0 | 0 | 0 | 0 | 0 | 0 | 0 | 0 | 0 | 0 | 0 | 0 | 0 | 0 | Coal CCS
Area 1001 Coal CCS 2035 | 2035 | Coal CCS | [13 empty] | 0 | 0 | 0 | 0 | 0 | 0 | 0 | 0 | 0 | 0 | 0 | 0 | 0 | 0 | 0 | 0 | 0 | 0 | 0 | 0 | 0 | 0 | 0 | 0 | 0 | 0 | Coal CCS
Area 1001 Coal CCS 2036 | 2036 | Coal CCS | [13 empty] | 0 | 0 | 0 | 0 | 0 | 0 | 0 | 0 | 0 | 0 | 0 | 0 | 0 | 0 | 0 | 0 | 0 | 0 | 0 | 0 | 0 | 0 | 0 | 0 | 0 | 0 | Coal CCS
Area 1001 Coal CCS 2037 | 2037 | Coal CCS | [13 empty] | 0 | 0 | 0 | 0 | 0 | 0 | 0 | 0 | 0 | 0 | 0 | 0 | 0 | 0 | 0 | 0 | 0 | 0 | 0 | 0 | 0 | 0 | 0 | 0 | 0 | 0 | Coal CCS
Area 1001 Coal CCS 2038 | 2038 | Coal CCS | [13 empty] | 0 | 0 | 0 | 0 | 0 | 0 | 0 | 0 | 0 | 0 | 0 | 0 | 0 | 0 | 0 | 0 | 0 | 0 | 0 | 0 | 0 | 0 | 0 | 0 | 0 | 0 | Coal CCS
Area 1001 Coal CCS 2039 | 2039 | Coal CCS | [13 empty] | 0 | 0 | 0 | 0 | 0 | 0 | 0 | 0 | 0 | 0 | 0 | 0 | 0 | 0 | 0 | 0 | 0 | 0 | 0 | 0 | 0 | 0 | 0 | 0 | 0 | 0 | Coal CCS
Area 1001 Coal CCS 2040 | 2040 | Coal CCS | [13 empty] | 0 | 0 | 0 | 0 | 0 | 0 | 0 | 0 | 0 | 0 | 0 | 0 | 0 | 0 | 0 | 0 | 0 | 0 | 0 | 0 | 0 | 0 | 0 | 0 | 0 | 0 | Coal CCS
Area 1001 Coal CCS 2041 | 2041 | Coal CCS | [13 empty] | 0 | 0 | 0 | 0 | 0 | 0 | 0 | 0 | 0 | 0 | 0 | 0 | 0 | 0 | 0 | 0 | 0 | 0 | 0 | 0 | 0 | 0 | 0 | 0 | 0 | 0 | Coal CCS
Area 1001 Coal CCS 2042 | 2042 | Coal CCS | [13 empty] | 0 | 0 | 0 | 0 | 0 | 0 | 0 | 0 | 0 | 0 | 0 | 0 | 0 | 0 | 0 | 0 | 0 | 0 | 0 | 0 | 0 | 0 | 0 | 0 | 0 | 0 | Coal CCS
Area 1001 Coal CCS 2043 | 2043 | Coal CCS | [13 empty] | 0 | 0 | 0 | 0 | 0 | 0 | 0 | 0 | 0 | 0 | 0 | 0 | 0 | 0 | 0 | 0 | 0 | 0 | 0 | 0 | 0 | 0 | 0 | 0 | 0 | 0 | Coal CCS
Area 1001 Hydrogen CT 2023 | 2023 | H2 CT | [13 empty] | 0 | 0 | 0 | 0 | 0 | 0 | 0 | 0 | 0 | 0 | 0 | 0 | 0 | 0 | 0 | 0 | 0 | 0 | 0 | 0 | 0 | 0 | 0 | 0 | 0 | 0 | H2 CT
Area 1001 Hydrogen CT 2024 | 2024 | H2 CT | [13 empty] | 0 | 0 | 0 | 0 | 0 | 0 | 0 | 0 | 0 | 0 | 0 | 0 | 0 | 0 | 0 | 0 | 0 | 0 | 0 | 0 | 0 | 0 | 0 | 0 | 0 | 0 | H2 CT
Area 1001 Hydrogen CT 2025 | 2025 | H2 CT | [13 empty] | 0 | 0 | 0 | 0 | 0 | 0 | 0 | 0 | 0 | 0 | 0 | 0 | 0 | 0 | 0 | 0 | 0 | 0 | 0 | 0 | 0 | 0 | 0 | 0 | 0 | 0 | H2 CT
Area 1001 Hydrogen CT 2026 | 2026 | H2 CT | [13 empty] | 0 | 0 | 0 | 0 | 0 | 0 | 0 | 0 | 0 | 0 | 0 | 0 | 0 | 0 | 0 | 0 | 0 | 0 | 0 | 0 | 0 | 0 | 0 | 0 | 0 | 0 | H2 CT
Area 1001 Hydrogen CT 2027 | 2027 | H2 CT | [13 empty] | 0 | 0 | 0 | 0 | 0 | 0 | 0 | 0 | 0 | 0 | 0 | 0 | 0 | 0 | 0 | 0 | 0 | 0 | 0 | 0 | 0 | 0 | 0 | 0 | 0 | 0 | H2 CT
Area 1001 Hydrogen CT 2028 | 2028 | H2 CT | [13 empty] | 0 | 0 | 0 | 0 | 0 | 0 | 0 | 0 | 0 | 0 | 0 | 0 | 0 | 0 | 0 | 0 | 0 | 0 | 0 | 0 | 0 | 0 | 0 | 0 | 0 | 0 | H2 CT
Area 1001 Hydrogen CT 2029 | 2029 | H2 CT | [13 empty] | 0 | 0 | 0 | 0 | 0 | 0 | 0 | 0 | 0 | 0 | 0 | 0 | 0 | 0 | 0 | 0 | 0 | 0 | 0 | 0 | 0 | 0 | 0 | 0 | 0 | 0 | H2 CT
Area 1001 Hydrogen CT 2030 | 2030 | H2 CT | [13 empty] | 0 | 0 | 0 | 0 | 0 | 0 | 0 | 0 | 0 | 0 | 0 | 0 | 0 | 0 | 0 | 0 | 0 | 0 | 0 | 0 | 0 | 0 | 0 | 0 | 0 | 0 | H2 CT
Area 1001 Hydrogen CT 2031 | 2031 | H2 CT | [13 empty] | 0 | 0 | 0 | 0 | 0 | 0 | 0 | 0 | 0 | 0 | 0 | 0 | 0 | 0 | 0 | 0 | 0 | 0 | 0 | 0 | 0 | 0 | 0 | 0 | 0 | 0 | H2 CT
Area 1001 Hydrogen CT 2032 | 2032 | H2 CT | [13 empty] | 0 | 0 | 0 | 0 | 0 | 0 | 0 | 0 | 0 | 0 | 0 | 0 | 0 | 0 | 0 | 0 | 0 | 0 | 0 | 0 | 0 | 0 | 0 | 0 | 0 | 0 | H2 CT
Area 1001 Hydrogen CT 2033 | 2033 | H2 CT | [13 empty] | 0 | 0 | 0 | 0 | 0 | 0 | 0 | 0 | 0 | 0 | 0 | 0 | 0 | 0 | 0 | 0 | 0 | 0 | 0 | 0 | 0 | 0 | 0 | 0 | 0 | 0 | H2 CT
Area 1001 Hydrogen CT 2034 | 2034 | H2 CT | [13 empty] | 0 | 0 | 0 | 0 | 0 | 0 | 0 | 0 | 0 | 0 | 0 | 0 | 0 | 0 | 0 | 0 | 0 | 0 | 0 | 0 | 0 | 0 | 0 | 0 | 0 | 0 | H2 CT
Area 1001 Hydrogen CT 2035 | 2035 | H2 CT | [13 empty] | 0 | 0 | 0 | 0 | 0 | 0 | 0 | 0 | 0 | 0 | 0 | 0 | 0 | 0 | 0 | 0 | 0 | 0 | 0 | 0 | 0 | 0 | 0 | 0 | 0 | 0 | H2 CT
Area 1001 Hydrogen CT 2036 | 2036 | H2 CT | [13 empty] | 0 | 0 | 0 | 0 | 0 | 0 | 0 | 0 | 0 | 0 | 0 | 0 | 0 | 0 | 0 | 0 | 0 | 0 | 0 | 0 | 0 | 0 | 0 | 0 | 0 | 0 | H2 CT
Area 1001 Hydrogen CT 2037 | 2037 | H2 CT | [13 empty] | 0 | 0 | 0 | 0 | 0 | 0 | 0 | 0 | 0 | 0 | 0 | 0 | 0 | 0 | 0 | 0 | 0 | 0 | 0 | 0 | 0 | 0 | 0 | 0 | 0 | 0 | H2 CT
Area 1001 Hydrogen CT 2038 | 2038 | H2 CT | [13 empty] | 0 | 0 | 0 | 0 | 0 | 0 | 0 | 0 | 0 | 0 | 0 | 0 | 0 | 0 | 0 | 0 | 0 | 0 | 0 | 0 | 0 | 0 | 0 | 0 | 0 | 0 | H2 CT
Area 1001 Hydrogen CT 2039 | 2039 | H2 CT | [13 empty] | 0 | 0 | 0 | 0 | 0 | 0 | 0 | 0 | 0 | 0 | 0 | 0 | 0 | 0 | 0 | 0 | 0 | 0 | 0 | 0 | 0 | 0 | 0 | 0 | 0 | 0 | H2 CT
Area 1001 Hydrogen CT 2040 | 2040 | H2 CT | [13 empty] | 0 | 0 | 0 | 0 | 0 | 0 | 0 | 0 | 0 | 0 | 0 | 0 | 0 | 0 | 0 | 0 | 0 | 0 | 0 | 0 | 0 | 0 | 0 | 0 | 0 | 0 | H2 CT
Area 1001 Hydrogen CT 2041 | 2041 | H2 CT | [13 empty] | 0 | 0 | 0 | 0 | 0 | 0 | 0 | 0 | 0 | 0 | 0 | 0 | 0 | 0 | 0 | 0 | 0 | 0 | 0 | 0 | 0 | 0 | 0 | 0 | 0 | 0 | H2 CT
Area 1001 Hydrogen CT 2042 | 2042 | H2 CT | [13 empty] | 0 | 0 | 0 | 0 | 0 | 0 | 0 | 0 | 0 | 0 | 0 | 0 | 0 | 0 | 0 | 0 | 0 | 0 | 0 | 0 | 0 | 0 | 0 | 0 | 0 | 0 | H2 CT
Area 1001 Hydrogen CT 2043 | 2043 | H2 CT | [13 empty] | 0 | 0 | 0 | 0 | 0 | 0 | 0 | 0 | 0 | 0 | 0 | 0 | 0 | 0 | 0 | 0 | 0 | 0 | 0 | 0 | 0 | 0 | 0 | 0 | 0 | 0 | H2 CT
Area 1001 SMR 2028 | 2028 | SMR | [13 empty] | 0 | 0 | 0 | 0 | 0 | 0 | 0 | 0 | 0 | 0 | 0 | 0 | 0 | 0 | 0 | 0 | 0 | 0 | 0 | 0 | 0 | 0 | 0 | 0 | 0 | 0 | SMR
Area 1001 SMR 2029 | 2029 | SMR | [13 empty] | 0 | 0 | 0 | 0 | 0 | 0 | 0 | 0 | 0 | 0 | 0 | 0 | 0 | 0 | 0 | 0 | 0 | 0 | 0 | 0 | 0 | 0 | 0 | 0 | 0 | 0 | SMR
Area 1001 SMR 2030 | 2030 | SMR | [13 empty] | 0 | 0 | 0 | 0 | 0 | 0 | 0 | 0 | 0 | 0 | 0 | 0 | 0 | 0 | 0 | 0 | 0 | 0 | 0 | 0 | 0 | 0 | 0 | 0 | 0 | 0 | SMR
Area 1001 SMR 2031 | 2031 | SMR | [13 empty] | 0 | 0 | 0 | 0 | 0 | 0 | 0 | 0 | 0 | 0 | 0 | 0 | 0 | 0 | 0 | 0 | 0 | 0 | 0 | 0 | 0 | 0 | 0 | 0 | 0 | 0 | SMR
Area 1001 SMR 2032 | 2032 | SMR | [13 empty] | 0 | 0 | 0 | 0 | 0 | 0 | 0 | 0 | 0 | 0 | 0 | 0 | 0 | 0 | 0 | 0 | 0 | 0 | 0 | 0 | 0 | 0 | 0 | 0 | 0 | 0 | SMR
Area 1001 SMR 2033 | 2033 | SMR | [13 empty] | 0 | 0 | 0 | 0 | 0 | 0 | 0 | 0 | 0 | 0 | 0 | 0 | 0 | 0 | 0 | 0 | 0 | 0 | 0 | 0 | 0 | 0 | 0 | 0 | 0 | 0 | SMR
Area 1001 SMR 2034 | 2034 | SMR | [13 empty] | 0 | 0 | 0 | 0 | 0 | 0 | 0 | 0 | 0 | 0 | 0 | 0 | 0 | 0 | 0 | 0 | 0 | 0 | 0 | 0 | 0 | 0 | 0 | 0 | 0 | 0 | SMR
Area 1001 SMR 2035 | 2035 | SMR | [13 empty] | 0 | 0 | 0 | 0 | 0 | 0 | 0 | 0 | 0 | 0 | 0 | 0 | 0 | 0 | 0 | 0 | 0 | 0 | 0 | 0 | 0 | 0 | 0 | 0 | 0 | 0 | SMR
Area 1001 SMR 2036 | 2036 | SMR | [13 empty] | 0 | 0 | 0 | 0 | 0 | 0 | 0 | 0 | 0 | 0 | 0 | 0 | 0 | 0 | 0 | 0 | 0 | 0 | 0 | 0 | 0 | 0 | 0 | 0 | 0 | 0 | SMR
Area 1001 SMR 2037 | 2037 | SMR | [13 empty] | 0 | 0 | 0 | 0 | 0 | 0 | 0 | 0 | 0 | 0 | 0 | 0 | 0 | 0 | 0 | 0 | 0 | 0 | 0 | 0 | 0 | 0 | 0 | 0 | 0 | 0 | SMR
Area 1001 SMR 2038 | 2038 | SMR | [13 empty] | 0 | 0 | 0 | 0 | 0 | 0 | 0 | 0 | 0 | 0 | 0 | 0 | 0 | 0 | 0 | 0 | 0 | 0 | 0 | 0 | 0 | 0 | 0 | 0 | 0 | 0 | SMR
Area 1001 SMR 2039 | 2039 | SMR | [13 empty] | 0 | 0 | 0 | 0 | 0 | 0 | 0 | 0 | 0 | 0 | 0 | 0 | 0 | 0 | 0 | 0 | 0 | 0 | 0 | 0 | 0 | 0 | 0 | 0 | 0 | 0 | SMR
Area 1001 SMR 2040 | 2040 | SMR | [13 empty] | 0 | 0 | 0 | 0 | 0 | 0 | 0 | 0 | 0 | 0 | 0 | 0 | 0 | 0 | 0 | 0 | 0 | 0 | 0 | 0 | 0 | 0 | 0 | 0 | 0 | 0 | SMR
Area 1001 SMR 2041 | 2041 | SMR | [13 empty] | 0 | 0 | 0 | 0 | 0 | 0 | 0 | 0 | 0 | 0 | 0 | 0 | 0 | 0 | 0 | 0 | 0 | 0 | 0 | 0 | 0 | 0 | 0 | 0 | 0 | 0 | SMR
Area 1001 SMR 2042 | 2042 | SMR | [13 empty] | 0 | 0 | 0 | 0 | 0 | 0 | 0 | 0 | 0 | 0 | 0 | 0 | 0 | 0 | 0 | 0 | 0 | 0 | 0 | 0 | 0 | 0 | 0 | 0 | 0 | 0 | SMR
Area 1001 SMR 2043 | 2043 | SMR | [13 empty] | 0 | 0 | 0 | 0 | 0 | 0 | 0 | 0 | 0 | 0 | 0 | 0 | 0 | 0 | 0 | 0 | 0 | 0 | 0 | 0 | 0 | 0 | 0 | 0 | 0 | 0 | SMR
Area 1001 Solar 2023 | 2023 | Solar | [13 empty] | 0 | 0 | 0 | 0 | 0 | 0 | 0 | 0 | 0 | 0 | 0 | 0 | 0 | 0 | 0 | 0 | 0 | 0 | 0 | 0 | 0 | 0 | 0 | 0 | 0 | 0 | Solar
Area 1001 Solar 2024 | 2024 | Solar | [13 empty] | 0 | 0 | 0 | 0 | 0 | 0 | 0 | 0 | 0 | 0 | 0 | 0 | 0 | 0 | 0 | 0 | 0 | 0 | 0 | 0 | 0 | 0 | 0 | 0 | 0 | 0 | Solar
Area 1001 Solar 2025 | 2025 | Solar | [13 empty] | 0 | 0 | 0 | 0 | 0 | 0 | 0 | 0 | 0 | 0 | 0 | 0 | 0 | 0 | 0 | 0 | 0 | 0 | 0 | 0 | 0 | 0 | 0 | 0 | 0 | 0 | Solar
Area 1001 Solar 2026 | 2026 | Solar | [7 empty] | 100 | [5 empty] | 0 | 0 | 0 | 0 | 0 | 0 | 0 | 100 | 0 | 0 | 0 | 0 | 0 | 0 | 0 | 0 | 0 | 0 | 0 | 0 | 42.7009 | 0 | 0 | 0 | 0 | 0 | Solar
Area 1001 Solar 2027 | 2027 | Solar | 150 | 100 | 150 |  | 50 | 50 | 150 | 150 | 150 | 150 |  |  |  | 150 | 100 | 150 | 0 | 50 | 50 | 150 | 250 | 150 | 150 | 0 | 0 | 0 | 58.4018 | 38.9345 | 58.4018 | 0 | 19.4673 | 19.4673 | 58.4018 | 97.3363 | 58.4018 | 58.4018 | 0 | 0 | 0 | Solar
Area 1001 Solar 2028 | 2028 | Solar | 150 | 150 | 150 | 150 | 150 | 150 | 150 | 150 | 150 | 150 |  |  |  | 300 | 250 | 300 | 150 | 200 | 200 | 300 | 400 | 300 | 300 | 0 | 0 | 0 | 105.5045 | 87.9204 | 105.5045 | 52.7522 | 70.3363 | 70.3363 | 105.5045 | 140.6726 | 105.5045 | 105.5045 | 0 | 0 | 0 | Solar
Area 1001 Solar 2029 | 2029 | Solar | 100 |  | 100 | 150 |  |  | 100 | 150 |  | 100 |  |  |  | 400 | 250 | 400 | 300 | 200 | 200 | 400 | 550 | 300 | 400 | 0 | 0 | 0 | 125.6072 | 78.5045 | 125.6072 | 94.2054 | 62.8036 | 62.8036 | 125.6072 | 172.7098 | 94.2054 | 125.6072 | 0 | 0 | 0 | Solar
Area 1001 Solar 2030 | 2030 | Solar |  |  | 50 |  |  |  |  | 50 | [5 empty] | 400 | 250 | 450 | 300 | 200 | 200 | 400 | 600 | 300 | 400 | 0 | 0 | 0 | 123.5859 | 77.2412 | 139.0341 | 92.6894 | 61.7929 | 61.7929 | 123.5859 | 185.3788 | 92.6894 | 123.5859 | 0 | 0 | 0 | Solar
Area 1001 Solar 2031 | 2031 | Solar |  |  |  | 150 |  |  |  | 50 | [5 empty] | 400 | 250 | 450 | 450 | 200 | 200 | 400 | 650 | 300 | 400 | 0 | 0 | 0 | 121.5646 | 75.9779 | 136.7602 | 136.7602 | 60.7823 | 60.7823 | 121.5646 | 197.5425 | 91.1735 | 121.5646 | 0 | 0 | 0 | Solar
Area 1001 Solar 2032 | 2032 | Solar |  |  | 50 | 150 |  |  |  | 50 | [5 empty] | 400 | 250 | 500 | 600 | 200 | 200 | 400 | 700 | 300 | 400 | 0 | 0 | 0 | 118.5327 | 74.0829 | 148.1659 | 177.7991 | 59.2664 | 59.2664 | 118.5327 | 207.4322 | 88.8995 | 118.5327 | 0 | 0 | 0 | Solar
Area 1001 Solar 2033 | 2033 | Solar | [13 empty] | 400 | 250 | 500 | 600 | 200 | 200 | 400 | 700 | 300 | 400 | 0 | 0 | 0 | 115.5008 | 72.188 | 144.376 | 173.2512 | 57.7504 | 57.7504 | 115.5008 | 202.1264 | 86.6256 | 115.5008 | 0 | 0 | 0 | Solar
Area 1001 Solar 2034 | 2034 | Solar | [13 empty] | 400 | 250 | 500 | 600 | 200 | 200 | 400 | 700 | 300 | 400 | 0 | 0 | 0 | 112.4689 | 70.2931 | 140.5861 | 168.7034 | 56.2345 | 56.2345 | 112.4689 | 196.8206 | 84.3517 | 112.4689 | 0 | 0 | 0 | Solar
Area 1001 Solar 2035 | 2035 | Solar | [7 empty] | 50 | [5 empty] | 400 | 250 | 500 | 600 | 200 | 200 | 400 | 750 | 300 | 400 | 0 | 0 | 0 | 109.437 | 68.3981 | 136.7962 | 164.1555 | 54.7185 | 54.7185 | 109.437 | 205.1944 | 82.0777 | 109.437 | 0 | 0 | 0 | Solar
Area 1001 Solar 2036 | 2036 | Solar |  |  |  | 50 | [9 empty] | 400 | 250 | 500 | 650 | 200 | 200 | 400 | 750 | 300 | 400 | 0 | 0 | 0 | 106.4051 | 66.5032 | 133.0064 | 172.9083 | 53.2025 | 53.2025 | 106.4051 | 199.5096 | 79.8038 | 106.4051 | 0 | 0 | 0 | Solar
Area 1001 Solar 2037 | 2037 | Solar | 50 |  | 100 |  |  |  |  | 100 | [5 empty] | 450 | 250 | 600 | 650 | 200 | 200 | 400 | 850 | 300 | 400 | 0 | 0 | 0 | 116.1974 | 64.5541 | 154.9299 | 167.8407 | 51.6433 | 51.6433 | 103.2866 | 219.484 | 77.4649 | 103.2866 | 0 | 0 | 0 | Solar
Area 1001 Solar 2038 | 2038 | Solar | [13 empty] | 450 | 250 | 600 | 650 | 200 | 200 | 400 | 850 | 300 | 400 | 0 | 0 | 0 | 112.6403 | 62.578 | 150.1871 | 162.7027 | 50.0624 | 50.0624 | 100.1247 | 212.7651 | 75.0936 | 100.1247 | 0 | 0 | 0 | Solar
Area 1001 Solar 2039 | 2039 | Solar | [13 empty] | 450 | 250 | 600 | 650 | 200 | 200 | 400 | 850 | 300 | 400 | 0 | 0 | 0 | 107.8976 | 59.9431 | 143.8634 | 155.8521 | 47.9545 | 47.9545 | 95.909 | 203.8065 | 71.9317 | 95.909 | 0 | 0 | 0 | Solar
Area 1001 Solar 2040 | 2040 | Solar | [13 empty] | 450 | 250 | 600 | 650 | 200 | 200 | 400 | 850 | 300 | 400 | 0 | 0 | 0 | 103.1548 | 57.3082 | 137.5398 | 149.0014 | 45.8466 | 45.8466 | 91.6932 | 194.848 | 68.7699 | 91.6932 | 0 | 0 | 0 | Solar
Area 1001 Solar 2041 | 2041 | Solar | [13 empty] | 450 | 250 | 600 | 650 | 200 | 200 | 400 | 850 | 300 | 400 | 0 | 0 | 0 | 103.1548 | 57.3082 | 137.5398 | 149.0014 | 45.8466 | 45.8466 | 91.6932 | 194.848 | 68.7699 | 91.6932 | 0 | 0 | 0 | Solar
Area 1001 Solar 2042 | 2042 | Solar | [13 empty] | 450 | 250 | 600 | 650 | 200 | 200 | 400 | 850 | 300 | 400 | 0 | 0 | 0 | 103.1548 | 57.3082 | 137.5398 | 149.0014 | 45.8466 | 45.8466 | 91.6932 | 194.848 | 68.7699 | 91.6932 | 0 | 0 | 0 | Solar
Area 1001 Solar 2043 | 2043 | Solar | [13 empty] | 450 | 250 | 600 | 650 | 200 | 200 | 400 | 850 | 300 | 400 | 0 | 0 | 0 | 103.1548 | 57.3082 | 137.5398 | 149.0014 | 45.8466 | 45.8466 | 91.6932 | 194.848 | 68.7699 | 91.6932 | 0 | 0 | 0 | Solar
Area 1001 Wind 2024 | 2024 | Wind | [13 empty] | 0 | 0 | 0 | 0 | 0 | 0 | 0 | 0 | 0 | 0 | 0 | 0 | 0 | 0 | 0 | 0 | 0 | 0 | 0 | 0 | 0 | 0 | 0 | 0 | 0 | 0 | Wind
Area 1001 Wind 2025 | 2025 | Wind | [13 empty] | 0 | 0 | 0 | 0 | 0 | 0 | 0 | 0 | 0 | 0 | 0 | 0 | 0 | 0 | 0 | 0 | 0 | 0 | 0 | 0 | 0 | 0 | 0 | 0 | 0 | 0 | Wind
Area 1001 Wind 2026 | 2026 | Wind | 100 | 100 | 100 | 100 | 100 | 100 | 100 |  | 100 | 100 |  |  |  | 100 | 100 | 100 | 100 | 100 | 100 | 100 | 0 | 100 | 100 | 0 | 0 | 0 | 13.3333 | 13.3333 | 13.3333 | 13.3333 | 13.3333 | 13.3333 | 13.3333 | 0 | 13.3333 | 13.3333 | 0 | 0 | 0 | Wind
Area 1001 Wind 2027 | 2027 | Wind | 100 | 100 | 100 | 100 | 100 | 100 | 100 |  | 100 | 100 |  |  |  | 200 | 200 | 200 | 200 | 200 | 200 | 200 | 0 | 200 | 200 | 0 | 0 | 0 | 25.034 | 25.034 | 25.034 | 25.034 | 25.034 | 25.034 | 25.034 | 0 | 25.034 | 25.034 | 0 | 0 | 0 | Wind
Area 1001 Wind 2028 | 2028 | Wind | 100 | 100 | 100 | 100 | 100 | 100 | 100 |  | 100 | 100 |  |  |  | 300 | 300 | 300 | 300 | 300 | 300 | 300 | 0 | 300 | 300 | 0 | 0 | 0 | 35.102 | 35.102 | 35.102 | 35.102 | 35.102 | 35.102 | 35.102 | 0 | 35.102 | 35.102 | 0 | 0 | 0 | Wind
Area 1001 Wind 2029 | 2029 | Wind | 100 | 100 | 100 | 100 |  | 100 |  |  | 100 |  |  |  |  | 400 | 400 | 400 | 400 | 300 | 400 | 300 | 0 | 400 | 300 | 0 | 0 | 0 | 46.8027 | 46.8027 | 46.8027 | 46.8027 | 35.102 | 46.8027 | 35.102 | 0 | 46.8027 | 35.102 | 0 | 0 | 0 | Wind
Area 1001 Wind 2030 | 2030 | Wind | 100 | 100 | 100 | 100 |  | 100 | 100 |  | 100 | 100 |  |  |  | 500 | 500 | 500 | 500 | 300 | 500 | 400 | 0 | 500 | 400 | 0 | 0 | 0 | 54.4218 | 54.4218 | 54.4218 | 54.4218 | 32.6531 | 54.4218 | 43.5374 | 0 | 54.4218 | 43.5374 | 0 | 0 | 0 | Wind
Area 1001 Wind 2031 | 2031 | Wind | 100 | 100 | 100 | 100 |  | 100 | 100 |  | 100 | 100 |  |  |  | 600 | 600 | 600 | 600 | 300 | 600 | 500 | 0 | 600 | 500 | 0 | 0 | 0 | 65.3061 | 65.3061 | 65.3061 | 65.3061 | 32.6531 | 65.3061 | 54.4218 | 0 | 65.3061 | 54.4218 | 0 | 0 | 0 | Wind
Area 1001 Wind 2032 | 2032 | Wind | 100 | 100 | 100 | 100 |  | 100 |  |  | 100 |  |  |  |  | 700 | 700 | 700 | 700 | 300 | 700 | 500 | 0 | 700 | 500 | 0 | 0 | 0 | 76.1905 | 76.1905 | 76.1905 | 76.1905 | 32.6531 | 76.1905 | 54.4218 | 0 | 76.1905 | 54.4218 | 0 | 0 | 0 | Wind
Area 1001 Wind 2033 | 2033 | Wind | 100 | 100 | 100 | 100 |  | 100 |  |  | 100 |  |  |  |  | 800 | 800 | 800 | 800 | 300 | 800 | 500 | 0 | 800 | 500 | 0 | 0 | 0 | 87.0748 | 87.0748 | 87.0748 | 87.0748 | 32.6531 | 87.0748 | 54.4218 | 0 | 87.0748 | 54.4218 | 0 | 0 | 0 | Wind
Area 1001 Wind 2034 | 2034 | Wind | 100 | [7 empty] | 100 |  |  |  |  | 900 | 800 | 800 | 800 | 300 | 800 | 500 | 0 | 900 | 500 | 0 | 0 | 0 | 97.9592 | 87.0748 | 87.0748 | 87.0748 | 32.6531 | 87.0748 | 54.4218 | 0 | 97.9592 | 54.4218 | 0 | 0 | 0 | Wind
Area 1001 Wind 2035 | 2035 | Wind | 100 | [12 empty] | 1000 | 800 | 800 | 800 | 300 | 800 | 500 | 0 | 900 | 500 | 0 | 0 | 0 | 108.8435 | 87.0748 | 87.0748 | 87.0748 | 32.6531 | 87.0748 | 54.4218 | 0 | 97.9592 | 54.4218 | 0 | 0 | 0 | Wind
Area 1001 Wind 2036 | 2036 | Wind | [13 empty] | 1000 | 800 | 800 | 800 | 300 | 800 | 500 | 0 | 900 | 500 | 0 | 0 | 0 | 108.8435 | 87.0748 | 87.0748 | 87.0748 | 32.6531 | 87.0748 | 54.4218 | 0 | 97.9592 | 54.4218 | 0 | 0 | 0 | Wind
Area 1001 Wind 2037 | 2037 | Wind |  | 100 | [11 empty] | 1000 | 900 | 800 | 800 | 300 | 800 | 500 | 0 | 900 | 500 | 0 | 0 | 0 | 108.8435 | 97.9592 | 87.0748 | 87.0748 | 32.6531 | 87.0748 | 54.4218 | 0 | 97.9592 | 54.4218 | 0 | 0 | 0 | Wind
Area 1001 Wind 2038 | 2038 | Wind | [13 empty] | 1000 | 900 | 800 | 800 | 300 | 800 | 500 | 0 | 900 | 500 | 0 | 0 | 0 | 108.8435 | 97.9592 | 87.0748 | 87.0748 | 32.6531 | 87.0748 | 54.4218 | 0 | 97.9592 | 54.4218 | 0 | 0 | 0 | Wind
Area 1001 Wind 2039 | 2039 | Wind | [13 empty] | 1000 | 900 | 800 | 800 | 300 | 800 | 500 | 0 | 900 | 500 | 0 | 0 | 0 | 108.8435 | 97.9592 | 87.0748 | 87.0748 | 32.6531 | 87.0748 | 54.4218 | 0 | 97.9592 | 54.4218 | 0 | 0 | 0 | Wind
Area 1001 Wind 2040 | 2040 | Wind | [13 empty] | 1000 | 900 | 800 | 800 | 300 | 800 | 500 | 0 | 900 | 500 | 0 | 0 | 0 | 108.8435 | 97.9592 | 87.0748 | 87.0748 | 32.6531 | 87.0748 | 54.4218 | 0 | 97.9592 | 54.4218 | 0 | 0 | 0 | Wind
Area 1001 Wind 2041 | 2041 | Wind | [13 empty] | 1000 | 900 | 800 | 800 | 300 | 800 | 500 | 0 | 900 | 500 | 0 | 0 | 0 | 108.8435 | 97.9592 | 87.0748 | 87.0748 | 32.6531 | 87.0748 | 54.4218 | 0 | 97.9592 | 54.4218 | 0 | 0 | 0 | Wind
Area 1001 Wind 2042 | 2042 | Wind | [13 empty] | 1000 | 900 | 800 | 800 | 300 | 800 | 500 | 0 | 900 | 500 | 0 | 0 | 0 | 108.8435 | 97.9592 | 87.0748 | 87.0748 | 32.6531 | 87.0748 | 54.4218 | 0 | 97.9592 | 54.4218 | 0 | 0 | 0 | Wind
Area 1001 Wind 2043 | 2043 | Wind | [13 empty] | 1000 | 900 | 800 | 800 | 300 | 800 | 500 | 0 | 900 | 500 | 0 | 0 | 0 | 108.8435 | 97.9592 | 87.0748 | 87.0748 | 32.6531 | 87.0748 | 54.4218 | 0 | 97.9592 | 54.4218 | 0 | 0 | 0 | Wind
Area 1001 4-Hour Li-on Battery 2023 | 2023 | 4hr Li Ion | [13 empty] | 0 | 0 | 0 | 0 | 0 | 0 | 0 | 0 | 0 | 0 | 0 | 0 | 0 | 0 | 0 | 0 | 0 | 0 | 0 | 0 | 0 | 0 | 0 | 0 | 0 | 0 | 4hr Li Ion
Area 1001 4-Hour Li-on Battery 2024 | 2024 | 4hr Li Ion | [13 empty] | 0 | 0 | 0 | 0 | 0 | 0 | 0 | 0 | 0 | 0 | 0 | 0 | 0 | 0 | 0 | 0 | 0 | 0 | 0 | 0 | 0 | 0 | 0 | 0 | 0 | 0 | 4hr Li Ion
Area 1001 4-Hour Li-on Battery 2025 | 2025 | 4hr Li Ion | [13 empty] | 0 | 0 | 0 | 0 | 0 | 0 | 0 | 0 | 0 | 0 | 0 | 0 | 0 | 0 | 0 | 0 | 0 | 0 | 0 | 0 | 0 | 0 | 0 | 0 | 0 | 0 | 4hr Li Ion
Area 1001 4-Hour Li-on Battery 2026 | 2026 | 4hr Li Ion | [5 empty] | 200 | [7 empty] | 0 | 0 | 0 | 0 | 0 | 200 | 0 | 0 | 0 | 0 | 0 | 0 | 0 | 0 | 0 | 0 | 0 | 0 | 164 | 0 | 0 | 0 | 0 | 0 | 0 | 0 | 4hr Li Ion
Area 1001 4-Hour Li-on Battery 2027 | 2027 | 4hr Li Ion | [5 empty] | 150 | [7 empty] | 0 | 0 | 0 | 0 | 0 | 350 | 0 | 0 | 0 | 0 | 0 | 0 | 0 | 0 | 0 | 0 | 0 | 0 | 287 | 0 | 0 | 0 | 0 | 0 | 0 | 0 | 4hr Li Ion
Area 1001 4-Hour Li-on Battery 2028 | 2028 | 4hr Li Ion | [5 empty] | 150 | [7 empty] | 0 | 0 | 0 | 0 | 0 | 500 | 0 | 0 | 0 | 0 | 0 | 0 | 0 | 0 | 0 | 0 | 0 | 0 | 410 | 0 | 0 | 0 | 0 | 0 | 0 | 0 | 4hr Li Ion
Area 1001 4-Hour Li-on Battery 2029 | 2029 | 4hr Li Ion |  |  |  |  | 100 |  |  | 50 | [5 empty] | 0 | 0 | 0 | 0 | 100 | 500 | 0 | 50 | 0 | 0 | 0 | 0 | 0 | 0 | 0 | 0 | 0 | 82 | 410 | 0 | 41 | 0 | 0 | 0 | 0 | 0 | 4hr Li Ion
Area 1001 4-Hour Li-on Battery 2030 | 2030 | 4hr Li Ion | [13 empty] | 0 | 0 | 0 | 0 | 100 | 500 | 0 | 50 | 0 | 0 | 0 | 0 | 0 | 0 | 0 | 0 | 0 | 79.2667 | 396.3333 | 0 | 39.6333 | 0 | 0 | 0 | 0 | 0 | 4hr Li Ion
Area 1001 4-Hour Li-on Battery 2031 | 2031 | 4hr Li Ion | [13 empty] | 0 | 0 | 0 | 0 | 100 | 500 | 0 | 50 | 0 | 0 | 0 | 0 | 0 | 0 | 0 | 0 | 0 | 76.5333 | 382.6667 | 0 | 38.2667 | 0 | 0 | 0 | 0 | 0 | 4hr Li Ion
Area 1001 4-Hour Li-on Battery 2032 | 2032 | 4hr Li Ion |  |  |  | 200 | [9 empty] | 0 | 0 | 0 | 200 | 100 | 500 | 0 | 50 | 0 | 0 | 0 | 0 | 0 | 0 | 0 | 0 | 147.6 | 73.8 | 369 | 0 | 36.9 | 0 | 0 | 0 | 0 | 0 | 4hr Li Ion
Area 1001 4-Hour Li-on Battery 2033 | 2033 | 4hr Li Ion | [13 empty] | 0 | 0 | 0 | 200 | 100 | 500 | 0 | 50 | 0 | 0 | 0 | 0 | 0 | 0 | 0 | 0 | 142.1333 | 71.0667 | 355.3333 | 0 | 35.5333 | 0 | 0 | 0 | 0 | 0 | 4hr Li Ion
Area 1001 4-Hour Li-on Battery 2034 | 2034 | 4hr Li Ion | [13 empty] | 0 | 0 | 0 | 200 | 100 | 500 | 0 | 50 | 0 | 0 | 0 | 0 | 0 | 0 | 0 | 0 | 138.8533 | 69.4267 | 347.1333 | 0 | 34.7133 | 0 | 0 | 0 | 0 | 0 | 4hr Li Ion
Area 1001 4-Hour Li-on Battery 2035 | 2035 | 4hr Li Ion |  |  | 50 |  | 50 |  | 50 |  | 50 | 50 |  |  |  | 0 | 0 | 50 | 200 | 150 | 500 | 50 | 50 | 50 | 50 | 0 | 0 | 0 | 0 | 0 | 34.7133 | 138.8533 | 104.14 | 347.1333 | 34.7133 | 34.7133 | 34.7133 | 34.7133 | 0 | 0 | 0 | 4hr Li Ion
Area 1001 4-Hour Li-on Battery 2036 | 2036 | 4hr Li Ion | [5 empty] | 200 | [7 empty] | 0 | 0 | 50 | 200 | 150 | 500 | 50 | 50 | 50 | 50 | 0 | 0 | 0 | 0 | 0 | 33.8933 | 135.5733 | 101.68 | 338.9333 | 33.8933 | 33.8933 | 33.8933 | 33.8933 | 0 | 0 | 0 | 4hr Li Ion
Area 1001 4-Hour Li-on Battery 2037 | 2037 | 4hr Li Ion | [13 empty] | 0 | 0 | 50 | 200 | 150 | 350 | 50 | 50 | 50 | 50 | 0 | 0 | 0 | 0 | 0 | 33.0733 | 132.2933 | 99.22 | 231.5133 | 33.0733 | 33.0733 | 33.0733 | 33.0733 | 0 | 0 | 0 | 4hr Li Ion
Area 1001 4-Hour Li-on Battery 2038 | 2038 | 4hr Li Ion | [13 empty] | 0 | 0 | 50 | 200 | 150 | 200 | 50 | 50 | 50 | 50 | 0 | 0 | 0 | 0 | 0 | 33.0733 | 132.2933 | 99.22 | 132.2933 | 33.0733 | 33.0733 | 33.0733 | 33.0733 | 0 | 0 | 0 | 4hr Li Ion
Area 1001 4-Hour Li-on Battery 2039 | 2039 | 4hr Li Ion | [13 empty] | 0 | 0 | 50 | 200 | 50 | 200 | 50 | 0 | 50 | 50 | 0 | 0 | 0 | 0 | 0 | 32.2533 | 129.0133 | 32.2533 | 129.0133 | 32.2533 | 0 | 32.2533 | 32.2533 | 0 | 0 | 0 | 4hr Li Ion
Area 1001 4-Hour Li-on Battery 2040 | 2040 | 4hr Li Ion | [13 empty] | 0 | 0 | 50 | 200 | 50 | 200 | 50 | 0 | 50 | 50 | 0 | 0 | 0 | 0 | 0 | 32.2533 | 129.0133 | 32.2533 | 129.0133 | 32.2533 | 0 | 32.2533 | 32.2533 | 0 | 0 | 0 | 4hr Li Ion
Area 1001 4-Hour Li-on Battery 2041 | 2041 | 4hr Li Ion | [13 empty] | 0 | 0 | 50 | 200 | 50 | 200 | 50 | 0 | 50 | 50 | 0 | 0 | 0 | 0 | 0 | 32.2533 | 129.0133 | 32.2533 | 129.0133 | 32.2533 | 0 | 32.2533 | 32.2533 | 0 | 0 | 0 | 4hr Li Ion
Area 1001 4-Hour Li-on Battery 2042 | 2042 | 4hr Li Ion | [13 empty] | 0 | 0 | 50 | 0 | 50 | 200 | 50 | 0 | 50 | 50 | 0 | 0 | 0 | 0 | 0 | 32.2533 | 0 | 32.2533 | 129.0133 | 32.2533 | 0 | 32.2533 | 32.2533 | 0 | 0 | 0 | 4hr Li Ion
Area 1001 4-Hour Li-on Battery 2043 | 2043 | 4hr Li Ion | [13 empty] | 0 | 0 | 50 | 0 | 50 | 200 | 50 | 0 | 50 | 50 | 0 | 0 | 0 | 0 | 0 | 32.2533 | 0 | 32.2533 | 129.0133 | 32.2533 | 0 | 32.2533 | 32.2533 | 0 | 0 | 0 | 4hr Li Ion
Area 1001 20-Hour Flow Battery 2023 | 2023 | 20hr Flow | [13 empty] | 0 | 0 | 0 | 0 | 0 | 0 | 0 | 0 | 0 | 0 | 0 | 0 | 0 | 0 | 0 | 0 | 0 | 0 | 0 | 0 | 0 | 0 | 0 | 0 | 0 | 0 | 20hr Flow
Area 1001 20-Hour Flow Battery 2024 | 2024 | 20hr Flow | [13 empty] | 0 | 0 | 0 | 0 | 0 | 0 | 0 | 0 | 0 | 0 | 0 | 0 | 0 | 0 | 0 | 0 | 0 | 0 | 0 | 0 | 0 | 0 | 0 | 0 | 0 | 0 | 20hr Flow
Area 1001 20-Hour Flow Battery 2025 | 2025 | 20hr Flow | [13 empty] | 0 | 0 | 0 | 0 | 0 | 0 | 0 | 0 | 0 | 0 | 0 | 0 | 0 | 0 | 0 | 0 | 0 | 0 | 0 | 0 | 0 | 0 | 0 | 0 | 0 | 0 | 20hr Flow
Area 1001 20-Hour Flow Battery 2026 | 2026 | 20hr Flow | [13 empty] | 0 | 0 | 0 | 0 | 0 | 0 | 0 | 0 | 0 | 0 | 0 | 0 | 0 | 0 | 0 | 0 | 0 | 0 | 0 | 0 | 0 | 0 | 0 | 0 | 0 | 0 | 20hr Flow
Area 1001 20-Hour Flow Battery 2027 | 2027 | 20hr Flow | [13 empty] | 0 | 0 | 0 | 0 | 0 | 0 | 0 | 0 | 0 | 0 | 0 | 0 | 0 | 0 | 0 | 0 | 0 | 0 | 0 | 0 | 0 | 0 | 0 | 0 | 0 | 0 | 20hr Flow
Area 1001 20-Hour Flow Battery 2028 | 2028 | 20hr Flow | [5 empty] | 50 | [7 empty] | 0 | 0 | 0 | 0 | 0 | 50 | 0 | 0 | 0 | 0 | 0 | 0 | 0 | 0 | 0 | 0 | 0 | 0 | 50 | 0 | 0 | 0 | 0 | 0 | 0 | 0 | 20hr Flow
Area 1001 20-Hour Flow Battery 2029 | 2029 | 20hr Flow | [13 empty] | 0 | 0 | 0 | 0 | 0 | 50 | 0 | 0 | 0 | 0 | 0 | 0 | 0 | 0 | 0 | 0 | 0 | 0 | 50 | 0 | 0 | 0 | 0 | 0 | 0 | 0 | 20hr Flow
Area 1001 20-Hour Flow Battery 2030 | 2030 | 20hr Flow | [13 empty] | 0 | 0 | 0 | 0 | 0 | 50 | 0 | 0 | 0 | 0 | 0 | 0 | 0 | 0 | 0 | 0 | 0 | 0 | 50 | 0 | 0 | 0 | 0 | 0 | 0 | 0 | 20hr Flow
Area 1001 20-Hour Flow Battery 2031 | 2031 | 20hr Flow | [13 empty] | 0 | 0 | 0 | 0 | 0 | 50 | 0 | 0 | 0 | 0 | 0 | 0 | 0 | 0 | 0 | 0 | 0 | 0 | 50 | 0 | 0 | 0 | 0 | 0 | 0 | 0 | 20hr Flow
Area 1001 20-Hour Flow Battery 2032 | 2032 | 20hr Flow | [13 empty] | 0 | 0 | 0 | 0 | 0 | 50 | 0 | 0 | 0 | 0 | 0 | 0 | 0 | 0 | 0 | 0 | 0 | 0 | 50 | 0 | 0 | 0 | 0 | 0 | 0 | 0 | 20hr Flow
Area 1001 20-Hour Flow Battery 2033 | 2033 | 20hr Flow | [13 empty] | 0 | 0 | 0 | 0 | 0 | 50 | 0 | 0 | 0 | 0 | 0 | 0 | 0 | 0 | 0 | 0 | 0 | 0 | 50 | 0 | 0 | 0 | 0 | 0 | 0 | 0 | 20hr Flow
Area 1001 20-Hour Flow Battery 2034 | 2034 | 20hr Flow | [13 empty] | 0 | 0 | 0 | 0 | 0 | 50 | 0 | 0 | 0 | 0 | 0 | 0 | 0 | 0 | 0 | 0 | 0 | 0 | 50 | 0 | 0 | 0 | 0 | 0 | 0 | 0 | 20hr Flow
Area 1001 20-Hour Flow Battery 2035 | 2035 | 20hr Flow | [13 empty] | 0 | 0 | 0 | 0 | 0 | 50 | 0 | 0 | 0 | 0 | 0 | 0 | 0 | 0 | 0 | 0 | 0 | 0 | 50 | 0 | 0 | 0 | 0 | 0 | 0 | 0 | 20hr Flow
Area 1001 20-Hour Flow Battery 2036 | 2036 | 20hr Flow | [13 empty] | 0 | 0 | 0 | 0 | 0 | 50 | 0 | 0 | 0 | 0 | 0 | 0 | 0 | 0 | 0 | 0 | 0 | 0 | 50 | 0 | 0 | 0 | 0 | 0 | 0 | 0 | 20hr Flow
Area 1001 20-Hour Flow Battery 2037 | 2037 | 20hr Flow | [13 empty] | 0 | 0 | 0 | 0 | 0 | 50 | 0 | 0 | 0 | 0 | 0 | 0 | 0 | 0 | 0 | 0 | 0 | 0 | 50 | 0 | 0 | 0 | 0 | 0 | 0 | 0 | 20hr Flow
Area 1001 20-Hour Flow Battery 2038 | 2038 | 20hr Flow | [13 empty] | 0 | 0 | 0 | 0 | 0 | 0 | 0 | 0 | 0 | 0 | 0 | 0 | 0 | 0 | 0 | 0 | 0 | 0 | 0 | 0 | 0 | 0 | 0 | 0 | 0 | 0 | 20hr Flow
Area 1001 20-Hour Flow Battery 2039 | 2039 | 20hr Flow | [13 empty] | 0 | 0 | 0 | 0 | 0 | 0 | 0 | 0 | 0 | 0 | 0 | 0 | 0 | 0 | 0 | 0 | 0 | 0 | 0 | 0 | 0 | 0 | 0 | 0 | 0 | 0 | 20hr Flow
Area 1001 20-Hour Flow Battery 2040 | 2040 | 20hr Flow | [13 empty] | 0 | 0 | 0 | 0 | 0 | 0 | 0 | 0 | 0 | 0 | 0 | 0 | 0 | 0 | 0 | 0 | 0 | 0 | 0 | 0 | 0 | 0 | 0 | 0 | 0 | 0 | 20hr Flow
Area 1001 20-Hour Flow Battery 2041 | 2041 | 20hr Flow | [13 empty] | 0 | 0 | 0 | 0 | 0 | 0 | 0 | 0 | 0 | 0 | 0 | 0 | 0 | 0 | 0 | 0 | 0 | 0 | 0 | 0 | 0 | 0 | 0 | 0 | 0 | 0 | 20hr Flow
Area 1001 20-Hour Flow Battery 2042 | 2042 | 20hr Flow | [13 empty] | 0 | 0 | 0 | 0 | 0 | 0 | 0 | 0 | 0 | 0 | 0 | 0 | 0 | 0 | 0 | 0 | 0 | 0 | 0 | 0 | 0 | 0 | 0 | 0 | 0 | 0 | 20hr Flow
Area 1001 20-Hour Flow Battery 2043 | 2043 | 20hr Flow | [13 empty] | 0 | 0 | 0 | 0 | 0 | 0 | 0 | 0 | 0 | 0 | 0 | 0 | 0 | 0 | 0 | 0 | 0 | 0 | 0 | 0 | 0 | 0 | 0 | 0 | 0 | 0 | 20hr Flow
Area 1001 20-Hour Pumped Thermal 2023 | 2023 | Pumped Thermal | [13 empty] | 0 | 0 | 0 | 0 | 0 | 0 | 0 | 0 | 0 | 0 | 0 | 0 | 0 | 0 | 0 | 0 | 0 | 0 | 0 | 0 | 0 | 0 | 0 | 0 | 0 | 0 | Pumped Thermal
Area 1001 20-Hour Pumped Thermal 2024 | 2024 | Pumped Thermal | [13 empty] | 0 | 0 | 0 | 0 | 0 | 0 | 0 | 0 | 0 | 0 | 0 | 0 | 0 | 0 | 0 | 0 | 0 | 0 | 0 | 0 | 0 | 0 | 0 | 0 | 0 | 0 | Pumped Thermal
Area 1001 20-Hour Pumped Thermal 2025 | 2025 | Pumped Thermal | [13 empty] | 0 | 0 | 0 | 0 | 0 | 0 | 0 | 0 | 0 | 0 | 0 | 0 | 0 | 0 | 0 | 0 | 0 | 0 | 0 | 0 | 0 | 0 | 0 | 0 | 0 | 0 | Pumped Thermal
Area 1001 20-Hour Pumped Thermal 2026 | 2026 | Pumped Thermal | [13 empty] | 0 | 0 | 0 | 0 | 0 | 0 | 0 | 0 | 0 | 0 | 0 | 0 | 0 | 0 | 0 | 0 | 0 | 0 | 0 | 0 | 0 | 0 | 0 | 0 | 0 | 0 | Pumped Thermal
Area 1001 20-Hour Pumped Thermal 2027 | 2027 | Pumped Thermal | [13 empty] | 0 | 0 | 0 | 0 | 0 | 0 | 0 | 0 | 0 | 0 | 0 | 0 | 0 | 0 | 0 | 0 | 0 | 0 | 0 | 0 | 0 | 0 | 0 | 0 | 0 | 0 | Pumped Thermal
Area 1001 20-Hour Pumped Thermal 2028 | 2028 | Pumped Thermal | [13 empty] | 0 | 0 | 0 | 0 | 0 | 0 | 0 | 0 | 0 | 0 | 0 | 0 | 0 | 0 | 0 | 0 | 0 | 0 | 0 | 0 | 0 | 0 | 0 | 0 | 0 | 0 | Pumped Thermal
Area 1001 20-Hour Pumped Thermal 2029 | 2029 | Pumped Thermal | [13 empty] | 0 | 0 | 0 | 0 | 0 | 0 | 0 | 0 | 0 | 0 | 0 | 0 | 0 | 0 | 0 | 0 | 0 | 0 | 0 | 0 | 0 | 0 | 0 | 0 | 0 | 0 | Pumped Thermal
Area 1001 20-Hour Pumped Thermal 2030 | 2030 | Pumped Thermal | [13 empty] | 0 | 0 | 0 | 0 | 0 | 0 | 0 | 0 | 0 | 0 | 0 | 0 | 0 | 0 | 0 | 0 | 0 | 0 | 0 | 0 | 0 | 0 | 0 | 0 | 0 | 0 | Pumped Thermal
Area 1001 20-Hour Pumped Thermal 2031 | 2031 | Pumped Thermal | [13 empty] | 0 | 0 | 0 | 0 | 0 | 0 | 0 | 0 | 0 | 0 | 0 | 0 | 0 | 0 | 0 | 0 | 0 | 0 | 0 | 0 | 0 | 0 | 0 | 0 | 0 | 0 | Pumped Thermal
Area 1001 20-Hour Pumped Thermal 2032 | 2032 | Pumped Thermal | [13 empty] | 0 | 0 | 0 | 0 | 0 | 0 | 0 | 0 | 0 | 0 | 0 | 0 | 0 | 0 | 0 | 0 | 0 | 0 | 0 | 0 | 0 | 0 | 0 | 0 | 0 | 0 | Pumped Thermal
Area 1001 20-Hour Pumped Thermal 2033 | 2033 | Pumped Thermal | [13 empty] | 0 | 0 | 0 | 0 | 0 | 0 | 0 | 0 | 0 | 0 | 0 | 0 | 0 | 0 | 0 | 0 | 0 | 0 | 0 | 0 | 0 | 0 | 0 | 0 | 0 | 0 | Pumped Thermal
Area 1001 20-Hour Pumped Thermal 2034 | 2034 | Pumped Thermal | [13 empty] | 0 | 0 | 0 | 0 | 0 | 0 | 0 | 0 | 0 | 0 | 0 | 0 | 0 | 0 | 0 | 0 | 0 | 0 | 0 | 0 | 0 | 0 | 0 | 0 | 0 | 0 | Pumped Thermal
Area 1001 20-Hour Pumped Thermal 2035 | 2035 | Pumped Thermal | [13 empty] | 0 | 0 | 0 | 0 | 0 | 0 | 0 | 0 | 0 | 0 | 0 | 0 | 0 | 0 | 0 | 0 | 0 | 0 | 0 | 0 | 0 | 0 | 0 | 0 | 0 | 0 | Pumped Thermal
Area 1001 20-Hour Pumped Thermal 2036 | 2036 | Pumped Thermal | [13 empty] | 0 | 0 | 0 | 0 | 0 | 0 | 0 | 0 | 0 | 0 | 0 | 0 | 0 | 0 | 0 | 0 | 0 | 0 | 0 | 0 | 0 | 0 | 0 | 0 | 0 | 0 | Pumped Thermal
Area 1001 20-Hour Pumped Thermal 2037 | 2037 | Pumped Thermal | [13 empty] | 0 | 0 | 0 | 0 | 0 | 0 | 0 | 0 | 0 | 0 | 0 | 0 | 0 | 0 | 0 | 0 | 0 | 0 | 0 | 0 | 0 | 0 | 0 | 0 | 0 | 0 | Pumped Thermal
Area 1001 20-Hour Pumped Thermal 2038 | 2038 | Pumped Thermal | [13 empty] | 0 | 0 | 0 | 0 | 0 | 0 | 0 | 0 | 0 | 0 | 0 | 0 | 0 | 0 | 0 | 0 | 0 | 0 | 0 | 0 | 0 | 0 | 0 | 0 | 0 | 0 | Pumped Thermal
Area 1001 20-Hour Pumped Thermal 2039 | 2039 | Pumped Thermal | [13 empty] | 0 | 0 | 0 | 0 | 0 | 0 | 0 | 0 | 0 | 0 | 0 | 0 | 0 | 0 | 0 | 0 | 0 | 0 | 0 | 0 | 0 | 0 | 0 | 0 | 0 | 0 | Pumped Thermal
Area 1001 20-Hour Pumped Thermal 2040 | 2040 | Pumped Thermal | [13 empty] | 0 | 0 | 0 | 0 | 0 | 0 | 0 | 0 | 0 | 0 | 0 | 0 | 0 | 0 | 0 | 0 | 0 | 0 | 0 | 0 | 0 | 0 | 0 | 0 | 0 | 0 | Pumped Thermal
Area 1001 20-Hour Pumped Thermal 2041 | 2041 | Pumped Thermal | [13 empty] | 0 | 0 | 0 | 0 | 0 | 0 | 0 | 0 | 0 | 0 | 0 | 0 | 0 | 0 | 0 | 0 | 0 | 0 | 0 | 0 | 0 | 0 | 0 | 0 | 0 | 0 | Pumped Thermal
Area 1001 20-Hour Pumped Thermal 2042 | 2042 | Pumped Thermal | [13 empty] | 0 | 0 | 0 | 0 | 0 | 0 | 0 | 0 | 0 | 0 | 0 | 0 | 0 | 0 | 0 | 0 | 0 | 0 | 0 | 0 | 0 | 0 | 0 | 0 | 0 | 0 | Pumped Thermal
Area 1001 20-Hour Pumped Thermal 2043 | 2043 | Pumped Thermal | [13 empty] | 0 | 0 | 0 | 0 | 0 | 0 | 0 | 0 | 0 | 0 | 0 | 0 | 0 | 0 | 0 | 0 | 0 | 0 | 0 | 0 | 0 | 0 | 0 | 0 | 0 | 0 | Pumped Thermal
Area 1001 20-Hour Compressed Air 2023 | 2023 | CAES | [13 empty] | 0 | 0 | 0 | 0 | 0 | 0 | 0 | 0 | 0 | 0 | 0 | 0 | 0 | 0 | 0 | 0 | 0 | 0 | 0 | 0 | 0 | 0 | 0 | 0 | 0 | 0 | CAES
Area 1001 20-Hour Compressed Air 2024 | 2024 | CAES | [13 empty] | 0 | 0 | 0 | 0 | 0 | 0 | 0 | 0 | 0 | 0 | 0 | 0 | 0 | 0 | 0 | 0 | 0 | 0 | 0 | 0 | 0 | 0 | 0 | 0 | 0 | 0 | CAES
Area 1001 20-Hour Compressed Air 2025 | 2025 | CAES | [13 empty] | 0 | 0 | 0 | 0 | 0 | 0 | 0 | 0 | 0 | 0 | 0 | 0 | 0 | 0 | 0 | 0 | 0 | 0 | 0 | 0 | 0 | 0 | 0 | 0 | 0 | 0 | CAES
Area 1001 20-Hour Compressed Air 2026 | 2026 | CAES | [13 empty] | 0 | 0 | 0 | 0 | 0 | 0 | 0 | 0 | 0 | 0 | 0 | 0 | 0 | 0 | 0 | 0 | 0 | 0 | 0 | 0 | 0 | 0 | 0 | 0 | 0 | 0 | CAES
Area 1001 20-Hour Compressed Air 2027 | 2027 | CAES | [13 empty] | 0 | 0 | 0 | 0 | 0 | 0 | 0 | 0 | 0 | 0 | 0 | 0 | 0 | 0 | 0 | 0 | 0 | 0 | 0 | 0 | 0 | 0 | 0 | 0 | 0 | 0 | CAES
Area 1001 20-Hour Compressed Air 2028 | 2028 | CAES | [13 empty] | 0 | 0 | 0 | 0 | 0 | 0 | 0 | 0 | 0 | 0 | 0 | 0 | 0 | 0 | 0 | 0 | 0 | 0 | 0 | 0 | 0 | 0 | 0 | 0 | 0 | 0 | CAES
Area 1001 20-Hour Compressed Air 2029 | 2029 | CAES | [13 empty] | 0 | 0 | 0 | 0 | 0 | 0 | 0 | 0 | 0 | 0 | 0 | 0 | 0 | 0 | 0 | 0 | 0 | 0 | 0 | 0 | 0 | 0 | 0 | 0 | 0 | 0 | CAES
Area 1001 20-Hour Compressed Air 2030 | 2030 | CAES | [13 empty] | 0 | 0 | 0 | 0 | 0 | 0 | 0 | 0 | 0 | 0 | 0 | 0 | 0 | 0 | 0 | 0 | 0 | 0 | 0 | 0 | 0 | 0 | 0 | 0 | 0 | 0 | CAES
Area 1001 20-Hour Compressed Air 2031 | 2031 | CAES | [13 empty] | 0 | 0 | 0 | 0 | 0 | 0 | 0 | 0 | 0 | 0 | 0 | 0 | 0 | 0 | 0 | 0 | 0 | 0 | 0 | 0 | 0 | 0 | 0 | 0 | 0 | 0 | CAES
Area 1001 20-Hour Compressed Air 2032 | 2032 | CAES | [13 empty] | 0 | 0 | 0 | 0 | 0 | 0 | 0 | 0 | 0 | 0 | 0 | 0 | 0 | 0 | 0 | 0 | 0 | 0 | 0 | 0 | 0 | 0 | 0 | 0 | 0 | 0 | CAES
Area 1001 20-Hour Compressed Air 2033 | 2033 | CAES | [13 empty] | 0 | 0 | 0 | 0 | 0 | 0 | 0 | 0 | 0 | 0 | 0 | 0 | 0 | 0 | 0 | 0 | 0 | 0 | 0 | 0 | 0 | 0 | 0 | 0 | 0 | 0 | CAES
Area 1001 20-Hour Compressed Air 2034 | 2034 | CAES | [13 empty] | 0 | 0 | 0 | 0 | 0 | 0 | 0 | 0 | 0 | 0 | 0 | 0 | 0 | 0 | 0 | 0 | 0 | 0 | 0 | 0 | 0 | 0 | 0 | 0 | 0 | 0 | CAES
Area 1001 20-Hour Compressed Air 2035 | 2035 | CAES | [13 empty] | 0 | 0 | 0 | 0 | 0 | 0 | 0 | 0 | 0 | 0 | 0 | 0 | 0 | 0 | 0 | 0 | 0 | 0 | 0 | 0 | 0 | 0 | 0 | 0 | 0 | 0 | CAES
Area 1001 20-Hour Compressed Air 2036 | 2036 | CAES | [13 empty] | 0 | 0 | 0 | 0 | 0 | 0 | 0 | 0 | 0 | 0 | 0 | 0 | 0 | 0 | 0 | 0 | 0 | 0 | 0 | 0 | 0 | 0 | 0 | 0 | 0 | 0 | CAES
Area 1001 20-Hour Compressed Air 2037 | 2037 | CAES | [13 empty] | 0 | 0 | 0 | 0 | 0 | 0 | 0 | 0 | 0 | 0 | 0 | 0 | 0 | 0 | 0 | 0 | 0 | 0 | 0 | 0 | 0 | 0 | 0 | 0 | 0 | 0 | CAES
Area 1001 20-Hour Compressed Air 2038 | 2038 | CAES | [13 empty] | 0 | 0 | 0 | 0 | 0 | 0 | 0 | 0 | 0 | 0 | 0 | 0 | 0 | 0 | 0 | 0 | 0 | 0 | 0 | 0 | 0 | 0 | 0 | 0 | 0 | 0 | CAES
Area 1001 20-Hour Compressed Air 2039 | 2039 | CAES | [13 empty] | 0 | 0 | 0 | 0 | 0 | 0 | 0 | 0 | 0 | 0 | 0 | 0 | 0 | 0 | 0 | 0 | 0 | 0 | 0 | 0 | 0 | 0 | 0 | 0 | 0 | 0 | CAES
Area 1001 20-Hour Compressed Air 2040 | 2040 | CAES | [13 empty] | 0 | 0 | 0 | 0 | 0 | 0 | 0 | 0 | 0 | 0 | 0 | 0 | 0 | 0 | 0 | 0 | 0 | 0 | 0 | 0 | 0 | 0 | 0 | 0 | 0 | 0 | CAES
Area 1001 20-Hour Compressed Air 2041 | 2041 | CAES | [13 empty] | 0 | 0 | 0 | 0 | 0 | 0 | 0 | 0 | 0 | 0 | 0 | 0 | 0 | 0 | 0 | 0 | 0 | 0 | 0 | 0 | 0 | 0 | 0 | 0 | 0 | 0 | CAES
Area 1001 20-Hour Compressed Air 2042 | 2042 | CAES | [13 empty] | 0 | 0 | 0 | 0 | 0 | 0 | 0 | 0 | 0 | 0 | 0 | 0 | 0 | 0 | 0 | 0 | 0 | 0 | 0 | 0 | 0 | 0 | 0 | 0 | 0 | 0 | CAES
Area 1001 20-Hour Compressed Air 2043 | 2043 | CAES | [13 empty] | 0 | 0 | 0 | 0 | 0 | 0 | 0 | 0 | 0 | 0 | 0 | 0 | 0 | 0 | 0 | 0 | 0 | 0 | 0 | 0 | 0 | 0 | 0 | 0 | 0 | 0 | CAES
Area 1001 Hydrogen electrolyzer + Hydrogen gas CT 2023 | 2023 | H2 Electroyzer + CT | [13 empty] | 0 | 0 | 0 | 0 | 0 | 0 | 0 | 0 | 0 | 0 | 0 | 0 | 0 | 0 | 0 | 0 | 0 | 0 | 0 | 0 | 0 | 0 | 0 | 0 | 0 | 0 | H2 Electroyzer + CT
Area 1001 Hydrogen electrolyzer + Hydrogen gas CT 2024 | 2024 | H2 Electroyzer + CT | [13 empty] | 0 | 0 | 0 | 0 | 0 | 0 | 0 | 0 | 0 | 0 | 0 | 0 | 0 | 0 | 0 | 0 | 0 | 0 | 0 | 0 | 0 | 0 | 0 | 0 | 0 | 0 | H2 Electroyzer + CT
Area 1001 Hydrogen electrolyzer + Hydrogen gas CT 2025 | 2025 | H2 Electroyzer + CT | [13 empty] | 0 | 0 | 0 | 0 | 0 | 0 | 0 | 0 | 0 | 0 | 0 | 0 | 0 | 0 | 0 | 0 | 0 | 0 | 0 | 0 | 0 | 0 | 0 | 0 | 0 | 0 | H2 Electroyzer + CT
Area 1001 Hydrogen electrolyzer + Hydrogen gas CT 2026 | 2026 | H2 Electroyzer + CT | [13 empty] | 0 | 0 | 0 | 0 | 0 | 0 | 0 | 0 | 0 | 0 | 0 | 0 | 0 | 0 | 0 | 0 | 0 | 0 | 0 | 0 | 0 | 0 | 0 | 0 | 0 | 0 | H2 Electroyzer + CT
Area 1001 Hydrogen electrolyzer + Hydrogen gas CT 2027 | 2027 | H2 Electroyzer + CT | [13 empty] | 0 | 0 | 0 | 0 | 0 | 0 | 0 | 0 | 0 | 0 | 0 | 0 | 0 | 0 | 0 | 0 | 0 | 0 | 0 | 0 | 0 | 0 | 0 | 0 | 0 | 0 | H2 Electroyzer + CT
Area 1001 Hydrogen electrolyzer + Hydrogen gas CT 2028 | 2028 | H2 Electroyzer + CT | [13 empty] | 0 | 0 | 0 | 0 | 0 | 0 | 0 | 0 | 0 | 0 | 0 | 0 | 0 | 0 | 0 | 0 | 0 | 0 | 0 | 0 | 0 | 0 | 0 | 0 | 0 | 0 | H2 Electroyzer + CT
Area 1001 Hydrogen electrolyzer + Hydrogen gas CT 2029 | 2029 | H2 Electroyzer + CT | [13 empty] | 0 | 0 | 0 | 0 | 0 | 0 | 0 | 0 | 0 | 0 | 0 | 0 | 0 | 0 | 0 | 0 | 0 | 0 | 0 | 0 | 0 | 0 | 0 | 0 | 0 | 0 | H2 Electroyzer + CT
Area 1001 Hydrogen electrolyzer + Hydrogen gas CT 2030 | 2030 | H2 Electroyzer + CT | [13 empty] | 0 | 0 | 0 | 0 | 0 | 0 | 0 | 0 | 0 | 0 | 0 | 0 | 0 | 0 | 0 | 0 | 0 | 0 | 0 | 0 | 0 | 0 | 0 | 0 | 0 | 0 | H2 Electroyzer + CT
Area 1001 Hydrogen electrolyzer + Hydrogen gas CT 2031 | 2031 | H2 Electroyzer + CT | [13 empty] | 0 | 0 | 0 | 0 | 0 | 0 | 0 | 0 | 0 | 0 | 0 | 0 | 0 | 0 | 0 | 0 | 0 | 0 | 0 | 0 | 0 | 0 | 0 | 0 | 0 | 0 | H2 Electroyzer + CT
Area 1001 Hydrogen electrolyzer + Hydrogen gas CT 2032 | 2032 | H2 Electroyzer + CT | [13 empty] | 0 | 0 | 0 | 0 | 0 | 0 | 0 | 0 | 0 | 0 | 0 | 0 | 0 | 0 | 0 | 0 | 0 | 0 | 0 | 0 | 0 | 0 | 0 | 0 | 0 | 0 | H2 Electroyzer + CT
Area 1001 Hydrogen electrolyzer + Hydrogen gas CT 2033 | 2033 | H2 Electroyzer + CT | [13 empty] | 0 | 0 | 0 | 0 | 0 | 0 | 0 | 0 | 0 | 0 | 0 | 0 | 0 | 0 | 0 | 0 | 0 | 0 | 0 | 0 | 0 | 0 | 0 | 0 | 0 | 0 | H2 Electroyzer + CT
Area 1001 Hydrogen electrolyzer + Hydrogen gas CT 2034 | 2034 | H2 Electroyzer + CT | [13 empty] | 0 | 0 | 0 | 0 | 0 | 0 | 0 | 0 | 0 | 0 | 0 | 0 | 0 | 0 | 0 | 0 | 0 | 0 | 0 | 0 | 0 | 0 | 0 | 0 | 0 | 0 | H2 Electroyzer + CT
Area 1001 Hydrogen electrolyzer + Hydrogen gas CT 2035 | 2035 | H2 Electroyzer + CT | [13 empty] | 0 | 0 | 0 | 0 | 0 | 0 | 0 | 0 | 0 | 0 | 0 | 0 | 0 | 0 | 0 | 0 | 0 | 0 | 0 | 0 | 0 | 0 | 0 | 0 | 0 | 0 | H2 Electroyzer + CT
Area 1001 Hydrogen electrolyzer + Hydrogen gas CT 2036 | 2036 | H2 Electroyzer + CT | [13 empty] | 0 | 0 | 0 | 0 | 0 | 0 | 0 | 0 | 0 | 0 | 0 | 0 | 0 | 0 | 0 | 0 | 0 | 0 | 0 | 0 | 0 | 0 | 0 | 0 | 0 | 0 | H2 Electroyzer + CT
Area 1001 Hydrogen electrolyzer + Hydrogen gas CT 2037 | 2037 | H2 Electroyzer + CT | [13 empty] | 0 | 0 | 0 | 0 | 0 | 0 | 0 | 0 | 0 | 0 | 0 | 0 | 0 | 0 | 0 | 0 | 0 | 0 | 0 | 0 | 0 | 0 | 0 | 0 | 0 | 0 | H2 Electroyzer + CT
Area 1001 Hydrogen electrolyzer + Hydrogen gas CT 2038 | 2038 | H2 Electroyzer + CT | [13 empty] | 0 | 0 | 0 | 0 | 0 | 0 | 0 | 0 | 0 | 0 | 0 | 0 | 0 | 0 | 0 | 0 | 0 | 0 | 0 | 0 | 0 | 0 | 0 | 0 | 0 | 0 | H2 Electroyzer + CT
Area 1001 Hydrogen electrolyzer + Hydrogen gas CT 2039 | 2039 | H2 Electroyzer + CT | [13 empty] | 0 | 0 | 0 | 0 | 0 | 0 | 0 | 0 | 0 | 0 | 0 | 0 | 0 | 0 | 0 | 0 | 0 | 0 | 0 | 0 | 0 | 0 | 0 | 0 | 0 | 0 | H2 Electroyzer + CT
Area 1001 Hydrogen electrolyzer + Hydrogen gas CT 2040 | 2040 | H2 Electroyzer + CT | [13 empty] | 0 | 0 | 0 | 0 | 0 | 0 | 0 | 0 | 0 | 0 | 0 | 0 | 0 | 0 | 0 | 0 | 0 | 0 | 0 | 0 | 0 | 0 | 0 | 0 | 0 | 0 | H2 Electroyzer + CT
Area 1001 Hydrogen electrolyzer + Hydrogen gas CT 2041 | 2041 | H2 Electroyzer + CT | [13 empty] | 0 | 0 | 0 | 0 | 0 | 0 | 0 | 0 | 0 | 0 | 0 | 0 | 0 | 0 | 0 | 0 | 0 | 0 | 0 | 0 | 0 | 0 | 0 | 0 | 0 | 0 | H2 Electroyzer + CT
Area 1001 Hydrogen electrolyzer + Hydrogen gas CT 2042 | 2042 | H2 Electroyzer + CT | [13 empty] | 0 | 0 | 0 | 0 | 0 | 0 | 0 | 0 | 0 | 0 | 0 | 0 | 0 | 0 | 0 | 0 | 0 | 0 | 0 | 0 | 0 | 0 | 0 | 0 | 0 | 0 | H2 Electroyzer + CT
Area 1001 Hydrogen electrolyzer + Hydrogen gas CT 2043 | 2043 | H2 Electroyzer + CT | [13 empty] | 0 | 0 | 0 | 0 | 0 | 0 | 0 | 0 | 0 | 0 | 0 | 0 | 0 | 0 | 0 | 0 | 0 | 0 | 0 | 0 | 0 | 0 | 0 | 0 | 0 | 0 | H2 Electroyzer + CT
Spicewood Solar 2027 | 2027 | Spicewood Solar 2027 | [13 empty] | 0 | 0 | 0 | 0 | 0 | 0 | 0 | 0 | 0 | 0 | 0 | 0 | 0 | 0 | 0 | 0 | 0 | 0 | 0 | 0 | 0 | 0 | 0 | 0 | 0 | 0 | Spicewood Solar 2027
Big Sandy #1_Ext Gas | 2031 | Big Sandy Ext | 295 | 295 | 295 |  | 295 | 295 | 295 | 295 | 295 | 295 |  |  |  | 285 | 285 | 285 | 0 | 285 | 285 | 285 | 285 | 285 | 285 | 0 | 0 | 0 | 285 | 285 | 285 | 0 | 285 | 285 | 285 | 285 | 285 | 285 | 0 | 0 | 0 | Big Sandy Ext
Big Sandy #1_Ext_NGCCS retrofit 2031 | 2031 | Big Sandy Ext CCS | [13 empty] | 0 | 0 | 0 | 0 | 0 | 0 | 0 | 0 | 0 | 0 | 0 | 0 | 0 | 0 | 0 | 0 | 0 | 0 | 0 | 0 | 0 | 0 | 0 | 0 | 0 | 0 | Big Sandy Ext CCS
Solar+Storage 3-1 2023 | 2023 | Solar + Storage | [13 empty] | 0 | 0 | 0 | 0 | 0 | 0 | 0 | 0 | 0 | 0 | 0 | 0 | 0 | 0 | 0 | 0 | 0 | 0 | 0 | 0 | 0 | 0 | 0 | 0 | 0 | 0 | Solar + Storage
Solar+Storage 3-1 2024 | 2024 | Solar + Storage | [13 empty] | 0 | 0 | 0 | 0 | 0 | 0 | 0 | 0 | 0 | 0 | 0 | 0 | 0 | 0 | 0 | 0 | 0 | 0 | 0 | 0 | 0 | 0 | 0 | 0 | 0 | 0 | Solar + Storage
Solar+Storage 3-1 2025 | 2025 | Solar + Storage | [13 empty] | 0 | 0 | 0 | 0 | 0 | 0 | 0 | 0 | 0 | 0 | 0 | 0 | 0 | 0 | 0 | 0 | 0 | 0 | 0 | 0 | 0 | 0 | 0 | 0 | 0 | 0 | Solar + Storage
Solar+Storage 3-1 2026 | 2026 | Solar + Storage | [13 empty] | 0 | 0 | 0 | 0 | 0 | 0 | 0 | 0 | 0 | 0 | 0 | 0 | 0 | 0 | 0 | 0 | 0 | 0 | 0 | 0 | 0 | 0 | 0 | 0 | 0 | 0 | Solar + Storage
Solar+Storage 3-1 2027 | 2027 | Solar + Storage | [13 empty] | 0 | 0 | 0 | 0 | 0 | 0 | 0 | 0 | 0 | 0 | 0 | 0 | 0 | 0 | 0 | 0 | 0 | 0 | 0 | 0 | 0 | 0 | 0 | 0 | 0 | 0 | Solar + Storage
Solar+Storage 3-1 2028 | 2028 | Solar + Storage |  |  |  | 200 |  |  |  | 300 | [5 empty] | 0 | 0 | 0 | 200 | 0 | 0 | 0 | 300 | 0 | 0 | 0 | 0 | 0 | 0 | 0 | 0 | 93.7522 | 0 | 0 | 0 | 140.6284 | 0 | 0 | 0 | 0 | 0 | Solar + Storage
Solar+Storage 3-1 2029 | 2029 | Solar + Storage | [13 empty] | 0 | 0 | 0 | 200 | 0 | 0 | 0 | 300 | 0 | 0 | 0 | 0 | 0 | 0 | 0 | 0 | 88.1027 | 0 | 0 | 0 | 132.154 | 0 | 0 | 0 | 0 | 0 | Solar + Storage
Solar+Storage 3-1 2030 | 2030 | Solar + Storage | [13 empty] | 0 | 0 | 0 | 200 | 0 | 0 | 0 | 300 | 0 | 0 | 0 | 0 | 0 | 0 | 0 | 0 | 85.978 | 0 | 0 | 0 | 128.9671 | 0 | 0 | 0 | 0 | 0 | Solar + Storage
Solar+Storage 3-1 2031 | 2031 | Solar + Storage | [13 empty] | 0 | 0 | 0 | 200 | 0 | 0 | 0 | 300 | 0 | 0 | 0 | 0 | 0 | 0 | 0 | 0 | 83.8534 | 0 | 0 | 0 | 125.7801 | 0 | 0 | 0 | 0 | 0 | Solar + Storage
Solar+Storage 3-1 2032 | 2032 | Solar + Storage | [13 empty] | 0 | 0 | 0 | 200 | 0 | 0 | 0 | 300 | 0 | 0 | 0 | 0 | 0 | 0 | 0 | 0 | 81.3498 | 0 | 0 | 0 | 122.0247 | 0 | 0 | 0 | 0 | 0 | Solar + Storage
Solar+Storage 3-1 2033 | 2033 | Solar + Storage | [13 empty] | 0 | 0 | 0 | 200 | 0 | 0 | 0 | 300 | 0 | 0 | 0 | 0 | 0 | 0 | 0 | 0 | 78.8461 | 0 | 0 | 0 | 118.2692 | 0 | 0 | 0 | 0 | 0 | Solar + Storage
Solar+Storage 3-1 2034 | 2034 | Solar + Storage | [13 empty] | 0 | 0 | 0 | 200 | 0 | 0 | 0 | 300 | 0 | 0 | 0 | 0 | 0 | 0 | 0 | 0 | 76.8892 | 0 | 0 | 0 | 115.3338 | 0 | 0 | 0 | 0 | 0 | Solar + Storage
Solar+Storage 3-1 2035 | 2035 | Solar + Storage | [13 empty] | 0 | 0 | 0 | 200 | 0 | 0 | 0 | 300 | 0 | 0 | 0 | 0 | 0 | 0 | 0 | 0 | 75.7522 | 0 | 0 | 0 | 113.6283 | 0 | 0 | 0 | 0 | 0 | Solar + Storage
Solar+Storage 3-1 2036 | 2036 | Solar + Storage | [13 empty] | 0 | 0 | 0 | 200 | 0 | 0 | 0 | 300 | 0 | 0 | 0 | 0 | 0 | 0 | 0 | 0 | 73.7952 | 0 | 0 | 0 | 110.6929 | 0 | 0 | 0 | 0 | 0 | Solar + Storage
Solar+Storage 3-1 2037 | 2037 | Solar + Storage | [13 empty] | 0 | 0 | 0 | 200 | 0 | 0 | 0 | 300 | 0 | 0 | 0 | 0 | 0 | 0 | 0 | 0 | 71.8058 | 0 | 0 | 0 | 107.7087 | 0 | 0 | 0 | 0 | 0 | Solar + Storage
Solar+Storage 3-1 2038 | 2038 | Solar + Storage | [13 empty] | 0 | 0 | 0 | 200 | 0 | 0 | 0 | 300 | 0 | 0 | 0 | 0 | 0 | 0 | 0 | 0 | 70.6201 | 0 | 0 | 0 | 105.9302 | 0 | 0 | 0 | 0 | 0 | Solar + Storage
Solar+Storage 3-1 2039 | 2039 | Solar + Storage | [13 empty] | 0 | 0 | 0 | 200 | 0 | 0 | 0 | 300 | 0 | 0 | 0 | 0 | 0 | 0 | 0 | 0 | 68.2192 | 0 | 0 | 0 | 102.3288 | 0 | 0 | 0 | 0 | 0 | Solar + Storage
Solar+Storage 3-1 2040 | 2040 | Solar + Storage | [13 empty] | 0 | 0 | 0 | 200 | 0 | 0 | 0 | 300 | 0 | 0 | 0 | 0 | 0 | 0 | 0 | 0 | 66.6383 | 0 | 0 | 0 | 99.9574 | 0 | 0 | 0 | 0 | 0 | Solar + Storage
Solar+Storage 3-1 2041 | 2041 | Solar + Storage | [13 empty] | 0 | 0 | 0 | 200 | 0 | 0 | 0 | 300 | 0 | 0 | 0 | 0 | 0 | 0 | 0 | 0 | 66.6383 | 0 | 0 | 0 | 99.9574 | 0 | 0 | 0 | 0 | 0 | Solar + Storage
Solar+Storage 3-1 2042 | 2042 | Solar + Storage | [13 empty] | 0 | 0 | 0 | 200 | 0 | 0 | 0 | 300 | 0 | 0 | 0 | 0 | 0 | 0 | 0 | 0 | 66.6383 | 0 | 0 | 0 | 99.9574 | 0 | 0 | 0 | 0 | 0 | Solar + Storage
Solar+Storage 3-1 2043 | 2043 | Solar + Storage | [13 empty] | 0 | 0 | 0 | 200 | 0 | 0 | 0 | 300 | 0 | 0 | 0 | 0 | 0 | 0 | 0 | 0 | 66.6383 | 0 | 0 | 0 | 99.9574 | 0 | 0 | 0 | 0 | 0 | Solar + Storage
DSM Resources | 2023 | DSM Resources | [13 empty] | 0 | 0 | 0 | 0 | 0 | 0 | 0 | 0 | 0 | 0 | 0 | 0 | 0 | 0 | 0 | 0 | 0 | 0 | 0 | 0 | 0 | 0 | 0 | 0 | 0 | 0 | DSM Resources
Tier 2 Area 1001 Solar 2023 | 2023 | Solar T2 | [13 empty] | 0 | 0 | 0 | 0 | 0 | 0 | 0 | 0 | 0 | 0 | 0 | 0 | 0 | 0 | 0 | 0 | 0 | 0 | 0 | 0 | 0 | 0 | 0 | 0 | 0 | 0 | Solar T2
Tier 2 Area 1001 Solar 2024 | 2024 | Solar T2 | [13 empty] | 0 | 0 | 0 | 0 | 0 | 0 | 0 | 0 | 0 | 0 | 0 | 0 | 0 | 0 | 0 | 0 | 0 | 0 | 0 | 0 | 0 | 0 | 0 | 0 | 0 | 0 | Solar T2
Tier 2 Area 1001 Solar 2025 | 2025 | Solar T2 | [13 empty] | 0 | 0 | 0 | 0 | 0 | 0 | 0 | 0 | 0 | 0 | 0 | 0 | 0 | 0 | 0 | 0 | 0 | 0 | 0 | 0 | 0 | 0 | 0 | 0 | 0 | 0 | Solar T2
Tier 2 Area 1001 Solar 2026 | 2026 | Solar T2 | [13 empty] | 0 | 0 | 0 | 0 | 0 | 0 | 0 | 0 | 0 | 0 | 0 | 0 | 0 | 0 | 0 | 0 | 0 | 0 | 0 | 0 | 0 | 0 | 0 | 0 | 0 | 0 | Solar T2
Tier 2 Area 1001 Solar 2027 | 2027 | Solar T2 | [13 empty] | 0 | 0 | 0 | 0 | 0 | 0 | 0 | 0 | 0 | 0 | 0 | 0 | 0 | 0 | 0 | 0 | 0 | 0 | 0 | 0 | 0 | 0 | 0 | 0 | 0 | 0 | Solar T2
Tier 2 Area 1001 Solar 2028 | 2028 | Solar T2 | 100 | 250 | 300 | 300 | 100 |  | 300 | 300 | 200 | 300 |  |  |  | 100 | 250 | 300 | 300 | 100 | 0 | 300 | 300 | 200 | 300 | 0 | 0 | 0 | 35.1682 | 87.9204 | 105.5045 | 105.5045 | 35.1682 | 0 | 105.5045 | 105.5045 | 70.3363 | 105.5045 | 0 | 0 | 0 | Solar T2
Tier 2 Area 1001 Solar 2029 | 2029 | Solar T2 |  |  |  | 150 |  |  |  | 100 | [5 empty] | 100 | 250 | 300 | 450 | 100 | 0 | 300 | 400 | 200 | 300 | 0 | 0 | 0 | 31.4018 | 78.5045 | 94.2054 | 141.308 | 31.4018 | 0 | 94.2054 | 125.6072 | 62.8036 | 94.2054 | 0 | 0 | 0 | Solar T2
Tier 2 Area 1001 Solar 2030 | 2030 | Solar T2 | [13 empty] | 100 | 250 | 300 | 450 | 100 | 0 | 300 | 400 | 200 | 300 | 0 | 0 | 0 | 30.8965 | 77.2412 | 92.6894 | 139.0341 | 30.8965 | 0 | 92.6894 | 123.5859 | 61.7929 | 92.6894 | 0 | 0 | 0 | Solar T2
Tier 2 Area 1001 Solar 2031 | 2031 | Solar T2 | [13 empty] | 100 | 250 | 300 | 450 | 100 | 0 | 300 | 400 | 200 | 300 | 0 | 0 | 0 | 30.3912 | 75.9779 | 91.1735 | 136.7602 | 30.3912 | 0 | 91.1735 | 121.5646 | 60.7823 | 91.1735 | 0 | 0 | 0 | Solar T2
Tier 2 Area 1001 Solar 2032 | 2032 | Solar T2 | [13 empty] | 100 | 250 | 300 | 450 | 100 | 0 | 300 | 400 | 200 | 300 | 0 | 0 | 0 | 29.6332 | 74.0829 | 88.8995 | 133.3493 | 29.6332 | 0 | 88.8995 | 118.5327 | 59.2664 | 88.8995 | 0 | 0 | 0 | Solar T2
Tier 2 Area 1001 Solar 2033 | 2033 | Solar T2 | [13 empty] | 100 | 250 | 300 | 450 | 100 | 0 | 300 | 400 | 200 | 300 | 0 | 0 | 0 | 28.8752 | 72.188 | 86.6256 | 129.9384 | 28.8752 | 0 | 86.6256 | 115.5008 | 57.7504 | 86.6256 | 0 | 0 | 0 | Solar T2
Tier 2 Area 1001 Solar 2034 | 2034 | Solar T2 | [13 empty] | 100 | 250 | 300 | 450 | 100 | 0 | 300 | 400 | 200 | 300 | 0 | 0 | 0 | 28.1172 | 70.2931 | 84.3517 | 126.5275 | 28.1172 | 0 | 84.3517 | 112.4689 | 56.2345 | 84.3517 | 0 | 0 | 0 | Solar T2
Tier 2 Area 1001 Solar 2035 | 2035 | Solar T2 | [13 empty] | 100 | 250 | 300 | 450 | 100 | 0 | 300 | 400 | 200 | 300 | 0 | 0 | 0 | 27.3592 | 68.3981 | 82.0777 | 123.1166 | 27.3592 | 0 | 82.0777 | 109.437 | 54.7185 | 82.0777 | 0 | 0 | 0 | Solar T2
Tier 2 Area 1001 Solar 2036 | 2036 | Solar T2 | [13 empty] | 100 | 250 | 300 | 450 | 100 | 0 | 300 | 400 | 200 | 300 | 0 | 0 | 0 | 26.6013 | 66.5032 | 79.8038 | 119.7057 | 26.6013 | 0 | 79.8038 | 106.4051 | 53.2025 | 79.8038 | 0 | 0 | 0 | Solar T2
Tier 2 Area 1001 Solar 2037 | 2037 | Solar T2 | [13 empty] | 100 | 250 | 300 | 450 | 100 | 0 | 300 | 400 | 200 | 300 | 0 | 0 | 0 | 25.8216 | 64.5541 | 77.4649 | 116.1974 | 25.8216 | 0 | 77.4649 | 103.2866 | 51.6433 | 77.4649 | 0 | 0 | 0 | Solar T2
Tier 2 Area 1001 Solar 2038 | 2038 | Solar T2 | [13 empty] | 100 | 250 | 300 | 450 | 100 | 0 | 300 | 400 | 200 | 300 | 0 | 0 | 0 | 25.0312 | 62.578 | 75.0936 | 112.6403 | 25.0312 | 0 | 75.0936 | 100.1247 | 50.0624 | 75.0936 | 0 | 0 | 0 | Solar T2
Tier 2 Area 1001 Solar 2039 | 2039 | Solar T2 | [13 empty] | 100 | 250 | 300 | 450 | 100 | 0 | 300 | 400 | 200 | 300 | 0 | 0 | 0 | 23.9772 | 59.9431 | 71.9317 | 107.8976 | 23.9772 | 0 | 71.9317 | 95.909 | 47.9545 | 71.9317 | 0 | 0 | 0 | Solar T2
Tier 2 Area 1001 Solar 2040 | 2040 | Solar T2 | [13 empty] | 100 | 250 | 300 | 450 | 100 | 0 | 300 | 400 | 200 | 300 | 0 | 0 | 0 | 22.9233 | 57.3082 | 68.7699 | 103.1548 | 22.9233 | 0 | 68.7699 | 91.6932 | 45.8466 | 68.7699 | 0 | 0 | 0 | Solar T2
Tier 2 Area 1001 Solar 2041 | 2041 | Solar T2 | [13 empty] | 100 | 250 | 300 | 450 | 100 | 0 | 300 | 400 | 200 | 300 | 0 | 0 | 0 | 22.9233 | 57.3082 | 68.7699 | 103.1548 | 22.9233 | 0 | 68.7699 | 91.6932 | 45.8466 | 68.7699 | 0 | 0 | 0 | Solar T2
Tier 2 Area 1001 Solar 2042 | 2042 | Solar T2 | [13 empty] | 100 | 250 | 300 | 450 | 100 | 0 | 300 | 400 | 200 | 300 | 0 | 0 | 0 | 22.9233 | 57.3082 | 68.7699 | 103.1548 | 22.9233 | 0 | 68.7699 | 91.6932 | 45.8466 | 68.7699 | 0 | 0 | 0 | Solar T2
Tier 2 Area 1001 Solar 2043 | 2043 | Solar T2 | [13 empty] | 100 | 250 | 300 | 450 | 100 | 0 | 300 | 400 | 200 | 300 | 0 | 0 | 0 | 22.9233 | 57.3082 | 68.7699 | 103.1548 | 22.9233 | 0 | 68.7699 | 91.6932 | 45.8466 | 68.7699 | 0 | 0 | 0 | Solar T2
Tier 2 Area 1001 Wind 2024 | 2024 | Wind T2 | [13 empty] | 0 | 0 | 0 | 0 | 0 | 0 | 0 | 0 | 0 | 0 | 0 | 0 | 0 | 0 | 0 | 0 | 0 | 0 | 0 | 0 | 0 | 0 | 0 | 0 | 0 | 0 | Wind T2
Tier 2 Area 1001 Wind 2025 | 2025 | Wind T2 | [13 empty] | 0 | 0 | 0 | 0 | 0 | 0 | 0 | 0 | 0 | 0 | 0 | 0 | 0 | 0 | 0 | 0 | 0 | 0 | 0 | 0 | 0 | 0 | 0 | 0 | 0 | 0 | Wind T2
Tier 2 Area 1001 Wind 2026 | 2026 | Wind T2 |  | 100 | 100 | 100 | 100 | 100 |  |  | 100 |  |  |  |  | 0 | 100 | 100 | 100 | 100 | 100 | 0 | 0 | 100 | 0 | 0 | 0 | 0 | 0 | 13.3333 | 13.3333 | 13.3333 | 13.3333 | 13.3333 | 0 | 0 | 13.3333 | 0 | 0 | 0 | 0 | Wind T2
Tier 2 Area 1001 Wind 2027 | 2027 | Wind T2 |  | 100 | 100 | 100 | 100 | 100 | 100 |  | 100 | 100 |  |  |  | 0 | 200 | 200 | 200 | 200 | 200 | 100 | 0 | 200 | 100 | 0 | 0 | 0 | 0 | 25.034 | 25.034 | 25.034 | 25.034 | 25.034 | 12.517 | 0 | 25.034 | 12.517 | 0 | 0 | 0 | Wind T2
Tier 2 Area 1001 Wind 2028 | 2028 | Wind T2 | 100 | 100 | 100 | 100 | 100 | 100 | 100 |  | 100 | 100 |  |  |  | 100 | 300 | 300 | 300 | 300 | 300 | 200 | 0 | 300 | 200 | 0 | 0 | 0 | 11.7007 | 35.102 | 35.102 | 35.102 | 35.102 | 35.102 | 23.4014 | 0 | 35.102 | 23.4014 | 0 | 0 | 0 | Wind T2
Tier 2 Area 1001 Wind 2029 | 2029 | Wind T2 | 100 |  | 100 | 100 |  | 100 | [7 empty] | 200 | 300 | 400 | 400 | 300 | 400 | 200 | 0 | 300 | 200 | 0 | 0 | 0 | 23.4014 | 35.102 | 46.8027 | 46.8027 | 35.102 | 46.8027 | 23.4014 | 0 | 35.102 | 23.4014 | 0 | 0 | 0 | Wind T2
Tier 2 Area 1001 Wind 2030 | 2030 | Wind T2 | [13 empty] | 200 | 300 | 400 | 400 | 300 | 400 | 200 | 0 | 300 | 200 | 0 | 0 | 0 | 21.7687 | 32.6531 | 43.5374 | 43.5374 | 32.6531 | 43.5374 | 21.7687 | 0 | 32.6531 | 21.7687 | 0 | 0 | 0 | Wind T2
Tier 2 Area 1001 Wind 2031 | 2031 | Wind T2 | [13 empty] | 200 | 300 | 400 | 400 | 300 | 400 | 200 | 0 | 300 | 200 | 0 | 0 | 0 | 21.7687 | 32.6531 | 43.5374 | 43.5374 | 32.6531 | 43.5374 | 21.7687 | 0 | 32.6531 | 21.7687 | 0 | 0 | 0 | Wind T2
Tier 2 Area 1001 Wind 2032 | 2032 | Wind T2 | [13 empty] | 200 | 300 | 400 | 400 | 300 | 400 | 200 | 0 | 300 | 200 | 0 | 0 | 0 | 21.7687 | 32.6531 | 43.5374 | 43.5374 | 32.6531 | 43.5374 | 21.7687 | 0 | 32.6531 | 21.7687 | 0 | 0 | 0 | Wind T2
Tier 2 Area 1001 Wind 2033 | 2033 | Wind T2 | [13 empty] | 200 | 300 | 400 | 400 | 300 | 400 | 200 | 0 | 300 | 200 | 0 | 0 | 0 | 21.7687 | 32.6531 | 43.5374 | 43.5374 | 32.6531 | 43.5374 | 21.7687 | 0 | 32.6531 | 21.7687 | 0 | 0 | 0 | Wind T2
Tier 2 Area 1001 Wind 2034 | 2034 | Wind T2 | [13 empty] | 200 | 300 | 400 | 400 | 300 | 400 | 200 | 0 | 300 | 200 | 0 | 0 | 0 | 21.7687 | 32.6531 | 43.5374 | 43.5374 | 32.6531 | 43.5374 | 21.7687 | 0 | 32.6531 | 21.7687 | 0 | 0 | 0 | Wind T2
Tier 2 Area 1001 Wind 2035 | 2035 | Wind T2 | [13 empty] | 200 | 300 | 400 | 400 | 300 | 400 | 200 | 0 | 300 | 200 | 0 | 0 | 0 | 21.7687 | 32.6531 | 43.5374 | 43.5374 | 32.6531 | 43.5374 | 21.7687 | 0 | 32.6531 | 21.7687 | 0 | 0 | 0 | Wind T2
Tier 2 Area 1001 Wind 2036 | 2036 | Wind T2 | [13 empty] | 200 | 300 | 400 | 400 | 300 | 400 | 200 | 0 | 300 | 200 | 0 | 0 | 0 | 21.7687 | 32.6531 | 43.5374 | 43.5374 | 32.6531 | 43.5374 | 21.7687 | 0 | 32.6531 | 21.7687 | 0 | 0 | 0 | Wind T2
Tier 2 Area 1001 Wind 2037 | 2037 | Wind T2 | [13 empty] | 200 | 300 | 400 | 400 | 300 | 400 | 200 | 0 | 300 | 200 | 0 | 0 | 0 | 21.7687 | 32.6531 | 43.5374 | 43.5374 | 32.6531 | 43.5374 | 21.7687 | 0 | 32.6531 | 21.7687 | 0 | 0 | 0 | Wind T2
Tier 2 Area 1001 Wind 2038 | 2038 | Wind T2 | [13 empty] | 200 | 300 | 400 | 400 | 300 | 400 | 200 | 0 | 300 | 200 | 0 | 0 | 0 | 21.7687 | 32.6531 | 43.5374 | 43.5374 | 32.6531 | 43.5374 | 21.7687 | 0 | 32.6531 | 21.7687 | 0 | 0 | 0 | Wind T2
Tier 2 Area 1001 Wind 2039 | 2039 | Wind T2 | [13 empty] | 200 | 300 | 400 | 400 | 300 | 400 | 200 | 0 | 300 | 200 | 0 | 0 | 0 | 21.7687 | 32.6531 | 43.5374 | 43.5374 | 32.6531 | 43.5374 | 21.7687 | 0 | 32.6531 | 21.7687 | 0 | 0 | 0 | Wind T2
Tier 2 Area 1001 Wind 2040 | 2040 | Wind T2 | [13 empty] | 200 | 300 | 400 | 400 | 300 | 400 | 200 | 0 | 300 | 200 | 0 | 0 | 0 | 21.7687 | 32.6531 | 43.5374 | 43.5374 | 32.6531 | 43.5374 | 21.7687 | 0 | 32.6531 | 21.7687 | 0 | 0 | 0 | Wind T2
Tier 2 Area 1001 Wind 2041 | 2041 | Wind T2 | [13 empty] | 200 | 300 | 400 | 400 | 300 | 400 | 200 | 0 | 300 | 200 | 0 | 0 | 0 | 21.7687 | 32.6531 | 43.5374 | 43.5374 | 32.6531 | 43.5374 | 21.7687 | 0 | 32.6531 | 21.7687 | 0 | 0 | 0 | Wind T2
Tier 2 Area 1001 Wind 2042 | 2042 | Wind T2 | [13 empty] | 200 | 300 | 400 | 400 | 300 | 400 | 200 | 0 | 300 | 200 | 0 | 0 | 0 | 21.7687 | 32.6531 | 43.5374 | 43.5374 | 32.6531 | 43.5374 | 21.7687 | 0 | 32.6531 | 21.7687 | 0 | 0 | 0 | Wind T2
Tier 2 Area 1001 Wind 2043 | 2043 | Wind T2 | [13 empty] | 200 | 300 | 400 | 400 | 300 | 400 | 200 | 0 | 300 | 200 | 0 | 0 | 0 | 21.7687 | 32.6531 | 43.5374 | 43.5374 | 32.6531 | 43.5374 | 21.7687 | 0 | 32.6531 | 21.7687 | 0 | 0 | 0 | Wind T2
Residential - Low/Medium_23-25 | 2023 | DSM Resources | 1.639 |  |  |  | 1.639 |  | 1.639 |  |  | 1.639 |  |  |  | 1.639 | 0 | 0 | 0 | 1.639 | 0 | 1.639 | 0 | 0 | 1.639 | 0 | 0 | 0 | 1.639 | 0 | 0 | 0 | 1.639 | 0 | 1.639 | 0 | 0 | 1.639 | 0 | 0 | 0 | DSM Resources
Residential - Low/Medium_23-25 | 2024 | DSM Resources | 3.525 |  |  |  | 3.525 |  | 3.525 |  |  | 3.525 |  |  |  | 3.525 | 0 | 0 | 0 | 3.525 | 0 | 3.525 | 0 | 0 | 3.525 | 0 | 0 | 0 | 3.525 | 0 | 0 | 0 | 3.525 | 0 | 3.525 | 0 | 0 | 3.525 | 0 | 0 | 0 | DSM Resources
Residential - Low/Medium_23-25 | 2025 | DSM Resources | 5.5988 |  |  |  | 5.5988 |  | 5.5988 |  |  | 5.5988 |  |  |  | 5.5988 | 0 | 0 | 0 | 5.5988 | 0 | 5.5988 | 0 | 0 | 5.5988 | 0 | 0 | 0 | 5.5988 | 0 | 0 | 0 | 5.5988 | 0 | 5.5988 | 0 | 0 | 5.5988 | 0 | 0 | 0 | DSM Resources
Residential - Low/Medium_23-25 | 2026 | DSM Resources | 4.8424 |  |  |  | 4.8424 |  | 4.8424 |  |  | 4.8424 |  |  |  | 4.8424 | 0 | 0 | 0 | 4.8424 | 0 | 4.8424 | 0 | 0 | 4.8424 | 0 | 0 | 0 | 4.8424 | 0 | 0 | 0 | 4.8424 | 0 | 4.8424 | 0 | 0 | 4.8424 | 0 | 0 | 0 | DSM Resources
Residential - Low/Medium_23-25 | 2027 | DSM Resources | 4.0176 |  |  |  | 4.0176 |  | 4.0176 |  |  | 4.0176 |  |  |  | 4.0176 | 0 | 0 | 0 | 4.0176 | 0 | 4.0176 | 0 | 0 | 4.0176 | 0 | 0 | 0 | 4.0176 | 0 | 0 | 0 | 4.0176 | 0 | 4.0176 | 0 | 0 | 4.0176 | 0 | 0 | 0 | DSM Resources
Residential - Low/Medium_23-25 | 2028 | DSM Resources | 3.1655 |  |  |  | 3.1655 |  | 3.1655 |  |  | 3.1655 |  |  |  | 3.1655 | 0 | 0 | 0 | 3.1655 | 0 | 3.1655 | 0 | 0 | 3.1655 | 0 | 0 | 0 | 3.1655 | 0 | 0 | 0 | 3.1655 | 0 | 3.1655 | 0 | 0 | 3.1655 | 0 | 0 | 0 | DSM Resources
Residential - Low/Medium_23-25 | 2029 | DSM Resources | 2.334 |  |  |  | 2.334 |  | 2.334 |  |  | 2.334 |  |  |  | 2.334 | 0 | 0 | 0 | 2.334 | 0 | 2.334 | 0 | 0 | 2.334 | 0 | 0 | 0 | 2.334 | 0 | 0 | 0 | 2.334 | 0 | 2.334 | 0 | 0 | 2.334 | 0 | 0 | 0 | DSM Resources
Residential - Low/Medium_23-25 | 2030 | DSM Resources | 1.5743 |  |  |  | 1.5743 |  | 1.5743 |  |  | 1.5743 |  |  |  | 1.5743 | 0 | 0 | 0 | 1.5743 | 0 | 1.5743 | 0 | 0 | 1.5743 | 0 | 0 | 0 | 1.5743 | 0 | 0 | 0 | 1.5743 | 0 | 1.5743 | 0 | 0 | 1.5743 | 0 | 0 | 0 | DSM Resources
Residential - Low/Medium_23-25 | 2031 | DSM Resources | 0.92682 |  |  |  | 0.92682 |  | 0.92682 |  |  | 0.92682 |  |  |  | 0.92682 | 0 | 0 | 0 | 0.92682 | 0 | 0.92682 | 0 | 0 | 0.92682 | 0 | 0 | 0 | 0.92682 | 0 | 0 | 0 | 0.92682 | 0 | 0.92682 | 0 | 0 | 0.92682 | 0 | 0 | 0 | DSM Resources
Residential - Low/Medium_23-25 | 2032 | DSM Resources | 0.43758 |  |  |  | 0.43758 |  | 0.43758 |  |  | 0.43758 |  |  |  | 0.43758 | 0 | 0 | 0 | 0.43758 | 0 | 0.43758 | 0 | 0 | 0.43758 | 0 | 0 | 0 | 0.43758 | 0 | 0 | 0 | 0.43758 | 0 | 0.43758 | 0 | 0 | 0.43758 | 0 | 0 | 0 | DSM Resources
Residential - Low/Medium_23-25 | 2033 | DSM Resources | 0.14482 |  |  |  | 0.14482 |  | 0.14482 |  |  | 0.14482 |  |  |  | 0.14482 | 0 | 0 | 0 | 0.14482 | 0 | 0.14482 | 0 | 0 | 0.14482 | 0 | 0 | 0 | 0.14482 | 0 | 0 | 0 | 0.14482 | 0 | 0.14482 | 0 | 0 | 0.14482 | 0 | 0 | 0 | DSM Resources
Residential - Low/Medium_23-25 | 2034 | DSM Resources | 0.015895 |  |  |  | 0.015895 |  | 0.015895 |  |  | 0.015895 |  |  |  | 0.015895 | 0 | 0 | 0 | 0.015895 | 0 | 0.015895 | 0 | 0 | 0.015895 | 0 | 0 | 0 | 0.015895 | 0 | 0 | 0 | 0.015895 | 0 | 0.015895 | 0 | 0 | 0.015895 | 0 | 0 | 0 | DSM Resources
Residential - Low/Medium_23-25 | 2035 | DSM Resources | [13 empty] | 0 | 0 | 0 | 0 | 0 | 0 | 0 | 0 | 0 | 0 | 0 | 0 | 0 | 0 | 0 | 0 | 0 | 0 | 0 | 0 | 0 | 0 | 0 | 0 | 0 | 0 | DSM Resources
Residential - Low/Medium_23-25 | 2036 | DSM Resources | [13 empty] | 0 | 0 | 0 | 0 | 0 | 0 | 0 | 0 | 0 | 0 | 0 | 0 | 0 | 0 | 0 | 0 | 0 | 0 | 0 | 0 | 0 | 0 | 0 | 0 | 0 | 0 | DSM Resources
Residential - Low/Medium_23-25 | 2037 | DSM Resources | [13 empty] | 0 | 0 | 0 | 0 | 0 | 0 | 0 | 0 | 0 | 0 | 0 | 0 | 0 | 0 | 0 | 0 | 0 | 0 | 0 | 0 | 0 | 0 | 0 | 0 | 0 | 0 | DSM Resources
Residential - Low/Medium_23-25 | 2038 | DSM Resources | [13 empty] | 0 | 0 | 0 | 0 | 0 | 0 | 0 | 0 | 0 | 0 | 0 | 0 | 0 | 0 | 0 | 0 | 0 | 0 | 0 | 0 | 0 | 0 | 0 | 0 | 0 | 0 | DSM Resources
Residential - Low/Medium_23-25 | 2039 | DSM Resources | [13 empty] | 0 | 0 | 0 | 0 | 0 | 0 | 0 | 0 | 0 | 0 | 0 | 0 | 0 | 0 | 0 | 0 | 0 | 0 | 0 | 0 | 0 | 0 | 0 | 0 | 0 | 0 | DSM Resources
Residential - Low/Medium_23-25 | 2040 | DSM Resources | [13 empty] | 0 | 0 | 0 | 0 | 0 | 0 | 0 | 0 | 0 | 0 | 0 | 0 | 0 | 0 | 0 | 0 | 0 | 0 | 0 | 0 | 0 | 0 | 0 | 0 | 0 | 0 | DSM Resources
Residential - Low/Medium_23-25 | 2041 | DSM Resources | [13 empty] | 0 | 0 | 0 | 0 | 0 | 0 | 0 | 0 | 0 | 0 | 0 | 0 | 0 | 0 | 0 | 0 | 0 | 0 | 0 | 0 | 0 | 0 | 0 | 0 | 0 | 0 | DSM Resources
Residential - Low/Medium_23-25 | 2042 | DSM Resources | [13 empty] | 0 | 0 | 0 | 0 | 0 | 0 | 0 | 0 | 0 | 0 | 0 | 0 | 0 | 0 | 0 | 0 | 0 | 0 | 0 | 0 | 0 | 0 | 0 | 0 | 0 | 0 | DSM Resources
Residential - Low/Medium_23-25 | 2043 | DSM Resources | [13 empty] | 0 | 0 | 0 | 0 | 0 | 0 | 0 | 0 | 0 | 0 | 0 | 0 | 0 | 0 | 0 | 0 | 0 | 0 | 0 | 0 | 0 | 0 | 0 | 0 | 0 | 0 | DSM Resources
Residential - High_23-25 | 2023 | DSM Resources |  |  |  |  | 1.0744 | [8 empty] | 0 | 0 | 0 | 0 | 1.0744 | 0 | 0 | 0 | 0 | 0 | 0 | 0 | 0 | 0 | 0 | 0 | 0 | 1.0744 | 0 | 0 | 0 | 0 | 0 | 0 | 0 | 0 | DSM Resources
Residential - High_23-25 | 2024 | DSM Resources |  |  |  |  | 2.429 | [8 empty] | 0 | 0 | 0 | 0 | 2.429 | 0 | 0 | 0 | 0 | 0 | 0 | 0 | 0 | 0 | 0 | 0 | 0 | 2.429 | 0 | 0 | 0 | 0 | 0 | 0 | 0 | 0 | DSM Resources
Residential - High_23-25 | 2025 | DSM Resources |  |  |  |  | 4.0602 | [8 empty] | 0 | 0 | 0 | 0 | 4.0602 | 0 | 0 | 0 | 0 | 0 | 0 | 0 | 0 | 0 | 0 | 0 | 0 | 4.0602 | 0 | 0 | 0 | 0 | 0 | 0 | 0 | 0 | DSM Resources
Residential - High_23-25 | 2026 | DSM Resources |  |  |  |  | 3.727 | [8 empty] | 0 | 0 | 0 | 0 | 3.727 | 0 | 0 | 0 | 0 | 0 | 0 | 0 | 0 | 0 | 0 | 0 | 0 | 3.727 | 0 | 0 | 0 | 0 | 0 | 0 | 0 | 0 | DSM Resources
Residential - High_23-25 | 2027 | DSM Resources |  |  |  |  | 3.3653 | [8 empty] | 0 | 0 | 0 | 0 | 3.3653 | 0 | 0 | 0 | 0 | 0 | 0 | 0 | 0 | 0 | 0 | 0 | 0 | 3.3653 | 0 | 0 | 0 | 0 | 0 | 0 | 0 | 0 | DSM Resources
Residential - High_23-25 | 2028 | DSM Resources |  |  |  |  | 2.9821 | [8 empty] | 0 | 0 | 0 | 0 | 2.9821 | 0 | 0 | 0 | 0 | 0 | 0 | 0 | 0 | 0 | 0 | 0 | 0 | 2.9821 | 0 | 0 | 0 | 0 | 0 | 0 | 0 | 0 | DSM Resources
Residential - High_23-25 | 2029 | DSM Resources |  |  |  |  | 2.5857 | [8 empty] | 0 | 0 | 0 | 0 | 2.5857 | 0 | 0 | 0 | 0 | 0 | 0 | 0 | 0 | 0 | 0 | 0 | 0 | 2.5857 | 0 | 0 | 0 | 0 | 0 | 0 | 0 | 0 | DSM Resources
Residential - High_23-25 | 2030 | DSM Resources |  |  |  |  | 2.1855 | [8 empty] | 0 | 0 | 0 | 0 | 2.1855 | 0 | 0 | 0 | 0 | 0 | 0 | 0 | 0 | 0 | 0 | 0 | 0 | 2.1855 | 0 | 0 | 0 | 0 | 0 | 0 | 0 | 0 | DSM Resources
Residential - High_23-25 | 2031 | DSM Resources |  |  |  |  | 1.7919 | [8 empty] | 0 | 0 | 0 | 0 | 1.7919 | 0 | 0 | 0 | 0 | 0 | 0 | 0 | 0 | 0 | 0 | 0 | 0 | 1.7919 | 0 | 0 | 0 | 0 | 0 | 0 | 0 | 0 | DSM Resources
Residential - High_23-25 | 2032 | DSM Resources |  |  |  |  | 1.4155 | [8 empty] | 0 | 0 | 0 | 0 | 1.4155 | 0 | 0 | 0 | 0 | 0 | 0 | 0 | 0 | 0 | 0 | 0 | 0 | 1.4155 | 0 | 0 | 0 | 0 | 0 | 0 | 0 | 0 | DSM Resources
Residential - High_23-25 | 2033 | DSM Resources |  |  |  |  | 1.0673 | [8 empty] | 0 | 0 | 0 | 0 | 1.0673 | 0 | 0 | 0 | 0 | 0 | 0 | 0 | 0 | 0 | 0 | 0 | 0 | 1.0673 | 0 | 0 | 0 | 0 | 0 | 0 | 0 | 0 | DSM Resources
Residential - High_23-25 | 2034 | DSM Resources |  |  |  |  | 0.67597 | [8 empty] | 0 | 0 | 0 | 0 | 0.67597 | 0 | 0 | 0 | 0 | 0 | 0 | 0 | 0 | 0 | 0 | 0 | 0 | 0.67597 | 0 | 0 | 0 | 0 | 0 | 0 | 0 | 0 | DSM Resources
Residential - High_23-25 | 2035 | DSM Resources |  |  |  |  | 0.28811 | [8 empty] | 0 | 0 | 0 | 0 | 0.28811 | 0 | 0 | 0 | 0 | 0 | 0 | 0 | 0 | 0 | 0 | 0 | 0 | 0.28811 | 0 | 0 | 0 | 0 | 0 | 0 | 0 | 0 | DSM Resources
Residential - High_23-25 | 2036 | DSM Resources | [13 empty] | 0 | 0 | 0 | 0 | 0 | 0 | 0 | 0 | 0 | 0 | 0 | 0 | 0 | 0 | 0 | 0 | 0 | 0 | 0 | 0 | 0 | 0 | 0 | 0 | 0 | 0 | DSM Resources
Residential - High_23-25 | 2037 | DSM Resources | [13 empty] | 0 | 0 | 0 | 0 | 0 | 0 | 0 | 0 | 0 | 0 | 0 | 0 | 0 | 0 | 0 | 0 | 0 | 0 | 0 | 0 | 0 | 0 | 0 | 0 | 0 | 0 | DSM Resources
Residential - High_23-25 | 2038 | DSM Resources | [13 empty] | 0 | 0 | 0 | 0 | 0 | 0 | 0 | 0 | 0 | 0 | 0 | 0 | 0 | 0 | 0 | 0 | 0 | 0 | 0 | 0 | 0 | 0 | 0 | 0 | 0 | 0 | DSM Resources
Residential - High_23-25 | 2039 | DSM Resources | [13 empty] | 0 | 0 | 0 | 0 | 0 | 0 | 0 | 0 | 0 | 0 | 0 | 0 | 0 | 0 | 0 | 0 | 0 | 0 | 0 | 0 | 0 | 0 | 0 | 0 | 0 | 0 | DSM Resources
Residential - High_23-25 | 2040 | DSM Resources | [13 empty] | 0 | 0 | 0 | 0 | 0 | 0 | 0 | 0 | 0 | 0 | 0 | 0 | 0 | 0 | 0 | 0 | 0 | 0 | 0 | 0 | 0 | 0 | 0 | 0 | 0 | 0 | DSM Resources
Residential - High_23-25 | 2041 | DSM Resources | [13 empty] | 0 | 0 | 0 | 0 | 0 | 0 | 0 | 0 | 0 | 0 | 0 | 0 | 0 | 0 | 0 | 0 | 0 | 0 | 0 | 0 | 0 | 0 | 0 | 0 | 0 | 0 | DSM Resources
Residential - High_23-25 | 2042 | DSM Resources | [13 empty] | 0 | 0 | 0 | 0 | 0 | 0 | 0 | 0 | 0 | 0 | 0 | 0 | 0 | 0 | 0 | 0 | 0 | 0 | 0 | 0 | 0 | 0 | 0 | 0 | 0 | 0 | DSM Resources
Residential - High_23-25 | 2043 | DSM Resources | [13 empty] | 0 | 0 | 0 | 0 | 0 | 0 | 0 | 0 | 0 | 0 | 0 | 0 | 0 | 0 | 0 | 0 | 0 | 0 | 0 | 0 | 0 | 0 | 0 | 0 | 0 | 0 | DSM Resources
Residential - Behavior_23-25 | 2023 | DSM Resources | [13 empty] | 0 | 0 | 0 | 0 | 0 | 0 | 0 | 0 | 0 | 0 | 0 | 0 | 0 | 0 | 0 | 0 | 0 | 0 | 0 | 0 | 0 | 0 | 0 | 0 | 0 | 0 | DSM Resources
Residential - Behavior_23-25 | 2024 | DSM Resources | [13 empty] | 0 | 0 | 0 | 0 | 0 | 0 | 0 | 0 | 0 | 0 | 0 | 0 | 0 | 0 | 0 | 0 | 0 | 0 | 0 | 0 | 0 | 0 | 0 | 0 | 0 | 0 | DSM Resources
Residential - Behavior_23-25 | 2025 | DSM Resources | [13 empty] | 0 | 0 | 0 | 0 | 0 | 0 | 0 | 0 | 0 | 0 | 0 | 0 | 0 | 0 | 0 | 0 | 0 | 0 | 0 | 0 | 0 | 0 | 0 | 0 | 0 | 0 | DSM Resources
Residential - Behavior_23-25 | 2026 | DSM Resources | [13 empty] | 0 | 0 | 0 | 0 | 0 | 0 | 0 | 0 | 0 | 0 | 0 | 0 | 0 | 0 | 0 | 0 | 0 | 0 | 0 | 0 | 0 | 0 | 0 | 0 | 0 | 0 | DSM Resources
Residential - Behavior_23-25 | 2027 | DSM Resources | [13 empty] | 0 | 0 | 0 | 0 | 0 | 0 | 0 | 0 | 0 | 0 | 0 | 0 | 0 | 0 | 0 | 0 | 0 | 0 | 0 | 0 | 0 | 0 | 0 | 0 | 0 | 0 | DSM Resources
Residential - Behavior_23-25 | 2028 | DSM Resources | [13 empty] | 0 | 0 | 0 | 0 | 0 | 0 | 0 | 0 | 0 | 0 | 0 | 0 | 0 | 0 | 0 | 0 | 0 | 0 | 0 | 0 | 0 | 0 | 0 | 0 | 0 | 0 | DSM Resources
Residential - Behavior_23-25 | 2029 | DSM Resources | [13 empty] | 0 | 0 | 0 | 0 | 0 | 0 | 0 | 0 | 0 | 0 | 0 | 0 | 0 | 0 | 0 | 0 | 0 | 0 | 0 | 0 | 0 | 0 | 0 | 0 | 0 | 0 | DSM Resources
Residential - Behavior_23-25 | 2030 | DSM Resources | [13 empty] | 0 | 0 | 0 | 0 | 0 | 0 | 0 | 0 | 0 | 0 | 0 | 0 | 0 | 0 | 0 | 0 | 0 | 0 | 0 | 0 | 0 | 0 | 0 | 0 | 0 | 0 | DSM Resources
Residential - Behavior_23-25 | 2031 | DSM Resources | [13 empty] | 0 | 0 | 0 | 0 | 0 | 0 | 0 | 0 | 0 | 0 | 0 | 0 | 0 | 0 | 0 | 0 | 0 | 0 | 0 | 0 | 0 | 0 | 0 | 0 | 0 | 0 | DSM Resources
Residential - Behavior_23-25 | 2032 | DSM Resources | [13 empty] | 0 | 0 | 0 | 0 | 0 | 0 | 0 | 0 | 0 | 0 | 0 | 0 | 0 | 0 | 0 | 0 | 0 | 0 | 0 | 0 | 0 | 0 | 0 | 0 | 0 | 0 | DSM Resources
Residential - Behavior_23-25 | 2033 | DSM Resources | [13 empty] | 0 | 0 | 0 | 0 | 0 | 0 | 0 | 0 | 0 | 0 | 0 | 0 | 0 | 0 | 0 | 0 | 0 | 0 | 0 | 0 | 0 | 0 | 0 | 0 | 0 | 0 | DSM Resources
Residential - Behavior_23-25 | 2034 | DSM Resources | [13 empty] | 0 | 0 | 0 | 0 | 0 | 0 | 0 | 0 | 0 | 0 | 0 | 0 | 0 | 0 | 0 | 0 | 0 | 0 | 0 | 0 | 0 | 0 | 0 | 0 | 0 | 0 | DSM Resources
Residential - Behavior_23-25 | 2035 | DSM Resources | [13 empty] | 0 | 0 | 0 | 0 | 0 | 0 | 0 | 0 | 0 | 0 | 0 | 0 | 0 | 0 | 0 | 0 | 0 | 0 | 0 | 0 | 0 | 0 | 0 | 0 | 0 | 0 | DSM Resources
Residential - Behavior_23-25 | 2036 | DSM Resources | [13 empty] | 0 | 0 | 0 | 0 | 0 | 0 | 0 | 0 | 0 | 0 | 0 | 0 | 0 | 0 | 0 | 0 | 0 | 0 | 0 | 0 | 0 | 0 | 0 | 0 | 0 | 0 | DSM Resources
Residential - Behavior_23-25 | 2037 | DSM Resources | [13 empty] | 0 | 0 | 0 | 0 | 0 | 0 | 0 | 0 | 0 | 0 | 0 | 0 | 0 | 0 | 0 | 0 | 0 | 0 | 0 | 0 | 0 | 0 | 0 | 0 | 0 | 0 | DSM Resources
Residential - Behavior_23-25 | 2038 | DSM Resources | [13 empty] | 0 | 0 | 0 | 0 | 0 | 0 | 0 | 0 | 0 | 0 | 0 | 0 | 0 | 0 | 0 | 0 | 0 | 0 | 0 | 0 | 0 | 0 | 0 | 0 | 0 | 0 | DSM Resources
Residential - Behavior_23-25 | 2039 | DSM Resources | [13 empty] | 0 | 0 | 0 | 0 | 0 | 0 | 0 | 0 | 0 | 0 | 0 | 0 | 0 | 0 | 0 | 0 | 0 | 0 | 0 | 0 | 0 | 0 | 0 | 0 | 0 | 0 | DSM Resources
Residential - Behavior_23-25 | 2040 | DSM Resources | [13 empty] | 0 | 0 | 0 | 0 | 0 | 0 | 0 | 0 | 0 | 0 | 0 | 0 | 0 | 0 | 0 | 0 | 0 | 0 | 0 | 0 | 0 | 0 | 0 | 0 | 0 | 0 | DSM Resources
Residential - Behavior_23-25 | 2041 | DSM Resources | [13 empty] | 0 | 0 | 0 | 0 | 0 | 0 | 0 | 0 | 0 | 0 | 0 | 0 | 0 | 0 | 0 | 0 | 0 | 0 | 0 | 0 | 0 | 0 | 0 | 0 | 0 | 0 | DSM Resources
Residential - Behavior_23-25 | 2042 | DSM Resources | [13 empty] | 0 | 0 | 0 | 0 | 0 | 0 | 0 | 0 | 0 | 0 | 0 | 0 | 0 | 0 | 0 | 0 | 0 | 0 | 0 | 0 | 0 | 0 | 0 | 0 | 0 | 0 | DSM Resources
Residential - Behavior_23-25 | 2043 | DSM Resources | [13 empty] | 0 | 0 | 0 | 0 | 0 | 0 | 0 | 0 | 0 | 0 | 0 | 0 | 0 | 0 | 0 | 0 | 0 | 0 | 0 | 0 | 0 | 0 | 0 | 0 | 0 | 0 | DSM Resources
C&I - Low_23-25 | 2023 | DSM Resources | 1.7637 | 1.7637 | 1.7637 |  | 1.7637 | 2.1071 | 1.7637 |  | 1.7637 | 1.7637 |  |  |  | 1.7637 | 1.7637 | 1.7637 | 0 | 1.7637 | 2.1071 | 1.7637 | 0 | 1.7637 | 1.7637 | 0 | 0 | 0 | 1.7637 | 1.7637 | 1.7637 | 0 | 1.7637 | 2.1071 | 1.7637 | 0 | 1.7637 | 1.7637 | 0 | 0 | 0 | DSM Resources
C&I - Low_23-25 | 2024 | DSM Resources | 4.6877 | 4.6877 | 4.6877 |  | 4.6877 | 5.6003 | 4.6877 |  | 4.6877 | 4.6877 |  |  |  | 4.6877 | 4.6877 | 4.6877 | 0 | 4.6877 | 5.6003 | 4.6877 | 0 | 4.6877 | 4.6877 | 0 | 0 | 0 | 4.6877 | 4.6877 | 4.6877 | 0 | 4.6877 | 5.6003 | 4.6877 | 0 | 4.6877 | 4.6877 | 0 | 0 | 0 | DSM Resources
C&I - Low_23-25 | 2025 | DSM Resources | 8.3936 | 8.3936 | 8.3936 |  | 8.3936 | 10.0277 | 8.3936 |  | 8.3936 | 8.3936 |  |  |  | 8.3936 | 8.3936 | 8.3936 | 0 | 8.3936 | 10.0277 | 8.3936 | 0 | 8.3936 | 8.3936 | 0 | 0 | 0 | 8.3936 | 8.3936 | 8.3936 | 0 | 8.3936 | 10.0277 | 8.3936 | 0 | 8.3936 | 8.3936 | 0 | 0 | 0 | DSM Resources
C&I - Low_23-25 | 2026 | DSM Resources | 7.7151 | 7.7151 | 7.7151 |  | 7.7151 | 9.217 | 7.7151 |  | 7.7151 | 7.7151 |  |  |  | 7.7151 | 7.7151 | 7.7151 | 0 | 7.7151 | 9.217 | 7.7151 | 0 | 7.7151 | 7.7151 | 0 | 0 | 0 | 7.7151 | 7.7151 | 7.7151 | 0 | 7.7151 | 9.217 | 7.7151 | 0 | 7.7151 | 7.7151 | 0 | 0 | 0 | DSM Resources
C&I - Low_23-25 | 2027 | DSM Resources | 6.9767 | 6.9767 | 6.9767 |  | 6.9767 | 8.3349 | 6.9767 |  | 6.9767 | 6.9767 |  |  |  | 6.9767 | 6.9767 | 6.9767 | 0 | 6.9767 | 8.3349 | 6.9767 | 0 | 6.9767 | 6.9767 | 0 | 0 | 0 | 6.9767 | 6.9767 | 6.9767 | 0 | 6.9767 | 8.3349 | 6.9767 | 0 | 6.9767 | 6.9767 | 0 | 0 | 0 | DSM Resources
C&I - Low_23-25 | 2028 | DSM Resources | 6.1928 | 6.1928 | 6.1928 |  | 6.1928 | 7.3984 | 6.1928 |  | 6.1928 | 6.1928 |  |  |  | 6.1928 | 6.1928 | 6.1928 | 0 | 6.1928 | 7.3984 | 6.1928 | 0 | 6.1928 | 6.1928 | 0 | 0 | 0 | 6.1928 | 6.1928 | 6.1928 | 0 | 6.1928 | 7.3984 | 6.1928 | 0 | 6.1928 | 6.1928 | 0 | 0 | 0 | DSM Resources
C&I - Low_23-25 | 2029 | DSM Resources | 5.3802 | 5.3802 | 5.3802 |  | 5.3802 | 6.4276 | 5.3802 |  | 5.3802 | 5.3802 |  |  |  | 5.3802 | 5.3802 | 5.3802 | 0 | 5.3802 | 6.4276 | 5.3802 | 0 | 5.3802 | 5.3802 | 0 | 0 | 0 | 5.3802 | 5.3802 | 5.3802 | 0 | 5.3802 | 6.4276 | 5.3802 | 0 | 5.3802 | 5.3802 | 0 | 0 | 0 | DSM Resources
C&I - Low_23-25 | 2030 | DSM Resources | 4.558 | 4.558 | 4.558 |  | 4.558 | 5.4454 | 4.558 |  | 4.558 | 4.558 |  |  |  | 4.558 | 4.558 | 4.558 | 0 | 4.558 | 5.4454 | 4.558 | 0 | 4.558 | 4.558 | 0 | 0 | 0 | 4.558 | 4.558 | 4.558 | 0 | 4.558 | 5.4454 | 4.558 | 0 | 4.558 | 4.558 | 0 | 0 | 0 | DSM Resources
C&I - Low_23-25 | 2031 | DSM Resources | 3.7473 | 3.7473 | 3.7473 |  | 3.7473 | 4.4768 | 3.7473 |  | 3.7473 | 3.7473 |  |  |  | 3.7473 | 3.7473 | 3.7473 | 0 | 3.7473 | 4.4768 | 3.7473 | 0 | 3.7473 | 3.7473 | 0 | 0 | 0 | 3.7473 | 3.7473 | 3.7473 | 0 | 3.7473 | 4.4768 | 3.7473 | 0 | 3.7473 | 3.7473 | 0 | 0 | 0 | DSM Resources
C&I - Low_23-25 | 2032 | DSM Resources | 2.9701 | 2.9701 | 2.9701 |  | 2.9701 | 3.5483 | 2.9701 |  | 2.9701 | 2.9701 |  |  |  | 2.9701 | 2.9701 | 2.9701 | 0 | 2.9701 | 3.5483 | 2.9701 | 0 | 2.9701 | 2.9701 | 0 | 0 | 0 | 2.9701 | 2.9701 | 2.9701 | 0 | 2.9701 | 3.5483 | 2.9701 | 0 | 2.9701 | 2.9701 | 0 | 0 | 0 | DSM Resources
C&I - Low_23-25 | 2033 | DSM Resources | 2.2487 | 2.2487 | 2.2487 |  | 2.2487 | 2.6864 | 2.2487 |  | 2.2487 | 2.2487 |  |  |  | 2.2487 | 2.2487 | 2.2487 | 0 | 2.2487 | 2.6864 | 2.2487 | 0 | 2.2487 | 2.2487 | 0 | 0 | 0 | 2.2487 | 2.2487 | 2.2487 | 0 | 2.2487 | 2.6864 | 2.2487 | 0 | 2.2487 | 2.2487 | 0 | 0 | 0 | DSM Resources
C&I - Low_23-25 | 2034 | DSM Resources | 1.6045 | 1.6045 | 1.6045 |  | 1.6045 | 1.9168 | 1.6045 |  | 1.6045 | 1.6045 |  |  |  | 1.6045 | 1.6045 | 1.6045 | 0 | 1.6045 | 1.9168 | 1.6045 | 0 | 1.6045 | 1.6045 | 0 | 0 | 0 | 1.6045 | 1.6045 | 1.6045 | 0 | 1.6045 | 1.9168 | 1.6045 | 0 | 1.6045 | 1.6045 | 0 | 0 | 0 | DSM Resources
C&I - Low_23-25 | 2035 | DSM Resources | 1.0566 | 1.0566 | 1.0566 |  | 1.0566 | 1.2623 | 1.0566 |  | 1.0566 | 1.0566 |  |  |  | 1.0566 | 1.0566 | 1.0566 | 0 | 1.0566 | 1.2623 | 1.0566 | 0 | 1.0566 | 1.0566 | 0 | 0 | 0 | 1.0566 | 1.0566 | 1.0566 | 0 | 1.0566 | 1.2623 | 1.0566 | 0 | 1.0566 | 1.0566 | 0 | 0 | 0 | DSM Resources
C&I - Low_23-25 | 2036 | DSM Resources | 0.55005 | 0.55005 | 0.55005 |  | 0.55005 | 0.65713 | 0.55005 |  | 0.55005 | 0.55005 |  |  |  | 0.55005 | 0.55005 | 0.55005 | 0 | 0.55005 | 0.65713 | 0.55005 | 0 | 0.55005 | 0.55005 | 0 | 0 | 0 | 0.55005 | 0.55005 | 0.55005 | 0 | 0.55005 | 0.65713 | 0.55005 | 0 | 0.55005 | 0.55005 | 0 | 0 | 0 | DSM Resources
C&I - Low_23-25 | 2037 | DSM Resources | 0.13672 | 0.13672 | 0.13672 |  | 0.13672 | 0.16334 | 0.13672 |  | 0.13672 | 0.13672 |  |  |  | 0.13672 | 0.13672 | 0.13672 | 0 | 0.13672 | 0.16334 | 0.13672 | 0 | 0.13672 | 0.13672 | 0 | 0 | 0 | 0.13672 | 0.13672 | 0.13672 | 0 | 0.13672 | 0.16334 | 0.13672 | 0 | 0.13672 | 0.13672 | 0 | 0 | 0 | DSM Resources
C&I - Low_23-25 | 2038 | DSM Resources | [13 empty] | 0 | 0 | 0 | 0 | 0 | 0 | 0 | 0 | 0 | 0 | 0 | 0 | 0 | 0 | 0 | 0 | 0 | 0 | 0 | 0 | 0 | 0 | 0 | 0 | 0 | 0 | DSM Resources
C&I - Low_23-25 | 2039 | DSM Resources | [13 empty] | 0 | 0 | 0 | 0 | 0 | 0 | 0 | 0 | 0 | 0 | 0 | 0 | 0 | 0 | 0 | 0 | 0 | 0 | 0 | 0 | 0 | 0 | 0 | 0 | 0 | 0 | DSM Resources
C&I - Low_23-25 | 2040 | DSM Resources | [13 empty] | 0 | 0 | 0 | 0 | 0 | 0 | 0 | 0 | 0 | 0 | 0 | 0 | 0 | 0 | 0 | 0 | 0 | 0 | 0 | 0 | 0 | 0 | 0 | 0 | 0 | 0 | DSM Resources
C&I - Low_23-25 | 2041 | DSM Resources | [13 empty] | 0 | 0 | 0 | 0 | 0 | 0 | 0 | 0 | 0 | 0 | 0 | 0 | 0 | 0 | 0 | 0 | 0 | 0 | 0 | 0 | 0 | 0 | 0 | 0 | 0 | 0 | DSM Resources
C&I - Low_23-25 | 2042 | DSM Resources | [13 empty] | 0 | 0 | 0 | 0 | 0 | 0 | 0 | 0 | 0 | 0 | 0 | 0 | 0 | 0 | 0 | 0 | 0 | 0 | 0 | 0 | 0 | 0 | 0 | 0 | 0 | 0 | DSM Resources
C&I - Low_23-25 | 2043 | DSM Resources | [13 empty] | 0 | 0 | 0 | 0 | 0 | 0 | 0 | 0 | 0 | 0 | 0 | 0 | 0 | 0 | 0 | 0 | 0 | 0 | 0 | 0 | 0 | 0 | 0 | 0 | 0 | 0 | DSM Resources
C&I - High_23-25 | 2023 | DSM Resources | [13 empty] | 0 | 0 | 0 | 0 | 0 | 0 | 0 | 0 | 0 | 0 | 0 | 0 | 0 | 0 | 0 | 0 | 0 | 0 | 0 | 0 | 0 | 0 | 0 | 0 | 0 | 0 | DSM Resources
C&I - High_23-25 | 2024 | DSM Resources | [13 empty] | 0 | 0 | 0 | 0 | 0 | 0 | 0 | 0 | 0 | 0 | 0 | 0 | 0 | 0 | 0 | 0 | 0 | 0 | 0 | 0 | 0 | 0 | 0 | 0 | 0 | 0 | DSM Resources
C&I - High_23-25 | 2025 | DSM Resources | [13 empty] | 0 | 0 | 0 | 0 | 0 | 0 | 0 | 0 | 0 | 0 | 0 | 0 | 0 | 0 | 0 | 0 | 0 | 0 | 0 | 0 | 0 | 0 | 0 | 0 | 0 | 0 | DSM Resources
C&I - High_23-25 | 2026 | DSM Resources | [13 empty] | 0 | 0 | 0 | 0 | 0 | 0 | 0 | 0 | 0 | 0 | 0 | 0 | 0 | 0 | 0 | 0 | 0 | 0 | 0 | 0 | 0 | 0 | 0 | 0 | 0 | 0 | DSM Resources
C&I - High_23-25 | 2027 | DSM Resources | [13 empty] | 0 | 0 | 0 | 0 | 0 | 0 | 0 | 0 | 0 | 0 | 0 | 0 | 0 | 0 | 0 | 0 | 0 | 0 | 0 | 0 | 0 | 0 | 0 | 0 | 0 | 0 | DSM Resources
C&I - High_23-25 | 2028 | DSM Resources | [13 empty] | 0 | 0 | 0 | 0 | 0 | 0 | 0 | 0 | 0 | 0 | 0 | 0 | 0 | 0 | 0 | 0 | 0 | 0 | 0 | 0 | 0 | 0 | 0 | 0 | 0 | 0 | DSM Resources
C&I - High_23-25 | 2029 | DSM Resources | [13 empty] | 0 | 0 | 0 | 0 | 0 | 0 | 0 | 0 | 0 | 0 | 0 | 0 | 0 | 0 | 0 | 0 | 0 | 0 | 0 | 0 | 0 | 0 | 0 | 0 | 0 | 0 | DSM Resources
C&I - High_23-25 | 2030 | DSM Resources | [13 empty] | 0 | 0 | 0 | 0 | 0 | 0 | 0 | 0 | 0 | 0 | 0 | 0 | 0 | 0 | 0 | 0 | 0 | 0 | 0 | 0 | 0 | 0 | 0 | 0 | 0 | 0 | DSM Resources
C&I - High_23-25 | 2031 | DSM Resources | [13 empty] | 0 | 0 | 0 | 0 | 0 | 0 | 0 | 0 | 0 | 0 | 0 | 0 | 0 | 0 | 0 | 0 | 0 | 0 | 0 | 0 | 0 | 0 | 0 | 0 | 0 | 0 | DSM Resources
C&I - High_23-25 | 2032 | DSM Resources | [13 empty] | 0 | 0 | 0 | 0 | 0 | 0 | 0 | 0 | 0 | 0 | 0 | 0 | 0 | 0 | 0 | 0 | 0 | 0 | 0 | 0 | 0 | 0 | 0 | 0 | 0 | 0 | DSM Resources
C&I - High_23-25 | 2033 | DSM Resources | [13 empty] | 0 | 0 | 0 | 0 | 0 | 0 | 0 | 0 | 0 | 0 | 0 | 0 | 0 | 0 | 0 | 0 | 0 | 0 | 0 | 0 | 0 | 0 | 0 | 0 | 0 | 0 | DSM Resources
C&I - High_23-25 | 2034 | DSM Resources | [13 empty] | 0 | 0 | 0 | 0 | 0 | 0 | 0 | 0 | 0 | 0 | 0 | 0 | 0 | 0 | 0 | 0 | 0 | 0 | 0 | 0 | 0 | 0 | 0 | 0 | 0 | 0 | DSM Resources
C&I - High_23-25 | 2035 | DSM Resources | [13 empty] | 0 | 0 | 0 | 0 | 0 | 0 | 0 | 0 | 0 | 0 | 0 | 0 | 0 | 0 | 0 | 0 | 0 | 0 | 0 | 0 | 0 | 0 | 0 | 0 | 0 | 0 | DSM Resources
C&I - High_23-25 | 2036 | DSM Resources | [13 empty] | 0 | 0 | 0 | 0 | 0 | 0 | 0 | 0 | 0 | 0 | 0 | 0 | 0 | 0 | 0 | 0 | 0 | 0 | 0 | 0 | 0 | 0 | 0 | 0 | 0 | 0 | DSM Resources
C&I - High_23-25 | 2037 | DSM Resources | [13 empty] | 0 | 0 | 0 | 0 | 0 | 0 | 0 | 0 | 0 | 0 | 0 | 0 | 0 | 0 | 0 | 0 | 0 | 0 | 0 | 0 | 0 | 0 | 0 | 0 | 0 | 0 | DSM Resources
C&I - High_23-25 | 2038 | DSM Resources | [13 empty] | 0 | 0 | 0 | 0 | 0 | 0 | 0 | 0 | 0 | 0 | 0 | 0 | 0 | 0 | 0 | 0 | 0 | 0 | 0 | 0 | 0 | 0 | 0 | 0 | 0 | 0 | DSM Resources
C&I - High_23-25 | 2039 | DSM Resources | [13 empty] | 0 | 0 | 0 | 0 | 0 | 0 | 0 | 0 | 0 | 0 | 0 | 0 | 0 | 0 | 0 | 0 | 0 | 0 | 0 | 0 | 0 | 0 | 0 | 0 | 0 | 0 | DSM Resources
C&I - High_23-25 | 2040 | DSM Resources | [13 empty] | 0 | 0 | 0 | 0 | 0 | 0 | 0 | 0 | 0 | 0 | 0 | 0 | 0 | 0 | 0 | 0 | 0 | 0 | 0 | 0 | 0 | 0 | 0 | 0 | 0 | 0 | DSM Resources
C&I - High_23-25 | 2041 | DSM Resources | [13 empty] | 0 | 0 | 0 | 0 | 0 | 0 | 0 | 0 | 0 | 0 | 0 | 0 | 0 | 0 | 0 | 0 | 0 | 0 | 0 | 0 | 0 | 0 | 0 | 0 | 0 | 0 | DSM Resources
C&I - High_23-25 | 2042 | DSM Resources | [13 empty] | 0 | 0 | 0 | 0 | 0 | 0 | 0 | 0 | 0 | 0 | 0 | 0 | 0 | 0 | 0 | 0 | 0 | 0 | 0 | 0 | 0 | 0 | 0 | 0 | 0 | 0 | DSM Resources
C&I - High_23-25 | 2043 | DSM Resources | [13 empty] | 0 | 0 | 0 | 0 | 0 | 0 | 0 | 0 | 0 | 0 | 0 | 0 | 0 | 0 | 0 | 0 | 0 | 0 | 0 | 0 | 0 | 0 | 0 | 0 | 0 | 0 | DSM Resources
IQW_23-25 | 2023 | DSM Resources | 0.03404 | 0.03404 | 0.03404 | 0.03404 | 0.03404 | 0.047352 | 0.03404 | 0.03404 | 0.03404 | 0.03404 |  |  |  | 0.03404 | 0.03404 | 0.03404 | 0.03404 | 0.03404 | 0.047352 | 0.03404 | 0.03404 | 0.03404 | 0.03404 | 0 | 0 | 0 | 0.03404 | 0.03404 | 0.03404 | 0.03404 | 0.03404 | 0.047352 | 0.03404 | 0.03404 | 0.03404 | 0.03404 | 0 | 0 | 0 | DSM Resources
IQW_23-25 | 2024 | DSM Resources | 0.079802 | 0.079802 | 0.079802 | 0.079802 | 0.079802 | 0.11101 | 0.079802 | 0.079802 | 0.079802 | 0.079802 |  |  |  | 0.079802 | 0.079802 | 0.079802 | 0.079802 | 0.079802 | 0.11101 | 0.079802 | 0.079802 | 0.079802 | 0.079802 | 0 | 0 | 0 | 0.079802 | 0.079802 | 0.079802 | 0.079802 | 0.079802 | 0.11101 | 0.079802 | 0.079802 | 0.079802 | 0.079802 | 0 | 0 | 0 | DSM Resources
IQW_23-25 | 2025 | DSM Resources | 0.13899 | 0.13899 | 0.13899 | 0.13899 | 0.13899 | 0.19334 | 0.13899 | 0.13899 | 0.13899 | 0.13899 |  |  |  | 0.13899 | 0.13899 | 0.13899 | 0.13899 | 0.13899 | 0.19334 | 0.13899 | 0.13899 | 0.13899 | 0.13899 | 0 | 0 | 0 | 0.13899 | 0.13899 | 0.13899 | 0.13899 | 0.13899 | 0.19334 | 0.13899 | 0.13899 | 0.13899 | 0.13899 | 0 | 0 | 0 | DSM Resources
IQW_23-25 | 2026 | DSM Resources | 0.12766 | 0.12766 | 0.12766 | 0.12766 | 0.12766 | 0.17758 | 0.12766 | 0.12766 | 0.12766 | 0.12766 |  |  |  | 0.12766 | 0.12766 | 0.12766 | 0.12766 | 0.12766 | 0.17758 | 0.12766 | 0.12766 | 0.12766 | 0.12766 | 0 | 0 | 0 | 0.12766 | 0.12766 | 0.12766 | 0.12766 | 0.12766 | 0.17758 | 0.12766 | 0.12766 | 0.12766 | 0.12766 | 0 | 0 | 0 | DSM Resources
IQW_23-25 | 2027 | DSM Resources | 0.11535 | 0.11535 | 0.11535 | 0.11535 | 0.11535 | 0.16046 | 0.11535 | 0.11535 | 0.11535 | 0.11535 |  |  |  | 0.11535 | 0.11535 | 0.11535 | 0.11535 | 0.11535 | 0.16046 | 0.11535 | 0.11535 | 0.11535 | 0.11535 | 0 | 0 | 0 | 0.11535 | 0.11535 | 0.11535 | 0.11535 | 0.11535 | 0.16046 | 0.11535 | 0.11535 | 0.11535 | 0.11535 | 0 | 0 | 0 | DSM Resources
IQW_23-25 | 2028 | DSM Resources | 0.1023 | 0.1023 | 0.1023 | 0.1023 | 0.1023 | 0.1423 | 0.1023 | 0.1023 | 0.1023 | 0.1023 |  |  |  | 0.1023 | 0.1023 | 0.1023 | 0.1023 | 0.1023 | 0.1423 | 0.1023 | 0.1023 | 0.1023 | 0.1023 | 0 | 0 | 0 | 0.1023 | 0.1023 | 0.1023 | 0.1023 | 0.1023 | 0.1423 | 0.1023 | 0.1023 | 0.1023 | 0.1023 | 0 | 0 | 0 | DSM Resources
IQW_23-25 | 2029 | DSM Resources | 0.088783 | 0.088783 | 0.088783 | 0.088783 | 0.088783 | 0.1235 | 0.088783 | 0.088783 | 0.088783 | 0.088783 |  |  |  | 0.088783 | 0.088783 | 0.088783 | 0.088783 | 0.088783 | 0.1235 | 0.088783 | 0.088783 | 0.088783 | 0.088783 | 0 | 0 | 0 | 0.088783 | 0.088783 | 0.088783 | 0.088783 | 0.088783 | 0.1235 | 0.088783 | 0.088783 | 0.088783 | 0.088783 | 0 | 0 | 0 | DSM Resources
IQW_23-25 | 2030 | DSM Resources | 0.075125 | 0.075125 | 0.075125 | 0.075125 | 0.075125 | 0.1045 | 0.075125 | 0.075125 | 0.075125 | 0.075125 |  |  |  | 0.075125 | 0.075125 | 0.075125 | 0.075125 | 0.075125 | 0.1045 | 0.075125 | 0.075125 | 0.075125 | 0.075125 | 0 | 0 | 0 | 0.075125 | 0.075125 | 0.075125 | 0.075125 | 0.075125 | 0.1045 | 0.075125 | 0.075125 | 0.075125 | 0.075125 | 0 | 0 | 0 | DSM Resources
IQW_23-25 | 2031 | DSM Resources | 0.061674 | 0.061674 | 0.061674 | 0.061674 | 0.061674 | 0.085792 | 0.061674 | 0.061674 | 0.061674 | 0.061674 |  |  |  | 0.061674 | 0.061674 | 0.061674 | 0.061674 | 0.061674 | 0.085792 | 0.061674 | 0.061674 | 0.061674 | 0.061674 | 0 | 0 | 0 | 0.061674 | 0.061674 | 0.061674 | 0.061674 | 0.061674 | 0.085792 | 0.061674 | 0.061674 | 0.061674 | 0.061674 | 0 | 0 | 0 | DSM Resources
IQW_23-25 | 2032 | DSM Resources | 0.048798 | 0.048798 | 0.048798 | 0.048798 | 0.048798 | 0.06788 | 0.048798 | 0.048798 | 0.048798 | 0.048798 |  |  |  | 0.048798 | 0.048798 | 0.048798 | 0.048798 | 0.048798 | 0.06788 | 0.048798 | 0.048798 | 0.048798 | 0.048798 | 0 | 0 | 0 | 0.048798 | 0.048798 | 0.048798 | 0.048798 | 0.048798 | 0.06788 | 0.048798 | 0.048798 | 0.048798 | 0.048798 | 0 | 0 | 0 | DSM Resources
IQW_23-25 | 2033 | DSM Resources | 0.036867 | 0.036867 | 0.036867 | 0.036867 | 0.036867 | 0.051283 | 0.036867 | 0.036867 | 0.036867 | 0.036867 |  |  |  | 0.036867 | 0.036867 | 0.036867 | 0.036867 | 0.036867 | 0.051283 | 0.036867 | 0.036867 | 0.036867 | 0.036867 | 0 | 0 | 0 | 0.036867 | 0.036867 | 0.036867 | 0.036867 | 0.036867 | 0.051283 | 0.036867 | 0.036867 | 0.036867 | 0.036867 | 0 | 0 | 0 | DSM Resources
IQW_23-25 | 2034 | DSM Resources | 0.026234 | 0.026234 | 0.026234 | 0.026234 | 0.026234 | 0.036493 | 0.026234 | 0.026234 | 0.026234 | 0.026234 |  |  |  | 0.026234 | 0.026234 | 0.026234 | 0.026234 | 0.026234 | 0.036493 | 0.026234 | 0.026234 | 0.026234 | 0.026234 | 0 | 0 | 0 | 0.026234 | 0.026234 | 0.026234 | 0.026234 | 0.026234 | 0.036493 | 0.026234 | 0.026234 | 0.026234 | 0.026234 | 0 | 0 | 0 | DSM Resources
IQW_23-25 | 2035 | DSM Resources | 0.017214 | 0.017214 | 0.017214 | 0.017214 | 0.017214 | 0.023946 | 0.017214 | 0.017214 | 0.017214 | 0.017214 |  |  |  | 0.017214 | 0.017214 | 0.017214 | 0.017214 | 0.017214 | 0.023946 | 0.017214 | 0.017214 | 0.017214 | 0.017214 | 0 | 0 | 0 | 0.017214 | 0.017214 | 0.017214 | 0.017214 | 0.017214 | 0.023946 | 0.017214 | 0.017214 | 0.017214 | 0.017214 | 0 | 0 | 0 | DSM Resources
IQW_23-25 | 2036 | DSM Resources | 0.010055 | 0.010055 | 0.010055 | 0.010055 | 0.010055 | 0.013987 | 0.010055 | 0.010055 | 0.010055 | 0.010055 |  |  |  | 0.010055 | 0.010055 | 0.010055 | 0.010055 | 0.010055 | 0.013987 | 0.010055 | 0.010055 | 0.010055 | 0.010055 | 0 | 0 | 0 | 0.010055 | 0.010055 | 0.010055 | 0.010055 | 0.010055 | 0.013987 | 0.010055 | 0.010055 | 0.010055 | 0.010055 | 0 | 0 | 0 | DSM Resources
IQW_23-25 | 2037 | DSM Resources | 0.0048992 | 0.0048992 | 0.0048992 | 0.0048992 | 0.0048992 | 0.006815 | 0.0048992 | 0.0048992 | 0.0048992 | 0.0048992 |  |  |  | 0.0048992 | 0.0048992 | 0.0048992 | 0.0048992 | 0.0048992 | 0.006815 | 0.0048992 | 0.0048992 | 0.0048992 | 0.0048992 | 0 | 0 | 0 | 0.0048992 | 0.0048992 | 0.0048992 | 0.0048992 | 0.0048992 | 0.006815 | 0.0048992 | 0.0048992 | 0.0048992 | 0.0048992 | 0 | 0 | 0 | DSM Resources
IQW_23-25 | 2038 | DSM Resources | 0.0017574 | 0.0017574 | 0.0017574 | 0.0017574 | 0.0017574 | 0.0024447 | 0.0017574 | 0.0017574 | 0.0017574 | 0.0017574 |  |  |  | 0.0017574 | 0.0017574 | 0.0017574 | 0.0017574 | 0.0017574 | 0.0024447 | 0.0017574 | 0.0017574 | 0.0017574 | 0.0017574 | 0 | 0 | 0 | 0.0017574 | 0.0017574 | 0.0017574 | 0.0017574 | 0.0017574 | 0.0024447 | 0.0017574 | 0.0017574 | 0.0017574 | 0.0017574 | 0 | 0 | 0 | DSM Resources
IQW_23-25 | 2039 | DSM Resources | 0.00031186 | 0.00031186 | 0.00031186 | 0.00031186 | 0.00031186 | 0.00043382 | 0.00031186 | 0.00031186 | 0.00031186 | 0.00031186 |  |  |  | 0.00031186 | 0.00031186 | 0.00031186 | 0.00031186 | 0.00031186 | 0.00043382 | 0.00031186 | 0.00031186 | 0.00031186 | 0.00031186 | 0 | 0 | 0 | 0.00031186 | 0.00031186 | 0.00031186 | 0.00031186 | 0.00031186 | 0.00043382 | 0.00031186 | 0.00031186 | 0.00031186 | 0.00031186 | 0 | 0 | 0 | DSM Resources
IQW_23-25 | 2040 | DSM Resources | [13 empty] | 0 | 0 | 0 | 0 | 0 | 0 | 0 | 0 | 0 | 0 | 0 | 0 | 0 | 0 | 0 | 0 | 0 | 0 | 0 | 0 | 0 | 0 | 0 | 0 | 0 | 0 | DSM Resources
IQW_23-25 | 2041 | DSM Resources | [13 empty] | 0 | 0 | 0 | 0 | 0 | 0 | 0 | 0 | 0 | 0 | 0 | 0 | 0 | 0 | 0 | 0 | 0 | 0 | 0 | 0 | 0 | 0 | 0 | 0 | 0 | 0 | DSM Resources
IQW_23-25 | 2042 | DSM Resources | [13 empty] | 0 | 0 | 0 | 0 | 0 | 0 | 0 | 0 | 0 | 0 | 0 | 0 | 0 | 0 | 0 | 0 | 0 | 0 | 0 | 0 | 0 | 0 | 0 | 0 | 0 | 0 | DSM Resources
IQW_23-25 | 2043 | DSM Resources | [13 empty] | 0 | 0 | 0 | 0 | 0 | 0 | 0 | 0 | 0 | 0 | 0 | 0 | 0 | 0 | 0 | 0 | 0 | 0 | 0 | 0 | 0 | 0 | 0 | 0 | 0 | 0 | DSM Resources
Residential - Low_26-30 | 2023 | DSM Resources | [13 empty] | 0 | 0 | 0 | 0 | 0 | 0 | 0 | 0 | 0 | 0 | 0 | 0 | 0 | 0 | 0 | 0 | 0 | 0 | 0 | 0 | 0 | 0 | 0 | 0 | 0 | 0 | DSM Resources
Residential - Low_26-30 | 2024 | DSM Resources | [13 empty] | 0 | 0 | 0 | 0 | 0 | 0 | 0 | 0 | 0 | 0 | 0 | 0 | 0 | 0 | 0 | 0 | 0 | 0 | 0 | 0 | 0 | 0 | 0 | 0 | 0 | 0 | DSM Resources
Residential - Low_26-30 | 2025 | DSM Resources | [13 empty] | 0 | 0 | 0 | 0 | 0 | 0 | 0 | 0 | 0 | 0 | 0 | 0 | 0 | 0 | 0 | 0 | 0 | 0 | 0 | 0 | 0 | 0 | 0 | 0 | 0 | 0 | DSM Resources
Residential - Low_26-30 | 2026 | DSM Resources | 3.0018 |  | 3.0018 |  | 3.0018 |  | 3.0018 |  |  | 3.0018 |  |  |  | 3.0018 | 0 | 3.0018 | 0 | 3.0018 | 0 | 3.0018 | 0 | 0 | 3.0018 | 0 | 0 | 0 | 3.0018 | 0 | 3.0018 | 0 | 3.0018 | 0 | 3.0018 | 0 | 0 | 3.0018 | 0 | 0 | 0 | DSM Resources
Residential - Low_26-30 | 2027 | DSM Resources | 5.5346 |  | 5.5346 |  | 5.5346 |  | 5.5346 |  |  | 5.5346 |  |  |  | 5.5346 | 0 | 5.5346 | 0 | 5.5346 | 0 | 5.5346 | 0 | 0 | 5.5346 | 0 | 0 | 0 | 5.5346 | 0 | 5.5346 | 0 | 5.5346 | 0 | 5.5346 | 0 | 0 | 5.5346 | 0 | 0 | 0 | DSM Resources
Residential - Low_26-30 | 2028 | DSM Resources | 7.5997 |  | 7.5997 |  | 7.5997 |  | 7.5997 |  |  | 7.5997 |  |  |  | 7.5997 | 0 | 7.5997 | 0 | 7.5997 | 0 | 7.5997 | 0 | 0 | 7.5997 | 0 | 0 | 0 | 7.5997 | 0 | 7.5997 | 0 | 7.5997 | 0 | 7.5997 | 0 | 0 | 7.5997 | 0 | 0 | 0 | DSM Resources
Residential - Low_26-30 | 2029 | DSM Resources | 9.3052 |  | 9.3052 |  | 9.3052 |  | 9.3052 |  |  | 9.3052 |  |  |  | 9.3052 | 0 | 9.3052 | 0 | 9.3052 | 0 | 9.3052 | 0 | 0 | 9.3052 | 0 | 0 | 0 | 9.3052 | 0 | 9.3052 | 0 | 9.3052 | 0 | 9.3052 | 0 | 0 | 9.3052 | 0 | 0 | 0 | DSM Resources
Residential - Low_26-30 | 2030 | DSM Resources | 10.6928 |  | 10.6928 |  | 10.6928 |  | 10.6928 |  |  | 10.6928 |  |  |  | 10.6928 | 0 | 10.6928 | 0 | 10.6928 | 0 | 10.6928 | 0 | 0 | 10.6928 | 0 | 0 | 0 | 10.6928 | 0 | 10.6928 | 0 | 10.6928 | 0 | 10.6928 | 0 | 0 | 10.6928 | 0 | 0 | 0 | DSM Resources
Residential - Low_26-30 | 2031 | DSM Resources | 9.2561 |  | 9.2561 |  | 9.2561 |  | 9.2561 |  |  | 9.2561 |  |  |  | 9.2561 | 0 | 9.2561 | 0 | 9.2561 | 0 | 9.2561 | 0 | 0 | 9.2561 | 0 | 0 | 0 | 9.2561 | 0 | 9.2561 | 0 | 9.2561 | 0 | 9.2561 | 0 | 0 | 9.2561 | 0 | 0 | 0 | DSM Resources
Residential - Low_26-30 | 2032 | DSM Resources | 7.8196 |  | 7.8196 |  | 7.8196 |  | 7.8196 |  |  | 7.8196 |  |  |  | 7.8196 | 0 | 7.8196 | 0 | 7.8196 | 0 | 7.8196 | 0 | 0 | 7.8196 | 0 | 0 | 0 | 7.8196 | 0 | 7.8196 | 0 | 7.8196 | 0 | 7.8196 | 0 | 0 | 7.8196 | 0 | 0 | 0 | DSM Resources
Residential - Low_26-30 | 2033 | DSM Resources | 6.4459 |  | 6.4459 |  | 6.4459 |  | 6.4459 |  |  | 6.4459 |  |  |  | 6.4459 | 0 | 6.4459 | 0 | 6.4459 | 0 | 6.4459 | 0 | 0 | 6.4459 | 0 | 0 | 0 | 6.4459 | 0 | 6.4459 | 0 | 6.4459 | 0 | 6.4459 | 0 | 0 | 6.4459 | 0 | 0 | 0 | DSM Resources
Residential - Low_26-30 | 2034 | DSM Resources | 5.1943 |  | 5.1943 |  | 5.1943 |  | 5.1943 |  |  | 5.1943 |  |  |  | 5.1943 | 0 | 5.1943 | 0 | 5.1943 | 0 | 5.1943 | 0 | 0 | 5.1943 | 0 | 0 | 0 | 5.1943 | 0 | 5.1943 | 0 | 5.1943 | 0 | 5.1943 | 0 | 0 | 5.1943 | 0 | 0 | 0 | DSM Resources
Residential - Low_26-30 | 2035 | DSM Resources | 4.1027 |  | 4.1027 |  | 4.1027 |  | 4.1027 |  |  | 4.1027 |  |  |  | 4.1027 | 0 | 4.1027 | 0 | 4.1027 | 0 | 4.1027 | 0 | 0 | 4.1027 | 0 | 0 | 0 | 4.1027 | 0 | 4.1027 | 0 | 4.1027 | 0 | 4.1027 | 0 | 0 | 4.1027 | 0 | 0 | 0 | DSM Resources
Residential - Low_26-30 | 2036 | DSM Resources | 3.2245 |  | 3.2245 |  | 3.2245 |  | 3.2245 |  |  | 3.2245 |  |  |  | 3.2245 | 0 | 3.2245 | 0 | 3.2245 | 0 | 3.2245 | 0 | 0 | 3.2245 | 0 | 0 | 0 | 3.2245 | 0 | 3.2245 | 0 | 3.2245 | 0 | 3.2245 | 0 | 0 | 3.2245 | 0 | 0 | 0 | DSM Resources
Residential - Low_26-30 | 2037 | DSM Resources | 2.5007 |  | 2.5007 |  | 2.5007 |  | 2.5007 |  |  | 2.5007 |  |  |  | 2.5007 | 0 | 2.5007 | 0 | 2.5007 | 0 | 2.5007 | 0 | 0 | 2.5007 | 0 | 0 | 0 | 2.5007 | 0 | 2.5007 | 0 | 2.5007 | 0 | 2.5007 | 0 | 0 | 2.5007 | 0 | 0 | 0 | DSM Resources
Residential - Low_26-30 | 2038 | DSM Resources | 1.4718 |  | 1.4718 |  | 1.4718 |  | 1.4718 |  |  | 1.4718 |  |  |  | 1.4718 | 0 | 1.4718 | 0 | 1.4718 | 0 | 1.4718 | 0 | 0 | 1.4718 | 0 | 0 | 0 | 1.4718 | 0 | 1.4718 | 0 | 1.4718 | 0 | 1.4718 | 0 | 0 | 1.4718 | 0 | 0 | 0 | DSM Resources
Residential - Low_26-30 | 2039 | DSM Resources | 0.72158 |  | 0.72158 |  | 0.72158 |  | 0.72158 |  |  | 0.72158 |  |  |  | 0.72158 | 0 | 0.72158 | 0 | 0.72158 | 0 | 0.72158 | 0 | 0 | 0.72158 | 0 | 0 | 0 | 0.72158 | 0 | 0.72158 | 0 | 0.72158 | 0 | 0.72158 | 0 | 0 | 0.72158 | 0 | 0 | 0 | DSM Resources
Residential - Low_26-30 | 2040 | DSM Resources | 0.21308 |  | 0.21308 |  | 0.21308 |  | 0.21308 |  |  | 0.21308 |  |  |  | 0.21308 | 0 | 0.21308 | 0 | 0.21308 | 0 | 0.21308 | 0 | 0 | 0.21308 | 0 | 0 | 0 | 0.21308 | 0 | 0.21308 | 0 | 0.21308 | 0 | 0.21308 | 0 | 0 | 0.21308 | 0 | 0 | 0 | DSM Resources
Residential - Low_26-30 | 2041 | DSM Resources | [13 empty] | 0 | 0 | 0 | 0 | 0 | 0 | 0 | 0 | 0 | 0 | 0 | 0 | 0 | 0 | 0 | 0 | 0 | 0 | 0 | 0 | 0 | 0 | 0 | 0 | 0 | 0 | DSM Resources
Residential - Low_26-30 | 2042 | DSM Resources | [13 empty] | 0 | 0 | 0 | 0 | 0 | 0 | 0 | 0 | 0 | 0 | 0 | 0 | 0 | 0 | 0 | 0 | 0 | 0 | 0 | 0 | 0 | 0 | 0 | 0 | 0 | 0 | DSM Resources
Residential - Low_26-30 | 2043 | DSM Resources | [13 empty] | 0 | 0 | 0 | 0 | 0 | 0 | 0 | 0 | 0 | 0 | 0 | 0 | 0 | 0 | 0 | 0 | 0 | 0 | 0 | 0 | 0 | 0 | 0 | 0 | 0 | 0 | DSM Resources
Residential - High_26-30 | 2023 | DSM Resources | [13 empty] | 0 | 0 | 0 | 0 | 0 | 0 | 0 | 0 | 0 | 0 | 0 | 0 | 0 | 0 | 0 | 0 | 0 | 0 | 0 | 0 | 0 | 0 | 0 | 0 | 0 | 0 | DSM Resources
Residential - High_26-30 | 2024 | DSM Resources | [13 empty] | 0 | 0 | 0 | 0 | 0 | 0 | 0 | 0 | 0 | 0 | 0 | 0 | 0 | 0 | 0 | 0 | 0 | 0 | 0 | 0 | 0 | 0 | 0 | 0 | 0 | 0 | DSM Resources
Residential - High_26-30 | 2025 | DSM Resources | [13 empty] | 0 | 0 | 0 | 0 | 0 | 0 | 0 | 0 | 0 | 0 | 0 | 0 | 0 | 0 | 0 | 0 | 0 | 0 | 0 | 0 | 0 | 0 | 0 | 0 | 0 | 0 | DSM Resources
Residential - High_26-30 | 2026 | DSM Resources |  |  |  |  | 2.2542 |  | 2.2542 |  |  | 2.2542 |  |  |  | 0 | 0 | 0 | 0 | 2.2542 | 0 | 2.2542 | 0 | 0 | 2.2542 | 0 | 0 | 0 | 0 | 0 | 0 | 0 | 2.2542 | 0 | 2.2542 | 0 | 0 | 2.2542 | 0 | 0 | 0 | DSM Resources
Residential - High_26-30 | 2027 | DSM Resources |  |  |  |  | 4.3085 |  | 4.3085 |  |  | 4.3085 |  |  |  | 0 | 0 | 0 | 0 | 4.3085 | 0 | 4.3085 | 0 | 0 | 4.3085 | 0 | 0 | 0 | 0 | 0 | 0 | 0 | 4.3085 | 0 | 4.3085 | 0 | 0 | 4.3085 | 0 | 0 | 0 | DSM Resources
Residential - High_26-30 | 2028 | DSM Resources |  |  |  |  | 6.1531 |  | 6.1531 |  |  | 6.1531 |  |  |  | 0 | 0 | 0 | 0 | 6.1531 | 0 | 6.1531 | 0 | 0 | 6.1531 | 0 | 0 | 0 | 0 | 0 | 0 | 0 | 6.1531 | 0 | 6.1531 | 0 | 0 | 6.1531 | 0 | 0 | 0 | DSM Resources
Residential - High_26-30 | 2029 | DSM Resources |  |  |  |  | 7.7703 |  | 7.7703 |  |  | 7.7703 |  |  |  | 0 | 0 | 0 | 0 | 7.7703 | 0 | 7.7703 | 0 | 0 | 7.7703 | 0 | 0 | 0 | 0 | 0 | 0 | 0 | 7.7703 | 0 | 7.7703 | 0 | 0 | 7.7703 | 0 | 0 | 0 | DSM Resources
Residential - High_26-30 | 2030 | DSM Resources |  |  |  |  | 9.1455 |  | 9.1455 |  |  | 9.1455 |  |  |  | 0 | 0 | 0 | 0 | 9.1455 | 0 | 9.1455 | 0 | 0 | 9.1455 | 0 | 0 | 0 | 0 | 0 | 0 | 0 | 9.1455 | 0 | 9.1455 | 0 | 0 | 9.1455 | 0 | 0 | 0 | DSM Resources
Residential - High_26-30 | 2031 | DSM Resources |  |  |  |  | 8.2349 |  | 8.2349 |  |  | 8.2349 |  |  |  | 0 | 0 | 0 | 0 | 8.2349 | 0 | 8.2349 | 0 | 0 | 8.2349 | 0 | 0 | 0 | 0 | 0 | 0 | 0 | 8.2349 | 0 | 8.2349 | 0 | 0 | 8.2349 | 0 | 0 | 0 | DSM Resources
Residential - High_26-30 | 2032 | DSM Resources |  |  |  |  | 7.2764 |  | 7.2764 |  |  | 7.2764 |  |  |  | 0 | 0 | 0 | 0 | 7.2764 | 0 | 7.2764 | 0 | 0 | 7.2764 | 0 | 0 | 0 | 0 | 0 | 0 | 0 | 7.2764 | 0 | 7.2764 | 0 | 0 | 7.2764 | 0 | 0 | 0 | DSM Resources
Residential - High_26-30 | 2033 | DSM Resources |  |  |  |  | 6.2914 |  | 6.2914 |  |  | 6.2914 |  |  |  | 0 | 0 | 0 | 0 | 6.2914 | 0 | 6.2914 | 0 | 0 | 6.2914 | 0 | 0 | 0 | 0 | 0 | 0 | 0 | 6.2914 | 0 | 6.2914 | 0 | 0 | 6.2914 | 0 | 0 | 0 | DSM Resources
Residential - High_26-30 | 2034 | DSM Resources |  |  |  |  | 5.3035 |  | 5.3035 |  |  | 5.3035 |  |  |  | 0 | 0 | 0 | 0 | 5.3035 | 0 | 5.3035 | 0 | 0 | 5.3035 | 0 | 0 | 0 | 0 | 0 | 0 | 0 | 5.3035 | 0 | 5.3035 | 0 | 0 | 5.3035 | 0 | 0 | 0 | DSM Resources
Residential - High_26-30 | 2035 | DSM Resources |  |  |  |  | 4.3384 |  | 4.3384 |  |  | 4.3384 |  |  |  | 0 | 0 | 0 | 0 | 4.3384 | 0 | 4.3384 | 0 | 0 | 4.3384 | 0 | 0 | 0 | 0 | 0 | 0 | 0 | 4.3384 | 0 | 4.3384 | 0 | 0 | 4.3384 | 0 | 0 | 0 | DSM Resources
Residential - High_26-30 | 2036 | DSM Resources |  |  |  |  | 3.3719 |  | 3.3719 |  |  | 3.3719 |  |  |  | 0 | 0 | 0 | 0 | 3.3719 | 0 | 3.3719 | 0 | 0 | 3.3719 | 0 | 0 | 0 | 0 | 0 | 0 | 0 | 3.3719 | 0 | 3.3719 | 0 | 0 | 3.3719 | 0 | 0 | 0 | DSM Resources
Residential - High_26-30 | 2037 | DSM Resources |  |  |  |  | 2.2835 |  | 2.2835 |  |  | 2.2835 |  |  |  | 0 | 0 | 0 | 0 | 2.2835 | 0 | 2.2835 | 0 | 0 | 2.2835 | 0 | 0 | 0 | 0 | 0 | 0 | 0 | 2.2835 | 0 | 2.2835 | 0 | 0 | 2.2835 | 0 | 0 | 0 | DSM Resources
Residential - High_26-30 | 2038 | DSM Resources |  |  |  |  | 1.4098 |  | 1.4098 |  |  | 1.4098 |  |  |  | 0 | 0 | 0 | 0 | 1.4098 | 0 | 1.4098 | 0 | 0 | 1.4098 | 0 | 0 | 0 | 0 | 0 | 0 | 0 | 1.4098 | 0 | 1.4098 | 0 | 0 | 1.4098 | 0 | 0 | 0 | DSM Resources
Residential - High_26-30 | 2039 | DSM Resources |  |  |  |  | 0.73436 |  | 0.73436 |  |  | 0.73436 |  |  |  | 0 | 0 | 0 | 0 | 0.73436 | 0 | 0.73436 | 0 | 0 | 0.73436 | 0 | 0 | 0 | 0 | 0 | 0 | 0 | 0.73436 | 0 | 0.73436 | 0 | 0 | 0.73436 | 0 | 0 | 0 | DSM Resources
Residential - High_26-30 | 2040 | DSM Resources |  |  |  |  | 0.23896 |  | 0.23896 |  |  | 0.23896 |  |  |  | 0 | 0 | 0 | 0 | 0.23896 | 0 | 0.23896 | 0 | 0 | 0.23896 | 0 | 0 | 0 | 0 | 0 | 0 | 0 | 0.23896 | 0 | 0.23896 | 0 | 0 | 0.23896 | 0 | 0 | 0 | DSM Resources
Residential - High_26-30 | 2041 | DSM Resources | [13 empty] | 0 | 0 | 0 | 0 | 0 | 0 | 0 | 0 | 0 | 0 | 0 | 0 | 0 | 0 | 0 | 0 | 0 | 0 | 0 | 0 | 0 | 0 | 0 | 0 | 0 | 0 | DSM Resources
Residential - High_26-30 | 2042 | DSM Resources | [13 empty] | 0 | 0 | 0 | 0 | 0 | 0 | 0 | 0 | 0 | 0 | 0 | 0 | 0 | 0 | 0 | 0 | 0 | 0 | 0 | 0 | 0 | 0 | 0 | 0 | 0 | 0 | DSM Resources
Residential - High_26-30 | 2043 | DSM Resources | [13 empty] | 0 | 0 | 0 | 0 | 0 | 0 | 0 | 0 | 0 | 0 | 0 | 0 | 0 | 0 | 0 | 0 | 0 | 0 | 0 | 0 | 0 | 0 | 0 | 0 | 0 | 0 | DSM Resources
Residential - Behavior_26-30 | 2023 | DSM Resources | [13 empty] | 0 | 0 | 0 | 0 | 0 | 0 | 0 | 0 | 0 | 0 | 0 | 0 | 0 | 0 | 0 | 0 | 0 | 0 | 0 | 0 | 0 | 0 | 0 | 0 | 0 | 0 | DSM Resources
Residential - Behavior_26-30 | 2024 | DSM Resources | [13 empty] | 0 | 0 | 0 | 0 | 0 | 0 | 0 | 0 | 0 | 0 | 0 | 0 | 0 | 0 | 0 | 0 | 0 | 0 | 0 | 0 | 0 | 0 | 0 | 0 | 0 | 0 | DSM Resources
Residential - Behavior_26-30 | 2025 | DSM Resources | [13 empty] | 0 | 0 | 0 | 0 | 0 | 0 | 0 | 0 | 0 | 0 | 0 | 0 | 0 | 0 | 0 | 0 | 0 | 0 | 0 | 0 | 0 | 0 | 0 | 0 | 0 | 0 | DSM Resources
Residential - Behavior_26-30 | 2026 | DSM Resources |  | 1.0452 |  |  | 1.0452 | 1.6091 | 1.0452 | 1.0452 |  | 1.0452 |  |  |  | 0 | 1.0452 | 0 | 0 | 1.0452 | 1.6091 | 1.0452 | 1.0452 | 0 | 1.0452 | 0 | 0 | 0 | 0 | 1.0452 | 0 | 0 | 1.0452 | 1.6091 | 1.0452 | 1.0452 | 0 | 1.0452 | 0 | 0 | 0 | DSM Resources
Residential - Behavior_26-30 | 2027 | DSM Resources |  | 1.0772 |  |  | 1.0772 | 1.6584 | 1.0772 | 1.0772 |  | 1.0772 |  |  |  | 0 | 1.0772 | 0 | 0 | 1.0772 | 1.6584 | 1.0772 | 1.0772 | 0 | 1.0772 | 0 | 0 | 0 | 0 | 1.0772 | 0 | 0 | 1.0772 | 1.6584 | 1.0772 | 1.0772 | 0 | 1.0772 | 0 | 0 | 0 | DSM Resources
Residential - Behavior_26-30 | 2028 | DSM Resources |  | 1.1002 |  |  | 1.1002 | 1.6938 | 1.1002 | 1.1002 |  | 1.1002 |  |  |  | 0 | 1.1002 | 0 | 0 | 1.1002 | 1.6938 | 1.1002 | 1.1002 | 0 | 1.1002 | 0 | 0 | 0 | 0 | 1.1002 | 0 | 0 | 1.1002 | 1.6938 | 1.1002 | 1.1002 | 0 | 1.1002 | 0 | 0 | 0 | DSM Resources
Residential - Behavior_26-30 | 2029 | DSM Resources |  | 1.1104 |  |  | 1.1104 | 1.7094 | 1.1104 | 1.1104 |  | 1.1104 |  |  |  | 0 | 1.1104 | 0 | 0 | 1.1104 | 1.7094 | 1.1104 | 1.1104 | 0 | 1.1104 | 0 | 0 | 0 | 0 | 1.1104 | 0 | 0 | 1.1104 | 1.7094 | 1.1104 | 1.1104 | 0 | 1.1104 | 0 | 0 | 0 | DSM Resources
Residential - Behavior_26-30 | 2030 | DSM Resources |  | 1.1071 |  |  | 1.1071 | 1.7043 | 1.1071 | 1.1071 |  | 1.1071 |  |  |  | 0 | 1.1071 | 0 | 0 | 1.1071 | 1.7043 | 1.1071 | 1.1071 | 0 | 1.1071 | 0 | 0 | 0 | 0 | 1.1071 | 0 | 0 | 1.1071 | 1.7043 | 1.1071 | 1.1071 | 0 | 1.1071 | 0 | 0 | 0 | DSM Resources
Residential - Behavior_26-30 | 2031 | DSM Resources | [13 empty] | 0 | 0 | 0 | 0 | 0 | 0 | 0 | 0 | 0 | 0 | 0 | 0 | 0 | 0 | 0 | 0 | 0 | 0 | 0 | 0 | 0 | 0 | 0 | 0 | 0 | 0 | DSM Resources
Residential - Behavior_26-30 | 2032 | DSM Resources | [13 empty] | 0 | 0 | 0 | 0 | 0 | 0 | 0 | 0 | 0 | 0 | 0 | 0 | 0 | 0 | 0 | 0 | 0 | 0 | 0 | 0 | 0 | 0 | 0 | 0 | 0 | 0 | DSM Resources
Residential - Behavior_26-30 | 2033 | DSM Resources | [13 empty] | 0 | 0 | 0 | 0 | 0 | 0 | 0 | 0 | 0 | 0 | 0 | 0 | 0 | 0 | 0 | 0 | 0 | 0 | 0 | 0 | 0 | 0 | 0 | 0 | 0 | 0 | DSM Resources
Residential - Behavior_26-30 | 2034 | DSM Resources | [13 empty] | 0 | 0 | 0 | 0 | 0 | 0 | 0 | 0 | 0 | 0 | 0 | 0 | 0 | 0 | 0 | 0 | 0 | 0 | 0 | 0 | 0 | 0 | 0 | 0 | 0 | 0 | DSM Resources
Residential - Behavior_26-30 | 2035 | DSM Resources | [13 empty] | 0 | 0 | 0 | 0 | 0 | 0 | 0 | 0 | 0 | 0 | 0 | 0 | 0 | 0 | 0 | 0 | 0 | 0 | 0 | 0 | 0 | 0 | 0 | 0 | 0 | 0 | DSM Resources
Residential - Behavior_26-30 | 2036 | DSM Resources | [13 empty] | 0 | 0 | 0 | 0 | 0 | 0 | 0 | 0 | 0 | 0 | 0 | 0 | 0 | 0 | 0 | 0 | 0 | 0 | 0 | 0 | 0 | 0 | 0 | 0 | 0 | 0 | DSM Resources
Residential - Behavior_26-30 | 2037 | DSM Resources | [13 empty] | 0 | 0 | 0 | 0 | 0 | 0 | 0 | 0 | 0 | 0 | 0 | 0 | 0 | 0 | 0 | 0 | 0 | 0 | 0 | 0 | 0 | 0 | 0 | 0 | 0 | 0 | DSM Resources
Residential - Behavior_26-30 | 2038 | DSM Resources | [13 empty] | 0 | 0 | 0 | 0 | 0 | 0 | 0 | 0 | 0 | 0 | 0 | 0 | 0 | 0 | 0 | 0 | 0 | 0 | 0 | 0 | 0 | 0 | 0 | 0 | 0 | 0 | DSM Resources
Residential - Behavior_26-30 | 2039 | DSM Resources | [13 empty] | 0 | 0 | 0 | 0 | 0 | 0 | 0 | 0 | 0 | 0 | 0 | 0 | 0 | 0 | 0 | 0 | 0 | 0 | 0 | 0 | 0 | 0 | 0 | 0 | 0 | 0 | DSM Resources
Residential - Behavior_26-30 | 2040 | DSM Resources | [13 empty] | 0 | 0 | 0 | 0 | 0 | 0 | 0 | 0 | 0 | 0 | 0 | 0 | 0 | 0 | 0 | 0 | 0 | 0 | 0 | 0 | 0 | 0 | 0 | 0 | 0 | 0 | DSM Resources
Residential - Behavior_26-30 | 2041 | DSM Resources | [13 empty] | 0 | 0 | 0 | 0 | 0 | 0 | 0 | 0 | 0 | 0 | 0 | 0 | 0 | 0 | 0 | 0 | 0 | 0 | 0 | 0 | 0 | 0 | 0 | 0 | 0 | 0 | DSM Resources
Residential - Behavior_26-30 | 2042 | DSM Resources | [13 empty] | 0 | 0 | 0 | 0 | 0 | 0 | 0 | 0 | 0 | 0 | 0 | 0 | 0 | 0 | 0 | 0 | 0 | 0 | 0 | 0 | 0 | 0 | 0 | 0 | 0 | 0 | DSM Resources
Residential - Behavior_26-30 | 2043 | DSM Resources | [13 empty] | 0 | 0 | 0 | 0 | 0 | 0 | 0 | 0 | 0 | 0 | 0 | 0 | 0 | 0 | 0 | 0 | 0 | 0 | 0 | 0 | 0 | 0 | 0 | 0 | 0 | 0 | DSM Resources
C&I - Low_26-30 | 2023 | DSM Resources | [13 empty] | 0 | 0 | 0 | 0 | 0 | 0 | 0 | 0 | 0 | 0 | 0 | 0 | 0 | 0 | 0 | 0 | 0 | 0 | 0 | 0 | 0 | 0 | 0 | 0 | 0 | 0 | DSM Resources
C&I - Low_26-30 | 2024 | DSM Resources | [13 empty] | 0 | 0 | 0 | 0 | 0 | 0 | 0 | 0 | 0 | 0 | 0 | 0 | 0 | 0 | 0 | 0 | 0 | 0 | 0 | 0 | 0 | 0 | 0 | 0 | 0 | 0 | DSM Resources
C&I - Low_26-30 | 2025 | DSM Resources | [13 empty] | 0 | 0 | 0 | 0 | 0 | 0 | 0 | 0 | 0 | 0 | 0 | 0 | 0 | 0 | 0 | 0 | 0 | 0 | 0 | 0 | 0 | 0 | 0 | 0 | 0 | 0 | DSM Resources
C&I - Low_26-30 | 2026 | DSM Resources | 5.0172 | 5.0172 | 5.0172 | 5.0172 | 5.0172 | 6.0234 | 5.0172 | 5.0172 | 5.0172 | 5.0172 |  |  |  | 5.0172 | 5.0172 | 5.0172 | 5.0172 | 5.0172 | 6.0234 | 5.0172 | 5.0172 | 5.0172 | 5.0172 | 0 | 0 | 0 | 5.0172 | 5.0172 | 5.0172 | 5.0172 | 5.0172 | 6.0234 | 5.0172 | 5.0172 | 5.0172 | 5.0172 | 0 | 0 | 0 | DSM Resources
C&I - Low_26-30 | 2027 | DSM Resources | 9.4953 | 9.4953 | 9.4953 | 9.4953 | 9.4953 | 11.3995 | 9.4953 | 9.4953 | 9.4953 | 9.4953 |  |  |  | 9.4953 | 9.4953 | 9.4953 | 9.4953 | 9.4953 | 11.3995 | 9.4953 | 9.4953 | 9.4953 | 9.4953 | 0 | 0 | 0 | 9.4953 | 9.4953 | 9.4953 | 9.4953 | 9.4953 | 11.3995 | 9.4953 | 9.4953 | 9.4953 | 9.4953 | 0 | 0 | 0 | DSM Resources
C&I - Low_26-30 | 2028 | DSM Resources | 13.473 | 13.473 | 13.473 | 13.473 | 13.473 | 16.175 | 13.473 | 13.473 | 13.473 | 13.473 |  |  |  | 13.473 | 13.473 | 13.473 | 13.473 | 13.473 | 16.175 | 13.473 | 13.473 | 13.473 | 13.473 | 0 | 0 | 0 | 13.473 | 13.473 | 13.473 | 13.473 | 13.473 | 16.175 | 13.473 | 13.473 | 13.473 | 13.473 | 0 | 0 | 0 | DSM Resources
C&I - Low_26-30 | 2029 | DSM Resources | 16.8749 | 16.8749 | 16.8749 | 16.8749 | 16.8749 | 20.259 | 16.8749 | 16.8749 | 16.8749 | 16.8749 |  |  |  | 16.8749 | 16.8749 | 16.8749 | 16.8749 | 16.8749 | 20.259 | 16.8749 | 16.8749 | 16.8749 | 16.8749 | 0 | 0 | 0 | 16.8749 | 16.8749 | 16.8749 | 16.8749 | 16.8749 | 20.259 | 16.8749 | 16.8749 | 16.8749 | 16.8749 | 0 | 0 | 0 | DSM Resources
C&I - Low_26-30 | 2030 | DSM Resources | 19.6918 | 19.6918 | 19.6918 | 19.6918 | 19.6918 | 23.6409 | 19.6918 | 19.6918 | 19.6918 | 19.6918 |  |  |  | 19.6918 | 19.6918 | 19.6918 | 19.6918 | 19.6918 | 23.6409 | 19.6918 | 19.6918 | 19.6918 | 19.6918 | 0 | 0 | 0 | 19.6918 | 19.6918 | 19.6918 | 19.6918 | 19.6918 | 23.6409 | 19.6918 | 19.6918 | 19.6918 | 19.6918 | 0 | 0 | 0 | DSM Resources
C&I - Low_26-30 | 2031 | DSM Resources | 17.7216 | 17.7216 | 17.7216 | 17.7216 | 17.7216 | 21.2755 | 17.7216 | 17.7216 | 17.7216 | 17.7216 |  |  |  | 17.7216 | 17.7216 | 17.7216 | 17.7216 | 17.7216 | 21.2755 | 17.7216 | 17.7216 | 17.7216 | 17.7216 | 0 | 0 | 0 | 17.7216 | 17.7216 | 17.7216 | 17.7216 | 17.7216 | 21.2755 | 17.7216 | 17.7216 | 17.7216 | 17.7216 | 0 | 0 | 0 | DSM Resources
C&I - Low_26-30 | 2032 | DSM Resources | 15.6493 | 15.6493 | 15.6493 | 15.6493 | 15.6493 | 18.7877 | 15.6493 | 15.6493 | 15.6493 | 15.6493 |  |  |  | 15.6493 | 15.6493 | 15.6493 | 15.6493 | 15.6493 | 18.7877 | 15.6493 | 15.6493 | 15.6493 | 15.6493 | 0 | 0 | 0 | 15.6493 | 15.6493 | 15.6493 | 15.6493 | 15.6493 | 18.7877 | 15.6493 | 15.6493 | 15.6493 | 15.6493 | 0 | 0 | 0 | DSM Resources
C&I - Low_26-30 | 2033 | DSM Resources | 13.5211 | 13.5211 | 13.5211 | 13.5211 | 13.5211 | 16.2327 | 13.5211 | 13.5211 | 13.5211 | 13.5211 |  |  |  | 13.5211 | 13.5211 | 13.5211 | 13.5211 | 13.5211 | 16.2327 | 13.5211 | 13.5211 | 13.5211 | 13.5211 | 0 | 0 | 0 | 13.5211 | 13.5211 | 13.5211 | 13.5211 | 13.5211 | 16.2327 | 13.5211 | 13.5211 | 13.5211 | 13.5211 | 0 | 0 | 0 | DSM Resources
C&I - Low_26-30 | 2034 | DSM Resources | 11.3884 | 11.3884 | 11.3884 | 11.3884 | 11.3884 | 13.6723 | 11.3884 | 11.3884 | 11.3884 | 11.3884 |  |  |  | 11.3884 | 11.3884 | 11.3884 | 11.3884 | 11.3884 | 13.6723 | 11.3884 | 11.3884 | 11.3884 | 11.3884 | 0 | 0 | 0 | 11.3884 | 11.3884 | 11.3884 | 11.3884 | 11.3884 | 13.6723 | 11.3884 | 11.3884 | 11.3884 | 11.3884 | 0 | 0 | 0 | DSM Resources
C&I - Low_26-30 | 2035 | DSM Resources | 9.3065 | 9.3065 | 9.3065 | 9.3065 | 9.3065 | 11.1728 | 9.3065 | 9.3065 | 9.3065 | 9.3065 |  |  |  | 9.3065 | 9.3065 | 9.3065 | 9.3065 | 9.3065 | 11.1728 | 9.3065 | 9.3065 | 9.3065 | 9.3065 | 0 | 0 | 0 | 9.3065 | 9.3065 | 9.3065 | 9.3065 | 9.3065 | 11.1728 | 9.3065 | 9.3065 | 9.3065 | 9.3065 | 0 | 0 | 0 | DSM Resources
C&I - Low_26-30 | 2036 | DSM Resources | 7.3326 | 7.3326 | 7.3326 | 7.3326 | 7.3326 | 8.803 | 7.3326 | 7.3326 | 7.3326 | 7.3326 |  |  |  | 7.3326 | 7.3326 | 7.3326 | 7.3326 | 7.3326 | 8.803 | 7.3326 | 7.3326 | 7.3326 | 7.3326 | 0 | 0 | 0 | 7.3326 | 7.3326 | 7.3326 | 7.3326 | 7.3326 | 8.803 | 7.3326 | 7.3326 | 7.3326 | 7.3326 | 0 | 0 | 0 | DSM Resources
C&I - Low_26-30 | 2037 | DSM Resources | 5.523 | 5.523 | 5.523 | 5.523 | 5.523 | 6.6306 | 5.523 | 5.523 | 5.523 | 5.523 |  |  |  | 5.523 | 5.523 | 5.523 | 5.523 | 5.523 | 6.6306 | 5.523 | 5.523 | 5.523 | 5.523 | 0 | 0 | 0 | 5.523 | 5.523 | 5.523 | 5.523 | 5.523 | 6.6306 | 5.523 | 5.523 | 5.523 | 5.523 | 0 | 0 | 0 | DSM Resources
C&I - Low_26-30 | 2038 | DSM Resources | 3.7014 | 3.7014 | 3.7014 | 3.7014 | 3.7014 | 4.4437 | 3.7014 | 3.7014 | 3.7014 | 3.7014 |  |  |  | 3.7014 | 3.7014 | 3.7014 | 3.7014 | 3.7014 | 4.4437 | 3.7014 | 3.7014 | 3.7014 | 3.7014 | 0 | 0 | 0 | 3.7014 | 3.7014 | 3.7014 | 3.7014 | 3.7014 | 4.4437 | 3.7014 | 3.7014 | 3.7014 | 3.7014 | 0 | 0 | 0 | DSM Resources
C&I - Low_26-30 | 2039 | DSM Resources | 2.1768 | 2.1768 | 2.1768 | 2.1768 | 2.1768 | 2.6134 | 2.1768 | 2.1768 | 2.1768 | 2.1768 |  |  |  | 2.1768 | 2.1768 | 2.1768 | 2.1768 | 2.1768 | 2.6134 | 2.1768 | 2.1768 | 2.1768 | 2.1768 | 0 | 0 | 0 | 2.1768 | 2.1768 | 2.1768 | 2.1768 | 2.1768 | 2.6134 | 2.1768 | 2.1768 | 2.1768 | 2.1768 | 0 | 0 | 0 | DSM Resources
C&I - Low_26-30 | 2040 | DSM Resources | 0.99518 | 0.99518 | 0.99518 | 0.99518 | 0.99518 | 1.1948 | 0.99518 | 0.99518 | 0.99518 | 0.99518 |  |  |  | 0.99518 | 0.99518 | 0.99518 | 0.99518 | 0.99518 | 1.1948 | 0.99518 | 0.99518 | 0.99518 | 0.99518 | 0 | 0 | 0 | 0.99518 | 0.99518 | 0.99518 | 0.99518 | 0.99518 | 1.1948 | 0.99518 | 0.99518 | 0.99518 | 0.99518 | 0 | 0 | 0 | DSM Resources
C&I - Low_26-30 | 2041 | DSM Resources | 0.25664 | 0.25664 | 0.25664 | 0.25664 | 0.25664 | 0.30811 | 0.25664 | 0.25664 | 0.25664 | 0.25664 |  |  |  | 0.25664 | 0.25664 | 0.25664 | 0.25664 | 0.25664 | 0.30811 | 0.25664 | 0.25664 | 0.25664 | 0.25664 | 0 | 0 | 0 | 0.25664 | 0.25664 | 0.25664 | 0.25664 | 0.25664 | 0.30811 | 0.25664 | 0.25664 | 0.25664 | 0.25664 | 0 | 0 | 0 | DSM Resources
C&I - Low_26-30 | 2042 | DSM Resources | [13 empty] | 0 | 0 | 0 | 0 | 0 | 0 | 0 | 0 | 0 | 0 | 0 | 0 | 0 | 0 | 0 | 0 | 0 | 0 | 0 | 0 | 0 | 0 | 0 | 0 | 0 | 0 | DSM Resources
C&I - Low_26-30 | 2043 | DSM Resources | [13 empty] | 0 | 0 | 0 | 0 | 0 | 0 | 0 | 0 | 0 | 0 | 0 | 0 | 0 | 0 | 0 | 0 | 0 | 0 | 0 | 0 | 0 | 0 | 0 | 0 | 0 | 0 | DSM Resources
C&I - High_26-30 | 2023 | DSM Resources | [13 empty] | 0 | 0 | 0 | 0 | 0 | 0 | 0 | 0 | 0 | 0 | 0 | 0 | 0 | 0 | 0 | 0 | 0 | 0 | 0 | 0 | 0 | 0 | 0 | 0 | 0 | 0 | DSM Resources
C&I - High_26-30 | 2024 | DSM Resources | [13 empty] | 0 | 0 | 0 | 0 | 0 | 0 | 0 | 0 | 0 | 0 | 0 | 0 | 0 | 0 | 0 | 0 | 0 | 0 | 0 | 0 | 0 | 0 | 0 | 0 | 0 | 0 | DSM Resources
C&I - High_26-30 | 2025 | DSM Resources | [13 empty] | 0 | 0 | 0 | 0 | 0 | 0 | 0 | 0 | 0 | 0 | 0 | 0 | 0 | 0 | 0 | 0 | 0 | 0 | 0 | 0 | 0 | 0 | 0 | 0 | 0 | 0 | DSM Resources
C&I - High_26-30 | 2026 | DSM Resources |  |  |  |  | 0.3324 | [8 empty] | 0 | 0 | 0 | 0 | 0.3324 | 0 | 0 | 0 | 0 | 0 | 0 | 0 | 0 | 0 | 0 | 0 | 0 | 0.3324 | 0 | 0 | 0 | 0 | 0 | 0 | 0 | 0 | DSM Resources
C&I - High_26-30 | 2027 | DSM Resources |  |  |  |  | 0.45521 | [8 empty] | 0 | 0 | 0 | 0 | 0.45521 | 0 | 0 | 0 | 0 | 0 | 0 | 0 | 0 | 0 | 0 | 0 | 0 | 0.45521 | 0 | 0 | 0 | 0 | 0 | 0 | 0 | 0 | DSM Resources
C&I - High_26-30 | 2028 | DSM Resources |  |  |  |  | 0.53689 | [8 empty] | 0 | 0 | 0 | 0 | 0.53689 | 0 | 0 | 0 | 0 | 0 | 0 | 0 | 0 | 0 | 0 | 0 | 0 | 0.53689 | 0 | 0 | 0 | 0 | 0 | 0 | 0 | 0 | DSM Resources
C&I - High_26-30 | 2029 | DSM Resources |  |  |  |  | 0.65954 | [8 empty] | 0 | 0 | 0 | 0 | 0.65954 | 0 | 0 | 0 | 0 | 0 | 0 | 0 | 0 | 0 | 0 | 0 | 0 | 0.65954 | 0 | 0 | 0 | 0 | 0 | 0 | 0 | 0 | DSM Resources
C&I - High_26-30 | 2030 | DSM Resources |  |  |  |  | 0.78172 | [8 empty] | 0 | 0 | 0 | 0 | 0.78172 | 0 | 0 | 0 | 0 | 0 | 0 | 0 | 0 | 0 | 0 | 0 | 0 | 0.78172 | 0 | 0 | 0 | 0 | 0 | 0 | 0 | 0 | DSM Resources
C&I - High_26-30 | 2031 | DSM Resources | [13 empty] | 0 | 0 | 0 | 0 | 0 | 0 | 0 | 0 | 0 | 0 | 0 | 0 | 0 | 0 | 0 | 0 | 0 | 0 | 0 | 0 | 0 | 0 | 0 | 0 | 0 | 0 | DSM Resources
C&I - High_26-30 | 2032 | DSM Resources | [13 empty] | 0 | 0 | 0 | 0 | 0 | 0 | 0 | 0 | 0 | 0 | 0 | 0 | 0 | 0 | 0 | 0 | 0 | 0 | 0 | 0 | 0 | 0 | 0 | 0 | 0 | 0 | DSM Resources
C&I - High_26-30 | 2033 | DSM Resources | [13 empty] | 0 | 0 | 0 | 0 | 0 | 0 | 0 | 0 | 0 | 0 | 0 | 0 | 0 | 0 | 0 | 0 | 0 | 0 | 0 | 0 | 0 | 0 | 0 | 0 | 0 | 0 | DSM Resources
C&I - High_26-30 | 2034 | DSM Resources | [13 empty] | 0 | 0 | 0 | 0 | 0 | 0 | 0 | 0 | 0 | 0 | 0 | 0 | 0 | 0 | 0 | 0 | 0 | 0 | 0 | 0 | 0 | 0 | 0 | 0 | 0 | 0 | DSM Resources
C&I - High_26-30 | 2035 | DSM Resources | [13 empty] | 0 | 0 | 0 | 0 | 0 | 0 | 0 | 0 | 0 | 0 | 0 | 0 | 0 | 0 | 0 | 0 | 0 | 0 | 0 | 0 | 0 | 0 | 0 | 0 | 0 | 0 | DSM Resources
C&I - High_26-30 | 2036 | DSM Resources | [13 empty] | 0 | 0 | 0 | 0 | 0 | 0 | 0 | 0 | 0 | 0 | 0 | 0 | 0 | 0 | 0 | 0 | 0 | 0 | 0 | 0 | 0 | 0 | 0 | 0 | 0 | 0 | DSM Resources
C&I - High_26-30 | 2037 | DSM Resources | [13 empty] | 0 | 0 | 0 | 0 | 0 | 0 | 0 | 0 | 0 | 0 | 0 | 0 | 0 | 0 | 0 | 0 | 0 | 0 | 0 | 0 | 0 | 0 | 0 | 0 | 0 | 0 | DSM Resources
C&I - High_26-30 | 2038 | DSM Resources | [13 empty] | 0 | 0 | 0 | 0 | 0 | 0 | 0 | 0 | 0 | 0 | 0 | 0 | 0 | 0 | 0 | 0 | 0 | 0 | 0 | 0 | 0 | 0 | 0 | 0 | 0 | 0 | DSM Resources
C&I - High_26-30 | 2039 | DSM Resources | [13 empty] | 0 | 0 | 0 | 0 | 0 | 0 | 0 | 0 | 0 | 0 | 0 | 0 | 0 | 0 | 0 | 0 | 0 | 0 | 0 | 0 | 0 | 0 | 0 | 0 | 0 | 0 | DSM Resources
C&I - High_26-30 | 2040 | DSM Resources | [13 empty] | 0 | 0 | 0 | 0 | 0 | 0 | 0 | 0 | 0 | 0 | 0 | 0 | 0 | 0 | 0 | 0 | 0 | 0 | 0 | 0 | 0 | 0 | 0 | 0 | 0 | 0 | DSM Resources
C&I - High_26-30 | 2041 | DSM Resources | [13 empty] | 0 | 0 | 0 | 0 | 0 | 0 | 0 | 0 | 0 | 0 | 0 | 0 | 0 | 0 | 0 | 0 | 0 | 0 | 0 | 0 | 0 | 0 | 0 | 0 | 0 | 0 | DSM Resources
C&I - High_26-30 | 2042 | DSM Resources | [13 empty] | 0 | 0 | 0 | 0 | 0 | 0 | 0 | 0 | 0 | 0 | 0 | 0 | 0 | 0 | 0 | 0 | 0 | 0 | 0 | 0 | 0 | 0 | 0 | 0 | 0 | 0 | DSM Resources
C&I - High_26-30 | 2043 | DSM Resources | [13 empty] | 0 | 0 | 0 | 0 | 0 | 0 | 0 | 0 | 0 | 0 | 0 | 0 | 0 | 0 | 0 | 0 | 0 | 0 | 0 | 0 | 0 | 0 | 0 | 0 | 0 | 0 | DSM Resources
IQW_26-30 | 2023 | DSM Resources | [13 empty] | 0 | 0 | 0 | 0 | 0 | 0 | 0 | 0 | 0 | 0 | 0 | 0 | 0 | 0 | 0 | 0 | 0 | 0 | 0 | 0 | 0 | 0 | 0 | 0 | 0 | 0 | DSM Resources
IQW_26-30 | 2024 | DSM Resources | [13 empty] | 0 | 0 | 0 | 0 | 0 | 0 | 0 | 0 | 0 | 0 | 0 | 0 | 0 | 0 | 0 | 0 | 0 | 0 | 0 | 0 | 0 | 0 | 0 | 0 | 0 | 0 | DSM Resources
IQW_26-30 | 2025 | DSM Resources | [13 empty] | 0 | 0 | 0 | 0 | 0 | 0 | 0 | 0 | 0 | 0 | 0 | 0 | 0 | 0 | 0 | 0 | 0 | 0 | 0 | 0 | 0 | 0 | 0 | 0 | 0 | 0 | DSM Resources
IQW_26-30 | 2026 | DSM Resources | 0.082146 | 0.082146 | 0.082146 | 0.082146 | 0.082146 | 0.11232 | 0.082146 | 0.082146 | 0.082146 | 0.082146 |  |  |  | 0.082146 | 0.082146 | 0.082146 | 0.082146 | 0.082146 | 0.11232 | 0.082146 | 0.082146 | 0.082146 | 0.082146 | 0 | 0 | 0 | 0.082146 | 0.082146 | 0.082146 | 0.082146 | 0.082146 | 0.11232 | 0.082146 | 0.082146 | 0.082146 | 0.082146 | 0 | 0 | 0 | DSM Resources
IQW_26-30 | 2027 | DSM Resources | 0.15783 | 0.15783 | 0.15783 | 0.15783 | 0.15783 | 0.2158 | 0.15783 | 0.15783 | 0.15783 | 0.15783 |  |  |  | 0.15783 | 0.15783 | 0.15783 | 0.15783 | 0.15783 | 0.2158 | 0.15783 | 0.15783 | 0.15783 | 0.15783 | 0 | 0 | 0 | 0.15783 | 0.15783 | 0.15783 | 0.15783 | 0.15783 | 0.2158 | 0.15783 | 0.15783 | 0.15783 | 0.15783 | 0 | 0 | 0 | DSM Resources
IQW_26-30 | 2028 | DSM Resources | 0.22623 | 0.22623 | 0.22623 | 0.22623 | 0.22623 | 0.30933 | 0.22623 | 0.22623 | 0.22623 | 0.22623 |  |  |  | 0.22623 | 0.22623 | 0.22623 | 0.22623 | 0.22623 | 0.30933 | 0.22623 | 0.22623 | 0.22623 | 0.22623 | 0 | 0 | 0 | 0.22623 | 0.22623 | 0.22623 | 0.22623 | 0.22623 | 0.30933 | 0.22623 | 0.22623 | 0.22623 | 0.22623 | 0 | 0 | 0 | DSM Resources
IQW_26-30 | 2029 | DSM Resources | 0.28699 | 0.28699 | 0.28699 | 0.28699 | 0.28699 | 0.3924 | 0.28699 | 0.28699 | 0.28699 | 0.28699 |  |  |  | 0.28699 | 0.28699 | 0.28699 | 0.28699 | 0.28699 | 0.3924 | 0.28699 | 0.28699 | 0.28699 | 0.28699 | 0 | 0 | 0 | 0.28699 | 0.28699 | 0.28699 | 0.28699 | 0.28699 | 0.3924 | 0.28699 | 0.28699 | 0.28699 | 0.28699 | 0 | 0 | 0 | DSM Resources
IQW_26-30 | 2030 | DSM Resources | 0.33964 | 0.33964 | 0.33964 | 0.33964 | 0.33964 | 0.46439 | 0.33964 | 0.33964 | 0.33964 | 0.33964 |  |  |  | 0.33964 | 0.33964 | 0.33964 | 0.33964 | 0.33964 | 0.46439 | 0.33964 | 0.33964 | 0.33964 | 0.33964 | 0 | 0 | 0 | 0.33964 | 0.33964 | 0.33964 | 0.33964 | 0.33964 | 0.46439 | 0.33964 | 0.33964 | 0.33964 | 0.33964 | 0 | 0 | 0 | DSM Resources
IQW_26-30 | 2031 | DSM Resources | 0.30592 | 0.30592 | 0.30592 | 0.30592 | 0.30592 | 0.41828 | 0.30592 | 0.30592 | 0.30592 | 0.30592 |  |  |  | 0.30592 | 0.30592 | 0.30592 | 0.30592 | 0.30592 | 0.41828 | 0.30592 | 0.30592 | 0.30592 | 0.30592 | 0 | 0 | 0 | 0.30592 | 0.30592 | 0.30592 | 0.30592 | 0.30592 | 0.41828 | 0.30592 | 0.30592 | 0.30592 | 0.30592 | 0 | 0 | 0 | DSM Resources
IQW_26-30 | 2032 | DSM Resources | 0.27041 | 0.27041 | 0.27041 | 0.27041 | 0.27041 | 0.36973 | 0.27041 | 0.27041 | 0.27041 | 0.27041 |  |  |  | 0.27041 | 0.27041 | 0.27041 | 0.27041 | 0.27041 | 0.36973 | 0.27041 | 0.27041 | 0.27041 | 0.27041 | 0 | 0 | 0 | 0.27041 | 0.27041 | 0.27041 | 0.27041 | 0.27041 | 0.36973 | 0.27041 | 0.27041 | 0.27041 | 0.27041 | 0 | 0 | 0 | DSM Resources
IQW_26-30 | 2033 | DSM Resources | 0.2339 | 0.2339 | 0.2339 | 0.2339 | 0.2339 | 0.31981 | 0.2339 | 0.2339 | 0.2339 | 0.2339 |  |  |  | 0.2339 | 0.2339 | 0.2339 | 0.2339 | 0.2339 | 0.31981 | 0.2339 | 0.2339 | 0.2339 | 0.2339 | 0 | 0 | 0 | 0.2339 | 0.2339 | 0.2339 | 0.2339 | 0.2339 | 0.31981 | 0.2339 | 0.2339 | 0.2339 | 0.2339 | 0 | 0 | 0 | DSM Resources
IQW_26-30 | 2034 | DSM Resources | 0.19727 | 0.19727 | 0.19727 | 0.19727 | 0.19727 | 0.26973 | 0.19727 | 0.19727 | 0.19727 | 0.19727 |  |  |  | 0.19727 | 0.19727 | 0.19727 | 0.19727 | 0.19727 | 0.26973 | 0.19727 | 0.19727 | 0.19727 | 0.19727 | 0 | 0 | 0 | 0.19727 | 0.19727 | 0.19727 | 0.19727 | 0.19727 | 0.26973 | 0.19727 | 0.19727 | 0.19727 | 0.19727 | 0 | 0 | 0 | DSM Resources
IQW_26-30 | 2035 | DSM Resources | 0.16147 | 0.16147 | 0.16147 | 0.16147 | 0.16147 | 0.22077 | 0.16147 | 0.16147 | 0.16147 | 0.16147 |  |  |  | 0.16147 | 0.16147 | 0.16147 | 0.16147 | 0.16147 | 0.22077 | 0.16147 | 0.16147 | 0.16147 | 0.16147 | 0 | 0 | 0 | 0.16147 | 0.16147 | 0.16147 | 0.16147 | 0.16147 | 0.22077 | 0.16147 | 0.16147 | 0.16147 | 0.16147 | 0 | 0 | 0 | DSM Resources
IQW_26-30 | 2036 | DSM Resources | 0.12747 | 0.12747 | 0.12747 | 0.12747 | 0.12747 | 0.17429 | 0.12747 | 0.12747 | 0.12747 | 0.12747 |  |  |  | 0.12747 | 0.12747 | 0.12747 | 0.12747 | 0.12747 | 0.17429 | 0.12747 | 0.12747 | 0.12747 | 0.12747 | 0 | 0 | 0 | 0.12747 | 0.12747 | 0.12747 | 0.12747 | 0.12747 | 0.17429 | 0.12747 | 0.12747 | 0.12747 | 0.12747 | 0 | 0 | 0 | DSM Resources
IQW_26-30 | 2037 | DSM Resources | 0.096246 | 0.096246 | 0.096246 | 0.096246 | 0.096246 | 0.1316 | 0.096246 | 0.096246 | 0.096246 | 0.096246 |  |  |  | 0.096246 | 0.096246 | 0.096246 | 0.096246 | 0.096246 | 0.1316 | 0.096246 | 0.096246 | 0.096246 | 0.096246 | 0 | 0 | 0 | 0.096246 | 0.096246 | 0.096246 | 0.096246 | 0.096246 | 0.1316 | 0.096246 | 0.096246 | 0.096246 | 0.096246 | 0 | 0 | 0 | DSM Resources
IQW_26-30 | 2038 | DSM Resources | 0.068702 | 0.068702 | 0.068702 | 0.068702 | 0.068702 | 0.093936 | 0.068702 | 0.068702 | 0.068702 | 0.068702 |  |  |  | 0.068702 | 0.068702 | 0.068702 | 0.068702 | 0.068702 | 0.093936 | 0.068702 | 0.068702 | 0.068702 | 0.068702 | 0 | 0 | 0 | 0.068702 | 0.068702 | 0.068702 | 0.068702 | 0.068702 | 0.093936 | 0.068702 | 0.068702 | 0.068702 | 0.068702 | 0 | 0 | 0 | DSM Resources
IQW_26-30 | 2039 | DSM Resources | 0.045609 | 0.045609 | 0.045609 | 0.045609 | 0.045609 | 0.062361 | 0.045609 | 0.045609 | 0.045609 | 0.045609 |  |  |  | 0.045609 | 0.045609 | 0.045609 | 0.045609 | 0.045609 | 0.062361 | 0.045609 | 0.045609 | 0.045609 | 0.045609 | 0 | 0 | 0 | 0.045609 | 0.045609 | 0.045609 | 0.045609 | 0.045609 | 0.062361 | 0.045609 | 0.045609 | 0.045609 | 0.045609 | 0 | 0 | 0 | DSM Resources
IQW_26-30 | 2040 | DSM Resources | 0.027473 | 0.027473 | 0.027473 | 0.027473 | 0.027473 | 0.037564 | 0.027473 | 0.027473 | 0.027473 | 0.027473 |  |  |  | 0.027473 | 0.027473 | 0.027473 | 0.027473 | 0.027473 | 0.037564 | 0.027473 | 0.027473 | 0.027473 | 0.027473 | 0 | 0 | 0 | 0.027473 | 0.027473 | 0.027473 | 0.027473 | 0.027473 | 0.037564 | 0.027473 | 0.027473 | 0.027473 | 0.027473 | 0 | 0 | 0 | DSM Resources
IQW_26-30 | 2041 | DSM Resources | 0.014651 | 0.014651 | 0.014651 | 0.014651 | 0.014651 | 0.020032 | 0.014651 | 0.014651 | 0.014651 | 0.014651 |  |  |  | 0.014651 | 0.014651 | 0.014651 | 0.014651 | 0.014651 | 0.020032 | 0.014651 | 0.014651 | 0.014651 | 0.014651 | 0 | 0 | 0 | 0.014651 | 0.014651 | 0.014651 | 0.014651 | 0.014651 | 0.020032 | 0.014651 | 0.014651 | 0.014651 | 0.014651 | 0 | 0 | 0 | DSM Resources
IQW_26-30 | 2042 | DSM Resources | 0.0065826 | 0.0065826 | 0.0065826 | 0.0065826 | 0.0065826 | 0.0090003 | 0.0065826 | 0.0065826 | 0.0065826 | 0.0065826 |  |  |  | 0.0065826 | 0.0065826 | 0.0065826 | 0.0065826 | 0.0065826 | 0.0090003 | 0.0065826 | 0.0065826 | 0.0065826 | 0.0065826 | 0 | 0 | 0 | 0.0065826 | 0.0065826 | 0.0065826 | 0.0065826 | 0.0065826 | 0.0090003 | 0.0065826 | 0.0065826 | 0.0065826 | 0.0065826 | 0 | 0 | 0 | DSM Resources
IQW_26-30 | 2043 | DSM Resources | 0.0021984 | 0.0021984 | 0.0021984 | 0.0021984 | 0.0021984 | 0.0030059 | 0.0021984 | 0.0021984 | 0.0021984 | 0.0021984 |  |  |  | 0.0021984 | 0.0021984 | 0.0021984 | 0.0021984 | 0.0021984 | 0.0030059 | 0.0021984 | 0.0021984 | 0.0021984 | 0.0021984 | 0 | 0 | 0 | 0.0021984 | 0.0021984 | 0.0021984 | 0.0021984 | 0.0021984 | 0.0030059 | 0.0021984 | 0.0021984 | 0.0021984 | 0.0021984 | 0 | 0 | 0 | DSM Resources
Residential - Low/Medium_31-42 | 2023 | DSM Resources | [13 empty] | 0 | 0 | 0 | 0 | 0 | 0 | 0 | 0 | 0 | 0 | 0 | 0 | 0 | 0 | 0 | 0 | 0 | 0 | 0 | 0 | 0 | 0 | 0 | 0 | 0 | 0 | DSM Resources
Residential - Low/Medium_31-42 | 2024 | DSM Resources | [13 empty] | 0 | 0 | 0 | 0 | 0 | 0 | 0 | 0 | 0 | 0 | 0 | 0 | 0 | 0 | 0 | 0 | 0 | 0 | 0 | 0 | 0 | 0 | 0 | 0 | 0 | 0 | DSM Resources
Residential - Low/Medium_31-42 | 2025 | DSM Resources | [13 empty] | 0 | 0 | 0 | 0 | 0 | 0 | 0 | 0 | 0 | 0 | 0 | 0 | 0 | 0 | 0 | 0 | 0 | 0 | 0 | 0 | 0 | 0 | 0 | 0 | 0 | 0 | DSM Resources
Residential - Low/Medium_31-42 | 2026 | DSM Resources | [13 empty] | 0 | 0 | 0 | 0 | 0 | 0 | 0 | 0 | 0 | 0 | 0 | 0 | 0 | 0 | 0 | 0 | 0 | 0 | 0 | 0 | 0 | 0 | 0 | 0 | 0 | 0 | DSM Resources
Residential - Low/Medium_31-42 | 2027 | DSM Resources | [13 empty] | 0 | 0 | 0 | 0 | 0 | 0 | 0 | 0 | 0 | 0 | 0 | 0 | 0 | 0 | 0 | 0 | 0 | 0 | 0 | 0 | 0 | 0 | 0 | 0 | 0 | 0 | DSM Resources
Residential - Low/Medium_31-42 | 2028 | DSM Resources | [13 empty] | 0 | 0 | 0 | 0 | 0 | 0 | 0 | 0 | 0 | 0 | 0 | 0 | 0 | 0 | 0 | 0 | 0 | 0 | 0 | 0 | 0 | 0 | 0 | 0 | 0 | 0 | DSM Resources
Residential - Low/Medium_31-42 | 2029 | DSM Resources | [13 empty] | 0 | 0 | 0 | 0 | 0 | 0 | 0 | 0 | 0 | 0 | 0 | 0 | 0 | 0 | 0 | 0 | 0 | 0 | 0 | 0 | 0 | 0 | 0 | 0 | 0 | 0 | DSM Resources
Residential - Low/Medium_31-42 | 2030 | DSM Resources | [13 empty] | 0 | 0 | 0 | 0 | 0 | 0 | 0 | 0 | 0 | 0 | 0 | 0 | 0 | 0 | 0 | 0 | 0 | 0 | 0 | 0 | 0 | 0 | 0 | 0 | 0 | 0 | DSM Resources
Residential - Low/Medium_31-42 | 2031 | DSM Resources |  | 2.545 |  | 2.545 |  |  | 2.545 | 2.545 | 2.545 | 2.545 |  |  |  | 0 | 2.545 | 0 | 2.545 | 0 | 0 | 2.545 | 2.545 | 2.545 | 2.545 | 0 | 0 | 0 | 0 | 2.545 | 0 | 2.545 | 0 | 0 | 2.545 | 2.545 | 2.545 | 2.545 | 0 | 0 | 0 | DSM Resources
Residential - Low/Medium_31-42 | 2032 | DSM Resources |  | 4.8638 |  | 4.8638 |  |  | 4.8638 | 4.8638 | 4.8638 | 4.8638 |  |  |  | 0 | 4.8638 | 0 | 4.8638 | 0 | 0 | 4.8638 | 4.8638 | 4.8638 | 4.8638 | 0 | 0 | 0 | 0 | 4.8638 | 0 | 4.8638 | 0 | 0 | 4.8638 | 4.8638 | 4.8638 | 4.8638 | 0 | 0 | 0 | DSM Resources
Residential - Low/Medium_31-42 | 2033 | DSM Resources |  | 6.946 |  | 6.946 |  |  | 6.946 | 6.946 | 6.946 | 6.946 |  |  |  | 0 | 6.946 | 0 | 6.946 | 0 | 0 | 6.946 | 6.946 | 6.946 | 6.946 | 0 | 0 | 0 | 0 | 6.946 | 0 | 6.946 | 0 | 0 | 6.946 | 6.946 | 6.946 | 6.946 | 0 | 0 | 0 | DSM Resources
Residential - Low/Medium_31-42 | 2034 | DSM Resources |  | 8.8148 |  | 8.8148 |  |  | 8.8148 | 8.8148 | 8.8148 | 8.8148 |  |  |  | 0 | 8.8148 | 0 | 8.8148 | 0 | 0 | 8.8148 | 8.8148 | 8.8148 | 8.8148 | 0 | 0 | 0 | 0 | 8.8148 | 0 | 8.8148 | 0 | 0 | 8.8148 | 8.8148 | 8.8148 | 8.8148 | 0 | 0 | 0 | DSM Resources
Residential - Low/Medium_31-42 | 2035 | DSM Resources |  | 10.4469 |  | 10.4469 |  |  | 10.4469 | 10.4469 | 10.4469 | 10.4469 |  |  |  | 0 | 10.4469 | 0 | 10.4469 | 0 | 0 | 10.4469 | 10.4469 | 10.4469 | 10.4469 | 0 | 0 | 0 | 0 | 10.4469 | 0 | 10.4469 | 0 | 0 | 10.4469 | 10.4469 | 10.4469 | 10.4469 | 0 | 0 | 0 | DSM Resources
Residential - Low/Medium_31-42 | 2036 | DSM Resources |  | 11.837 |  | 11.837 |  |  | 11.837 | 11.837 | 11.837 | 11.837 |  |  |  | 0 | 11.837 | 0 | 11.837 | 0 | 0 | 11.837 | 11.837 | 11.837 | 11.837 | 0 | 0 | 0 | 0 | 11.837 | 0 | 11.837 | 0 | 0 | 11.837 | 11.837 | 11.837 | 11.837 | 0 | 0 | 0 | DSM Resources
Residential - Low/Medium_31-42 | 2037 | DSM Resources |  | 12.9853 |  | 12.9853 |  |  | 12.9853 | 12.9853 | 12.9853 | 12.9853 |  |  |  | 0 | 12.9853 | 0 | 12.9853 | 0 | 0 | 12.9853 | 12.9853 | 12.9853 | 12.9853 | 0 | 0 | 0 | 0 | 12.9853 | 0 | 12.9853 | 0 | 0 | 12.9853 | 12.9853 | 12.9853 | 12.9853 | 0 | 0 | 0 | DSM Resources
Residential - Low/Medium_31-42 | 2038 | DSM Resources |  | 13.8993 |  | 13.8993 |  |  | 13.8993 | 13.8993 | 13.8993 | 13.8993 |  |  |  | 0 | 13.8993 | 0 | 13.8993 | 0 | 0 | 13.8993 | 13.8993 | 13.8993 | 13.8993 | 0 | 0 | 0 | 0 | 13.8993 | 0 | 13.8993 | 0 | 0 | 13.8993 | 13.8993 | 13.8993 | 13.8993 | 0 | 0 | 0 | DSM Resources
Residential - Low/Medium_31-42 | 2039 | DSM Resources |  | 14.5914 |  | 14.5914 |  |  | 14.5914 | 14.5914 | 14.5914 | 14.5914 |  |  |  | 0 | 14.5914 | 0 | 14.5914 | 0 | 0 | 14.5914 | 14.5914 | 14.5914 | 14.5914 | 0 | 0 | 0 | 0 | 14.5914 | 0 | 14.5914 | 0 | 0 | 14.5914 | 14.5914 | 14.5914 | 14.5914 | 0 | 0 | 0 | DSM Resources
Residential - Low/Medium_31-42 | 2040 | DSM Resources |  | 15.0784 |  | 15.0784 |  |  | 15.0784 | 15.0784 | 15.0784 | 15.0784 |  |  |  | 0 | 15.0784 | 0 | 15.0784 | 0 | 0 | 15.0784 | 15.0784 | 15.0784 | 15.0784 | 0 | 0 | 0 | 0 | 15.0784 | 0 | 15.0784 | 0 | 0 | 15.0784 | 15.0784 | 15.0784 | 15.0784 | 0 | 0 | 0 | DSM Resources
Residential - Low/Medium_31-42 | 2041 | DSM Resources |  | 15.2716 |  | 15.2716 |  |  | 15.2716 | 15.2716 | 15.2716 | 15.2716 |  |  |  | 0 | 15.2716 | 0 | 15.2716 | 0 | 0 | 15.2716 | 15.2716 | 15.2716 | 15.2716 | 0 | 0 | 0 | 0 | 15.2716 | 0 | 15.2716 | 0 | 0 | 15.2716 | 15.2716 | 15.2716 | 15.2716 | 0 | 0 | 0 | DSM Resources
Residential - Low/Medium_31-42 | 2042 | DSM Resources |  | 15.2509 |  | 15.2509 |  |  | 15.2509 | 15.2509 | 15.2509 | 15.2509 |  |  |  | 0 | 15.2509 | 0 | 15.2509 | 0 | 0 | 15.2509 | 15.2509 | 15.2509 | 15.2509 | 0 | 0 | 0 | 0 | 15.2509 | 0 | 15.2509 | 0 | 0 | 15.2509 | 15.2509 | 15.2509 | 15.2509 | 0 | 0 | 0 | DSM Resources
Residential - Low/Medium_31-42 | 2043 | DSM Resources |  | 12.8813 |  | 12.8813 |  |  | 12.8813 | 12.8813 | 12.8813 | 12.8813 |  |  |  | 0 | 12.8813 | 0 | 12.8813 | 0 | 0 | 12.8813 | 12.8813 | 12.8813 | 12.8813 | 0 | 0 | 0 | 0 | 12.8813 | 0 | 12.8813 | 0 | 0 | 12.8813 | 12.8813 | 12.8813 | 12.8813 | 0 | 0 | 0 | DSM Resources
Residential - High_31-42 | 2023 | DSM Resources | [13 empty] | 0 | 0 | 0 | 0 | 0 | 0 | 0 | 0 | 0 | 0 | 0 | 0 | 0 | 0 | 0 | 0 | 0 | 0 | 0 | 0 | 0 | 0 | 0 | 0 | 0 | 0 | DSM Resources
Residential - High_31-42 | 2024 | DSM Resources | [13 empty] | 0 | 0 | 0 | 0 | 0 | 0 | 0 | 0 | 0 | 0 | 0 | 0 | 0 | 0 | 0 | 0 | 0 | 0 | 0 | 0 | 0 | 0 | 0 | 0 | 0 | 0 | DSM Resources
Residential - High_31-42 | 2025 | DSM Resources | [13 empty] | 0 | 0 | 0 | 0 | 0 | 0 | 0 | 0 | 0 | 0 | 0 | 0 | 0 | 0 | 0 | 0 | 0 | 0 | 0 | 0 | 0 | 0 | 0 | 0 | 0 | 0 | DSM Resources
Residential - High_31-42 | 2026 | DSM Resources | [13 empty] | 0 | 0 | 0 | 0 | 0 | 0 | 0 | 0 | 0 | 0 | 0 | 0 | 0 | 0 | 0 | 0 | 0 | 0 | 0 | 0 | 0 | 0 | 0 | 0 | 0 | 0 | DSM Resources
Residential - High_31-42 | 2027 | DSM Resources | [13 empty] | 0 | 0 | 0 | 0 | 0 | 0 | 0 | 0 | 0 | 0 | 0 | 0 | 0 | 0 | 0 | 0 | 0 | 0 | 0 | 0 | 0 | 0 | 0 | 0 | 0 | 0 | DSM Resources
Residential - High_31-42 | 2028 | DSM Resources | [13 empty] | 0 | 0 | 0 | 0 | 0 | 0 | 0 | 0 | 0 | 0 | 0 | 0 | 0 | 0 | 0 | 0 | 0 | 0 | 0 | 0 | 0 | 0 | 0 | 0 | 0 | 0 | DSM Resources
Residential - High_31-42 | 2029 | DSM Resources | [13 empty] | 0 | 0 | 0 | 0 | 0 | 0 | 0 | 0 | 0 | 0 | 0 | 0 | 0 | 0 | 0 | 0 | 0 | 0 | 0 | 0 | 0 | 0 | 0 | 0 | 0 | 0 | DSM Resources
Residential - High_31-42 | 2030 | DSM Resources | [13 empty] | 0 | 0 | 0 | 0 | 0 | 0 | 0 | 0 | 0 | 0 | 0 | 0 | 0 | 0 | 0 | 0 | 0 | 0 | 0 | 0 | 0 | 0 | 0 | 0 | 0 | 0 | DSM Resources
Residential - High_31-42 | 2031 | DSM Resources | [13 empty] | 0 | 0 | 0 | 0 | 0 | 0 | 0 | 0 | 0 | 0 | 0 | 0 | 0 | 0 | 0 | 0 | 0 | 0 | 0 | 0 | 0 | 0 | 0 | 0 | 0 | 0 | DSM Resources
Residential - High_31-42 | 2032 | DSM Resources | [13 empty] | 0 | 0 | 0 | 0 | 0 | 0 | 0 | 0 | 0 | 0 | 0 | 0 | 0 | 0 | 0 | 0 | 0 | 0 | 0 | 0 | 0 | 0 | 0 | 0 | 0 | 0 | DSM Resources
Residential - High_31-42 | 2033 | DSM Resources | [13 empty] | 0 | 0 | 0 | 0 | 0 | 0 | 0 | 0 | 0 | 0 | 0 | 0 | 0 | 0 | 0 | 0 | 0 | 0 | 0 | 0 | 0 | 0 | 0 | 0 | 0 | 0 | DSM Resources
Residential - High_31-42 | 2034 | DSM Resources | [13 empty] | 0 | 0 | 0 | 0 | 0 | 0 | 0 | 0 | 0 | 0 | 0 | 0 | 0 | 0 | 0 | 0 | 0 | 0 | 0 | 0 | 0 | 0 | 0 | 0 | 0 | 0 | DSM Resources
Residential - High_31-42 | 2035 | DSM Resources | [13 empty] | 0 | 0 | 0 | 0 | 0 | 0 | 0 | 0 | 0 | 0 | 0 | 0 | 0 | 0 | 0 | 0 | 0 | 0 | 0 | 0 | 0 | 0 | 0 | 0 | 0 | 0 | DSM Resources
Residential - High_31-42 | 2036 | DSM Resources | [13 empty] | 0 | 0 | 0 | 0 | 0 | 0 | 0 | 0 | 0 | 0 | 0 | 0 | 0 | 0 | 0 | 0 | 0 | 0 | 0 | 0 | 0 | 0 | 0 | 0 | 0 | 0 | DSM Resources
Residential - High_31-42 | 2037 | DSM Resources | [13 empty] | 0 | 0 | 0 | 0 | 0 | 0 | 0 | 0 | 0 | 0 | 0 | 0 | 0 | 0 | 0 | 0 | 0 | 0 | 0 | 0 | 0 | 0 | 0 | 0 | 0 | 0 | DSM Resources
Residential - High_31-42 | 2038 | DSM Resources | [13 empty] | 0 | 0 | 0 | 0 | 0 | 0 | 0 | 0 | 0 | 0 | 0 | 0 | 0 | 0 | 0 | 0 | 0 | 0 | 0 | 0 | 0 | 0 | 0 | 0 | 0 | 0 | DSM Resources
Residential - High_31-42 | 2039 | DSM Resources | [13 empty] | 0 | 0 | 0 | 0 | 0 | 0 | 0 | 0 | 0 | 0 | 0 | 0 | 0 | 0 | 0 | 0 | 0 | 0 | 0 | 0 | 0 | 0 | 0 | 0 | 0 | 0 | DSM Resources
Residential - High_31-42 | 2040 | DSM Resources | [13 empty] | 0 | 0 | 0 | 0 | 0 | 0 | 0 | 0 | 0 | 0 | 0 | 0 | 0 | 0 | 0 | 0 | 0 | 0 | 0 | 0 | 0 | 0 | 0 | 0 | 0 | 0 | DSM Resources
Residential - High_31-42 | 2041 | DSM Resources | [13 empty] | 0 | 0 | 0 | 0 | 0 | 0 | 0 | 0 | 0 | 0 | 0 | 0 | 0 | 0 | 0 | 0 | 0 | 0 | 0 | 0 | 0 | 0 | 0 | 0 | 0 | 0 | DSM Resources
Residential - High_31-42 | 2042 | DSM Resources | [13 empty] | 0 | 0 | 0 | 0 | 0 | 0 | 0 | 0 | 0 | 0 | 0 | 0 | 0 | 0 | 0 | 0 | 0 | 0 | 0 | 0 | 0 | 0 | 0 | 0 | 0 | 0 | DSM Resources
Residential - High_31-42 | 2043 | DSM Resources | [13 empty] | 0 | 0 | 0 | 0 | 0 | 0 | 0 | 0 | 0 | 0 | 0 | 0 | 0 | 0 | 0 | 0 | 0 | 0 | 0 | 0 | 0 | 0 | 0 | 0 | 0 | 0 | DSM Resources
Residential - Behavior_31-42 | 2023 | DSM Resources | [13 empty] | 0 | 0 | 0 | 0 | 0 | 0 | 0 | 0 | 0 | 0 | 0 | 0 | 0 | 0 | 0 | 0 | 0 | 0 | 0 | 0 | 0 | 0 | 0 | 0 | 0 | 0 | DSM Resources
Residential - Behavior_31-42 | 2024 | DSM Resources | [13 empty] | 0 | 0 | 0 | 0 | 0 | 0 | 0 | 0 | 0 | 0 | 0 | 0 | 0 | 0 | 0 | 0 | 0 | 0 | 0 | 0 | 0 | 0 | 0 | 0 | 0 | 0 | DSM Resources
Residential - Behavior_31-42 | 2025 | DSM Resources | [13 empty] | 0 | 0 | 0 | 0 | 0 | 0 | 0 | 0 | 0 | 0 | 0 | 0 | 0 | 0 | 0 | 0 | 0 | 0 | 0 | 0 | 0 | 0 | 0 | 0 | 0 | 0 | DSM Resources
Residential - Behavior_31-42 | 2026 | DSM Resources | [13 empty] | 0 | 0 | 0 | 0 | 0 | 0 | 0 | 0 | 0 | 0 | 0 | 0 | 0 | 0 | 0 | 0 | 0 | 0 | 0 | 0 | 0 | 0 | 0 | 0 | 0 | 0 | DSM Resources
Residential - Behavior_31-42 | 2027 | DSM Resources | [13 empty] | 0 | 0 | 0 | 0 | 0 | 0 | 0 | 0 | 0 | 0 | 0 | 0 | 0 | 0 | 0 | 0 | 0 | 0 | 0 | 0 | 0 | 0 | 0 | 0 | 0 | 0 | DSM Resources
Residential - Behavior_31-42 | 2028 | DSM Resources | [13 empty] | 0 | 0 | 0 | 0 | 0 | 0 | 0 | 0 | 0 | 0 | 0 | 0 | 0 | 0 | 0 | 0 | 0 | 0 | 0 | 0 | 0 | 0 | 0 | 0 | 0 | 0 | DSM Resources
Residential - Behavior_31-42 | 2029 | DSM Resources | [13 empty] | 0 | 0 | 0 | 0 | 0 | 0 | 0 | 0 | 0 | 0 | 0 | 0 | 0 | 0 | 0 | 0 | 0 | 0 | 0 | 0 | 0 | 0 | 0 | 0 | 0 | 0 | DSM Resources
Residential - Behavior_31-42 | 2030 | DSM Resources | [13 empty] | 0 | 0 | 0 | 0 | 0 | 0 | 0 | 0 | 0 | 0 | 0 | 0 | 0 | 0 | 0 | 0 | 0 | 0 | 0 | 0 | 0 | 0 | 0 | 0 | 0 | 0 | DSM Resources
Residential - Behavior_31-42 | 2031 | DSM Resources | [13 empty] | 0 | 0 | 0 | 0 | 0 | 0 | 0 | 0 | 0 | 0 | 0 | 0 | 0 | 0 | 0 | 0 | 0 | 0 | 0 | 0 | 0 | 0 | 0 | 0 | 0 | 0 | DSM Resources
Residential - Behavior_31-42 | 2032 | DSM Resources | [13 empty] | 0 | 0 | 0 | 0 | 0 | 0 | 0 | 0 | 0 | 0 | 0 | 0 | 0 | 0 | 0 | 0 | 0 | 0 | 0 | 0 | 0 | 0 | 0 | 0 | 0 | 0 | DSM Resources
Residential - Behavior_31-42 | 2033 | DSM Resources | [13 empty] | 0 | 0 | 0 | 0 | 0 | 0 | 0 | 0 | 0 | 0 | 0 | 0 | 0 | 0 | 0 | 0 | 0 | 0 | 0 | 0 | 0 | 0 | 0 | 0 | 0 | 0 | DSM Resources
Residential - Behavior_31-42 | 2034 | DSM Resources | [13 empty] | 0 | 0 | 0 | 0 | 0 | 0 | 0 | 0 | 0 | 0 | 0 | 0 | 0 | 0 | 0 | 0 | 0 | 0 | 0 | 0 | 0 | 0 | 0 | 0 | 0 | 0 | DSM Resources
Residential - Behavior_31-42 | 2035 | DSM Resources | [13 empty] | 0 | 0 | 0 | 0 | 0 | 0 | 0 | 0 | 0 | 0 | 0 | 0 | 0 | 0 | 0 | 0 | 0 | 0 | 0 | 0 | 0 | 0 | 0 | 0 | 0 | 0 | DSM Resources
Residential - Behavior_31-42 | 2036 | DSM Resources | [13 empty] | 0 | 0 | 0 | 0 | 0 | 0 | 0 | 0 | 0 | 0 | 0 | 0 | 0 | 0 | 0 | 0 | 0 | 0 | 0 | 0 | 0 | 0 | 0 | 0 | 0 | 0 | DSM Resources
Residential - Behavior_31-42 | 2037 | DSM Resources | [13 empty] | 0 | 0 | 0 | 0 | 0 | 0 | 0 | 0 | 0 | 0 | 0 | 0 | 0 | 0 | 0 | 0 | 0 | 0 | 0 | 0 | 0 | 0 | 0 | 0 | 0 | 0 | DSM Resources
Residential - Behavior_31-42 | 2038 | DSM Resources | [13 empty] | 0 | 0 | 0 | 0 | 0 | 0 | 0 | 0 | 0 | 0 | 0 | 0 | 0 | 0 | 0 | 0 | 0 | 0 | 0 | 0 | 0 | 0 | 0 | 0 | 0 | 0 | DSM Resources
Residential - Behavior_31-42 | 2039 | DSM Resources | [13 empty] | 0 | 0 | 0 | 0 | 0 | 0 | 0 | 0 | 0 | 0 | 0 | 0 | 0 | 0 | 0 | 0 | 0 | 0 | 0 | 0 | 0 | 0 | 0 | 0 | 0 | 0 | DSM Resources
Residential - Behavior_31-42 | 2040 | DSM Resources | [13 empty] | 0 | 0 | 0 | 0 | 0 | 0 | 0 | 0 | 0 | 0 | 0 | 0 | 0 | 0 | 0 | 0 | 0 | 0 | 0 | 0 | 0 | 0 | 0 | 0 | 0 | 0 | DSM Resources
Residential - Behavior_31-42 | 2041 | DSM Resources | [13 empty] | 0 | 0 | 0 | 0 | 0 | 0 | 0 | 0 | 0 | 0 | 0 | 0 | 0 | 0 | 0 | 0 | 0 | 0 | 0 | 0 | 0 | 0 | 0 | 0 | 0 | 0 | DSM Resources
Residential - Behavior_31-42 | 2042 | DSM Resources | [13 empty] | 0 | 0 | 0 | 0 | 0 | 0 | 0 | 0 | 0 | 0 | 0 | 0 | 0 | 0 | 0 | 0 | 0 | 0 | 0 | 0 | 0 | 0 | 0 | 0 | 0 | 0 | DSM Resources
Residential - Behavior_31-42 | 2043 | DSM Resources | [13 empty] | 0 | 0 | 0 | 0 | 0 | 0 | 0 | 0 | 0 | 0 | 0 | 0 | 0 | 0 | 0 | 0 | 0 | 0 | 0 | 0 | 0 | 0 | 0 | 0 | 0 | 0 | DSM Resources
C&I - Low_31-42 | 2023 | DSM Resources | [13 empty] | 0 | 0 | 0 | 0 | 0 | 0 | 0 | 0 | 0 | 0 | 0 | 0 | 0 | 0 | 0 | 0 | 0 | 0 | 0 | 0 | 0 | 0 | 0 | 0 | 0 | 0 | DSM Resources
C&I - Low_31-42 | 2024 | DSM Resources | [13 empty] | 0 | 0 | 0 | 0 | 0 | 0 | 0 | 0 | 0 | 0 | 0 | 0 | 0 | 0 | 0 | 0 | 0 | 0 | 0 | 0 | 0 | 0 | 0 | 0 | 0 | 0 | DSM Resources
C&I - Low_31-42 | 2025 | DSM Resources | [13 empty] | 0 | 0 | 0 | 0 | 0 | 0 | 0 | 0 | 0 | 0 | 0 | 0 | 0 | 0 | 0 | 0 | 0 | 0 | 0 | 0 | 0 | 0 | 0 | 0 | 0 | 0 | DSM Resources
C&I - Low_31-42 | 2026 | DSM Resources | [13 empty] | 0 | 0 | 0 | 0 | 0 | 0 | 0 | 0 | 0 | 0 | 0 | 0 | 0 | 0 | 0 | 0 | 0 | 0 | 0 | 0 | 0 | 0 | 0 | 0 | 0 | 0 | DSM Resources
C&I - Low_31-42 | 2027 | DSM Resources | [13 empty] | 0 | 0 | 0 | 0 | 0 | 0 | 0 | 0 | 0 | 0 | 0 | 0 | 0 | 0 | 0 | 0 | 0 | 0 | 0 | 0 | 0 | 0 | 0 | 0 | 0 | 0 | DSM Resources
C&I - Low_31-42 | 2028 | DSM Resources | [13 empty] | 0 | 0 | 0 | 0 | 0 | 0 | 0 | 0 | 0 | 0 | 0 | 0 | 0 | 0 | 0 | 0 | 0 | 0 | 0 | 0 | 0 | 0 | 0 | 0 | 0 | 0 | DSM Resources
C&I - Low_31-42 | 2029 | DSM Resources | [13 empty] | 0 | 0 | 0 | 0 | 0 | 0 | 0 | 0 | 0 | 0 | 0 | 0 | 0 | 0 | 0 | 0 | 0 | 0 | 0 | 0 | 0 | 0 | 0 | 0 | 0 | 0 | DSM Resources
C&I - Low_31-42 | 2030 | DSM Resources | [13 empty] | 0 | 0 | 0 | 0 | 0 | 0 | 0 | 0 | 0 | 0 | 0 | 0 | 0 | 0 | 0 | 0 | 0 | 0 | 0 | 0 | 0 | 0 | 0 | 0 | 0 | 0 | DSM Resources
C&I - Low_31-42 | 2031 | DSM Resources | 4.3673 |  | 4.3673 | 4.3673 |  | 4.3673 | 4.3673 | 4.3673 | 4.3673 | 4.3673 |  |  |  | 4.3673 | 0 | 4.3673 | 4.3673 | 0 | 4.3673 | 4.3673 | 4.3673 | 4.3673 | 4.3673 | 0 | 0 | 0 | 4.3673 | 0 | 4.3673 | 4.3673 | 0 | 4.3673 | 4.3673 | 4.3673 | 4.3673 | 4.3673 | 0 | 0 | 0 | DSM Resources
C&I - Low_31-42 | 2032 | DSM Resources | 8.3628 |  | 8.3628 | 8.3628 |  | 8.3628 | 8.3628 | 8.3628 | 8.3628 | 8.3628 |  |  |  | 8.3628 | 0 | 8.3628 | 8.3628 | 0 | 8.3628 | 8.3628 | 8.3628 | 8.3628 | 8.3628 | 0 | 0 | 0 | 8.3628 | 0 | 8.3628 | 8.3628 | 0 | 8.3628 | 8.3628 | 8.3628 | 8.3628 | 8.3628 | 0 | 0 | 0 | DSM Resources
C&I - Low_31-42 | 2033 | DSM Resources | 11.9571 |  | 11.9571 | 11.9571 |  | 11.9571 | 11.9571 | 11.9571 | 11.9571 | 11.9571 |  |  |  | 11.9571 | 0 | 11.9571 | 11.9571 | 0 | 11.9571 | 11.9571 | 11.9571 | 11.9571 | 11.9571 | 0 | 0 | 0 | 11.9571 | 0 | 11.9571 | 11.9571 | 0 | 11.9571 | 11.9571 | 11.9571 | 11.9571 | 11.9571 | 0 | 0 | 0 | DSM Resources
C&I - Low_31-42 | 2034 | DSM Resources | 15.1289 |  | 15.1289 | 15.1289 |  | 15.1289 | 15.1289 | 15.1289 | 15.1289 | 15.1289 |  |  |  | 15.1289 | 0 | 15.1289 | 15.1289 | 0 | 15.1289 | 15.1289 | 15.1289 | 15.1289 | 15.1289 | 0 | 0 | 0 | 15.1289 | 0 | 15.1289 | 15.1289 | 0 | 15.1289 | 15.1289 | 15.1289 | 15.1289 | 15.1289 | 0 | 0 | 0 | DSM Resources
C&I - Low_31-42 | 2035 | DSM Resources | 17.9696 |  | 17.9696 | 17.9696 |  | 17.9696 | 17.9696 | 17.9696 | 17.9696 | 17.9696 |  |  |  | 17.9696 | 0 | 17.9696 | 17.9696 | 0 | 17.9696 | 17.9696 | 17.9696 | 17.9696 | 17.9696 | 0 | 0 | 0 | 17.9696 | 0 | 17.9696 | 17.9696 | 0 | 17.9696 | 17.9696 | 17.9696 | 17.9696 | 17.9696 | 0 | 0 | 0 | DSM Resources
C&I - Low_31-42 | 2036 | DSM Resources | 20.3041 |  | 20.3041 | 20.3041 |  | 20.3041 | 20.3041 | 20.3041 | 20.3041 | 20.3041 |  |  |  | 20.3041 | 0 | 20.3041 | 20.3041 | 0 | 20.3041 | 20.3041 | 20.3041 | 20.3041 | 20.3041 | 0 | 0 | 0 | 20.3041 | 0 | 20.3041 | 20.3041 | 0 | 20.3041 | 20.3041 | 20.3041 | 20.3041 | 20.3041 | 0 | 0 | 0 | DSM Resources
C&I - Low_31-42 | 2037 | DSM Resources | 22.1921 |  | 22.1921 | 22.1921 |  | 22.1921 | 22.1921 | 22.1921 | 22.1921 | 22.1921 |  |  |  | 22.1921 | 0 | 22.1921 | 22.1921 | 0 | 22.1921 | 22.1921 | 22.1921 | 22.1921 | 22.1921 | 0 | 0 | 0 | 22.1921 | 0 | 22.1921 | 22.1921 | 0 | 22.1921 | 22.1921 | 22.1921 | 22.1921 | 22.1921 | 0 | 0 | 0 | DSM Resources
C&I - Low_31-42 | 2038 | DSM Resources | 24.1277 |  | 24.1277 | 24.1277 |  | 24.1277 | 24.1277 | 24.1277 | 24.1277 | 24.1277 |  |  |  | 24.1277 | 0 | 24.1277 | 24.1277 | 0 | 24.1277 | 24.1277 | 24.1277 | 24.1277 | 24.1277 | 0 | 0 | 0 | 24.1277 | 0 | 24.1277 | 24.1277 | 0 | 24.1277 | 24.1277 | 24.1277 | 24.1277 | 24.1277 | 0 | 0 | 0 | DSM Resources
C&I - Low_31-42 | 2039 | DSM Resources | 25.6755 |  | 25.6755 | 25.6755 |  | 25.6755 | 25.6755 | 25.6755 | 25.6755 | 25.6755 |  |  |  | 25.6755 | 0 | 25.6755 | 25.6755 | 0 | 25.6755 | 25.6755 | 25.6755 | 25.6755 | 25.6755 | 0 | 0 | 0 | 25.6755 | 0 | 25.6755 | 25.6755 | 0 | 25.6755 | 25.6755 | 25.6755 | 25.6755 | 25.6755 | 0 | 0 | 0 | DSM Resources
C&I - Low_31-42 | 2040 | DSM Resources | 26.8091 |  | 26.8091 | 26.8091 |  | 26.8091 | 26.8091 | 26.8091 | 26.8091 | 26.8091 |  |  |  | 26.8091 | 0 | 26.8091 | 26.8091 | 0 | 26.8091 | 26.8091 | 26.8091 | 26.8091 | 26.8091 | 0 | 0 | 0 | 26.8091 | 0 | 26.8091 | 26.8091 | 0 | 26.8091 | 26.8091 | 26.8091 | 26.8091 | 26.8091 | 0 | 0 | 0 | DSM Resources
C&I - Low_31-42 | 2041 | DSM Resources | 27.6235 |  | 27.6235 | 27.6235 |  | 27.6235 | 27.6235 | 27.6235 | 27.6235 | 27.6235 |  |  |  | 27.6235 | 0 | 27.6235 | 27.6235 | 0 | 27.6235 | 27.6235 | 27.6235 | 27.6235 | 27.6235 | 0 | 0 | 0 | 27.6235 | 0 | 27.6235 | 27.6235 | 0 | 27.6235 | 27.6235 | 27.6235 | 27.6235 | 27.6235 | 0 | 0 | 0 | DSM Resources
C&I - Low_31-42 | 2042 | DSM Resources | 27.7397 |  | 27.7397 | 27.7397 |  | 27.7397 | 27.7397 | 27.7397 | 27.7397 | 27.7397 |  |  |  | 27.7397 | 0 | 27.7397 | 27.7397 | 0 | 27.7397 | 27.7397 | 27.7397 | 27.7397 | 27.7397 | 0 | 0 | 0 | 27.7397 | 0 | 27.7397 | 27.7397 | 0 | 27.7397 | 27.7397 | 27.7397 | 27.7397 | 27.7397 | 0 | 0 | 0 | DSM Resources
C&I - Low_31-42 | 2043 | DSM Resources | 23.3989 |  | 23.3989 | 23.3989 |  | 23.3989 | 23.3989 | 23.3989 | 23.3989 | 23.3989 |  |  |  | 23.3989 | 0 | 23.3989 | 23.3989 | 0 | 23.3989 | 23.3989 | 23.3989 | 23.3989 | 23.3989 | 0 | 0 | 0 | 23.3989 | 0 | 23.3989 | 23.3989 | 0 | 23.3989 | 23.3989 | 23.3989 | 23.3989 | 23.3989 | 0 | 0 | 0 | DSM Resources
C&I - High_31-42 | 2023 | DSM Resources | [13 empty] | 0 | 0 | 0 | 0 | 0 | 0 | 0 | 0 | 0 | 0 | 0 | 0 | 0 | 0 | 0 | 0 | 0 | 0 | 0 | 0 | 0 | 0 | 0 | 0 | 0 | 0 | DSM Resources
C&I - High_31-42 | 2024 | DSM Resources | [13 empty] | 0 | 0 | 0 | 0 | 0 | 0 | 0 | 0 | 0 | 0 | 0 | 0 | 0 | 0 | 0 | 0 | 0 | 0 | 0 | 0 | 0 | 0 | 0 | 0 | 0 | 0 | DSM Resources
C&I - High_31-42 | 2025 | DSM Resources | [13 empty] | 0 | 0 | 0 | 0 | 0 | 0 | 0 | 0 | 0 | 0 | 0 | 0 | 0 | 0 | 0 | 0 | 0 | 0 | 0 | 0 | 0 | 0 | 0 | 0 | 0 | 0 | DSM Resources
C&I - High_31-42 | 2026 | DSM Resources | [13 empty] | 0 | 0 | 0 | 0 | 0 | 0 | 0 | 0 | 0 | 0 | 0 | 0 | 0 | 0 | 0 | 0 | 0 | 0 | 0 | 0 | 0 | 0 | 0 | 0 | 0 | 0 | DSM Resources
C&I - High_31-42 | 2027 | DSM Resources | [13 empty] | 0 | 0 | 0 | 0 | 0 | 0 | 0 | 0 | 0 | 0 | 0 | 0 | 0 | 0 | 0 | 0 | 0 | 0 | 0 | 0 | 0 | 0 | 0 | 0 | 0 | 0 | DSM Resources
C&I - High_31-42 | 2028 | DSM Resources | [13 empty] | 0 | 0 | 0 | 0 | 0 | 0 | 0 | 0 | 0 | 0 | 0 | 0 | 0 | 0 | 0 | 0 | 0 | 0 | 0 | 0 | 0 | 0 | 0 | 0 | 0 | 0 | DSM Resources
C&I - High_31-42 | 2029 | DSM Resources | [13 empty] | 0 | 0 | 0 | 0 | 0 | 0 | 0 | 0 | 0 | 0 | 0 | 0 | 0 | 0 | 0 | 0 | 0 | 0 | 0 | 0 | 0 | 0 | 0 | 0 | 0 | 0 | DSM Resources
C&I - High_31-42 | 2030 | DSM Resources | [13 empty] | 0 | 0 | 0 | 0 | 0 | 0 | 0 | 0 | 0 | 0 | 0 | 0 | 0 | 0 | 0 | 0 | 0 | 0 | 0 | 0 | 0 | 0 | 0 | 0 | 0 | 0 | DSM Resources
C&I - High_31-42 | 2031 | DSM Resources | [13 empty] | 0 | 0 | 0 | 0 | 0 | 0 | 0 | 0 | 0 | 0 | 0 | 0 | 0 | 0 | 0 | 0 | 0 | 0 | 0 | 0 | 0 | 0 | 0 | 0 | 0 | 0 | DSM Resources
C&I - High_31-42 | 2032 | DSM Resources | [13 empty] | 0 | 0 | 0 | 0 | 0 | 0 | 0 | 0 | 0 | 0 | 0 | 0 | 0 | 0 | 0 | 0 | 0 | 0 | 0 | 0 | 0 | 0 | 0 | 0 | 0 | 0 | DSM Resources
C&I - High_31-42 | 2033 | DSM Resources | [13 empty] | 0 | 0 | 0 | 0 | 0 | 0 | 0 | 0 | 0 | 0 | 0 | 0 | 0 | 0 | 0 | 0 | 0 | 0 | 0 | 0 | 0 | 0 | 0 | 0 | 0 | 0 | DSM Resources
C&I - High_31-42 | 2034 | DSM Resources | [13 empty] | 0 | 0 | 0 | 0 | 0 | 0 | 0 | 0 | 0 | 0 | 0 | 0 | 0 | 0 | 0 | 0 | 0 | 0 | 0 | 0 | 0 | 0 | 0 | 0 | 0 | 0 | DSM Resources
C&I - High_31-42 | 2035 | DSM Resources | [13 empty] | 0 | 0 | 0 | 0 | 0 | 0 | 0 | 0 | 0 | 0 | 0 | 0 | 0 | 0 | 0 | 0 | 0 | 0 | 0 | 0 | 0 | 0 | 0 | 0 | 0 | 0 | DSM Resources
C&I - High_31-42 | 2036 | DSM Resources | [13 empty] | 0 | 0 | 0 | 0 | 0 | 0 | 0 | 0 | 0 | 0 | 0 | 0 | 0 | 0 | 0 | 0 | 0 | 0 | 0 | 0 | 0 | 0 | 0 | 0 | 0 | 0 | DSM Resources
C&I - High_31-42 | 2037 | DSM Resources | [13 empty] | 0 | 0 | 0 | 0 | 0 | 0 | 0 | 0 | 0 | 0 | 0 | 0 | 0 | 0 | 0 | 0 | 0 | 0 | 0 | 0 | 0 | 0 | 0 | 0 | 0 | 0 | DSM Resources
C&I - High_31-42 | 2038 | DSM Resources | [13 empty] | 0 | 0 | 0 | 0 | 0 | 0 | 0 | 0 | 0 | 0 | 0 | 0 | 0 | 0 | 0 | 0 | 0 | 0 | 0 | 0 | 0 | 0 | 0 | 0 | 0 | 0 | DSM Resources
C&I - High_31-42 | 2039 | DSM Resources | [13 empty] | 0 | 0 | 0 | 0 | 0 | 0 | 0 | 0 | 0 | 0 | 0 | 0 | 0 | 0 | 0 | 0 | 0 | 0 | 0 | 0 | 0 | 0 | 0 | 0 | 0 | 0 | DSM Resources
C&I - High_31-42 | 2040 | DSM Resources | [13 empty] | 0 | 0 | 0 | 0 | 0 | 0 | 0 | 0 | 0 | 0 | 0 | 0 | 0 | 0 | 0 | 0 | 0 | 0 | 0 | 0 | 0 | 0 | 0 | 0 | 0 | 0 | DSM Resources
C&I - High_31-42 | 2041 | DSM Resources | [13 empty] | 0 | 0 | 0 | 0 | 0 | 0 | 0 | 0 | 0 | 0 | 0 | 0 | 0 | 0 | 0 | 0 | 0 | 0 | 0 | 0 | 0 | 0 | 0 | 0 | 0 | 0 | DSM Resources
C&I - High_31-42 | 2042 | DSM Resources | [13 empty] | 0 | 0 | 0 | 0 | 0 | 0 | 0 | 0 | 0 | 0 | 0 | 0 | 0 | 0 | 0 | 0 | 0 | 0 | 0 | 0 | 0 | 0 | 0 | 0 | 0 | 0 | DSM Resources
C&I - High_31-42 | 2043 | DSM Resources | [13 empty] | 0 | 0 | 0 | 0 | 0 | 0 | 0 | 0 | 0 | 0 | 0 | 0 | 0 | 0 | 0 | 0 | 0 | 0 | 0 | 0 | 0 | 0 | 0 | 0 | 0 | 0 | DSM Resources
IQW_31-42 | 2023 | DSM Resources | [13 empty] | 0 | 0 | 0 | 0 | 0 | 0 | 0 | 0 | 0 | 0 | 0 | 0 | 0 | 0 | 0 | 0 | 0 | 0 | 0 | 0 | 0 | 0 | 0 | 0 | 0 | 0 | DSM Resources
IQW_31-42 | 2024 | DSM Resources | [13 empty] | 0 | 0 | 0 | 0 | 0 | 0 | 0 | 0 | 0 | 0 | 0 | 0 | 0 | 0 | 0 | 0 | 0 | 0 | 0 | 0 | 0 | 0 | 0 | 0 | 0 | 0 | DSM Resources
IQW_31-42 | 2025 | DSM Resources | [13 empty] | 0 | 0 | 0 | 0 | 0 | 0 | 0 | 0 | 0 | 0 | 0 | 0 | 0 | 0 | 0 | 0 | 0 | 0 | 0 | 0 | 0 | 0 | 0 | 0 | 0 | 0 | DSM Resources
IQW_31-42 | 2026 | DSM Resources | [13 empty] | 0 | 0 | 0 | 0 | 0 | 0 | 0 | 0 | 0 | 0 | 0 | 0 | 0 | 0 | 0 | 0 | 0 | 0 | 0 | 0 | 0 | 0 | 0 | 0 | 0 | 0 | DSM Resources
IQW_31-42 | 2027 | DSM Resources | [13 empty] | 0 | 0 | 0 | 0 | 0 | 0 | 0 | 0 | 0 | 0 | 0 | 0 | 0 | 0 | 0 | 0 | 0 | 0 | 0 | 0 | 0 | 0 | 0 | 0 | 0 | 0 | DSM Resources
IQW_31-42 | 2028 | DSM Resources | [13 empty] | 0 | 0 | 0 | 0 | 0 | 0 | 0 | 0 | 0 | 0 | 0 | 0 | 0 | 0 | 0 | 0 | 0 | 0 | 0 | 0 | 0 | 0 | 0 | 0 | 0 | 0 | DSM Resources
IQW_31-42 | 2029 | DSM Resources | [13 empty] | 0 | 0 | 0 | 0 | 0 | 0 | 0 | 0 | 0 | 0 | 0 | 0 | 0 | 0 | 0 | 0 | 0 | 0 | 0 | 0 | 0 | 0 | 0 | 0 | 0 | 0 | DSM Resources
IQW_31-42 | 2030 | DSM Resources | [13 empty] | 0 | 0 | 0 | 0 | 0 | 0 | 0 | 0 | 0 | 0 | 0 | 0 | 0 | 0 | 0 | 0 | 0 | 0 | 0 | 0 | 0 | 0 | 0 | 0 | 0 | 0 | DSM Resources
IQW_31-42 | 2031 | DSM Resources | 0.081661 | 0.081661 | 0.081661 | 0.081661 | 0.081661 | 0.11485 | 0.081661 | 0.081661 | 0.081661 | 0.081661 |  |  |  | 0.081661 | 0.081661 | 0.081661 | 0.081661 | 0.081661 | 0.11485 | 0.081661 | 0.081661 | 0.081661 | 0.081661 | 0 | 0 | 0 | 0.081661 | 0.081661 | 0.081661 | 0.081661 | 0.081661 | 0.11485 | 0.081661 | 0.081661 | 0.081661 | 0.081661 | 0 | 0 | 0 | DSM Resources
IQW_31-42 | 2032 | DSM Resources | 0.15664 | 0.15664 | 0.15664 | 0.15664 | 0.15664 | 0.2203 | 0.15664 | 0.15664 | 0.15664 | 0.15664 |  |  |  | 0.15664 | 0.15664 | 0.15664 | 0.15664 | 0.15664 | 0.2203 | 0.15664 | 0.15664 | 0.15664 | 0.15664 | 0 | 0 | 0 | 0.15664 | 0.15664 | 0.15664 | 0.15664 | 0.15664 | 0.2203 | 0.15664 | 0.15664 | 0.15664 | 0.15664 | 0 | 0 | 0 | DSM Resources
IQW_31-42 | 2033 | DSM Resources | 0.22454 | 0.22454 | 0.22454 | 0.22454 | 0.22454 | 0.31579 | 0.22454 | 0.22454 | 0.22454 | 0.22454 |  |  |  | 0.22454 | 0.22454 | 0.22454 | 0.22454 | 0.22454 | 0.31579 | 0.22454 | 0.22454 | 0.22454 | 0.22454 | 0 | 0 | 0 | 0.22454 | 0.22454 | 0.22454 | 0.22454 | 0.22454 | 0.31579 | 0.22454 | 0.22454 | 0.22454 | 0.22454 | 0 | 0 | 0 | DSM Resources
IQW_31-42 | 2034 | DSM Resources | 0.28503 | 0.28503 | 0.28503 | 0.28503 | 0.28503 | 0.40085 | 0.28503 | 0.28503 | 0.28503 | 0.28503 |  |  |  | 0.28503 | 0.28503 | 0.28503 | 0.28503 | 0.28503 | 0.40085 | 0.28503 | 0.28503 | 0.28503 | 0.28503 | 0 | 0 | 0 | 0.28503 | 0.28503 | 0.28503 | 0.28503 | 0.28503 | 0.40085 | 0.28503 | 0.28503 | 0.28503 | 0.28503 | 0 | 0 | 0 | DSM Resources
IQW_31-42 | 2035 | DSM Resources | 0.33939 | 0.33939 | 0.33939 | 0.33939 | 0.33939 | 0.47731 | 0.33939 | 0.33939 | 0.33939 | 0.33939 |  |  |  | 0.33939 | 0.33939 | 0.33939 | 0.33939 | 0.33939 | 0.47731 | 0.33939 | 0.33939 | 0.33939 | 0.33939 | 0 | 0 | 0 | 0.33939 | 0.33939 | 0.33939 | 0.33939 | 0.33939 | 0.47731 | 0.33939 | 0.33939 | 0.33939 | 0.33939 | 0 | 0 | 0 | DSM Resources
IQW_31-42 | 2036 | DSM Resources | 0.38581 | 0.38581 | 0.38581 | 0.38581 | 0.38581 | 0.54259 | 0.38581 | 0.38581 | 0.38581 | 0.38581 |  |  |  | 0.38581 | 0.38581 | 0.38581 | 0.38581 | 0.38581 | 0.54259 | 0.38581 | 0.38581 | 0.38581 | 0.38581 | 0 | 0 | 0 | 0.38581 | 0.38581 | 0.38581 | 0.38581 | 0.38581 | 0.54259 | 0.38581 | 0.38581 | 0.38581 | 0.38581 | 0 | 0 | 0 | DSM Resources
IQW_31-42 | 2037 | DSM Resources | 0.42448 | 0.42448 | 0.42448 | 0.42448 | 0.42448 | 0.59698 | 0.42448 | 0.42448 | 0.42448 | 0.42448 |  |  |  | 0.42448 | 0.42448 | 0.42448 | 0.42448 | 0.42448 | 0.59698 | 0.42448 | 0.42448 | 0.42448 | 0.42448 | 0 | 0 | 0 | 0.42448 | 0.42448 | 0.42448 | 0.42448 | 0.42448 | 0.59698 | 0.42448 | 0.42448 | 0.42448 | 0.42448 | 0 | 0 | 0 | DSM Resources
IQW_31-42 | 2038 | DSM Resources | 0.45569 | 0.45569 | 0.45569 | 0.45569 | 0.45569 | 0.64087 | 0.45569 | 0.45569 | 0.45569 | 0.45569 |  |  |  | 0.45569 | 0.45569 | 0.45569 | 0.45569 | 0.45569 | 0.64087 | 0.45569 | 0.45569 | 0.45569 | 0.45569 | 0 | 0 | 0 | 0.45569 | 0.45569 | 0.45569 | 0.45569 | 0.45569 | 0.64087 | 0.45569 | 0.45569 | 0.45569 | 0.45569 | 0 | 0 | 0 | DSM Resources
IQW_31-42 | 2039 | DSM Resources | 0.47983 | 0.47983 | 0.47983 | 0.47983 | 0.47983 | 0.67482 | 0.47983 | 0.47983 | 0.47983 | 0.47983 |  |  |  | 0.47983 | 0.47983 | 0.47983 | 0.47983 | 0.47983 | 0.67482 | 0.47983 | 0.47983 | 0.47983 | 0.47983 | 0 | 0 | 0 | 0.47983 | 0.47983 | 0.47983 | 0.47983 | 0.47983 | 0.67482 | 0.47983 | 0.47983 | 0.47983 | 0.47983 | 0 | 0 | 0 | DSM Resources
IQW_31-42 | 2040 | DSM Resources | 0.49765 | 0.49765 | 0.49765 | 0.49765 | 0.49765 | 0.69988 | 0.49765 | 0.49765 | 0.49765 | 0.49765 |  |  |  | 0.49765 | 0.49765 | 0.49765 | 0.49765 | 0.49765 | 0.69988 | 0.49765 | 0.49765 | 0.49765 | 0.49765 | 0 | 0 | 0 | 0.49765 | 0.49765 | 0.49765 | 0.49765 | 0.49765 | 0.69988 | 0.49765 | 0.49765 | 0.49765 | 0.49765 | 0 | 0 | 0 | DSM Resources
IQW_31-42 | 2041 | DSM Resources | 0.50989 | 0.50989 | 0.50989 | 0.50989 | 0.50989 | 0.71709 | 0.50989 | 0.50989 | 0.50989 | 0.50989 |  |  |  | 0.50989 | 0.50989 | 0.50989 | 0.50989 | 0.50989 | 0.71709 | 0.50989 | 0.50989 | 0.50989 | 0.50989 | 0 | 0 | 0 | 0.50989 | 0.50989 | 0.50989 | 0.50989 | 0.50989 | 0.71709 | 0.50989 | 0.50989 | 0.50989 | 0.50989 | 0 | 0 | 0 | DSM Resources
IQW_31-42 | 2042 | DSM Resources | 0.51747 | 0.51747 | 0.51747 | 0.51747 | 0.51747 | 0.72776 | 0.51747 | 0.51747 | 0.51747 | 0.51747 |  |  |  | 0.51747 | 0.51747 | 0.51747 | 0.51747 | 0.51747 | 0.72776 | 0.51747 | 0.51747 | 0.51747 | 0.51747 | 0 | 0 | 0 | 0.51747 | 0.51747 | 0.51747 | 0.51747 | 0.51747 | 0.72776 | 0.51747 | 0.51747 | 0.51747 | 0.51747 | 0 | 0 | 0 | DSM Resources
IQW_31-42 | 2043 | DSM Resources | 0.44198 | 0.44198 | 0.44198 | 0.44198 | 0.44198 | 0.62159 | 0.44198 | 0.44198 | 0.44198 | 0.44198 |  |  |  | 0.44198 | 0.44198 | 0.44198 | 0.44198 | 0.44198 | 0.62159 | 0.44198 | 0.44198 | 0.44198 | 0.44198 | 0 | 0 | 0 | 0.44198 | 0.44198 | 0.44198 | 0.44198 | 0.44198 | 0.62159 | 0.44198 | 0.44198 | 0.44198 | 0.44198 | 0 | 0 | 0 | DSM Resources
23/24 Capacity Contract | 2023 | Capacity Purchase | 73 | 73 | 105 | 73 | 73 | 405 | 73 | 73 | 73 | 73 | 73 |  |  | 73 | 73 | 105 | 73 | 73 | 405 | 73 | 73 | 73 | 73 | 73 | 0 | 0 | 73 | 73 | 105 | 73 | 73 | 405 | 73 | 73 | 73 | 73 | 73 | 0 | 0 | Capacity Purchase
24/25 Capacity Contract | 2024 | Capacity Purchase | 78 | 78 | 118 | 78 | 78 | 466 | 78 | 81 | 81 | 78 | 78 |  |  | 78 | 78 | 118 | 78 | 78 | 466 | 78 | 81 | 81 | 78 | 78 | 0 | 0 | 78 | 78 | 118 | 78 | 78 | 466 | 78 | 81 | 81 | 78 | 78 | 0 | 0 | Capacity Purchase
25/26 Capacity Contract | 2025 | Capacity Purchase | 78 | 78 | 103 | 78 | 78 | 454 | 78 | 78 | 78 | 78 | 78 |  |  | 78 | 78 | 103 | 78 | 78 | 454 | 78 | 78 | 78 | 78 | 78 | 0 | 0 | 78 | 78 | 103 | 78 | 78 | 454 | 78 | 78 | 78 | 78 | 78 | 0 | 0 | Capacity Purchase
26/27 Capacity Contract | 2026 | Capacity Purchase | 82 | 79 | 133 | 43 | 60 | 221 | 78 | 67 | 76 | 78 |  |  |  | 82 | 79 | 133 | 43 | 60 | 221 | 78 | 67 | 76 | 78 | 0 | 0 | 0 | 82 | 79 | 133 | 43 | 60 | 221 | 78 | 67 | 76 | 78 | 0 | 0 | 0 | Capacity Purchase
27/28 Capacity Contract | 2027 | Capacity Purchase |  |  | 4 |  |  | 52 | [7 empty] | 0 | 0 | 4 | 0 | 0 | 52 | 0 | 0 | 0 | 0 | 0 | 0 | 0 | 0 | 0 | 4 | 0 | 0 | 52 | 0 | 0 | 0 | 0 | 0 | 0 | 0 | Capacity Purchase
28/29 Capacity Contract | 2028 | Capacity Purchase | 495 | 461 | 488 | 339 | 494 | 483 | 407 | 313 | 448 | 407 |  |  |  | 495 | 461 | 488 | 339 | 494 | 483 | 407 | 313 | 448 | 407 | 0 | 0 | 0 | 495 | 461 | 488 | 339 | 494 | 483 | 407 | 313 | 448 | 407 | 0 | 0 | 0 | Capacity Purchase
29/30 Capacity Contract | 2029 | Capacity Purchase | [13 empty] | 0 | 0 | 0 | 0 | 0 | 0 | 0 | 0 | 0 | 0 | 0 | 0 | 0 | 0 | 0 | 0 | 0 | 0 | 0 | 0 | 0 | 0 | 0 | 0 | 0 | 0 | Capacity Purchase
30/31 Capacity Contract | 2030 | Capacity Purchase | [13 empty] | 0 | 0 | 0 | 0 | 0 | 0 | 0 | 0 | 0 | 0 | 0 | 0 | 0 | 0 | 0 | 0 | 0 | 0 | 0 | 0 | 0 | 0 | 0 | 0 | 0 | 0 | Capacity Purchase
31/32 Capacity Contract | 2031 | Capacity Purchase |  |  |  | 206 | [9 empty] | 0 | 0 | 0 | 206 | 0 | 0 | 0 | 0 | 0 | 0 | 0 | 0 | 0 | 0 | 0 | 0 | 206 | 0 | 0 | 0 | 0 | 0 | 0 | 0 | 0 | 0 | Capacity Purchase
32/33 Capacity Contract | 2032 | Capacity Purchase | [13 empty] | 0 | 0 | 0 | 0 | 0 | 0 | 0 | 0 | 0 | 0 | 0 | 0 | 0 | 0 | 0 | 0 | 0 | 0 | 0 | 0 | 0 | 0 | 0 | 0 | 0 | 0 | Capacity Purchase
33/34 Capacity Contract | 2033 | Capacity Purchase |  |  |  |  | 1 | [8 empty] | 0 | 0 | 0 | 0 | 1 | 0 | 0 | 0 | 0 | 0 | 0 | 0 | 0 | 0 | 0 | 0 | 0 | 1 | 0 | 0 | 0 | 0 | 0 | 0 | 0 | 0 | Capacity Purchase
34/35 Capacity Contract | 2034 | Capacity Purchase |  |  |  |  | 4 | [8 empty] | 0 | 0 | 0 | 0 | 4 | 0 | 0 | 0 | 0 | 0 | 0 | 0 | 0 | 0 | 0 | 0 | 0 | 4 | 0 | 0 | 0 | 0 | 0 | 0 | 0 | 0 | Capacity Purchase
35/36 Capacity Contract | 2035 | Capacity Purchase | [13 empty] | 0 | 0 | 0 | 0 | 0 | 0 | 0 | 0 | 0 | 0 | 0 | 0 | 0 | 0 | 0 | 0 | 0 | 0 | 0 | 0 | 0 | 0 | 0 | 0 | 0 | 0 | Capacity Purchase
36/37 Capacity Contract | 2036 | Capacity Purchase | [13 empty] | 0 | 0 | 0 | 0 | 0 | 0 | 0 | 0 | 0 | 0 | 0 | 0 | 0 | 0 | 0 | 0 | 0 | 0 | 0 | 0 | 0 | 0 | 0 | 0 | 0 | 0 | Capacity Purchase
37/38 Capacity Contract | 2037 | Capacity Purchase | [5 empty] | 76 | [7 empty] | 0 | 0 | 0 | 0 | 0 | 76 | 0 | 0 | 0 | 0 | 0 | 0 | 0 | 0 | 0 | 0 | 0 | 0 | 76 | 0 | 0 | 0 | 0 | 0 | 0 | 0 | Capacity Purchase
38/39 Capacity Contract | 2038 | Capacity Purchase | [13 empty] | 0 | 0 | 0 | 0 | 0 | 0 | 0 | 0 | 0 | 0 | 0 | 0 | 0 | 0 | 0 | 0 | 0 | 0 | 0 | 0 | 0 | 0 | 0 | 0 | 0 | 0 | Capacity Purchase
39/40 Capacity Contract | 2039 | Capacity Purchase | [13 empty] | 0 | 0 | 0 | 0 | 0 | 0 | 0 | 0 | 0 | 0 | 0 | 0 | 0 | 0 | 0 | 0 | 0 | 0 | 0 | 0 | 0 | 0 | 0 | 0 | 0 | 0 | Capacity Purchase
40/41 Capacity Contract | 2040 | Capacity Purchase | [13 empty] | 0 | 0 | 0 | 0 | 0 | 0 | 0 | 0 | 0 | 0 | 0 | 0 | 0 | 0 | 0 | 0 | 0 | 0 | 0 | 0 | 0 | 0 | 0 | 0 | 0 | 0 | Capacity Purchase

## KPCO_Additions_Winter
|  |  | REF Portfolio | REF-HC Portfolio | CETA Portfolio | ECR Portfolio | NCR Portfolio | REF Winter | CC Portfolio | No Wind | High Interconnect | Preferred Plan | Going In Position |  | No Additions | REF Portfolio | REF-HC Portfolio | CETA Portfolio | ECR Portfolio | NCR Portfolio | REF Winter | CC Portfolio | No Wind | High Interconnect | Preferred Plan | Going In Position |  | No Additions | REF Portfolio | REF-HC Portfolio | CETA Portfolio | ECR Portfolio | NCR Portfolio | REF Winter | CC Portfolio | No Wind | High Interconnect | Preferred Plan | Going In Position |  | No Additions
|  |  | ICAP Incremental Additions MW | [12 empty] | ICAP Cumulative Additions MW | [12 empty] | Summer UCAP Cumulative MW | [15 empty] | 2026 | 2030 | 2035 | 2040
Resource Type | Year | Resource | KPCo REF Portfolio | KPCo REF-HC Portfolio | KPCo CETA Portfolio | KPCo ECR Portfolio | KPCo NCR Portfolio | KPCo REF Winter | KPCo CC Portfolio | KPCo No Wind | KPCo High Interconnect | KPCo Preferred Plan | KPCo Going In Position | KPCo | KPCo No Additions | KPCo REF Portfolio | KPCo REF-HC Portfolio | KPCo CETA Portfolio | KPCo ECR Portfolio | KPCo NCR Portfolio | KPCo REF Winter | KPCo CC Portfolio | KPCo No Wind | KPCo High Interconnect | KPCo Preferred Plan | KPCo Going In Position | KPCo | KPCo No Additions | KPCo REF Portfolio | KPCo REF-HC Portfolio | KPCo CETA Portfolio | KPCo ECR Portfolio | KPCo NCR Portfolio | KPCo REF Winter | KPCo CC Portfolio | KPCo No Wind | KPCo High Interconnect | KPCo Preferred Plan | KPCo Going In Position | KPCo | KPCo No Additions |  | Toggle --> | KPCo REF Portfolio | 2022-2026 | 2027-2030 | 2031-2035 | 2036 - 2040 | 2040 +
Area 1001 Gas CC 2x1 2024 | 2024 | Gas CC 2x1 | [13 empty] | 0 | 0 | 0 | 0 | 0 | 0 | 0 | 0 | 0 | 0 | 0 | 0 | 0 | 0 | 0 | 0 | 0 | 0 | 0 | 0 | 0 | 0 | 0 | 0 | 0 | 0 | Gas CC |  | Gas CC | 0 | 0 | 0 | 0 | 0
Area 1001 Gas CC 2x1 2025 | 2025 | Gas CC 2x1 | [13 empty] | 0 | 0 | 0 | 0 | 0 | 0 | 0 | 0 | 0 | 0 | 0 | 0 | 0 | 0 | 0 | 0 | 0 | 0 | 0 | 0 | 0 | 0 | 0 | 0 | 0 | 0 | Gas CC |  | Gas CT | 0 | 480 | 0 | 0 | 0
Area 1001 Gas CC 2x1 2026 | 2026 | Gas CC 2x1 | [13 empty] | 0 | 0 | 0 | 0 | 0 | 0 | 0 | 0 | 0 | 0 | 0 | 0 | 0 | 0 | 0 | 0 | 0 | 0 | 0 | 0 | 0 | 0 | 0 | 0 | 0 | 0 | Gas CC |  | Gas Aero | 0 | 0 | 0 | 0 | 0
Area 1001 Gas CC 2x1 2027 | 2027 | Gas CC 2x1 | [13 empty] | 0 | 0 | 0 | 0 | 0 | 0 | 0 | 0 | 0 | 0 | 0 | 0 | 0 | 0 | 0 | 0 | 0 | 0 | 0 | 0 | 0 | 0 | 0 | 0 | 0 | 0 | Gas CC |  | Gas IC | 0 | 0 | 0 | 0 | 0
Area 1001 Gas CC 2x1 2028 | 2028 | Gas CC 2x1 | [13 empty] | 0 | 0 | 0 | 0 | 0 | 0 | 0 | 0 | 0 | 0 | 0 | 0 | 0 | 0 | 0 | 0 | 0 | 0 | 0 | 0 | 0 | 0 | 0 | 0 | 0 | 0 | Gas CC |  | Gas CCS | 0 | 0 | 0 | 0 | 0
Area 1001 Gas CC 2x1 2029 | 2029 | Gas CC 2x1 | [13 empty] | 0 | 0 | 0 | 0 | 0 | 0 | 0 | 0 | 0 | 0 | 0 | 0 | 0 | 0 | 0 | 0 | 0 | 0 | 0 | 0 | 0 | 0 | 0 | 0 | 0 | 0 | Gas CC |  | Coal CCS | 0 | 0 | 0 | 0 | 0
Area 1001 Gas CC 2x1 2030 | 2030 | Gas CC 2x1 | [13 empty] | 0 | 0 | 0 | 0 | 0 | 0 | 0 | 0 | 0 | 0 | 0 | 0 | 0 | 0 | 0 | 0 | 0 | 0 | 0 | 0 | 0 | 0 | 0 | 0 | 0 | 0 | Gas CC |  | H2 CT | 0 | 0 | 0 | 0 | 0
Area 1001 Gas CC 2x1 2031 | 2031 | Gas CC 2x1 | [13 empty] | 0 | 0 | 0 | 0 | 0 | 0 | 0 | 0 | 0 | 0 | 0 | 0 | 0 | 0 | 0 | 0 | 0 | 0 | 0 | 0 | 0 | 0 | 0 | 0 | 0 | 0 | Gas CC |  | SMR | 0 | 0 | 0 | 0 | 0
Area 1001 Gas CC 2x1 2032 | 2032 | Gas CC 2x1 | [13 empty] | 0 | 0 | 0 | 0 | 0 | 0 | 0 | 0 | 0 | 0 | 0 | 0 | 0 | 0 | 0 | 0 | 0 | 0 | 0 | 0 | 0 | 0 | 0 | 0 | 0 | 0 | Gas CC |  | Solar | 0 | 400 | 0 | 50 | 0
Area 1001 Gas CC 2x1 2033 | 2033 | Gas CC 2x1 | [13 empty] | 0 | 0 | 0 | 0 | 0 | 0 | 0 | 0 | 0 | 0 | 0 | 0 | 0 | 0 | 0 | 0 | 0 | 0 | 0 | 0 | 0 | 0 | 0 | 0 | 0 | 0 | Gas CC |  | Wind | 100 | 400 | 500 | 0 | 0
Area 1001 Gas CC 2x1 2034 | 2034 | Gas CC 2x1 | [13 empty] | 0 | 0 | 0 | 0 | 0 | 0 | 0 | 0 | 0 | 0 | 0 | 0 | 0 | 0 | 0 | 0 | 0 | 0 | 0 | 0 | 0 | 0 | 0 | 0 | 0 | 0 | Gas CC |  | 4hr Li Ion | 0 | 0 | 0 | 0 | 0
Area 1001 Gas CC 2x1 2035 | 2035 | Gas CC 2x1 | [13 empty] | 0 | 0 | 0 | 0 | 0 | 0 | 0 | 0 | 0 | 0 | 0 | 0 | 0 | 0 | 0 | 0 | 0 | 0 | 0 | 0 | 0 | 0 | 0 | 0 | 0 | 0 | Gas CC |  | 20hr Flow | 0 | 0 | 0 | 0 | 0
Area 1001 Gas CC 2x1 2036 | 2036 | Gas CC 2x1 | [13 empty] | 0 | 0 | 0 | 0 | 0 | 0 | 0 | 0 | 0 | 0 | 0 | 0 | 0 | 0 | 0 | 0 | 0 | 0 | 0 | 0 | 0 | 0 | 0 | 0 | 0 | 0 | Gas CC |  | Pumped Thermal | 0 | 0 | 0 | 0 | 0
Area 1001 Gas CC 2x1 2037 | 2037 | Gas CC 2x1 | [13 empty] | 0 | 0 | 0 | 0 | 0 | 0 | 0 | 0 | 0 | 0 | 0 | 0 | 0 | 0 | 0 | 0 | 0 | 0 | 0 | 0 | 0 | 0 | 0 | 0 | 0 | 0 | Gas CC |  | CAES | 0 | 0 | 0 | 0 | 0
Area 1001 Gas CC 2x1 2038 | 2038 | Gas CC 2x1 | [13 empty] | 0 | 0 | 0 | 0 | 0 | 0 | 0 | 0 | 0 | 0 | 0 | 0 | 0 | 0 | 0 | 0 | 0 | 0 | 0 | 0 | 0 | 0 | 0 | 0 | 0 | 0 | Gas CC |  | H2 Electroyzer + CT | 0 | 0 | 0 | 0 | 0
Area 1001 Gas CC 2x1 2039 | 2039 | Gas CC 2x1 | [13 empty] | 0 | 0 | 0 | 0 | 0 | 0 | 0 | 0 | 0 | 0 | 0 | 0 | 0 | 0 | 0 | 0 | 0 | 0 | 0 | 0 | 0 | 0 | 0 | 0 | 0 | 0 | Gas CC |  | Spicewood Solar 2026 | 0 | 0 | 0 | 0 | 0
Area 1001 Gas CC 2x1 2040 | 2040 | Gas CC 2x1 | [13 empty] | 0 | 0 | 0 | 0 | 0 | 0 | 0 | 0 | 0 | 0 | 0 | 0 | 0 | 0 | 0 | 0 | 0 | 0 | 0 | 0 | 0 | 0 | 0 | 0 | 0 | 0 | Gas CC |  | Big Sandy Ext | 0 | 0 | 285 | 0 | 0
Area 1001 Gas CC 2x1 2041 | 2041 | Gas CC 2x1 | [13 empty] | 0 | 0 | 0 | 0 | 0 | 0 | 0 | 0 | 0 | 0 | 0 | 0 | 0 | 0 | 0 | 0 | 0 | 0 | 0 | 0 | 0 | 0 | 0 | 0 | 0 | 0 | Gas CC |  | Big Sandy Ext CCS | 0 | 0 | 0 | 0 | 0
Area 1001 Gas CC 2x1 2042 | 2042 | Gas CC 2x1 | [13 empty] | 0 | 0 | 0 | 0 | 0 | 0 | 0 | 0 | 0 | 0 | 0 | 0 | 0 | 0 | 0 | 0 | 0 | 0 | 0 | 0 | 0 | 0 | 0 | 0 | 0 | 0 | Gas CC |  | Solar + Storage | 0 | 0 | 0 | 0 | 0
Area 1001 Gas CC 2x1 2043 | 2043 | Gas CC 2x1 | [13 empty] | 0 | 0 | 0 | 0 | 0 | 0 | 0 | 0 | 0 | 0 | 0 | 0 | 0 | 0 | 0 | 0 | 0 | 0 | 0 | 0 | 0 | 0 | 0 | 0 | 0 | 0 | Gas CC |  | DSM Resources | 46.647 | 128.2588 | 173.7904 | 150.2819 | 80.5115
Area 1001 Gas CC 1x1 2024 | 2024 | Gas CC 1x1 | [13 empty] | 0 | 0 | 0 | 0 | 0 | 0 | 0 | 0 | 0 | 0 | 0 | 0 | 0 | 0 | 0 | 0 | 0 | 0 | 0 | 0 | 0 | 0 | 0 | 0 | 0 | 0 | Gas CC |  | Solar T2 | 0 | 100 | 0 | 0 | 0
Area 1001 Gas CC 1x1 2025 | 2025 | Gas CC 1x1 | [13 empty] | 0 | 0 | 0 | 0 | 0 | 0 | 0 | 0 | 0 | 0 | 0 | 0 | 0 | 0 | 0 | 0 | 0 | 0 | 0 | 0 | 0 | 0 | 0 | 0 | 0 | 0 | Gas CC |  | Wind T2 | 0 | 200 | 0 | 0 | 0
Area 1001 Gas CC 1x1 2026 | 2026 | Gas CC 1x1 | [13 empty] | 0 | 0 | 0 | 0 | 0 | 0 | 0 | 0 | 0 | 0 | 0 | 0 | 0 | 0 | 0 | 0 | 0 | 0 | 0 | 0 | 0 | 0 | 0 | 0 | 0 | 0 | Gas CC |  | Capacity Purchase | 311 | 495 | 0 | 0 | 0
Area 1001 Gas CC 1x1 2027 | 2027 | Gas CC 1x1 | [13 empty] | 0 | 0 | 0 | 0 | 0 | 0 | 0 | 0 | 0 | 0 | 0 | 0 | 0 | 0 | 0 | 0 | 0 | 0 | 0 | 0 | 0 | 0 | 0 | 0 | 0 | 0 | Gas CC
Area 1001 Gas CC 1x1 2028 | 2028 | Gas CC 1x1 | [13 empty] | 0 | 0 | 0 | 0 | 0 | 0 | 0 | 0 | 0 | 0 | 0 | 0 | 0 | 0 | 0 | 0 | 0 | 0 | 0 | 0 | 0 | 0 | 0 | 0 | 0 | 0 | Gas CC
Area 1001 Gas CC 1x1 2029 | 2029 | Gas CC 1x1 | [6 empty] | 418 | [6 empty] | 0 | 0 | 0 | 0 | 0 | 0 | 418 | 0 | 0 | 0 | 0 | 0 | 0 | 0 | 0 | 0 | 0 | 0 | 0 | 397.1 | 0 | 0 | 0 | 0 | 0 | 0 | Gas CC
Area 1001 Gas CC 1x1 2030 | 2030 | Gas CC 1x1 | [13 empty] | 0 | 0 | 0 | 0 | 0 | 0 | 418 | 0 | 0 | 0 | 0 | 0 | 0 | 0 | 0 | 0 | 0 | 0 | 0 | 397.1 | 0 | 0 | 0 | 0 | 0 | 0 | Gas CC
Area 1001 Gas CC 1x1 2031 | 2031 | Gas CC 1x1 | [13 empty] | 0 | 0 | 0 | 0 | 0 | 0 | 418 | 0 | 0 | 0 | 0 | 0 | 0 | 0 | 0 | 0 | 0 | 0 | 0 | 397.1 | 0 | 0 | 0 | 0 | 0 | 0 | Gas CC
Area 1001 Gas CC 1x1 2032 | 2032 | Gas CC 1x1 | [13 empty] | 0 | 0 | 0 | 0 | 0 | 0 | 418 | 0 | 0 | 0 | 0 | 0 | 0 | 0 | 0 | 0 | 0 | 0 | 0 | 397.1 | 0 | 0 | 0 | 0 | 0 | 0 | Gas CC
Area 1001 Gas CC 1x1 2033 | 2033 | Gas CC 1x1 | [13 empty] | 0 | 0 | 0 | 0 | 0 | 0 | 418 | 0 | 0 | 0 | 0 | 0 | 0 | 0 | 0 | 0 | 0 | 0 | 0 | 397.1 | 0 | 0 | 0 | 0 | 0 | 0 | Gas CC
Area 1001 Gas CC 1x1 2034 | 2034 | Gas CC 1x1 | [13 empty] | 0 | 0 | 0 | 0 | 0 | 0 | 418 | 0 | 0 | 0 | 0 | 0 | 0 | 0 | 0 | 0 | 0 | 0 | 0 | 397.1 | 0 | 0 | 0 | 0 | 0 | 0 | Gas CC
Area 1001 Gas CC 1x1 2035 | 2035 | Gas CC 1x1 | [13 empty] | 0 | 0 | 0 | 0 | 0 | 0 | 418 | 0 | 0 | 0 | 0 | 0 | 0 | 0 | 0 | 0 | 0 | 0 | 0 | 397.1 | 0 | 0 | 0 | 0 | 0 | 0 | Gas CC
Area 1001 Gas CC 1x1 2036 | 2036 | Gas CC 1x1 | [13 empty] | 0 | 0 | 0 | 0 | 0 | 0 | 418 | 0 | 0 | 0 | 0 | 0 | 0 | 0 | 0 | 0 | 0 | 0 | 0 | 397.1 | 0 | 0 | 0 | 0 | 0 | 0 | Gas CC
Area 1001 Gas CC 1x1 2037 | 2037 | Gas CC 1x1 | [13 empty] | 0 | 0 | 0 | 0 | 0 | 0 | 418 | 0 | 0 | 0 | 0 | 0 | 0 | 0 | 0 | 0 | 0 | 0 | 0 | 397.1 | 0 | 0 | 0 | 0 | 0 | 0 | Gas CC
Area 1001 Gas CC 1x1 2038 | 2038 | Gas CC 1x1 | [13 empty] | 0 | 0 | 0 | 0 | 0 | 0 | 418 | 0 | 0 | 0 | 0 | 0 | 0 | 0 | 0 | 0 | 0 | 0 | 0 | 397.1 | 0 | 0 | 0 | 0 | 0 | 0 | Gas CC
Area 1001 Gas CC 1x1 2039 | 2039 | Gas CC 1x1 | [13 empty] | 0 | 0 | 0 | 0 | 0 | 0 | 418 | 0 | 0 | 0 | 0 | 0 | 0 | 0 | 0 | 0 | 0 | 0 | 0 | 397.1 | 0 | 0 | 0 | 0 | 0 | 0 | Gas CC
Area 1001 Gas CC 1x1 2040 | 2040 | Gas CC 1x1 | [13 empty] | 0 | 0 | 0 | 0 | 0 | 0 | 418 | 0 | 0 | 0 | 0 | 0 | 0 | 0 | 0 | 0 | 0 | 0 | 0 | 397.1 | 0 | 0 | 0 | 0 | 0 | 0 | Gas CC
Area 1001 Gas CC 1x1 2041 | 2041 | Gas CC 1x1 | [13 empty] | 0 | 0 | 0 | 0 | 0 | 0 | 418 | 0 | 0 | 0 | 0 | 0 | 0 | 0 | 0 | 0 | 0 | 0 | 0 | 397.1 | 0 | 0 | 0 | 0 | 0 | 0 | Gas CC
Area 1001 Gas CC 1x1 2042 | 2042 | Gas CC 1x1 | [13 empty] | 0 | 0 | 0 | 0 | 0 | 0 | 418 | 0 | 0 | 0 | 0 | 0 | 0 | 0 | 0 | 0 | 0 | 0 | 0 | 397.1 | 0 | 0 | 0 | 0 | 0 | 0 | Gas CC
Area 1001 Gas CC 1x1 2043 | 2043 | Gas CC 1x1 | [13 empty] | 0 | 0 | 0 | 0 | 0 | 0 | 418 | 0 | 0 | 0 | 0 | 0 | 0 | 0 | 0 | 0 | 0 | 0 | 0 | 397.1 | 0 | 0 | 0 | 0 | 0 | 0 | Gas CC
Area 1001 Gas CT 2024 | 2024 | Gas CT | [13 empty] | 0 | 0 | 0 | 0 | 0 | 0 | 0 | 0 | 0 | 0 | 0 | 0 | 0 | 0 | 0 | 0 | 0 | 0 | 0 | 0 | 0 | 0 | 0 | 0 | 0 | 0 | Gas CT
Area 1001 Gas CT 2025 | 2025 | Gas CT | [13 empty] | 0 | 0 | 0 | 0 | 0 | 0 | 0 | 0 | 0 | 0 | 0 | 0 | 0 | 0 | 0 | 0 | 0 | 0 | 0 | 0 | 0 | 0 | 0 | 0 | 0 | 0 | Gas CT
Area 1001 Gas CT 2026 | 2026 | Gas CT | [13 empty] | 0 | 0 | 0 | 0 | 0 | 0 | 0 | 0 | 0 | 0 | 0 | 0 | 0 | 0 | 0 | 0 | 0 | 0 | 0 | 0 | 0 | 0 | 0 | 0 | 0 | 0 | Gas CT
Area 1001 Gas CT 2027 | 2027 | Gas CT | [13 empty] | 0 | 0 | 0 | 0 | 0 | 0 | 0 | 0 | 0 | 0 | 0 | 0 | 0 | 0 | 0 | 0 | 0 | 0 | 0 | 0 | 0 | 0 | 0 | 0 | 0 | 0 | Gas CT
Area 1001 Gas CT 2028 | 2028 | Gas CT | [13 empty] | 0 | 0 | 0 | 0 | 0 | 0 | 0 | 0 | 0 | 0 | 0 | 0 | 0 | 0 | 0 | 0 | 0 | 0 | 0 | 0 | 0 | 0 | 0 | 0 | 0 | 0 | Gas CT
Area 1001 Gas CT 2029 | 2029 | Gas CT | 480 | 480 | 480 | 240 | 480 | 480 |  | 240 | 480 | 480 |  |  |  | 480 | 480 | 480 | 240 | 480 | 480 | 0 | 240 | 480 | 480 | 0 | 0 | 0 | 456 | 456 | 456 | 228 | 456 | 456 | 0 | 228 | 456 | 456 | 0 | 0 | 0 | Gas CT
Area 1001 Gas CT 2030 | 2030 | Gas CT | [13 empty] | 480 | 480 | 480 | 240 | 480 | 480 | 0 | 240 | 480 | 480 | 0 | 0 | 0 | 456 | 456 | 456 | 228 | 456 | 456 | 0 | 228 | 456 | 456 | 0 | 0 | 0 | Gas CT
Area 1001 Gas CT 2031 | 2031 | Gas CT | [13 empty] | 480 | 480 | 480 | 240 | 480 | 480 | 0 | 240 | 480 | 480 | 0 | 0 | 0 | 456 | 456 | 456 | 228 | 456 | 456 | 0 | 228 | 456 | 456 | 0 | 0 | 0 | Gas CT
Area 1001 Gas CT 2032 | 2032 | Gas CT | [13 empty] | 480 | 480 | 480 | 240 | 480 | 480 | 0 | 240 | 480 | 480 | 0 | 0 | 0 | 456 | 456 | 456 | 228 | 456 | 456 | 0 | 228 | 456 | 456 | 0 | 0 | 0 | Gas CT
Area 1001 Gas CT 2033 | 2033 | Gas CT | [13 empty] | 480 | 480 | 480 | 240 | 480 | 480 | 0 | 240 | 480 | 480 | 0 | 0 | 0 | 456 | 456 | 456 | 228 | 456 | 456 | 0 | 228 | 456 | 456 | 0 | 0 | 0 | Gas CT
Area 1001 Gas CT 2034 | 2034 | Gas CT | [13 empty] | 480 | 480 | 480 | 240 | 480 | 480 | 0 | 240 | 480 | 480 | 0 | 0 | 0 | 456 | 456 | 456 | 228 | 456 | 456 | 0 | 228 | 456 | 456 | 0 | 0 | 0 | Gas CT
Area 1001 Gas CT 2035 | 2035 | Gas CT | [13 empty] | 480 | 480 | 480 | 240 | 480 | 480 | 0 | 240 | 480 | 480 | 0 | 0 | 0 | 456 | 456 | 456 | 228 | 456 | 456 | 0 | 228 | 456 | 456 | 0 | 0 | 0 | Gas CT
Area 1001 Gas CT 2036 | 2036 | Gas CT | [13 empty] | 480 | 480 | 480 | 240 | 480 | 480 | 0 | 240 | 480 | 480 | 0 | 0 | 0 | 456 | 456 | 456 | 228 | 456 | 456 | 0 | 228 | 456 | 456 | 0 | 0 | 0 | Gas CT
Area 1001 Gas CT 2037 | 2037 | Gas CT | [13 empty] | 480 | 480 | 480 | 240 | 480 | 480 | 0 | 240 | 480 | 480 | 0 | 0 | 0 | 456 | 456 | 456 | 228 | 456 | 456 | 0 | 228 | 456 | 456 | 0 | 0 | 0 | Gas CT
Area 1001 Gas CT 2038 | 2038 | Gas CT | [13 empty] | 480 | 480 | 480 | 240 | 480 | 480 | 0 | 240 | 480 | 480 | 0 | 0 | 0 | 456 | 456 | 456 | 228 | 456 | 456 | 0 | 228 | 456 | 456 | 0 | 0 | 0 | Gas CT
Area 1001 Gas CT 2039 | 2039 | Gas CT | [13 empty] | 480 | 480 | 480 | 240 | 480 | 480 | 0 | 240 | 480 | 480 | 0 | 0 | 0 | 456 | 456 | 456 | 228 | 456 | 456 | 0 | 228 | 456 | 456 | 0 | 0 | 0 | Gas CT
Area 1001 Gas CT 2040 | 2040 | Gas CT | [13 empty] | 480 | 480 | 480 | 240 | 480 | 480 | 0 | 240 | 480 | 480 | 0 | 0 | 0 | 456 | 456 | 456 | 228 | 456 | 456 | 0 | 228 | 456 | 456 | 0 | 0 | 0 | Gas CT
Area 1001 Gas CT 2041 | 2041 | Gas CT | [13 empty] | 480 | 480 | 480 | 240 | 480 | 480 | 0 | 240 | 480 | 480 | 0 | 0 | 0 | 456 | 456 | 456 | 228 | 456 | 456 | 0 | 228 | 456 | 456 | 0 | 0 | 0 | Gas CT
Area 1001 Gas CT 2042 | 2042 | Gas CT | [13 empty] | 480 | 480 | 480 | 240 | 480 | 480 | 0 | 240 | 480 | 480 | 0 | 0 | 0 | 456 | 456 | 456 | 228 | 456 | 456 | 0 | 228 | 456 | 456 | 0 | 0 | 0 | Gas CT
Area 1001 Gas CT 2043 | 2043 | Gas CT | [13 empty] | 480 | 480 | 480 | 240 | 480 | 480 | 0 | 240 | 480 | 480 | 0 | 0 | 0 | 456 | 456 | 456 | 228 | 456 | 456 | 0 | 228 | 456 | 456 | 0 | 0 | 0 | Gas CT
Area 1001 Gas Aero CT 2024 | 2024 | Gas Aero | [13 empty] | 0 | 0 | 0 | 0 | 0 | 0 | 0 | 0 | 0 | 0 | 0 | 0 | 0 | 0 | 0 | 0 | 0 | 0 | 0 | 0 | 0 | 0 | 0 | 0 | 0 | 0 | Gas Aero
Area 1001 Gas Aero CT 2025 | 2025 | Gas Aero | [13 empty] | 0 | 0 | 0 | 0 | 0 | 0 | 0 | 0 | 0 | 0 | 0 | 0 | 0 | 0 | 0 | 0 | 0 | 0 | 0 | 0 | 0 | 0 | 0 | 0 | 0 | 0 | Gas Aero
Area 1001 Gas Aero CT 2026 | 2026 | Gas Aero | [13 empty] | 0 | 0 | 0 | 0 | 0 | 0 | 0 | 0 | 0 | 0 | 0 | 0 | 0 | 0 | 0 | 0 | 0 | 0 | 0 | 0 | 0 | 0 | 0 | 0 | 0 | 0 | Gas Aero
Area 1001 Gas Aero CT 2027 | 2027 | Gas Aero | [13 empty] | 0 | 0 | 0 | 0 | 0 | 0 | 0 | 0 | 0 | 0 | 0 | 0 | 0 | 0 | 0 | 0 | 0 | 0 | 0 | 0 | 0 | 0 | 0 | 0 | 0 | 0 | Gas Aero
Area 1001 Gas Aero CT 2028 | 2028 | Gas Aero | [13 empty] | 0 | 0 | 0 | 0 | 0 | 0 | 0 | 0 | 0 | 0 | 0 | 0 | 0 | 0 | 0 | 0 | 0 | 0 | 0 | 0 | 0 | 0 | 0 | 0 | 0 | 0 | Gas Aero
Area 1001 Gas Aero CT 2029 | 2029 | Gas Aero | [13 empty] | 0 | 0 | 0 | 0 | 0 | 0 | 0 | 0 | 0 | 0 | 0 | 0 | 0 | 0 | 0 | 0 | 0 | 0 | 0 | 0 | 0 | 0 | 0 | 0 | 0 | 0 | Gas Aero
Area 1001 Gas Aero CT 2030 | 2030 | Gas Aero | [13 empty] | 0 | 0 | 0 | 0 | 0 | 0 | 0 | 0 | 0 | 0 | 0 | 0 | 0 | 0 | 0 | 0 | 0 | 0 | 0 | 0 | 0 | 0 | 0 | 0 | 0 | 0 | Gas Aero
Area 1001 Gas Aero CT 2031 | 2031 | Gas Aero | [13 empty] | 0 | 0 | 0 | 0 | 0 | 0 | 0 | 0 | 0 | 0 | 0 | 0 | 0 | 0 | 0 | 0 | 0 | 0 | 0 | 0 | 0 | 0 | 0 | 0 | 0 | 0 | Gas Aero
Area 1001 Gas Aero CT 2032 | 2032 | Gas Aero | [13 empty] | 0 | 0 | 0 | 0 | 0 | 0 | 0 | 0 | 0 | 0 | 0 | 0 | 0 | 0 | 0 | 0 | 0 | 0 | 0 | 0 | 0 | 0 | 0 | 0 | 0 | 0 | Gas Aero
Area 1001 Gas Aero CT 2033 | 2033 | Gas Aero | [13 empty] | 0 | 0 | 0 | 0 | 0 | 0 | 0 | 0 | 0 | 0 | 0 | 0 | 0 | 0 | 0 | 0 | 0 | 0 | 0 | 0 | 0 | 0 | 0 | 0 | 0 | 0 | Gas Aero
Area 1001 Gas Aero CT 2034 | 2034 | Gas Aero | [13 empty] | 0 | 0 | 0 | 0 | 0 | 0 | 0 | 0 | 0 | 0 | 0 | 0 | 0 | 0 | 0 | 0 | 0 | 0 | 0 | 0 | 0 | 0 | 0 | 0 | 0 | 0 | Gas Aero
Area 1001 Gas Aero CT 2035 | 2035 | Gas Aero | [13 empty] | 0 | 0 | 0 | 0 | 0 | 0 | 0 | 0 | 0 | 0 | 0 | 0 | 0 | 0 | 0 | 0 | 0 | 0 | 0 | 0 | 0 | 0 | 0 | 0 | 0 | 0 | Gas Aero
Area 1001 Gas Aero CT 2036 | 2036 | Gas Aero | [13 empty] | 0 | 0 | 0 | 0 | 0 | 0 | 0 | 0 | 0 | 0 | 0 | 0 | 0 | 0 | 0 | 0 | 0 | 0 | 0 | 0 | 0 | 0 | 0 | 0 | 0 | 0 | Gas Aero
Area 1001 Gas Aero CT 2037 | 2037 | Gas Aero | [13 empty] | 0 | 0 | 0 | 0 | 0 | 0 | 0 | 0 | 0 | 0 | 0 | 0 | 0 | 0 | 0 | 0 | 0 | 0 | 0 | 0 | 0 | 0 | 0 | 0 | 0 | 0 | Gas Aero
Area 1001 Gas Aero CT 2038 | 2038 | Gas Aero | [13 empty] | 0 | 0 | 0 | 0 | 0 | 0 | 0 | 0 | 0 | 0 | 0 | 0 | 0 | 0 | 0 | 0 | 0 | 0 | 0 | 0 | 0 | 0 | 0 | 0 | 0 | 0 | Gas Aero
Area 1001 Gas Aero CT 2039 | 2039 | Gas Aero | [13 empty] | 0 | 0 | 0 | 0 | 0 | 0 | 0 | 0 | 0 | 0 | 0 | 0 | 0 | 0 | 0 | 0 | 0 | 0 | 0 | 0 | 0 | 0 | 0 | 0 | 0 | 0 | Gas Aero
Area 1001 Gas Aero CT 2040 | 2040 | Gas Aero | [13 empty] | 0 | 0 | 0 | 0 | 0 | 0 | 0 | 0 | 0 | 0 | 0 | 0 | 0 | 0 | 0 | 0 | 0 | 0 | 0 | 0 | 0 | 0 | 0 | 0 | 0 | 0 | Gas Aero
Area 1001 Gas Aero CT 2041 | 2041 | Gas Aero | [13 empty] | 0 | 0 | 0 | 0 | 0 | 0 | 0 | 0 | 0 | 0 | 0 | 0 | 0 | 0 | 0 | 0 | 0 | 0 | 0 | 0 | 0 | 0 | 0 | 0 | 0 | 0 | Gas Aero
Area 1001 Gas Aero CT 2042 | 2042 | Gas Aero | [13 empty] | 0 | 0 | 0 | 0 | 0 | 0 | 0 | 0 | 0 | 0 | 0 | 0 | 0 | 0 | 0 | 0 | 0 | 0 | 0 | 0 | 0 | 0 | 0 | 0 | 0 | 0 | Gas Aero
Area 1001 Gas Aero CT 2043 | 2043 | Gas Aero | [13 empty] | 0 | 0 | 0 | 0 | 0 | 0 | 0 | 0 | 0 | 0 | 0 | 0 | 0 | 0 | 0 | 0 | 0 | 0 | 0 | 0 | 0 | 0 | 0 | 0 | 0 | 0 | Gas Aero
Area 1001 Gas IC 2023 | 2023 | Gas IC | [13 empty] | 0 | 0 | 0 | 0 | 0 | 0 | 0 | 0 | 0 | 0 | 0 | 0 | 0 | 0 | 0 | 0 | 0 | 0 | 0 | 0 | 0 | 0 | 0 | 0 | 0 | 0 | Gas IC
Area 1001 Gas IC 2024 | 2024 | Gas IC | [13 empty] | 0 | 0 | 0 | 0 | 0 | 0 | 0 | 0 | 0 | 0 | 0 | 0 | 0 | 0 | 0 | 0 | 0 | 0 | 0 | 0 | 0 | 0 | 0 | 0 | 0 | 0 | Gas IC
Area 1001 Gas IC 2025 | 2025 | Gas IC | [13 empty] | 0 | 0 | 0 | 0 | 0 | 0 | 0 | 0 | 0 | 0 | 0 | 0 | 0 | 0 | 0 | 0 | 0 | 0 | 0 | 0 | 0 | 0 | 0 | 0 | 0 | 0 | Gas IC
Area 1001 Gas IC 2026 | 2026 | Gas IC | [13 empty] | 0 | 0 | 0 | 0 | 0 | 0 | 0 | 0 | 0 | 0 | 0 | 0 | 0 | 0 | 0 | 0 | 0 | 0 | 0 | 0 | 0 | 0 | 0 | 0 | 0 | 0 | Gas IC
Area 1001 Gas IC 2027 | 2027 | Gas IC | [13 empty] | 0 | 0 | 0 | 0 | 0 | 0 | 0 | 0 | 0 | 0 | 0 | 0 | 0 | 0 | 0 | 0 | 0 | 0 | 0 | 0 | 0 | 0 | 0 | 0 | 0 | 0 | Gas IC
Area 1001 Gas IC 2028 | 2028 | Gas IC | [13 empty] | 0 | 0 | 0 | 0 | 0 | 0 | 0 | 0 | 0 | 0 | 0 | 0 | 0 | 0 | 0 | 0 | 0 | 0 | 0 | 0 | 0 | 0 | 0 | 0 | 0 | 0 | Gas IC
Area 1001 Gas IC 2029 | 2029 | Gas IC | [13 empty] | 0 | 0 | 0 | 0 | 0 | 0 | 0 | 0 | 0 | 0 | 0 | 0 | 0 | 0 | 0 | 0 | 0 | 0 | 0 | 0 | 0 | 0 | 0 | 0 | 0 | 0 | Gas IC
Area 1001 Gas IC 2030 | 2030 | Gas IC | [13 empty] | 0 | 0 | 0 | 0 | 0 | 0 | 0 | 0 | 0 | 0 | 0 | 0 | 0 | 0 | 0 | 0 | 0 | 0 | 0 | 0 | 0 | 0 | 0 | 0 | 0 | 0 | Gas IC
Area 1001 Gas IC 2031 | 2031 | Gas IC | [13 empty] | 0 | 0 | 0 | 0 | 0 | 0 | 0 | 0 | 0 | 0 | 0 | 0 | 0 | 0 | 0 | 0 | 0 | 0 | 0 | 0 | 0 | 0 | 0 | 0 | 0 | 0 | Gas IC
Area 1001 Gas IC 2032 | 2032 | Gas IC | [13 empty] | 0 | 0 | 0 | 0 | 0 | 0 | 0 | 0 | 0 | 0 | 0 | 0 | 0 | 0 | 0 | 0 | 0 | 0 | 0 | 0 | 0 | 0 | 0 | 0 | 0 | 0 | Gas IC
Area 1001 Gas IC 2033 | 2033 | Gas IC | [13 empty] | 0 | 0 | 0 | 0 | 0 | 0 | 0 | 0 | 0 | 0 | 0 | 0 | 0 | 0 | 0 | 0 | 0 | 0 | 0 | 0 | 0 | 0 | 0 | 0 | 0 | 0 | Gas IC
Area 1001 Gas IC 2034 | 2034 | Gas IC | [13 empty] | 0 | 0 | 0 | 0 | 0 | 0 | 0 | 0 | 0 | 0 | 0 | 0 | 0 | 0 | 0 | 0 | 0 | 0 | 0 | 0 | 0 | 0 | 0 | 0 | 0 | 0 | Gas IC
Area 1001 Gas IC 2035 | 2035 | Gas IC | [13 empty] | 0 | 0 | 0 | 0 | 0 | 0 | 0 | 0 | 0 | 0 | 0 | 0 | 0 | 0 | 0 | 0 | 0 | 0 | 0 | 0 | 0 | 0 | 0 | 0 | 0 | 0 | Gas IC
Area 1001 Gas IC 2036 | 2036 | Gas IC | [13 empty] | 0 | 0 | 0 | 0 | 0 | 0 | 0 | 0 | 0 | 0 | 0 | 0 | 0 | 0 | 0 | 0 | 0 | 0 | 0 | 0 | 0 | 0 | 0 | 0 | 0 | 0 | Gas IC
Area 1001 Gas IC 2037 | 2037 | Gas IC | [13 empty] | 0 | 0 | 0 | 0 | 0 | 0 | 0 | 0 | 0 | 0 | 0 | 0 | 0 | 0 | 0 | 0 | 0 | 0 | 0 | 0 | 0 | 0 | 0 | 0 | 0 | 0 | Gas IC
Area 1001 Gas IC 2038 | 2038 | Gas IC | [13 empty] | 0 | 0 | 0 | 0 | 0 | 0 | 0 | 0 | 0 | 0 | 0 | 0 | 0 | 0 | 0 | 0 | 0 | 0 | 0 | 0 | 0 | 0 | 0 | 0 | 0 | 0 | Gas IC
Area 1001 Gas IC 2039 | 2039 | Gas IC | [13 empty] | 0 | 0 | 0 | 0 | 0 | 0 | 0 | 0 | 0 | 0 | 0 | 0 | 0 | 0 | 0 | 0 | 0 | 0 | 0 | 0 | 0 | 0 | 0 | 0 | 0 | 0 | Gas IC
Area 1001 Gas IC 2040 | 2040 | Gas IC | [13 empty] | 0 | 0 | 0 | 0 | 0 | 0 | 0 | 0 | 0 | 0 | 0 | 0 | 0 | 0 | 0 | 0 | 0 | 0 | 0 | 0 | 0 | 0 | 0 | 0 | 0 | 0 | Gas IC
Area 1001 Gas IC 2041 | 2041 | Gas IC | [13 empty] | 0 | 0 | 0 | 0 | 0 | 0 | 0 | 0 | 0 | 0 | 0 | 0 | 0 | 0 | 0 | 0 | 0 | 0 | 0 | 0 | 0 | 0 | 0 | 0 | 0 | 0 | Gas IC
Area 1001 Gas IC 2042 | 2042 | Gas IC | [13 empty] | 0 | 0 | 0 | 0 | 0 | 0 | 0 | 0 | 0 | 0 | 0 | 0 | 0 | 0 | 0 | 0 | 0 | 0 | 0 | 0 | 0 | 0 | 0 | 0 | 0 | 0 | Gas IC
Area 1001 Gas IC 2043 | 2043 | Gas IC | [13 empty] | 0 | 0 | 0 | 0 | 0 | 0 | 0 | 0 | 0 | 0 | 0 | 0 | 0 | 0 | 0 | 0 | 0 | 0 | 0 | 0 | 0 | 0 | 0 | 0 | 0 | 0 | Gas IC
Area 1001 Gas CCS 2024 | 2024 | Gas CCS | [13 empty] | 0 | 0 | 0 | 0 | 0 | 0 | 0 | 0 | 0 | 0 | 0 | 0 | 0 | 0 | 0 | 0 | 0 | 0 | 0 | 0 | 0 | 0 | 0 | 0 | 0 | 0 | Gas CCS
Area 1001 Gas CCS 2025 | 2025 | Gas CCS | [13 empty] | 0 | 0 | 0 | 0 | 0 | 0 | 0 | 0 | 0 | 0 | 0 | 0 | 0 | 0 | 0 | 0 | 0 | 0 | 0 | 0 | 0 | 0 | 0 | 0 | 0 | 0 | Gas CCS
Area 1001 Gas CCS 2026 | 2026 | Gas CCS | [13 empty] | 0 | 0 | 0 | 0 | 0 | 0 | 0 | 0 | 0 | 0 | 0 | 0 | 0 | 0 | 0 | 0 | 0 | 0 | 0 | 0 | 0 | 0 | 0 | 0 | 0 | 0 | Gas CCS
Area 1001 Gas CCS 2027 | 2027 | Gas CCS | [13 empty] | 0 | 0 | 0 | 0 | 0 | 0 | 0 | 0 | 0 | 0 | 0 | 0 | 0 | 0 | 0 | 0 | 0 | 0 | 0 | 0 | 0 | 0 | 0 | 0 | 0 | 0 | Gas CCS
Area 1001 Gas CCS 2028 | 2028 | Gas CCS | [13 empty] | 0 | 0 | 0 | 0 | 0 | 0 | 0 | 0 | 0 | 0 | 0 | 0 | 0 | 0 | 0 | 0 | 0 | 0 | 0 | 0 | 0 | 0 | 0 | 0 | 0 | 0 | Gas CCS
Area 1001 Gas CCS 2029 | 2029 | Gas CCS | [13 empty] | 0 | 0 | 0 | 0 | 0 | 0 | 0 | 0 | 0 | 0 | 0 | 0 | 0 | 0 | 0 | 0 | 0 | 0 | 0 | 0 | 0 | 0 | 0 | 0 | 0 | 0 | Gas CCS
Area 1001 Gas CCS 2030 | 2030 | Gas CCS | [13 empty] | 0 | 0 | 0 | 0 | 0 | 0 | 0 | 0 | 0 | 0 | 0 | 0 | 0 | 0 | 0 | 0 | 0 | 0 | 0 | 0 | 0 | 0 | 0 | 0 | 0 | 0 | Gas CCS
Area 1001 Gas CCS 2031 | 2031 | Gas CCS | [13 empty] | 0 | 0 | 0 | 0 | 0 | 0 | 0 | 0 | 0 | 0 | 0 | 0 | 0 | 0 | 0 | 0 | 0 | 0 | 0 | 0 | 0 | 0 | 0 | 0 | 0 | 0 | Gas CCS
Area 1001 Gas CCS 2032 | 2032 | Gas CCS | [13 empty] | 0 | 0 | 0 | 0 | 0 | 0 | 0 | 0 | 0 | 0 | 0 | 0 | 0 | 0 | 0 | 0 | 0 | 0 | 0 | 0 | 0 | 0 | 0 | 0 | 0 | 0 | Gas CCS
Area 1001 Gas CCS 2033 | 2033 | Gas CCS | [13 empty] | 0 | 0 | 0 | 0 | 0 | 0 | 0 | 0 | 0 | 0 | 0 | 0 | 0 | 0 | 0 | 0 | 0 | 0 | 0 | 0 | 0 | 0 | 0 | 0 | 0 | 0 | Gas CCS
Area 1001 Gas CCS 2034 | 2034 | Gas CCS | [13 empty] | 0 | 0 | 0 | 0 | 0 | 0 | 0 | 0 | 0 | 0 | 0 | 0 | 0 | 0 | 0 | 0 | 0 | 0 | 0 | 0 | 0 | 0 | 0 | 0 | 0 | 0 | Gas CCS
Area 1001 Gas CCS 2035 | 2035 | Gas CCS | [13 empty] | 0 | 0 | 0 | 0 | 0 | 0 | 0 | 0 | 0 | 0 | 0 | 0 | 0 | 0 | 0 | 0 | 0 | 0 | 0 | 0 | 0 | 0 | 0 | 0 | 0 | 0 | Gas CCS
Area 1001 Gas CCS 2036 | 2036 | Gas CCS | [13 empty] | 0 | 0 | 0 | 0 | 0 | 0 | 0 | 0 | 0 | 0 | 0 | 0 | 0 | 0 | 0 | 0 | 0 | 0 | 0 | 0 | 0 | 0 | 0 | 0 | 0 | 0 | Gas CCS
Area 1001 Gas CCS 2037 | 2037 | Gas CCS | [13 empty] | 0 | 0 | 0 | 0 | 0 | 0 | 0 | 0 | 0 | 0 | 0 | 0 | 0 | 0 | 0 | 0 | 0 | 0 | 0 | 0 | 0 | 0 | 0 | 0 | 0 | 0 | Gas CCS
Area 1001 Gas CCS 2038 | 2038 | Gas CCS | [13 empty] | 0 | 0 | 0 | 0 | 0 | 0 | 0 | 0 | 0 | 0 | 0 | 0 | 0 | 0 | 0 | 0 | 0 | 0 | 0 | 0 | 0 | 0 | 0 | 0 | 0 | 0 | Gas CCS
Area 1001 Gas CCS 2039 | 2039 | Gas CCS | [13 empty] | 0 | 0 | 0 | 0 | 0 | 0 | 0 | 0 | 0 | 0 | 0 | 0 | 0 | 0 | 0 | 0 | 0 | 0 | 0 | 0 | 0 | 0 | 0 | 0 | 0 | 0 | Gas CCS
Area 1001 Gas CCS 2040 | 2040 | Gas CCS | [13 empty] | 0 | 0 | 0 | 0 | 0 | 0 | 0 | 0 | 0 | 0 | 0 | 0 | 0 | 0 | 0 | 0 | 0 | 0 | 0 | 0 | 0 | 0 | 0 | 0 | 0 | 0 | Gas CCS
Area 1001 Gas CCS 2041 | 2041 | Gas CCS | [13 empty] | 0 | 0 | 0 | 0 | 0 | 0 | 0 | 0 | 0 | 0 | 0 | 0 | 0 | 0 | 0 | 0 | 0 | 0 | 0 | 0 | 0 | 0 | 0 | 0 | 0 | 0 | Gas CCS
Area 1001 Gas CCS 2042 | 2042 | Gas CCS | [13 empty] | 0 | 0 | 0 | 0 | 0 | 0 | 0 | 0 | 0 | 0 | 0 | 0 | 0 | 0 | 0 | 0 | 0 | 0 | 0 | 0 | 0 | 0 | 0 | 0 | 0 | 0 | Gas CCS
Area 1001 Gas CCS 2043 | 2043 | Gas CCS | [13 empty] | 0 | 0 | 0 | 0 | 0 | 0 | 0 | 0 | 0 | 0 | 0 | 0 | 0 | 0 | 0 | 0 | 0 | 0 | 0 | 0 | 0 | 0 | 0 | 0 | 0 | 0 | Gas CCS
Area 1001 Coal CCS 2025 | 2025 | Coal CCS | [13 empty] | 0 | 0 | 0 | 0 | 0 | 0 | 0 | 0 | 0 | 0 | 0 | 0 | 0 | 0 | 0 | 0 | 0 | 0 | 0 | 0 | 0 | 0 | 0 | 0 | 0 | 0 | Coal CCS
Area 1001 Coal CCS 2026 | 2026 | Coal CCS | [13 empty] | 0 | 0 | 0 | 0 | 0 | 0 | 0 | 0 | 0 | 0 | 0 | 0 | 0 | 0 | 0 | 0 | 0 | 0 | 0 | 0 | 0 | 0 | 0 | 0 | 0 | 0 | Coal CCS
Area 1001 Coal CCS 2027 | 2027 | Coal CCS | [13 empty] | 0 | 0 | 0 | 0 | 0 | 0 | 0 | 0 | 0 | 0 | 0 | 0 | 0 | 0 | 0 | 0 | 0 | 0 | 0 | 0 | 0 | 0 | 0 | 0 | 0 | 0 | Coal CCS
Area 1001 Coal CCS 2028 | 2028 | Coal CCS | [13 empty] | 0 | 0 | 0 | 0 | 0 | 0 | 0 | 0 | 0 | 0 | 0 | 0 | 0 | 0 | 0 | 0 | 0 | 0 | 0 | 0 | 0 | 0 | 0 | 0 | 0 | 0 | Coal CCS
Area 1001 Coal CCS 2029 | 2029 | Coal CCS | [13 empty] | 0 | 0 | 0 | 0 | 0 | 0 | 0 | 0 | 0 | 0 | 0 | 0 | 0 | 0 | 0 | 0 | 0 | 0 | 0 | 0 | 0 | 0 | 0 | 0 | 0 | 0 | Coal CCS
Area 1001 Coal CCS 2030 | 2030 | Coal CCS | [13 empty] | 0 | 0 | 0 | 0 | 0 | 0 | 0 | 0 | 0 | 0 | 0 | 0 | 0 | 0 | 0 | 0 | 0 | 0 | 0 | 0 | 0 | 0 | 0 | 0 | 0 | 0 | Coal CCS
Area 1001 Coal CCS 2031 | 2031 | Coal CCS | [13 empty] | 0 | 0 | 0 | 0 | 0 | 0 | 0 | 0 | 0 | 0 | 0 | 0 | 0 | 0 | 0 | 0 | 0 | 0 | 0 | 0 | 0 | 0 | 0 | 0 | 0 | 0 | Coal CCS
Area 1001 Coal CCS 2032 | 2032 | Coal CCS | [13 empty] | 0 | 0 | 0 | 0 | 0 | 0 | 0 | 0 | 0 | 0 | 0 | 0 | 0 | 0 | 0 | 0 | 0 | 0 | 0 | 0 | 0 | 0 | 0 | 0 | 0 | 0 | Coal CCS
Area 1001 Coal CCS 2033 | 2033 | Coal CCS | [13 empty] | 0 | 0 | 0 | 0 | 0 | 0 | 0 | 0 | 0 | 0 | 0 | 0 | 0 | 0 | 0 | 0 | 0 | 0 | 0 | 0 | 0 | 0 | 0 | 0 | 0 | 0 | Coal CCS
Area 1001 Coal CCS 2034 | 2034 | Coal CCS | [13 empty] | 0 | 0 | 0 | 0 | 0 | 0 | 0 | 0 | 0 | 0 | 0 | 0 | 0 | 0 | 0 | 0 | 0 | 0 | 0 | 0 | 0 | 0 | 0 | 0 | 0 | 0 | Coal CCS
Area 1001 Coal CCS 2035 | 2035 | Coal CCS | [13 empty] | 0 | 0 | 0 | 0 | 0 | 0 | 0 | 0 | 0 | 0 | 0 | 0 | 0 | 0 | 0 | 0 | 0 | 0 | 0 | 0 | 0 | 0 | 0 | 0 | 0 | 0 | Coal CCS
Area 1001 Coal CCS 2036 | 2036 | Coal CCS | [13 empty] | 0 | 0 | 0 | 0 | 0 | 0 | 0 | 0 | 0 | 0 | 0 | 0 | 0 | 0 | 0 | 0 | 0 | 0 | 0 | 0 | 0 | 0 | 0 | 0 | 0 | 0 | Coal CCS
Area 1001 Coal CCS 2037 | 2037 | Coal CCS | [13 empty] | 0 | 0 | 0 | 0 | 0 | 0 | 0 | 0 | 0 | 0 | 0 | 0 | 0 | 0 | 0 | 0 | 0 | 0 | 0 | 0 | 0 | 0 | 0 | 0 | 0 | 0 | Coal CCS
Area 1001 Coal CCS 2038 | 2038 | Coal CCS | [13 empty] | 0 | 0 | 0 | 0 | 0 | 0 | 0 | 0 | 0 | 0 | 0 | 0 | 0 | 0 | 0 | 0 | 0 | 0 | 0 | 0 | 0 | 0 | 0 | 0 | 0 | 0 | Coal CCS
Area 1001 Coal CCS 2039 | 2039 | Coal CCS | [13 empty] | 0 | 0 | 0 | 0 | 0 | 0 | 0 | 0 | 0 | 0 | 0 | 0 | 0 | 0 | 0 | 0 | 0 | 0 | 0 | 0 | 0 | 0 | 0 | 0 | 0 | 0 | Coal CCS
Area 1001 Coal CCS 2040 | 2040 | Coal CCS | [13 empty] | 0 | 0 | 0 | 0 | 0 | 0 | 0 | 0 | 0 | 0 | 0 | 0 | 0 | 0 | 0 | 0 | 0 | 0 | 0 | 0 | 0 | 0 | 0 | 0 | 0 | 0 | Coal CCS
Area 1001 Coal CCS 2041 | 2041 | Coal CCS | [13 empty] | 0 | 0 | 0 | 0 | 0 | 0 | 0 | 0 | 0 | 0 | 0 | 0 | 0 | 0 | 0 | 0 | 0 | 0 | 0 | 0 | 0 | 0 | 0 | 0 | 0 | 0 | Coal CCS
Area 1001 Coal CCS 2042 | 2042 | Coal CCS | [13 empty] | 0 | 0 | 0 | 0 | 0 | 0 | 0 | 0 | 0 | 0 | 0 | 0 | 0 | 0 | 0 | 0 | 0 | 0 | 0 | 0 | 0 | 0 | 0 | 0 | 0 | 0 | Coal CCS
Area 1001 Coal CCS 2043 | 2043 | Coal CCS | [13 empty] | 0 | 0 | 0 | 0 | 0 | 0 | 0 | 0 | 0 | 0 | 0 | 0 | 0 | 0 | 0 | 0 | 0 | 0 | 0 | 0 | 0 | 0 | 0 | 0 | 0 | 0 | Coal CCS
Area 1001 Hydrogen CT 2023 | 2023 | H2 CT | [13 empty] | 0 | 0 | 0 | 0 | 0 | 0 | 0 | 0 | 0 | 0 | 0 | 0 | 0 | 0 | 0 | 0 | 0 | 0 | 0 | 0 | 0 | 0 | 0 | 0 | 0 | 0 | H2 CT
Area 1001 Hydrogen CT 2024 | 2024 | H2 CT | [13 empty] | 0 | 0 | 0 | 0 | 0 | 0 | 0 | 0 | 0 | 0 | 0 | 0 | 0 | 0 | 0 | 0 | 0 | 0 | 0 | 0 | 0 | 0 | 0 | 0 | 0 | 0 | H2 CT
Area 1001 Hydrogen CT 2025 | 2025 | H2 CT | [13 empty] | 0 | 0 | 0 | 0 | 0 | 0 | 0 | 0 | 0 | 0 | 0 | 0 | 0 | 0 | 0 | 0 | 0 | 0 | 0 | 0 | 0 | 0 | 0 | 0 | 0 | 0 | H2 CT
Area 1001 Hydrogen CT 2026 | 2026 | H2 CT | [13 empty] | 0 | 0 | 0 | 0 | 0 | 0 | 0 | 0 | 0 | 0 | 0 | 0 | 0 | 0 | 0 | 0 | 0 | 0 | 0 | 0 | 0 | 0 | 0 | 0 | 0 | 0 | H2 CT
Area 1001 Hydrogen CT 2027 | 2027 | H2 CT | [13 empty] | 0 | 0 | 0 | 0 | 0 | 0 | 0 | 0 | 0 | 0 | 0 | 0 | 0 | 0 | 0 | 0 | 0 | 0 | 0 | 0 | 0 | 0 | 0 | 0 | 0 | 0 | H2 CT
Area 1001 Hydrogen CT 2028 | 2028 | H2 CT | [13 empty] | 0 | 0 | 0 | 0 | 0 | 0 | 0 | 0 | 0 | 0 | 0 | 0 | 0 | 0 | 0 | 0 | 0 | 0 | 0 | 0 | 0 | 0 | 0 | 0 | 0 | 0 | H2 CT
Area 1001 Hydrogen CT 2029 | 2029 | H2 CT | [13 empty] | 0 | 0 | 0 | 0 | 0 | 0 | 0 | 0 | 0 | 0 | 0 | 0 | 0 | 0 | 0 | 0 | 0 | 0 | 0 | 0 | 0 | 0 | 0 | 0 | 0 | 0 | H2 CT
Area 1001 Hydrogen CT 2030 | 2030 | H2 CT | [13 empty] | 0 | 0 | 0 | 0 | 0 | 0 | 0 | 0 | 0 | 0 | 0 | 0 | 0 | 0 | 0 | 0 | 0 | 0 | 0 | 0 | 0 | 0 | 0 | 0 | 0 | 0 | H2 CT
Area 1001 Hydrogen CT 2031 | 2031 | H2 CT | [13 empty] | 0 | 0 | 0 | 0 | 0 | 0 | 0 | 0 | 0 | 0 | 0 | 0 | 0 | 0 | 0 | 0 | 0 | 0 | 0 | 0 | 0 | 0 | 0 | 0 | 0 | 0 | H2 CT
Area 1001 Hydrogen CT 2032 | 2032 | H2 CT | [13 empty] | 0 | 0 | 0 | 0 | 0 | 0 | 0 | 0 | 0 | 0 | 0 | 0 | 0 | 0 | 0 | 0 | 0 | 0 | 0 | 0 | 0 | 0 | 0 | 0 | 0 | 0 | H2 CT
Area 1001 Hydrogen CT 2033 | 2033 | H2 CT | [13 empty] | 0 | 0 | 0 | 0 | 0 | 0 | 0 | 0 | 0 | 0 | 0 | 0 | 0 | 0 | 0 | 0 | 0 | 0 | 0 | 0 | 0 | 0 | 0 | 0 | 0 | 0 | H2 CT
Area 1001 Hydrogen CT 2034 | 2034 | H2 CT | [13 empty] | 0 | 0 | 0 | 0 | 0 | 0 | 0 | 0 | 0 | 0 | 0 | 0 | 0 | 0 | 0 | 0 | 0 | 0 | 0 | 0 | 0 | 0 | 0 | 0 | 0 | 0 | H2 CT
Area 1001 Hydrogen CT 2035 | 2035 | H2 CT | [13 empty] | 0 | 0 | 0 | 0 | 0 | 0 | 0 | 0 | 0 | 0 | 0 | 0 | 0 | 0 | 0 | 0 | 0 | 0 | 0 | 0 | 0 | 0 | 0 | 0 | 0 | 0 | H2 CT
Area 1001 Hydrogen CT 2036 | 2036 | H2 CT | [13 empty] | 0 | 0 | 0 | 0 | 0 | 0 | 0 | 0 | 0 | 0 | 0 | 0 | 0 | 0 | 0 | 0 | 0 | 0 | 0 | 0 | 0 | 0 | 0 | 0 | 0 | 0 | H2 CT
Area 1001 Hydrogen CT 2037 | 2037 | H2 CT | [13 empty] | 0 | 0 | 0 | 0 | 0 | 0 | 0 | 0 | 0 | 0 | 0 | 0 | 0 | 0 | 0 | 0 | 0 | 0 | 0 | 0 | 0 | 0 | 0 | 0 | 0 | 0 | H2 CT
Area 1001 Hydrogen CT 2038 | 2038 | H2 CT | [13 empty] | 0 | 0 | 0 | 0 | 0 | 0 | 0 | 0 | 0 | 0 | 0 | 0 | 0 | 0 | 0 | 0 | 0 | 0 | 0 | 0 | 0 | 0 | 0 | 0 | 0 | 0 | H2 CT
Area 1001 Hydrogen CT 2039 | 2039 | H2 CT | [13 empty] | 0 | 0 | 0 | 0 | 0 | 0 | 0 | 0 | 0 | 0 | 0 | 0 | 0 | 0 | 0 | 0 | 0 | 0 | 0 | 0 | 0 | 0 | 0 | 0 | 0 | 0 | H2 CT
Area 1001 Hydrogen CT 2040 | 2040 | H2 CT | [13 empty] | 0 | 0 | 0 | 0 | 0 | 0 | 0 | 0 | 0 | 0 | 0 | 0 | 0 | 0 | 0 | 0 | 0 | 0 | 0 | 0 | 0 | 0 | 0 | 0 | 0 | 0 | H2 CT
Area 1001 Hydrogen CT 2041 | 2041 | H2 CT | [13 empty] | 0 | 0 | 0 | 0 | 0 | 0 | 0 | 0 | 0 | 0 | 0 | 0 | 0 | 0 | 0 | 0 | 0 | 0 | 0 | 0 | 0 | 0 | 0 | 0 | 0 | 0 | H2 CT
Area 1001 Hydrogen CT 2042 | 2042 | H2 CT | [13 empty] | 0 | 0 | 0 | 0 | 0 | 0 | 0 | 0 | 0 | 0 | 0 | 0 | 0 | 0 | 0 | 0 | 0 | 0 | 0 | 0 | 0 | 0 | 0 | 0 | 0 | 0 | H2 CT
Area 1001 Hydrogen CT 2043 | 2043 | H2 CT | [13 empty] | 0 | 0 | 0 | 0 | 0 | 0 | 0 | 0 | 0 | 0 | 0 | 0 | 0 | 0 | 0 | 0 | 0 | 0 | 0 | 0 | 0 | 0 | 0 | 0 | 0 | 0 | H2 CT
Area 1001 SMR 2028 | 2028 | SMR | [13 empty] | 0 | 0 | 0 | 0 | 0 | 0 | 0 | 0 | 0 | 0 | 0 | 0 | 0 | 0 | 0 | 0 | 0 | 0 | 0 | 0 | 0 | 0 | 0 | 0 | 0 | 0 | SMR
Area 1001 SMR 2029 | 2029 | SMR | [13 empty] | 0 | 0 | 0 | 0 | 0 | 0 | 0 | 0 | 0 | 0 | 0 | 0 | 0 | 0 | 0 | 0 | 0 | 0 | 0 | 0 | 0 | 0 | 0 | 0 | 0 | 0 | SMR
Area 1001 SMR 2030 | 2030 | SMR | [13 empty] | 0 | 0 | 0 | 0 | 0 | 0 | 0 | 0 | 0 | 0 | 0 | 0 | 0 | 0 | 0 | 0 | 0 | 0 | 0 | 0 | 0 | 0 | 0 | 0 | 0 | 0 | SMR
Area 1001 SMR 2031 | 2031 | SMR | [13 empty] | 0 | 0 | 0 | 0 | 0 | 0 | 0 | 0 | 0 | 0 | 0 | 0 | 0 | 0 | 0 | 0 | 0 | 0 | 0 | 0 | 0 | 0 | 0 | 0 | 0 | 0 | SMR
Area 1001 SMR 2032 | 2032 | SMR | [13 empty] | 0 | 0 | 0 | 0 | 0 | 0 | 0 | 0 | 0 | 0 | 0 | 0 | 0 | 0 | 0 | 0 | 0 | 0 | 0 | 0 | 0 | 0 | 0 | 0 | 0 | 0 | SMR
Area 1001 SMR 2033 | 2033 | SMR | [13 empty] | 0 | 0 | 0 | 0 | 0 | 0 | 0 | 0 | 0 | 0 | 0 | 0 | 0 | 0 | 0 | 0 | 0 | 0 | 0 | 0 | 0 | 0 | 0 | 0 | 0 | 0 | SMR
Area 1001 SMR 2034 | 2034 | SMR | [13 empty] | 0 | 0 | 0 | 0 | 0 | 0 | 0 | 0 | 0 | 0 | 0 | 0 | 0 | 0 | 0 | 0 | 0 | 0 | 0 | 0 | 0 | 0 | 0 | 0 | 0 | 0 | SMR
Area 1001 SMR 2035 | 2035 | SMR | [13 empty] | 0 | 0 | 0 | 0 | 0 | 0 | 0 | 0 | 0 | 0 | 0 | 0 | 0 | 0 | 0 | 0 | 0 | 0 | 0 | 0 | 0 | 0 | 0 | 0 | 0 | 0 | SMR
Area 1001 SMR 2036 | 2036 | SMR | [13 empty] | 0 | 0 | 0 | 0 | 0 | 0 | 0 | 0 | 0 | 0 | 0 | 0 | 0 | 0 | 0 | 0 | 0 | 0 | 0 | 0 | 0 | 0 | 0 | 0 | 0 | 0 | SMR
Area 1001 SMR 2037 | 2037 | SMR | [13 empty] | 0 | 0 | 0 | 0 | 0 | 0 | 0 | 0 | 0 | 0 | 0 | 0 | 0 | 0 | 0 | 0 | 0 | 0 | 0 | 0 | 0 | 0 | 0 | 0 | 0 | 0 | SMR
Area 1001 SMR 2038 | 2038 | SMR | [13 empty] | 0 | 0 | 0 | 0 | 0 | 0 | 0 | 0 | 0 | 0 | 0 | 0 | 0 | 0 | 0 | 0 | 0 | 0 | 0 | 0 | 0 | 0 | 0 | 0 | 0 | 0 | SMR
Area 1001 SMR 2039 | 2039 | SMR | [13 empty] | 0 | 0 | 0 | 0 | 0 | 0 | 0 | 0 | 0 | 0 | 0 | 0 | 0 | 0 | 0 | 0 | 0 | 0 | 0 | 0 | 0 | 0 | 0 | 0 | 0 | 0 | SMR
Area 1001 SMR 2040 | 2040 | SMR | [13 empty] | 0 | 0 | 0 | 0 | 0 | 0 | 0 | 0 | 0 | 0 | 0 | 0 | 0 | 0 | 0 | 0 | 0 | 0 | 0 | 0 | 0 | 0 | 0 | 0 | 0 | 0 | SMR
Area 1001 SMR 2041 | 2041 | SMR | [13 empty] | 0 | 0 | 0 | 0 | 0 | 0 | 0 | 0 | 0 | 0 | 0 | 0 | 0 | 0 | 0 | 0 | 0 | 0 | 0 | 0 | 0 | 0 | 0 | 0 | 0 | 0 | SMR
Area 1001 SMR 2042 | 2042 | SMR | [13 empty] | 0 | 0 | 0 | 0 | 0 | 0 | 0 | 0 | 0 | 0 | 0 | 0 | 0 | 0 | 0 | 0 | 0 | 0 | 0 | 0 | 0 | 0 | 0 | 0 | 0 | 0 | SMR
Area 1001 SMR 2043 | 2043 | SMR | [13 empty] | 0 | 0 | 0 | 0 | 0 | 0 | 0 | 0 | 0 | 0 | 0 | 0 | 0 | 0 | 0 | 0 | 0 | 0 | 0 | 0 | 0 | 0 | 0 | 0 | 0 | 0 | SMR
Area 1001 Solar 2023 | 2023 | Solar | [13 empty] | 0 | 0 | 0 | 0 | 0 | 0 | 0 | 0 | 0 | 0 | 0 | 0 | 0 | 0 | 0 | 0 | 0 | 0 | 0 | 0 | 0 | 0 | 0 | 0 | 0 | 0 | Solar
Area 1001 Solar 2024 | 2024 | Solar | [13 empty] | 0 | 0 | 0 | 0 | 0 | 0 | 0 | 0 | 0 | 0 | 0 | 0 | 0 | 0 | 0 | 0 | 0 | 0 | 0 | 0 | 0 | 0 | 0 | 0 | 0 | 0 | Solar
Area 1001 Solar 2025 | 2025 | Solar | [13 empty] | 0 | 0 | 0 | 0 | 0 | 0 | 0 | 0 | 0 | 0 | 0 | 0 | 0 | 0 | 0 | 0 | 0 | 0 | 0 | 0 | 0 | 0 | 0 | 0 | 0 | 0 | Solar
Area 1001 Solar 2026 | 2026 | Solar | [7 empty] | 100 | [5 empty] | 0 | 0 | 0 | 0 | 0 | 0 | 0 | 100 | 0 | 0 | 0 | 0 | 0 | 0 | 0 | 0 | 0 | 0 | 0 | 0 | 2 | 0 | 0 | 0 | 0 | 0 | Solar
Area 1001 Solar 2027 | 2027 | Solar | 150 | 100 | 150 |  | 50 | 50 | 150 | 150 | 150 | 150 |  |  |  | 150 | 100 | 150 | 0 | 50 | 50 | 150 | 250 | 150 | 150 | 0 | 0 | 0 | 3 | 2 | 3 | 0 | 1 | 1 | 3 | 5 | 3 | 3 | 0 | 0 | 0 | Solar
Area 1001 Solar 2028 | 2028 | Solar | 150 | 150 | 150 | 150 | 150 | 150 | 150 | 150 | 150 | 150 |  |  |  | 300 | 250 | 300 | 150 | 200 | 200 | 300 | 400 | 300 | 300 | 0 | 0 | 0 | 6 | 5 | 6 | 3 | 4 | 4 | 6 | 8 | 6 | 6 | 0 | 0 | 0 | Solar
Area 1001 Solar 2029 | 2029 | Solar | 100 |  | 100 | 150 |  |  | 100 | 150 |  | 100 |  |  |  | 400 | 250 | 400 | 300 | 200 | 200 | 400 | 550 | 300 | 400 | 0 | 0 | 0 | 8 | 5 | 8 | 6 | 4 | 4 | 8 | 11 | 6 | 8 | 0 | 0 | 0 | Solar
Area 1001 Solar 2030 | 2030 | Solar |  |  | 50 |  |  |  |  | 50 | [5 empty] | 400 | 250 | 450 | 300 | 200 | 200 | 400 | 600 | 300 | 400 | 0 | 0 | 0 | 8 | 5 | 9 | 6 | 4 | 4 | 8 | 12 | 6 | 8 | 0 | 0 | 0 | Solar
Area 1001 Solar 2031 | 2031 | Solar |  |  |  | 150 |  |  |  | 50 | [5 empty] | 400 | 250 | 450 | 450 | 200 | 200 | 400 | 650 | 300 | 400 | 0 | 0 | 0 | 8 | 5 | 9 | 9 | 4 | 4 | 8 | 13 | 6 | 8 | 0 | 0 | 0 | Solar
Area 1001 Solar 2032 | 2032 | Solar |  |  | 50 | 150 |  |  |  | 50 | [5 empty] | 400 | 250 | 500 | 600 | 200 | 200 | 400 | 700 | 300 | 400 | 0 | 0 | 0 | 8 | 5 | 10 | 12 | 4 | 4 | 8 | 14 | 6 | 8 | 0 | 0 | 0 | Solar
Area 1001 Solar 2033 | 2033 | Solar | [13 empty] | 400 | 250 | 500 | 600 | 200 | 200 | 400 | 700 | 300 | 400 | 0 | 0 | 0 | 8 | 5 | 10 | 12 | 4 | 4 | 8 | 14 | 6 | 8 | 0 | 0 | 0 | Solar
Area 1001 Solar 2034 | 2034 | Solar | [13 empty] | 400 | 250 | 500 | 600 | 200 | 200 | 400 | 700 | 300 | 400 | 0 | 0 | 0 | 8 | 5 | 10 | 12 | 4 | 4 | 8 | 14 | 6 | 8 | 0 | 0 | 0 | Solar
Area 1001 Solar 2035 | 2035 | Solar | [7 empty] | 50 | [5 empty] | 400 | 250 | 500 | 600 | 200 | 200 | 400 | 750 | 300 | 400 | 0 | 0 | 0 | 8 | 5 | 10 | 12 | 4 | 4 | 8 | 15 | 6 | 8 | 0 | 0 | 0 | Solar
Area 1001 Solar 2036 | 2036 | Solar |  |  |  | 50 | [9 empty] | 400 | 250 | 500 | 650 | 200 | 200 | 400 | 750 | 300 | 400 | 0 | 0 | 0 | 8 | 5 | 10 | 13 | 4 | 4 | 8 | 15 | 6 | 8 | 0 | 0 | 0 | Solar
Area 1001 Solar 2037 | 2037 | Solar | 50 |  | 100 |  |  |  |  | 100 | [5 empty] | 450 | 250 | 600 | 650 | 200 | 200 | 400 | 850 | 300 | 400 | 0 | 0 | 0 | 9 | 5 | 12 | 13 | 4 | 4 | 8 | 17 | 6 | 8 | 0 | 0 | 0 | Solar
Area 1001 Solar 2038 | 2038 | Solar | [13 empty] | 450 | 250 | 600 | 650 | 200 | 200 | 400 | 850 | 300 | 400 | 0 | 0 | 0 | 9 | 5 | 12 | 13 | 4 | 4 | 8 | 17 | 6 | 8 | 0 | 0 | 0 | Solar
Area 1001 Solar 2039 | 2039 | Solar | [13 empty] | 450 | 250 | 600 | 650 | 200 | 200 | 400 | 850 | 300 | 400 | 0 | 0 | 0 | 9 | 5 | 12 | 13 | 4 | 4 | 8 | 17 | 6 | 8 | 0 | 0 | 0 | Solar
Area 1001 Solar 2040 | 2040 | Solar | [13 empty] | 450 | 250 | 600 | 650 | 200 | 200 | 400 | 850 | 300 | 400 | 0 | 0 | 0 | 9 | 5 | 12 | 13 | 4 | 4 | 8 | 17 | 6 | 8 | 0 | 0 | 0 | Solar
Area 1001 Solar 2041 | 2041 | Solar | [13 empty] | 450 | 250 | 600 | 650 | 200 | 200 | 400 | 850 | 300 | 400 | 0 | 0 | 0 | 9 | 5 | 12 | 13 | 4 | 4 | 8 | 17 | 6 | 8 | 0 | 0 | 0 | Solar
Area 1001 Solar 2042 | 2042 | Solar | [13 empty] | 450 | 250 | 600 | 650 | 200 | 200 | 400 | 850 | 300 | 400 | 0 | 0 | 0 | 9 | 5 | 12 | 13 | 4 | 4 | 8 | 17 | 6 | 8 | 0 | 0 | 0 | Solar
Area 1001 Solar 2043 | 2043 | Solar | [13 empty] | 450 | 250 | 600 | 650 | 200 | 200 | 400 | 850 | 300 | 400 | 0 | 0 | 0 | 9 | 5 | 12 | 13 | 4 | 4 | 8 | 17 | 6 | 8 | 0 | 0 | 0 | Solar
Area 1001 Wind 2024 | 2024 | Wind | [13 empty] | 0 | 0 | 0 | 0 | 0 | 0 | 0 | 0 | 0 | 0 | 0 | 0 | 0 | 0 | 0 | 0 | 0 | 0 | 0 | 0 | 0 | 0 | 0 | 0 | 0 | 0 | Wind
Area 1001 Wind 2025 | 2025 | Wind | [13 empty] | 0 | 0 | 0 | 0 | 0 | 0 | 0 | 0 | 0 | 0 | 0 | 0 | 0 | 0 | 0 | 0 | 0 | 0 | 0 | 0 | 0 | 0 | 0 | 0 | 0 | 0 | Wind
Area 1001 Wind 2026 | 2026 | Wind | 100 | 100 | 100 | 100 | 100 | 100 | 100 |  | 100 | 100 |  |  |  | 100 | 100 | 100 | 100 | 100 | 100 | 100 | 0 | 100 | 100 | 0 | 0 | 0 | 15.8667 | 15.8667 | 15.8667 | 15.8667 | 15.8667 | 15.8667 | 15.8667 | 0 | 15.8667 | 15.8667 | 0 | 0 | 0 | Wind
Area 1001 Wind 2027 | 2027 | Wind | 100 | 100 | 100 | 100 | 100 | 100 | 100 |  | 100 | 100 |  |  |  | 200 | 200 | 200 | 200 | 200 | 200 | 200 | 0 | 200 | 200 | 0 | 0 | 0 | 29.7905 | 29.7905 | 29.7905 | 29.7905 | 29.7905 | 29.7905 | 29.7905 | 0 | 29.7905 | 29.7905 | 0 | 0 | 0 | Wind
Area 1001 Wind 2028 | 2028 | Wind | 100 | 100 | 100 | 100 | 100 | 100 | 100 |  | 100 | 100 |  |  |  | 300 | 300 | 300 | 300 | 300 | 300 | 300 | 0 | 300 | 300 | 0 | 0 | 0 | 41.7714 | 41.7714 | 41.7714 | 41.7714 | 41.7714 | 41.7714 | 41.7714 | 0 | 41.7714 | 41.7714 | 0 | 0 | 0 | Wind
Area 1001 Wind 2029 | 2029 | Wind | 100 | 100 | 100 | 100 |  | 100 |  |  | 100 |  |  |  |  | 400 | 400 | 400 | 400 | 300 | 400 | 300 | 0 | 400 | 300 | 0 | 0 | 0 | 55.6952 | 55.6952 | 55.6952 | 55.6952 | 41.7714 | 55.6952 | 41.7714 | 0 | 55.6952 | 41.7714 | 0 | 0 | 0 | Wind
Area 1001 Wind 2030 | 2030 | Wind | 100 | 100 | 100 | 100 |  | 100 | 100 |  | 100 | 100 |  |  |  | 500 | 500 | 500 | 500 | 300 | 500 | 400 | 0 | 500 | 400 | 0 | 0 | 0 | 64.7619 | 64.7619 | 64.7619 | 64.7619 | 38.8571 | 64.7619 | 51.8095 | 0 | 64.7619 | 51.8095 | 0 | 0 | 0 | Wind
Area 1001 Wind 2031 | 2031 | Wind | 100 | 100 | 100 | 100 |  | 100 | 100 |  | 100 | 100 |  |  |  | 600 | 600 | 600 | 600 | 300 | 600 | 500 | 0 | 600 | 500 | 0 | 0 | 0 | 77.7143 | 77.7143 | 77.7143 | 77.7143 | 38.8571 | 77.7143 | 64.7619 | 0 | 77.7143 | 64.7619 | 0 | 0 | 0 | Wind
Area 1001 Wind 2032 | 2032 | Wind | 100 | 100 | 100 | 100 |  | 100 |  |  | 100 |  |  |  |  | 700 | 700 | 700 | 700 | 300 | 700 | 500 | 0 | 700 | 500 | 0 | 0 | 0 | 90.6667 | 90.6667 | 90.6667 | 90.6667 | 38.8571 | 90.6667 | 64.7619 | 0 | 90.6667 | 64.7619 | 0 | 0 | 0 | Wind
Area 1001 Wind 2033 | 2033 | Wind | 100 | 100 | 100 | 100 |  | 100 |  |  | 100 |  |  |  |  | 800 | 800 | 800 | 800 | 300 | 800 | 500 | 0 | 800 | 500 | 0 | 0 | 0 | 103.619 | 103.619 | 103.619 | 103.619 | 38.8571 | 103.619 | 64.7619 | 0 | 103.619 | 64.7619 | 0 | 0 | 0 | Wind
Area 1001 Wind 2034 | 2034 | Wind | 100 | [7 empty] | 100 |  |  |  |  | 900 | 800 | 800 | 800 | 300 | 800 | 500 | 0 | 900 | 500 | 0 | 0 | 0 | 116.5714 | 103.619 | 103.619 | 103.619 | 38.8571 | 103.619 | 64.7619 | 0 | 116.5714 | 64.7619 | 0 | 0 | 0 | Wind
Area 1001 Wind 2035 | 2035 | Wind | 100 | [12 empty] | 1000 | 800 | 800 | 800 | 300 | 800 | 500 | 0 | 900 | 500 | 0 | 0 | 0 | 129.5238 | 103.619 | 103.619 | 103.619 | 38.8571 | 103.619 | 64.7619 | 0 | 116.5714 | 64.7619 | 0 | 0 | 0 | Wind
Area 1001 Wind 2036 | 2036 | Wind | [13 empty] | 1000 | 800 | 800 | 800 | 300 | 800 | 500 | 0 | 900 | 500 | 0 | 0 | 0 | 129.5238 | 103.619 | 103.619 | 103.619 | 38.8571 | 103.619 | 64.7619 | 0 | 116.5714 | 64.7619 | 0 | 0 | 0 | Wind
Area 1001 Wind 2037 | 2037 | Wind |  | 100 | [11 empty] | 1000 | 900 | 800 | 800 | 300 | 800 | 500 | 0 | 900 | 500 | 0 | 0 | 0 | 129.5238 | 116.5714 | 103.619 | 103.619 | 38.8571 | 103.619 | 64.7619 | 0 | 116.5714 | 64.7619 | 0 | 0 | 0 | Wind
Area 1001 Wind 2038 | 2038 | Wind | [13 empty] | 1000 | 900 | 800 | 800 | 300 | 800 | 500 | 0 | 900 | 500 | 0 | 0 | 0 | 129.5238 | 116.5714 | 103.619 | 103.619 | 38.8571 | 103.619 | 64.7619 | 0 | 116.5714 | 64.7619 | 0 | 0 | 0 | Wind
Area 1001 Wind 2039 | 2039 | Wind | [13 empty] | 1000 | 900 | 800 | 800 | 300 | 800 | 500 | 0 | 900 | 500 | 0 | 0 | 0 | 129.5238 | 116.5714 | 103.619 | 103.619 | 38.8571 | 103.619 | 64.7619 | 0 | 116.5714 | 64.7619 | 0 | 0 | 0 | Wind
Area 1001 Wind 2040 | 2040 | Wind | [13 empty] | 1000 | 900 | 800 | 800 | 300 | 800 | 500 | 0 | 900 | 500 | 0 | 0 | 0 | 129.5238 | 116.5714 | 103.619 | 103.619 | 38.8571 | 103.619 | 64.7619 | 0 | 116.5714 | 64.7619 | 0 | 0 | 0 | Wind
Area 1001 Wind 2041 | 2041 | Wind | [13 empty] | 1000 | 900 | 800 | 800 | 300 | 800 | 500 | 0 | 900 | 500 | 0 | 0 | 0 | 129.5238 | 116.5714 | 103.619 | 103.619 | 38.8571 | 103.619 | 64.7619 | 0 | 116.5714 | 64.7619 | 0 | 0 | 0 | Wind
Area 1001 Wind 2042 | 2042 | Wind | [13 empty] | 1000 | 900 | 800 | 800 | 300 | 800 | 500 | 0 | 900 | 500 | 0 | 0 | 0 | 129.5238 | 116.5714 | 103.619 | 103.619 | 38.8571 | 103.619 | 64.7619 | 0 | 116.5714 | 64.7619 | 0 | 0 | 0 | Wind
Area 1001 Wind 2043 | 2043 | Wind | [13 empty] | 1000 | 900 | 800 | 800 | 300 | 800 | 500 | 0 | 900 | 500 | 0 | 0 | 0 | 129.5238 | 116.5714 | 103.619 | 103.619 | 38.8571 | 103.619 | 64.7619 | 0 | 116.5714 | 64.7619 | 0 | 0 | 0 | Wind
Area 1001 4-Hour Li-on Battery 2023 | 2023 | 4hr Li Ion | [13 empty] | 0 | 0 | 0 | 0 | 0 | 0 | 0 | 0 | 0 | 0 | 0 | 0 | 0 | 0 | 0 | 0 | 0 | 0 | 0 | 0 | 0 | 0 | 0 | 0 | 0 | 0 | 4hr Li Ion
Area 1001 4-Hour Li-on Battery 2024 | 2024 | 4hr Li Ion | [13 empty] | 0 | 0 | 0 | 0 | 0 | 0 | 0 | 0 | 0 | 0 | 0 | 0 | 0 | 0 | 0 | 0 | 0 | 0 | 0 | 0 | 0 | 0 | 0 | 0 | 0 | 0 | 4hr Li Ion
Area 1001 4-Hour Li-on Battery 2025 | 2025 | 4hr Li Ion | [13 empty] | 0 | 0 | 0 | 0 | 0 | 0 | 0 | 0 | 0 | 0 | 0 | 0 | 0 | 0 | 0 | 0 | 0 | 0 | 0 | 0 | 0 | 0 | 0 | 0 | 0 | 0 | 4hr Li Ion
Area 1001 4-Hour Li-on Battery 2026 | 2026 | 4hr Li Ion | [5 empty] | 200 | [7 empty] | 0 | 0 | 0 | 0 | 0 | 200 | 0 | 0 | 0 | 0 | 0 | 0 | 0 | 0 | 0 | 0 | 0 | 0 | 164 | 0 | 0 | 0 | 0 | 0 | 0 | 0 | 4hr Li Ion
Area 1001 4-Hour Li-on Battery 2027 | 2027 | 4hr Li Ion | [5 empty] | 150 | [7 empty] | 0 | 0 | 0 | 0 | 0 | 350 | 0 | 0 | 0 | 0 | 0 | 0 | 0 | 0 | 0 | 0 | 0 | 0 | 287 | 0 | 0 | 0 | 0 | 0 | 0 | 0 | 4hr Li Ion
Area 1001 4-Hour Li-on Battery 2028 | 2028 | 4hr Li Ion | [5 empty] | 150 | [7 empty] | 0 | 0 | 0 | 0 | 0 | 500 | 0 | 0 | 0 | 0 | 0 | 0 | 0 | 0 | 0 | 0 | 0 | 0 | 410 | 0 | 0 | 0 | 0 | 0 | 0 | 0 | 4hr Li Ion
Area 1001 4-Hour Li-on Battery 2029 | 2029 | 4hr Li Ion |  |  |  |  | 100 |  |  | 50 | [5 empty] | 0 | 0 | 0 | 0 | 100 | 500 | 0 | 50 | 0 | 0 | 0 | 0 | 0 | 0 | 0 | 0 | 0 | 82 | 410 | 0 | 41 | 0 | 0 | 0 | 0 | 0 | 4hr Li Ion
Area 1001 4-Hour Li-on Battery 2030 | 2030 | 4hr Li Ion | [13 empty] | 0 | 0 | 0 | 0 | 100 | 500 | 0 | 50 | 0 | 0 | 0 | 0 | 0 | 0 | 0 | 0 | 0 | 79.2667 | 396.3333 | 0 | 39.6333 | 0 | 0 | 0 | 0 | 0 | 4hr Li Ion
Area 1001 4-Hour Li-on Battery 2031 | 2031 | 4hr Li Ion | [13 empty] | 0 | 0 | 0 | 0 | 100 | 500 | 0 | 50 | 0 | 0 | 0 | 0 | 0 | 0 | 0 | 0 | 0 | 76.5333 | 382.6667 | 0 | 38.2667 | 0 | 0 | 0 | 0 | 0 | 4hr Li Ion
Area 1001 4-Hour Li-on Battery 2032 | 2032 | 4hr Li Ion |  |  |  | 200 | [9 empty] | 0 | 0 | 0 | 200 | 100 | 500 | 0 | 50 | 0 | 0 | 0 | 0 | 0 | 0 | 0 | 0 | 147.6 | 73.8 | 369 | 0 | 36.9 | 0 | 0 | 0 | 0 | 0 | 4hr Li Ion
Area 1001 4-Hour Li-on Battery 2033 | 2033 | 4hr Li Ion | [13 empty] | 0 | 0 | 0 | 200 | 100 | 500 | 0 | 50 | 0 | 0 | 0 | 0 | 0 | 0 | 0 | 0 | 142.1333 | 71.0667 | 355.3333 | 0 | 35.5333 | 0 | 0 | 0 | 0 | 0 | 4hr Li Ion
Area 1001 4-Hour Li-on Battery 2034 | 2034 | 4hr Li Ion | [13 empty] | 0 | 0 | 0 | 200 | 100 | 500 | 0 | 50 | 0 | 0 | 0 | 0 | 0 | 0 | 0 | 0 | 138.8533 | 69.4267 | 347.1333 | 0 | 34.7133 | 0 | 0 | 0 | 0 | 0 | 4hr Li Ion
Area 1001 4-Hour Li-on Battery 2035 | 2035 | 4hr Li Ion |  |  | 50 |  | 50 |  | 50 |  | 50 | 50 |  |  |  | 0 | 0 | 50 | 200 | 150 | 500 | 50 | 50 | 50 | 50 | 0 | 0 | 0 | 0 | 0 | 34.7133 | 138.8533 | 104.14 | 347.1333 | 34.7133 | 34.7133 | 34.7133 | 34.7133 | 0 | 0 | 0 | 4hr Li Ion
Area 1001 4-Hour Li-on Battery 2036 | 2036 | 4hr Li Ion | [5 empty] | 200 | [7 empty] | 0 | 0 | 50 | 200 | 150 | 500 | 50 | 50 | 50 | 50 | 0 | 0 | 0 | 0 | 0 | 33.8933 | 135.5733 | 101.68 | 338.9333 | 33.8933 | 33.8933 | 33.8933 | 33.8933 | 0 | 0 | 0 | 4hr Li Ion
Area 1001 4-Hour Li-on Battery 2037 | 2037 | 4hr Li Ion | [13 empty] | 0 | 0 | 50 | 200 | 150 | 350 | 50 | 50 | 50 | 50 | 0 | 0 | 0 | 0 | 0 | 33.0733 | 132.2933 | 99.22 | 231.5133 | 33.0733 | 33.0733 | 33.0733 | 33.0733 | 0 | 0 | 0 | 4hr Li Ion
Area 1001 4-Hour Li-on Battery 2038 | 2038 | 4hr Li Ion | [13 empty] | 0 | 0 | 50 | 200 | 150 | 200 | 50 | 50 | 50 | 50 | 0 | 0 | 0 | 0 | 0 | 33.0733 | 132.2933 | 99.22 | 132.2933 | 33.0733 | 33.0733 | 33.0733 | 33.0733 | 0 | 0 | 0 | 4hr Li Ion
Area 1001 4-Hour Li-on Battery 2039 | 2039 | 4hr Li Ion | [13 empty] | 0 | 0 | 50 | 200 | 50 | 200 | 50 | 0 | 50 | 50 | 0 | 0 | 0 | 0 | 0 | 32.2533 | 129.0133 | 32.2533 | 129.0133 | 32.2533 | 0 | 32.2533 | 32.2533 | 0 | 0 | 0 | 4hr Li Ion
Area 1001 4-Hour Li-on Battery 2040 | 2040 | 4hr Li Ion | [13 empty] | 0 | 0 | 50 | 200 | 50 | 200 | 50 | 0 | 50 | 50 | 0 | 0 | 0 | 0 | 0 | 32.2533 | 129.0133 | 32.2533 | 129.0133 | 32.2533 | 0 | 32.2533 | 32.2533 | 0 | 0 | 0 | 4hr Li Ion
Area 1001 4-Hour Li-on Battery 2041 | 2041 | 4hr Li Ion | [13 empty] | 0 | 0 | 50 | 200 | 50 | 200 | 50 | 0 | 50 | 50 | 0 | 0 | 0 | 0 | 0 | 32.2533 | 129.0133 | 32.2533 | 129.0133 | 32.2533 | 0 | 32.2533 | 32.2533 | 0 | 0 | 0 | 4hr Li Ion
Area 1001 4-Hour Li-on Battery 2042 | 2042 | 4hr Li Ion | [13 empty] | 0 | 0 | 50 | 0 | 50 | 200 | 50 | 0 | 50 | 50 | 0 | 0 | 0 | 0 | 0 | 32.2533 | 0 | 32.2533 | 129.0133 | 32.2533 | 0 | 32.2533 | 32.2533 | 0 | 0 | 0 | 4hr Li Ion
Area 1001 4-Hour Li-on Battery 2043 | 2043 | 4hr Li Ion | [13 empty] | 0 | 0 | 50 | 0 | 50 | 200 | 50 | 0 | 50 | 50 | 0 | 0 | 0 | 0 | 0 | 32.2533 | 0 | 32.2533 | 129.0133 | 32.2533 | 0 | 32.2533 | 32.2533 | 0 | 0 | 0 | 4hr Li Ion
Area 1001 20-Hour Flow Battery 2023 | 2023 | 20hr Flow | [13 empty] | 0 | 0 | 0 | 0 | 0 | 0 | 0 | 0 | 0 | 0 | 0 | 0 | 0 | 0 | 0 | 0 | 0 | 0 | 0 | 0 | 0 | 0 | 0 | 0 | 0 | 0 | 20hr Flow
Area 1001 20-Hour Flow Battery 2024 | 2024 | 20hr Flow | [13 empty] | 0 | 0 | 0 | 0 | 0 | 0 | 0 | 0 | 0 | 0 | 0 | 0 | 0 | 0 | 0 | 0 | 0 | 0 | 0 | 0 | 0 | 0 | 0 | 0 | 0 | 0 | 20hr Flow
Area 1001 20-Hour Flow Battery 2025 | 2025 | 20hr Flow | [13 empty] | 0 | 0 | 0 | 0 | 0 | 0 | 0 | 0 | 0 | 0 | 0 | 0 | 0 | 0 | 0 | 0 | 0 | 0 | 0 | 0 | 0 | 0 | 0 | 0 | 0 | 0 | 20hr Flow
Area 1001 20-Hour Flow Battery 2026 | 2026 | 20hr Flow | [13 empty] | 0 | 0 | 0 | 0 | 0 | 0 | 0 | 0 | 0 | 0 | 0 | 0 | 0 | 0 | 0 | 0 | 0 | 0 | 0 | 0 | 0 | 0 | 0 | 0 | 0 | 0 | 20hr Flow
Area 1001 20-Hour Flow Battery 2027 | 2027 | 20hr Flow | [13 empty] | 0 | 0 | 0 | 0 | 0 | 0 | 0 | 0 | 0 | 0 | 0 | 0 | 0 | 0 | 0 | 0 | 0 | 0 | 0 | 0 | 0 | 0 | 0 | 0 | 0 | 0 | 20hr Flow
Area 1001 20-Hour Flow Battery 2028 | 2028 | 20hr Flow | [5 empty] | 50 | [7 empty] | 0 | 0 | 0 | 0 | 0 | 50 | 0 | 0 | 0 | 0 | 0 | 0 | 0 | 0 | 0 | 0 | 0 | 0 | 50 | 0 | 0 | 0 | 0 | 0 | 0 | 0 | 20hr Flow
Area 1001 20-Hour Flow Battery 2029 | 2029 | 20hr Flow | [13 empty] | 0 | 0 | 0 | 0 | 0 | 50 | 0 | 0 | 0 | 0 | 0 | 0 | 0 | 0 | 0 | 0 | 0 | 0 | 50 | 0 | 0 | 0 | 0 | 0 | 0 | 0 | 20hr Flow
Area 1001 20-Hour Flow Battery 2030 | 2030 | 20hr Flow | [13 empty] | 0 | 0 | 0 | 0 | 0 | 50 | 0 | 0 | 0 | 0 | 0 | 0 | 0 | 0 | 0 | 0 | 0 | 0 | 50 | 0 | 0 | 0 | 0 | 0 | 0 | 0 | 20hr Flow
Area 1001 20-Hour Flow Battery 2031 | 2031 | 20hr Flow | [13 empty] | 0 | 0 | 0 | 0 | 0 | 50 | 0 | 0 | 0 | 0 | 0 | 0 | 0 | 0 | 0 | 0 | 0 | 0 | 50 | 0 | 0 | 0 | 0 | 0 | 0 | 0 | 20hr Flow
Area 1001 20-Hour Flow Battery 2032 | 2032 | 20hr Flow | [13 empty] | 0 | 0 | 0 | 0 | 0 | 50 | 0 | 0 | 0 | 0 | 0 | 0 | 0 | 0 | 0 | 0 | 0 | 0 | 50 | 0 | 0 | 0 | 0 | 0 | 0 | 0 | 20hr Flow
Area 1001 20-Hour Flow Battery 2033 | 2033 | 20hr Flow | [13 empty] | 0 | 0 | 0 | 0 | 0 | 50 | 0 | 0 | 0 | 0 | 0 | 0 | 0 | 0 | 0 | 0 | 0 | 0 | 50 | 0 | 0 | 0 | 0 | 0 | 0 | 0 | 20hr Flow
Area 1001 20-Hour Flow Battery 2034 | 2034 | 20hr Flow | [13 empty] | 0 | 0 | 0 | 0 | 0 | 50 | 0 | 0 | 0 | 0 | 0 | 0 | 0 | 0 | 0 | 0 | 0 | 0 | 50 | 0 | 0 | 0 | 0 | 0 | 0 | 0 | 20hr Flow
Area 1001 20-Hour Flow Battery 2035 | 2035 | 20hr Flow | [13 empty] | 0 | 0 | 0 | 0 | 0 | 50 | 0 | 0 | 0 | 0 | 0 | 0 | 0 | 0 | 0 | 0 | 0 | 0 | 50 | 0 | 0 | 0 | 0 | 0 | 0 | 0 | 20hr Flow
Area 1001 20-Hour Flow Battery 2036 | 2036 | 20hr Flow | [13 empty] | 0 | 0 | 0 | 0 | 0 | 50 | 0 | 0 | 0 | 0 | 0 | 0 | 0 | 0 | 0 | 0 | 0 | 0 | 50 | 0 | 0 | 0 | 0 | 0 | 0 | 0 | 20hr Flow
Area 1001 20-Hour Flow Battery 2037 | 2037 | 20hr Flow | [13 empty] | 0 | 0 | 0 | 0 | 0 | 50 | 0 | 0 | 0 | 0 | 0 | 0 | 0 | 0 | 0 | 0 | 0 | 0 | 50 | 0 | 0 | 0 | 0 | 0 | 0 | 0 | 20hr Flow
Area 1001 20-Hour Flow Battery 2038 | 2038 | 20hr Flow | [13 empty] | 0 | 0 | 0 | 0 | 0 | 0 | 0 | 0 | 0 | 0 | 0 | 0 | 0 | 0 | 0 | 0 | 0 | 0 | 0 | 0 | 0 | 0 | 0 | 0 | 0 | 0 | 20hr Flow
Area 1001 20-Hour Flow Battery 2039 | 2039 | 20hr Flow | [13 empty] | 0 | 0 | 0 | 0 | 0 | 0 | 0 | 0 | 0 | 0 | 0 | 0 | 0 | 0 | 0 | 0 | 0 | 0 | 0 | 0 | 0 | 0 | 0 | 0 | 0 | 0 | 20hr Flow
Area 1001 20-Hour Flow Battery 2040 | 2040 | 20hr Flow | [13 empty] | 0 | 0 | 0 | 0 | 0 | 0 | 0 | 0 | 0 | 0 | 0 | 0 | 0 | 0 | 0 | 0 | 0 | 0 | 0 | 0 | 0 | 0 | 0 | 0 | 0 | 0 | 20hr Flow
Area 1001 20-Hour Flow Battery 2041 | 2041 | 20hr Flow | [13 empty] | 0 | 0 | 0 | 0 | 0 | 0 | 0 | 0 | 0 | 0 | 0 | 0 | 0 | 0 | 0 | 0 | 0 | 0 | 0 | 0 | 0 | 0 | 0 | 0 | 0 | 0 | 20hr Flow
Area 1001 20-Hour Flow Battery 2042 | 2042 | 20hr Flow | [13 empty] | 0 | 0 | 0 | 0 | 0 | 0 | 0 | 0 | 0 | 0 | 0 | 0 | 0 | 0 | 0 | 0 | 0 | 0 | 0 | 0 | 0 | 0 | 0 | 0 | 0 | 0 | 20hr Flow
Area 1001 20-Hour Flow Battery 2043 | 2043 | 20hr Flow | [13 empty] | 0 | 0 | 0 | 0 | 0 | 0 | 0 | 0 | 0 | 0 | 0 | 0 | 0 | 0 | 0 | 0 | 0 | 0 | 0 | 0 | 0 | 0 | 0 | 0 | 0 | 0 | 20hr Flow
Area 1001 20-Hour Pumped Thermal 2023 | 2023 | Pumped Thermal | [13 empty] | 0 | 0 | 0 | 0 | 0 | 0 | 0 | 0 | 0 | 0 | 0 | 0 | 0 | 0 | 0 | 0 | 0 | 0 | 0 | 0 | 0 | 0 | 0 | 0 | 0 | 0 | Pumped Thermal
Area 1001 20-Hour Pumped Thermal 2024 | 2024 | Pumped Thermal | [13 empty] | 0 | 0 | 0 | 0 | 0 | 0 | 0 | 0 | 0 | 0 | 0 | 0 | 0 | 0 | 0 | 0 | 0 | 0 | 0 | 0 | 0 | 0 | 0 | 0 | 0 | 0 | Pumped Thermal
Area 1001 20-Hour Pumped Thermal 2025 | 2025 | Pumped Thermal | [13 empty] | 0 | 0 | 0 | 0 | 0 | 0 | 0 | 0 | 0 | 0 | 0 | 0 | 0 | 0 | 0 | 0 | 0 | 0 | 0 | 0 | 0 | 0 | 0 | 0 | 0 | 0 | Pumped Thermal
Area 1001 20-Hour Pumped Thermal 2026 | 2026 | Pumped Thermal | [13 empty] | 0 | 0 | 0 | 0 | 0 | 0 | 0 | 0 | 0 | 0 | 0 | 0 | 0 | 0 | 0 | 0 | 0 | 0 | 0 | 0 | 0 | 0 | 0 | 0 | 0 | 0 | Pumped Thermal
Area 1001 20-Hour Pumped Thermal 2027 | 2027 | Pumped Thermal | [13 empty] | 0 | 0 | 0 | 0 | 0 | 0 | 0 | 0 | 0 | 0 | 0 | 0 | 0 | 0 | 0 | 0 | 0 | 0 | 0 | 0 | 0 | 0 | 0 | 0 | 0 | 0 | Pumped Thermal
Area 1001 20-Hour Pumped Thermal 2028 | 2028 | Pumped Thermal | [13 empty] | 0 | 0 | 0 | 0 | 0 | 0 | 0 | 0 | 0 | 0 | 0 | 0 | 0 | 0 | 0 | 0 | 0 | 0 | 0 | 0 | 0 | 0 | 0 | 0 | 0 | 0 | Pumped Thermal
Area 1001 20-Hour Pumped Thermal 2029 | 2029 | Pumped Thermal | [13 empty] | 0 | 0 | 0 | 0 | 0 | 0 | 0 | 0 | 0 | 0 | 0 | 0 | 0 | 0 | 0 | 0 | 0 | 0 | 0 | 0 | 0 | 0 | 0 | 0 | 0 | 0 | Pumped Thermal
Area 1001 20-Hour Pumped Thermal 2030 | 2030 | Pumped Thermal | [13 empty] | 0 | 0 | 0 | 0 | 0 | 0 | 0 | 0 | 0 | 0 | 0 | 0 | 0 | 0 | 0 | 0 | 0 | 0 | 0 | 0 | 0 | 0 | 0 | 0 | 0 | 0 | Pumped Thermal
Area 1001 20-Hour Pumped Thermal 2031 | 2031 | Pumped Thermal | [13 empty] | 0 | 0 | 0 | 0 | 0 | 0 | 0 | 0 | 0 | 0 | 0 | 0 | 0 | 0 | 0 | 0 | 0 | 0 | 0 | 0 | 0 | 0 | 0 | 0 | 0 | 0 | Pumped Thermal
Area 1001 20-Hour Pumped Thermal 2032 | 2032 | Pumped Thermal | [13 empty] | 0 | 0 | 0 | 0 | 0 | 0 | 0 | 0 | 0 | 0 | 0 | 0 | 0 | 0 | 0 | 0 | 0 | 0 | 0 | 0 | 0 | 0 | 0 | 0 | 0 | 0 | Pumped Thermal
Area 1001 20-Hour Pumped Thermal 2033 | 2033 | Pumped Thermal | [13 empty] | 0 | 0 | 0 | 0 | 0 | 0 | 0 | 0 | 0 | 0 | 0 | 0 | 0 | 0 | 0 | 0 | 0 | 0 | 0 | 0 | 0 | 0 | 0 | 0 | 0 | 0 | Pumped Thermal
Area 1001 20-Hour Pumped Thermal 2034 | 2034 | Pumped Thermal | [13 empty] | 0 | 0 | 0 | 0 | 0 | 0 | 0 | 0 | 0 | 0 | 0 | 0 | 0 | 0 | 0 | 0 | 0 | 0 | 0 | 0 | 0 | 0 | 0 | 0 | 0 | 0 | Pumped Thermal
Area 1001 20-Hour Pumped Thermal 2035 | 2035 | Pumped Thermal | [13 empty] | 0 | 0 | 0 | 0 | 0 | 0 | 0 | 0 | 0 | 0 | 0 | 0 | 0 | 0 | 0 | 0 | 0 | 0 | 0 | 0 | 0 | 0 | 0 | 0 | 0 | 0 | Pumped Thermal
Area 1001 20-Hour Pumped Thermal 2036 | 2036 | Pumped Thermal | [13 empty] | 0 | 0 | 0 | 0 | 0 | 0 | 0 | 0 | 0 | 0 | 0 | 0 | 0 | 0 | 0 | 0 | 0 | 0 | 0 | 0 | 0 | 0 | 0 | 0 | 0 | 0 | Pumped Thermal
Area 1001 20-Hour Pumped Thermal 2037 | 2037 | Pumped Thermal | [13 empty] | 0 | 0 | 0 | 0 | 0 | 0 | 0 | 0 | 0 | 0 | 0 | 0 | 0 | 0 | 0 | 0 | 0 | 0 | 0 | 0 | 0 | 0 | 0 | 0 | 0 | 0 | Pumped Thermal
Area 1001 20-Hour Pumped Thermal 2038 | 2038 | Pumped Thermal | [13 empty] | 0 | 0 | 0 | 0 | 0 | 0 | 0 | 0 | 0 | 0 | 0 | 0 | 0 | 0 | 0 | 0 | 0 | 0 | 0 | 0 | 0 | 0 | 0 | 0 | 0 | 0 | Pumped Thermal
Area 1001 20-Hour Pumped Thermal 2039 | 2039 | Pumped Thermal | [13 empty] | 0 | 0 | 0 | 0 | 0 | 0 | 0 | 0 | 0 | 0 | 0 | 0 | 0 | 0 | 0 | 0 | 0 | 0 | 0 | 0 | 0 | 0 | 0 | 0 | 0 | 0 | Pumped Thermal
Area 1001 20-Hour Pumped Thermal 2040 | 2040 | Pumped Thermal | [13 empty] | 0 | 0 | 0 | 0 | 0 | 0 | 0 | 0 | 0 | 0 | 0 | 0 | 0 | 0 | 0 | 0 | 0 | 0 | 0 | 0 | 0 | 0 | 0 | 0 | 0 | 0 | Pumped Thermal
Area 1001 20-Hour Pumped Thermal 2041 | 2041 | Pumped Thermal | [13 empty] | 0 | 0 | 0 | 0 | 0 | 0 | 0 | 0 | 0 | 0 | 0 | 0 | 0 | 0 | 0 | 0 | 0 | 0 | 0 | 0 | 0 | 0 | 0 | 0 | 0 | 0 | Pumped Thermal
Area 1001 20-Hour Pumped Thermal 2042 | 2042 | Pumped Thermal | [13 empty] | 0 | 0 | 0 | 0 | 0 | 0 | 0 | 0 | 0 | 0 | 0 | 0 | 0 | 0 | 0 | 0 | 0 | 0 | 0 | 0 | 0 | 0 | 0 | 0 | 0 | 0 | Pumped Thermal
Area 1001 20-Hour Pumped Thermal 2043 | 2043 | Pumped Thermal | [13 empty] | 0 | 0 | 0 | 0 | 0 | 0 | 0 | 0 | 0 | 0 | 0 | 0 | 0 | 0 | 0 | 0 | 0 | 0 | 0 | 0 | 0 | 0 | 0 | 0 | 0 | 0 | Pumped Thermal
Area 1001 20-Hour Compressed Air 2023 | 2023 | CAES | [13 empty] | 0 | 0 | 0 | 0 | 0 | 0 | 0 | 0 | 0 | 0 | 0 | 0 | 0 | 0 | 0 | 0 | 0 | 0 | 0 | 0 | 0 | 0 | 0 | 0 | 0 | 0 | CAES
Area 1001 20-Hour Compressed Air 2024 | 2024 | CAES | [13 empty] | 0 | 0 | 0 | 0 | 0 | 0 | 0 | 0 | 0 | 0 | 0 | 0 | 0 | 0 | 0 | 0 | 0 | 0 | 0 | 0 | 0 | 0 | 0 | 0 | 0 | 0 | CAES
Area 1001 20-Hour Compressed Air 2025 | 2025 | CAES | [13 empty] | 0 | 0 | 0 | 0 | 0 | 0 | 0 | 0 | 0 | 0 | 0 | 0 | 0 | 0 | 0 | 0 | 0 | 0 | 0 | 0 | 0 | 0 | 0 | 0 | 0 | 0 | CAES
Area 1001 20-Hour Compressed Air 2026 | 2026 | CAES | [13 empty] | 0 | 0 | 0 | 0 | 0 | 0 | 0 | 0 | 0 | 0 | 0 | 0 | 0 | 0 | 0 | 0 | 0 | 0 | 0 | 0 | 0 | 0 | 0 | 0 | 0 | 0 | CAES
Area 1001 20-Hour Compressed Air 2027 | 2027 | CAES | [13 empty] | 0 | 0 | 0 | 0 | 0 | 0 | 0 | 0 | 0 | 0 | 0 | 0 | 0 | 0 | 0 | 0 | 0 | 0 | 0 | 0 | 0 | 0 | 0 | 0 | 0 | 0 | CAES
Area 1001 20-Hour Compressed Air 2028 | 2028 | CAES | [13 empty] | 0 | 0 | 0 | 0 | 0 | 0 | 0 | 0 | 0 | 0 | 0 | 0 | 0 | 0 | 0 | 0 | 0 | 0 | 0 | 0 | 0 | 0 | 0 | 0 | 0 | 0 | CAES
Area 1001 20-Hour Compressed Air 2029 | 2029 | CAES | [13 empty] | 0 | 0 | 0 | 0 | 0 | 0 | 0 | 0 | 0 | 0 | 0 | 0 | 0 | 0 | 0 | 0 | 0 | 0 | 0 | 0 | 0 | 0 | 0 | 0 | 0 | 0 | CAES
Area 1001 20-Hour Compressed Air 2030 | 2030 | CAES | [13 empty] | 0 | 0 | 0 | 0 | 0 | 0 | 0 | 0 | 0 | 0 | 0 | 0 | 0 | 0 | 0 | 0 | 0 | 0 | 0 | 0 | 0 | 0 | 0 | 0 | 0 | 0 | CAES
Area 1001 20-Hour Compressed Air 2031 | 2031 | CAES | [13 empty] | 0 | 0 | 0 | 0 | 0 | 0 | 0 | 0 | 0 | 0 | 0 | 0 | 0 | 0 | 0 | 0 | 0 | 0 | 0 | 0 | 0 | 0 | 0 | 0 | 0 | 0 | CAES
Area 1001 20-Hour Compressed Air 2032 | 2032 | CAES | [13 empty] | 0 | 0 | 0 | 0 | 0 | 0 | 0 | 0 | 0 | 0 | 0 | 0 | 0 | 0 | 0 | 0 | 0 | 0 | 0 | 0 | 0 | 0 | 0 | 0 | 0 | 0 | CAES
Area 1001 20-Hour Compressed Air 2033 | 2033 | CAES | [13 empty] | 0 | 0 | 0 | 0 | 0 | 0 | 0 | 0 | 0 | 0 | 0 | 0 | 0 | 0 | 0 | 0 | 0 | 0 | 0 | 0 | 0 | 0 | 0 | 0 | 0 | 0 | CAES
Area 1001 20-Hour Compressed Air 2034 | 2034 | CAES | [13 empty] | 0 | 0 | 0 | 0 | 0 | 0 | 0 | 0 | 0 | 0 | 0 | 0 | 0 | 0 | 0 | 0 | 0 | 0 | 0 | 0 | 0 | 0 | 0 | 0 | 0 | 0 | CAES
Area 1001 20-Hour Compressed Air 2035 | 2035 | CAES | [13 empty] | 0 | 0 | 0 | 0 | 0 | 0 | 0 | 0 | 0 | 0 | 0 | 0 | 0 | 0 | 0 | 0 | 0 | 0 | 0 | 0 | 0 | 0 | 0 | 0 | 0 | 0 | CAES
Area 1001 20-Hour Compressed Air 2036 | 2036 | CAES | [13 empty] | 0 | 0 | 0 | 0 | 0 | 0 | 0 | 0 | 0 | 0 | 0 | 0 | 0 | 0 | 0 | 0 | 0 | 0 | 0 | 0 | 0 | 0 | 0 | 0 | 0 | 0 | CAES
Area 1001 20-Hour Compressed Air 2037 | 2037 | CAES | [13 empty] | 0 | 0 | 0 | 0 | 0 | 0 | 0 | 0 | 0 | 0 | 0 | 0 | 0 | 0 | 0 | 0 | 0 | 0 | 0 | 0 | 0 | 0 | 0 | 0 | 0 | 0 | CAES
Area 1001 20-Hour Compressed Air 2038 | 2038 | CAES | [13 empty] | 0 | 0 | 0 | 0 | 0 | 0 | 0 | 0 | 0 | 0 | 0 | 0 | 0 | 0 | 0 | 0 | 0 | 0 | 0 | 0 | 0 | 0 | 0 | 0 | 0 | 0 | CAES
Area 1001 20-Hour Compressed Air 2039 | 2039 | CAES | [13 empty] | 0 | 0 | 0 | 0 | 0 | 0 | 0 | 0 | 0 | 0 | 0 | 0 | 0 | 0 | 0 | 0 | 0 | 0 | 0 | 0 | 0 | 0 | 0 | 0 | 0 | 0 | CAES
Area 1001 20-Hour Compressed Air 2040 | 2040 | CAES | [13 empty] | 0 | 0 | 0 | 0 | 0 | 0 | 0 | 0 | 0 | 0 | 0 | 0 | 0 | 0 | 0 | 0 | 0 | 0 | 0 | 0 | 0 | 0 | 0 | 0 | 0 | 0 | CAES
Area 1001 20-Hour Compressed Air 2041 | 2041 | CAES | [13 empty] | 0 | 0 | 0 | 0 | 0 | 0 | 0 | 0 | 0 | 0 | 0 | 0 | 0 | 0 | 0 | 0 | 0 | 0 | 0 | 0 | 0 | 0 | 0 | 0 | 0 | 0 | CAES
Area 1001 20-Hour Compressed Air 2042 | 2042 | CAES | [13 empty] | 0 | 0 | 0 | 0 | 0 | 0 | 0 | 0 | 0 | 0 | 0 | 0 | 0 | 0 | 0 | 0 | 0 | 0 | 0 | 0 | 0 | 0 | 0 | 0 | 0 | 0 | CAES
Area 1001 20-Hour Compressed Air 2043 | 2043 | CAES | [13 empty] | 0 | 0 | 0 | 0 | 0 | 0 | 0 | 0 | 0 | 0 | 0 | 0 | 0 | 0 | 0 | 0 | 0 | 0 | 0 | 0 | 0 | 0 | 0 | 0 | 0 | 0 | CAES
Area 1001 Hydrogen electrolyzer + Hydrogen gas CT 2023 | 2023 | H2 Electroyzer + CT | [13 empty] | 0 | 0 | 0 | 0 | 0 | 0 | 0 | 0 | 0 | 0 | 0 | 0 | 0 | 0 | 0 | 0 | 0 | 0 | 0 | 0 | 0 | 0 | 0 | 0 | 0 | 0 | H2 Electroyzer + CT
Area 1001 Hydrogen electrolyzer + Hydrogen gas CT 2024 | 2024 | H2 Electroyzer + CT | [13 empty] | 0 | 0 | 0 | 0 | 0 | 0 | 0 | 0 | 0 | 0 | 0 | 0 | 0 | 0 | 0 | 0 | 0 | 0 | 0 | 0 | 0 | 0 | 0 | 0 | 0 | 0 | H2 Electroyzer + CT
Area 1001 Hydrogen electrolyzer + Hydrogen gas CT 2025 | 2025 | H2 Electroyzer + CT | [13 empty] | 0 | 0 | 0 | 0 | 0 | 0 | 0 | 0 | 0 | 0 | 0 | 0 | 0 | 0 | 0 | 0 | 0 | 0 | 0 | 0 | 0 | 0 | 0 | 0 | 0 | 0 | H2 Electroyzer + CT
Area 1001 Hydrogen electrolyzer + Hydrogen gas CT 2026 | 2026 | H2 Electroyzer + CT | [13 empty] | 0 | 0 | 0 | 0 | 0 | 0 | 0 | 0 | 0 | 0 | 0 | 0 | 0 | 0 | 0 | 0 | 0 | 0 | 0 | 0 | 0 | 0 | 0 | 0 | 0 | 0 | H2 Electroyzer + CT
Area 1001 Hydrogen electrolyzer + Hydrogen gas CT 2027 | 2027 | H2 Electroyzer + CT | [13 empty] | 0 | 0 | 0 | 0 | 0 | 0 | 0 | 0 | 0 | 0 | 0 | 0 | 0 | 0 | 0 | 0 | 0 | 0 | 0 | 0 | 0 | 0 | 0 | 0 | 0 | 0 | H2 Electroyzer + CT
Area 1001 Hydrogen electrolyzer + Hydrogen gas CT 2028 | 2028 | H2 Electroyzer + CT | [13 empty] | 0 | 0 | 0 | 0 | 0 | 0 | 0 | 0 | 0 | 0 | 0 | 0 | 0 | 0 | 0 | 0 | 0 | 0 | 0 | 0 | 0 | 0 | 0 | 0 | 0 | 0 | H2 Electroyzer + CT
Area 1001 Hydrogen electrolyzer + Hydrogen gas CT 2029 | 2029 | H2 Electroyzer + CT | [13 empty] | 0 | 0 | 0 | 0 | 0 | 0 | 0 | 0 | 0 | 0 | 0 | 0 | 0 | 0 | 0 | 0 | 0 | 0 | 0 | 0 | 0 | 0 | 0 | 0 | 0 | 0 | H2 Electroyzer + CT
Area 1001 Hydrogen electrolyzer + Hydrogen gas CT 2030 | 2030 | H2 Electroyzer + CT | [13 empty] | 0 | 0 | 0 | 0 | 0 | 0 | 0 | 0 | 0 | 0 | 0 | 0 | 0 | 0 | 0 | 0 | 0 | 0 | 0 | 0 | 0 | 0 | 0 | 0 | 0 | 0 | H2 Electroyzer + CT
Area 1001 Hydrogen electrolyzer + Hydrogen gas CT 2031 | 2031 | H2 Electroyzer + CT | [13 empty] | 0 | 0 | 0 | 0 | 0 | 0 | 0 | 0 | 0 | 0 | 0 | 0 | 0 | 0 | 0 | 0 | 0 | 0 | 0 | 0 | 0 | 0 | 0 | 0 | 0 | 0 | H2 Electroyzer + CT
Area 1001 Hydrogen electrolyzer + Hydrogen gas CT 2032 | 2032 | H2 Electroyzer + CT | [13 empty] | 0 | 0 | 0 | 0 | 0 | 0 | 0 | 0 | 0 | 0 | 0 | 0 | 0 | 0 | 0 | 0 | 0 | 0 | 0 | 0 | 0 | 0 | 0 | 0 | 0 | 0 | H2 Electroyzer + CT
Area 1001 Hydrogen electrolyzer + Hydrogen gas CT 2033 | 2033 | H2 Electroyzer + CT | [13 empty] | 0 | 0 | 0 | 0 | 0 | 0 | 0 | 0 | 0 | 0 | 0 | 0 | 0 | 0 | 0 | 0 | 0 | 0 | 0 | 0 | 0 | 0 | 0 | 0 | 0 | 0 | H2 Electroyzer + CT
Area 1001 Hydrogen electrolyzer + Hydrogen gas CT 2034 | 2034 | H2 Electroyzer + CT | [13 empty] | 0 | 0 | 0 | 0 | 0 | 0 | 0 | 0 | 0 | 0 | 0 | 0 | 0 | 0 | 0 | 0 | 0 | 0 | 0 | 0 | 0 | 0 | 0 | 0 | 0 | 0 | H2 Electroyzer + CT
Area 1001 Hydrogen electrolyzer + Hydrogen gas CT 2035 | 2035 | H2 Electroyzer + CT | [13 empty] | 0 | 0 | 0 | 0 | 0 | 0 | 0 | 0 | 0 | 0 | 0 | 0 | 0 | 0 | 0 | 0 | 0 | 0 | 0 | 0 | 0 | 0 | 0 | 0 | 0 | 0 | H2 Electroyzer + CT
Area 1001 Hydrogen electrolyzer + Hydrogen gas CT 2036 | 2036 | H2 Electroyzer + CT | [13 empty] | 0 | 0 | 0 | 0 | 0 | 0 | 0 | 0 | 0 | 0 | 0 | 0 | 0 | 0 | 0 | 0 | 0 | 0 | 0 | 0 | 0 | 0 | 0 | 0 | 0 | 0 | H2 Electroyzer + CT
Area 1001 Hydrogen electrolyzer + Hydrogen gas CT 2037 | 2037 | H2 Electroyzer + CT | [13 empty] | 0 | 0 | 0 | 0 | 0 | 0 | 0 | 0 | 0 | 0 | 0 | 0 | 0 | 0 | 0 | 0 | 0 | 0 | 0 | 0 | 0 | 0 | 0 | 0 | 0 | 0 | H2 Electroyzer + CT
Area 1001 Hydrogen electrolyzer + Hydrogen gas CT 2038 | 2038 | H2 Electroyzer + CT | [13 empty] | 0 | 0 | 0 | 0 | 0 | 0 | 0 | 0 | 0 | 0 | 0 | 0 | 0 | 0 | 0 | 0 | 0 | 0 | 0 | 0 | 0 | 0 | 0 | 0 | 0 | 0 | H2 Electroyzer + CT
Area 1001 Hydrogen electrolyzer + Hydrogen gas CT 2039 | 2039 | H2 Electroyzer + CT | [13 empty] | 0 | 0 | 0 | 0 | 0 | 0 | 0 | 0 | 0 | 0 | 0 | 0 | 0 | 0 | 0 | 0 | 0 | 0 | 0 | 0 | 0 | 0 | 0 | 0 | 0 | 0 | H2 Electroyzer + CT
Area 1001 Hydrogen electrolyzer + Hydrogen gas CT 2040 | 2040 | H2 Electroyzer + CT | [13 empty] | 0 | 0 | 0 | 0 | 0 | 0 | 0 | 0 | 0 | 0 | 0 | 0 | 0 | 0 | 0 | 0 | 0 | 0 | 0 | 0 | 0 | 0 | 0 | 0 | 0 | 0 | H2 Electroyzer + CT
Area 1001 Hydrogen electrolyzer + Hydrogen gas CT 2041 | 2041 | H2 Electroyzer + CT | [13 empty] | 0 | 0 | 0 | 0 | 0 | 0 | 0 | 0 | 0 | 0 | 0 | 0 | 0 | 0 | 0 | 0 | 0 | 0 | 0 | 0 | 0 | 0 | 0 | 0 | 0 | 0 | H2 Electroyzer + CT
Area 1001 Hydrogen electrolyzer + Hydrogen gas CT 2042 | 2042 | H2 Electroyzer + CT | [13 empty] | 0 | 0 | 0 | 0 | 0 | 0 | 0 | 0 | 0 | 0 | 0 | 0 | 0 | 0 | 0 | 0 | 0 | 0 | 0 | 0 | 0 | 0 | 0 | 0 | 0 | 0 | H2 Electroyzer + CT
Area 1001 Hydrogen electrolyzer + Hydrogen gas CT 2043 | 2043 | H2 Electroyzer + CT | [13 empty] | 0 | 0 | 0 | 0 | 0 | 0 | 0 | 0 | 0 | 0 | 0 | 0 | 0 | 0 | 0 | 0 | 0 | 0 | 0 | 0 | 0 | 0 | 0 | 0 | 0 | 0 | H2 Electroyzer + CT
Spicewood Solar 2027 | 2027 | Spicewood Solar 2027 | [13 empty] | 0 | 0 | 0 | 0 | 0 | 0 | 0 | 0 | 0 | 0 | 0 | 0 | 0 | 0 | 0 | 0 | 0 | 0 | 0 | 0 | 0 | 0 | 0 | 0 | 0 | 0 | Spicewood Solar 2026
Big Sandy #1_Ext Gas | 2031 | Big Sandy Ext | 285 | 285 | 285 |  | 285 | 285 | 285 | 285 | 285 | 285 |  |  |  | 285 | 285 | 285 | 0 | 285 | 285 | 285 | 285 | 285 | 285 | 0 | 0 | 0 | 285 | 285 | 285 | 0 | 285 | 285 | 285 | 285 | 285 | 285 | 0 | 0 | 0 | Big Sandy Ext
Big Sandy #1_Ext_NGCCS retrofit 2031 | 2031 | Big Sandy Ext CCS | [13 empty] | 0 | 0 | 0 | 0 | 0 | 0 | 0 | 0 | 0 | 0 | 0 | 0 | 0 | 0 | 0 | 0 | 0 | 0 | 0 | 0 | 0 | 0 | 0 | 0 | 0 | 0 | Big Sandy Ext CCS
Solar+Storage 3-1 2023 | 2023 | Solar + Storage | [13 empty] | 0 | 0 | 0 | 0 | 0 | 0 | 0 | 0 | 0 | 0 | 0 | 0 | 0 | 0 | 0 | 0 | 0 | 0 | 0 | 0 | 0 | 0 | 0 | 0 | 0 | 0 | Solar + Storage
Solar+Storage 3-1 2024 | 2024 | Solar + Storage | [13 empty] | 0 | 0 | 0 | 0 | 0 | 0 | 0 | 0 | 0 | 0 | 0 | 0 | 0 | 0 | 0 | 0 | 0 | 0 | 0 | 0 | 0 | 0 | 0 | 0 | 0 | 0 | Solar + Storage
Solar+Storage 3-1 2025 | 2025 | Solar + Storage | [13 empty] | 0 | 0 | 0 | 0 | 0 | 0 | 0 | 0 | 0 | 0 | 0 | 0 | 0 | 0 | 0 | 0 | 0 | 0 | 0 | 0 | 0 | 0 | 0 | 0 | 0 | 0 | Solar + Storage
Solar+Storage 3-1 2026 | 2026 | Solar + Storage | [13 empty] | 0 | 0 | 0 | 0 | 0 | 0 | 0 | 0 | 0 | 0 | 0 | 0 | 0 | 0 | 0 | 0 | 0 | 0 | 0 | 0 | 0 | 0 | 0 | 0 | 0 | 0 | Solar + Storage
Solar+Storage 3-1 2027 | 2027 | Solar + Storage | [13 empty] | 0 | 0 | 0 | 0 | 0 | 0 | 0 | 0 | 0 | 0 | 0 | 0 | 0 | 0 | 0 | 0 | 0 | 0 | 0 | 0 | 0 | 0 | 0 | 0 | 0 | 0 | Solar + Storage
Solar+Storage 3-1 2028 | 2028 | Solar + Storage |  |  |  | 200 |  |  |  | 300 | [5 empty] | 0 | 0 | 0 | 200 | 0 | 0 | 0 | 300 | 0 | 0 | 0 | 0 | 0 | 0 | 0 | 0 | 44 | 0 | 0 | 0 | 66 | 0 | 0 | 0 | 0 | 0 | Solar + Storage
Solar+Storage 3-1 2029 | 2029 | Solar + Storage | [13 empty] | 0 | 0 | 0 | 200 | 0 | 0 | 0 | 300 | 0 | 0 | 0 | 0 | 0 | 0 | 0 | 0 | 44 | 0 | 0 | 0 | 66 | 0 | 0 | 0 | 0 | 0 | Solar + Storage
Solar+Storage 3-1 2030 | 2030 | Solar + Storage | [13 empty] | 0 | 0 | 0 | 200 | 0 | 0 | 0 | 300 | 0 | 0 | 0 | 0 | 0 | 0 | 0 | 0 | 42.6333 | 0 | 0 | 0 | 63.95 | 0 | 0 | 0 | 0 | 0 | Solar + Storage
Solar+Storage 3-1 2031 | 2031 | Solar + Storage | [13 empty] | 0 | 0 | 0 | 200 | 0 | 0 | 0 | 300 | 0 | 0 | 0 | 0 | 0 | 0 | 0 | 0 | 41.2667 | 0 | 0 | 0 | 61.9 | 0 | 0 | 0 | 0 | 0 | Solar + Storage
Solar+Storage 3-1 2032 | 2032 | Solar + Storage | [13 empty] | 0 | 0 | 0 | 200 | 0 | 0 | 0 | 300 | 0 | 0 | 0 | 0 | 0 | 0 | 0 | 0 | 39.9 | 0 | 0 | 0 | 59.85 | 0 | 0 | 0 | 0 | 0 | Solar + Storage
Solar+Storage 3-1 2033 | 2033 | Solar + Storage | [13 empty] | 0 | 0 | 0 | 200 | 0 | 0 | 0 | 300 | 0 | 0 | 0 | 0 | 0 | 0 | 0 | 0 | 38.5333 | 0 | 0 | 0 | 57.8 | 0 | 0 | 0 | 0 | 0 | Solar + Storage
Solar+Storage 3-1 2034 | 2034 | Solar + Storage | [13 empty] | 0 | 0 | 0 | 200 | 0 | 0 | 0 | 300 | 0 | 0 | 0 | 0 | 0 | 0 | 0 | 0 | 37.7133 | 0 | 0 | 0 | 56.57 | 0 | 0 | 0 | 0 | 0 | Solar + Storage
Solar+Storage 3-1 2035 | 2035 | Solar + Storage | [13 empty] | 0 | 0 | 0 | 200 | 0 | 0 | 0 | 300 | 0 | 0 | 0 | 0 | 0 | 0 | 0 | 0 | 37.7133 | 0 | 0 | 0 | 56.57 | 0 | 0 | 0 | 0 | 0 | Solar + Storage
Solar+Storage 3-1 2036 | 2036 | Solar + Storage | [13 empty] | 0 | 0 | 0 | 200 | 0 | 0 | 0 | 300 | 0 | 0 | 0 | 0 | 0 | 0 | 0 | 0 | 36.8933 | 0 | 0 | 0 | 55.34 | 0 | 0 | 0 | 0 | 0 | Solar + Storage
Solar+Storage 3-1 2037 | 2037 | Solar + Storage | [13 empty] | 0 | 0 | 0 | 200 | 0 | 0 | 0 | 300 | 0 | 0 | 0 | 0 | 0 | 0 | 0 | 0 | 36.0733 | 0 | 0 | 0 | 54.11 | 0 | 0 | 0 | 0 | 0 | Solar + Storage
Solar+Storage 3-1 2038 | 2038 | Solar + Storage | [13 empty] | 0 | 0 | 0 | 200 | 0 | 0 | 0 | 300 | 0 | 0 | 0 | 0 | 0 | 0 | 0 | 0 | 36.0733 | 0 | 0 | 0 | 54.11 | 0 | 0 | 0 | 0 | 0 | Solar + Storage
Solar+Storage 3-1 2039 | 2039 | Solar + Storage | [13 empty] | 0 | 0 | 0 | 200 | 0 | 0 | 0 | 300 | 0 | 0 | 0 | 0 | 0 | 0 | 0 | 0 | 35.2533 | 0 | 0 | 0 | 52.88 | 0 | 0 | 0 | 0 | 0 | Solar + Storage
Solar+Storage 3-1 2040 | 2040 | Solar + Storage | [13 empty] | 0 | 0 | 0 | 200 | 0 | 0 | 0 | 300 | 0 | 0 | 0 | 0 | 0 | 0 | 0 | 0 | 35.2533 | 0 | 0 | 0 | 52.88 | 0 | 0 | 0 | 0 | 0 | Solar + Storage
Solar+Storage 3-1 2041 | 2041 | Solar + Storage | [13 empty] | 0 | 0 | 0 | 200 | 0 | 0 | 0 | 300 | 0 | 0 | 0 | 0 | 0 | 0 | 0 | 0 | 35.2533 | 0 | 0 | 0 | 52.88 | 0 | 0 | 0 | 0 | 0 | Solar + Storage
Solar+Storage 3-1 2042 | 2042 | Solar + Storage | [13 empty] | 0 | 0 | 0 | 200 | 0 | 0 | 0 | 300 | 0 | 0 | 0 | 0 | 0 | 0 | 0 | 0 | 35.2533 | 0 | 0 | 0 | 52.88 | 0 | 0 | 0 | 0 | 0 | Solar + Storage
Solar+Storage 3-1 2043 | 2043 | Solar + Storage | [13 empty] | 0 | 0 | 0 | 200 | 0 | 0 | 0 | 300 | 0 | 0 | 0 | 0 | 0 | 0 | 0 | 0 | 35.2533 | 0 | 0 | 0 | 52.88 | 0 | 0 | 0 | 0 | 0 | Solar + Storage
DSM Resources | 2023 | DSM Resources | [13 empty] | 0 | 0 | 0 | 0 | 0 | 0 | 0 | 0 | 0 | 0 | 0 | 0 | 0 | 0 | 0 | 0 | 0 | 0 | 0 | 0 | 0 | 0 | 0 | 0 | 0 | 0 | DSM Resources
Tier 2 Area 1001 Solar 2023 | 2023 | Solar T2 | [13 empty] | 0 | 0 | 0 | 0 | 0 | 0 | 0 | 0 | 0 | 0 | 0 | 0 | 0 | 0 | 0 | 0 | 0 | 0 | 0 | 0 | 0 | 0 | 0 | 0 | 0 | 0 | Solar T2
Tier 2 Area 1001 Solar 2024 | 2024 | Solar T2 | [13 empty] | 0 | 0 | 0 | 0 | 0 | 0 | 0 | 0 | 0 | 0 | 0 | 0 | 0 | 0 | 0 | 0 | 0 | 0 | 0 | 0 | 0 | 0 | 0 | 0 | 0 | 0 | Solar T2
Tier 2 Area 1001 Solar 2025 | 2025 | Solar T2 | [13 empty] | 0 | 0 | 0 | 0 | 0 | 0 | 0 | 0 | 0 | 0 | 0 | 0 | 0 | 0 | 0 | 0 | 0 | 0 | 0 | 0 | 0 | 0 | 0 | 0 | 0 | 0 | Solar T2
Tier 2 Area 1001 Solar 2026 | 2026 | Solar T2 | [13 empty] | 0 | 0 | 0 | 0 | 0 | 0 | 0 | 0 | 0 | 0 | 0 | 0 | 0 | 0 | 0 | 0 | 0 | 0 | 0 | 0 | 0 | 0 | 0 | 0 | 0 | 0 | Solar T2
Tier 2 Area 1001 Solar 2027 | 2027 | Solar T2 | [13 empty] | 0 | 0 | 0 | 0 | 0 | 0 | 0 | 0 | 0 | 0 | 0 | 0 | 0 | 0 | 0 | 0 | 0 | 0 | 0 | 0 | 0 | 0 | 0 | 0 | 0 | 0 | Solar T2
Tier 2 Area 1001 Solar 2028 | 2028 | Solar T2 | 100 | 250 | 300 | 300 | 100 |  | 300 | 300 | 200 | 300 |  |  |  | 100 | 250 | 300 | 300 | 100 | 0 | 300 | 300 | 200 | 300 | 0 | 0 | 0 | 2 | 5 | 6 | 6 | 2 | 0 | 6 | 6 | 4 | 6 | 0 | 0 | 0 | Solar T2
Tier 2 Area 1001 Solar 2029 | 2029 | Solar T2 |  |  |  | 150 |  |  |  | 100 | [5 empty] | 100 | 250 | 300 | 450 | 100 | 0 | 300 | 400 | 200 | 300 | 0 | 0 | 0 | 2 | 5 | 6 | 9 | 2 | 0 | 6 | 8 | 4 | 6 | 0 | 0 | 0 | Solar T2
Tier 2 Area 1001 Solar 2030 | 2030 | Solar T2 | [13 empty] | 100 | 250 | 300 | 450 | 100 | 0 | 300 | 400 | 200 | 300 | 0 | 0 | 0 | 2 | 5 | 6 | 9 | 2 | 0 | 6 | 8 | 4 | 6 | 0 | 0 | 0 | Solar T2
Tier 2 Area 1001 Solar 2031 | 2031 | Solar T2 | [13 empty] | 100 | 250 | 300 | 450 | 100 | 0 | 300 | 400 | 200 | 300 | 0 | 0 | 0 | 2 | 5 | 6 | 9 | 2 | 0 | 6 | 8 | 4 | 6 | 0 | 0 | 0 | Solar T2
Tier 2 Area 1001 Solar 2032 | 2032 | Solar T2 | [13 empty] | 100 | 250 | 300 | 450 | 100 | 0 | 300 | 400 | 200 | 300 | 0 | 0 | 0 | 2 | 5 | 6 | 9 | 2 | 0 | 6 | 8 | 4 | 6 | 0 | 0 | 0 | Solar T2
Tier 2 Area 1001 Solar 2033 | 2033 | Solar T2 | [13 empty] | 100 | 250 | 300 | 450 | 100 | 0 | 300 | 400 | 200 | 300 | 0 | 0 | 0 | 2 | 5 | 6 | 9 | 2 | 0 | 6 | 8 | 4 | 6 | 0 | 0 | 0 | Solar T2
Tier 2 Area 1001 Solar 2034 | 2034 | Solar T2 | [13 empty] | 100 | 250 | 300 | 450 | 100 | 0 | 300 | 400 | 200 | 300 | 0 | 0 | 0 | 2 | 5 | 6 | 9 | 2 | 0 | 6 | 8 | 4 | 6 | 0 | 0 | 0 | Solar T2
Tier 2 Area 1001 Solar 2035 | 2035 | Solar T2 | [13 empty] | 100 | 250 | 300 | 450 | 100 | 0 | 300 | 400 | 200 | 300 | 0 | 0 | 0 | 2 | 5 | 6 | 9 | 2 | 0 | 6 | 8 | 4 | 6 | 0 | 0 | 0 | Solar T2
Tier 2 Area 1001 Solar 2036 | 2036 | Solar T2 | [13 empty] | 100 | 250 | 300 | 450 | 100 | 0 | 300 | 400 | 200 | 300 | 0 | 0 | 0 | 2 | 5 | 6 | 9 | 2 | 0 | 6 | 8 | 4 | 6 | 0 | 0 | 0 | Solar T2
Tier 2 Area 1001 Solar 2037 | 2037 | Solar T2 | [13 empty] | 100 | 250 | 300 | 450 | 100 | 0 | 300 | 400 | 200 | 300 | 0 | 0 | 0 | 2 | 5 | 6 | 9 | 2 | 0 | 6 | 8 | 4 | 6 | 0 | 0 | 0 | Solar T2
Tier 2 Area 1001 Solar 2038 | 2038 | Solar T2 | [13 empty] | 100 | 250 | 300 | 450 | 100 | 0 | 300 | 400 | 200 | 300 | 0 | 0 | 0 | 2 | 5 | 6 | 9 | 2 | 0 | 6 | 8 | 4 | 6 | 0 | 0 | 0 | Solar T2
Tier 2 Area 1001 Solar 2039 | 2039 | Solar T2 | [13 empty] | 100 | 250 | 300 | 450 | 100 | 0 | 300 | 400 | 200 | 300 | 0 | 0 | 0 | 2 | 5 | 6 | 9 | 2 | 0 | 6 | 8 | 4 | 6 | 0 | 0 | 0 | Solar T2
Tier 2 Area 1001 Solar 2040 | 2040 | Solar T2 | [13 empty] | 0 | 0 | 0 | 0 | 0 | 0 | 0 | 0 | 0 | 0 | 0 | 0 | 0 | 0 | 0 | 0 | 0 | 0 | 0 | 0 | 0 | 0 | 0 | 0 | 0 | 0 | Solar T2
Tier 2 Area 1001 Solar 2041 | 2041 | Solar T2 | [13 empty] | 0 | 0 | 0 | 0 | 0 | 0 | 0 | 0 | 0 | 0 | 0 | 0 | 0 | 0 | 0 | 0 | 0 | 0 | 0 | 0 | 0 | 0 | 0 | 0 | 0 | 0 | Solar T2
Tier 2 Area 1001 Solar 2042 | 2042 | Solar T2 | [13 empty] | 0 | 0 | 0 | 0 | 0 | 0 | 0 | 0 | 0 | 0 | 0 | 0 | 0 | 0 | 0 | 0 | 0 | 0 | 0 | 0 | 0 | 0 | 0 | 0 | 0 | 0 | Solar T2
Tier 2 Area 1001 Solar 2043 | 2043 | Solar T2 | [13 empty] | 0 | 0 | 0 | 0 | 0 | 0 | 0 | 0 | 0 | 0 | 0 | 0 | 0 | 0 | 0 | 0 | 0 | 0 | 0 | 0 | 0 | 0 | 0 | 0 | 0 | 0 | Solar T2
Tier 2 Area 1001 Wind 2024 | 2024 | Wind T2 | [13 empty] | 0 | 0 | 0 | 0 | 0 | 0 | 0 | 0 | 0 | 0 | 0 | 0 | 0 | 0 | 0 | 0 | 0 | 0 | 0 | 0 | 0 | 0 | 0 | 0 | 0 | 0 | Wind T2
Tier 2 Area 1001 Wind 2025 | 2025 | Wind T2 | [13 empty] | 0 | 0 | 0 | 0 | 0 | 0 | 0 | 0 | 0 | 0 | 0 | 0 | 0 | 0 | 0 | 0 | 0 | 0 | 0 | 0 | 0 | 0 | 0 | 0 | 0 | 0 | Wind T2
Tier 2 Area 1001 Wind 2026 | 2026 | Wind T2 |  | 100 | 100 | 100 | 100 | 100 |  |  | 100 |  |  |  |  | 0 | 100 | 100 | 100 | 100 | 100 | 0 | 0 | 100 | 0 | 0 | 0 | 0 | 0 | 16.8381 | 16.8381 | 16.8381 | 16.8381 | 16.8381 | 0 | 0 | 16.8381 | 0 | 0 | 0 | 0 | Wind T2
Tier 2 Area 1001 Wind 2027 | 2027 | Wind T2 |  | 100 | 100 | 100 | 100 | 100 | 100 |  | 100 | 100 |  |  |  | 0 | 200 | 200 | 200 | 200 | 200 | 100 | 0 | 200 | 100 | 0 | 0 | 0 | 0 | 31.7333 | 31.7333 | 31.7333 | 31.7333 | 31.7333 | 15.8667 | 0 | 31.7333 | 15.8667 | 0 | 0 | 0 | Wind T2
Tier 2 Area 1001 Wind 2028 | 2028 | Wind T2 | 100 | 100 | 100 | 100 | 100 | 100 | 100 |  | 100 | 100 |  |  |  | 100 | 300 | 300 | 300 | 300 | 300 | 200 | 0 | 300 | 200 | 0 | 0 | 0 | 14.8952 | 44.6857 | 44.6857 | 44.6857 | 44.6857 | 44.6857 | 29.7905 | 0 | 44.6857 | 29.7905 | 0 | 0 | 0 | Wind T2
Tier 2 Area 1001 Wind 2029 | 2029 | Wind T2 | 100 |  | 100 | 100 |  | 100 | [7 empty] | 200 | 300 | 400 | 400 | 300 | 400 | 200 | 0 | 300 | 200 | 0 | 0 | 0 | 27.8476 | 41.7714 | 55.6952 | 55.6952 | 41.7714 | 55.6952 | 27.8476 | 0 | 41.7714 | 27.8476 | 0 | 0 | 0 | Wind T2
Tier 2 Area 1001 Wind 2030 | 2030 | Wind T2 | [13 empty] | 200 | 300 | 400 | 400 | 300 | 400 | 200 | 0 | 300 | 200 | 0 | 0 | 0 | 27.8476 | 41.7714 | 55.6952 | 55.6952 | 41.7714 | 55.6952 | 27.8476 | 0 | 41.7714 | 27.8476 | 0 | 0 | 0 | Wind T2
Tier 2 Area 1001 Wind 2031 | 2031 | Wind T2 | [13 empty] | 200 | 300 | 400 | 400 | 300 | 400 | 200 | 0 | 300 | 200 | 0 | 0 | 0 | 25.9048 | 38.8571 | 51.8095 | 51.8095 | 38.8571 | 51.8095 | 25.9048 | 0 | 38.8571 | 25.9048 | 0 | 0 | 0 | Wind T2
Tier 2 Area 1001 Wind 2032 | 2032 | Wind T2 | [13 empty] | 200 | 300 | 400 | 400 | 300 | 400 | 200 | 0 | 300 | 200 | 0 | 0 | 0 | 25.9048 | 38.8571 | 51.8095 | 51.8095 | 38.8571 | 51.8095 | 25.9048 | 0 | 38.8571 | 25.9048 | 0 | 0 | 0 | Wind T2
Tier 2 Area 1001 Wind 2033 | 2033 | Wind T2 | [13 empty] | 200 | 300 | 400 | 400 | 300 | 400 | 200 | 0 | 300 | 200 | 0 | 0 | 0 | 25.9048 | 38.8571 | 51.8095 | 51.8095 | 38.8571 | 51.8095 | 25.9048 | 0 | 38.8571 | 25.9048 | 0 | 0 | 0 | Wind T2
Tier 2 Area 1001 Wind 2034 | 2034 | Wind T2 | [13 empty] | 200 | 300 | 400 | 400 | 300 | 400 | 200 | 0 | 300 | 200 | 0 | 0 | 0 | 25.9048 | 38.8571 | 51.8095 | 51.8095 | 38.8571 | 51.8095 | 25.9048 | 0 | 38.8571 | 25.9048 | 0 | 0 | 0 | Wind T2
Tier 2 Area 1001 Wind 2035 | 2035 | Wind T2 | [13 empty] | 200 | 300 | 400 | 400 | 300 | 400 | 200 | 0 | 300 | 200 | 0 | 0 | 0 | 25.9048 | 38.8571 | 51.8095 | 51.8095 | 38.8571 | 51.8095 | 25.9048 | 0 | 38.8571 | 25.9048 | 0 | 0 | 0 | Wind T2
Tier 2 Area 1001 Wind 2036 | 2036 | Wind T2 | [13 empty] | 200 | 300 | 400 | 400 | 300 | 400 | 200 | 0 | 300 | 200 | 0 | 0 | 0 | 25.9048 | 38.8571 | 51.8095 | 51.8095 | 38.8571 | 51.8095 | 25.9048 | 0 | 38.8571 | 25.9048 | 0 | 0 | 0 | Wind T2
Tier 2 Area 1001 Wind 2037 | 2037 | Wind T2 | [13 empty] | 200 | 300 | 400 | 400 | 300 | 400 | 200 | 0 | 300 | 200 | 0 | 0 | 0 | 25.9048 | 38.8571 | 51.8095 | 51.8095 | 38.8571 | 51.8095 | 25.9048 | 0 | 38.8571 | 25.9048 | 0 | 0 | 0 | Wind T2
Tier 2 Area 1001 Wind 2038 | 2038 | Wind T2 | [13 empty] | 200 | 300 | 400 | 400 | 300 | 400 | 200 | 0 | 300 | 200 | 0 | 0 | 0 | 25.9048 | 38.8571 | 51.8095 | 51.8095 | 38.8571 | 51.8095 | 25.9048 | 0 | 38.8571 | 25.9048 | 0 | 0 | 0 | Wind T2
Tier 2 Area 1001 Wind 2039 | 2039 | Wind T2 | [13 empty] | 200 | 300 | 400 | 400 | 300 | 400 | 200 | 0 | 300 | 200 | 0 | 0 | 0 | 25.9048 | 38.8571 | 51.8095 | 51.8095 | 38.8571 | 51.8095 | 25.9048 | 0 | 38.8571 | 25.9048 | 0 | 0 | 0 | Wind T2
Tier 2 Area 1001 Wind 2040 | 2040 | Wind T2 | [13 empty] | 200 | 300 | 400 | 400 | 300 | 400 | 200 | 0 | 300 | 200 | 0 | 0 | 0 | 25.9048 | 38.8571 | 51.8095 | 51.8095 | 38.8571 | 51.8095 | 25.9048 | 0 | 38.8571 | 25.9048 | 0 | 0 | 0 | Wind T2
Tier 2 Area 1001 Wind 2041 | 2041 | Wind T2 | [13 empty] | 200 | 300 | 400 | 400 | 300 | 400 | 200 | 0 | 300 | 200 | 0 | 0 | 0 | 25.9048 | 38.8571 | 51.8095 | 51.8095 | 38.8571 | 51.8095 | 25.9048 | 0 | 38.8571 | 25.9048 | 0 | 0 | 0 | Wind T2
Tier 2 Area 1001 Wind 2042 | 2042 | Wind T2 | [13 empty] | 200 | 300 | 400 | 400 | 300 | 400 | 200 | 0 | 300 | 200 | 0 | 0 | 0 | 25.9048 | 38.8571 | 51.8095 | 51.8095 | 38.8571 | 51.8095 | 25.9048 | 0 | 38.8571 | 25.9048 | 0 | 0 | 0 | Wind T2
Tier 2 Area 1001 Wind 2043 | 2043 | Wind T2 | [13 empty] | 200 | 300 | 400 | 400 | 300 | 400 | 200 | 0 | 300 | 200 | 0 | 0 | 0 | 25.9048 | 38.8571 | 51.8095 | 51.8095 | 38.8571 | 51.8095 | 25.9048 | 0 | 38.8571 | 25.9048 | 0 | 0 | 0 | Wind T2
Residential - Low/Medium_23-25 | 2023 | DSM Resources | 1.639 |  |  |  | 1.639 |  | 1.639 |  |  | 1.639 |  |  |  | 1.639 | 0 | 0 | 0 | 1.639 | 0 | 1.639 | 0 | 0 | 1.639 | 0 | 0 | 0 | 1.639 | 0 | 0 | 0 | 1.639 | 0 | 1.639 | 0 | 0 | 1.639 | 0 | 0 | 0 | DSM Resources
Residential - Low/Medium_23-25 | 2024 | DSM Resources | 3.525 |  |  |  | 3.525 |  | 3.525 |  |  | 3.525 |  |  |  | 3.525 | 0 | 0 | 0 | 3.525 | 0 | 3.525 | 0 | 0 | 3.525 | 0 | 0 | 0 | 3.525 | 0 | 0 | 0 | 3.525 | 0 | 3.525 | 0 | 0 | 3.525 | 0 | 0 | 0 | DSM Resources
Residential - Low/Medium_23-25 | 2025 | DSM Resources | 5.5988 |  |  |  | 5.5988 |  | 5.5988 |  |  | 5.5988 |  |  |  | 5.5988 | 0 | 0 | 0 | 5.5988 | 0 | 5.5988 | 0 | 0 | 5.5988 | 0 | 0 | 0 | 5.5988 | 0 | 0 | 0 | 5.5988 | 0 | 5.5988 | 0 | 0 | 5.5988 | 0 | 0 | 0 | DSM Resources
Residential - Low/Medium_23-25 | 2026 | DSM Resources | 4.8424 |  |  |  | 4.8424 |  | 4.8424 |  |  | 4.8424 |  |  |  | 4.8424 | 0 | 0 | 0 | 4.8424 | 0 | 4.8424 | 0 | 0 | 4.8424 | 0 | 0 | 0 | 4.8424 | 0 | 0 | 0 | 4.8424 | 0 | 4.8424 | 0 | 0 | 4.8424 | 0 | 0 | 0 | DSM Resources
Residential - Low/Medium_23-25 | 2027 | DSM Resources | 4.0176 |  |  |  | 4.0176 |  | 4.0176 |  |  | 4.0176 |  |  |  | 4.0176 | 0 | 0 | 0 | 4.0176 | 0 | 4.0176 | 0 | 0 | 4.0176 | 0 | 0 | 0 | 4.0176 | 0 | 0 | 0 | 4.0176 | 0 | 4.0176 | 0 | 0 | 4.0176 | 0 | 0 | 0 | DSM Resources
Residential - Low/Medium_23-25 | 2028 | DSM Resources | 3.1655 |  |  |  | 3.1655 |  | 3.1655 |  |  | 3.1655 |  |  |  | 3.1655 | 0 | 0 | 0 | 3.1655 | 0 | 3.1655 | 0 | 0 | 3.1655 | 0 | 0 | 0 | 3.1655 | 0 | 0 | 0 | 3.1655 | 0 | 3.1655 | 0 | 0 | 3.1655 | 0 | 0 | 0 | DSM Resources
Residential - Low/Medium_23-25 | 2029 | DSM Resources | 2.334 |  |  |  | 2.334 |  | 2.334 |  |  | 2.334 |  |  |  | 2.334 | 0 | 0 | 0 | 2.334 | 0 | 2.334 | 0 | 0 | 2.334 | 0 | 0 | 0 | 2.334 | 0 | 0 | 0 | 2.334 | 0 | 2.334 | 0 | 0 | 2.334 | 0 | 0 | 0 | DSM Resources
Residential - Low/Medium_23-25 | 2030 | DSM Resources | 1.5743 |  |  |  | 1.5743 |  | 1.5743 |  |  | 1.5743 |  |  |  | 1.5743 | 0 | 0 | 0 | 1.5743 | 0 | 1.5743 | 0 | 0 | 1.5743 | 0 | 0 | 0 | 1.5743 | 0 | 0 | 0 | 1.5743 | 0 | 1.5743 | 0 | 0 | 1.5743 | 0 | 0 | 0 | DSM Resources
Residential - Low/Medium_23-25 | 2031 | DSM Resources | 0.92682 |  |  |  | 0.92682 |  | 0.92682 |  |  | 0.92682 |  |  |  | 0.92682 | 0 | 0 | 0 | 0.92682 | 0 | 0.92682 | 0 | 0 | 0.92682 | 0 | 0 | 0 | 0.92682 | 0 | 0 | 0 | 0.92682 | 0 | 0.92682 | 0 | 0 | 0.92682 | 0 | 0 | 0 | DSM Resources
Residential - Low/Medium_23-25 | 2032 | DSM Resources | 0.43758 |  |  |  | 0.43758 |  | 0.43758 |  |  | 0.43758 |  |  |  | 0.43758 | 0 | 0 | 0 | 0.43758 | 0 | 0.43758 | 0 | 0 | 0.43758 | 0 | 0 | 0 | 0.43758 | 0 | 0 | 0 | 0.43758 | 0 | 0.43758 | 0 | 0 | 0.43758 | 0 | 0 | 0 | DSM Resources
Residential - Low/Medium_23-25 | 2033 | DSM Resources | 0.14482 |  |  |  | 0.14482 |  | 0.14482 |  |  | 0.14482 |  |  |  | 0.14482 | 0 | 0 | 0 | 0.14482 | 0 | 0.14482 | 0 | 0 | 0.14482 | 0 | 0 | 0 | 0.14482 | 0 | 0 | 0 | 0.14482 | 0 | 0.14482 | 0 | 0 | 0.14482 | 0 | 0 | 0 | DSM Resources
Residential - Low/Medium_23-25 | 2034 | DSM Resources | 0.015895 |  |  |  | 0.015895 |  | 0.015895 |  |  | 0.015895 |  |  |  | 0.015895 | 0 | 0 | 0 | 0.015895 | 0 | 0.015895 | 0 | 0 | 0.015895 | 0 | 0 | 0 | 0.015895 | 0 | 0 | 0 | 0.015895 | 0 | 0.015895 | 0 | 0 | 0.015895 | 0 | 0 | 0 | DSM Resources
Residential - Low/Medium_23-25 | 2035 | DSM Resources | [13 empty] | 0 | 0 | 0 | 0 | 0 | 0 | 0 | 0 | 0 | 0 | 0 | 0 | 0 | 0 | 0 | 0 | 0 | 0 | 0 | 0 | 0 | 0 | 0 | 0 | 0 | 0 | DSM Resources
Residential - Low/Medium_23-25 | 2036 | DSM Resources | [13 empty] | 0 | 0 | 0 | 0 | 0 | 0 | 0 | 0 | 0 | 0 | 0 | 0 | 0 | 0 | 0 | 0 | 0 | 0 | 0 | 0 | 0 | 0 | 0 | 0 | 0 | 0 | DSM Resources
Residential - Low/Medium_23-25 | 2037 | DSM Resources | [13 empty] | 0 | 0 | 0 | 0 | 0 | 0 | 0 | 0 | 0 | 0 | 0 | 0 | 0 | 0 | 0 | 0 | 0 | 0 | 0 | 0 | 0 | 0 | 0 | 0 | 0 | 0 | DSM Resources
Residential - Low/Medium_23-25 | 2038 | DSM Resources | [13 empty] | 0 | 0 | 0 | 0 | 0 | 0 | 0 | 0 | 0 | 0 | 0 | 0 | 0 | 0 | 0 | 0 | 0 | 0 | 0 | 0 | 0 | 0 | 0 | 0 | 0 | 0 | DSM Resources
Residential - Low/Medium_23-25 | 2039 | DSM Resources | [13 empty] | 0 | 0 | 0 | 0 | 0 | 0 | 0 | 0 | 0 | 0 | 0 | 0 | 0 | 0 | 0 | 0 | 0 | 0 | 0 | 0 | 0 | 0 | 0 | 0 | 0 | 0 | DSM Resources
Residential - Low/Medium_23-25 | 2040 | DSM Resources | [13 empty] | 0 | 0 | 0 | 0 | 0 | 0 | 0 | 0 | 0 | 0 | 0 | 0 | 0 | 0 | 0 | 0 | 0 | 0 | 0 | 0 | 0 | 0 | 0 | 0 | 0 | 0 | DSM Resources
Residential - Low/Medium_23-25 | 2041 | DSM Resources | [13 empty] | 0 | 0 | 0 | 0 | 0 | 0 | 0 | 0 | 0 | 0 | 0 | 0 | 0 | 0 | 0 | 0 | 0 | 0 | 0 | 0 | 0 | 0 | 0 | 0 | 0 | 0 | DSM Resources
Residential - Low/Medium_23-25 | 2042 | DSM Resources | [13 empty] | 0 | 0 | 0 | 0 | 0 | 0 | 0 | 0 | 0 | 0 | 0 | 0 | 0 | 0 | 0 | 0 | 0 | 0 | 0 | 0 | 0 | 0 | 0 | 0 | 0 | 0 | DSM Resources
Residential - Low/Medium_23-25 | 2043 | DSM Resources | [13 empty] | 0 | 0 | 0 | 0 | 0 | 0 | 0 | 0 | 0 | 0 | 0 | 0 | 0 | 0 | 0 | 0 | 0 | 0 | 0 | 0 | 0 | 0 | 0 | 0 | 0 | 0 | DSM Resources
Residential - High_23-25 | 2023 | DSM Resources |  |  |  |  | 1.0744 | [8 empty] | 0 | 0 | 0 | 0 | 1.0744 | 0 | 0 | 0 | 0 | 0 | 0 | 0 | 0 | 0 | 0 | 0 | 0 | 1.0744 | 0 | 0 | 0 | 0 | 0 | 0 | 0 | 0 | DSM Resources
Residential - High_23-25 | 2024 | DSM Resources |  |  |  |  | 2.429 | [8 empty] | 0 | 0 | 0 | 0 | 2.429 | 0 | 0 | 0 | 0 | 0 | 0 | 0 | 0 | 0 | 0 | 0 | 0 | 2.429 | 0 | 0 | 0 | 0 | 0 | 0 | 0 | 0 | DSM Resources
Residential - High_23-25 | 2025 | DSM Resources |  |  |  |  | 4.0602 | [8 empty] | 0 | 0 | 0 | 0 | 4.0602 | 0 | 0 | 0 | 0 | 0 | 0 | 0 | 0 | 0 | 0 | 0 | 0 | 4.0602 | 0 | 0 | 0 | 0 | 0 | 0 | 0 | 0 | DSM Resources
Residential - High_23-25 | 2026 | DSM Resources |  |  |  |  | 3.727 | [8 empty] | 0 | 0 | 0 | 0 | 3.727 | 0 | 0 | 0 | 0 | 0 | 0 | 0 | 0 | 0 | 0 | 0 | 0 | 3.727 | 0 | 0 | 0 | 0 | 0 | 0 | 0 | 0 | DSM Resources
Residential - High_23-25 | 2027 | DSM Resources |  |  |  |  | 3.3653 | [8 empty] | 0 | 0 | 0 | 0 | 3.3653 | 0 | 0 | 0 | 0 | 0 | 0 | 0 | 0 | 0 | 0 | 0 | 0 | 3.3653 | 0 | 0 | 0 | 0 | 0 | 0 | 0 | 0 | DSM Resources
Residential - High_23-25 | 2028 | DSM Resources |  |  |  |  | 2.9821 | [8 empty] | 0 | 0 | 0 | 0 | 2.9821 | 0 | 0 | 0 | 0 | 0 | 0 | 0 | 0 | 0 | 0 | 0 | 0 | 2.9821 | 0 | 0 | 0 | 0 | 0 | 0 | 0 | 0 | DSM Resources
Residential - High_23-25 | 2029 | DSM Resources |  |  |  |  | 2.5857 | [8 empty] | 0 | 0 | 0 | 0 | 2.5857 | 0 | 0 | 0 | 0 | 0 | 0 | 0 | 0 | 0 | 0 | 0 | 0 | 2.5857 | 0 | 0 | 0 | 0 | 0 | 0 | 0 | 0 | DSM Resources
Residential - High_23-25 | 2030 | DSM Resources |  |  |  |  | 2.1855 | [8 empty] | 0 | 0 | 0 | 0 | 2.1855 | 0 | 0 | 0 | 0 | 0 | 0 | 0 | 0 | 0 | 0 | 0 | 0 | 2.1855 | 0 | 0 | 0 | 0 | 0 | 0 | 0 | 0 | DSM Resources
Residential - High_23-25 | 2031 | DSM Resources |  |  |  |  | 1.7919 | [8 empty] | 0 | 0 | 0 | 0 | 1.7919 | 0 | 0 | 0 | 0 | 0 | 0 | 0 | 0 | 0 | 0 | 0 | 0 | 1.7919 | 0 | 0 | 0 | 0 | 0 | 0 | 0 | 0 | DSM Resources
Residential - High_23-25 | 2032 | DSM Resources |  |  |  |  | 1.4155 | [8 empty] | 0 | 0 | 0 | 0 | 1.4155 | 0 | 0 | 0 | 0 | 0 | 0 | 0 | 0 | 0 | 0 | 0 | 0 | 1.4155 | 0 | 0 | 0 | 0 | 0 | 0 | 0 | 0 | DSM Resources
Residential - High_23-25 | 2033 | DSM Resources |  |  |  |  | 1.0673 | [8 empty] | 0 | 0 | 0 | 0 | 1.0673 | 0 | 0 | 0 | 0 | 0 | 0 | 0 | 0 | 0 | 0 | 0 | 0 | 1.0673 | 0 | 0 | 0 | 0 | 0 | 0 | 0 | 0 | DSM Resources
Residential - High_23-25 | 2034 | DSM Resources |  |  |  |  | 0.67597 | [8 empty] | 0 | 0 | 0 | 0 | 0.67597 | 0 | 0 | 0 | 0 | 0 | 0 | 0 | 0 | 0 | 0 | 0 | 0 | 0.67597 | 0 | 0 | 0 | 0 | 0 | 0 | 0 | 0 | DSM Resources
Residential - High_23-25 | 2035 | DSM Resources |  |  |  |  | 0.28811 | [8 empty] | 0 | 0 | 0 | 0 | 0.28811 | 0 | 0 | 0 | 0 | 0 | 0 | 0 | 0 | 0 | 0 | 0 | 0 | 0.28811 | 0 | 0 | 0 | 0 | 0 | 0 | 0 | 0 | DSM Resources
Residential - High_23-25 | 2036 | DSM Resources | [13 empty] | 0 | 0 | 0 | 0 | 0 | 0 | 0 | 0 | 0 | 0 | 0 | 0 | 0 | 0 | 0 | 0 | 0 | 0 | 0 | 0 | 0 | 0 | 0 | 0 | 0 | 0 | DSM Resources
Residential - High_23-25 | 2037 | DSM Resources | [13 empty] | 0 | 0 | 0 | 0 | 0 | 0 | 0 | 0 | 0 | 0 | 0 | 0 | 0 | 0 | 0 | 0 | 0 | 0 | 0 | 0 | 0 | 0 | 0 | 0 | 0 | 0 | DSM Resources
Residential - High_23-25 | 2038 | DSM Resources | [13 empty] | 0 | 0 | 0 | 0 | 0 | 0 | 0 | 0 | 0 | 0 | 0 | 0 | 0 | 0 | 0 | 0 | 0 | 0 | 0 | 0 | 0 | 0 | 0 | 0 | 0 | 0 | DSM Resources
Residential - High_23-25 | 2039 | DSM Resources | [13 empty] | 0 | 0 | 0 | 0 | 0 | 0 | 0 | 0 | 0 | 0 | 0 | 0 | 0 | 0 | 0 | 0 | 0 | 0 | 0 | 0 | 0 | 0 | 0 | 0 | 0 | 0 | DSM Resources
Residential - High_23-25 | 2040 | DSM Resources | [13 empty] | 0 | 0 | 0 | 0 | 0 | 0 | 0 | 0 | 0 | 0 | 0 | 0 | 0 | 0 | 0 | 0 | 0 | 0 | 0 | 0 | 0 | 0 | 0 | 0 | 0 | 0 | DSM Resources
Residential - High_23-25 | 2041 | DSM Resources | [13 empty] | 0 | 0 | 0 | 0 | 0 | 0 | 0 | 0 | 0 | 0 | 0 | 0 | 0 | 0 | 0 | 0 | 0 | 0 | 0 | 0 | 0 | 0 | 0 | 0 | 0 | 0 | DSM Resources
Residential - High_23-25 | 2042 | DSM Resources | [13 empty] | 0 | 0 | 0 | 0 | 0 | 0 | 0 | 0 | 0 | 0 | 0 | 0 | 0 | 0 | 0 | 0 | 0 | 0 | 0 | 0 | 0 | 0 | 0 | 0 | 0 | 0 | DSM Resources
Residential - High_23-25 | 2043 | DSM Resources | [13 empty] | 0 | 0 | 0 | 0 | 0 | 0 | 0 | 0 | 0 | 0 | 0 | 0 | 0 | 0 | 0 | 0 | 0 | 0 | 0 | 0 | 0 | 0 | 0 | 0 | 0 | 0 | DSM Resources
Residential - Behavior_23-25 | 2023 | DSM Resources | [13 empty] | 0 | 0 | 0 | 0 | 0 | 0 | 0 | 0 | 0 | 0 | 0 | 0 | 0 | 0 | 0 | 0 | 0 | 0 | 0 | 0 | 0 | 0 | 0 | 0 | 0 | 0 | DSM Resources
Residential - Behavior_23-25 | 2024 | DSM Resources | [13 empty] | 0 | 0 | 0 | 0 | 0 | 0 | 0 | 0 | 0 | 0 | 0 | 0 | 0 | 0 | 0 | 0 | 0 | 0 | 0 | 0 | 0 | 0 | 0 | 0 | 0 | 0 | DSM Resources
Residential - Behavior_23-25 | 2025 | DSM Resources | [13 empty] | 0 | 0 | 0 | 0 | 0 | 0 | 0 | 0 | 0 | 0 | 0 | 0 | 0 | 0 | 0 | 0 | 0 | 0 | 0 | 0 | 0 | 0 | 0 | 0 | 0 | 0 | DSM Resources
Residential - Behavior_23-25 | 2026 | DSM Resources | [13 empty] | 0 | 0 | 0 | 0 | 0 | 0 | 0 | 0 | 0 | 0 | 0 | 0 | 0 | 0 | 0 | 0 | 0 | 0 | 0 | 0 | 0 | 0 | 0 | 0 | 0 | 0 | DSM Resources
Residential - Behavior_23-25 | 2027 | DSM Resources | [13 empty] | 0 | 0 | 0 | 0 | 0 | 0 | 0 | 0 | 0 | 0 | 0 | 0 | 0 | 0 | 0 | 0 | 0 | 0 | 0 | 0 | 0 | 0 | 0 | 0 | 0 | 0 | DSM Resources
Residential - Behavior_23-25 | 2028 | DSM Resources | [13 empty] | 0 | 0 | 0 | 0 | 0 | 0 | 0 | 0 | 0 | 0 | 0 | 0 | 0 | 0 | 0 | 0 | 0 | 0 | 0 | 0 | 0 | 0 | 0 | 0 | 0 | 0 | DSM Resources
Residential - Behavior_23-25 | 2029 | DSM Resources | [13 empty] | 0 | 0 | 0 | 0 | 0 | 0 | 0 | 0 | 0 | 0 | 0 | 0 | 0 | 0 | 0 | 0 | 0 | 0 | 0 | 0 | 0 | 0 | 0 | 0 | 0 | 0 | DSM Resources
Residential - Behavior_23-25 | 2030 | DSM Resources | [13 empty] | 0 | 0 | 0 | 0 | 0 | 0 | 0 | 0 | 0 | 0 | 0 | 0 | 0 | 0 | 0 | 0 | 0 | 0 | 0 | 0 | 0 | 0 | 0 | 0 | 0 | 0 | DSM Resources
Residential - Behavior_23-25 | 2031 | DSM Resources | [13 empty] | 0 | 0 | 0 | 0 | 0 | 0 | 0 | 0 | 0 | 0 | 0 | 0 | 0 | 0 | 0 | 0 | 0 | 0 | 0 | 0 | 0 | 0 | 0 | 0 | 0 | 0 | DSM Resources
Residential - Behavior_23-25 | 2032 | DSM Resources | [13 empty] | 0 | 0 | 0 | 0 | 0 | 0 | 0 | 0 | 0 | 0 | 0 | 0 | 0 | 0 | 0 | 0 | 0 | 0 | 0 | 0 | 0 | 0 | 0 | 0 | 0 | 0 | DSM Resources
Residential - Behavior_23-25 | 2033 | DSM Resources | [13 empty] | 0 | 0 | 0 | 0 | 0 | 0 | 0 | 0 | 0 | 0 | 0 | 0 | 0 | 0 | 0 | 0 | 0 | 0 | 0 | 0 | 0 | 0 | 0 | 0 | 0 | 0 | DSM Resources
Residential - Behavior_23-25 | 2034 | DSM Resources | [13 empty] | 0 | 0 | 0 | 0 | 0 | 0 | 0 | 0 | 0 | 0 | 0 | 0 | 0 | 0 | 0 | 0 | 0 | 0 | 0 | 0 | 0 | 0 | 0 | 0 | 0 | 0 | DSM Resources
Residential - Behavior_23-25 | 2035 | DSM Resources | [13 empty] | 0 | 0 | 0 | 0 | 0 | 0 | 0 | 0 | 0 | 0 | 0 | 0 | 0 | 0 | 0 | 0 | 0 | 0 | 0 | 0 | 0 | 0 | 0 | 0 | 0 | 0 | DSM Resources
Residential - Behavior_23-25 | 2036 | DSM Resources | [13 empty] | 0 | 0 | 0 | 0 | 0 | 0 | 0 | 0 | 0 | 0 | 0 | 0 | 0 | 0 | 0 | 0 | 0 | 0 | 0 | 0 | 0 | 0 | 0 | 0 | 0 | 0 | DSM Resources
Residential - Behavior_23-25 | 2037 | DSM Resources | [13 empty] | 0 | 0 | 0 | 0 | 0 | 0 | 0 | 0 | 0 | 0 | 0 | 0 | 0 | 0 | 0 | 0 | 0 | 0 | 0 | 0 | 0 | 0 | 0 | 0 | 0 | 0 | DSM Resources
Residential - Behavior_23-25 | 2038 | DSM Resources | [13 empty] | 0 | 0 | 0 | 0 | 0 | 0 | 0 | 0 | 0 | 0 | 0 | 0 | 0 | 0 | 0 | 0 | 0 | 0 | 0 | 0 | 0 | 0 | 0 | 0 | 0 | 0 | DSM Resources
Residential - Behavior_23-25 | 2039 | DSM Resources | [13 empty] | 0 | 0 | 0 | 0 | 0 | 0 | 0 | 0 | 0 | 0 | 0 | 0 | 0 | 0 | 0 | 0 | 0 | 0 | 0 | 0 | 0 | 0 | 0 | 0 | 0 | 0 | DSM Resources
Residential - Behavior_23-25 | 2040 | DSM Resources | [13 empty] | 0 | 0 | 0 | 0 | 0 | 0 | 0 | 0 | 0 | 0 | 0 | 0 | 0 | 0 | 0 | 0 | 0 | 0 | 0 | 0 | 0 | 0 | 0 | 0 | 0 | 0 | DSM Resources
Residential - Behavior_23-25 | 2041 | DSM Resources | [13 empty] | 0 | 0 | 0 | 0 | 0 | 0 | 0 | 0 | 0 | 0 | 0 | 0 | 0 | 0 | 0 | 0 | 0 | 0 | 0 | 0 | 0 | 0 | 0 | 0 | 0 | 0 | DSM Resources
Residential - Behavior_23-25 | 2042 | DSM Resources | [13 empty] | 0 | 0 | 0 | 0 | 0 | 0 | 0 | 0 | 0 | 0 | 0 | 0 | 0 | 0 | 0 | 0 | 0 | 0 | 0 | 0 | 0 | 0 | 0 | 0 | 0 | 0 | DSM Resources
Residential - Behavior_23-25 | 2043 | DSM Resources | [13 empty] | 0 | 0 | 0 | 0 | 0 | 0 | 0 | 0 | 0 | 0 | 0 | 0 | 0 | 0 | 0 | 0 | 0 | 0 | 0 | 0 | 0 | 0 | 0 | 0 | 0 | 0 | DSM Resources
C&I - Low_23-25 | 2023 | DSM Resources | 1.7637 | 1.7637 | 1.7637 |  | 1.7637 | 2.1071 | 1.7637 |  | 1.7637 | 1.7637 |  |  |  | 1.7637 | 1.7637 | 1.7637 | 0 | 1.7637 | 2.1071 | 1.7637 | 0 | 1.7637 | 1.7637 | 0 | 0 | 0 | 1.7637 | 1.7637 | 1.7637 | 0 | 1.7637 | 2.1071 | 1.7637 | 0 | 1.7637 | 1.7637 | 0 | 0 | 0 | DSM Resources
C&I - Low_23-25 | 2024 | DSM Resources | 4.6877 | 4.6877 | 4.6877 |  | 4.6877 | 5.6003 | 4.6877 |  | 4.6877 | 4.6877 |  |  |  | 4.6877 | 4.6877 | 4.6877 | 0 | 4.6877 | 5.6003 | 4.6877 | 0 | 4.6877 | 4.6877 | 0 | 0 | 0 | 4.6877 | 4.6877 | 4.6877 | 0 | 4.6877 | 5.6003 | 4.6877 | 0 | 4.6877 | 4.6877 | 0 | 0 | 0 | DSM Resources
C&I - Low_23-25 | 2025 | DSM Resources | 8.3936 | 8.3936 | 8.3936 |  | 8.3936 | 10.0277 | 8.3936 |  | 8.3936 | 8.3936 |  |  |  | 8.3936 | 8.3936 | 8.3936 | 0 | 8.3936 | 10.0277 | 8.3936 | 0 | 8.3936 | 8.3936 | 0 | 0 | 0 | 8.3936 | 8.3936 | 8.3936 | 0 | 8.3936 | 10.0277 | 8.3936 | 0 | 8.3936 | 8.3936 | 0 | 0 | 0 | DSM Resources
C&I - Low_23-25 | 2026 | DSM Resources | 7.7151 | 7.7151 | 7.7151 |  | 7.7151 | 9.217 | 7.7151 |  | 7.7151 | 7.7151 |  |  |  | 7.7151 | 7.7151 | 7.7151 | 0 | 7.7151 | 9.217 | 7.7151 | 0 | 7.7151 | 7.7151 | 0 | 0 | 0 | 7.7151 | 7.7151 | 7.7151 | 0 | 7.7151 | 9.217 | 7.7151 | 0 | 7.7151 | 7.7151 | 0 | 0 | 0 | DSM Resources
C&I - Low_23-25 | 2027 | DSM Resources | 6.9767 | 6.9767 | 6.9767 |  | 6.9767 | 8.3349 | 6.9767 |  | 6.9767 | 6.9767 |  |  |  | 6.9767 | 6.9767 | 6.9767 | 0 | 6.9767 | 8.3349 | 6.9767 | 0 | 6.9767 | 6.9767 | 0 | 0 | 0 | 6.9767 | 6.9767 | 6.9767 | 0 | 6.9767 | 8.3349 | 6.9767 | 0 | 6.9767 | 6.9767 | 0 | 0 | 0 | DSM Resources
C&I - Low_23-25 | 2028 | DSM Resources | 6.1928 | 6.1928 | 6.1928 |  | 6.1928 | 7.3984 | 6.1928 |  | 6.1928 | 6.1928 |  |  |  | 6.1928 | 6.1928 | 6.1928 | 0 | 6.1928 | 7.3984 | 6.1928 | 0 | 6.1928 | 6.1928 | 0 | 0 | 0 | 6.1928 | 6.1928 | 6.1928 | 0 | 6.1928 | 7.3984 | 6.1928 | 0 | 6.1928 | 6.1928 | 0 | 0 | 0 | DSM Resources
C&I - Low_23-25 | 2029 | DSM Resources | 5.3802 | 5.3802 | 5.3802 |  | 5.3802 | 6.4276 | 5.3802 |  | 5.3802 | 5.3802 |  |  |  | 5.3802 | 5.3802 | 5.3802 | 0 | 5.3802 | 6.4276 | 5.3802 | 0 | 5.3802 | 5.3802 | 0 | 0 | 0 | 5.3802 | 5.3802 | 5.3802 | 0 | 5.3802 | 6.4276 | 5.3802 | 0 | 5.3802 | 5.3802 | 0 | 0 | 0 | DSM Resources
C&I - Low_23-25 | 2030 | DSM Resources | 4.558 | 4.558 | 4.558 |  | 4.558 | 5.4454 | 4.558 |  | 4.558 | 4.558 |  |  |  | 4.558 | 4.558 | 4.558 | 0 | 4.558 | 5.4454 | 4.558 | 0 | 4.558 | 4.558 | 0 | 0 | 0 | 4.558 | 4.558 | 4.558 | 0 | 4.558 | 5.4454 | 4.558 | 0 | 4.558 | 4.558 | 0 | 0 | 0 | DSM Resources
C&I - Low_23-25 | 2031 | DSM Resources | 3.7473 | 3.7473 | 3.7473 |  | 3.7473 | 4.4768 | 3.7473 |  | 3.7473 | 3.7473 |  |  |  | 3.7473 | 3.7473 | 3.7473 | 0 | 3.7473 | 4.4768 | 3.7473 | 0 | 3.7473 | 3.7473 | 0 | 0 | 0 | 3.7473 | 3.7473 | 3.7473 | 0 | 3.7473 | 4.4768 | 3.7473 | 0 | 3.7473 | 3.7473 | 0 | 0 | 0 | DSM Resources
C&I - Low_23-25 | 2032 | DSM Resources | 2.9701 | 2.9701 | 2.9701 |  | 2.9701 | 3.5483 | 2.9701 |  | 2.9701 | 2.9701 |  |  |  | 2.9701 | 2.9701 | 2.9701 | 0 | 2.9701 | 3.5483 | 2.9701 | 0 | 2.9701 | 2.9701 | 0 | 0 | 0 | 2.9701 | 2.9701 | 2.9701 | 0 | 2.9701 | 3.5483 | 2.9701 | 0 | 2.9701 | 2.9701 | 0 | 0 | 0 | DSM Resources
C&I - Low_23-25 | 2033 | DSM Resources | 2.2487 | 2.2487 | 2.2487 |  | 2.2487 | 2.6864 | 2.2487 |  | 2.2487 | 2.2487 |  |  |  | 2.2487 | 2.2487 | 2.2487 | 0 | 2.2487 | 2.6864 | 2.2487 | 0 | 2.2487 | 2.2487 | 0 | 0 | 0 | 2.2487 | 2.2487 | 2.2487 | 0 | 2.2487 | 2.6864 | 2.2487 | 0 | 2.2487 | 2.2487 | 0 | 0 | 0 | DSM Resources
C&I - Low_23-25 | 2034 | DSM Resources | 1.6045 | 1.6045 | 1.6045 |  | 1.6045 | 1.9168 | 1.6045 |  | 1.6045 | 1.6045 |  |  |  | 1.6045 | 1.6045 | 1.6045 | 0 | 1.6045 | 1.9168 | 1.6045 | 0 | 1.6045 | 1.6045 | 0 | 0 | 0 | 1.6045 | 1.6045 | 1.6045 | 0 | 1.6045 | 1.9168 | 1.6045 | 0 | 1.6045 | 1.6045 | 0 | 0 | 0 | DSM Resources
C&I - Low_23-25 | 2035 | DSM Resources | 1.0566 | 1.0566 | 1.0566 |  | 1.0566 | 1.2623 | 1.0566 |  | 1.0566 | 1.0566 |  |  |  | 1.0566 | 1.0566 | 1.0566 | 0 | 1.0566 | 1.2623 | 1.0566 | 0 | 1.0566 | 1.0566 | 0 | 0 | 0 | 1.0566 | 1.0566 | 1.0566 | 0 | 1.0566 | 1.2623 | 1.0566 | 0 | 1.0566 | 1.0566 | 0 | 0 | 0 | DSM Resources
C&I - Low_23-25 | 2036 | DSM Resources | 0.55005 | 0.55005 | 0.55005 |  | 0.55005 | 0.65713 | 0.55005 |  | 0.55005 | 0.55005 |  |  |  | 0.55005 | 0.55005 | 0.55005 | 0 | 0.55005 | 0.65713 | 0.55005 | 0 | 0.55005 | 0.55005 | 0 | 0 | 0 | 0.55005 | 0.55005 | 0.55005 | 0 | 0.55005 | 0.65713 | 0.55005 | 0 | 0.55005 | 0.55005 | 0 | 0 | 0 | DSM Resources
C&I - Low_23-25 | 2037 | DSM Resources | 0.13672 | 0.13672 | 0.13672 |  | 0.13672 | 0.16334 | 0.13672 |  | 0.13672 | 0.13672 |  |  |  | 0.13672 | 0.13672 | 0.13672 | 0 | 0.13672 | 0.16334 | 0.13672 | 0 | 0.13672 | 0.13672 | 0 | 0 | 0 | 0.13672 | 0.13672 | 0.13672 | 0 | 0.13672 | 0.16334 | 0.13672 | 0 | 0.13672 | 0.13672 | 0 | 0 | 0 | DSM Resources
C&I - Low_23-25 | 2038 | DSM Resources | [13 empty] | 0 | 0 | 0 | 0 | 0 | 0 | 0 | 0 | 0 | 0 | 0 | 0 | 0 | 0 | 0 | 0 | 0 | 0 | 0 | 0 | 0 | 0 | 0 | 0 | 0 | 0 | DSM Resources
C&I - Low_23-25 | 2039 | DSM Resources | [13 empty] | 0 | 0 | 0 | 0 | 0 | 0 | 0 | 0 | 0 | 0 | 0 | 0 | 0 | 0 | 0 | 0 | 0 | 0 | 0 | 0 | 0 | 0 | 0 | 0 | 0 | 0 | DSM Resources
C&I - Low_23-25 | 2040 | DSM Resources | [13 empty] | 0 | 0 | 0 | 0 | 0 | 0 | 0 | 0 | 0 | 0 | 0 | 0 | 0 | 0 | 0 | 0 | 0 | 0 | 0 | 0 | 0 | 0 | 0 | 0 | 0 | 0 | DSM Resources
C&I - Low_23-25 | 2041 | DSM Resources | [13 empty] | 0 | 0 | 0 | 0 | 0 | 0 | 0 | 0 | 0 | 0 | 0 | 0 | 0 | 0 | 0 | 0 | 0 | 0 | 0 | 0 | 0 | 0 | 0 | 0 | 0 | 0 | DSM Resources
C&I - Low_23-25 | 2042 | DSM Resources | [13 empty] | 0 | 0 | 0 | 0 | 0 | 0 | 0 | 0 | 0 | 0 | 0 | 0 | 0 | 0 | 0 | 0 | 0 | 0 | 0 | 0 | 0 | 0 | 0 | 0 | 0 | 0 | DSM Resources
C&I - Low_23-25 | 2043 | DSM Resources | [13 empty] | 0 | 0 | 0 | 0 | 0 | 0 | 0 | 0 | 0 | 0 | 0 | 0 | 0 | 0 | 0 | 0 | 0 | 0 | 0 | 0 | 0 | 0 | 0 | 0 | 0 | 0 | DSM Resources
C&I - High_23-25 | 2023 | DSM Resources | [13 empty] | 0 | 0 | 0 | 0 | 0 | 0 | 0 | 0 | 0 | 0 | 0 | 0 | 0 | 0 | 0 | 0 | 0 | 0 | 0 | 0 | 0 | 0 | 0 | 0 | 0 | 0 | DSM Resources
C&I - High_23-25 | 2024 | DSM Resources | [13 empty] | 0 | 0 | 0 | 0 | 0 | 0 | 0 | 0 | 0 | 0 | 0 | 0 | 0 | 0 | 0 | 0 | 0 | 0 | 0 | 0 | 0 | 0 | 0 | 0 | 0 | 0 | DSM Resources
C&I - High_23-25 | 2025 | DSM Resources | [13 empty] | 0 | 0 | 0 | 0 | 0 | 0 | 0 | 0 | 0 | 0 | 0 | 0 | 0 | 0 | 0 | 0 | 0 | 0 | 0 | 0 | 0 | 0 | 0 | 0 | 0 | 0 | DSM Resources
C&I - High_23-25 | 2026 | DSM Resources | [13 empty] | 0 | 0 | 0 | 0 | 0 | 0 | 0 | 0 | 0 | 0 | 0 | 0 | 0 | 0 | 0 | 0 | 0 | 0 | 0 | 0 | 0 | 0 | 0 | 0 | 0 | 0 | DSM Resources
C&I - High_23-25 | 2027 | DSM Resources | [13 empty] | 0 | 0 | 0 | 0 | 0 | 0 | 0 | 0 | 0 | 0 | 0 | 0 | 0 | 0 | 0 | 0 | 0 | 0 | 0 | 0 | 0 | 0 | 0 | 0 | 0 | 0 | DSM Resources
C&I - High_23-25 | 2028 | DSM Resources | [13 empty] | 0 | 0 | 0 | 0 | 0 | 0 | 0 | 0 | 0 | 0 | 0 | 0 | 0 | 0 | 0 | 0 | 0 | 0 | 0 | 0 | 0 | 0 | 0 | 0 | 0 | 0 | DSM Resources
C&I - High_23-25 | 2029 | DSM Resources | [13 empty] | 0 | 0 | 0 | 0 | 0 | 0 | 0 | 0 | 0 | 0 | 0 | 0 | 0 | 0 | 0 | 0 | 0 | 0 | 0 | 0 | 0 | 0 | 0 | 0 | 0 | 0 | DSM Resources
C&I - High_23-25 | 2030 | DSM Resources | [13 empty] | 0 | 0 | 0 | 0 | 0 | 0 | 0 | 0 | 0 | 0 | 0 | 0 | 0 | 0 | 0 | 0 | 0 | 0 | 0 | 0 | 0 | 0 | 0 | 0 | 0 | 0 | DSM Resources
C&I - High_23-25 | 2031 | DSM Resources | [13 empty] | 0 | 0 | 0 | 0 | 0 | 0 | 0 | 0 | 0 | 0 | 0 | 0 | 0 | 0 | 0 | 0 | 0 | 0 | 0 | 0 | 0 | 0 | 0 | 0 | 0 | 0 | DSM Resources
C&I - High_23-25 | 2032 | DSM Resources | [13 empty] | 0 | 0 | 0 | 0 | 0 | 0 | 0 | 0 | 0 | 0 | 0 | 0 | 0 | 0 | 0 | 0 | 0 | 0 | 0 | 0 | 0 | 0 | 0 | 0 | 0 | 0 | DSM Resources
C&I - High_23-25 | 2033 | DSM Resources | [13 empty] | 0 | 0 | 0 | 0 | 0 | 0 | 0 | 0 | 0 | 0 | 0 | 0 | 0 | 0 | 0 | 0 | 0 | 0 | 0 | 0 | 0 | 0 | 0 | 0 | 0 | 0 | DSM Resources
C&I - High_23-25 | 2034 | DSM Resources | [13 empty] | 0 | 0 | 0 | 0 | 0 | 0 | 0 | 0 | 0 | 0 | 0 | 0 | 0 | 0 | 0 | 0 | 0 | 0 | 0 | 0 | 0 | 0 | 0 | 0 | 0 | 0 | DSM Resources
C&I - High_23-25 | 2035 | DSM Resources | [13 empty] | 0 | 0 | 0 | 0 | 0 | 0 | 0 | 0 | 0 | 0 | 0 | 0 | 0 | 0 | 0 | 0 | 0 | 0 | 0 | 0 | 0 | 0 | 0 | 0 | 0 | 0 | DSM Resources
C&I - High_23-25 | 2036 | DSM Resources | [13 empty] | 0 | 0 | 0 | 0 | 0 | 0 | 0 | 0 | 0 | 0 | 0 | 0 | 0 | 0 | 0 | 0 | 0 | 0 | 0 | 0 | 0 | 0 | 0 | 0 | 0 | 0 | DSM Resources
C&I - High_23-25 | 2037 | DSM Resources | [13 empty] | 0 | 0 | 0 | 0 | 0 | 0 | 0 | 0 | 0 | 0 | 0 | 0 | 0 | 0 | 0 | 0 | 0 | 0 | 0 | 0 | 0 | 0 | 0 | 0 | 0 | 0 | DSM Resources
C&I - High_23-25 | 2038 | DSM Resources | [13 empty] | 0 | 0 | 0 | 0 | 0 | 0 | 0 | 0 | 0 | 0 | 0 | 0 | 0 | 0 | 0 | 0 | 0 | 0 | 0 | 0 | 0 | 0 | 0 | 0 | 0 | 0 | DSM Resources
C&I - High_23-25 | 2039 | DSM Resources | [13 empty] | 0 | 0 | 0 | 0 | 0 | 0 | 0 | 0 | 0 | 0 | 0 | 0 | 0 | 0 | 0 | 0 | 0 | 0 | 0 | 0 | 0 | 0 | 0 | 0 | 0 | 0 | DSM Resources
C&I - High_23-25 | 2040 | DSM Resources | [13 empty] | 0 | 0 | 0 | 0 | 0 | 0 | 0 | 0 | 0 | 0 | 0 | 0 | 0 | 0 | 0 | 0 | 0 | 0 | 0 | 0 | 0 | 0 | 0 | 0 | 0 | 0 | DSM Resources
C&I - High_23-25 | 2041 | DSM Resources | [13 empty] | 0 | 0 | 0 | 0 | 0 | 0 | 0 | 0 | 0 | 0 | 0 | 0 | 0 | 0 | 0 | 0 | 0 | 0 | 0 | 0 | 0 | 0 | 0 | 0 | 0 | 0 | DSM Resources
C&I - High_23-25 | 2042 | DSM Resources | [13 empty] | 0 | 0 | 0 | 0 | 0 | 0 | 0 | 0 | 0 | 0 | 0 | 0 | 0 | 0 | 0 | 0 | 0 | 0 | 0 | 0 | 0 | 0 | 0 | 0 | 0 | 0 | DSM Resources
C&I - High_23-25 | 2043 | DSM Resources | [13 empty] | 0 | 0 | 0 | 0 | 0 | 0 | 0 | 0 | 0 | 0 | 0 | 0 | 0 | 0 | 0 | 0 | 0 | 0 | 0 | 0 | 0 | 0 | 0 | 0 | 0 | 0 | DSM Resources
IQW_23-25 | 2023 | DSM Resources | 0.03404 | 0.03404 | 0.03404 | 0.03404 | 0.03404 | 0.047352 | 0.03404 | 0.03404 | 0.03404 | 0.03404 |  |  |  | 0.03404 | 0.03404 | 0.03404 | 0.03404 | 0.03404 | 0.047352 | 0.03404 | 0.03404 | 0.03404 | 0.03404 | 0 | 0 | 0 | 0.03404 | 0.03404 | 0.03404 | 0.03404 | 0.03404 | 0.047352 | 0.03404 | 0.03404 | 0.03404 | 0.03404 | 0 | 0 | 0 | DSM Resources
IQW_23-25 | 2024 | DSM Resources | 0.079802 | 0.079802 | 0.079802 | 0.079802 | 0.079802 | 0.11101 | 0.079802 | 0.079802 | 0.079802 | 0.079802 |  |  |  | 0.079802 | 0.079802 | 0.079802 | 0.079802 | 0.079802 | 0.11101 | 0.079802 | 0.079802 | 0.079802 | 0.079802 | 0 | 0 | 0 | 0.079802 | 0.079802 | 0.079802 | 0.079802 | 0.079802 | 0.11101 | 0.079802 | 0.079802 | 0.079802 | 0.079802 | 0 | 0 | 0 | DSM Resources
IQW_23-25 | 2025 | DSM Resources | 0.13899 | 0.13899 | 0.13899 | 0.13899 | 0.13899 | 0.19334 | 0.13899 | 0.13899 | 0.13899 | 0.13899 |  |  |  | 0.13899 | 0.13899 | 0.13899 | 0.13899 | 0.13899 | 0.19334 | 0.13899 | 0.13899 | 0.13899 | 0.13899 | 0 | 0 | 0 | 0.13899 | 0.13899 | 0.13899 | 0.13899 | 0.13899 | 0.19334 | 0.13899 | 0.13899 | 0.13899 | 0.13899 | 0 | 0 | 0 | DSM Resources
IQW_23-25 | 2026 | DSM Resources | 0.12766 | 0.12766 | 0.12766 | 0.12766 | 0.12766 | 0.17758 | 0.12766 | 0.12766 | 0.12766 | 0.12766 |  |  |  | 0.12766 | 0.12766 | 0.12766 | 0.12766 | 0.12766 | 0.17758 | 0.12766 | 0.12766 | 0.12766 | 0.12766 | 0 | 0 | 0 | 0.12766 | 0.12766 | 0.12766 | 0.12766 | 0.12766 | 0.17758 | 0.12766 | 0.12766 | 0.12766 | 0.12766 | 0 | 0 | 0 | DSM Resources
IQW_23-25 | 2027 | DSM Resources | 0.11535 | 0.11535 | 0.11535 | 0.11535 | 0.11535 | 0.16046 | 0.11535 | 0.11535 | 0.11535 | 0.11535 |  |  |  | 0.11535 | 0.11535 | 0.11535 | 0.11535 | 0.11535 | 0.16046 | 0.11535 | 0.11535 | 0.11535 | 0.11535 | 0 | 0 | 0 | 0.11535 | 0.11535 | 0.11535 | 0.11535 | 0.11535 | 0.16046 | 0.11535 | 0.11535 | 0.11535 | 0.11535 | 0 | 0 | 0 | DSM Resources
IQW_23-25 | 2028 | DSM Resources | 0.1023 | 0.1023 | 0.1023 | 0.1023 | 0.1023 | 0.1423 | 0.1023 | 0.1023 | 0.1023 | 0.1023 |  |  |  | 0.1023 | 0.1023 | 0.1023 | 0.1023 | 0.1023 | 0.1423 | 0.1023 | 0.1023 | 0.1023 | 0.1023 | 0 | 0 | 0 | 0.1023 | 0.1023 | 0.1023 | 0.1023 | 0.1023 | 0.1423 | 0.1023 | 0.1023 | 0.1023 | 0.1023 | 0 | 0 | 0 | DSM Resources
IQW_23-25 | 2029 | DSM Resources | 0.088783 | 0.088783 | 0.088783 | 0.088783 | 0.088783 | 0.1235 | 0.088783 | 0.088783 | 0.088783 | 0.088783 |  |  |  | 0.088783 | 0.088783 | 0.088783 | 0.088783 | 0.088783 | 0.1235 | 0.088783 | 0.088783 | 0.088783 | 0.088783 | 0 | 0 | 0 | 0.088783 | 0.088783 | 0.088783 | 0.088783 | 0.088783 | 0.1235 | 0.088783 | 0.088783 | 0.088783 | 0.088783 | 0 | 0 | 0 | DSM Resources
IQW_23-25 | 2030 | DSM Resources | 0.075125 | 0.075125 | 0.075125 | 0.075125 | 0.075125 | 0.1045 | 0.075125 | 0.075125 | 0.075125 | 0.075125 |  |  |  | 0.075125 | 0.075125 | 0.075125 | 0.075125 | 0.075125 | 0.1045 | 0.075125 | 0.075125 | 0.075125 | 0.075125 | 0 | 0 | 0 | 0.075125 | 0.075125 | 0.075125 | 0.075125 | 0.075125 | 0.1045 | 0.075125 | 0.075125 | 0.075125 | 0.075125 | 0 | 0 | 0 | DSM Resources
IQW_23-25 | 2031 | DSM Resources | 0.061674 | 0.061674 | 0.061674 | 0.061674 | 0.061674 | 0.085792 | 0.061674 | 0.061674 | 0.061674 | 0.061674 |  |  |  | 0.061674 | 0.061674 | 0.061674 | 0.061674 | 0.061674 | 0.085792 | 0.061674 | 0.061674 | 0.061674 | 0.061674 | 0 | 0 | 0 | 0.061674 | 0.061674 | 0.061674 | 0.061674 | 0.061674 | 0.085792 | 0.061674 | 0.061674 | 0.061674 | 0.061674 | 0 | 0 | 0 | DSM Resources
IQW_23-25 | 2032 | DSM Resources | 0.048798 | 0.048798 | 0.048798 | 0.048798 | 0.048798 | 0.06788 | 0.048798 | 0.048798 | 0.048798 | 0.048798 |  |  |  | 0.048798 | 0.048798 | 0.048798 | 0.048798 | 0.048798 | 0.06788 | 0.048798 | 0.048798 | 0.048798 | 0.048798 | 0 | 0 | 0 | 0.048798 | 0.048798 | 0.048798 | 0.048798 | 0.048798 | 0.06788 | 0.048798 | 0.048798 | 0.048798 | 0.048798 | 0 | 0 | 0 | DSM Resources
IQW_23-25 | 2033 | DSM Resources | 0.036867 | 0.036867 | 0.036867 | 0.036867 | 0.036867 | 0.051283 | 0.036867 | 0.036867 | 0.036867 | 0.036867 |  |  |  | 0.036867 | 0.036867 | 0.036867 | 0.036867 | 0.036867 | 0.051283 | 0.036867 | 0.036867 | 0.036867 | 0.036867 | 0 | 0 | 0 | 0.036867 | 0.036867 | 0.036867 | 0.036867 | 0.036867 | 0.051283 | 0.036867 | 0.036867 | 0.036867 | 0.036867 | 0 | 0 | 0 | DSM Resources
IQW_23-25 | 2034 | DSM Resources | 0.026234 | 0.026234 | 0.026234 | 0.026234 | 0.026234 | 0.036493 | 0.026234 | 0.026234 | 0.026234 | 0.026234 |  |  |  | 0.026234 | 0.026234 | 0.026234 | 0.026234 | 0.026234 | 0.036493 | 0.026234 | 0.026234 | 0.026234 | 0.026234 | 0 | 0 | 0 | 0.026234 | 0.026234 | 0.026234 | 0.026234 | 0.026234 | 0.036493 | 0.026234 | 0.026234 | 0.026234 | 0.026234 | 0 | 0 | 0 | DSM Resources
IQW_23-25 | 2035 | DSM Resources | 0.017214 | 0.017214 | 0.017214 | 0.017214 | 0.017214 | 0.023946 | 0.017214 | 0.017214 | 0.017214 | 0.017214 |  |  |  | 0.017214 | 0.017214 | 0.017214 | 0.017214 | 0.017214 | 0.023946 | 0.017214 | 0.017214 | 0.017214 | 0.017214 | 0 | 0 | 0 | 0.017214 | 0.017214 | 0.017214 | 0.017214 | 0.017214 | 0.023946 | 0.017214 | 0.017214 | 0.017214 | 0.017214 | 0 | 0 | 0 | DSM Resources
IQW_23-25 | 2036 | DSM Resources | 0.010055 | 0.010055 | 0.010055 | 0.010055 | 0.010055 | 0.013987 | 0.010055 | 0.010055 | 0.010055 | 0.010055 |  |  |  | 0.010055 | 0.010055 | 0.010055 | 0.010055 | 0.010055 | 0.013987 | 0.010055 | 0.010055 | 0.010055 | 0.010055 | 0 | 0 | 0 | 0.010055 | 0.010055 | 0.010055 | 0.010055 | 0.010055 | 0.013987 | 0.010055 | 0.010055 | 0.010055 | 0.010055 | 0 | 0 | 0 | DSM Resources
IQW_23-25 | 2037 | DSM Resources | 0.0048992 | 0.0048992 | 0.0048992 | 0.0048992 | 0.0048992 | 0.006815 | 0.0048992 | 0.0048992 | 0.0048992 | 0.0048992 |  |  |  | 0.0048992 | 0.0048992 | 0.0048992 | 0.0048992 | 0.0048992 | 0.006815 | 0.0048992 | 0.0048992 | 0.0048992 | 0.0048992 | 0 | 0 | 0 | 0.0048992 | 0.0048992 | 0.0048992 | 0.0048992 | 0.0048992 | 0.006815 | 0.0048992 | 0.0048992 | 0.0048992 | 0.0048992 | 0 | 0 | 0 | DSM Resources
IQW_23-25 | 2038 | DSM Resources | 0.0017574 | 0.0017574 | 0.0017574 | 0.0017574 | 0.0017574 | 0.0024447 | 0.0017574 | 0.0017574 | 0.0017574 | 0.0017574 |  |  |  | 0.0017574 | 0.0017574 | 0.0017574 | 0.0017574 | 0.0017574 | 0.0024447 | 0.0017574 | 0.0017574 | 0.0017574 | 0.0017574 | 0 | 0 | 0 | 0.0017574 | 0.0017574 | 0.0017574 | 0.0017574 | 0.0017574 | 0.0024447 | 0.0017574 | 0.0017574 | 0.0017574 | 0.0017574 | 0 | 0 | 0 | DSM Resources
IQW_23-25 | 2039 | DSM Resources | 0.00031186 | 0.00031186 | 0.00031186 | 0.00031186 | 0.00031186 | 0.00043382 | 0.00031186 | 0.00031186 | 0.00031186 | 0.00031186 |  |  |  | 0.00031186 | 0.00031186 | 0.00031186 | 0.00031186 | 0.00031186 | 0.00043382 | 0.00031186 | 0.00031186 | 0.00031186 | 0.00031186 | 0 | 0 | 0 | 0.00031186 | 0.00031186 | 0.00031186 | 0.00031186 | 0.00031186 | 0.00043382 | 0.00031186 | 0.00031186 | 0.00031186 | 0.00031186 | 0 | 0 | 0 | DSM Resources
IQW_23-25 | 2040 | DSM Resources | [13 empty] | 0 | 0 | 0 | 0 | 0 | 0 | 0 | 0 | 0 | 0 | 0 | 0 | 0 | 0 | 0 | 0 | 0 | 0 | 0 | 0 | 0 | 0 | 0 | 0 | 0 | 0 | DSM Resources
IQW_23-25 | 2041 | DSM Resources | [13 empty] | 0 | 0 | 0 | 0 | 0 | 0 | 0 | 0 | 0 | 0 | 0 | 0 | 0 | 0 | 0 | 0 | 0 | 0 | 0 | 0 | 0 | 0 | 0 | 0 | 0 | 0 | DSM Resources
IQW_23-25 | 2042 | DSM Resources | [13 empty] | 0 | 0 | 0 | 0 | 0 | 0 | 0 | 0 | 0 | 0 | 0 | 0 | 0 | 0 | 0 | 0 | 0 | 0 | 0 | 0 | 0 | 0 | 0 | 0 | 0 | 0 | DSM Resources
IQW_23-25 | 2043 | DSM Resources | [13 empty] | 0 | 0 | 0 | 0 | 0 | 0 | 0 | 0 | 0 | 0 | 0 | 0 | 0 | 0 | 0 | 0 | 0 | 0 | 0 | 0 | 0 | 0 | 0 | 0 | 0 | 0 | DSM Resources
Residential - Low_26-30 | 2023 | DSM Resources | [13 empty] | 0 | 0 | 0 | 0 | 0 | 0 | 0 | 0 | 0 | 0 | 0 | 0 | 0 | 0 | 0 | 0 | 0 | 0 | 0 | 0 | 0 | 0 | 0 | 0 | 0 | 0 | DSM Resources
Residential - Low_26-30 | 2024 | DSM Resources | [13 empty] | 0 | 0 | 0 | 0 | 0 | 0 | 0 | 0 | 0 | 0 | 0 | 0 | 0 | 0 | 0 | 0 | 0 | 0 | 0 | 0 | 0 | 0 | 0 | 0 | 0 | 0 | DSM Resources
Residential - Low_26-30 | 2025 | DSM Resources | [13 empty] | 0 | 0 | 0 | 0 | 0 | 0 | 0 | 0 | 0 | 0 | 0 | 0 | 0 | 0 | 0 | 0 | 0 | 0 | 0 | 0 | 0 | 0 | 0 | 0 | 0 | 0 | DSM Resources
Residential - Low_26-30 | 2026 | DSM Resources | 3.0018 |  | 3.0018 |  | 3.0018 |  | 3.0018 |  |  | 3.0018 |  |  |  | 3.0018 | 0 | 3.0018 | 0 | 3.0018 | 0 | 3.0018 | 0 | 0 | 3.0018 | 0 | 0 | 0 | 3.0018 | 0 | 3.0018 | 0 | 3.0018 | 0 | 3.0018 | 0 | 0 | 3.0018 | 0 | 0 | 0 | DSM Resources
Residential - Low_26-30 | 2027 | DSM Resources | 5.5346 |  | 5.5346 |  | 5.5346 |  | 5.5346 |  |  | 5.5346 |  |  |  | 5.5346 | 0 | 5.5346 | 0 | 5.5346 | 0 | 5.5346 | 0 | 0 | 5.5346 | 0 | 0 | 0 | 5.5346 | 0 | 5.5346 | 0 | 5.5346 | 0 | 5.5346 | 0 | 0 | 5.5346 | 0 | 0 | 0 | DSM Resources
Residential - Low_26-30 | 2028 | DSM Resources | 7.5997 |  | 7.5997 |  | 7.5997 |  | 7.5997 |  |  | 7.5997 |  |  |  | 7.5997 | 0 | 7.5997 | 0 | 7.5997 | 0 | 7.5997 | 0 | 0 | 7.5997 | 0 | 0 | 0 | 7.5997 | 0 | 7.5997 | 0 | 7.5997 | 0 | 7.5997 | 0 | 0 | 7.5997 | 0 | 0 | 0 | DSM Resources
Residential - Low_26-30 | 2029 | DSM Resources | 9.3052 |  | 9.3052 |  | 9.3052 |  | 9.3052 |  |  | 9.3052 |  |  |  | 9.3052 | 0 | 9.3052 | 0 | 9.3052 | 0 | 9.3052 | 0 | 0 | 9.3052 | 0 | 0 | 0 | 9.3052 | 0 | 9.3052 | 0 | 9.3052 | 0 | 9.3052 | 0 | 0 | 9.3052 | 0 | 0 | 0 | DSM Resources
Residential - Low_26-30 | 2030 | DSM Resources | 10.6928 |  | 10.6928 |  | 10.6928 |  | 10.6928 |  |  | 10.6928 |  |  |  | 10.6928 | 0 | 10.6928 | 0 | 10.6928 | 0 | 10.6928 | 0 | 0 | 10.6928 | 0 | 0 | 0 | 10.6928 | 0 | 10.6928 | 0 | 10.6928 | 0 | 10.6928 | 0 | 0 | 10.6928 | 0 | 0 | 0 | DSM Resources
Residential - Low_26-30 | 2031 | DSM Resources | 9.2561 |  | 9.2561 |  | 9.2561 |  | 9.2561 |  |  | 9.2561 |  |  |  | 9.2561 | 0 | 9.2561 | 0 | 9.2561 | 0 | 9.2561 | 0 | 0 | 9.2561 | 0 | 0 | 0 | 9.2561 | 0 | 9.2561 | 0 | 9.2561 | 0 | 9.2561 | 0 | 0 | 9.2561 | 0 | 0 | 0 | DSM Resources
Residential - Low_26-30 | 2032 | DSM Resources | 7.8196 |  | 7.8196 |  | 7.8196 |  | 7.8196 |  |  | 7.8196 |  |  |  | 7.8196 | 0 | 7.8196 | 0 | 7.8196 | 0 | 7.8196 | 0 | 0 | 7.8196 | 0 | 0 | 0 | 7.8196 | 0 | 7.8196 | 0 | 7.8196 | 0 | 7.8196 | 0 | 0 | 7.8196 | 0 | 0 | 0 | DSM Resources
Residential - Low_26-30 | 2033 | DSM Resources | 6.4459 |  | 6.4459 |  | 6.4459 |  | 6.4459 |  |  | 6.4459 |  |  |  | 6.4459 | 0 | 6.4459 | 0 | 6.4459 | 0 | 6.4459 | 0 | 0 | 6.4459 | 0 | 0 | 0 | 6.4459 | 0 | 6.4459 | 0 | 6.4459 | 0 | 6.4459 | 0 | 0 | 6.4459 | 0 | 0 | 0 | DSM Resources
Residential - Low_26-30 | 2034 | DSM Resources | 5.1943 |  | 5.1943 |  | 5.1943 |  | 5.1943 |  |  | 5.1943 |  |  |  | 5.1943 | 0 | 5.1943 | 0 | 5.1943 | 0 | 5.1943 | 0 | 0 | 5.1943 | 0 | 0 | 0 | 5.1943 | 0 | 5.1943 | 0 | 5.1943 | 0 | 5.1943 | 0 | 0 | 5.1943 | 0 | 0 | 0 | DSM Resources
Residential - Low_26-30 | 2035 | DSM Resources | 4.1027 |  | 4.1027 |  | 4.1027 |  | 4.1027 |  |  | 4.1027 |  |  |  | 4.1027 | 0 | 4.1027 | 0 | 4.1027 | 0 | 4.1027 | 0 | 0 | 4.1027 | 0 | 0 | 0 | 4.1027 | 0 | 4.1027 | 0 | 4.1027 | 0 | 4.1027 | 0 | 0 | 4.1027 | 0 | 0 | 0 | DSM Resources
Residential - Low_26-30 | 2036 | DSM Resources | 3.2245 |  | 3.2245 |  | 3.2245 |  | 3.2245 |  |  | 3.2245 |  |  |  | 3.2245 | 0 | 3.2245 | 0 | 3.2245 | 0 | 3.2245 | 0 | 0 | 3.2245 | 0 | 0 | 0 | 3.2245 | 0 | 3.2245 | 0 | 3.2245 | 0 | 3.2245 | 0 | 0 | 3.2245 | 0 | 0 | 0 | DSM Resources
Residential - Low_26-30 | 2037 | DSM Resources | 2.5007 |  | 2.5007 |  | 2.5007 |  | 2.5007 |  |  | 2.5007 |  |  |  | 2.5007 | 0 | 2.5007 | 0 | 2.5007 | 0 | 2.5007 | 0 | 0 | 2.5007 | 0 | 0 | 0 | 2.5007 | 0 | 2.5007 | 0 | 2.5007 | 0 | 2.5007 | 0 | 0 | 2.5007 | 0 | 0 | 0 | DSM Resources
Residential - Low_26-30 | 2038 | DSM Resources | 1.4718 |  | 1.4718 |  | 1.4718 |  | 1.4718 |  |  | 1.4718 |  |  |  | 1.4718 | 0 | 1.4718 | 0 | 1.4718 | 0 | 1.4718 | 0 | 0 | 1.4718 | 0 | 0 | 0 | 1.4718 | 0 | 1.4718 | 0 | 1.4718 | 0 | 1.4718 | 0 | 0 | 1.4718 | 0 | 0 | 0 | DSM Resources
Residential - Low_26-30 | 2039 | DSM Resources | 0.72158 |  | 0.72158 |  | 0.72158 |  | 0.72158 |  |  | 0.72158 |  |  |  | 0.72158 | 0 | 0.72158 | 0 | 0.72158 | 0 | 0.72158 | 0 | 0 | 0.72158 | 0 | 0 | 0 | 0.72158 | 0 | 0.72158 | 0 | 0.72158 | 0 | 0.72158 | 0 | 0 | 0.72158 | 0 | 0 | 0 | DSM Resources
Residential - Low_26-30 | 2040 | DSM Resources | 0.21308 |  | 0.21308 |  | 0.21308 |  | 0.21308 |  |  | 0.21308 |  |  |  | 0.21308 | 0 | 0.21308 | 0 | 0.21308 | 0 | 0.21308 | 0 | 0 | 0.21308 | 0 | 0 | 0 | 0.21308 | 0 | 0.21308 | 0 | 0.21308 | 0 | 0.21308 | 0 | 0 | 0.21308 | 0 | 0 | 0 | DSM Resources
Residential - Low_26-30 | 2041 | DSM Resources | [13 empty] | 0 | 0 | 0 | 0 | 0 | 0 | 0 | 0 | 0 | 0 | 0 | 0 | 0 | 0 | 0 | 0 | 0 | 0 | 0 | 0 | 0 | 0 | 0 | 0 | 0 | 0 | DSM Resources
Residential - Low_26-30 | 2042 | DSM Resources | [13 empty] | 0 | 0 | 0 | 0 | 0 | 0 | 0 | 0 | 0 | 0 | 0 | 0 | 0 | 0 | 0 | 0 | 0 | 0 | 0 | 0 | 0 | 0 | 0 | 0 | 0 | 0 | DSM Resources
Residential - Low_26-30 | 2043 | DSM Resources | [13 empty] | 0 | 0 | 0 | 0 | 0 | 0 | 0 | 0 | 0 | 0 | 0 | 0 | 0 | 0 | 0 | 0 | 0 | 0 | 0 | 0 | 0 | 0 | 0 | 0 | 0 | 0 | DSM Resources
Residential - High_26-30 | 2023 | DSM Resources | [13 empty] | 0 | 0 | 0 | 0 | 0 | 0 | 0 | 0 | 0 | 0 | 0 | 0 | 0 | 0 | 0 | 0 | 0 | 0 | 0 | 0 | 0 | 0 | 0 | 0 | 0 | 0 | DSM Resources
Residential - High_26-30 | 2024 | DSM Resources | [13 empty] | 0 | 0 | 0 | 0 | 0 | 0 | 0 | 0 | 0 | 0 | 0 | 0 | 0 | 0 | 0 | 0 | 0 | 0 | 0 | 0 | 0 | 0 | 0 | 0 | 0 | 0 | DSM Resources
Residential - High_26-30 | 2025 | DSM Resources | [13 empty] | 0 | 0 | 0 | 0 | 0 | 0 | 0 | 0 | 0 | 0 | 0 | 0 | 0 | 0 | 0 | 0 | 0 | 0 | 0 | 0 | 0 | 0 | 0 | 0 | 0 | 0 | DSM Resources
Residential - High_26-30 | 2026 | DSM Resources |  |  |  |  | 2.2542 |  | 2.2542 |  |  | 2.2542 |  |  |  | 0 | 0 | 0 | 0 | 2.2542 | 0 | 2.2542 | 0 | 0 | 2.2542 | 0 | 0 | 0 | 0 | 0 | 0 | 0 | 2.2542 | 0 | 2.2542 | 0 | 0 | 2.2542 | 0 | 0 | 0 | DSM Resources
Residential - High_26-30 | 2027 | DSM Resources |  |  |  |  | 4.3085 |  | 4.3085 |  |  | 4.3085 |  |  |  | 0 | 0 | 0 | 0 | 4.3085 | 0 | 4.3085 | 0 | 0 | 4.3085 | 0 | 0 | 0 | 0 | 0 | 0 | 0 | 4.3085 | 0 | 4.3085 | 0 | 0 | 4.3085 | 0 | 0 | 0 | DSM Resources
Residential - High_26-30 | 2028 | DSM Resources |  |  |  |  | 6.1531 |  | 6.1531 |  |  | 6.1531 |  |  |  | 0 | 0 | 0 | 0 | 6.1531 | 0 | 6.1531 | 0 | 0 | 6.1531 | 0 | 0 | 0 | 0 | 0 | 0 | 0 | 6.1531 | 0 | 6.1531 | 0 | 0 | 6.1531 | 0 | 0 | 0 | DSM Resources
Residential - High_26-30 | 2029 | DSM Resources |  |  |  |  | 7.7703 |  | 7.7703 |  |  | 7.7703 |  |  |  | 0 | 0 | 0 | 0 | 7.7703 | 0 | 7.7703 | 0 | 0 | 7.7703 | 0 | 0 | 0 | 0 | 0 | 0 | 0 | 7.7703 | 0 | 7.7703 | 0 | 0 | 7.7703 | 0 | 0 | 0 | DSM Resources
Residential - High_26-30 | 2030 | DSM Resources |  |  |  |  | 9.1455 |  | 9.1455 |  |  | 9.1455 |  |  |  | 0 | 0 | 0 | 0 | 9.1455 | 0 | 9.1455 | 0 | 0 | 9.1455 | 0 | 0 | 0 | 0 | 0 | 0 | 0 | 9.1455 | 0 | 9.1455 | 0 | 0 | 9.1455 | 0 | 0 | 0 | DSM Resources
Residential - High_26-30 | 2031 | DSM Resources |  |  |  |  | 8.2349 |  | 8.2349 |  |  | 8.2349 |  |  |  | 0 | 0 | 0 | 0 | 8.2349 | 0 | 8.2349 | 0 | 0 | 8.2349 | 0 | 0 | 0 | 0 | 0 | 0 | 0 | 8.2349 | 0 | 8.2349 | 0 | 0 | 8.2349 | 0 | 0 | 0 | DSM Resources
Residential - High_26-30 | 2032 | DSM Resources |  |  |  |  | 7.2764 |  | 7.2764 |  |  | 7.2764 |  |  |  | 0 | 0 | 0 | 0 | 7.2764 | 0 | 7.2764 | 0 | 0 | 7.2764 | 0 | 0 | 0 | 0 | 0 | 0 | 0 | 7.2764 | 0 | 7.2764 | 0 | 0 | 7.2764 | 0 | 0 | 0 | DSM Resources
Residential - High_26-30 | 2033 | DSM Resources |  |  |  |  | 6.2914 |  | 6.2914 |  |  | 6.2914 |  |  |  | 0 | 0 | 0 | 0 | 6.2914 | 0 | 6.2914 | 0 | 0 | 6.2914 | 0 | 0 | 0 | 0 | 0 | 0 | 0 | 6.2914 | 0 | 6.2914 | 0 | 0 | 6.2914 | 0 | 0 | 0 | DSM Resources
Residential - High_26-30 | 2034 | DSM Resources |  |  |  |  | 5.3035 |  | 5.3035 |  |  | 5.3035 |  |  |  | 0 | 0 | 0 | 0 | 5.3035 | 0 | 5.3035 | 0 | 0 | 5.3035 | 0 | 0 | 0 | 0 | 0 | 0 | 0 | 5.3035 | 0 | 5.3035 | 0 | 0 | 5.3035 | 0 | 0 | 0 | DSM Resources
Residential - High_26-30 | 2035 | DSM Resources |  |  |  |  | 4.3384 |  | 4.3384 |  |  | 4.3384 |  |  |  | 0 | 0 | 0 | 0 | 4.3384 | 0 | 4.3384 | 0 | 0 | 4.3384 | 0 | 0 | 0 | 0 | 0 | 0 | 0 | 4.3384 | 0 | 4.3384 | 0 | 0 | 4.3384 | 0 | 0 | 0 | DSM Resources
Residential - High_26-30 | 2036 | DSM Resources |  |  |  |  | 3.3719 |  | 3.3719 |  |  | 3.3719 |  |  |  | 0 | 0 | 0 | 0 | 3.3719 | 0 | 3.3719 | 0 | 0 | 3.3719 | 0 | 0 | 0 | 0 | 0 | 0 | 0 | 3.3719 | 0 | 3.3719 | 0 | 0 | 3.3719 | 0 | 0 | 0 | DSM Resources
Residential - High_26-30 | 2037 | DSM Resources |  |  |  |  | 2.2835 |  | 2.2835 |  |  | 2.2835 |  |  |  | 0 | 0 | 0 | 0 | 2.2835 | 0 | 2.2835 | 0 | 0 | 2.2835 | 0 | 0 | 0 | 0 | 0 | 0 | 0 | 2.2835 | 0 | 2.2835 | 0 | 0 | 2.2835 | 0 | 0 | 0 | DSM Resources
Residential - High_26-30 | 2038 | DSM Resources |  |  |  |  | 1.4098 |  | 1.4098 |  |  | 1.4098 |  |  |  | 0 | 0 | 0 | 0 | 1.4098 | 0 | 1.4098 | 0 | 0 | 1.4098 | 0 | 0 | 0 | 0 | 0 | 0 | 0 | 1.4098 | 0 | 1.4098 | 0 | 0 | 1.4098 | 0 | 0 | 0 | DSM Resources
Residential - High_26-30 | 2039 | DSM Resources |  |  |  |  | 0.73436 |  | 0.73436 |  |  | 0.73436 |  |  |  | 0 | 0 | 0 | 0 | 0.73436 | 0 | 0.73436 | 0 | 0 | 0.73436 | 0 | 0 | 0 | 0 | 0 | 0 | 0 | 0.73436 | 0 | 0.73436 | 0 | 0 | 0.73436 | 0 | 0 | 0 | DSM Resources
Residential - High_26-30 | 2040 | DSM Resources |  |  |  |  | 0.23896 |  | 0.23896 |  |  | 0.23896 |  |  |  | 0 | 0 | 0 | 0 | 0.23896 | 0 | 0.23896 | 0 | 0 | 0.23896 | 0 | 0 | 0 | 0 | 0 | 0 | 0 | 0.23896 | 0 | 0.23896 | 0 | 0 | 0.23896 | 0 | 0 | 0 | DSM Resources
Residential - High_26-30 | 2041 | DSM Resources | [13 empty] | 0 | 0 | 0 | 0 | 0 | 0 | 0 | 0 | 0 | 0 | 0 | 0 | 0 | 0 | 0 | 0 | 0 | 0 | 0 | 0 | 0 | 0 | 0 | 0 | 0 | 0 | DSM Resources
Residential - High_26-30 | 2042 | DSM Resources | [13 empty] | 0 | 0 | 0 | 0 | 0 | 0 | 0 | 0 | 0 | 0 | 0 | 0 | 0 | 0 | 0 | 0 | 0 | 0 | 0 | 0 | 0 | 0 | 0 | 0 | 0 | 0 | DSM Resources
Residential - High_26-30 | 2043 | DSM Resources | [13 empty] | 0 | 0 | 0 | 0 | 0 | 0 | 0 | 0 | 0 | 0 | 0 | 0 | 0 | 0 | 0 | 0 | 0 | 0 | 0 | 0 | 0 | 0 | 0 | 0 | 0 | 0 | DSM Resources
Residential - Behavior_26-30 | 2023 | DSM Resources | [13 empty] | 0 | 0 | 0 | 0 | 0 | 0 | 0 | 0 | 0 | 0 | 0 | 0 | 0 | 0 | 0 | 0 | 0 | 0 | 0 | 0 | 0 | 0 | 0 | 0 | 0 | 0 | DSM Resources
Residential - Behavior_26-30 | 2024 | DSM Resources | [13 empty] | 0 | 0 | 0 | 0 | 0 | 0 | 0 | 0 | 0 | 0 | 0 | 0 | 0 | 0 | 0 | 0 | 0 | 0 | 0 | 0 | 0 | 0 | 0 | 0 | 0 | 0 | DSM Resources
Residential - Behavior_26-30 | 2025 | DSM Resources | [13 empty] | 0 | 0 | 0 | 0 | 0 | 0 | 0 | 0 | 0 | 0 | 0 | 0 | 0 | 0 | 0 | 0 | 0 | 0 | 0 | 0 | 0 | 0 | 0 | 0 | 0 | 0 | DSM Resources
Residential - Behavior_26-30 | 2026 | DSM Resources |  | 1.0452 |  |  | 1.0452 | 1.6091 | 1.0452 | 1.0452 |  | 1.0452 |  |  |  | 0 | 1.0452 | 0 | 0 | 1.0452 | 1.6091 | 1.0452 | 1.0452 | 0 | 1.0452 | 0 | 0 | 0 | 0 | 1.0452 | 0 | 0 | 1.0452 | 1.6091 | 1.0452 | 1.0452 | 0 | 1.0452 | 0 | 0 | 0 | DSM Resources
Residential - Behavior_26-30 | 2027 | DSM Resources |  | 1.0772 |  |  | 1.0772 | 1.6584 | 1.0772 | 1.0772 |  | 1.0772 |  |  |  | 0 | 1.0772 | 0 | 0 | 1.0772 | 1.6584 | 1.0772 | 1.0772 | 0 | 1.0772 | 0 | 0 | 0 | 0 | 1.0772 | 0 | 0 | 1.0772 | 1.6584 | 1.0772 | 1.0772 | 0 | 1.0772 | 0 | 0 | 0 | DSM Resources
Residential - Behavior_26-30 | 2028 | DSM Resources |  | 1.1002 |  |  | 1.1002 | 1.6938 | 1.1002 | 1.1002 |  | 1.1002 |  |  |  | 0 | 1.1002 | 0 | 0 | 1.1002 | 1.6938 | 1.1002 | 1.1002 | 0 | 1.1002 | 0 | 0 | 0 | 0 | 1.1002 | 0 | 0 | 1.1002 | 1.6938 | 1.1002 | 1.1002 | 0 | 1.1002 | 0 | 0 | 0 | DSM Resources
Residential - Behavior_26-30 | 2029 | DSM Resources |  | 1.1104 |  |  | 1.1104 | 1.7094 | 1.1104 | 1.1104 |  | 1.1104 |  |  |  | 0 | 1.1104 | 0 | 0 | 1.1104 | 1.7094 | 1.1104 | 1.1104 | 0 | 1.1104 | 0 | 0 | 0 | 0 | 1.1104 | 0 | 0 | 1.1104 | 1.7094 | 1.1104 | 1.1104 | 0 | 1.1104 | 0 | 0 | 0 | DSM Resources
Residential - Behavior_26-30 | 2030 | DSM Resources |  | 1.1071 |  |  | 1.1071 | 1.7043 | 1.1071 | 1.1071 |  | 1.1071 |  |  |  | 0 | 1.1071 | 0 | 0 | 1.1071 | 1.7043 | 1.1071 | 1.1071 | 0 | 1.1071 | 0 | 0 | 0 | 0 | 1.1071 | 0 | 0 | 1.1071 | 1.7043 | 1.1071 | 1.1071 | 0 | 1.1071 | 0 | 0 | 0 | DSM Resources
Residential - Behavior_26-30 | 2031 | DSM Resources | [13 empty] | 0 | 0 | 0 | 0 | 0 | 0 | 0 | 0 | 0 | 0 | 0 | 0 | 0 | 0 | 0 | 0 | 0 | 0 | 0 | 0 | 0 | 0 | 0 | 0 | 0 | 0 | DSM Resources
Residential - Behavior_26-30 | 2032 | DSM Resources | [13 empty] | 0 | 0 | 0 | 0 | 0 | 0 | 0 | 0 | 0 | 0 | 0 | 0 | 0 | 0 | 0 | 0 | 0 | 0 | 0 | 0 | 0 | 0 | 0 | 0 | 0 | 0 | DSM Resources
Residential - Behavior_26-30 | 2033 | DSM Resources | [13 empty] | 0 | 0 | 0 | 0 | 0 | 0 | 0 | 0 | 0 | 0 | 0 | 0 | 0 | 0 | 0 | 0 | 0 | 0 | 0 | 0 | 0 | 0 | 0 | 0 | 0 | 0 | DSM Resources
Residential - Behavior_26-30 | 2034 | DSM Resources | [13 empty] | 0 | 0 | 0 | 0 | 0 | 0 | 0 | 0 | 0 | 0 | 0 | 0 | 0 | 0 | 0 | 0 | 0 | 0 | 0 | 0 | 0 | 0 | 0 | 0 | 0 | 0 | DSM Resources
Residential - Behavior_26-30 | 2035 | DSM Resources | [13 empty] | 0 | 0 | 0 | 0 | 0 | 0 | 0 | 0 | 0 | 0 | 0 | 0 | 0 | 0 | 0 | 0 | 0 | 0 | 0 | 0 | 0 | 0 | 0 | 0 | 0 | 0 | DSM Resources
Residential - Behavior_26-30 | 2036 | DSM Resources | [13 empty] | 0 | 0 | 0 | 0 | 0 | 0 | 0 | 0 | 0 | 0 | 0 | 0 | 0 | 0 | 0 | 0 | 0 | 0 | 0 | 0 | 0 | 0 | 0 | 0 | 0 | 0 | DSM Resources
Residential - Behavior_26-30 | 2037 | DSM Resources | [13 empty] | 0 | 0 | 0 | 0 | 0 | 0 | 0 | 0 | 0 | 0 | 0 | 0 | 0 | 0 | 0 | 0 | 0 | 0 | 0 | 0 | 0 | 0 | 0 | 0 | 0 | 0 | DSM Resources
Residential - Behavior_26-30 | 2038 | DSM Resources | [13 empty] | 0 | 0 | 0 | 0 | 0 | 0 | 0 | 0 | 0 | 0 | 0 | 0 | 0 | 0 | 0 | 0 | 0 | 0 | 0 | 0 | 0 | 0 | 0 | 0 | 0 | 0 | DSM Resources
Residential - Behavior_26-30 | 2039 | DSM Resources | [13 empty] | 0 | 0 | 0 | 0 | 0 | 0 | 0 | 0 | 0 | 0 | 0 | 0 | 0 | 0 | 0 | 0 | 0 | 0 | 0 | 0 | 0 | 0 | 0 | 0 | 0 | 0 | DSM Resources
Residential - Behavior_26-30 | 2040 | DSM Resources | [13 empty] | 0 | 0 | 0 | 0 | 0 | 0 | 0 | 0 | 0 | 0 | 0 | 0 | 0 | 0 | 0 | 0 | 0 | 0 | 0 | 0 | 0 | 0 | 0 | 0 | 0 | 0 | DSM Resources
Residential - Behavior_26-30 | 2041 | DSM Resources | [13 empty] | 0 | 0 | 0 | 0 | 0 | 0 | 0 | 0 | 0 | 0 | 0 | 0 | 0 | 0 | 0 | 0 | 0 | 0 | 0 | 0 | 0 | 0 | 0 | 0 | 0 | 0 | DSM Resources
Residential - Behavior_26-30 | 2042 | DSM Resources | [13 empty] | 0 | 0 | 0 | 0 | 0 | 0 | 0 | 0 | 0 | 0 | 0 | 0 | 0 | 0 | 0 | 0 | 0 | 0 | 0 | 0 | 0 | 0 | 0 | 0 | 0 | 0 | DSM Resources
Residential - Behavior_26-30 | 2043 | DSM Resources | [13 empty] | 0 | 0 | 0 | 0 | 0 | 0 | 0 | 0 | 0 | 0 | 0 | 0 | 0 | 0 | 0 | 0 | 0 | 0 | 0 | 0 | 0 | 0 | 0 | 0 | 0 | 0 | DSM Resources
C&I - Low_26-30 | 2023 | DSM Resources | [13 empty] | 0 | 0 | 0 | 0 | 0 | 0 | 0 | 0 | 0 | 0 | 0 | 0 | 0 | 0 | 0 | 0 | 0 | 0 | 0 | 0 | 0 | 0 | 0 | 0 | 0 | 0 | DSM Resources
C&I - Low_26-30 | 2024 | DSM Resources | [13 empty] | 0 | 0 | 0 | 0 | 0 | 0 | 0 | 0 | 0 | 0 | 0 | 0 | 0 | 0 | 0 | 0 | 0 | 0 | 0 | 0 | 0 | 0 | 0 | 0 | 0 | 0 | DSM Resources
C&I - Low_26-30 | 2025 | DSM Resources | [13 empty] | 0 | 0 | 0 | 0 | 0 | 0 | 0 | 0 | 0 | 0 | 0 | 0 | 0 | 0 | 0 | 0 | 0 | 0 | 0 | 0 | 0 | 0 | 0 | 0 | 0 | 0 | DSM Resources
C&I - Low_26-30 | 2026 | DSM Resources | 5.0172 | 5.0172 | 5.0172 | 5.0172 | 5.0172 | 6.0234 | 5.0172 | 5.0172 | 5.0172 | 5.0172 |  |  |  | 5.0172 | 5.0172 | 5.0172 | 5.0172 | 5.0172 | 6.0234 | 5.0172 | 5.0172 | 5.0172 | 5.0172 | 0 | 0 | 0 | 5.0172 | 5.0172 | 5.0172 | 5.0172 | 5.0172 | 6.0234 | 5.0172 | 5.0172 | 5.0172 | 5.0172 | 0 | 0 | 0 | DSM Resources
C&I - Low_26-30 | 2027 | DSM Resources | 9.4953 | 9.4953 | 9.4953 | 9.4953 | 9.4953 | 11.3995 | 9.4953 | 9.4953 | 9.4953 | 9.4953 |  |  |  | 9.4953 | 9.4953 | 9.4953 | 9.4953 | 9.4953 | 11.3995 | 9.4953 | 9.4953 | 9.4953 | 9.4953 | 0 | 0 | 0 | 9.4953 | 9.4953 | 9.4953 | 9.4953 | 9.4953 | 11.3995 | 9.4953 | 9.4953 | 9.4953 | 9.4953 | 0 | 0 | 0 | DSM Resources
C&I - Low_26-30 | 2028 | DSM Resources | 13.473 | 13.473 | 13.473 | 13.473 | 13.473 | 16.175 | 13.473 | 13.473 | 13.473 | 13.473 |  |  |  | 13.473 | 13.473 | 13.473 | 13.473 | 13.473 | 16.175 | 13.473 | 13.473 | 13.473 | 13.473 | 0 | 0 | 0 | 13.473 | 13.473 | 13.473 | 13.473 | 13.473 | 16.175 | 13.473 | 13.473 | 13.473 | 13.473 | 0 | 0 | 0 | DSM Resources
C&I - Low_26-30 | 2029 | DSM Resources | 16.8749 | 16.8749 | 16.8749 | 16.8749 | 16.8749 | 20.259 | 16.8749 | 16.8749 | 16.8749 | 16.8749 |  |  |  | 16.8749 | 16.8749 | 16.8749 | 16.8749 | 16.8749 | 20.259 | 16.8749 | 16.8749 | 16.8749 | 16.8749 | 0 | 0 | 0 | 16.8749 | 16.8749 | 16.8749 | 16.8749 | 16.8749 | 20.259 | 16.8749 | 16.8749 | 16.8749 | 16.8749 | 0 | 0 | 0 | DSM Resources
C&I - Low_26-30 | 2030 | DSM Resources | 19.6918 | 19.6918 | 19.6918 | 19.6918 | 19.6918 | 23.6409 | 19.6918 | 19.6918 | 19.6918 | 19.6918 |  |  |  | 19.6918 | 19.6918 | 19.6918 | 19.6918 | 19.6918 | 23.6409 | 19.6918 | 19.6918 | 19.6918 | 19.6918 | 0 | 0 | 0 | 19.6918 | 19.6918 | 19.6918 | 19.6918 | 19.6918 | 23.6409 | 19.6918 | 19.6918 | 19.6918 | 19.6918 | 0 | 0 | 0 | DSM Resources
C&I - Low_26-30 | 2031 | DSM Resources | 17.7216 | 17.7216 | 17.7216 | 17.7216 | 17.7216 | 21.2755 | 17.7216 | 17.7216 | 17.7216 | 17.7216 |  |  |  | 17.7216 | 17.7216 | 17.7216 | 17.7216 | 17.7216 | 21.2755 | 17.7216 | 17.7216 | 17.7216 | 17.7216 | 0 | 0 | 0 | 17.7216 | 17.7216 | 17.7216 | 17.7216 | 17.7216 | 21.2755 | 17.7216 | 17.7216 | 17.7216 | 17.7216 | 0 | 0 | 0 | DSM Resources
C&I - Low_26-30 | 2032 | DSM Resources | 15.6493 | 15.6493 | 15.6493 | 15.6493 | 15.6493 | 18.7877 | 15.6493 | 15.6493 | 15.6493 | 15.6493 |  |  |  | 15.6493 | 15.6493 | 15.6493 | 15.6493 | 15.6493 | 18.7877 | 15.6493 | 15.6493 | 15.6493 | 15.6493 | 0 | 0 | 0 | 15.6493 | 15.6493 | 15.6493 | 15.6493 | 15.6493 | 18.7877 | 15.6493 | 15.6493 | 15.6493 | 15.6493 | 0 | 0 | 0 | DSM Resources
C&I - Low_26-30 | 2033 | DSM Resources | 13.5211 | 13.5211 | 13.5211 | 13.5211 | 13.5211 | 16.2327 | 13.5211 | 13.5211 | 13.5211 | 13.5211 |  |  |  | 13.5211 | 13.5211 | 13.5211 | 13.5211 | 13.5211 | 16.2327 | 13.5211 | 13.5211 | 13.5211 | 13.5211 | 0 | 0 | 0 | 13.5211 | 13.5211 | 13.5211 | 13.5211 | 13.5211 | 16.2327 | 13.5211 | 13.5211 | 13.5211 | 13.5211 | 0 | 0 | 0 | DSM Resources
C&I - Low_26-30 | 2034 | DSM Resources | 11.3884 | 11.3884 | 11.3884 | 11.3884 | 11.3884 | 13.6723 | 11.3884 | 11.3884 | 11.3884 | 11.3884 |  |  |  | 11.3884 | 11.3884 | 11.3884 | 11.3884 | 11.3884 | 13.6723 | 11.3884 | 11.3884 | 11.3884 | 11.3884 | 0 | 0 | 0 | 11.3884 | 11.3884 | 11.3884 | 11.3884 | 11.3884 | 13.6723 | 11.3884 | 11.3884 | 11.3884 | 11.3884 | 0 | 0 | 0 | DSM Resources
C&I - Low_26-30 | 2035 | DSM Resources | 9.3065 | 9.3065 | 9.3065 | 9.3065 | 9.3065 | 11.1728 | 9.3065 | 9.3065 | 9.3065 | 9.3065 |  |  |  | 9.3065 | 9.3065 | 9.3065 | 9.3065 | 9.3065 | 11.1728 | 9.3065 | 9.3065 | 9.3065 | 9.3065 | 0 | 0 | 0 | 9.3065 | 9.3065 | 9.3065 | 9.3065 | 9.3065 | 11.1728 | 9.3065 | 9.3065 | 9.3065 | 9.3065 | 0 | 0 | 0 | DSM Resources
C&I - Low_26-30 | 2036 | DSM Resources | 7.3326 | 7.3326 | 7.3326 | 7.3326 | 7.3326 | 8.803 | 7.3326 | 7.3326 | 7.3326 | 7.3326 |  |  |  | 7.3326 | 7.3326 | 7.3326 | 7.3326 | 7.3326 | 8.803 | 7.3326 | 7.3326 | 7.3326 | 7.3326 | 0 | 0 | 0 | 7.3326 | 7.3326 | 7.3326 | 7.3326 | 7.3326 | 8.803 | 7.3326 | 7.3326 | 7.3326 | 7.3326 | 0 | 0 | 0 | DSM Resources
C&I - Low_26-30 | 2037 | DSM Resources | 5.523 | 5.523 | 5.523 | 5.523 | 5.523 | 6.6306 | 5.523 | 5.523 | 5.523 | 5.523 |  |  |  | 5.523 | 5.523 | 5.523 | 5.523 | 5.523 | 6.6306 | 5.523 | 5.523 | 5.523 | 5.523 | 0 | 0 | 0 | 5.523 | 5.523 | 5.523 | 5.523 | 5.523 | 6.6306 | 5.523 | 5.523 | 5.523 | 5.523 | 0 | 0 | 0 | DSM Resources
C&I - Low_26-30 | 2038 | DSM Resources | 3.7014 | 3.7014 | 3.7014 | 3.7014 | 3.7014 | 4.4437 | 3.7014 | 3.7014 | 3.7014 | 3.7014 |  |  |  | 3.7014 | 3.7014 | 3.7014 | 3.7014 | 3.7014 | 4.4437 | 3.7014 | 3.7014 | 3.7014 | 3.7014 | 0 | 0 | 0 | 3.7014 | 3.7014 | 3.7014 | 3.7014 | 3.7014 | 4.4437 | 3.7014 | 3.7014 | 3.7014 | 3.7014 | 0 | 0 | 0 | DSM Resources
C&I - Low_26-30 | 2039 | DSM Resources | 2.1768 | 2.1768 | 2.1768 | 2.1768 | 2.1768 | 2.6134 | 2.1768 | 2.1768 | 2.1768 | 2.1768 |  |  |  | 2.1768 | 2.1768 | 2.1768 | 2.1768 | 2.1768 | 2.6134 | 2.1768 | 2.1768 | 2.1768 | 2.1768 | 0 | 0 | 0 | 2.1768 | 2.1768 | 2.1768 | 2.1768 | 2.1768 | 2.6134 | 2.1768 | 2.1768 | 2.1768 | 2.1768 | 0 | 0 | 0 | DSM Resources
C&I - Low_26-30 | 2040 | DSM Resources | 0.99518 | 0.99518 | 0.99518 | 0.99518 | 0.99518 | 1.1948 | 0.99518 | 0.99518 | 0.99518 | 0.99518 |  |  |  | 0.99518 | 0.99518 | 0.99518 | 0.99518 | 0.99518 | 1.1948 | 0.99518 | 0.99518 | 0.99518 | 0.99518 | 0 | 0 | 0 | 0.99518 | 0.99518 | 0.99518 | 0.99518 | 0.99518 | 1.1948 | 0.99518 | 0.99518 | 0.99518 | 0.99518 | 0 | 0 | 0 | DSM Resources
C&I - Low_26-30 | 2041 | DSM Resources | 0.25664 | 0.25664 | 0.25664 | 0.25664 | 0.25664 | 0.30811 | 0.25664 | 0.25664 | 0.25664 | 0.25664 |  |  |  | 0.25664 | 0.25664 | 0.25664 | 0.25664 | 0.25664 | 0.30811 | 0.25664 | 0.25664 | 0.25664 | 0.25664 | 0 | 0 | 0 | 0.25664 | 0.25664 | 0.25664 | 0.25664 | 0.25664 | 0.30811 | 0.25664 | 0.25664 | 0.25664 | 0.25664 | 0 | 0 | 0 | DSM Resources
C&I - Low_26-30 | 2042 | DSM Resources | [13 empty] | 0 | 0 | 0 | 0 | 0 | 0 | 0 | 0 | 0 | 0 | 0 | 0 | 0 | 0 | 0 | 0 | 0 | 0 | 0 | 0 | 0 | 0 | 0 | 0 | 0 | 0 | DSM Resources
C&I - Low_26-30 | 2043 | DSM Resources | [13 empty] | 0 | 0 | 0 | 0 | 0 | 0 | 0 | 0 | 0 | 0 | 0 | 0 | 0 | 0 | 0 | 0 | 0 | 0 | 0 | 0 | 0 | 0 | 0 | 0 | 0 | 0 | DSM Resources
C&I - High_26-30 | 2023 | DSM Resources | [13 empty] | 0 | 0 | 0 | 0 | 0 | 0 | 0 | 0 | 0 | 0 | 0 | 0 | 0 | 0 | 0 | 0 | 0 | 0 | 0 | 0 | 0 | 0 | 0 | 0 | 0 | 0 | DSM Resources
C&I - High_26-30 | 2024 | DSM Resources | [13 empty] | 0 | 0 | 0 | 0 | 0 | 0 | 0 | 0 | 0 | 0 | 0 | 0 | 0 | 0 | 0 | 0 | 0 | 0 | 0 | 0 | 0 | 0 | 0 | 0 | 0 | 0 | DSM Resources
C&I - High_26-30 | 2025 | DSM Resources | [13 empty] | 0 | 0 | 0 | 0 | 0 | 0 | 0 | 0 | 0 | 0 | 0 | 0 | 0 | 0 | 0 | 0 | 0 | 0 | 0 | 0 | 0 | 0 | 0 | 0 | 0 | 0 | DSM Resources
C&I - High_26-30 | 2026 | DSM Resources |  |  |  |  | 0.3324 | [8 empty] | 0 | 0 | 0 | 0 | 0.3324 | 0 | 0 | 0 | 0 | 0 | 0 | 0 | 0 | 0 | 0 | 0 | 0 | 0.3324 | 0 | 0 | 0 | 0 | 0 | 0 | 0 | 0 | DSM Resources
C&I - High_26-30 | 2027 | DSM Resources |  |  |  |  | 0.45521 | [8 empty] | 0 | 0 | 0 | 0 | 0.45521 | 0 | 0 | 0 | 0 | 0 | 0 | 0 | 0 | 0 | 0 | 0 | 0 | 0.45521 | 0 | 0 | 0 | 0 | 0 | 0 | 0 | 0 | DSM Resources
C&I - High_26-30 | 2028 | DSM Resources |  |  |  |  | 0.53689 | [8 empty] | 0 | 0 | 0 | 0 | 0.53689 | 0 | 0 | 0 | 0 | 0 | 0 | 0 | 0 | 0 | 0 | 0 | 0 | 0.53689 | 0 | 0 | 0 | 0 | 0 | 0 | 0 | 0 | DSM Resources
C&I - High_26-30 | 2029 | DSM Resources |  |  |  |  | 0.65954 | [8 empty] | 0 | 0 | 0 | 0 | 0.65954 | 0 | 0 | 0 | 0 | 0 | 0 | 0 | 0 | 0 | 0 | 0 | 0 | 0.65954 | 0 | 0 | 0 | 0 | 0 | 0 | 0 | 0 | DSM Resources
C&I - High_26-30 | 2030 | DSM Resources |  |  |  |  | 0.78172 | [8 empty] | 0 | 0 | 0 | 0 | 0.78172 | 0 | 0 | 0 | 0 | 0 | 0 | 0 | 0 | 0 | 0 | 0 | 0 | 0.78172 | 0 | 0 | 0 | 0 | 0 | 0 | 0 | 0 | DSM Resources
C&I - High_26-30 | 2031 | DSM Resources | [13 empty] | 0 | 0 | 0 | 0 | 0 | 0 | 0 | 0 | 0 | 0 | 0 | 0 | 0 | 0 | 0 | 0 | 0 | 0 | 0 | 0 | 0 | 0 | 0 | 0 | 0 | 0 | DSM Resources
C&I - High_26-30 | 2032 | DSM Resources | [13 empty] | 0 | 0 | 0 | 0 | 0 | 0 | 0 | 0 | 0 | 0 | 0 | 0 | 0 | 0 | 0 | 0 | 0 | 0 | 0 | 0 | 0 | 0 | 0 | 0 | 0 | 0 | DSM Resources
C&I - High_26-30 | 2033 | DSM Resources | [13 empty] | 0 | 0 | 0 | 0 | 0 | 0 | 0 | 0 | 0 | 0 | 0 | 0 | 0 | 0 | 0 | 0 | 0 | 0 | 0 | 0 | 0 | 0 | 0 | 0 | 0 | 0 | DSM Resources
C&I - High_26-30 | 2034 | DSM Resources | [13 empty] | 0 | 0 | 0 | 0 | 0 | 0 | 0 | 0 | 0 | 0 | 0 | 0 | 0 | 0 | 0 | 0 | 0 | 0 | 0 | 0 | 0 | 0 | 0 | 0 | 0 | 0 | DSM Resources
C&I - High_26-30 | 2035 | DSM Resources | [13 empty] | 0 | 0 | 0 | 0 | 0 | 0 | 0 | 0 | 0 | 0 | 0 | 0 | 0 | 0 | 0 | 0 | 0 | 0 | 0 | 0 | 0 | 0 | 0 | 0 | 0 | 0 | DSM Resources
C&I - High_26-30 | 2036 | DSM Resources | [13 empty] | 0 | 0 | 0 | 0 | 0 | 0 | 0 | 0 | 0 | 0 | 0 | 0 | 0 | 0 | 0 | 0 | 0 | 0 | 0 | 0 | 0 | 0 | 0 | 0 | 0 | 0 | DSM Resources
C&I - High_26-30 | 2037 | DSM Resources | [13 empty] | 0 | 0 | 0 | 0 | 0 | 0 | 0 | 0 | 0 | 0 | 0 | 0 | 0 | 0 | 0 | 0 | 0 | 0 | 0 | 0 | 0 | 0 | 0 | 0 | 0 | 0 | DSM Resources
C&I - High_26-30 | 2038 | DSM Resources | [13 empty] | 0 | 0 | 0 | 0 | 0 | 0 | 0 | 0 | 0 | 0 | 0 | 0 | 0 | 0 | 0 | 0 | 0 | 0 | 0 | 0 | 0 | 0 | 0 | 0 | 0 | 0 | DSM Resources
C&I - High_26-30 | 2039 | DSM Resources | [13 empty] | 0 | 0 | 0 | 0 | 0 | 0 | 0 | 0 | 0 | 0 | 0 | 0 | 0 | 0 | 0 | 0 | 0 | 0 | 0 | 0 | 0 | 0 | 0 | 0 | 0 | 0 | DSM Resources
C&I - High_26-30 | 2040 | DSM Resources | [13 empty] | 0 | 0 | 0 | 0 | 0 | 0 | 0 | 0 | 0 | 0 | 0 | 0 | 0 | 0 | 0 | 0 | 0 | 0 | 0 | 0 | 0 | 0 | 0 | 0 | 0 | 0 | DSM Resources
C&I - High_26-30 | 2041 | DSM Resources | [13 empty] | 0 | 0 | 0 | 0 | 0 | 0 | 0 | 0 | 0 | 0 | 0 | 0 | 0 | 0 | 0 | 0 | 0 | 0 | 0 | 0 | 0 | 0 | 0 | 0 | 0 | 0 | DSM Resources
C&I - High_26-30 | 2042 | DSM Resources | [13 empty] | 0 | 0 | 0 | 0 | 0 | 0 | 0 | 0 | 0 | 0 | 0 | 0 | 0 | 0 | 0 | 0 | 0 | 0 | 0 | 0 | 0 | 0 | 0 | 0 | 0 | 0 | DSM Resources
C&I - High_26-30 | 2043 | DSM Resources | [13 empty] | 0 | 0 | 0 | 0 | 0 | 0 | 0 | 0 | 0 | 0 | 0 | 0 | 0 | 0 | 0 | 0 | 0 | 0 | 0 | 0 | 0 | 0 | 0 | 0 | 0 | 0 | DSM Resources
IQW_26-30 | 2023 | DSM Resources | [13 empty] | 0 | 0 | 0 | 0 | 0 | 0 | 0 | 0 | 0 | 0 | 0 | 0 | 0 | 0 | 0 | 0 | 0 | 0 | 0 | 0 | 0 | 0 | 0 | 0 | 0 | 0 | DSM Resources
IQW_26-30 | 2024 | DSM Resources | [13 empty] | 0 | 0 | 0 | 0 | 0 | 0 | 0 | 0 | 0 | 0 | 0 | 0 | 0 | 0 | 0 | 0 | 0 | 0 | 0 | 0 | 0 | 0 | 0 | 0 | 0 | 0 | DSM Resources
IQW_26-30 | 2025 | DSM Resources | [13 empty] | 0 | 0 | 0 | 0 | 0 | 0 | 0 | 0 | 0 | 0 | 0 | 0 | 0 | 0 | 0 | 0 | 0 | 0 | 0 | 0 | 0 | 0 | 0 | 0 | 0 | 0 | DSM Resources
IQW_26-30 | 2026 | DSM Resources | 0.082146 | 0.082146 | 0.082146 | 0.082146 | 0.082146 | 0.11232 | 0.082146 | 0.082146 | 0.082146 | 0.082146 |  |  |  | 0.082146 | 0.082146 | 0.082146 | 0.082146 | 0.082146 | 0.11232 | 0.082146 | 0.082146 | 0.082146 | 0.082146 | 0 | 0 | 0 | 0.082146 | 0.082146 | 0.082146 | 0.082146 | 0.082146 | 0.11232 | 0.082146 | 0.082146 | 0.082146 | 0.082146 | 0 | 0 | 0 | DSM Resources
IQW_26-30 | 2027 | DSM Resources | 0.15783 | 0.15783 | 0.15783 | 0.15783 | 0.15783 | 0.2158 | 0.15783 | 0.15783 | 0.15783 | 0.15783 |  |  |  | 0.15783 | 0.15783 | 0.15783 | 0.15783 | 0.15783 | 0.2158 | 0.15783 | 0.15783 | 0.15783 | 0.15783 | 0 | 0 | 0 | 0.15783 | 0.15783 | 0.15783 | 0.15783 | 0.15783 | 0.2158 | 0.15783 | 0.15783 | 0.15783 | 0.15783 | 0 | 0 | 0 | DSM Resources
IQW_26-30 | 2028 | DSM Resources | 0.22623 | 0.22623 | 0.22623 | 0.22623 | 0.22623 | 0.30933 | 0.22623 | 0.22623 | 0.22623 | 0.22623 |  |  |  | 0.22623 | 0.22623 | 0.22623 | 0.22623 | 0.22623 | 0.30933 | 0.22623 | 0.22623 | 0.22623 | 0.22623 | 0 | 0 | 0 | 0.22623 | 0.22623 | 0.22623 | 0.22623 | 0.22623 | 0.30933 | 0.22623 | 0.22623 | 0.22623 | 0.22623 | 0 | 0 | 0 | DSM Resources
IQW_26-30 | 2029 | DSM Resources | 0.28699 | 0.28699 | 0.28699 | 0.28699 | 0.28699 | 0.3924 | 0.28699 | 0.28699 | 0.28699 | 0.28699 |  |  |  | 0.28699 | 0.28699 | 0.28699 | 0.28699 | 0.28699 | 0.3924 | 0.28699 | 0.28699 | 0.28699 | 0.28699 | 0 | 0 | 0 | 0.28699 | 0.28699 | 0.28699 | 0.28699 | 0.28699 | 0.3924 | 0.28699 | 0.28699 | 0.28699 | 0.28699 | 0 | 0 | 0 | DSM Resources
IQW_26-30 | 2030 | DSM Resources | 0.33964 | 0.33964 | 0.33964 | 0.33964 | 0.33964 | 0.46439 | 0.33964 | 0.33964 | 0.33964 | 0.33964 |  |  |  | 0.33964 | 0.33964 | 0.33964 | 0.33964 | 0.33964 | 0.46439 | 0.33964 | 0.33964 | 0.33964 | 0.33964 | 0 | 0 | 0 | 0.33964 | 0.33964 | 0.33964 | 0.33964 | 0.33964 | 0.46439 | 0.33964 | 0.33964 | 0.33964 | 0.33964 | 0 | 0 | 0 | DSM Resources
IQW_26-30 | 2031 | DSM Resources | 0.30592 | 0.30592 | 0.30592 | 0.30592 | 0.30592 | 0.41828 | 0.30592 | 0.30592 | 0.30592 | 0.30592 |  |  |  | 0.30592 | 0.30592 | 0.30592 | 0.30592 | 0.30592 | 0.41828 | 0.30592 | 0.30592 | 0.30592 | 0.30592 | 0 | 0 | 0 | 0.30592 | 0.30592 | 0.30592 | 0.30592 | 0.30592 | 0.41828 | 0.30592 | 0.30592 | 0.30592 | 0.30592 | 0 | 0 | 0 | DSM Resources
IQW_26-30 | 2032 | DSM Resources | 0.27041 | 0.27041 | 0.27041 | 0.27041 | 0.27041 | 0.36973 | 0.27041 | 0.27041 | 0.27041 | 0.27041 |  |  |  | 0.27041 | 0.27041 | 0.27041 | 0.27041 | 0.27041 | 0.36973 | 0.27041 | 0.27041 | 0.27041 | 0.27041 | 0 | 0 | 0 | 0.27041 | 0.27041 | 0.27041 | 0.27041 | 0.27041 | 0.36973 | 0.27041 | 0.27041 | 0.27041 | 0.27041 | 0 | 0 | 0 | DSM Resources
IQW_26-30 | 2033 | DSM Resources | 0.2339 | 0.2339 | 0.2339 | 0.2339 | 0.2339 | 0.31981 | 0.2339 | 0.2339 | 0.2339 | 0.2339 |  |  |  | 0.2339 | 0.2339 | 0.2339 | 0.2339 | 0.2339 | 0.31981 | 0.2339 | 0.2339 | 0.2339 | 0.2339 | 0 | 0 | 0 | 0.2339 | 0.2339 | 0.2339 | 0.2339 | 0.2339 | 0.31981 | 0.2339 | 0.2339 | 0.2339 | 0.2339 | 0 | 0 | 0 | DSM Resources
IQW_26-30 | 2034 | DSM Resources | 0.19727 | 0.19727 | 0.19727 | 0.19727 | 0.19727 | 0.26973 | 0.19727 | 0.19727 | 0.19727 | 0.19727 |  |  |  | 0.19727 | 0.19727 | 0.19727 | 0.19727 | 0.19727 | 0.26973 | 0.19727 | 0.19727 | 0.19727 | 0.19727 | 0 | 0 | 0 | 0.19727 | 0.19727 | 0.19727 | 0.19727 | 0.19727 | 0.26973 | 0.19727 | 0.19727 | 0.19727 | 0.19727 | 0 | 0 | 0 | DSM Resources
IQW_26-30 | 2035 | DSM Resources | 0.16147 | 0.16147 | 0.16147 | 0.16147 | 0.16147 | 0.22077 | 0.16147 | 0.16147 | 0.16147 | 0.16147 |  |  |  | 0.16147 | 0.16147 | 0.16147 | 0.16147 | 0.16147 | 0.22077 | 0.16147 | 0.16147 | 0.16147 | 0.16147 | 0 | 0 | 0 | 0.16147 | 0.16147 | 0.16147 | 0.16147 | 0.16147 | 0.22077 | 0.16147 | 0.16147 | 0.16147 | 0.16147 | 0 | 0 | 0 | DSM Resources
IQW_26-30 | 2036 | DSM Resources | 0.12747 | 0.12747 | 0.12747 | 0.12747 | 0.12747 | 0.17429 | 0.12747 | 0.12747 | 0.12747 | 0.12747 |  |  |  | 0.12747 | 0.12747 | 0.12747 | 0.12747 | 0.12747 | 0.17429 | 0.12747 | 0.12747 | 0.12747 | 0.12747 | 0 | 0 | 0 | 0.12747 | 0.12747 | 0.12747 | 0.12747 | 0.12747 | 0.17429 | 0.12747 | 0.12747 | 0.12747 | 0.12747 | 0 | 0 | 0 | DSM Resources
IQW_26-30 | 2037 | DSM Resources | 0.096246 | 0.096246 | 0.096246 | 0.096246 | 0.096246 | 0.1316 | 0.096246 | 0.096246 | 0.096246 | 0.096246 |  |  |  | 0.096246 | 0.096246 | 0.096246 | 0.096246 | 0.096246 | 0.1316 | 0.096246 | 0.096246 | 0.096246 | 0.096246 | 0 | 0 | 0 | 0.096246 | 0.096246 | 0.096246 | 0.096246 | 0.096246 | 0.1316 | 0.096246 | 0.096246 | 0.096246 | 0.096246 | 0 | 0 | 0 | DSM Resources
IQW_26-30 | 2038 | DSM Resources | 0.068702 | 0.068702 | 0.068702 | 0.068702 | 0.068702 | 0.093936 | 0.068702 | 0.068702 | 0.068702 | 0.068702 |  |  |  | 0.068702 | 0.068702 | 0.068702 | 0.068702 | 0.068702 | 0.093936 | 0.068702 | 0.068702 | 0.068702 | 0.068702 | 0 | 0 | 0 | 0.068702 | 0.068702 | 0.068702 | 0.068702 | 0.068702 | 0.093936 | 0.068702 | 0.068702 | 0.068702 | 0.068702 | 0 | 0 | 0 | DSM Resources
IQW_26-30 | 2039 | DSM Resources | 0.045609 | 0.045609 | 0.045609 | 0.045609 | 0.045609 | 0.062361 | 0.045609 | 0.045609 | 0.045609 | 0.045609 |  |  |  | 0.045609 | 0.045609 | 0.045609 | 0.045609 | 0.045609 | 0.062361 | 0.045609 | 0.045609 | 0.045609 | 0.045609 | 0 | 0 | 0 | 0.045609 | 0.045609 | 0.045609 | 0.045609 | 0.045609 | 0.062361 | 0.045609 | 0.045609 | 0.045609 | 0.045609 | 0 | 0 | 0 | DSM Resources
IQW_26-30 | 2040 | DSM Resources | 0.027473 | 0.027473 | 0.027473 | 0.027473 | 0.027473 | 0.037564 | 0.027473 | 0.027473 | 0.027473 | 0.027473 |  |  |  | 0.027473 | 0.027473 | 0.027473 | 0.027473 | 0.027473 | 0.037564 | 0.027473 | 0.027473 | 0.027473 | 0.027473 | 0 | 0 | 0 | 0.027473 | 0.027473 | 0.027473 | 0.027473 | 0.027473 | 0.037564 | 0.027473 | 0.027473 | 0.027473 | 0.027473 | 0 | 0 | 0 | DSM Resources
IQW_26-30 | 2041 | DSM Resources | 0.014651 | 0.014651 | 0.014651 | 0.014651 | 0.014651 | 0.020032 | 0.014651 | 0.014651 | 0.014651 | 0.014651 |  |  |  | 0.014651 | 0.014651 | 0.014651 | 0.014651 | 0.014651 | 0.020032 | 0.014651 | 0.014651 | 0.014651 | 0.014651 | 0 | 0 | 0 | 0.014651 | 0.014651 | 0.014651 | 0.014651 | 0.014651 | 0.020032 | 0.014651 | 0.014651 | 0.014651 | 0.014651 | 0 | 0 | 0 | DSM Resources
IQW_26-30 | 2042 | DSM Resources | 0.0065826 | 0.0065826 | 0.0065826 | 0.0065826 | 0.0065826 | 0.0090003 | 0.0065826 | 0.0065826 | 0.0065826 | 0.0065826 |  |  |  | 0.0065826 | 0.0065826 | 0.0065826 | 0.0065826 | 0.0065826 | 0.0090003 | 0.0065826 | 0.0065826 | 0.0065826 | 0.0065826 | 0 | 0 | 0 | 0.0065826 | 0.0065826 | 0.0065826 | 0.0065826 | 0.0065826 | 0.0090003 | 0.0065826 | 0.0065826 | 0.0065826 | 0.0065826 | 0 | 0 | 0 | DSM Resources
IQW_26-30 | 2043 | DSM Resources | 0.0021984 | 0.0021984 | 0.0021984 | 0.0021984 | 0.0021984 | 0.0030059 | 0.0021984 | 0.0021984 | 0.0021984 | 0.0021984 |  |  |  | 0.0021984 | 0.0021984 | 0.0021984 | 0.0021984 | 0.0021984 | 0.0030059 | 0.0021984 | 0.0021984 | 0.0021984 | 0.0021984 | 0 | 0 | 0 | 0.0021984 | 0.0021984 | 0.0021984 | 0.0021984 | 0.0021984 | 0.0030059 | 0.0021984 | 0.0021984 | 0.0021984 | 0.0021984 | 0 | 0 | 0 | DSM Resources
Residential - Low/Medium_31-42 | 2023 | DSM Resources | [13 empty] | 0 | 0 | 0 | 0 | 0 | 0 | 0 | 0 | 0 | 0 | 0 | 0 | 0 | 0 | 0 | 0 | 0 | 0 | 0 | 0 | 0 | 0 | 0 | 0 | 0 | 0 | DSM Resources
Residential - Low/Medium_31-42 | 2024 | DSM Resources | [13 empty] | 0 | 0 | 0 | 0 | 0 | 0 | 0 | 0 | 0 | 0 | 0 | 0 | 0 | 0 | 0 | 0 | 0 | 0 | 0 | 0 | 0 | 0 | 0 | 0 | 0 | 0 | DSM Resources
Residential - Low/Medium_31-42 | 2025 | DSM Resources | [13 empty] | 0 | 0 | 0 | 0 | 0 | 0 | 0 | 0 | 0 | 0 | 0 | 0 | 0 | 0 | 0 | 0 | 0 | 0 | 0 | 0 | 0 | 0 | 0 | 0 | 0 | 0 | DSM Resources
Residential - Low/Medium_31-42 | 2026 | DSM Resources | [13 empty] | 0 | 0 | 0 | 0 | 0 | 0 | 0 | 0 | 0 | 0 | 0 | 0 | 0 | 0 | 0 | 0 | 0 | 0 | 0 | 0 | 0 | 0 | 0 | 0 | 0 | 0 | DSM Resources
Residential - Low/Medium_31-42 | 2027 | DSM Resources | [13 empty] | 0 | 0 | 0 | 0 | 0 | 0 | 0 | 0 | 0 | 0 | 0 | 0 | 0 | 0 | 0 | 0 | 0 | 0 | 0 | 0 | 0 | 0 | 0 | 0 | 0 | 0 | DSM Resources
Residential - Low/Medium_31-42 | 2028 | DSM Resources | [13 empty] | 0 | 0 | 0 | 0 | 0 | 0 | 0 | 0 | 0 | 0 | 0 | 0 | 0 | 0 | 0 | 0 | 0 | 0 | 0 | 0 | 0 | 0 | 0 | 0 | 0 | 0 | DSM Resources
Residential - Low/Medium_31-42 | 2029 | DSM Resources | [13 empty] | 0 | 0 | 0 | 0 | 0 | 0 | 0 | 0 | 0 | 0 | 0 | 0 | 0 | 0 | 0 | 0 | 0 | 0 | 0 | 0 | 0 | 0 | 0 | 0 | 0 | 0 | DSM Resources
Residential - Low/Medium_31-42 | 2030 | DSM Resources | [13 empty] | 0 | 0 | 0 | 0 | 0 | 0 | 0 | 0 | 0 | 0 | 0 | 0 | 0 | 0 | 0 | 0 | 0 | 0 | 0 | 0 | 0 | 0 | 0 | 0 | 0 | 0 | DSM Resources
Residential - Low/Medium_31-42 | 2031 | DSM Resources |  | 2.545 |  | 2.545 |  |  | 2.545 | 2.545 | 2.545 | 2.545 |  |  |  | 0 | 2.545 | 0 | 2.545 | 0 | 0 | 2.545 | 2.545 | 2.545 | 2.545 | 0 | 0 | 0 | 0 | 2.545 | 0 | 2.545 | 0 | 0 | 2.545 | 2.545 | 2.545 | 2.545 | 0 | 0 | 0 | DSM Resources
Residential - Low/Medium_31-42 | 2032 | DSM Resources |  | 4.8638 |  | 4.8638 |  |  | 4.8638 | 4.8638 | 4.8638 | 4.8638 |  |  |  | 0 | 4.8638 | 0 | 4.8638 | 0 | 0 | 4.8638 | 4.8638 | 4.8638 | 4.8638 | 0 | 0 | 0 | 0 | 4.8638 | 0 | 4.8638 | 0 | 0 | 4.8638 | 4.8638 | 4.8638 | 4.8638 | 0 | 0 | 0 | DSM Resources
Residential - Low/Medium_31-42 | 2033 | DSM Resources |  | 6.946 |  | 6.946 |  |  | 6.946 | 6.946 | 6.946 | 6.946 |  |  |  | 0 | 6.946 | 0 | 6.946 | 0 | 0 | 6.946 | 6.946 | 6.946 | 6.946 | 0 | 0 | 0 | 0 | 6.946 | 0 | 6.946 | 0 | 0 | 6.946 | 6.946 | 6.946 | 6.946 | 0 | 0 | 0 | DSM Resources
Residential - Low/Medium_31-42 | 2034 | DSM Resources |  | 8.8148 |  | 8.8148 |  |  | 8.8148 | 8.8148 | 8.8148 | 8.8148 |  |  |  | 0 | 8.8148 | 0 | 8.8148 | 0 | 0 | 8.8148 | 8.8148 | 8.8148 | 8.8148 | 0 | 0 | 0 | 0 | 8.8148 | 0 | 8.8148 | 0 | 0 | 8.8148 | 8.8148 | 8.8148 | 8.8148 | 0 | 0 | 0 | DSM Resources
Residential - Low/Medium_31-42 | 2035 | DSM Resources |  | 10.4469 |  | 10.4469 |  |  | 10.4469 | 10.4469 | 10.4469 | 10.4469 |  |  |  | 0 | 10.4469 | 0 | 10.4469 | 0 | 0 | 10.4469 | 10.4469 | 10.4469 | 10.4469 | 0 | 0 | 0 | 0 | 10.4469 | 0 | 10.4469 | 0 | 0 | 10.4469 | 10.4469 | 10.4469 | 10.4469 | 0 | 0 | 0 | DSM Resources
Residential - Low/Medium_31-42 | 2036 | DSM Resources |  | 11.837 |  | 11.837 |  |  | 11.837 | 11.837 | 11.837 | 11.837 |  |  |  | 0 | 11.837 | 0 | 11.837 | 0 | 0 | 11.837 | 11.837 | 11.837 | 11.837 | 0 | 0 | 0 | 0 | 11.837 | 0 | 11.837 | 0 | 0 | 11.837 | 11.837 | 11.837 | 11.837 | 0 | 0 | 0 | DSM Resources
Residential - Low/Medium_31-42 | 2037 | DSM Resources |  | 12.9853 |  | 12.9853 |  |  | 12.9853 | 12.9853 | 12.9853 | 12.9853 |  |  |  | 0 | 12.9853 | 0 | 12.9853 | 0 | 0 | 12.9853 | 12.9853 | 12.9853 | 12.9853 | 0 | 0 | 0 | 0 | 12.9853 | 0 | 12.9853 | 0 | 0 | 12.9853 | 12.9853 | 12.9853 | 12.9853 | 0 | 0 | 0 | DSM Resources
Residential - Low/Medium_31-42 | 2038 | DSM Resources |  | 13.8993 |  | 13.8993 |  |  | 13.8993 | 13.8993 | 13.8993 | 13.8993 |  |  |  | 0 | 13.8993 | 0 | 13.8993 | 0 | 0 | 13.8993 | 13.8993 | 13.8993 | 13.8993 | 0 | 0 | 0 | 0 | 13.8993 | 0 | 13.8993 | 0 | 0 | 13.8993 | 13.8993 | 13.8993 | 13.8993 | 0 | 0 | 0 | DSM Resources
Residential - Low/Medium_31-42 | 2039 | DSM Resources |  | 14.5914 |  | 14.5914 |  |  | 14.5914 | 14.5914 | 14.5914 | 14.5914 |  |  |  | 0 | 14.5914 | 0 | 14.5914 | 0 | 0 | 14.5914 | 14.5914 | 14.5914 | 14.5914 | 0 | 0 | 0 | 0 | 14.5914 | 0 | 14.5914 | 0 | 0 | 14.5914 | 14.5914 | 14.5914 | 14.5914 | 0 | 0 | 0 | DSM Resources
Residential - Low/Medium_31-42 | 2040 | DSM Resources |  | 15.0784 |  | 15.0784 |  |  | 15.0784 | 15.0784 | 15.0784 | 15.0784 |  |  |  | 0 | 15.0784 | 0 | 15.0784 | 0 | 0 | 15.0784 | 15.0784 | 15.0784 | 15.0784 | 0 | 0 | 0 | 0 | 15.0784 | 0 | 15.0784 | 0 | 0 | 15.0784 | 15.0784 | 15.0784 | 15.0784 | 0 | 0 | 0 | DSM Resources
Residential - Low/Medium_31-42 | 2041 | DSM Resources |  | 15.2716 |  | 15.2716 |  |  | 15.2716 | 15.2716 | 15.2716 | 15.2716 |  |  |  | 0 | 15.2716 | 0 | 15.2716 | 0 | 0 | 15.2716 | 15.2716 | 15.2716 | 15.2716 | 0 | 0 | 0 | 0 | 15.2716 | 0 | 15.2716 | 0 | 0 | 15.2716 | 15.2716 | 15.2716 | 15.2716 | 0 | 0 | 0 | DSM Resources
Residential - Low/Medium_31-42 | 2042 | DSM Resources |  | 15.2509 |  | 15.2509 |  |  | 15.2509 | 15.2509 | 15.2509 | 15.2509 |  |  |  | 0 | 15.2509 | 0 | 15.2509 | 0 | 0 | 15.2509 | 15.2509 | 15.2509 | 15.2509 | 0 | 0 | 0 | 0 | 15.2509 | 0 | 15.2509 | 0 | 0 | 15.2509 | 15.2509 | 15.2509 | 15.2509 | 0 | 0 | 0 | DSM Resources
Residential - Low/Medium_31-42 | 2043 | DSM Resources |  | 12.8813 |  | 12.8813 |  |  | 12.8813 | 12.8813 | 12.8813 | 12.8813 |  |  |  | 0 | 12.8813 | 0 | 12.8813 | 0 | 0 | 12.8813 | 12.8813 | 12.8813 | 12.8813 | 0 | 0 | 0 | 0 | 12.8813 | 0 | 12.8813 | 0 | 0 | 12.8813 | 12.8813 | 12.8813 | 12.8813 | 0 | 0 | 0 | DSM Resources
Residential - High_31-42 | 2023 | DSM Resources | [13 empty] | 0 | 0 | 0 | 0 | 0 | 0 | 0 | 0 | 0 | 0 | 0 | 0 | 0 | 0 | 0 | 0 | 0 | 0 | 0 | 0 | 0 | 0 | 0 | 0 | 0 | 0 | DSM Resources
Residential - High_31-42 | 2024 | DSM Resources | [13 empty] | 0 | 0 | 0 | 0 | 0 | 0 | 0 | 0 | 0 | 0 | 0 | 0 | 0 | 0 | 0 | 0 | 0 | 0 | 0 | 0 | 0 | 0 | 0 | 0 | 0 | 0 | DSM Resources
Residential - High_31-42 | 2025 | DSM Resources | [13 empty] | 0 | 0 | 0 | 0 | 0 | 0 | 0 | 0 | 0 | 0 | 0 | 0 | 0 | 0 | 0 | 0 | 0 | 0 | 0 | 0 | 0 | 0 | 0 | 0 | 0 | 0 | DSM Resources
Residential - High_31-42 | 2026 | DSM Resources | [13 empty] | 0 | 0 | 0 | 0 | 0 | 0 | 0 | 0 | 0 | 0 | 0 | 0 | 0 | 0 | 0 | 0 | 0 | 0 | 0 | 0 | 0 | 0 | 0 | 0 | 0 | 0 | DSM Resources
Residential - High_31-42 | 2027 | DSM Resources | [13 empty] | 0 | 0 | 0 | 0 | 0 | 0 | 0 | 0 | 0 | 0 | 0 | 0 | 0 | 0 | 0 | 0 | 0 | 0 | 0 | 0 | 0 | 0 | 0 | 0 | 0 | 0 | DSM Resources
Residential - High_31-42 | 2028 | DSM Resources | [13 empty] | 0 | 0 | 0 | 0 | 0 | 0 | 0 | 0 | 0 | 0 | 0 | 0 | 0 | 0 | 0 | 0 | 0 | 0 | 0 | 0 | 0 | 0 | 0 | 0 | 0 | 0 | DSM Resources
Residential - High_31-42 | 2029 | DSM Resources | [13 empty] | 0 | 0 | 0 | 0 | 0 | 0 | 0 | 0 | 0 | 0 | 0 | 0 | 0 | 0 | 0 | 0 | 0 | 0 | 0 | 0 | 0 | 0 | 0 | 0 | 0 | 0 | DSM Resources
Residential - High_31-42 | 2030 | DSM Resources | [13 empty] | 0 | 0 | 0 | 0 | 0 | 0 | 0 | 0 | 0 | 0 | 0 | 0 | 0 | 0 | 0 | 0 | 0 | 0 | 0 | 0 | 0 | 0 | 0 | 0 | 0 | 0 | DSM Resources
Residential - High_31-42 | 2031 | DSM Resources | [13 empty] | 0 | 0 | 0 | 0 | 0 | 0 | 0 | 0 | 0 | 0 | 0 | 0 | 0 | 0 | 0 | 0 | 0 | 0 | 0 | 0 | 0 | 0 | 0 | 0 | 0 | 0 | DSM Resources
Residential - High_31-42 | 2032 | DSM Resources | [13 empty] | 0 | 0 | 0 | 0 | 0 | 0 | 0 | 0 | 0 | 0 | 0 | 0 | 0 | 0 | 0 | 0 | 0 | 0 | 0 | 0 | 0 | 0 | 0 | 0 | 0 | 0 | DSM Resources
Residential - High_31-42 | 2033 | DSM Resources | [13 empty] | 0 | 0 | 0 | 0 | 0 | 0 | 0 | 0 | 0 | 0 | 0 | 0 | 0 | 0 | 0 | 0 | 0 | 0 | 0 | 0 | 0 | 0 | 0 | 0 | 0 | 0 | DSM Resources
Residential - High_31-42 | 2034 | DSM Resources | [13 empty] | 0 | 0 | 0 | 0 | 0 | 0 | 0 | 0 | 0 | 0 | 0 | 0 | 0 | 0 | 0 | 0 | 0 | 0 | 0 | 0 | 0 | 0 | 0 | 0 | 0 | 0 | DSM Resources
Residential - High_31-42 | 2035 | DSM Resources | [13 empty] | 0 | 0 | 0 | 0 | 0 | 0 | 0 | 0 | 0 | 0 | 0 | 0 | 0 | 0 | 0 | 0 | 0 | 0 | 0 | 0 | 0 | 0 | 0 | 0 | 0 | 0 | DSM Resources
Residential - High_31-42 | 2036 | DSM Resources | [13 empty] | 0 | 0 | 0 | 0 | 0 | 0 | 0 | 0 | 0 | 0 | 0 | 0 | 0 | 0 | 0 | 0 | 0 | 0 | 0 | 0 | 0 | 0 | 0 | 0 | 0 | 0 | DSM Resources
Residential - High_31-42 | 2037 | DSM Resources | [13 empty] | 0 | 0 | 0 | 0 | 0 | 0 | 0 | 0 | 0 | 0 | 0 | 0 | 0 | 0 | 0 | 0 | 0 | 0 | 0 | 0 | 0 | 0 | 0 | 0 | 0 | 0 | DSM Resources
Residential - High_31-42 | 2038 | DSM Resources | [13 empty] | 0 | 0 | 0 | 0 | 0 | 0 | 0 | 0 | 0 | 0 | 0 | 0 | 0 | 0 | 0 | 0 | 0 | 0 | 0 | 0 | 0 | 0 | 0 | 0 | 0 | 0 | DSM Resources
Residential - High_31-42 | 2039 | DSM Resources | [13 empty] | 0 | 0 | 0 | 0 | 0 | 0 | 0 | 0 | 0 | 0 | 0 | 0 | 0 | 0 | 0 | 0 | 0 | 0 | 0 | 0 | 0 | 0 | 0 | 0 | 0 | 0 | DSM Resources
Residential - High_31-42 | 2040 | DSM Resources | [13 empty] | 0 | 0 | 0 | 0 | 0 | 0 | 0 | 0 | 0 | 0 | 0 | 0 | 0 | 0 | 0 | 0 | 0 | 0 | 0 | 0 | 0 | 0 | 0 | 0 | 0 | 0 | DSM Resources
Residential - High_31-42 | 2041 | DSM Resources | [13 empty] | 0 | 0 | 0 | 0 | 0 | 0 | 0 | 0 | 0 | 0 | 0 | 0 | 0 | 0 | 0 | 0 | 0 | 0 | 0 | 0 | 0 | 0 | 0 | 0 | 0 | 0 | DSM Resources
Residential - High_31-42 | 2042 | DSM Resources | [13 empty] | 0 | 0 | 0 | 0 | 0 | 0 | 0 | 0 | 0 | 0 | 0 | 0 | 0 | 0 | 0 | 0 | 0 | 0 | 0 | 0 | 0 | 0 | 0 | 0 | 0 | 0 | DSM Resources
Residential - High_31-42 | 2043 | DSM Resources | [13 empty] | 0 | 0 | 0 | 0 | 0 | 0 | 0 | 0 | 0 | 0 | 0 | 0 | 0 | 0 | 0 | 0 | 0 | 0 | 0 | 0 | 0 | 0 | 0 | 0 | 0 | 0 | DSM Resources
Residential - Behavior_31-42 | 2023 | DSM Resources | [13 empty] | 0 | 0 | 0 | 0 | 0 | 0 | 0 | 0 | 0 | 0 | 0 | 0 | 0 | 0 | 0 | 0 | 0 | 0 | 0 | 0 | 0 | 0 | 0 | 0 | 0 | 0 | DSM Resources
Residential - Behavior_31-42 | 2024 | DSM Resources | [13 empty] | 0 | 0 | 0 | 0 | 0 | 0 | 0 | 0 | 0 | 0 | 0 | 0 | 0 | 0 | 0 | 0 | 0 | 0 | 0 | 0 | 0 | 0 | 0 | 0 | 0 | 0 | DSM Resources
Residential - Behavior_31-42 | 2025 | DSM Resources | [13 empty] | 0 | 0 | 0 | 0 | 0 | 0 | 0 | 0 | 0 | 0 | 0 | 0 | 0 | 0 | 0 | 0 | 0 | 0 | 0 | 0 | 0 | 0 | 0 | 0 | 0 | 0 | DSM Resources
Residential - Behavior_31-42 | 2026 | DSM Resources | [13 empty] | 0 | 0 | 0 | 0 | 0 | 0 | 0 | 0 | 0 | 0 | 0 | 0 | 0 | 0 | 0 | 0 | 0 | 0 | 0 | 0 | 0 | 0 | 0 | 0 | 0 | 0 | DSM Resources
Residential - Behavior_31-42 | 2027 | DSM Resources | [13 empty] | 0 | 0 | 0 | 0 | 0 | 0 | 0 | 0 | 0 | 0 | 0 | 0 | 0 | 0 | 0 | 0 | 0 | 0 | 0 | 0 | 0 | 0 | 0 | 0 | 0 | 0 | DSM Resources
Residential - Behavior_31-42 | 2028 | DSM Resources | [13 empty] | 0 | 0 | 0 | 0 | 0 | 0 | 0 | 0 | 0 | 0 | 0 | 0 | 0 | 0 | 0 | 0 | 0 | 0 | 0 | 0 | 0 | 0 | 0 | 0 | 0 | 0 | DSM Resources
Residential - Behavior_31-42 | 2029 | DSM Resources | [13 empty] | 0 | 0 | 0 | 0 | 0 | 0 | 0 | 0 | 0 | 0 | 0 | 0 | 0 | 0 | 0 | 0 | 0 | 0 | 0 | 0 | 0 | 0 | 0 | 0 | 0 | 0 | DSM Resources
Residential - Behavior_31-42 | 2030 | DSM Resources | [13 empty] | 0 | 0 | 0 | 0 | 0 | 0 | 0 | 0 | 0 | 0 | 0 | 0 | 0 | 0 | 0 | 0 | 0 | 0 | 0 | 0 | 0 | 0 | 0 | 0 | 0 | 0 | DSM Resources
Residential - Behavior_31-42 | 2031 | DSM Resources | [13 empty] | 0 | 0 | 0 | 0 | 0 | 0 | 0 | 0 | 0 | 0 | 0 | 0 | 0 | 0 | 0 | 0 | 0 | 0 | 0 | 0 | 0 | 0 | 0 | 0 | 0 | 0 | DSM Resources
Residential - Behavior_31-42 | 2032 | DSM Resources | [13 empty] | 0 | 0 | 0 | 0 | 0 | 0 | 0 | 0 | 0 | 0 | 0 | 0 | 0 | 0 | 0 | 0 | 0 | 0 | 0 | 0 | 0 | 0 | 0 | 0 | 0 | 0 | DSM Resources
Residential - Behavior_31-42 | 2033 | DSM Resources | [13 empty] | 0 | 0 | 0 | 0 | 0 | 0 | 0 | 0 | 0 | 0 | 0 | 0 | 0 | 0 | 0 | 0 | 0 | 0 | 0 | 0 | 0 | 0 | 0 | 0 | 0 | 0 | DSM Resources
Residential - Behavior_31-42 | 2034 | DSM Resources | [13 empty] | 0 | 0 | 0 | 0 | 0 | 0 | 0 | 0 | 0 | 0 | 0 | 0 | 0 | 0 | 0 | 0 | 0 | 0 | 0 | 0 | 0 | 0 | 0 | 0 | 0 | 0 | DSM Resources
Residential - Behavior_31-42 | 2035 | DSM Resources | [13 empty] | 0 | 0 | 0 | 0 | 0 | 0 | 0 | 0 | 0 | 0 | 0 | 0 | 0 | 0 | 0 | 0 | 0 | 0 | 0 | 0 | 0 | 0 | 0 | 0 | 0 | 0 | DSM Resources
Residential - Behavior_31-42 | 2036 | DSM Resources | [13 empty] | 0 | 0 | 0 | 0 | 0 | 0 | 0 | 0 | 0 | 0 | 0 | 0 | 0 | 0 | 0 | 0 | 0 | 0 | 0 | 0 | 0 | 0 | 0 | 0 | 0 | 0 | DSM Resources
Residential - Behavior_31-42 | 2037 | DSM Resources | [13 empty] | 0 | 0 | 0 | 0 | 0 | 0 | 0 | 0 | 0 | 0 | 0 | 0 | 0 | 0 | 0 | 0 | 0 | 0 | 0 | 0 | 0 | 0 | 0 | 0 | 0 | 0 | DSM Resources
Residential - Behavior_31-42 | 2038 | DSM Resources | [13 empty] | 0 | 0 | 0 | 0 | 0 | 0 | 0 | 0 | 0 | 0 | 0 | 0 | 0 | 0 | 0 | 0 | 0 | 0 | 0 | 0 | 0 | 0 | 0 | 0 | 0 | 0 | DSM Resources
Residential - Behavior_31-42 | 2039 | DSM Resources | [13 empty] | 0 | 0 | 0 | 0 | 0 | 0 | 0 | 0 | 0 | 0 | 0 | 0 | 0 | 0 | 0 | 0 | 0 | 0 | 0 | 0 | 0 | 0 | 0 | 0 | 0 | 0 | DSM Resources
Residential - Behavior_31-42 | 2040 | DSM Resources | [13 empty] | 0 | 0 | 0 | 0 | 0 | 0 | 0 | 0 | 0 | 0 | 0 | 0 | 0 | 0 | 0 | 0 | 0 | 0 | 0 | 0 | 0 | 0 | 0 | 0 | 0 | 0 | DSM Resources
Residential - Behavior_31-42 | 2041 | DSM Resources | [13 empty] | 0 | 0 | 0 | 0 | 0 | 0 | 0 | 0 | 0 | 0 | 0 | 0 | 0 | 0 | 0 | 0 | 0 | 0 | 0 | 0 | 0 | 0 | 0 | 0 | 0 | 0 | DSM Resources
Residential - Behavior_31-42 | 2042 | DSM Resources | [13 empty] | 0 | 0 | 0 | 0 | 0 | 0 | 0 | 0 | 0 | 0 | 0 | 0 | 0 | 0 | 0 | 0 | 0 | 0 | 0 | 0 | 0 | 0 | 0 | 0 | 0 | 0 | DSM Resources
Residential - Behavior_31-42 | 2043 | DSM Resources | [13 empty] | 0 | 0 | 0 | 0 | 0 | 0 | 0 | 0 | 0 | 0 | 0 | 0 | 0 | 0 | 0 | 0 | 0 | 0 | 0 | 0 | 0 | 0 | 0 | 0 | 0 | 0 | DSM Resources
C&I - Low_31-42 | 2023 | DSM Resources | [13 empty] | 0 | 0 | 0 | 0 | 0 | 0 | 0 | 0 | 0 | 0 | 0 | 0 | 0 | 0 | 0 | 0 | 0 | 0 | 0 | 0 | 0 | 0 | 0 | 0 | 0 | 0 | DSM Resources
C&I - Low_31-42 | 2024 | DSM Resources | [13 empty] | 0 | 0 | 0 | 0 | 0 | 0 | 0 | 0 | 0 | 0 | 0 | 0 | 0 | 0 | 0 | 0 | 0 | 0 | 0 | 0 | 0 | 0 | 0 | 0 | 0 | 0 | DSM Resources
C&I - Low_31-42 | 2025 | DSM Resources | [13 empty] | 0 | 0 | 0 | 0 | 0 | 0 | 0 | 0 | 0 | 0 | 0 | 0 | 0 | 0 | 0 | 0 | 0 | 0 | 0 | 0 | 0 | 0 | 0 | 0 | 0 | 0 | DSM Resources
C&I - Low_31-42 | 2026 | DSM Resources | [13 empty] | 0 | 0 | 0 | 0 | 0 | 0 | 0 | 0 | 0 | 0 | 0 | 0 | 0 | 0 | 0 | 0 | 0 | 0 | 0 | 0 | 0 | 0 | 0 | 0 | 0 | 0 | DSM Resources
C&I - Low_31-42 | 2027 | DSM Resources | [13 empty] | 0 | 0 | 0 | 0 | 0 | 0 | 0 | 0 | 0 | 0 | 0 | 0 | 0 | 0 | 0 | 0 | 0 | 0 | 0 | 0 | 0 | 0 | 0 | 0 | 0 | 0 | DSM Resources
C&I - Low_31-42 | 2028 | DSM Resources | [13 empty] | 0 | 0 | 0 | 0 | 0 | 0 | 0 | 0 | 0 | 0 | 0 | 0 | 0 | 0 | 0 | 0 | 0 | 0 | 0 | 0 | 0 | 0 | 0 | 0 | 0 | 0 | DSM Resources
C&I - Low_31-42 | 2029 | DSM Resources | [13 empty] | 0 | 0 | 0 | 0 | 0 | 0 | 0 | 0 | 0 | 0 | 0 | 0 | 0 | 0 | 0 | 0 | 0 | 0 | 0 | 0 | 0 | 0 | 0 | 0 | 0 | 0 | DSM Resources
C&I - Low_31-42 | 2030 | DSM Resources | [13 empty] | 0 | 0 | 0 | 0 | 0 | 0 | 0 | 0 | 0 | 0 | 0 | 0 | 0 | 0 | 0 | 0 | 0 | 0 | 0 | 0 | 0 | 0 | 0 | 0 | 0 | 0 | DSM Resources
C&I - Low_31-42 | 2031 | DSM Resources | 4.3673 |  | 4.3673 | 4.3673 |  | 4.3673 | 4.3673 | 4.3673 | 4.3673 | 4.3673 |  |  |  | 4.3673 | 0 | 4.3673 | 4.3673 | 0 | 4.3673 | 4.3673 | 4.3673 | 4.3673 | 4.3673 | 0 | 0 | 0 | 4.3673 | 0 | 4.3673 | 4.3673 | 0 | 4.3673 | 4.3673 | 4.3673 | 4.3673 | 4.3673 | 0 | 0 | 0 | DSM Resources
C&I - Low_31-42 | 2032 | DSM Resources | 8.3628 |  | 8.3628 | 8.3628 |  | 8.3628 | 8.3628 | 8.3628 | 8.3628 | 8.3628 |  |  |  | 8.3628 | 0 | 8.3628 | 8.3628 | 0 | 8.3628 | 8.3628 | 8.3628 | 8.3628 | 8.3628 | 0 | 0 | 0 | 8.3628 | 0 | 8.3628 | 8.3628 | 0 | 8.3628 | 8.3628 | 8.3628 | 8.3628 | 8.3628 | 0 | 0 | 0 | DSM Resources
C&I - Low_31-42 | 2033 | DSM Resources | 11.9571 |  | 11.9571 | 11.9571 |  | 11.9571 | 11.9571 | 11.9571 | 11.9571 | 11.9571 |  |  |  | 11.9571 | 0 | 11.9571 | 11.9571 | 0 | 11.9571 | 11.9571 | 11.9571 | 11.9571 | 11.9571 | 0 | 0 | 0 | 11.9571 | 0 | 11.9571 | 11.9571 | 0 | 11.9571 | 11.9571 | 11.9571 | 11.9571 | 11.9571 | 0 | 0 | 0 | DSM Resources
C&I - Low_31-42 | 2034 | DSM Resources | 15.1289 |  | 15.1289 | 15.1289 |  | 15.1289 | 15.1289 | 15.1289 | 15.1289 | 15.1289 |  |  |  | 15.1289 | 0 | 15.1289 | 15.1289 | 0 | 15.1289 | 15.1289 | 15.1289 | 15.1289 | 15.1289 | 0 | 0 | 0 | 15.1289 | 0 | 15.1289 | 15.1289 | 0 | 15.1289 | 15.1289 | 15.1289 | 15.1289 | 15.1289 | 0 | 0 | 0 | DSM Resources
C&I - Low_31-42 | 2035 | DSM Resources | 17.9696 |  | 17.9696 | 17.9696 |  | 17.9696 | 17.9696 | 17.9696 | 17.9696 | 17.9696 |  |  |  | 17.9696 | 0 | 17.9696 | 17.9696 | 0 | 17.9696 | 17.9696 | 17.9696 | 17.9696 | 17.9696 | 0 | 0 | 0 | 17.9696 | 0 | 17.9696 | 17.9696 | 0 | 17.9696 | 17.9696 | 17.9696 | 17.9696 | 17.9696 | 0 | 0 | 0 | DSM Resources
C&I - Low_31-42 | 2036 | DSM Resources | 20.3041 |  | 20.3041 | 20.3041 |  | 20.3041 | 20.3041 | 20.3041 | 20.3041 | 20.3041 |  |  |  | 20.3041 | 0 | 20.3041 | 20.3041 | 0 | 20.3041 | 20.3041 | 20.3041 | 20.3041 | 20.3041 | 0 | 0 | 0 | 20.3041 | 0 | 20.3041 | 20.3041 | 0 | 20.3041 | 20.3041 | 20.3041 | 20.3041 | 20.3041 | 0 | 0 | 0 | DSM Resources
C&I - Low_31-42 | 2037 | DSM Resources | 22.1921 |  | 22.1921 | 22.1921 |  | 22.1921 | 22.1921 | 22.1921 | 22.1921 | 22.1921 |  |  |  | 22.1921 | 0 | 22.1921 | 22.1921 | 0 | 22.1921 | 22.1921 | 22.1921 | 22.1921 | 22.1921 | 0 | 0 | 0 | 22.1921 | 0 | 22.1921 | 22.1921 | 0 | 22.1921 | 22.1921 | 22.1921 | 22.1921 | 22.1921 | 0 | 0 | 0 | DSM Resources
C&I - Low_31-42 | 2038 | DSM Resources | 24.1277 |  | 24.1277 | 24.1277 |  | 24.1277 | 24.1277 | 24.1277 | 24.1277 | 24.1277 |  |  |  | 24.1277 | 0 | 24.1277 | 24.1277 | 0 | 24.1277 | 24.1277 | 24.1277 | 24.1277 | 24.1277 | 0 | 0 | 0 | 24.1277 | 0 | 24.1277 | 24.1277 | 0 | 24.1277 | 24.1277 | 24.1277 | 24.1277 | 24.1277 | 0 | 0 | 0 | DSM Resources
C&I - Low_31-42 | 2039 | DSM Resources | 25.6755 |  | 25.6755 | 25.6755 |  | 25.6755 | 25.6755 | 25.6755 | 25.6755 | 25.6755 |  |  |  | 25.6755 | 0 | 25.6755 | 25.6755 | 0 | 25.6755 | 25.6755 | 25.6755 | 25.6755 | 25.6755 | 0 | 0 | 0 | 25.6755 | 0 | 25.6755 | 25.6755 | 0 | 25.6755 | 25.6755 | 25.6755 | 25.6755 | 25.6755 | 0 | 0 | 0 | DSM Resources
C&I - Low_31-42 | 2040 | DSM Resources | 26.8091 |  | 26.8091 | 26.8091 |  | 26.8091 | 26.8091 | 26.8091 | 26.8091 | 26.8091 |  |  |  | 26.8091 | 0 | 26.8091 | 26.8091 | 0 | 26.8091 | 26.8091 | 26.8091 | 26.8091 | 26.8091 | 0 | 0 | 0 | 26.8091 | 0 | 26.8091 | 26.8091 | 0 | 26.8091 | 26.8091 | 26.8091 | 26.8091 | 26.8091 | 0 | 0 | 0 | DSM Resources
C&I - Low_31-42 | 2041 | DSM Resources | 27.6235 |  | 27.6235 | 27.6235 |  | 27.6235 | 27.6235 | 27.6235 | 27.6235 | 27.6235 |  |  |  | 27.6235 | 0 | 27.6235 | 27.6235 | 0 | 27.6235 | 27.6235 | 27.6235 | 27.6235 | 27.6235 | 0 | 0 | 0 | 27.6235 | 0 | 27.6235 | 27.6235 | 0 | 27.6235 | 27.6235 | 27.6235 | 27.6235 | 27.6235 | 0 | 0 | 0 | DSM Resources
C&I - Low_31-42 | 2042 | DSM Resources | 27.7397 |  | 27.7397 | 27.7397 |  | 27.7397 | 27.7397 | 27.7397 | 27.7397 | 27.7397 |  |  |  | 27.7397 | 0 | 27.7397 | 27.7397 | 0 | 27.7397 | 27.7397 | 27.7397 | 27.7397 | 27.7397 | 0 | 0 | 0 | 27.7397 | 0 | 27.7397 | 27.7397 | 0 | 27.7397 | 27.7397 | 27.7397 | 27.7397 | 27.7397 | 0 | 0 | 0 | DSM Resources
C&I - Low_31-42 | 2043 | DSM Resources | 23.3989 |  | 23.3989 | 23.3989 |  | 23.3989 | 23.3989 | 23.3989 | 23.3989 | 23.3989 |  |  |  | 23.3989 | 0 | 23.3989 | 23.3989 | 0 | 23.3989 | 23.3989 | 23.3989 | 23.3989 | 23.3989 | 0 | 0 | 0 | 23.3989 | 0 | 23.3989 | 23.3989 | 0 | 23.3989 | 23.3989 | 23.3989 | 23.3989 | 23.3989 | 0 | 0 | 0 | DSM Resources
C&I - High_31-42 | 2023 | DSM Resources | [13 empty] | 0 | 0 | 0 | 0 | 0 | 0 | 0 | 0 | 0 | 0 | 0 | 0 | 0 | 0 | 0 | 0 | 0 | 0 | 0 | 0 | 0 | 0 | 0 | 0 | 0 | 0 | DSM Resources
C&I - High_31-42 | 2024 | DSM Resources | [13 empty] | 0 | 0 | 0 | 0 | 0 | 0 | 0 | 0 | 0 | 0 | 0 | 0 | 0 | 0 | 0 | 0 | 0 | 0 | 0 | 0 | 0 | 0 | 0 | 0 | 0 | 0 | DSM Resources
C&I - High_31-42 | 2025 | DSM Resources | [13 empty] | 0 | 0 | 0 | 0 | 0 | 0 | 0 | 0 | 0 | 0 | 0 | 0 | 0 | 0 | 0 | 0 | 0 | 0 | 0 | 0 | 0 | 0 | 0 | 0 | 0 | 0 | DSM Resources
C&I - High_31-42 | 2026 | DSM Resources | [13 empty] | 0 | 0 | 0 | 0 | 0 | 0 | 0 | 0 | 0 | 0 | 0 | 0 | 0 | 0 | 0 | 0 | 0 | 0 | 0 | 0 | 0 | 0 | 0 | 0 | 0 | 0 | DSM Resources
C&I - High_31-42 | 2027 | DSM Resources | [13 empty] | 0 | 0 | 0 | 0 | 0 | 0 | 0 | 0 | 0 | 0 | 0 | 0 | 0 | 0 | 0 | 0 | 0 | 0 | 0 | 0 | 0 | 0 | 0 | 0 | 0 | 0 | DSM Resources
C&I - High_31-42 | 2028 | DSM Resources | [13 empty] | 0 | 0 | 0 | 0 | 0 | 0 | 0 | 0 | 0 | 0 | 0 | 0 | 0 | 0 | 0 | 0 | 0 | 0 | 0 | 0 | 0 | 0 | 0 | 0 | 0 | 0 | DSM Resources
C&I - High_31-42 | 2029 | DSM Resources | [13 empty] | 0 | 0 | 0 | 0 | 0 | 0 | 0 | 0 | 0 | 0 | 0 | 0 | 0 | 0 | 0 | 0 | 0 | 0 | 0 | 0 | 0 | 0 | 0 | 0 | 0 | 0 | DSM Resources
C&I - High_31-42 | 2030 | DSM Resources | [13 empty] | 0 | 0 | 0 | 0 | 0 | 0 | 0 | 0 | 0 | 0 | 0 | 0 | 0 | 0 | 0 | 0 | 0 | 0 | 0 | 0 | 0 | 0 | 0 | 0 | 0 | 0 | DSM Resources
C&I - High_31-42 | 2031 | DSM Resources | [13 empty] | 0 | 0 | 0 | 0 | 0 | 0 | 0 | 0 | 0 | 0 | 0 | 0 | 0 | 0 | 0 | 0 | 0 | 0 | 0 | 0 | 0 | 0 | 0 | 0 | 0 | 0 | DSM Resources
C&I - High_31-42 | 2032 | DSM Resources | [13 empty] | 0 | 0 | 0 | 0 | 0 | 0 | 0 | 0 | 0 | 0 | 0 | 0 | 0 | 0 | 0 | 0 | 0 | 0 | 0 | 0 | 0 | 0 | 0 | 0 | 0 | 0 | DSM Resources
C&I - High_31-42 | 2033 | DSM Resources | [13 empty] | 0 | 0 | 0 | 0 | 0 | 0 | 0 | 0 | 0 | 0 | 0 | 0 | 0 | 0 | 0 | 0 | 0 | 0 | 0 | 0 | 0 | 0 | 0 | 0 | 0 | 0 | DSM Resources
C&I - High_31-42 | 2034 | DSM Resources | [13 empty] | 0 | 0 | 0 | 0 | 0 | 0 | 0 | 0 | 0 | 0 | 0 | 0 | 0 | 0 | 0 | 0 | 0 | 0 | 0 | 0 | 0 | 0 | 0 | 0 | 0 | 0 | DSM Resources
C&I - High_31-42 | 2035 | DSM Resources | [13 empty] | 0 | 0 | 0 | 0 | 0 | 0 | 0 | 0 | 0 | 0 | 0 | 0 | 0 | 0 | 0 | 0 | 0 | 0 | 0 | 0 | 0 | 0 | 0 | 0 | 0 | 0 | DSM Resources
C&I - High_31-42 | 2036 | DSM Resources | [13 empty] | 0 | 0 | 0 | 0 | 0 | 0 | 0 | 0 | 0 | 0 | 0 | 0 | 0 | 0 | 0 | 0 | 0 | 0 | 0 | 0 | 0 | 0 | 0 | 0 | 0 | 0 | DSM Resources
C&I - High_31-42 | 2037 | DSM Resources | [13 empty] | 0 | 0 | 0 | 0 | 0 | 0 | 0 | 0 | 0 | 0 | 0 | 0 | 0 | 0 | 0 | 0 | 0 | 0 | 0 | 0 | 0 | 0 | 0 | 0 | 0 | 0 | DSM Resources
C&I - High_31-42 | 2038 | DSM Resources | [13 empty] | 0 | 0 | 0 | 0 | 0 | 0 | 0 | 0 | 0 | 0 | 0 | 0 | 0 | 0 | 0 | 0 | 0 | 0 | 0 | 0 | 0 | 0 | 0 | 0 | 0 | 0 | DSM Resources
C&I - High_31-42 | 2039 | DSM Resources | [13 empty] | 0 | 0 | 0 | 0 | 0 | 0 | 0 | 0 | 0 | 0 | 0 | 0 | 0 | 0 | 0 | 0 | 0 | 0 | 0 | 0 | 0 | 0 | 0 | 0 | 0 | 0 | DSM Resources
C&I - High_31-42 | 2040 | DSM Resources | [13 empty] | 0 | 0 | 0 | 0 | 0 | 0 | 0 | 0 | 0 | 0 | 0 | 0 | 0 | 0 | 0 | 0 | 0 | 0 | 0 | 0 | 0 | 0 | 0 | 0 | 0 | 0 | DSM Resources
C&I - High_31-42 | 2041 | DSM Resources | [13 empty] | 0 | 0 | 0 | 0 | 0 | 0 | 0 | 0 | 0 | 0 | 0 | 0 | 0 | 0 | 0 | 0 | 0 | 0 | 0 | 0 | 0 | 0 | 0 | 0 | 0 | 0 | DSM Resources
C&I - High_31-42 | 2042 | DSM Resources | [13 empty] | 0 | 0 | 0 | 0 | 0 | 0 | 0 | 0 | 0 | 0 | 0 | 0 | 0 | 0 | 0 | 0 | 0 | 0 | 0 | 0 | 0 | 0 | 0 | 0 | 0 | 0 | DSM Resources
C&I - High_31-42 | 2043 | DSM Resources | [13 empty] | 0 | 0 | 0 | 0 | 0 | 0 | 0 | 0 | 0 | 0 | 0 | 0 | 0 | 0 | 0 | 0 | 0 | 0 | 0 | 0 | 0 | 0 | 0 | 0 | 0 | 0 | DSM Resources
IQW_31-42 | 2023 | DSM Resources | [13 empty] | 0 | 0 | 0 | 0 | 0 | 0 | 0 | 0 | 0 | 0 | 0 | 0 | 0 | 0 | 0 | 0 | 0 | 0 | 0 | 0 | 0 | 0 | 0 | 0 | 0 | 0 | DSM Resources
IQW_31-42 | 2024 | DSM Resources | [13 empty] | 0 | 0 | 0 | 0 | 0 | 0 | 0 | 0 | 0 | 0 | 0 | 0 | 0 | 0 | 0 | 0 | 0 | 0 | 0 | 0 | 0 | 0 | 0 | 0 | 0 | 0 | DSM Resources
IQW_31-42 | 2025 | DSM Resources | [13 empty] | 0 | 0 | 0 | 0 | 0 | 0 | 0 | 0 | 0 | 0 | 0 | 0 | 0 | 0 | 0 | 0 | 0 | 0 | 0 | 0 | 0 | 0 | 0 | 0 | 0 | 0 | DSM Resources
IQW_31-42 | 2026 | DSM Resources | [13 empty] | 0 | 0 | 0 | 0 | 0 | 0 | 0 | 0 | 0 | 0 | 0 | 0 | 0 | 0 | 0 | 0 | 0 | 0 | 0 | 0 | 0 | 0 | 0 | 0 | 0 | 0 | DSM Resources
IQW_31-42 | 2027 | DSM Resources | [13 empty] | 0 | 0 | 0 | 0 | 0 | 0 | 0 | 0 | 0 | 0 | 0 | 0 | 0 | 0 | 0 | 0 | 0 | 0 | 0 | 0 | 0 | 0 | 0 | 0 | 0 | 0 | DSM Resources
IQW_31-42 | 2028 | DSM Resources | [13 empty] | 0 | 0 | 0 | 0 | 0 | 0 | 0 | 0 | 0 | 0 | 0 | 0 | 0 | 0 | 0 | 0 | 0 | 0 | 0 | 0 | 0 | 0 | 0 | 0 | 0 | 0 | DSM Resources
IQW_31-42 | 2029 | DSM Resources | [13 empty] | 0 | 0 | 0 | 0 | 0 | 0 | 0 | 0 | 0 | 0 | 0 | 0 | 0 | 0 | 0 | 0 | 0 | 0 | 0 | 0 | 0 | 0 | 0 | 0 | 0 | 0 | DSM Resources
IQW_31-42 | 2030 | DSM Resources | [13 empty] | 0 | 0 | 0 | 0 | 0 | 0 | 0 | 0 | 0 | 0 | 0 | 0 | 0 | 0 | 0 | 0 | 0 | 0 | 0 | 0 | 0 | 0 | 0 | 0 | 0 | 0 | DSM Resources
IQW_31-42 | 2031 | DSM Resources | 0.081661 | 0.081661 | 0.081661 | 0.081661 | 0.081661 | 0.11485 | 0.081661 | 0.081661 | 0.081661 | 0.081661 |  |  |  | 0.081661 | 0.081661 | 0.081661 | 0.081661 | 0.081661 | 0.11485 | 0.081661 | 0.081661 | 0.081661 | 0.081661 | 0 | 0 | 0 | 0.081661 | 0.081661 | 0.081661 | 0.081661 | 0.081661 | 0.11485 | 0.081661 | 0.081661 | 0.081661 | 0.081661 | 0 | 0 | 0 | DSM Resources
IQW_31-42 | 2032 | DSM Resources | 0.15664 | 0.15664 | 0.15664 | 0.15664 | 0.15664 | 0.2203 | 0.15664 | 0.15664 | 0.15664 | 0.15664 |  |  |  | 0.15664 | 0.15664 | 0.15664 | 0.15664 | 0.15664 | 0.2203 | 0.15664 | 0.15664 | 0.15664 | 0.15664 | 0 | 0 | 0 | 0.15664 | 0.15664 | 0.15664 | 0.15664 | 0.15664 | 0.2203 | 0.15664 | 0.15664 | 0.15664 | 0.15664 | 0 | 0 | 0 | DSM Resources
IQW_31-42 | 2033 | DSM Resources | 0.22454 | 0.22454 | 0.22454 | 0.22454 | 0.22454 | 0.31579 | 0.22454 | 0.22454 | 0.22454 | 0.22454 |  |  |  | 0.22454 | 0.22454 | 0.22454 | 0.22454 | 0.22454 | 0.31579 | 0.22454 | 0.22454 | 0.22454 | 0.22454 | 0 | 0 | 0 | 0.22454 | 0.22454 | 0.22454 | 0.22454 | 0.22454 | 0.31579 | 0.22454 | 0.22454 | 0.22454 | 0.22454 | 0 | 0 | 0 | DSM Resources
IQW_31-42 | 2034 | DSM Resources | 0.28503 | 0.28503 | 0.28503 | 0.28503 | 0.28503 | 0.40085 | 0.28503 | 0.28503 | 0.28503 | 0.28503 |  |  |  | 0.28503 | 0.28503 | 0.28503 | 0.28503 | 0.28503 | 0.40085 | 0.28503 | 0.28503 | 0.28503 | 0.28503 | 0 | 0 | 0 | 0.28503 | 0.28503 | 0.28503 | 0.28503 | 0.28503 | 0.40085 | 0.28503 | 0.28503 | 0.28503 | 0.28503 | 0 | 0 | 0 | DSM Resources
IQW_31-42 | 2035 | DSM Resources | 0.33939 | 0.33939 | 0.33939 | 0.33939 | 0.33939 | 0.47731 | 0.33939 | 0.33939 | 0.33939 | 0.33939 |  |  |  | 0.33939 | 0.33939 | 0.33939 | 0.33939 | 0.33939 | 0.47731 | 0.33939 | 0.33939 | 0.33939 | 0.33939 | 0 | 0 | 0 | 0.33939 | 0.33939 | 0.33939 | 0.33939 | 0.33939 | 0.47731 | 0.33939 | 0.33939 | 0.33939 | 0.33939 | 0 | 0 | 0 | DSM Resources
IQW_31-42 | 2036 | DSM Resources | 0.38581 | 0.38581 | 0.38581 | 0.38581 | 0.38581 | 0.54259 | 0.38581 | 0.38581 | 0.38581 | 0.38581 |  |  |  | 0.38581 | 0.38581 | 0.38581 | 0.38581 | 0.38581 | 0.54259 | 0.38581 | 0.38581 | 0.38581 | 0.38581 | 0 | 0 | 0 | 0.38581 | 0.38581 | 0.38581 | 0.38581 | 0.38581 | 0.54259 | 0.38581 | 0.38581 | 0.38581 | 0.38581 | 0 | 0 | 0 | DSM Resources
IQW_31-42 | 2037 | DSM Resources | 0.42448 | 0.42448 | 0.42448 | 0.42448 | 0.42448 | 0.59698 | 0.42448 | 0.42448 | 0.42448 | 0.42448 |  |  |  | 0.42448 | 0.42448 | 0.42448 | 0.42448 | 0.42448 | 0.59698 | 0.42448 | 0.42448 | 0.42448 | 0.42448 | 0 | 0 | 0 | 0.42448 | 0.42448 | 0.42448 | 0.42448 | 0.42448 | 0.59698 | 0.42448 | 0.42448 | 0.42448 | 0.42448 | 0 | 0 | 0 | DSM Resources
IQW_31-42 | 2038 | DSM Resources | 0.45569 | 0.45569 | 0.45569 | 0.45569 | 0.45569 | 0.64087 | 0.45569 | 0.45569 | 0.45569 | 0.45569 |  |  |  | 0.45569 | 0.45569 | 0.45569 | 0.45569 | 0.45569 | 0.64087 | 0.45569 | 0.45569 | 0.45569 | 0.45569 | 0 | 0 | 0 | 0.45569 | 0.45569 | 0.45569 | 0.45569 | 0.45569 | 0.64087 | 0.45569 | 0.45569 | 0.45569 | 0.45569 | 0 | 0 | 0 | DSM Resources
IQW_31-42 | 2039 | DSM Resources | 0.47983 | 0.47983 | 0.47983 | 0.47983 | 0.47983 | 0.67482 | 0.47983 | 0.47983 | 0.47983 | 0.47983 |  |  |  | 0.47983 | 0.47983 | 0.47983 | 0.47983 | 0.47983 | 0.67482 | 0.47983 | 0.47983 | 0.47983 | 0.47983 | 0 | 0 | 0 | 0.47983 | 0.47983 | 0.47983 | 0.47983 | 0.47983 | 0.67482 | 0.47983 | 0.47983 | 0.47983 | 0.47983 | 0 | 0 | 0 | DSM Resources
IQW_31-42 | 2040 | DSM Resources | 0.49765 | 0.49765 | 0.49765 | 0.49765 | 0.49765 | 0.69988 | 0.49765 | 0.49765 | 0.49765 | 0.49765 |  |  |  | 0.49765 | 0.49765 | 0.49765 | 0.49765 | 0.49765 | 0.69988 | 0.49765 | 0.49765 | 0.49765 | 0.49765 | 0 | 0 | 0 | 0.49765 | 0.49765 | 0.49765 | 0.49765 | 0.49765 | 0.69988 | 0.49765 | 0.49765 | 0.49765 | 0.49765 | 0 | 0 | 0 | DSM Resources
IQW_31-42 | 2041 | DSM Resources | 0.50989 | 0.50989 | 0.50989 | 0.50989 | 0.50989 | 0.71709 | 0.50989 | 0.50989 | 0.50989 | 0.50989 |  |  |  | 0.50989 | 0.50989 | 0.50989 | 0.50989 | 0.50989 | 0.71709 | 0.50989 | 0.50989 | 0.50989 | 0.50989 | 0 | 0 | 0 | 0.50989 | 0.50989 | 0.50989 | 0.50989 | 0.50989 | 0.71709 | 0.50989 | 0.50989 | 0.50989 | 0.50989 | 0 | 0 | 0 | DSM Resources
IQW_31-42 | 2042 | DSM Resources | 0.51747 | 0.51747 | 0.51747 | 0.51747 | 0.51747 | 0.72776 | 0.51747 | 0.51747 | 0.51747 | 0.51747 |  |  |  | 0.51747 | 0.51747 | 0.51747 | 0.51747 | 0.51747 | 0.72776 | 0.51747 | 0.51747 | 0.51747 | 0.51747 | 0 | 0 | 0 | 0.51747 | 0.51747 | 0.51747 | 0.51747 | 0.51747 | 0.72776 | 0.51747 | 0.51747 | 0.51747 | 0.51747 | 0 | 0 | 0 | DSM Resources
IQW_31-42 | 2043 | DSM Resources | 0.44198 | 0.44198 | 0.44198 | 0.44198 | 0.44198 | 0.62159 | 0.44198 | 0.44198 | 0.44198 | 0.44198 |  |  |  | 0.44198 | 0.44198 | 0.44198 | 0.44198 | 0.44198 | 0.62159 | 0.44198 | 0.44198 | 0.44198 | 0.44198 | 0 | 0 | 0 | 0.44198 | 0.44198 | 0.44198 | 0.44198 | 0.44198 | 0.62159 | 0.44198 | 0.44198 | 0.44198 | 0.44198 | 0 | 0 | 0 | DSM Resources
23/24 Capacity Contract | 2023 | Capacity Purchase | 73 | 73 | 105 | 70 | 73 | 405 | 73 | 73 | 73 | 73 |  |  |  | 73 | 73 | 105 | 70 | 73 | 405 | 73 | 73 | 73 | 73 | 0 | 0 | 0 | 73 | 73 | 105 | 70 | 73 | 405 | 73 | 73 | 73 | 73 | 0 | 0 | 0 | Capacity Purchase
24/25 Capacity Contract | 2024 | Capacity Purchase | 78 | 78 | 118 | 78 | 78 | 466 | 78 | 81 | 81 | 78 |  |  |  | 78 | 78 | 118 | 78 | 78 | 466 | 78 | 81 | 81 | 78 | 0 | 0 | 0 | 78 | 78 | 118 | 78 | 78 | 466 | 78 | 81 | 81 | 78 | 0 | 0 | 0 | Capacity Purchase
25/26 Capacity Contract | 2025 | Capacity Purchase | 78 | 78 | 103 | 78 | 78 | 454 | 78 | 78 | 78 | 78 |  |  |  | 78 | 78 | 103 | 78 | 78 | 454 | 78 | 78 | 78 | 78 | 0 | 0 | 0 | 78 | 78 | 103 | 78 | 78 | 454 | 78 | 78 | 78 | 78 | 0 | 0 | 0 | Capacity Purchase
26/27 Capacity Contract | 2026 | Capacity Purchase | 82 | 79 | 133 | 43 | 60 | 221 | 78 | 67 | 76 | 78 |  |  |  | 82 | 79 | 133 | 43 | 60 | 221 | 78 | 67 | 76 | 78 | 0 | 0 | 0 | 82 | 79 | 133 | 43 | 60 | 221 | 78 | 67 | 76 | 78 | 0 | 0 | 0 | Capacity Purchase
27/28 Capacity Contract | 2027 | Capacity Purchase |  |  | 4 |  |  | 52 | [7 empty] | 0 | 0 | 4 | 0 | 0 | 52 | 0 | 0 | 0 | 0 | 0 | 0 | 0 | 0 | 0 | 4 | 0 | 0 | 52 | 0 | 0 | 0 | 0 | 0 | 0 | 0 | Capacity Purchase
28/29 Capacity Contract | 2028 | Capacity Purchase | 495 | 461 | 488 | 339 | 494 | 483 | 407 | 313 | 448 | 407 |  |  |  | 495 | 461 | 488 | 339 | 494 | 483 | 407 | 313 | 448 | 407 | 0 | 0 | 0 | 495 | 461 | 488 | 339 | 494 | 483 | 407 | 313 | 448 | 407 | 0 | 0 | 0 | Capacity Purchase
29/30 Capacity Contract | 2029 | Capacity Purchase | [13 empty] | 0 | 0 | 0 | 0 | 0 | 0 | 0 | 0 | 0 | 0 | 0 | 0 | 0 | 0 | 0 | 0 | 0 | 0 | 0 | 0 | 0 | 0 | 0 | 0 | 0 | 0 | Capacity Purchase
30/31 Capacity Contract | 2030 | Capacity Purchase | [13 empty] | 0 | 0 | 0 | 0 | 0 | 0 | 0 | 0 | 0 | 0 | 0 | 0 | 0 | 0 | 0 | 0 | 0 | 0 | 0 | 0 | 0 | 0 | 0 | 0 | 0 | 0 | Capacity Purchase
31/32 Capacity Contract | 2031 | Capacity Purchase |  |  |  | 206 | [9 empty] | 0 | 0 | 0 | 206 | 0 | 0 | 0 | 0 | 0 | 0 | 0 | 0 | 0 | 0 | 0 | 0 | 206 | 0 | 0 | 0 | 0 | 0 | 0 | 0 | 0 | 0 | Capacity Purchase
32/33 Capacity Contract | 2032 | Capacity Purchase | [13 empty] | 0 | 0 | 0 | 0 | 0 | 0 | 0 | 0 | 0 | 0 | 0 | 0 | 0 | 0 | 0 | 0 | 0 | 0 | 0 | 0 | 0 | 0 | 0 | 0 | 0 | 0 | Capacity Purchase
33/34 Capacity Contract | 2033 | Capacity Purchase |  |  |  |  | 1 | [8 empty] | 0 | 0 | 0 | 0 | 1 | 0 | 0 | 0 | 0 | 0 | 0 | 0 | 0 | 0 | 0 | 0 | 0 | 1 | 0 | 0 | 0 | 0 | 0 | 0 | 0 | 0 | Capacity Purchase
34/35 Capacity Contract | 2034 | Capacity Purchase |  |  |  |  | 4 | [8 empty] | 0 | 0 | 0 | 0 | 4 | 0 | 0 | 0 | 0 | 0 | 0 | 0 | 0 | 0 | 0 | 0 | 0 | 4 | 0 | 0 | 0 | 0 | 0 | 0 | 0 | 0 | Capacity Purchase
35/36 Capacity Contract | 2035 | Capacity Purchase | [13 empty] | 0 | 0 | 0 | 0 | 0 | 0 | 0 | 0 | 0 | 0 | 0 | 0 | 0 | 0 | 0 | 0 | 0 | 0 | 0 | 0 | 0 | 0 | 0 | 0 | 0 | 0 | Capacity Purchase
36/37 Capacity Contract | 2036 | Capacity Purchase | [13 empty] | 0 | 0 | 0 | 0 | 0 | 0 | 0 | 0 | 0 | 0 | 0 | 0 | 0 | 0 | 0 | 0 | 0 | 0 | 0 | 0 | 0 | 0 | 0 | 0 | 0 | 0 | Capacity Purchase
37/38 Capacity Contract | 2037 | Capacity Purchase | [5 empty] | 76 | [7 empty] | 0 | 0 | 0 | 0 | 0 | 76 | 0 | 0 | 0 | 0 | 0 | 0 | 0 | 0 | 0 | 0 | 0 | 0 | 76 | 0 | 0 | 0 | 0 | 0 | 0 | 0 | Capacity Purchase
38/39 Capacity Contract | 2038 | Capacity Purchase | [13 empty] | 0 | 0 | 0 | 0 | 0 | 0 | 0 | 0 | 0 | 0 | 0 | 0 | 0 | 0 | 0 | 0 | 0 | 0 | 0 | 0 | 0 | 0 | 0 | 0 | 0 | 0 | Capacity Purchase
39/40 Capacity Contract | 2039 | Capacity Purchase | [13 empty] | 0 | 0 | 0 | 0 | 0 | 0 | 0 | 0 | 0 | 0 | 0 | 0 | 0 | 0 | 0 | 0 | 0 | 0 | 0 | 0 | 0 | 0 | 0 | 0 | 0 | 0 | Capacity Purchase
40/41 Capacity Contract | 2040 | Capacity Purchase | [13 empty] | 0 | 0 | 0 | 0 | 0 | 0 | 0 | 0 | 0 | 0 | 0 | 0 | 0 | 0 | 0 | 0 | 0 | 0 | 0 | 0 | 0 | 0 | 0 | 0 | 0 | 0 | Capacity Purchase