## New Generation Assumpt
New Generation Technologies
Key Supply-Side Resource Option Assumption (a)(b)
|  | Capacity (MW) | Capacity (MW) | Effective Load Carrying Capacity | Unforced Capacity (MW) | Unforced Capacity (MW) | Plant Life | Installed Cost (c) | Full Load Heat Rate | Fuel Cost (d) | Variable O&M | Fixed O&M | SO2 | Emission Rates NOx | CO2 | Levelized Capacity Factor | LCOE (e)
Type |  | Summer | Winter | % | Summer | Winter | Years | ($/kW) | (HHV,Btu/kWh) | ($/mmBtu) | ($/MWh) | ($/kW‐yr) | (Lb/mmBtu) | (Lb/mmBtu) | (Lb/mmBtu) | (%) | ($/MWh)
Base Load
Small Modular Reactor |  | 600 | 600 | 95% | 570 | 570 | 40 | 6875 | 10443 | 0.68619 | 3.14 | 99.46 | 0 | 0 | 0 | 87% | 159
Coal USC with 90% Carbon Capture |  | 650 | 650 | 95% | 617.5 | 617.5 | 40 | 6601 | 12507 | 2.4725 | 11.49 | 62.34 | 0.427 | 0.0073 | 20.57 | 52% | 265
NGCC H-Class Single Shaft with 90% Carbon Capture |  | 377 | 377 | 95% | 358.15 | 358.15 | 40 | 3000 | 7124 | 2.8758 | 6.11 | 28.89 | 0.00515 | 0.014 | 11.7 | 34% | 193
NGCC H-Class Single-Shaft |  | 418 | 418 | 95% | 397.1 | 397.1 | 30 | 1194 | 6431 | 2.8758 | 2.67 | 14.76 | 0.00752 | 0.00056 | 122 | 72% | 70
NGCC H-Class Multi-Shaft |  | 1083 | 1083 | 95% | 1028.85 | 1028.85 | 30 | 1037 | 6370 | 2.8758 | 1.96 | 12.77 | 0.00752 | 0.00056 | 122 | 75% | 64
Peaking
NGCT F-Class 240 MW (f) |  | 240 | 240 | 95% | 228 | 228 | 30 | 753 | 9905 | 2.8758 | 0.62 | 7.33 | 0.00752 | 0.00056 | 122 | 31% | 100
Big Sandy Extension |  | 295 | 295 | 96.61% | 285 | 285 | 10 | 8.4746 | 9880 | 2.8758 | #DIV/0! | 13.8983 | 0.05 | 0.14 | 117 | 19.12% | 56
Aero‐Derivative |  | 105 | 105 | 95% | 99.75 | 99.75 | 30 | 1242 | 9124 | 2.8758 | 4.92 | 17.06 | 0.00752 | 0.00056 | 122 | 27% | 141
Recip Engine Farm |  | 21 | 21 | 95% | 19.95 | 19.95 | 20 | 1980 | 8295 | 2.8758 | 5.96 | 36.81 | 0.00752 | 0.00056 | 122 | 43% | 154
Hydrogen Electrolyzer + Hydrogen Gas CT (f) |  | 240 | 240 | 95% | 228 | 228 | 30 | 3295 | 30% (g) | n/a (h) | 1.12 | 54.16 | 0 | 0 | 0 | n/a (i) | n/a
Hydrogen Gas Combustion Turbine (f) |  | 240 | 240 | 95% | 228 | 228 | 30 | 1576 | 9655 | 10.7721 | 0.62 | 7.33 | 0 | 0 | 0 | n/a (i) | n/a
4-Hour Duration Lithium-Ion Battery |  | 50 | 50 | see below | see below | see below | 10 | 1432 | 85% (g) | n/a | n/a | 25.57 | 0 | 0 | 0 | n/a | n/a
20-Hour Duration Pumped Thermal Energy Storage |  | 50 | 50 | 100% | 50 | 50 | 20 | 3336 | 65% (g) | n/a | n/a | 51.72 | 0 | 0 | 0 | n/a | n/a
20-Hour Duration Vanadium Flow Battery Storage |  | 50 | 50 | 100% | 50 | 50 | 10 | 3844 | 70% (g) | n/a | n/a | 11.45 | 0 | 0 | 0 | n/a | n/a
20-Hour Duration Compressed Air Energy Storage |  | 50 | 50 | 100% | 50 | 50 | 25 | 1788 | 52% (g) | n/a | n/a | 17.37 | 0 | 0 | 0 | n/a | n/a
Renewable
Utility-scale Onshore Wind Tier 1 |  | 100 | 100 | see below | see below | see below | 30 | 1411 | n/a | n/a | n/a | 27.57 | 0 | 0 | 0 | 35% | 46
Utility-scale Onshore Wind Tier 2 |  | 100 | 100 | see below | see below | see below | 30 | 1552 | n/a | n/a | n/a | 27.57 | 0 | 0 | 0 | 35% | 52
Utility-scale Solar Photovoltaic Tier 1 |  | 50 | 50 | see below | see below | see below | 30 | 1320 | n/a | n/a | n/a | 14.81 | 0 | 0 | 0 | 23% | 69
Utility-scale Solar Photovoltaic Tier 2 |  | 50 | 50 | see below | see below | see below | 30 | 1452 | n/a | n/a | n/a | 14.81 | 0 | 0 | 0 | 23% | 77
Utility-scale Solar + Storage (3:1) |  | 50 | 50 | see below | see below | see below | 30 | 1721 | n/a | n/a | n/a | 33.67 | 0 | 0 | 0 | 16% | 114
Notes:
(a) | Installed cost, capability and heat rate numbers have been rounded
(b) | All costs in 2021 dollars
(c) | Total Plant Investment Cost
(d) | Average fuel price across study horizon
(e) | First year levelized cost of energy based on capacity factors shown in table. Not shown for storage as LCOE is dependent on charging. Not shown for low dispatch.
(f) | Start cost of $79/MW additional to VOM
(g) | Denotes efficiency, (w/ power electronics)
(h) | Fuel input is dependent on electricity price for electrolyzer
(i) | Capacity factor not show due to low dispatch
| Effective Load Carrying Capacity for Renewable Resources and Storage | [6 empty] | Unforced Capacity (MW)
| Year | Summer Solar | Winter Solar | Summer Wind | Winter Wind | 4 hr Storage |  | Summer Solar | Winter Solar | Summer Wind | Winter Wind | 4 hr Storage
| 2022 | 54% | 2% | 16% | 19.04% | 82% |  | 27 | 1 | 16 | 19.04 | 41
| 2023 | 54% | 2% | 16% | 19.04% | 82% |  | 27 | 1 | 16 | 19.04 | 41
| 2024 | 54% | 2% | 16% | 19.04% | 82% |  | 27 | 1 | 16 | 19.04 | 41
| 2025 | 50.23% | 2% | 14.15% | 16.84% | 82% |  | 25.1168 | 1 | 14.1497 | 16.8381 | 41
| 2026 | 42.7% | 2% | 13.33% | 15.87% | 82% |  | 21.3504 | 1 | 13.3333 | 15.8667 | 41
| 2027 | 38.93% | 2% | 12.52% | 14.9% | 82% |  | 19.4673 | 1 | 12.517 | 14.8952 | 41
| 2028 | 35.17% | 2% | 11.7% | 13.92% | 82% |  | 17.5841 | 1 | 11.7007 | 13.9238 | 41
| 2029 | 31.4% | 2% | 11.7% | 13.92% | 82% |  | 15.7009 | 1 | 11.7007 | 13.9238 | 41
| 2030 | 30.9% | 2% | 10.88% | 12.95% | 79.27% |  | 15.4482 | 1 | 10.8844 | 12.9524 | 39.6333
| 2031 | 30.39% | 2% | 10.88% | 12.95% | 76.53% |  | 15.1956 | 1 | 10.8844 | 12.9524 | 38.2667
| 2032 | 29.63% | 2% | 10.88% | 12.95% | 73.8% |  | 14.8166 | 1 | 10.8844 | 12.9524 | 36.9
| 2033 | 28.88% | 2% | 10.88% | 12.95% | 71.07% |  | 14.4376 | 1 | 10.8844 | 12.9524 | 35.5333
| 2034 | 28.12% | 2% | 10.88% | 12.95% | 69.43% |  | 14.0586 | 1 | 10.8844 | 12.9524 | 34.7133
| 2035 | 27.36% | 2% | 10.88% | 12.95% | 69.43% |  | 13.6796 | 1 | 10.8844 | 12.9524 | 34.7133
| 2036 | 26.6% | 2% | 10.88% | 12.95% | 67.79% |  | 13.3006 | 1 | 10.8844 | 12.9524 | 33.8933
| 2037 | 25.82% | 2% | 10.88% | 12.95% | 66.15% |  | 12.9108 | 1 | 10.8844 | 12.9524 | 33.0733
| 2038 | 25.03% | 2% | 10.88% | 12.95% | 66.15% |  | 12.5156 | 1 | 10.8844 | 12.9524 | 33.0733
| 2039 | 23.98% | 2% | 10.88% | 12.95% | 64.51% |  | 11.9886 | 1 | 10.8844 | 12.9524 | 32.2533
| 2040 | 22.92% | 2% | 10.88% | 12.95% | 64.51% |  | 11.4616 | 1 | 10.8844 | 12.9524 | 32.2533
| 2041 | 22.92% | 2% | 10.88% | 12.95% | 64.51% |  | 11.4616 | 1 | 10.8844 | 12.9524 | 32.2533
| 2042 | 22.92% | 2% | 10.88% | 12.95% | 64.51% |  | 11.4616 | 1 | 10.8844 | 12.9524 | 32.2533
| 2043 | 22.92% | 2% | 10.88% | 12.95% | 64.51% |  | 11.4616 | 1 | 10.8844 | 12.9524 | 32.2533
| 2044 | 22.92% | 2% | 10.88% | 12.95% | 64.51% |  | 11.4616 | 1 | 10.8844 | 12.9524 | 32.2533
| 2045 | 22.92% | 2% | 10.88% | 12.95% | 64.51% |  | 11.4616 | 1 | 10.8844 | 12.9524 | 32.2533
| 2046 | 22.92% | 2% | 10.88% | 12.95% | 64.51% |  | 11.4616 | 1 | 10.8844 | 12.9524 | 32.2533
| 2047 | 22.92% | 2% | 10.88% | 12.95% | 64.51% |  | 11.4616 | 1 | 10.8844 | 12.9524 | 32.2533
| 2048 | 22.92% | 2% | 10.88% | 12.95% | 64.51% |  | 11.4616 | 1 | 10.8844 | 12.9524 | 32.2533
| 2049 | 22.92% | 2% | 10.88% | 12.95% | 64.51% |  | 11.4616 | 1 | 10.8844 | 12.9524 | 32.2533
| 2050 | 22.92% | 2% | 10.88% | 12.95% | 64.51% |  | 11.4616 | 1 | 10.8844 | 12.9524 | 32.2533

## G1
KENTUCKY POWER COMPANY
DETAILS OF EXISTING AND PLANNED FACILITIES
(2023-2037)
| Plant Name / Unit Number | Location | Status | COD (A) | Type |  | ICAP (C) | Entitlement | Fuel Storage Capacity (D) | Upgrades | Deratings | Retirement
| Mitchell 1 | Moundsville, WV | Existing | 1971 | Coal |  | 385 | 50% | 500,000 tons | -- | -- | --
| Mitchell 2 | Moundsville, WV | Existing | 1971 | Coal |  | 395 | 50% | 500,000 tons | -- | -- | --
| Big Sandy 1 - Gas | Louisa, KY | Existing | 1963 (B) | Natural Gas |  | 295 | 100% | N/A | -- | -- | --
(A) | COD = Commercial Operation Date
(B) | Big Sandy Unit 1 entered commercial operation in 1963 as coal-fired steam unit. This unit was converted to fire on natural gas in 2016
(C) | ICAP = PJM Installed Capacity. These values represent the Company's share of each units total ICAP
(D) | Fuel storage capacities listed here represent each unit's share of the total capacity of the site, and not just the Company's share

## G2
[7 empty] | KENTUCKY POWER COMPANY | [9 empty] | Run_ID | REF |  | Pivot table linked to PortfolioResourceYear1 Tab
[7 empty] | Projected Capacity Factors (%) | [9 empty] | Condition | ATC
[7 empty] | (2023-2037) | [9 empty] | Portfolio_Name | REF Portfolio
Plant Name / Unit Number | 2023 | 2024 | 2025 | 2026 | 2027 | 2028 |  | 2029 | 2030 | 2031 | 2032 | 2033 | 2034 | 2035 | 2036 | 2037 | Average of Output_MWH | Column Labels
Mitchell 1 | 0 | 0 | 0 | 0 | 0 | 0 | [10 empty] | Row Labels | 2023 | 2024 | 2025 | 2026 | 2027 | 2028 | 2029 | 2030 | 2031 | 2032 | 2033 | 2034 | 2035 | 2036 | 2037
Mitchell 2 | 0 | 0 | 0 | 0 | 0 | 0 | [10 empty] | Big Sandy #1 Gas
Big Sandy 1 - Gas | 0 | 0 | 0 | 0 | 0 | 0 |  | 0 | 0 | 0 | 0 | 0 | 0 | 0 | 0 | 0 | Big Sandy #1_Ext Gas
Mitchell #1 (WV)
Mitchell #2 (WV)
[17 empty] | Run_ID | Column Labels 2023: REF; Column Labels 2025: Pivot table linked to PortfolioResourceYear1 Tab
[17 empty] | Condition | Column Labels 2023: ATC
[17 empty] | Portfolio_Name | Column Labels 2023: REF Portfolio
[17 empty] | Average of Capacity | Column Labels 2023: Column Labels
[17 empty] | Row Labels | 2023 | 2024 | 2025 | 2026 | 2027 | 2028 | 2029 | 2030 | 2031 | 2032 | 2033 | 2034 | 2035 | 2036 | 2037
[17 empty] | Big Sandy #1 Gas | 295 | 295 | 295 | 295 | 295 | 295 | 295 | 295 | 121.2329 | 0 | 0 | 0 | 0 | 0 | 0
[17 empty] | Big Sandy #1_Ext Gas | 0 | 0 | 0 | 0 | 0 | 0 | 0 | 0 | 172.9589 | 295 | 295 | 295 | 295 | 295 | 295
[17 empty] | Mitchell #1 (WV) | 385 | 385 | 385 | 385 | 385 | 159.8907 | 0 | 0 | 0 | 0 | 0 | 0 | 0 | 0 | 0
[17 empty] | Mitchell #2 (WV) | 395 | 395 | 395 | 395 | 395 | 164.0437 | 0 | 0 | 0 | 0 | 0 | 0 | 0 | 0 | 0
[17 empty] | Mitchell 1 | Column Labels 2023: 0; Column Labels 2024: 0; Column Labels 2025: 0; Column Labels 2026: 0; Column Labels 2027: 0; Column Labels 2028: 0
[17 empty] | Mitchell 2 | Column Labels 2023: 0; Column Labels 2024: 0; Column Labels 2025: 0; Column Labels 2026: 0; Column Labels 2027: 0; Column Labels 2028: 0
[17 empty] | Big Sandy 1 - Gas | 0 | 0 | 0 | 0 | 0 | 0 | 0 | 0 | 0 | 0 | 0 | 0 | 0 | 0 | 0

## G3
[7 empty] | KENTUCKY POWER COMPANY | [9 empty] | Run_ID | REF |  | Pivot table linked to PortfolioResourceYear1 Tab
[7 empty] | Projected Equivalent Factors (%) | [9 empty] | Condition | ATC
[7 empty] | (2023-2037) | [9 empty] | Portfolio_Name | REF Portfolio
Plant Name / Unit Number | 2023 | 2024 | 2025 | 2026 | 2027 | 2028 |  | 2029 | 2030 | 2031 | 2032 | 2033 | 2034 | 2035 | 2036 | 2037 |  | Column Labels
Mitchell 1 | 100 | 100 | 100 | 100 | 100 | 100 | [10 empty] | Row Labels | 2023 | 2024 | 2025 | 2026 | 2027 | 2028 | 2029 | 2030 | 2031 | 2032 | 2033 | 2034 | 2035 | 2036 | 2037
Mitchell 2 | 100 | 100 | 100 | 100 | 100 | 100 | [10 empty] | Big Sandy #1 Gas
Big Sandy 1 - Gas | 100 | 100 | 100 | 100 | 100 | 100 |  | 100 | 100 | 100 | 100 | 100 | 100 | 100 | 100 | 100 | Sum of Forced_Outage
Sum of Maint_Outage
[17 empty] | Sum of Capacity | 295 | 295 | 295 | 295 | 295 | 295 | 295 | 295 | 121.2329 | 0 | 0 | 0 | 0 | 0 | 0
Big Sandy #1_Ext Gas
Sum of Forced_Outage
Sum of Maint_Outage
[17 empty] | Sum of Capacity | 0 | 0 | 0 | 0 | 0 | 0 | 0 | 0 | 172.9589 | 295 | 295 | 295 | 295 | 295 | 295
Mitchell #1 (WV)
Sum of Forced_Outage
Sum of Maint_Outage
[17 empty] | Sum of Capacity | 385 | 385 | 385 | 385 | 385 | 159.8907 | 0 | 0 | 0 | 0 | 0 | 0 | 0 | 0 | 0
Mitchell #2 (WV)
Sum of Forced_Outage
Sum of Maint_Outage
[17 empty] | Sum of Capacity | 395 | 395 | 395 | 395 | 395 | 164.0437 | 0 | 0 | 0 | 0 | 0 | 0 | 0 | 0 | 0
Projected Equivalent Factors (%)
[17 empty] | Mitchell 1 | Column Labels 2023: 100; Column Labels 2024: 100; Column Labels 2025: 100; Column Labels 2026: 100; Column Labels 2027: 100; Column Labels 2028: 100
[17 empty] | Mitchell 2 | Column Labels 2023: 100; Column Labels 2024: 100; Column Labels 2025: 100; Column Labels 2026: 100; Column Labels 2027: 100; Column Labels 2028: 100
[17 empty] | Big Sandy 1 - Gas | 100 | 100 | 100 | 100 | 100 | 100 | 100 | 100 | 100 | 100 | 100 | 100 | 100 | 100 | 100

## G4
[7 empty] | KENTUCKY POWER COMPANY | [9 empty] | Run_ID | REF |  | Pivot table linked to PortfolioResourceYear1 Tab
[7 empty] | Projected Average Heat Rate (Btu/kWh) | [9 empty] | Condition | ATC
[7 empty] | (2023-2037) | [9 empty] | Portfolio_Name | REF Portfolio
Plant Name / Unit Number | 2023 | 2024 | 2025 | 2026 | 2027 | 2028 |  | 2029 | 2030 | 2031 | 2032 | 2033 | 2034 | 2035 | 2036 | 2037 | Sum of Net_Heat_Rate | Column Labels
Mitchell 1 | 0 | 0 | 0 | 0 | 0 | 0 | [10 empty] | Row Labels | 2023 | 2024 | 2025 | 2026 | 2027 | 2028 | 2029 | 2030 | 2031 | 2032 | 2033 | 2034 | 2035 | 2036 | 2037
Mitchell 2 | 0 | 0 | 0 | 0 | 0 | 0 | [10 empty] | Big Sandy #1 Gas
Big Sandy 1 - Gas | 0 | 0 | 0 | 0 | 0 | 0 |  | 0 | 0 | 0 | 0 | 0 | 0 | 0 | 0 | 0 | Big Sandy #1_Ext Gas
Mitchell #1 (WV)
Mitchell #2 (WV)

## G5
KENTUCKY POWER COMPANY
[7 empty] | STEAM GENERATING CAPACITY | [9 empty] | Run_ID | REF |  | Pivot table linked to PortfolioResourceYear1 Tab
[7 empty] | Projected Average Fuel Costs (¢/MMBtu) - Nominal Dollars | [9 empty] | Condition | ATC | [15 empty] | Inflation
[7 empty] | (2023-2037) | [9 empty] | Portfolio_Name | REF Portfolio | [14 empty] | 2021 | 3.938% | 1
[33 empty] | 2022 | 3.53% | 1.0353
Plant Name / Unit Number | 2023 | 2024 | 2025 | 2026 | 2027 | 2028 |  | 2029 | 2030 | 2031 | 2032 | 2033 | 2034 | 2035 | 2036 | 2037 | Sum of Fuel_Cost | Column Labels | [14 empty] | 2023 | 2.3% | 1.0591
Mitchell 1 | 0 | 0 | 0 | 0 | 0 | 0 | [10 empty] | Row Labels | 2023 | 2024 | 2025 | 2026 | 2027 | 2028 | 2029 | 2030 | 2031 | 2032 | 2033 | 2034 | 2035 | 2036 | 2037 | 2024 | 2.046% | 1.0808
Mitchell 2 | 0 | 0 | 0 | 0 | 0 | 0 | [10 empty] | Big Sandy #1 Gas | [15 empty] | 2025 | 2.084% | 1.1033
Big Sandy 1 - Gas | 0 | 0 | 0 | 0 | 0 | 0 |  | 0 | 0 | 0 | 0 | 0 | 0 | 0 | 0 | 0 | Big Sandy #1_Ext Gas | [15 empty] | 2026 | 1.957% | 1.1249
[17 empty] | Mitchell #1 (WV) | [15 empty] | 2027 | 1.888% | 1.1461
[7 empty] | KENTUCKY POWER COMPANY | [9 empty] | Mitchell #2 (WV) | [15 empty] | 2028 | 1.806% | 1.1668
[7 empty] | STEAM GENERATING CAPACITY | [25 empty] | 2029 | 1.788% | 1.1877
[7 empty] | Projected Average Fuel Costs (¢/MMBtu) - 2023 Real Dollars | [10 empty] | 2023 | 2024 | 2025 | 2026 | 2027 | 2028 | 2029 | 2030 | 2031 | 2032 | 2033 | 2034 | 2035 | 2036 | 2037 | 2030 | 1.767% | 1.2087
[7 empty] | (2023-2037) | [10 empty] | 0 | 0 | 0 | 0 | 0 | 0 | 0 | 0 | 0 | 0 | 0 | 0 | 0 | 0 | 0 | 2031 | 1.84% | 1.2309
[18 empty] | 0 | 0 | 0 | 0 | 0 | 0 | 0 | 0 | 0 | 0 | 0 | 0 | 0 | 0 | 0 | 2032 | 1.868% | 1.2539
Plant Name / Unit Number | 2023 | 2024 | 2025 | 2026 | 2027 | 2028 |  | 2029 | 2030 | 2031 | 2032 | 2033 | 2034 | 2035 | 2036 | 2037 | [16 empty] | 2033 | 1.872% | 1.2774
Mitchell 1 | 0 | 0 | 0 | 0 | 0 | 0 | [10 empty] | Real 2023 $ | [15 empty] | 2034 | 1.877% | 1.3013
Mitchell 2 | 0 | 0 | 0 | 0 | 0 | 0 | [10 empty] | Mitchell 1 | 0 | 0 | 0 | 0 | 0 | 0 | 0 | 0 | 0 | 0 | 0 | 0 | 0 | 0 | 0 | 2035 | 1.903% | 1.3261
Big Sandy 1 - Gas | 0 | 0 | 0 | 0 | 0 | 0 |  | 0 | 0 | 0 | 0 | 0 | 0 | 0 | 0 | 0 | Mitchell 2 | 0 | 0 | 0 | 0 | 0 | 0 | 0 | 0 | 0 | 0 | 0 | 0 | 0 | 0 | 0 | 2036 | 1.917% | 1.3515
[17 empty] | Big Sandy 1 - Gas | 0 | 0 | 0 | 0 | 0 | 0 | 0 | 0 | 0 | 0 | 0 | 0 | 0 | 0 | 0 | 2037 | 1.916% | 1.3774
[33 empty] | 2038 | 1.938% | 1.4041
[17 empty] | Nominal $ | [15 empty] | 2039 | 1.955% | 1.4316
[17 empty] | Mitchell 1 | 0 | 0 | 0 | 0 | 0 | 0 | 0 | 0 | 0 | 0 | 0 | 0 | 0 | 0 | 0 | 2040 | 1.961% | 1.4597
[17 empty] | Mitchell 2 | 0 | 0 | 0 | 0 | 0 | 0 | 0 | 0 | 0 | 0 | 0 | 0 | 0 | 0 | 0 | 2041 | 1.925% | 1.4878
[17 empty] | Big Sandy 1 - Gas | 0 | 0 | 0 | 0 | 0 | 0 | 0 | 0 | 0 | 0 | 0 | 0 | 0 | 0 | 0

## G6
KENTUCKY POWER COMPANY
Projected Capital Costs per kW of Rated Capacity ($/kW) - Nominal Dollars
(2023-2037)
Unit | 2023 | 2024 | 2025 | 2026 | 2027 | 2028 |  | 2029 | 2030 | 2031 | 2032 | 2033 | 2034 | 2035 | 2036 | 2037
Gas CT 240 MW | [7 empty] | 1207.5319
Wind Tier 1 |  |  |  | 2047.3916 | 2022.6595 | 1987.3633 |  |  | 1922.2176 | 1972.0193
Wind Tier 2 |  |  |  |  | 2224.9254 | 2186.0996
Solar Tier 1 |  |  |  |  | 1785.8927 | 1744.8723 |  | 1708.3923
Solar Tier 2 | [5 empty] | 1919.3595
Lithium Ion | [13 empty] | 1883.5999
KENTUCKY POWER COMPANY
Projected Capital Costs per kW of Rated Capacity ($/kW) - 2023 Real Dollars
(2023-2037)
Unit | 2023 | 2024 | 2025 | 2026 | 2027 | 2028 |  | 2029 | 2030 | 2031 | 2032 | 2033 | 2034 | 2035 | 2036 | 2037
Gas CT 240 MW | [7 empty] | 1071.411
Wind Tier 1 |  |  |  | 1921.1879 | 1861.5523 | 1795.1727 |  |  | 1675.5816 | 1689.1477
Wind Tier 2 |  |  |  |  | 2047.7076 | 1974.6899
Solar Tier 1 |  |  |  |  | 1643.6443 | 1576.132 |  | 1515.8112
Solar Tier 2 | [5 empty] | 1733.7453
Lithium Ion | [13 empty] | 1498.517
KENTUCKY POWER COMPANY
Projected Capital Costs ($000) - Nominal Dollars
(2023-2037)
Unit | 2023 | 2024 | 2025 | 2026 | 2027 | 2028 |  | 2029 | 2030 | 2031 | 2032 | 2033 | 2034 | 2035 | 2036 | 2037
Gas CT 240 MW | [7 empty] | 579615.3127
Wind Tier 1 |  |  |  | 204739.1641 | 202265.9476 | 198736.3302 |  |  | 192221.7568 | 197201.9269
Wind Tier 2 |  |  |  |  | 222492.5423 | 218609.9632
Solar Tier 1 |  |  |  |  | 446473.1724 | 261730.8388 |  | 170839.2274
Solar Tier 2 | [5 empty] | 575807.8455
Lithium Ion | [13 empty] | 94179.9973
KENTUCKY POWER COMPANY
Projected Capital Costs ($000) - 2023 Real Dollars
(2023-2037)
Unit | 2023 | 2024 | 2025 | 2026 | 2027 | 2028 |  | 2029 | 2030 | 2031 | 2032 | 2033 | 2034 | 2035 | 2036 | 2037
Gas CT 240 MW | [7 empty] | 514277.2964
Wind Tier 1 |  |  |  | 192118.7929 | 186155.2337 | 179517.2667 |  |  | 167558.1644 | 168914.7714
Wind Tier 2 |  |  |  |  | 204770.7571 | 197468.9933
Solar Tier 1 |  |  |  |  | 410911.074 | 236419.8068 |  | 151581.116
Solar Tier 2 | [5 empty] | 520123.575
Lithium Ion | [13 empty] | 74925.8497

## G7
KENTUCKY POWER COMPANY
STEAM GENERATING CAPACITY
Projected Non-Fuel Variable O&M ($000) - Nominal Dollars
(2023-2037)
Plant Name / Unit Number | 2023 | 2024 | 2025 | 2026 | 2027 | 2028 |  | 2029 | 2030 | 2031 | 2032 | 2033 | 2034 | 2035 | 2036 | 2037
Mitchell 1
Mitchell 2
Big Sandy 1 - Gas
KENTUCKY POWER COMPANY
STEAM GENERATING CAPACITY
Projected Non-Fuel Variable O&M ($000) - 2023 Real Dollars
(2023-2037)
Plant Name / Unit Number | 2023 | 2024 | 2025 | 2026 | 2027 | 2028 |  | 2029 | 2030 | 2031 | 2032 | 2033 | 2034 | 2035 | 2036 | 2037
Mitchell 1
Mitchell 2
Big Sandy 1 - Gas

## G8
[7 empty] | KENTUCKY POWER COMPANY | [9 empty] | Run_ID | REF |  | Pivot table linked to PortfolioResourceYear1 Tab
[7 empty] | STEAM GENERATING CAPACITY | [9 empty] | Condition | ATC | [15 empty] | Inflation
[7 empty] | Projected Average Variable Production Costs (¢/kWh) - Nominal Dollars | [9 empty] | Portfolio_Name | REF Portfolio
[7 empty] | (2023-2037) | [25 empty] | 2021 | 3.938% | 1
[17 empty] | Sum of Dispatch_Cost | Column Labels | [14 empty] | 2022 | 3.53% | 1.0353
Plant Name / Unit Number | 2023 | 2024 | 2025 | 2026 | 2027 | 2028 |  | 2029 | 2030 | 2031 | 2032 | 2033 | 2034 | 2035 | 2036 | 2037 | Row Labels | 2023 | 2024 | 2025 | 2026 | 2027 | 2028 | 2029 | 2030 | 2031 | 2032 | 2033 | 2034 | 2035 | 2036 | 2037 | 2023 | 2.3% | 1.0591
Mitchell 1 | 0 | 0 | 0 | 0 | 0 | 0 | [10 empty] | Big Sandy #1 Gas | [15 empty] | 2024 | 2.046% | 1.0808
Mitchell 2 | 0 | 0 | 0 | 0 | 0 | 0 | [10 empty] | Big Sandy #1_Ext Gas | [15 empty] | 2025 | 2.084% | 1.1033
Big Sandy 1 - Gas | 0 | 0 | 0 | 0 | 0 | 0 |  | 0 | 0 | 0 | 0 | 0 | 0 | 0 | 0 | 0 | Mitchell #1 (WV) | [15 empty] | 2026 | 1.957% | 1.1249
[17 empty] | Mitchell #2 (WV) | [15 empty] | 2027 | 1.888% | 1.1461
[7 empty] | KENTUCKY POWER COMPANY | [25 empty] | 2028 | 1.806% | 1.1668
[7 empty] | STEAM GENERATING CAPACITY | [25 empty] | 2029 | 1.788% | 1.1877
[7 empty] | Projected Average Variable Production Costs (¢/kWh) - 2023 Real Dollars | [9 empty] | 2023cents/kWh | 2023 | 2024 | 2025 | 2026 | 2027 | 2028 | 2029 | 2030 | 2031 | 2032 | 2033 | 2034 | 2035 | 2036 | 2037 | 2030 | 1.767% | 1.2087
[7 empty] | (2023-2037) | [9 empty] | Mitchell #1 (WV) | 2023: 0; 2024: 0; 2025: 0; 2026: 0; 2027: 0; 2028: 0 | 2031 | 1.84% | 1.2309
[17 empty] | Mitchell #2 (WV) | 2023: 0; 2024: 0; 2025: 0; 2026: 0; 2027: 0; 2028: 0 | 2032 | 1.868% | 1.2539
Plant Name / Unit Number | 2023 | 2024 | 2025 | 2026 | 2027 | 2028 |  | 2029 | 2030 | 2031 | 2032 | 2033 | 2034 | 2035 | 2036 | 2037 | Big Sandy #1 Gas | 0 | 0 | 0 | 0 | 0 | 0 | 0 | 0 | 0 | 0 | 0 | 0 | 0 | 0 | 0 | 2033 | 1.872% | 1.2774
Mitchell 1 | 0 | 0 | 0 | 0 | 0 | 0 | [26 empty] | 2034 | 1.877% | 1.3013
Mitchell 2 | 0 | 0 | 0 | 0 | 0 | 0 | [10 empty] | Nominal cents/kWh | [15 empty] | 2035 | 1.903% | 1.3261
Big Sandy 1 - Gas | 0 | 0 | 0 | 0 | 0 | 0 |  | 0 | 0 | 0 | 0 | 0 | 0 | 0 | 0 | 0 | Mitchell #1 (WV) | 2023: 0; 2024: 0; 2025: 0; 2026: 0; 2027: 0; 2028: 0 | 2036 | 1.917% | 1.3515
[17 empty] | Mitchell #2 (WV) | 2023: 0; 2024: 0; 2025: 0; 2026: 0; 2027: 0; 2028: 0 | 2037 | 1.916% | 1.3774
[17 empty] | Big Sandy #1 Gas | 0 | 0 | 0 | 0 | 0 | 0 | 0 | 0 | 0 | 0 | 0 | 0 | 0 | 0 | 0 | 2038 | 1.938% | 1.4041
[33 empty] | 2039 | 1.955% | 1.4316
[33 empty] | 2040 | 1.961% | 1.4597
[33 empty] | 2041 | 1.925% | 1.4878

## G9
KENTUCKY POWER COMPANY
Annual Internal Energy Requirements, Energy Resources and Energy Inputs
(2023-2037)
|  |  | Load and Energy Efficiency (GWh) |  |  |  |  | Energy Resources (GWh) |  |  |  |  | Net Energy Surplus (GWh) |  |  |  | Energy Inputs(By Primary Fuel Type)
|  |  | Energy Requirements (GWh) |  |  | Generation (By Primary Fuel Type) |  |  |  | Renewables/Purchases |  |  | Sales/(Purchases) |  | Coal-fired Generation |  |  |  | Gas-fired Generation
| Year | Base Forecast Internal Energy Requirements | Energy Efficiency (A) | Adjusted Energy | Coal | Gas | Total | Utility Solar | Distributed Solar |  | Wind | Total (B) | GWh | Tons (000) (C) |  | MMBtu (000) |  | MCF (000) |  | MMBtu (000)
| 2023 | 5643.4452 | 19.0087 | 5624.4365 | 4322.025 | 1858.1111 | 6180.1361 | 0 | 0 |  | 0 | 0 | 555.6999 | 1765.0324 |  | 43878.706 |  | 17370.2392 |  | 18012.938
| 2024 | 6117.5977 | 46.0737 | 6071.524 | 4022.1271 | 2048.235 | 6070.3621 | 0 | 0 |  | 0 | 0 | -1.162 | 1643.1076 |  | 40847.654 |  | 19152.3587 |  | 19860.996
| 2025 | 6059.6791 | 79.3921 | 5980.287 | 2758.2793 | 1819.8376 | 4578.1169 | 0 | 0 |  | 0 | 0 | -1402.1701 | 1128.1737 |  | 28046.399 |  | 17041.5063 |  | 17672.042
| 2026 | 5948.2532 | 131.0747 | 5817.1785 | 2384.7325 | 1622.5024 | 4007.2349 | 0 | 0 |  | 0 | 0 | -1503.3538 | 977.5421 |  | 24301.696 |  | 15205.7724 |  | 15768.386
| 2027 | 5917.9619 | 167.4649 | 5750.497 | 1525.5579 | 1590.0796 | 3115.6376 | 500.0567 | 0 |  | 917.486 | 1417.5427 | -1217.3168 | 625.7339 |  | 15555.744 |  | 15010.866 |  | 15566.268
| 2028 | 5911.0917 | 198.4722 | 5712.6195 | 796.4553 | 799.3955 | 1595.8508 | 1405.606 | 0 |  | 1524.8808 | 2930.4868 | -1186.2819 | 328.0355 |  | 8154.9635 |  | 7483.9069 |  | 7760.8115
| 2029 | 5872.4061 | 222.3921 | 5650.014 | 0 | 3602.7704 | 3602.7704 | 1600.1815 | 0 |  | 1519.2108 | 3119.3923 | 1072.1488 | 0 |  | 0 |  | 34720.5497 |  | 36005.21
| 2030 | 5849.5952 | 241.4772 | 5608.118 | 0 | 2455.5602 | 2455.5602 | 1600.1815 | 0 |  | 1835.4169 | 3435.5984 | 283.0409 | 0 |  | 0 |  | 23680.6085 |  | 24556.791
| 2031 | 5831.5421 | 243.9256 | 5587.6165 | 0 | 2455.9908 | 2455.9908 | 1600.1815 | 0 |  | 2145.9616 | 3746.1431 | 102.3903 | 0 |  | 0 |  | 18711.7191 |  | 19404.0527
| 2032 | 5832.4368 | 253.5828 | 5578.854 | 0 | 2163.8933 | 2163.8933 | 1606.4068 | 0 |  | 2152.6227 | 3759.0296 | -123.5654 | 0 |  | 0 |  | 16315.9166 |  | 16919.6055
| 2033 | 5794.8988 | 258.9448 | 5535.954 | 0 | 2335.5023 | 2335.5023 | 1600.1815 | 0 |  | 2127.0764 | 3727.2579 | -75.1882 | 0 |  | 0 |  | 16715.5439 |  | 17334.019
| 2034 | 5780.018 | 262.994 | 5517.024 | 0 | 2025.8926 | 2025.8926 | 1600.1815 | 0 |  | 2121.9218 | 3722.1033 | -276.9721 | 0 |  | 0 |  | 14623.5921 |  | 15164.665
| 2035 | 5814.2034 | 265.9443 | 5498.8545 | 0 | 1948.4344 | 1948.4344 | 1600.1815 | 0 |  | 2126.8951 | 3727.0766 | -281.0968 | 0 |  | 0 |  | 14411.9118 |  | 14945.1525
| 2036 | 5817.0109 | 267.2681 | 5500.8865 | 0 | 2310.3666 | 2310.3666 | 1606.4068 | 0 |  | 2152.5836 | 3758.9904 | -19.986 | 0 |  | 0 |  | 16652.7512 |  | 17268.903
| 2037 | 5781.3844 | 264.9075 | 5469.2955 | 0 | 1558.3665 | 1558.3665 | 1600.1815 | 0 |  | 2146.1267 | 3746.3082 | -172.4386 | 0 |  | 0 |  | 14996.0916 |  | 15550.947
(A) | Represents incremental EE from DSM programs
(B) | Total of generic solar additions and wind purchases
(C) | Baseline from 2021 average delivered coal mmbtu/ton

## G10
KENTUCKY POWER COMPANY
DEMAND SIDE PROGRAM DETAILS
(2023-2037)
|  | 2023 | 2024 | 2025 | 2026 | 2027 |  | 2028 | 2029 | 2030 | 2031 | 2032 | 2033 | 2034 | 2035 | 2036 | 2037
Residential Energy Efficiency Programs (A)(B)(C)
| Annual Energy Savings (GWh) | 6.203 | 13.5245 | 21.785 | 43.9584 | 54.9082 |  | 63.5739 | 70.4947 | 76.0101 | 67.6675 | 68.7186 | 69.824 | 71.1871 | 72.703 | 74.1113 | 74.9375
| Peak Demand Savings (MW) | 1.6731 | 3.6048 | 5.7378 | 11.3534 | 15.211 |  | 18.3471 | 20.8957 | 22.9344 | 21.412 | 20.8733 | 20.3234 | 19.837 | 19.406 | 18.9567 | 18.2951
| Cost ($000) | 1580.844 | 2136.7891 | 2757.186 | 8444.3012 | 8315.0654 |  | 8185.1067 | 8111.2462 | 8038.3071 | 3430.8447 | 3456.0991 | 3483.3696 | 3554.4101 | 3601.2498 | 3640.0939 | 3694.3651
Project Cost of Generation Savings ($000)
Commercial Energy Efficiency Programs (A)(E)(F)
| Annual Energy Savings (GWh) | 11.9981 | 31.8894 | 57.0995 | 86.6141 | 112.0545 |  | 133.7814 | 151.3951 | 164.965 | 175.7559 | 183.5521 | 188.6186 | 191.3048 | 192.7391 | 191.7465 | 189.4679
| Peak Demand Savings (MW) | 1.7637 | 4.6877 | 8.3936 | 12.7323 | 16.472 |  | 19.6659 | 22.2551 | 24.2498 | 25.8361 | 26.9822 | 27.7269 | 28.1218 | 28.3326 | 28.1867 | 27.8518
| Cost ($000) (D) | 2089.995 | 3685.1034 | 4954.3107 | 6213.6586 | 5947.5493 |  | 5890.2097 | 5695.1545 | 5612.7269 | 5469.2444 | 5330.8832 | 5155.8011 | 5021.084 | 4906.4768 | 4814.2924 | 4648.5306
Project Cost of Generation Savings ($000)
(A) | Includes only Incremental EE programs
(B) | Includes the following bundles: Residential Low/Medium 23-25, IQW 23-25, Residential Low/Medium 26-30, Residential High 26-30, Residential Behavior 26-30, IQW 26-30, Residential Low/Medium 31-42, IQW 31-42
(C) | Program life ranges from 12-26 years. See Section 4.2 for details
(D) | Aggregated annual cost of programs
(E) | Includes the following bundles: C&I Low 23-25, C&I Low 26-30, C&I Low 31-42
(F) | Program life ranges from 15-23 years. See Section 4.2 for details.

## G11
KENTUCKY POWER COMPANY
RESOURCE CAPACITY
PJM MW RATINGS (A)
(2023-2037)
|  |  | 2023 | 2024 | 2025 | 2026 | 2027 | 2028 | 2029 | 2030 | 2031 | 2032 | 2033 | 2034 | 2035 | 2036 | 2037
ICAP (B)
| Coal |  | 780 | 780 | 780 | 780 | 780 | 780 | 0 | 0 | 0 | 0 | 0 | 0 | 0 | 0 | 0
| Gas-Steam (C) |  | 295 | 295 | 295 | 295 | 295 | 295 | 295 | 295 | 295 | 295 | 295 | 295 | 295 | 295 | 295
| STMP |  | 70 | 78 | 78
Total ICAP |  |  | 1148 | 1153 | 1153 | 1075 | 1075 | 1075 | 295 | 295 | 295 | 295 | 295 | 295 | 295 | 295 | 295
EFORd |  |  | 9.956% | 11.29% | 10.79% | 11.66% | 11.42% | 11.86% | 2.67% | 2.836% | 2.669% | 2.837% | 2.606% | 2.447% | 2.836% | 2.607% | 2.67%
UCAP
| Coal |  | 649 | 649 | 649 | 649 | 649 | 649 | 0 | 0 | 0 | 0 | 0 | 0 | 0 | 0 | 0
| Gas-Steam |  | 285 | 285 | 285 | 285 | 285 | 285 | 285 | 285 | 285 | 285 | 285 | 285 | 285 | 285 | 285
| Existing EE |  | 8.531 | 5.4157 | 5.4157 | 5.4157 | 5.4157 | 5.4157 | 5.4157 | 5.4157 | 5.4157 | 5.4157 | 5.4157 | 5.4157 | 5.4157 | 5.4157 | 5.4157
Total UCAP Resources
Coincident Peak Load |  |  | 930.492 | 935.7164 | 919.9548 | 967.5635 | 963.7316 | 957.9837 | 955.1097 | 952.2358 | 950.3198 | 945.5299 | 946.4879 | 941.698 | 940.74 | 936.908 | 937.866
FPR |  |  | 1.089 | 1.089 | 1.089 | 1.089 | 1.089 | 1.089 | 1.089 | 1.089 | 1.089 | 1.089 | 1.089 | 1.089 | 1.089 | 1.089 | 1.089
Total Obligation |  |  | 1013.678 | 1019.3695 | 1002.1988 | 1054.0637 | 1049.8892 | 1043.6274 | 1040.4965 | 1037.3657 | 1035.2784 | 1030.0603 | 1031.1039 | 1025.8858 | 1024.8421 | 1020.6676 | 1021.7113
Net Capacity Position before Additions |  | (F) | -1.147 | -1.9538 | 15.217 | -114.648 | -110.4735 | -104.2117 | -750.0808 | -746.9499 | -744.8627 | -739.6446 | -740.6882 | -735.47 | -734.4264 | -730.2519 | -731.2955
Reserve Margin before Additions |  | (F) | 8.817% | 8.731% | 10.59% | -2.909% | -2.523% | -1.938% | -69.59% | -69.5% | -69.44% | -69.29% | -69.32% | -69.16% | -69.13% | -69% | -69.03%
Incremental Resources
| Wind Tier 1 |  | 0 | 0 | 0 | 100 | 200 | 300 | 300 | 400 | 500 | 500 | 500 | 500 | 500 | 500 | 500
| Wind Tier 2 |  | 0 | 0 | 0 | 0 | 100 | 200 | 200 | 200 | 200 | 200 | 200 | 200 | 200 | 200 | 200
| Solar Tier 1 |  | 0 | 0 | 0 | 0 | 250 | 400 | 500 | 500 | 500 | 500 | 500 | 500 | 500 | 500 | 500
| Solar Tier 2 |  | 0 | 0 | 0 | 0 | 0 | 300 | 300 | 300 | 300 | 300 | 300 | 300 | 300 | 300 | 300
| New EE |  | 11.9678 | 13.7083 | 19.5471 | 29.5014 | 37.0988 | 43.4287 | 48.5665 | 52.5999 | 52.6639 | 53.2711 | 53.4661 | 53.3746 | 53.1544 | 52.5592 | 51.5626
| New STMP |  | 3 | 0 | 0 | 78 | 0 | 407
Total Incremental Resources |  |  | 14.9678 | 13.7083 | 19.5471 | 207.5014 | 587.0988 | 1650.4287 | 1348.5665 | 1452.5999 | 1552.6639 | 1553.2711 | 1553.4661 | 1553.3746 | 1553.1544 | 1552.5592 | 1551.5626
Net Capacity Position with Additions |  | (F) | 5.2898 | 6.3388 | 29.3484 | 0.77103 | 61.1624 | 1.3136 | 64.3858 | 69.8157 | 74.314 | 69.8336 | 63.6791 | 63.4999 | 93.7308 | 91.1843 | 82.8667
Reserve Margin with Additions |  | (F) | 9.508% | 9.617% | 12.13% | 9.02% | 15.29% | 9.077% | 15.68% | 16.27% | 16.76% | 16.33% | 15.67% | 15.68% | 18.9% | 18.67% | 17.78%
(A) | Net Capacity Positions are shown in terms of PJM capacities or UCAP values, where UCAP = Unforced Capacity
(B) | ICAP = Installed Capacity
(C) | Big Sandy is extended to operated until 2041
(D) | EFORd = Equivalent Demand Forced Outage Rate
(E) | FPR = Forecast Pool Requirement
(F) | Net Capacity Positions and Reserve Margin shown represent the Company's positiion and margin above the obligation which accounts for PJM's FPR. PJM's FPR accounts for PJM's Installed Reserve Margin (IRM). See Section 3.2 of the Report for more details

## G12
KENTUCKY POWER COMPANY
ANNUAL REVENUE REQUIREMENTS OF PREFERRED PLAN ($000s)
(2023-2037)
| 2023 | 2024 | 2025 | 2026 | 2027 | 2028 | 2029 | 2030 | 2031 | 2032 | 2033 | 2034 | 2035 | 2036 | 2037
Revenue Requirement (Nominal $) | 260594.8446 | 291548.9636 | 296659.5467 | 301215.5679 | 335397.712 | 391596.5825 | 440654.6826 | 449330.5746 | 434079.8534 | 420721.1508 | 411361.8098 | 402476.2793 | 406994.798 | 402795.5733 | 435288.3419
Revenue Requirement ($2023) | 260594.8446 | 284994.7888 | 284175.416 | 282648.2736 | 308682.9009 | 353726.7095 | 390981.2144 | 391677.8596 | 371814.3142 | 353861.3333 | 339644.7682 | 326203.07 | 323788.8291 | 314463.5517 | 333439.7069
Present Value of Revenue Requirements ($000s) = $3,506,215
Discount Rate = 6.19%

## PortfolioResourcesYear1
Run_ID | Condition | Time_Period | Portfolio_ID | Portfolio_Name | ID | Resource_Name | Capability | Capacity | Output | Output_MWH | Storage_Contents | Net_Cost | Dispatch_Cost | Variable_OM_Cost | Fixed_Cost | Fuel_Cost | Total_Fuel_Cost | Fuel_Limit | Fuel_Usage | Primary_Fuel | Primary_Fuel_Usage | Output_MWH_Primary | Net_Heat_Rate | Minimum_Capacity | Revenue | Energy_Revenue | Capacity_Revenue | Secondary_Fuel_Limit | Secondary_Fuel_Usage | Output_MWH_Secondary | Startup_Cost | Startups | Total_Hours_Run | Capacity_Factor | Energy_Revenue_MWh | Total_Cost | Total_Cost_MWh | Value | Value_MWh | Total_Emission_Cost | Beg_Date | End_Date | Sec_Fuel | Station_Service | Station_Service_Supplied | Report_Year | Report_Month | Report_Day | Report_Hour | LT_Iteration | Risk_Iteration | Study_Info | Record_Number | Nameplate_Capacity | Forced_Outage | Maint_Outage | Generation_MWh | Stored_MWh | Storage_Charging_Cost | Variable_OM_Cost_Base | Variable_OM_Cost_Aux1 | Variable_OM_Cost_Aux2 | Spin_Reserve_Revenue
REF | ATC | 2023 | 1 | REF Portfolio | 13555 | Big Sandy #1 Gas | 257.4081 | 295 | 211.547 |  | 0 |  |  |  | 5786.4814 |  |  | -1 | 17957142 | TCO |  | 1853151.625 |  | 51.4816 | 111269.6484 | 111269.6484 | 0 | -1 | 0 | 0 | 162.4165 | 9 | 7029 | 0.71711 | 60.0435 | 81578.4062 | 44.0214 | 29691.2402 | 16.022 |  | 5/30/2016 | 5/30/2031 |  | 0 | 0 | 2023 |  |  |  | 0 | 0 | Real 2021 ¦ 5/8/2023 1:03:19 PM | 828 | 295.4 |  |  | 1853151.625 | 0 | 0 |  |  |  | 0
REF | ATC | 2023 | 2 | REF-HC Portfolio | 13555 | Big Sandy #1 Gas | 257.4081 | 295 | 211.547 |  | 0 |  |  |  | 5786.4814 |  |  | -1 | 17957142 | TCO |  | 1853151.625 |  | 51.4816 | 111269.6484 | 111269.6484 | 0 | -1 | 0 | 0 | 162.4165 | 9 | 7029 | 0.71711 | 60.0435 | 81578.4062 | 44.0214 | 29691.2402 | 16.022 |  | 5/30/2016 | 5/30/2031 |  | 0 | 0 | 2023 |  |  |  | 0 | 0 | Real 2021 ¦ 5/8/2023 1:03:19 PM | 829 | 295.4 |  |  | 1853151.625 | 0 | 0 |  |  |  | 0
REF | ATC | 2023 | 3 | CETA Portfolio | 13555 | Big Sandy #1 Gas | 257.4081 | 295 | 211.547 |  | 0 |  |  |  | 5786.4814 |  |  | -1 | 17957142 | TCO |  | 1853151.625 |  | 51.4816 | 111269.6484 | 111269.6484 | 0 | -1 | 0 | 0 | 162.4165 | 9 | 7029 | 0.71711 | 60.0435 | 81578.4062 | 44.0214 | 29691.2402 | 16.022 |  | 5/30/2016 | 5/30/2031 |  | 0 | 0 | 2023 |  |  |  | 0 | 0 | Real 2021 ¦ 5/8/2023 1:03:19 PM | 830 | 295.4 |  |  | 1853151.625 | 0 | 0 |  |  |  | 0
REF | ATC | 2023 | 4 | ECR Portfolio | 13555 | Big Sandy #1 Gas | 257.4081 | 295 | 211.547 |  | 0 |  |  |  | 5786.4814 |  |  | -1 | 17957142 | TCO |  | 1853151.625 |  | 51.4816 | 111269.6484 | 111269.6484 | 0 | -1 | 0 | 0 | 162.4165 | 9 | 7029 | 0.71711 | 60.0435 | 81578.4062 | 44.0214 | 29691.2402 | 16.022 |  | 5/30/2016 | 5/30/2031 |  | 0 | 0 | 2023 |  |  |  | 0 | 0 | Real 2021 ¦ 5/8/2023 1:03:19 PM | 831 | 295.4 |  |  | 1853151.625 | 0 | 0 |  |  |  | 0
REF | ATC | 2023 | 5 | NCR Portfolio | 13555 | Big Sandy #1 Gas | 257.4081 | 295 | 211.547 |  | 0 |  |  |  | 5786.4814 |  |  | -1 | 17957142 | TCO |  | 1853151.625 |  | 51.4816 | 111269.6484 | 111269.6484 | 0 | -1 | 0 | 0 | 162.4165 | 9 | 7029 | 0.71711 | 60.0435 | 81578.4062 | 44.0214 | 29691.2402 | 16.022 |  | 5/30/2016 | 5/30/2031 |  | 0 | 0 | 2023 |  |  |  | 0 | 0 | Real 2021 ¦ 5/8/2023 1:03:19 PM | 832 | 295.4 |  |  | 1853151.625 | 0 | 0 |  |  |  | 0
REF | ATC | 2023 | 6 | CC Portfolio | 13555 | Big Sandy #1 Gas | 257.4081 | 295 | 211.547 |  | 0 |  |  |  | 5786.4814 |  |  | -1 | 17957142 | TCO |  | 1853151.625 |  | 51.4816 | 111269.6484 | 111269.6484 | 0 | -1 | 0 | 0 | 162.4165 | 9 | 7029 | 0.71711 | 60.0435 | 81578.4062 | 44.0214 | 29691.2402 | 16.022 |  | 5/30/2016 | 5/30/2031 |  | 0 | 0 | 2023 |  |  |  | 0 | 0 | Real 2021 ¦ 5/8/2023 1:03:19 PM | 833 | 295.4 |  |  | 1853151.625 | 0 | 0 |  |  |  | 0
REF | ATC | 2023 | 7 | REF Mitchell Ext | 13555 | Big Sandy #1 Gas | 257.4081 | 295 | 211.547 |  | 0 |  |  |  | 5786.4814 |  |  | -1 | 17957142 | TCO |  | 1853151.625 |  | 51.4816 | 111269.6484 | 111269.6484 | 0 | -1 | 0 | 0 | 162.4165 | 9 | 7029 | 0.71711 | 60.0435 | 81578.4062 | 44.0214 | 29691.2402 | 16.022 |  | 5/30/2016 | 5/30/2031 |  | 0 | 0 | 2023 |  |  |  | 0 | 0 | Real 2021 ¦ 5/8/2023 1:03:19 PM | 834 | 295.4 |  |  | 1853151.625 | 0 | 0 |  |  |  | 0
REF | ATC | 2023 | 8 | REF No Wind Portfolio | 13555 | Big Sandy #1 Gas | 257.4081 | 295 | 211.547 |  | 0 |  |  |  | 5786.4814 |  |  | -1 | 17957142 | TCO |  | 1853151.625 |  | 51.4816 | 111269.6484 | 111269.6484 | 0 | -1 | 0 | 0 | 162.4165 | 9 | 7029 | 0.71711 | 60.0435 | 81578.4062 | 44.0214 | 29691.2402 | 16.022 |  | 5/30/2016 | 5/30/2031 |  | 0 | 0 | 2023 |  |  |  | 0 | 0 | Real 2021 ¦ 5/8/2023 1:03:19 PM | 835 | 295.4 |  |  | 1853151.625 | 0 | 0 |  |  |  | 0
REF | ATC | 2023 | 9 | Preferred Plan | 13555 | Big Sandy #1 Gas | 257.4081 | 295 | 211.547 |  | 0 |  |  |  | 5786.4814 |  |  | -1 | 17957142 | TCO |  | 1853151.625 |  | 51.4816 | 111269.6484 | 111269.6484 | 0 | -1 | 0 | 0 | 162.4165 | 9 | 7029 | 0.71711 | 60.0435 | 81578.4062 | 44.0214 | 29691.2402 | 16.022 |  | 5/30/2016 | 5/30/2031 |  | 0 | 0 | 2023 |  |  |  | 0 | 0 | Real 2021 ¦ 5/8/2023 1:03:19 PM | 836 | 295.4 |  |  | 1853151.625 | 0 | 0 |  |  |  | 0
REF | ATC | 2023 | 1 | REF Portfolio | 3102 | Mitchell #1 (WV) | 234.2883 | 385 | 229.3383 |  | 0 |  |  |  | 29965.3828 |  |  | -1 | 20199316 | Mitchell 1 Coal Price |  | 2009003.25 |  | 112.4584 | 115599.7969 | 115599.7969 | 0 | -1 | 0 | 0 | 68.0683 | 4 | 7016 | 0.59568 | 57.5409 | 63254.9688 | 31.4857 | 52344.832 | 26.0551 |  | 5/1/1971 | 5/31/2028 |  | 0 | 0 | 2023 |  |  |  | 0 | 0 | Real 2021 ¦ 5/8/2023 1:03:19 PM | 837 | 408 |  |  | 2009003.25 | 0 | 0 |  |  |  | 0
REF | ATC | 2023 | 2 | REF-HC Portfolio | 3102 | Mitchell #1 (WV) | 234.2883 | 385 | 229.3383 |  | 0 |  |  |  | 29965.3828 |  |  | -1 | 20199316 | Mitchell 1 Coal Price |  | 2009003.25 |  | 112.4584 | 115599.7969 | 115599.7969 | 0 | -1 | 0 | 0 | 68.0683 | 4 | 7016 | 0.59568 | 57.5409 | 63254.9688 | 31.4857 | 52344.832 | 26.0551 |  | 5/1/1971 | 5/31/2028 |  | 0 | 0 | 2023 |  |  |  | 0 | 0 | Real 2021 ¦ 5/8/2023 1:03:19 PM | 838 | 408 |  |  | 2009003.25 | 0 | 0 |  |  |  | 0
REF | ATC | 2023 | 3 | CETA Portfolio | 3102 | Mitchell #1 (WV) | 234.2883 | 385 | 229.3383 |  | 0 |  |  |  | 29965.3828 |  |  | -1 | 20199316 | Mitchell 1 Coal Price |  | 2009003.25 |  | 112.4584 | 115599.7969 | 115599.7969 | 0 | -1 | 0 | 0 | 68.0683 | 4 | 7016 | 0.59568 | 57.5409 | 63254.9688 | 31.4857 | 52344.832 | 26.0551 |  | 5/1/1971 | 5/31/2028 |  | 0 | 0 | 2023 |  |  |  | 0 | 0 | Real 2021 ¦ 5/8/2023 1:03:19 PM | 839 | 408 |  |  | 2009003.25 | 0 | 0 |  |  |  | 0
REF | ATC | 2023 | 4 | ECR Portfolio | 3102 | Mitchell #1 (WV) | 234.2883 | 385 | 229.3383 |  | 0 |  |  |  | 29965.3828 |  |  | -1 | 20199316 | Mitchell 1 Coal Price |  | 2009003.25 |  | 112.4584 | 115599.7969 | 115599.7969 | 0 | -1 | 0 | 0 | 68.0683 | 4 | 7016 | 0.59568 | 57.5409 | 63254.9688 | 31.4857 | 52344.832 | 26.0551 |  | 5/1/1971 | 5/31/2028 |  | 0 | 0 | 2023 |  |  |  | 0 | 0 | Real 2021 ¦ 5/8/2023 1:03:19 PM | 840 | 408 |  |  | 2009003.25 | 0 | 0 |  |  |  | 0
REF | ATC | 2023 | 5 | NCR Portfolio | 3102 | Mitchell #1 (WV) | 234.2883 | 385 | 229.3383 |  | 0 |  |  |  | 29965.3828 |  |  | -1 | 20199316 | Mitchell 1 Coal Price |  | 2009003.25 |  | 112.4584 | 115599.7969 | 115599.7969 | 0 | -1 | 0 | 0 | 68.0683 | 4 | 7016 | 0.59568 | 57.5409 | 63254.9688 | 31.4857 | 52344.832 | 26.0551 |  | 5/1/1971 | 5/31/2028 |  | 0 | 0 | 2023 |  |  |  | 0 | 0 | Real 2021 ¦ 5/8/2023 1:03:19 PM | 841 | 408 |  |  | 2009003.25 | 0 | 0 |  |  |  | 0
REF | ATC | 2023 | 6 | CC Portfolio | 3102 | Mitchell #1 (WV) | 234.2883 | 385 | 229.3383 |  | 0 |  |  |  | 29965.3828 |  |  | -1 | 20199316 | Mitchell 1 Coal Price |  | 2009003.25 |  | 112.4584 | 115599.7969 | 115599.7969 | 0 | -1 | 0 | 0 | 68.0683 | 4 | 7016 | 0.59568 | 57.5409 | 63254.9688 | 31.4857 | 52344.832 | 26.0551 |  | 5/1/1971 | 5/31/2028 |  | 0 | 0 | 2023 |  |  |  | 0 | 0 | Real 2021 ¦ 5/8/2023 1:03:19 PM | 842 | 408 |  |  | 2009003.25 | 0 | 0 |  |  |  | 0
REF | ATC | 2023 | 8 | REF No Wind Portfolio | 3102 | Mitchell #1 (WV) | 234.2883 | 385 | 229.3383 |  | 0 |  |  |  | 29965.3828 |  |  | -1 | 20199316 | Mitchell 1 Coal Price |  | 2009003.25 |  | 112.4584 | 115599.7969 | 115599.7969 | 0 | -1 | 0 | 0 | 68.0683 | 4 | 7016 | 0.59568 | 57.5409 | 63254.9688 | 31.4857 | 52344.832 | 26.0551 |  | 5/1/1971 | 5/31/2028 |  | 0 | 0 | 2023 |  |  |  | 0 | 0 | Real 2021 ¦ 5/8/2023 1:03:19 PM | 843 | 408 |  |  | 2009003.25 | 0 | 0 |  |  |  | 0
REF | ATC | 2023 | 1 | REF Portfolio | 3105 | Mitchell #2 (WV) | 287.1879 | 395 | 263.9949 |  | 0 |  |  |  | 27049.084 |  |  | -1 | 23675016 | Mitchell 2 Coal Price |  | 2312595 |  | 137.8502 | 138523.6875 | 138523.6875 | 0 | -1 | 0 | 0 | 102.1024 | 6 | 6677 | 0.66834 | 59.8997 | 81567.8672 | 35.2711 | 56955.8281 | 24.6285 |  | 5/1/1971 | 5/31/2028 |  | 0 | 0 | 2023 |  |  |  | 0 | 0 | Real 2021 ¦ 5/8/2023 1:03:19 PM | 844 | 408 |  |  | 2312595 | 0 | 0 |  |  |  | 0
REF | ATC | 2023 | 2 | REF-HC Portfolio | 3105 | Mitchell #2 (WV) | 287.1879 | 395 | 263.9949 |  | 0 |  |  |  | 27049.084 |  |  | -1 | 23675016 | Mitchell 2 Coal Price |  | 2312595 |  | 137.8502 | 138523.6875 | 138523.6875 | 0 | -1 | 0 | 0 | 102.1024 | 6 | 6677 | 0.66834 | 59.8997 | 81567.8672 | 35.2711 | 56955.8281 | 24.6285 |  | 5/1/1971 | 5/31/2028 |  | 0 | 0 | 2023 |  |  |  | 0 | 0 | Real 2021 ¦ 5/8/2023 1:03:19 PM | 845 | 408 |  |  | 2312595 | 0 | 0 |  |  |  | 0
REF | ATC | 2023 | 3 | CETA Portfolio | 3105 | Mitchell #2 (WV) | 287.1879 | 395 | 263.9949 |  | 0 |  |  |  | 27049.084 |  |  | -1 | 23675016 | Mitchell 2 Coal Price |  | 2312595 |  | 137.8502 | 138523.6875 | 138523.6875 | 0 | -1 | 0 | 0 | 102.1024 | 6 | 6677 | 0.66834 | 59.8997 | 81567.8672 | 35.2711 | 56955.8281 | 24.6285 |  | 5/1/1971 | 5/31/2028 |  | 0 | 0 | 2023 |  |  |  | 0 | 0 | Real 2021 ¦ 5/8/2023 1:03:19 PM | 846 | 408 |  |  | 2312595 | 0 | 0 |  |  |  | 0
REF | ATC | 2023 | 4 | ECR Portfolio | 3105 | Mitchell #2 (WV) | 287.1879 | 395 | 263.9949 |  | 0 |  |  |  | 27049.084 |  |  | -1 | 23675016 | Mitchell 2 Coal Price |  | 2312595 |  | 137.8502 | 138523.6875 | 138523.6875 | 0 | -1 | 0 | 0 | 102.1024 | 6 | 6677 | 0.66834 | 59.8997 | 81567.8672 | 35.2711 | 56955.8281 | 24.6285 |  | 5/1/1971 | 5/31/2028 |  | 0 | 0 | 2023 |  |  |  | 0 | 0 | Real 2021 ¦ 5/8/2023 1:03:19 PM | 847 | 408 |  |  | 2312595 | 0 | 0 |  |  |  | 0
REF | ATC | 2023 | 5 | NCR Portfolio | 3105 | Mitchell #2 (WV) | 287.1879 | 395 | 263.9949 |  | 0 |  |  |  | 27049.084 |  |  | -1 | 23675016 | Mitchell 2 Coal Price |  | 2312595 |  | 137.8502 | 138523.6875 | 138523.6875 | 0 | -1 | 0 | 0 | 102.1024 | 6 | 6677 | 0.66834 | 59.8997 | 81567.8672 | 35.2711 | 56955.8281 | 24.6285 |  | 5/1/1971 | 5/31/2028 |  | 0 | 0 | 2023 |  |  |  | 0 | 0 | Real 2021 ¦ 5/8/2023 1:03:19 PM | 848 | 408 |  |  | 2312595 | 0 | 0 |  |  |  | 0
REF | ATC | 2023 | 6 | CC Portfolio | 3105 | Mitchell #2 (WV) | 287.1879 | 395 | 263.9949 |  | 0 |  |  |  | 27049.084 |  |  | -1 | 23675016 | Mitchell 2 Coal Price |  | 2312595 |  | 137.8502 | 138523.6875 | 138523.6875 | 0 | -1 | 0 | 0 | 102.1024 | 6 | 6677 | 0.66834 | 59.8997 | 81567.8672 | 35.2711 | 56955.8281 | 24.6285 |  | 5/1/1971 | 5/31/2028 |  | 0 | 0 | 2023 |  |  |  | 0 | 0 | Real 2021 ¦ 5/8/2023 1:03:19 PM | 849 | 408 |  |  | 2312595 | 0 | 0 |  |  |  | 0
REF | ATC | 2023 | 8 | REF No Wind Portfolio | 3105 | Mitchell #2 (WV) | 287.1879 | 395 | 263.9949 |  | 0 |  |  |  | 27049.084 |  |  | -1 | 23675016 | Mitchell 2 Coal Price |  | 2312595 |  | 137.8502 | 138523.6875 | 138523.6875 | 0 | -1 | 0 | 0 | 102.1024 | 6 | 6677 | 0.66834 | 59.8997 | 81567.8672 | 35.2711 | 56955.8281 | 24.6285 |  | 5/1/1971 | 5/31/2028 |  | 0 | 0 | 2023 |  |  |  | 0 | 0 | Real 2021 ¦ 5/8/2023 1:03:19 PM | 850 | 408 |  |  | 2312595 | 0 | 0 |  |  |  | 0
REF | ATC | 2023 | 1 | REF Portfolio | Big Sandy #1_Ext Gas | Big Sandy #1_Ext Gas | 0 | 0 | 0 |  | 0 |  |  |  | 0 |  |  | -1 | 0 | TCO |  | 0 |  | 0 | 0 | 0 | 0 | -1 | 0 | 0 | 0 | 0 | 0 |  |  | 0 |  | 0 |  |  | 6/1/2031 | 5/31/2041 |  | 0 | 0 | 2023 |  |  |  | 0 | 0 | Real 2021 ¦ 5/8/2023 1:03:19 PM | 851 | 0 |  |  | 0 | 0 | 0 |  |  |  | 0
REF | ATC | 2023 | 2 | REF-HC Portfolio | Big Sandy #1_Ext Gas | Big Sandy #1_Ext Gas | 0 | 0 | 0 |  | 0 |  |  |  | 0 |  |  | -1 | 0 | TCO |  | 0 |  | 0 | 0 | 0 | 0 | -1 | 0 | 0 | 0 | 0 | 0 |  |  | 0 |  | 0 |  |  | 6/1/2031 | 5/31/2041 |  | 0 | 0 | 2023 |  |  |  | 0 | 0 | Real 2021 ¦ 5/8/2023 1:03:19 PM | 852 | 0 |  |  | 0 | 0 | 0 |  |  |  | 0
REF | ATC | 2023 | 3 | CETA Portfolio | Big Sandy #1_Ext Gas | Big Sandy #1_Ext Gas | 0 | 0 | 0 |  | 0 |  |  |  | 0 |  |  | -1 | 0 | TCO |  | 0 |  | 0 | 0 | 0 | 0 | -1 | 0 | 0 | 0 | 0 | 0 |  |  | 0 |  | 0 |  |  | 6/1/2031 | 5/31/2041 |  | 0 | 0 | 2023 |  |  |  | 0 | 0 | Real 2021 ¦ 5/8/2023 1:03:19 PM | 853 | 0 |  |  | 0 | 0 | 0 |  |  |  | 0
REF | ATC | 2023 | 5 | NCR Portfolio | Big Sandy #1_Ext Gas | Big Sandy #1_Ext Gas | 0 | 0 | 0 |  | 0 |  |  |  | 0 |  |  | -1 | 0 | TCO |  | 0 |  | 0 | 0 | 0 | 0 | -1 | 0 | 0 | 0 | 0 | 0 |  |  | 0 |  | 0 |  |  | 6/1/2031 | 5/31/2041 |  | 0 | 0 | 2023 |  |  |  | 0 | 0 | Real 2021 ¦ 5/8/2023 1:03:19 PM | 854 | 0 |  |  | 0 | 0 | 0 |  |  |  | 0
REF | ATC | 2023 | 6 | CC Portfolio | Big Sandy #1_Ext Gas | Big Sandy #1_Ext Gas | 0 | 0 | 0 |  | 0 |  |  |  | 0 |  |  | -1 | 0 | TCO |  | 0 |  | 0 | 0 | 0 | 0 | -1 | 0 | 0 | 0 | 0 | 0 |  |  | 0 |  | 0 |  |  | 6/1/2031 | 5/31/2041 |  | 0 | 0 | 2023 |  |  |  | 0 | 0 | Real 2021 ¦ 5/8/2023 1:03:19 PM | 855 | 0 |  |  | 0 | 0 | 0 |  |  |  | 0
REF | ATC | 2023 | 7 | REF Mitchell Ext | Big Sandy #1_Ext Gas | Big Sandy #1_Ext Gas | 0 | 0 | 0 |  | 0 |  |  |  | 0 |  |  | -1 | 0 | TCO |  | 0 |  | 0 | 0 | 0 | 0 | -1 | 0 | 0 | 0 | 0 | 0 |  |  | 0 |  | 0 |  |  | 6/1/2031 | 5/31/2041 |  | 0 | 0 | 2023 |  |  |  | 0 | 0 | Real 2021 ¦ 5/8/2023 1:03:19 PM | 856 | 0 |  |  | 0 | 0 | 0 |  |  |  | 0
REF | ATC | 2023 | 8 | REF No Wind Portfolio | Big Sandy #1_Ext Gas | Big Sandy #1_Ext Gas | 0 | 0 | 0 |  | 0 |  |  |  | 0 |  |  | -1 | 0 | TCO |  | 0 |  | 0 | 0 | 0 | 0 | -1 | 0 | 0 | 0 | 0 | 0 |  |  | 0 |  | 0 |  |  | 6/1/2031 | 5/31/2041 |  | 0 | 0 | 2023 |  |  |  | 0 | 0 | Real 2021 ¦ 5/8/2023 1:03:19 PM | 857 | 0 |  |  | 0 | 0 | 0 |  |  |  | 0
REF | ATC | 2023 | 9 | Preferred Plan | Big Sandy #1_Ext Gas | Big Sandy #1_Ext Gas | 0 | 0 | 0 |  | 0 |  |  |  | 0 |  |  | -1 | 0 | TCO |  | 0 |  | 0 | 0 | 0 | 0 | -1 | 0 | 0 | 0 | 0 | 0 |  |  | 0 |  | 0 |  |  | 6/1/2031 | 5/31/2041 |  | 0 | 0 | 2023 |  |  |  | 0 | 0 | Real 2021 ¦ 5/8/2023 1:03:19 PM | 858 | 0 |  |  | 0 | 0 | 0 |  |  |  | 0
REF | ATC | 2023 | 1 | REF Portfolio | Spicewood Solar 2027 | Spicewood Solar 2027 | 0 | 0 | 0 |  | 0 |  |  |  | 0 |  |  | -1 | 0 | Solar |  | 0 |  | 0 | 0 | 0 | 0 | -1 | 0 | 0 | 0 | 0 | 0 |  |  | 0 |  | 0 |  |  | 1/1/2027 | 12/31/2099 |  | 0 | 0 | 2023 |  |  |  | 0 | 0 | Real 2021 ¦ 5/8/2023 1:03:19 PM | 859 | 0 |  |  | 0 | 0 | 0 |  |  |  | 0
REF | ATC | 2023 | 2 | REF-HC Portfolio | Spicewood Solar 2027 | Spicewood Solar 2027 | 0 | 0 | 0 |  | 0 |  |  |  | 0 |  |  | -1 | 0 | Solar |  | 0 |  | 0 | 0 | 0 | 0 | -1 | 0 | 0 | 0 | 0 | 0 |  |  | 0 |  | 0 |  |  | 1/1/2027 | 12/31/2099 |  | 0 | 0 | 2023 |  |  |  | 0 | 0 | Real 2021 ¦ 5/8/2023 1:03:19 PM | 860 | 0 |  |  | 0 | 0 | 0 |  |  |  | 0
REF | ATC | 2023 | 3 | CETA Portfolio | Spicewood Solar 2027 | Spicewood Solar 2027 | 0 | 0 | 0 |  | 0 |  |  |  | 0 |  |  | -1 | 0 | Solar |  | 0 |  | 0 | 0 | 0 | 0 | -1 | 0 | 0 | 0 | 0 | 0 |  |  | 0 |  | 0 |  |  | 1/1/2027 | 12/31/2099 |  | 0 | 0 | 2023 |  |  |  | 0 | 0 | Real 2021 ¦ 5/8/2023 1:03:19 PM | 861 | 0 |  |  | 0 | 0 | 0 |  |  |  | 0
REF | ATC | 2023 | 4 | ECR Portfolio | Spicewood Solar 2027 | Spicewood Solar 2027 | 0 | 0 | 0 |  | 0 |  |  |  | 0 |  |  | -1 | 0 | Solar |  | 0 |  | 0 | 0 | 0 | 0 | -1 | 0 | 0 | 0 | 0 | 0 |  |  | 0 |  | 0 |  |  | 1/1/2027 | 12/31/2099 |  | 0 | 0 | 2023 |  |  |  | 0 | 0 | Real 2021 ¦ 5/8/2023 1:03:19 PM | 862 | 0 |  |  | 0 | 0 | 0 |  |  |  | 0
REF | ATC | 2023 | 5 | NCR Portfolio | Spicewood Solar 2027 | Spicewood Solar 2027 | 0 | 0 | 0 |  | 0 |  |  |  | 0 |  |  | -1 | 0 | Solar |  | 0 |  | 0 | 0 | 0 | 0 | -1 | 0 | 0 | 0 | 0 | 0 |  |  | 0 |  | 0 |  |  | 1/1/2027 | 12/31/2099 |  | 0 | 0 | 2023 |  |  |  | 0 | 0 | Real 2021 ¦ 5/8/2023 1:03:19 PM | 863 | 0 |  |  | 0 | 0 | 0 |  |  |  | 0
REF | ATC | 2023 | 6 | CC Portfolio | Spicewood Solar 2027 | Spicewood Solar 2027 | 0 | 0 | 0 |  | 0 |  |  |  | 0 |  |  | -1 | 0 | Solar |  | 0 |  | 0 | 0 | 0 | 0 | -1 | 0 | 0 | 0 | 0 | 0 |  |  | 0 |  | 0 |  |  | 1/1/2027 | 12/31/2099 |  | 0 | 0 | 2023 |  |  |  | 0 | 0 | Real 2021 ¦ 5/8/2023 1:03:19 PM | 864 | 0 |  |  | 0 | 0 | 0 |  |  |  | 0
REF | ATC | 2023 | 7 | REF Mitchell Ext | Spicewood Solar 2027 | Spicewood Solar 2027 | 0 | 0 | 0 |  | 0 |  |  |  | 0 |  |  | -1 | 0 | Solar |  | 0 |  | 0 | 0 | 0 | 0 | -1 | 0 | 0 | 0 | 0 | 0 |  |  | 0 |  | 0 |  |  | 1/1/2027 | 12/31/2099 |  | 0 | 0 | 2023 |  |  |  | 0 | 0 | Real 2021 ¦ 5/8/2023 1:03:19 PM | 865 | 0 |  |  | 0 | 0 | 0 |  |  |  | 0
REF | ATC | 2023 | 8 | REF No Wind Portfolio | Spicewood Solar 2027 | Spicewood Solar 2027 | 0 | 0 | 0 |  | 0 |  |  |  | 0 |  |  | -1 | 0 | Solar |  | 0 |  | 0 | 0 | 0 | 0 | -1 | 0 | 0 | 0 | 0 | 0 |  |  | 0 |  | 0 |  |  | 1/1/2027 | 12/31/2099 |  | 0 | 0 | 2023 |  |  |  | 0 | 0 | Real 2021 ¦ 5/8/2023 1:03:19 PM | 866 | 0 |  |  | 0 | 0 | 0 |  |  |  | 0
REF | ATC | 2023 | 9 | Preferred Plan | Spicewood Solar 2027 | Spicewood Solar 2027 | 0 | 0 | 0 |  | 0 |  |  |  | 0 |  |  | -1 | 0 | Solar |  | 0 |  | 0 | 0 | 0 | 0 | -1 | 0 | 0 | 0 | 0 | 0 |  |  | 0 |  | 0 |  |  | 1/1/2027 | 12/31/2099 |  | 0 | 0 | 2023 |  |  |  | 0 | 0 | Real 2021 ¦ 5/8/2023 1:03:19 PM | 867 | 0 |  |  | 0 | 0 | 0 |  |  |  | 0
REF | ATC | 2023 | 1 | REF Portfolio | DSM Resources | DSM Resources | 0.09218 | 8.5 | 0.09218 |  | 0 |  |  |  | 0 |  |  | -1 | 0 | DSM_EE |  | 807.5 |  | 0 | 53.1764 | 53.1764 | 0 | -1 | 0 | 0 | 0 | 92 | 95 | 0.010845 | 65.8532 | 0 | 0 | 53.1764 | 65.8532 |  | 1/1/2022 | 12/31/2099 |  | 0 | 0 | 2023 |  |  |  | 0 | 0 | Real 2021 ¦ 5/8/2023 1:03:19 PM | 868 | 8.5 |  |  | 807.5 | 0 | 0 |  |  |  | 0
REF | ATC | 2023 | 2 | REF-HC Portfolio | DSM Resources | DSM Resources | 0.09218 | 8.5 | 0.09218 |  | 0 |  |  |  | 0 |  |  | -1 | 0 | DSM_EE |  | 807.5 |  | 0 | 53.1764 | 53.1764 | 0 | -1 | 0 | 0 | 0 | 92 | 95 | 0.010845 | 65.8532 | 0 | 0 | 53.1764 | 65.8532 |  | 1/1/2022 | 12/31/2099 |  | 0 | 0 | 2023 |  |  |  | 0 | 0 | Real 2021 ¦ 5/8/2023 1:03:19 PM | 869 | 8.5 |  |  | 807.5 | 0 | 0 |  |  |  | 0
REF | ATC | 2023 | 3 | CETA Portfolio | DSM Resources | DSM Resources | 0.09218 | 8.5 | 0.09218 |  | 0 |  |  |  | 0 |  |  | -1 | 0 | DSM_EE |  | 807.5 |  | 0 | 53.1764 | 53.1764 | 0 | -1 | 0 | 0 | 0 | 92 | 95 | 0.010845 | 65.8532 | 0 | 0 | 53.1764 | 65.8532 |  | 1/1/2022 | 12/31/2099 |  | 0 | 0 | 2023 |  |  |  | 0 | 0 | Real 2021 ¦ 5/8/2023 1:03:19 PM | 870 | 8.5 |  |  | 807.5 | 0 | 0 |  |  |  | 0
REF | ATC | 2023 | 4 | ECR Portfolio | DSM Resources | DSM Resources | 0.09218 | 8.5 | 0.09218 |  | 0 |  |  |  | 0 |  |  | -1 | 0 | DSM_EE |  | 807.5 |  | 0 | 53.1764 | 53.1764 | 0 | -1 | 0 | 0 | 0 | 92 | 95 | 0.010845 | 65.8532 | 0 | 0 | 53.1764 | 65.8532 |  | 1/1/2022 | 12/31/2099 |  | 0 | 0 | 2023 |  |  |  | 0 | 0 | Real 2021 ¦ 5/8/2023 1:03:19 PM | 871 | 8.5 |  |  | 807.5 | 0 | 0 |  |  |  | 0
REF | ATC | 2023 | 5 | NCR Portfolio | DSM Resources | DSM Resources | 0.09218 | 8.5 | 0.09218 |  | 0 |  |  |  | 0 |  |  | -1 | 0 | DSM_EE |  | 807.5 |  | 0 | 53.1764 | 53.1764 | 0 | -1 | 0 | 0 | 0 | 92 | 95 | 0.010845 | 65.8532 | 0 | 0 | 53.1764 | 65.8532 |  | 1/1/2022 | 12/31/2099 |  | 0 | 0 | 2023 |  |  |  | 0 | 0 | Real 2021 ¦ 5/8/2023 1:03:19 PM | 872 | 8.5 |  |  | 807.5 | 0 | 0 |  |  |  | 0
REF | ATC | 2023 | 6 | CC Portfolio | DSM Resources | DSM Resources | 0.09218 | 8.5 | 0.09218 |  | 0 |  |  |  | 0 |  |  | -1 | 0 | DSM_EE |  | 807.5 |  | 0 | 53.1764 | 53.1764 | 0 | -1 | 0 | 0 | 0 | 92 | 95 | 0.010845 | 65.8532 | 0 | 0 | 53.1764 | 65.8532 |  | 1/1/2022 | 12/31/2099 |  | 0 | 0 | 2023 |  |  |  | 0 | 0 | Real 2021 ¦ 5/8/2023 1:03:19 PM | 873 | 8.5 |  |  | 807.5 | 0 | 0 |  |  |  | 0
REF | ATC | 2023 | 7 | REF Mitchell Ext | DSM Resources | DSM Resources | 0.09218 | 8.5 | 0.09218 |  | 0 |  |  |  | 0 |  |  | -1 | 0 | DSM_EE |  | 807.5 |  | 0 | 53.1764 | 53.1764 | 0 | -1 | 0 | 0 | 0 | 92 | 95 | 0.010845 | 65.8532 | 0 | 0 | 53.1764 | 65.8532 |  | 1/1/2022 | 12/31/2099 |  | 0 | 0 | 2023 |  |  |  | 0 | 0 | Real 2021 ¦ 5/8/2023 1:03:19 PM | 874 | 8.5 |  |  | 807.5 | 0 | 0 |  |  |  | 0
REF | ATC | 2023 | 8 | REF No Wind Portfolio | DSM Resources | DSM Resources | 0.09218 | 8.5 | 0.09218 |  | 0 |  |  |  | 0 |  |  | -1 | 0 | DSM_EE |  | 807.5 |  | 0 | 53.1764 | 53.1764 | 0 | -1 | 0 | 0 | 0 | 92 | 95 | 0.010845 | 65.8532 | 0 | 0 | 53.1764 | 65.8532 |  | 1/1/2022 | 12/31/2099 |  | 0 | 0 | 2023 |  |  |  | 0 | 0 | Real 2021 ¦ 5/8/2023 1:03:19 PM | 875 | 8.5 |  |  | 807.5 | 0 | 0 |  |  |  | 0
REF | ATC | 2023 | 9 | Preferred Plan | DSM Resources | DSM Resources | 0.09218 | 8.5 | 0.09218 |  | 0 |  |  |  | 0 |  |  | -1 | 0 | DSM_EE |  | 807.5 |  | 0 | 53.1764 | 53.1764 | 0 | -1 | 0 | 0 | 0 | 92 | 95 | 0.010845 | 65.8532 | 0 | 0 | 53.1764 | 65.8532 |  | 1/1/2022 | 12/31/2099 |  | 0 | 0 | 2023 |  |  |  | 0 | 0 | Real 2021 ¦ 5/8/2023 1:03:19 PM | 876 | 8.5 |  |  | 807.5 | 0 | 0 |  |  |  | 0
REF | ATC | 2023 | 1 | REF Portfolio | Residential - Low/Medium_23-25 | Residential - Low/Medium_23-25 | 0.68557 | 6005.5869 | 0.68557 |  | 0 |  |  |  | 1298.5345 |  |  | -1 | 0 | DSM_EE |  | 6005.5869 |  | 0 | 349.8105 | 349.8105 | 0 | -1 | 0 | 0 | 0 | 365 | 8760 | 0.00011416 | 58.2475 | 0 | 0 | 349.8105 | 58.2475 |  | 1/1/2023 | 12/31/2099 |  | 0 | 0 | 2023 |  |  |  | 0 | 0 | Real 2021 ¦ 5/8/2023 1:03:19 PM | 877 | 6005.5869 |  |  | 6005.5869 | 0 | 0 |  |  |  | 0
REF | ATC | 2023 | 5 | NCR Portfolio | Residential - Low/Medium_23-25 | Residential - Low/Medium_23-25 | 0.68557 | 6005.5869 | 0.68557 |  | 0 |  |  |  | 1298.5345 |  |  | -1 | 0 | DSM_EE |  | 6005.5869 |  | 0 | 349.8105 | 349.8105 | 0 | -1 | 0 | 0 | 0 | 365 | 8760 | 0.00011416 | 58.2475 | 0 | 0 | 349.8105 | 58.2475 |  | 1/1/2023 | 12/31/2099 |  | 0 | 0 | 2023 |  |  |  | 0 | 0 | Real 2021 ¦ 5/8/2023 1:03:19 PM | 878 | 6005.5869 |  |  | 6005.5869 | 0 | 0 |  |  |  | 0
REF | ATC | 2023 | 6 | CC Portfolio | Residential - Low/Medium_23-25 | Residential - Low/Medium_23-25 | 0.68557 | 6005.5869 | 0.68557 |  | 0 |  |  |  | 1298.5345 |  |  | -1 | 0 | DSM_EE |  | 6005.5869 |  | 0 | 349.8105 | 349.8105 | 0 | -1 | 0 | 0 | 0 | 365 | 8760 | 0.00011416 | 58.2475 | 0 | 0 | 349.8105 | 58.2475 |  | 1/1/2023 | 12/31/2099 |  | 0 | 0 | 2023 |  |  |  | 0 | 0 | Real 2021 ¦ 5/8/2023 1:03:19 PM | 879 | 6005.5869 |  |  | 6005.5869 | 0 | 0 |  |  |  | 0
REF | ATC | 2023 | 7 | REF Mitchell Ext | Residential - Low/Medium_23-25 | Residential - Low/Medium_23-25 | 0.68557 | 6005.5869 | 0.68557 |  | 0 |  |  |  | 1298.5345 |  |  | -1 | 0 | DSM_EE |  | 6005.5869 |  | 0 | 349.8105 | 349.8105 | 0 | -1 | 0 | 0 | 0 | 365 | 8760 | 0.00011416 | 58.2475 | 0 | 0 | 349.8105 | 58.2475 |  | 1/1/2023 | 12/31/2099 |  | 0 | 0 | 2023 |  |  |  | 0 | 0 | Real 2021 ¦ 5/8/2023 1:03:19 PM | 880 | 6005.5869 |  |  | 6005.5869 | 0 | 0 |  |  |  | 0
REF | ATC | 2023 | 9 | Preferred Plan | Residential - Low/Medium_23-25 | Residential - Low/Medium_23-25 | 0.68557 | 6005.5869 | 0.68557 |  | 0 |  |  |  | 1298.5345 |  |  | -1 | 0 | DSM_EE |  | 6005.5869 |  | 0 | 349.8105 | 349.8105 | 0 | -1 | 0 | 0 | 0 | 365 | 8760 | 0.00011416 | 58.2475 | 0 | 0 | 349.8105 | 58.2475 |  | 1/1/2023 | 12/31/2099 |  | 0 | 0 | 2023 |  |  |  | 0 | 0 | Real 2021 ¦ 5/8/2023 1:03:19 PM | 881 | 6005.5869 |  |  | 6005.5869 | 0 | 0 |  |  |  | 0
REF | ATC | 2023 | 5 | NCR Portfolio | Residential - High_23-25 | Residential - High_23-25 | 0.23451 | 2054.314 | 0.23451 |  | 0 |  |  |  | 2339.3267 |  |  | -1 | 0 | DSM_EE |  | 2054.314 |  | 0 | 124.8076 | 124.8076 | 0 | -1 | 0 | 0 | 0 | 365 | 8760 | 0.00011416 | 60.7539 | 0 | 0 | 124.8076 | 60.7539 |  | 1/1/2023 | 12/31/2099 |  | 0 | 0 | 2023 |  |  |  | 0 | 0 | Real 2021 ¦ 5/8/2023 1:03:19 PM | 882 | 2054.314 |  |  | 2054.314 | 0 | 0 |  |  |  | 0
REF | ATC | 2023 | 1 | REF Portfolio | C&I - Low_23-25 | C&I - Low_23-25 | 1.3697 | 11998.1348 | 1.3697 |  | 0 |  |  |  | 2095.6096 |  |  | -1 | 0 | DSM_EE |  | 11998.1348 |  | 0 | 683.4874 | 683.4874 | 0 | -1 | 0 | 0 | 0 | 365 | 8760 | 0.00011416 | 56.9661 | 0 | 0 | 683.4874 | 56.9661 |  | 1/1/2023 | 12/31/2099 |  | 0 | 0 | 2023 |  |  |  | 0 | 0 | Real 2021 ¦ 5/8/2023 1:03:19 PM | 883 | 11998.1348 |  |  | 11998.1348 | 0 | 0 |  |  |  | 0
REF | ATC | 2023 | 2 | REF-HC Portfolio | C&I - Low_23-25 | C&I - Low_23-25 | 1.3697 | 11998.1348 | 1.3697 |  | 0 |  |  |  | 2095.6096 |  |  | -1 | 0 | DSM_EE |  | 11998.1348 |  | 0 | 683.4874 | 683.4874 | 0 | -1 | 0 | 0 | 0 | 365 | 8760 | 0.00011416 | 56.9661 | 0 | 0 | 683.4874 | 56.9661 |  | 1/1/2023 | 12/31/2099 |  | 0 | 0 | 2023 |  |  |  | 0 | 0 | Real 2021 ¦ 5/8/2023 1:03:19 PM | 884 | 11998.1348 |  |  | 11998.1348 | 0 | 0 |  |  |  | 0
REF | ATC | 2023 | 3 | CETA Portfolio | C&I - Low_23-25 | C&I - Low_23-25 | 1.3697 | 11998.1348 | 1.3697 |  | 0 |  |  |  | 2095.6096 |  |  | -1 | 0 | DSM_EE |  | 11998.1348 |  | 0 | 683.4874 | 683.4874 | 0 | -1 | 0 | 0 | 0 | 365 | 8760 | 0.00011416 | 56.9661 | 0 | 0 | 683.4874 | 56.9661 |  | 1/1/2023 | 12/31/2099 |  | 0 | 0 | 2023 |  |  |  | 0 | 0 | Real 2021 ¦ 5/8/2023 1:03:19 PM | 885 | 11998.1348 |  |  | 11998.1348 | 0 | 0 |  |  |  | 0
REF | ATC | 2023 | 5 | NCR Portfolio | C&I - Low_23-25 | C&I - Low_23-25 | 1.3697 | 11998.1348 | 1.3697 |  | 0 |  |  |  | 2095.6096 |  |  | -1 | 0 | DSM_EE |  | 11998.1348 |  | 0 | 683.4874 | 683.4874 | 0 | -1 | 0 | 0 | 0 | 365 | 8760 | 0.00011416 | 56.9661 | 0 | 0 | 683.4874 | 56.9661 |  | 1/1/2023 | 12/31/2099 |  | 0 | 0 | 2023 |  |  |  | 0 | 0 | Real 2021 ¦ 5/8/2023 1:03:19 PM | 886 | 11998.1348 |  |  | 11998.1348 | 0 | 0 |  |  |  | 0
REF | ATC | 2023 | 6 | CC Portfolio | C&I - Low_23-25 | C&I - Low_23-25 | 1.3697 | 11998.1348 | 1.3697 |  | 0 |  |  |  | 2095.6096 |  |  | -1 | 0 | DSM_EE |  | 11998.1348 |  | 0 | 683.4874 | 683.4874 | 0 | -1 | 0 | 0 | 0 | 365 | 8760 | 0.00011416 | 56.9661 | 0 | 0 | 683.4874 | 56.9661 |  | 1/1/2023 | 12/31/2099 |  | 0 | 0 | 2023 |  |  |  | 0 | 0 | Real 2021 ¦ 5/8/2023 1:03:19 PM | 887 | 11998.1348 |  |  | 11998.1348 | 0 | 0 |  |  |  | 0
REF | ATC | 2023 | 7 | REF Mitchell Ext | C&I - Low_23-25 | C&I - Low_23-25 | 1.3697 | 11998.1348 | 1.3697 |  | 0 |  |  |  | 2095.6096 |  |  | -1 | 0 | DSM_EE |  | 11998.1348 |  | 0 | 683.4874 | 683.4874 | 0 | -1 | 0 | 0 | 0 | 365 | 8760 | 0.00011416 | 56.9661 | 0 | 0 | 683.4874 | 56.9661 |  | 1/1/2023 | 12/31/2099 |  | 0 | 0 | 2023 |  |  |  | 0 | 0 | Real 2021 ¦ 5/8/2023 1:03:19 PM | 888 | 11998.1348 |  |  | 11998.1348 | 0 | 0 |  |  |  | 0
REF | ATC | 2023 | 9 | Preferred Plan | C&I - Low_23-25 | C&I - Low_23-25 | 1.3697 | 11998.1348 | 1.3697 |  | 0 |  |  |  | 2095.6096 |  |  | -1 | 0 | DSM_EE |  | 11998.1348 |  | 0 | 683.4874 | 683.4874 | 0 | -1 | 0 | 0 | 0 | 365 | 8760 | 0.00011416 | 56.9661 | 0 | 0 | 683.4874 | 56.9661 |  | 1/1/2023 | 12/31/2099 |  | 0 | 0 | 2023 |  |  |  | 0 | 0 | Real 2021 ¦ 5/8/2023 1:03:19 PM | 889 | 11998.1348 |  |  | 11998.1348 | 0 | 0 |  |  |  | 0
REF | ATC | 2023 | 1 | REF Portfolio | IQW_23-25 | IQW_23-25 | 0.02254 | 197.452 | 0.02254 |  | 0 |  |  |  | 286.5819 |  |  | -1 | 0 | DSM_EE |  | 197.452 |  | 0 | 11.9339 | 11.9339 | 0 | -1 | 0 | 0 | 0 | 365 | 8760 | 0.00011416 | 60.4397 | 0 | 0 | 11.9339 | 60.4397 |  | 1/1/2023 | 12/31/2099 |  | 0 | 0 | 2023 |  |  |  | 0 | 0 | Real 2021 ¦ 5/8/2023 1:03:19 PM | 890 | 197.452 |  |  | 197.452 | 0 | 0 |  |  |  | 0
REF | ATC | 2023 | 2 | REF-HC Portfolio | IQW_23-25 | IQW_23-25 | 0.02254 | 197.452 | 0.02254 |  | 0 |  |  |  | 286.5819 |  |  | -1 | 0 | DSM_EE |  | 197.452 |  | 0 | 11.9339 | 11.9339 | 0 | -1 | 0 | 0 | 0 | 365 | 8760 | 0.00011416 | 60.4397 | 0 | 0 | 11.9339 | 60.4397 |  | 1/1/2023 | 12/31/2099 |  | 0 | 0 | 2023 |  |  |  | 0 | 0 | Real 2021 ¦ 5/8/2023 1:03:19 PM | 891 | 197.452 |  |  | 197.452 | 0 | 0 |  |  |  | 0
REF | ATC | 2023 | 3 | CETA Portfolio | IQW_23-25 | IQW_23-25 | 0.02254 | 197.452 | 0.02254 |  | 0 |  |  |  | 286.5819 |  |  | -1 | 0 | DSM_EE |  | 197.452 |  | 0 | 11.9339 | 11.9339 | 0 | -1 | 0 | 0 | 0 | 365 | 8760 | 0.00011416 | 60.4397 | 0 | 0 | 11.9339 | 60.4397 |  | 1/1/2023 | 12/31/2099 |  | 0 | 0 | 2023 |  |  |  | 0 | 0 | Real 2021 ¦ 5/8/2023 1:03:19 PM | 892 | 197.452 |  |  | 197.452 | 0 | 0 |  |  |  | 0
REF | ATC | 2023 | 4 | ECR Portfolio | IQW_23-25 | IQW_23-25 | 0.02254 | 197.452 | 0.02254 |  | 0 |  |  |  | 286.5819 |  |  | -1 | 0 | DSM_EE |  | 197.452 |  | 0 | 11.9339 | 11.9339 | 0 | -1 | 0 | 0 | 0 | 365 | 8760 | 0.00011416 | 60.4397 | 0 | 0 | 11.9339 | 60.4397 |  | 1/1/2023 | 12/31/2099 |  | 0 | 0 | 2023 |  |  |  | 0 | 0 | Real 2021 ¦ 5/8/2023 1:03:19 PM | 893 | 197.452 |  |  | 197.452 | 0 | 0 |  |  |  | 0
REF | ATC | 2023 | 5 | NCR Portfolio | IQW_23-25 | IQW_23-25 | 0.02254 | 197.452 | 0.02254 |  | 0 |  |  |  | 286.5819 |  |  | -1 | 0 | DSM_EE |  | 197.452 |  | 0 | 11.9339 | 11.9339 | 0 | -1 | 0 | 0 | 0 | 365 | 8760 | 0.00011416 | 60.4397 | 0 | 0 | 11.9339 | 60.4397 |  | 1/1/2023 | 12/31/2099 |  | 0 | 0 | 2023 |  |  |  | 0 | 0 | Real 2021 ¦ 5/8/2023 1:03:19 PM | 894 | 197.452 |  |  | 197.452 | 0 | 0 |  |  |  | 0
REF | ATC | 2023 | 6 | CC Portfolio | IQW_23-25 | IQW_23-25 | 0.02254 | 197.452 | 0.02254 |  | 0 |  |  |  | 286.5819 |  |  | -1 | 0 | DSM_EE |  | 197.452 |  | 0 | 11.9339 | 11.9339 | 0 | -1 | 0 | 0 | 0 | 365 | 8760 | 0.00011416 | 60.4397 | 0 | 0 | 11.9339 | 60.4397 |  | 1/1/2023 | 12/31/2099 |  | 0 | 0 | 2023 |  |  |  | 0 | 0 | Real 2021 ¦ 5/8/2023 1:03:19 PM | 895 | 197.452 |  |  | 197.452 | 0 | 0 |  |  |  | 0
REF | ATC | 2023 | 7 | REF Mitchell Ext | IQW_23-25 | IQW_23-25 | 0.02254 | 197.452 | 0.02254 |  | 0 |  |  |  | 286.5819 |  |  | -1 | 0 | DSM_EE |  | 197.452 |  | 0 | 11.9339 | 11.9339 | 0 | -1 | 0 | 0 | 0 | 365 | 8760 | 0.00011416 | 60.4397 | 0 | 0 | 11.9339 | 60.4397 |  | 1/1/2023 | 12/31/2099 |  | 0 | 0 | 2023 |  |  |  | 0 | 0 | Real 2021 ¦ 5/8/2023 1:03:19 PM | 896 | 197.452 |  |  | 197.452 | 0 | 0 |  |  |  | 0
REF | ATC | 2023 | 8 | REF No Wind Portfolio | IQW_23-25 | IQW_23-25 | 0.02254 | 197.452 | 0.02254 |  | 0 |  |  |  | 286.5819 |  |  | -1 | 0 | DSM_EE |  | 197.452 |  | 0 | 11.9339 | 11.9339 | 0 | -1 | 0 | 0 | 0 | 365 | 8760 | 0.00011416 | 60.4397 | 0 | 0 | 11.9339 | 60.4397 |  | 1/1/2023 | 12/31/2099 |  | 0 | 0 | 2023 |  |  |  | 0 | 0 | Real 2021 ¦ 5/8/2023 1:03:19 PM | 897 | 197.452 |  |  | 197.452 | 0 | 0 |  |  |  | 0
REF | ATC | 2023 | 9 | Preferred Plan | IQW_23-25 | IQW_23-25 | 0.02254 | 197.452 | 0.02254 |  | 0 |  |  |  | 286.5819 |  |  | -1 | 0 | DSM_EE |  | 197.452 |  | 0 | 11.9339 | 11.9339 | 0 | -1 | 0 | 0 | 0 | 365 | 8760 | 0.00011416 | 60.4397 | 0 | 0 | 11.9339 | 60.4397 |  | 1/1/2023 | 12/31/2099 |  | 0 | 0 | 2023 |  |  |  | 0 | 0 | Real 2021 ¦ 5/8/2023 1:03:19 PM | 898 | 197.452 |  |  | 197.452 | 0 | 0 |  |  |  | 0
REF | ATC | 2023 | 1 | REF Portfolio | Residential - Low/Medium_26-30 | Residential - Low/Medium_26-30 | 0 | 0 | 0 |  | 0 |  |  |  | 0 |  |  | -1 | 0 | DSM_EE |  | 0 |  | 0 | 0 | 0 | 0 | -1 | 0 | 0 | 0 | 0 | 0 |  |  | 0 |  | 0 |  |  | 1/1/2026 | 12/31/2099 |  | 0 | 0 | 2023 |  |  |  | 0 | 0 | Real 2021 ¦ 5/8/2023 1:03:19 PM | 899 | 0 |  |  | 0 | 0 | 0 |  |  |  | 0
REF | ATC | 2023 | 3 | CETA Portfolio | Residential - Low/Medium_26-30 | Residential - Low/Medium_26-30 | 0 | 0 | 0 |  | 0 |  |  |  | 0 |  |  | -1 | 0 | DSM_EE |  | 0 |  | 0 | 0 | 0 | 0 | -1 | 0 | 0 | 0 | 0 | 0 |  |  | 0 |  | 0 |  |  | 1/1/2026 | 12/31/2099 |  | 0 | 0 | 2023 |  |  |  | 0 | 0 | Real 2021 ¦ 5/8/2023 1:03:19 PM | 900 | 0 |  |  | 0 | 0 | 0 |  |  |  | 0
REF | ATC | 2023 | 5 | NCR Portfolio | Residential - Low/Medium_26-30 | Residential - Low/Medium_26-30 | 0 | 0 | 0 |  | 0 |  |  |  | 0 |  |  | -1 | 0 | DSM_EE |  | 0 |  | 0 | 0 | 0 | 0 | -1 | 0 | 0 | 0 | 0 | 0 |  |  | 0 |  | 0 |  |  | 1/1/2026 | 12/31/2099 |  | 0 | 0 | 2023 |  |  |  | 0 | 0 | Real 2021 ¦ 5/8/2023 1:03:19 PM | 901 | 0 |  |  | 0 | 0 | 0 |  |  |  | 0
REF | ATC | 2023 | 6 | CC Portfolio | Residential - Low/Medium_26-30 | Residential - Low/Medium_26-30 | 0 | 0 | 0 |  | 0 |  |  |  | 0 |  |  | -1 | 0 | DSM_EE |  | 0 |  | 0 | 0 | 0 | 0 | -1 | 0 | 0 | 0 | 0 | 0 |  |  | 0 |  | 0 |  |  | 1/1/2026 | 12/31/2099 |  | 0 | 0 | 2023 |  |  |  | 0 | 0 | Real 2021 ¦ 5/8/2023 1:03:19 PM | 902 | 0 |  |  | 0 | 0 | 0 |  |  |  | 0
REF | ATC | 2023 | 7 | REF Mitchell Ext | Residential - Low/Medium_26-30 | Residential - Low/Medium_26-30 | 0 | 0 | 0 |  | 0 |  |  |  | 0 |  |  | -1 | 0 | DSM_EE |  | 0 |  | 0 | 0 | 0 | 0 | -1 | 0 | 0 | 0 | 0 | 0 |  |  | 0 |  | 0 |  |  | 1/1/2026 | 12/31/2099 |  | 0 | 0 | 2023 |  |  |  | 0 | 0 | Real 2021 ¦ 5/8/2023 1:03:19 PM | 903 | 0 |  |  | 0 | 0 | 0 |  |  |  | 0
REF | ATC | 2023 | 9 | Preferred Plan | Residential - Low/Medium_26-30 | Residential - Low/Medium_26-30 | 0 | 0 | 0 |  | 0 |  |  |  | 0 |  |  | -1 | 0 | DSM_EE |  | 0 |  | 0 | 0 | 0 | 0 | -1 | 0 | 0 | 0 | 0 | 0 |  |  | 0 |  | 0 |  |  | 1/1/2026 | 12/31/2099 |  | 0 | 0 | 2023 |  |  |  | 0 | 0 | Real 2021 ¦ 5/8/2023 1:03:19 PM | 904 | 0 |  |  | 0 | 0 | 0 |  |  |  | 0
REF | ATC | 2023 | 5 | NCR Portfolio | Residential - High_26-30 | Residential - High_26-30 | 0 | 0 | 0 |  | 0 |  |  |  | 0 |  |  | -1 | 0 | DSM_EE |  | 0 |  | 0 | 0 | 0 | 0 | -1 | 0 | 0 | 0 | 0 | 0 |  |  | 0 |  | 0 |  |  | 1/1/2026 | 12/31/2099 |  | 0 | 0 | 2023 |  |  |  | 0 | 0 | Real 2021 ¦ 5/8/2023 1:03:19 PM | 905 | 0 |  |  | 0 | 0 | 0 |  |  |  | 0
REF | ATC | 2023 | 6 | CC Portfolio | Residential - High_26-30 | Residential - High_26-30 | 0 | 0 | 0 |  | 0 |  |  |  | 0 |  |  | -1 | 0 | DSM_EE |  | 0 |  | 0 | 0 | 0 | 0 | -1 | 0 | 0 | 0 | 0 | 0 |  |  | 0 |  | 0 |  |  | 1/1/2026 | 12/31/2099 |  | 0 | 0 | 2023 |  |  |  | 0 | 0 | Real 2021 ¦ 5/8/2023 1:03:19 PM | 906 | 0 |  |  | 0 | 0 | 0 |  |  |  | 0
REF | ATC | 2023 | 9 | Preferred Plan | Residential - High_26-30 | Residential - High_26-30 | 0 | 0 | 0 |  | 0 |  |  |  | 0 |  |  | -1 | 0 | DSM_EE |  | 0 |  | 0 | 0 | 0 | 0 | -1 | 0 | 0 | 0 | 0 | 0 |  |  | 0 |  | 0 |  |  | 1/1/2026 | 12/31/2099 |  | 0 | 0 | 2023 |  |  |  | 0 | 0 | Real 2021 ¦ 5/8/2023 1:03:19 PM | 907 | 0 |  |  | 0 | 0 | 0 |  |  |  | 0
REF | ATC | 2023 | 2 | REF-HC Portfolio | Residential - Behavior_26-30 | Residential - Behavior_26-30 | 0 | 0 | 0 |  | 0 |  |  |  | 0 |  |  | -1 | 0 | DSM_EE |  | 0 |  | 0 | 0 | 0 | 0 | -1 | 0 | 0 | 0 | 0 | 0 |  |  | 0 |  | 0 |  |  | 1/1/2026 | 12/31/2099 |  | 0 | 0 | 2023 |  |  |  | 0 | 0 | Real 2021 ¦ 5/8/2023 1:03:19 PM | 908 | 0 |  |  | 0 | 0 | 0 |  |  |  | 0
REF | ATC | 2023 | 5 | NCR Portfolio | Residential - Behavior_26-30 | Residential - Behavior_26-30 | 0 | 0 | 0 |  | 0 |  |  |  | 0 |  |  | -1 | 0 | DSM_EE |  | 0 |  | 0 | 0 | 0 | 0 | -1 | 0 | 0 | 0 | 0 | 0 |  |  | 0 |  | 0 |  |  | 1/1/2026 | 12/31/2099 |  | 0 | 0 | 2023 |  |  |  | 0 | 0 | Real 2021 ¦ 5/8/2023 1:03:19 PM | 909 | 0 |  |  | 0 | 0 | 0 |  |  |  | 0
REF | ATC | 2023 | 6 | CC Portfolio | Residential - Behavior_26-30 | Residential - Behavior_26-30 | 0 | 0 | 0 |  | 0 |  |  |  | 0 |  |  | -1 | 0 | DSM_EE |  | 0 |  | 0 | 0 | 0 | 0 | -1 | 0 | 0 | 0 | 0 | 0 |  |  | 0 |  | 0 |  |  | 1/1/2026 | 12/31/2099 |  | 0 | 0 | 2023 |  |  |  | 0 | 0 | Real 2021 ¦ 5/8/2023 1:03:19 PM | 910 | 0 |  |  | 0 | 0 | 0 |  |  |  | 0
REF | ATC | 2023 | 8 | REF No Wind Portfolio | Residential - Behavior_26-30 | Residential - Behavior_26-30 | 0 | 0 | 0 |  | 0 |  |  |  | 0 |  |  | -1 | 0 | DSM_EE |  | 0 |  | 0 | 0 | 0 | 0 | -1 | 0 | 0 | 0 | 0 | 0 |  |  | 0 |  | 0 |  |  | 1/1/2026 | 12/31/2099 |  | 0 | 0 | 2023 |  |  |  | 0 | 0 | Real 2021 ¦ 5/8/2023 1:03:19 PM | 911 | 0 |  |  | 0 | 0 | 0 |  |  |  | 0
REF | ATC | 2023 | 9 | Preferred Plan | Residential - Behavior_26-30 | Residential - Behavior_26-30 | 0 | 0 | 0 |  | 0 |  |  |  | 0 |  |  | -1 | 0 | DSM_EE |  | 0 |  | 0 | 0 | 0 | 0 | -1 | 0 | 0 | 0 | 0 | 0 |  |  | 0 |  | 0 |  |  | 1/1/2026 | 12/31/2099 |  | 0 | 0 | 2023 |  |  |  | 0 | 0 | Real 2021 ¦ 5/8/2023 1:03:19 PM | 912 | 0 |  |  | 0 | 0 | 0 |  |  |  | 0
REF | ATC | 2023 | 1 | REF Portfolio | C&I - Low_26-30 | C&I - Low_26-30 | 0 | 0 | 0 |  | 0 |  |  |  | 0 |  |  | -1 | 0 | DSM_EE |  | 0 |  | 0 | 0 | 0 | 0 | -1 | 0 | 0 | 0 | 0 | 0 |  |  | 0 |  | 0 |  |  | 1/1/2026 | 12/31/2099 |  | 0 | 0 | 2023 |  |  |  | 0 | 0 | Real 2021 ¦ 5/8/2023 1:03:19 PM | 913 | 0 |  |  | 0 | 0 | 0 |  |  |  | 0
REF | ATC | 2023 | 2 | REF-HC Portfolio | C&I - Low_26-30 | C&I - Low_26-30 | 0 | 0 | 0 |  | 0 |  |  |  | 0 |  |  | -1 | 0 | DSM_EE |  | 0 |  | 0 | 0 | 0 | 0 | -1 | 0 | 0 | 0 | 0 | 0 |  |  | 0 |  | 0 |  |  | 1/1/2026 | 12/31/2099 |  | 0 | 0 | 2023 |  |  |  | 0 | 0 | Real 2021 ¦ 5/8/2023 1:03:19 PM | 914 | 0 |  |  | 0 | 0 | 0 |  |  |  | 0
REF | ATC | 2023 | 3 | CETA Portfolio | C&I - Low_26-30 | C&I - Low_26-30 | 0 | 0 | 0 |  | 0 |  |  |  | 0 |  |  | -1 | 0 | DSM_EE |  | 0 |  | 0 | 0 | 0 | 0 | -1 | 0 | 0 | 0 | 0 | 0 |  |  | 0 |  | 0 |  |  | 1/1/2026 | 12/31/2099 |  | 0 | 0 | 2023 |  |  |  | 0 | 0 | Real 2021 ¦ 5/8/2023 1:03:19 PM | 915 | 0 |  |  | 0 | 0 | 0 |  |  |  | 0
REF | ATC | 2023 | 4 | ECR Portfolio | C&I - Low_26-30 | C&I - Low_26-30 | 0 | 0 | 0 |  | 0 |  |  |  | 0 |  |  | -1 | 0 | DSM_EE |  | 0 |  | 0 | 0 | 0 | 0 | -1 | 0 | 0 | 0 | 0 | 0 |  |  | 0 |  | 0 |  |  | 1/1/2026 | 12/31/2099 |  | 0 | 0 | 2023 |  |  |  | 0 | 0 | Real 2021 ¦ 5/8/2023 1:03:19 PM | 916 | 0 |  |  | 0 | 0 | 0 |  |  |  | 0
REF | ATC | 2023 | 5 | NCR Portfolio | C&I - Low_26-30 | C&I - Low_26-30 | 0 | 0 | 0 |  | 0 |  |  |  | 0 |  |  | -1 | 0 | DSM_EE |  | 0 |  | 0 | 0 | 0 | 0 | -1 | 0 | 0 | 0 | 0 | 0 |  |  | 0 |  | 0 |  |  | 1/1/2026 | 12/31/2099 |  | 0 | 0 | 2023 |  |  |  | 0 | 0 | Real 2021 ¦ 5/8/2023 1:03:19 PM | 917 | 0 |  |  | 0 | 0 | 0 |  |  |  | 0
REF | ATC | 2023 | 6 | CC Portfolio | C&I - Low_26-30 | C&I - Low_26-30 | 0 | 0 | 0 |  | 0 |  |  |  | 0 |  |  | -1 | 0 | DSM_EE |  | 0 |  | 0 | 0 | 0 | 0 | -1 | 0 | 0 | 0 | 0 | 0 |  |  | 0 |  | 0 |  |  | 1/1/2026 | 12/31/2099 |  | 0 | 0 | 2023 |  |  |  | 0 | 0 | Real 2021 ¦ 5/8/2023 1:03:19 PM | 918 | 0 |  |  | 0 | 0 | 0 |  |  |  | 0
REF | ATC | 2023 | 7 | REF Mitchell Ext | C&I - Low_26-30 | C&I - Low_26-30 | 0 | 0 | 0 |  | 0 |  |  |  | 0 |  |  | -1 | 0 | DSM_EE |  | 0 |  | 0 | 0 | 0 | 0 | -1 | 0 | 0 | 0 | 0 | 0 |  |  | 0 |  | 0 |  |  | 1/1/2026 | 12/31/2099 |  | 0 | 0 | 2023 |  |  |  | 0 | 0 | Real 2021 ¦ 5/8/2023 1:03:19 PM | 919 | 0 |  |  | 0 | 0 | 0 |  |  |  | 0
REF | ATC | 2023 | 8 | REF No Wind Portfolio | C&I - Low_26-30 | C&I - Low_26-30 | 0 | 0 | 0 |  | 0 |  |  |  | 0 |  |  | -1 | 0 | DSM_EE |  | 0 |  | 0 | 0 | 0 | 0 | -1 | 0 | 0 | 0 | 0 | 0 |  |  | 0 |  | 0 |  |  | 1/1/2026 | 12/31/2099 |  | 0 | 0 | 2023 |  |  |  | 0 | 0 | Real 2021 ¦ 5/8/2023 1:03:19 PM | 920 | 0 |  |  | 0 | 0 | 0 |  |  |  | 0
REF | ATC | 2023 | 9 | Preferred Plan | C&I - Low_26-30 | C&I - Low_26-30 | 0 | 0 | 0 |  | 0 |  |  |  | 0 |  |  | -1 | 0 | DSM_EE |  | 0 |  | 0 | 0 | 0 | 0 | -1 | 0 | 0 | 0 | 0 | 0 |  |  | 0 |  | 0 |  |  | 1/1/2026 | 12/31/2099 |  | 0 | 0 | 2023 |  |  |  | 0 | 0 | Real 2021 ¦ 5/8/2023 1:03:19 PM | 921 | 0 |  |  | 0 | 0 | 0 |  |  |  | 0
REF | ATC | 2023 | 5 | NCR Portfolio | C&I - High_26-30 | C&I - High_26-30 | 0 | 0 | 0 |  | 0 |  |  |  | 0 |  |  | -1 | 0 | DSM_EE |  | 0 |  | 0 | 0 | 0 | 0 | -1 | 0 | 0 | 0 | 0 | 0 |  |  | 0 |  | 0 |  |  | 1/1/2026 | 12/31/2099 |  | 0 | 0 | 2023 |  |  |  | 0 | 0 | Real 2021 ¦ 5/8/2023 1:03:19 PM | 922 | 0 |  |  | 0 | 0 | 0 |  |  |  | 0
REF | ATC | 2023 | 1 | REF Portfolio | IQW_26-30 | IQW_26-30 | 0 | 0 | 0 |  | 0 |  |  |  | 0 |  |  | -1 | 0 | DSM_EE |  | 0 |  | 0 | 0 | 0 | 0 | -1 | 0 | 0 | 0 | 0 | 0 |  |  | 0 |  | 0 |  |  | 1/1/2026 | 12/31/2099 |  | 0 | 0 | 2023 |  |  |  | 0 | 0 | Real 2021 ¦ 5/8/2023 1:03:19 PM | 923 | 0 |  |  | 0 | 0 | 0 |  |  |  | 0
REF | ATC | 2023 | 2 | REF-HC Portfolio | IQW_26-30 | IQW_26-30 | 0 | 0 | 0 |  | 0 |  |  |  | 0 |  |  | -1 | 0 | DSM_EE |  | 0 |  | 0 | 0 | 0 | 0 | -1 | 0 | 0 | 0 | 0 | 0 |  |  | 0 |  | 0 |  |  | 1/1/2026 | 12/31/2099 |  | 0 | 0 | 2023 |  |  |  | 0 | 0 | Real 2021 ¦ 5/8/2023 1:03:19 PM | 924 | 0 |  |  | 0 | 0 | 0 |  |  |  | 0
REF | ATC | 2023 | 3 | CETA Portfolio | IQW_26-30 | IQW_26-30 | 0 | 0 | 0 |  | 0 |  |  |  | 0 |  |  | -1 | 0 | DSM_EE |  | 0 |  | 0 | 0 | 0 | 0 | -1 | 0 | 0 | 0 | 0 | 0 |  |  | 0 |  | 0 |  |  | 1/1/2026 | 12/31/2099 |  | 0 | 0 | 2023 |  |  |  | 0 | 0 | Real 2021 ¦ 5/8/2023 1:03:19 PM | 925 | 0 |  |  | 0 | 0 | 0 |  |  |  | 0
REF | ATC | 2023 | 4 | ECR Portfolio | IQW_26-30 | IQW_26-30 | 0 | 0 | 0 |  | 0 |  |  |  | 0 |  |  | -1 | 0 | DSM_EE |  | 0 |  | 0 | 0 | 0 | 0 | -1 | 0 | 0 | 0 | 0 | 0 |  |  | 0 |  | 0 |  |  | 1/1/2026 | 12/31/2099 |  | 0 | 0 | 2023 |  |  |  | 0 | 0 | Real 2021 ¦ 5/8/2023 1:03:19 PM | 926 | 0 |  |  | 0 | 0 | 0 |  |  |  | 0
REF | ATC | 2023 | 5 | NCR Portfolio | IQW_26-30 | IQW_26-30 | 0 | 0 | 0 |  | 0 |  |  |  | 0 |  |  | -1 | 0 | DSM_EE |  | 0 |  | 0 | 0 | 0 | 0 | -1 | 0 | 0 | 0 | 0 | 0 |  |  | 0 |  | 0 |  |  | 1/1/2026 | 12/31/2099 |  | 0 | 0 | 2023 |  |  |  | 0 | 0 | Real 2021 ¦ 5/8/2023 1:03:19 PM | 927 | 0 |  |  | 0 | 0 | 0 |  |  |  | 0
REF | ATC | 2023 | 6 | CC Portfolio | IQW_26-30 | IQW_26-30 | 0 | 0 | 0 |  | 0 |  |  |  | 0 |  |  | -1 | 0 | DSM_EE |  | 0 |  | 0 | 0 | 0 | 0 | -1 | 0 | 0 | 0 | 0 | 0 |  |  | 0 |  | 0 |  |  | 1/1/2026 | 12/31/2099 |  | 0 | 0 | 2023 |  |  |  | 0 | 0 | Real 2021 ¦ 5/8/2023 1:03:19 PM | 928 | 0 |  |  | 0 | 0 | 0 |  |  |  | 0
REF | ATC | 2023 | 7 | REF Mitchell Ext | IQW_26-30 | IQW_26-30 | 0 | 0 | 0 |  | 0 |  |  |  | 0 |  |  | -1 | 0 | DSM_EE |  | 0 |  | 0 | 0 | 0 | 0 | -1 | 0 | 0 | 0 | 0 | 0 |  |  | 0 |  | 0 |  |  | 1/1/2026 | 12/31/2099 |  | 0 | 0 | 2023 |  |  |  | 0 | 0 | Real 2021 ¦ 5/8/2023 1:03:19 PM | 929 | 0 |  |  | 0 | 0 | 0 |  |  |  | 0
REF | ATC | 2023 | 8 | REF No Wind Portfolio | IQW_26-30 | IQW_26-30 | 0 | 0 | 0 |  | 0 |  |  |  | 0 |  |  | -1 | 0 | DSM_EE |  | 0 |  | 0 | 0 | 0 | 0 | -1 | 0 | 0 | 0 | 0 | 0 |  |  | 0 |  | 0 |  |  | 1/1/2026 | 12/31/2099 |  | 0 | 0 | 2023 |  |  |  | 0 | 0 | Real 2021 ¦ 5/8/2023 1:03:19 PM | 930 | 0 |  |  | 0 | 0 | 0 |  |  |  | 0
REF | ATC | 2023 | 9 | Preferred Plan | IQW_26-30 | IQW_26-30 | 0 | 0 | 0 |  | 0 |  |  |  | 0 |  |  | -1 | 0 | DSM_EE |  | 0 |  | 0 | 0 | 0 | 0 | -1 | 0 | 0 | 0 | 0 | 0 |  |  | 0 |  | 0 |  |  | 1/1/2026 | 12/31/2099 |  | 0 | 0 | 2023 |  |  |  | 0 | 0 | Real 2021 ¦ 5/8/2023 1:03:19 PM | 931 | 0 |  |  | 0 | 0 | 0 |  |  |  | 0
REF | ATC | 2023 | 2 | REF-HC Portfolio | Residential - Low/Medium_31-42 | Residential - Low/Medium_31-42 | 0 | 0 | 0 |  | 0 |  |  |  | 0 |  |  | -1 | 0 | DSM_EE |  | 0 |  | 0 | 0 | 0 | 0 | -1 | 0 | 0 | 0 | 0 | 0 |  |  | 0 |  | 0 |  |  | 1/1/2031 | 12/31/2099 |  | 0 | 0 | 2023 |  |  |  | 0 | 0 | Real 2021 ¦ 5/8/2023 1:03:19 PM | 932 | 0 |  |  | 0 | 0 | 0 |  |  |  | 0
REF | ATC | 2023 | 4 | ECR Portfolio | Residential - Low/Medium_31-42 | Residential - Low/Medium_31-42 | 0 | 0 | 0 |  | 0 |  |  |  | 0 |  |  | -1 | 0 | DSM_EE |  | 0 |  | 0 | 0 | 0 | 0 | -1 | 0 | 0 | 0 | 0 | 0 |  |  | 0 |  | 0 |  |  | 1/1/2031 | 12/31/2099 |  | 0 | 0 | 2023 |  |  |  | 0 | 0 | Real 2021 ¦ 5/8/2023 1:03:19 PM | 933 | 0 |  |  | 0 | 0 | 0 |  |  |  | 0
REF | ATC | 2023 | 6 | CC Portfolio | Residential - Low/Medium_31-42 | Residential - Low/Medium_31-42 | 0 | 0 | 0 |  | 0 |  |  |  | 0 |  |  | -1 | 0 | DSM_EE |  | 0 |  | 0 | 0 | 0 | 0 | -1 | 0 | 0 | 0 | 0 | 0 |  |  | 0 |  | 0 |  |  | 1/1/2031 | 12/31/2099 |  | 0 | 0 | 2023 |  |  |  | 0 | 0 | Real 2021 ¦ 5/8/2023 1:03:19 PM | 934 | 0 |  |  | 0 | 0 | 0 |  |  |  | 0
REF | ATC | 2023 | 8 | REF No Wind Portfolio | Residential - Low/Medium_31-42 | Residential - Low/Medium_31-42 | 0 | 0 | 0 |  | 0 |  |  |  | 0 |  |  | -1 | 0 | DSM_EE |  | 0 |  | 0 | 0 | 0 | 0 | -1 | 0 | 0 | 0 | 0 | 0 |  |  | 0 |  | 0 |  |  | 1/1/2031 | 12/31/2099 |  | 0 | 0 | 2023 |  |  |  | 0 | 0 | Real 2021 ¦ 5/8/2023 1:03:19 PM | 935 | 0 |  |  | 0 | 0 | 0 |  |  |  | 0
REF | ATC | 2023 | 9 | Preferred Plan | Residential - Low/Medium_31-42 | Residential - Low/Medium_31-42 | 0 | 0 | 0 |  | 0 |  |  |  | 0 |  |  | -1 | 0 | DSM_EE |  | 0 |  | 0 | 0 | 0 | 0 | -1 | 0 | 0 | 0 | 0 | 0 |  |  | 0 |  | 0 |  |  | 1/1/2031 | 12/31/2099 |  | 0 | 0 | 2023 |  |  |  | 0 | 0 | Real 2021 ¦ 5/8/2023 1:03:19 PM | 936 | 0 |  |  | 0 | 0 | 0 |  |  |  | 0
REF | ATC | 2023 | 1 | REF Portfolio | C&I - Low_31-42 | C&I - Low_31-42 | 0 | 0 | 0 |  | 0 |  |  |  | 0 |  |  | -1 | 0 | DSM_EE |  | 0 |  | 0 | 0 | 0 | 0 | -1 | 0 | 0 | 0 | 0 | 0 |  |  | 0 |  | 0 |  |  | 1/1/2031 | 12/31/2099 |  | 0 | 0 | 2023 |  |  |  | 0 | 0 | Real 2021 ¦ 5/8/2023 1:03:19 PM | 937 | 0 |  |  | 0 | 0 | 0 |  |  |  | 0
REF | ATC | 2023 | 3 | CETA Portfolio | C&I - Low_31-42 | C&I - Low_31-42 | 0 | 0 | 0 |  | 0 |  |  |  | 0 |  |  | -1 | 0 | DSM_EE |  | 0 |  | 0 | 0 | 0 | 0 | -1 | 0 | 0 | 0 | 0 | 0 |  |  | 0 |  | 0 |  |  | 1/1/2031 | 12/31/2099 |  | 0 | 0 | 2023 |  |  |  | 0 | 0 | Real 2021 ¦ 5/8/2023 1:03:19 PM | 938 | 0 |  |  | 0 | 0 | 0 |  |  |  | 0
REF | ATC | 2023 | 4 | ECR Portfolio | C&I - Low_31-42 | C&I - Low_31-42 | 0 | 0 | 0 |  | 0 |  |  |  | 0 |  |  | -1 | 0 | DSM_EE |  | 0 |  | 0 | 0 | 0 | 0 | -1 | 0 | 0 | 0 | 0 | 0 |  |  | 0 |  | 0 |  |  | 1/1/2031 | 12/31/2099 |  | 0 | 0 | 2023 |  |  |  | 0 | 0 | Real 2021 ¦ 5/8/2023 1:03:19 PM | 939 | 0 |  |  | 0 | 0 | 0 |  |  |  | 0
REF | ATC | 2023 | 6 | CC Portfolio | C&I - Low_31-42 | C&I - Low_31-42 | 0 | 0 | 0 |  | 0 |  |  |  | 0 |  |  | -1 | 0 | DSM_EE |  | 0 |  | 0 | 0 | 0 | 0 | -1 | 0 | 0 | 0 | 0 | 0 |  |  | 0 |  | 0 |  |  | 1/1/2031 | 12/31/2099 |  | 0 | 0 | 2023 |  |  |  | 0 | 0 | Real 2021 ¦ 5/8/2023 1:03:19 PM | 940 | 0 |  |  | 0 | 0 | 0 |  |  |  | 0
REF | ATC | 2023 | 7 | REF Mitchell Ext | C&I - Low_31-42 | C&I - Low_31-42 | 0 | 0 | 0 |  | 0 |  |  |  | 0 |  |  | -1 | 0 | DSM_EE |  | 0 |  | 0 | 0 | 0 | 0 | -1 | 0 | 0 | 0 | 0 | 0 |  |  | 0 |  | 0 |  |  | 1/1/2031 | 12/31/2099 |  | 0 | 0 | 2023 |  |  |  | 0 | 0 | Real 2021 ¦ 5/8/2023 1:03:19 PM | 941 | 0 |  |  | 0 | 0 | 0 |  |  |  | 0
REF | ATC | 2023 | 8 | REF No Wind Portfolio | C&I - Low_31-42 | C&I - Low_31-42 | 0 | 0 | 0 |  | 0 |  |  |  | 0 |  |  | -1 | 0 | DSM_EE |  | 0 |  | 0 | 0 | 0 | 0 | -1 | 0 | 0 | 0 | 0 | 0 |  |  | 0 |  | 0 |  |  | 1/1/2031 | 12/31/2099 |  | 0 | 0 | 2023 |  |  |  | 0 | 0 | Real 2021 ¦ 5/8/2023 1:03:19 PM | 942 | 0 |  |  | 0 | 0 | 0 |  |  |  | 0
REF | ATC | 2023 | 9 | Preferred Plan | C&I - Low_31-42 | C&I - Low_31-42 | 0 | 0 | 0 |  | 0 |  |  |  | 0 |  |  | -1 | 0 | DSM_EE |  | 0 |  | 0 | 0 | 0 | 0 | -1 | 0 | 0 | 0 | 0 | 0 |  |  | 0 |  | 0 |  |  | 1/1/2031 | 12/31/2099 |  | 0 | 0 | 2023 |  |  |  | 0 | 0 | Real 2021 ¦ 5/8/2023 1:03:19 PM | 943 | 0 |  |  | 0 | 0 | 0 |  |  |  | 0
REF | ATC | 2023 | 1 | REF Portfolio | IQW_31-42 | IQW_31-42 | 0 | 0 | 0 |  | 0 |  |  |  | 0 |  |  | -1 | 0 | DSM_EE |  | 0 |  | 0 | 0 | 0 | 0 | -1 | 0 | 0 | 0 | 0 | 0 |  |  | 0 |  | 0 |  |  | 1/1/2031 | 12/31/2099 |  | 0 | 0 | 2023 |  |  |  | 0 | 0 | Real 2021 ¦ 5/8/2023 1:03:19 PM | 944 | 0 |  |  | 0 | 0 | 0 |  |  |  | 0
REF | ATC | 2023 | 2 | REF-HC Portfolio | IQW_31-42 | IQW_31-42 | 0 | 0 | 0 |  | 0 |  |  |  | 0 |  |  | -1 | 0 | DSM_EE |  | 0 |  | 0 | 0 | 0 | 0 | -1 | 0 | 0 | 0 | 0 | 0 |  |  | 0 |  | 0 |  |  | 1/1/2031 | 12/31/2099 |  | 0 | 0 | 2023 |  |  |  | 0 | 0 | Real 2021 ¦ 5/8/2023 1:03:19 PM | 945 | 0 |  |  | 0 | 0 | 0 |  |  |  | 0
REF | ATC | 2023 | 3 | CETA Portfolio | IQW_31-42 | IQW_31-42 | 0 | 0 | 0 |  | 0 |  |  |  | 0 |  |  | -1 | 0 | DSM_EE |  | 0 |  | 0 | 0 | 0 | 0 | -1 | 0 | 0 | 0 | 0 | 0 |  |  | 0 |  | 0 |  |  | 1/1/2031 | 12/31/2099 |  | 0 | 0 | 2023 |  |  |  | 0 | 0 | Real 2021 ¦ 5/8/2023 1:03:19 PM | 946 | 0 |  |  | 0 | 0 | 0 |  |  |  | 0
REF | ATC | 2023 | 4 | ECR Portfolio | IQW_31-42 | IQW_31-42 | 0 | 0 | 0 |  | 0 |  |  |  | 0 |  |  | -1 | 0 | DSM_EE |  | 0 |  | 0 | 0 | 0 | 0 | -1 | 0 | 0 | 0 | 0 | 0 |  |  | 0 |  | 0 |  |  | 1/1/2031 | 12/31/2099 |  | 0 | 0 | 2023 |  |  |  | 0 | 0 | Real 2021 ¦ 5/8/2023 1:03:19 PM | 947 | 0 |  |  | 0 | 0 | 0 |  |  |  | 0
REF | ATC | 2023 | 5 | NCR Portfolio | IQW_31-42 | IQW_31-42 | 0 | 0 | 0 |  | 0 |  |  |  | 0 |  |  | -1 | 0 | DSM_EE |  | 0 |  | 0 | 0 | 0 | 0 | -1 | 0 | 0 | 0 | 0 | 0 |  |  | 0 |  | 0 |  |  | 1/1/2031 | 12/31/2099 |  | 0 | 0 | 2023 |  |  |  | 0 | 0 | Real 2021 ¦ 5/8/2023 1:03:19 PM | 948 | 0 |  |  | 0 | 0 | 0 |  |  |  | 0
REF | ATC | 2023 | 6 | CC Portfolio | IQW_31-42 | IQW_31-42 | 0 | 0 | 0 |  | 0 |  |  |  | 0 |  |  | -1 | 0 | DSM_EE |  | 0 |  | 0 | 0 | 0 | 0 | -1 | 0 | 0 | 0 | 0 | 0 |  |  | 0 |  | 0 |  |  | 1/1/2031 | 12/31/2099 |  | 0 | 0 | 2023 |  |  |  | 0 | 0 | Real 2021 ¦ 5/8/2023 1:03:19 PM | 949 | 0 |  |  | 0 | 0 | 0 |  |  |  | 0
REF | ATC | 2023 | 7 | REF Mitchell Ext | IQW_31-42 | IQW_31-42 | 0 | 0 | 0 |  | 0 |  |  |  | 0 |  |  | -1 | 0 | DSM_EE |  | 0 |  | 0 | 0 | 0 | 0 | -1 | 0 | 0 | 0 | 0 | 0 |  |  | 0 |  | 0 |  |  | 1/1/2031 | 12/31/2099 |  | 0 | 0 | 2023 |  |  |  | 0 | 0 | Real 2021 ¦ 5/8/2023 1:03:19 PM | 950 | 0 |  |  | 0 | 0 | 0 |  |  |  | 0
REF | ATC | 2023 | 8 | REF No Wind Portfolio | IQW_31-42 | IQW_31-42 | 0 | 0 | 0 |  | 0 |  |  |  | 0 |  |  | -1 | 0 | DSM_EE |  | 0 |  | 0 | 0 | 0 | 0 | -1 | 0 | 0 | 0 | 0 | 0 |  |  | 0 |  | 0 |  |  | 1/1/2031 | 12/31/2099 |  | 0 | 0 | 2023 |  |  |  | 0 | 0 | Real 2021 ¦ 5/8/2023 1:03:19 PM | 951 | 0 |  |  | 0 | 0 | 0 |  |  |  | 0
REF | ATC | 2023 | 9 | Preferred Plan | IQW_31-42 | IQW_31-42 | 0 | 0 | 0 |  | 0 |  |  |  | 0 |  |  | -1 | 0 | DSM_EE |  | 0 |  | 0 | 0 | 0 | 0 | -1 | 0 | 0 | 0 | 0 | 0 |  |  | 0 |  | 0 |  |  | 1/1/2031 | 12/31/2099 |  | 0 | 0 | 2023 |  |  |  | 0 | 0 | Real 2021 ¦ 5/8/2023 1:03:19 PM | 952 | 0 |  |  | 0 | 0 | 0 |  |  |  | 0
REF | ATC | 2023 | 1 | REF Portfolio | Area 1001 Gas CT 2029 | Area 1001 Gas CT 2029 | 0 | 0 | 0 |  | 0 |  |  |  | 0 |  |  | -1 | 0 | TCO |  | 0 |  | 0 | 0 | 0 | 0 | -1 | 0 | 0 | 0 | 0 | 0 |  |  | 0 |  | 0 |  |  | 1/1/2029 | 12/31/2099 |  | 0 | 0 | 2023 |  |  |  | 0 | 0 | Real 2021 ¦ 5/8/2023 1:03:19 PM | 953 | 0 |  |  | 0 | 0 | 0 |  |  |  | 0
REF | ATC | 2023 | 2 | REF-HC Portfolio | Area 1001 Gas CT 2029 | Area 1001 Gas CT 2029 | 0 | 0 | 0 |  | 0 |  |  |  | 0 |  |  | -1 | 0 | TCO |  | 0 |  | 0 | 0 | 0 | 0 | -1 | 0 | 0 | 0 | 0 | 0 |  |  | 0 |  | 0 |  |  | 1/1/2029 | 12/31/2099 |  | 0 | 0 | 2023 |  |  |  | 0 | 0 | Real 2021 ¦ 5/8/2023 1:03:19 PM | 954 | 0 |  |  | 0 | 0 | 0 |  |  |  | 0
REF | ATC | 2023 | 3 | CETA Portfolio | Area 1001 Gas CT 2029 | Area 1001 Gas CT 2029 | 0 | 0 | 0 |  | 0 |  |  |  | 0 |  |  | -1 | 0 | TCO |  | 0 |  | 0 | 0 | 0 | 0 | -1 | 0 | 0 | 0 | 0 | 0 |  |  | 0 |  | 0 |  |  | 1/1/2029 | 12/31/2099 |  | 0 | 0 | 2023 |  |  |  | 0 | 0 | Real 2021 ¦ 5/8/2023 1:03:19 PM | 955 | 0 |  |  | 0 | 0 | 0 |  |  |  | 0
REF | ATC | 2023 | 4 | ECR Portfolio | Area 1001 Gas CT 2029 | Area 1001 Gas CT 2029 | 0 | 0 | 0 |  | 0 |  |  |  | 0 |  |  | -1 | 0 | TCO |  | 0 |  | 0 | 0 | 0 | 0 | -1 | 0 | 0 | 0 | 0 | 0 |  |  | 0 |  | 0 |  |  | 1/1/2029 | 12/31/2099 |  | 0 | 0 | 2023 |  |  |  | 0 | 0 | Real 2021 ¦ 5/8/2023 1:03:19 PM | 956 | 0 |  |  | 0 | 0 | 0 |  |  |  | 0
REF | ATC | 2023 | 5 | NCR Portfolio | Area 1001 Gas CT 2029 | Area 1001 Gas CT 2029 | 0 | 0 | 0 |  | 0 |  |  |  | 0 |  |  | -1 | 0 | TCO |  | 0 |  | 0 | 0 | 0 | 0 | -1 | 0 | 0 | 0 | 0 | 0 |  |  | 0 |  | 0 |  |  | 1/1/2029 | 12/31/2099 |  | 0 | 0 | 2023 |  |  |  | 0 | 0 | Real 2021 ¦ 5/8/2023 1:03:19 PM | 957 | 0 |  |  | 0 | 0 | 0 |  |  |  | 0
REF | ATC | 2023 | 7 | REF Mitchell Ext | Area 1001 Gas CT 2029 | Area 1001 Gas CT 2029 | 0 | 0 | 0 |  | 0 |  |  |  | 0 |  |  | -1 | 0 | TCO |  | 0 |  | 0 | 0 | 0 | 0 | -1 | 0 | 0 | 0 | 0 | 0 |  |  | 0 |  | 0 |  |  | 1/1/2029 | 12/31/2099 |  | 0 | 0 | 2023 |  |  |  | 0 | 0 | Real 2021 ¦ 5/8/2023 1:03:19 PM | 958 | 0 |  |  | 0 | 0 | 0 |  |  |  | 0
REF | ATC | 2023 | 8 | REF No Wind Portfolio | Area 1001 Gas CT 2029 | Area 1001 Gas CT 2029 | 0 | 0 | 0 |  | 0 |  |  |  | 0 |  |  | -1 | 0 | TCO |  | 0 |  | 0 | 0 | 0 | 0 | -1 | 0 | 0 | 0 | 0 | 0 |  |  | 0 |  | 0 |  |  | 1/1/2029 | 12/31/2099 |  | 0 | 0 | 2023 |  |  |  | 0 | 0 | Real 2021 ¦ 5/8/2023 1:03:19 PM | 959 | 0 |  |  | 0 | 0 | 0 |  |  |  | 0
REF | ATC | 2023 | 9 | Preferred Plan | Area 1001 Gas CT 2029 | Area 1001 Gas CT 2029 | 0 | 0 | 0 |  | 0 |  |  |  | 0 |  |  | -1 | 0 | TCO |  | 0 |  | 0 | 0 | 0 | 0 | -1 | 0 | 0 | 0 | 0 | 0 |  |  | 0 |  | 0 |  |  | 1/1/2029 | 12/31/2099 |  | 0 | 0 | 2023 |  |  |  | 0 | 0 | Real 2021 ¦ 5/8/2023 1:03:19 PM | 960 | 0 |  |  | 0 | 0 | 0 |  |  |  | 0
REF | ATC | 2023 | 8 | REF No Wind Portfolio | Area 1001 Solar 2026 | Area 1001 Solar 2026 | 0 | 0 | 0 |  | 0 |  |  |  | 0 |  |  | -1 | 0 | Solar |  | 0 |  | 0 | 0 | 0 | 0 | -1 | 0 | 0 | 0 | 0 | 0 |  |  | 0 |  | 0 |  |  | 1/1/2026 | 12/31/2099 |  | 0 | 0 | 2023 |  |  |  | 0 | 0 | Real 2021 ¦ 5/8/2023 1:03:19 PM | 961 | 0 |  |  | 0 | 0 | 0 |  |  |  | 0
REF | ATC | 2023 | 1 | REF Portfolio | Area 1001 Solar 2027 | Area 1001 Solar 2027 | 0 | 0 | 0 |  | 0 |  |  |  | 0 |  |  | -1 | 0 | Solar |  | 0 |  | 0 | 0 | 0 | 0 | -1 | 0 | 0 | 0 | 0 | 0 |  |  | 0 |  | 0 |  |  | 1/1/2027 | 12/31/2099 |  | 0 | 0 | 2023 |  |  |  | 0 | 0 | Real 2021 ¦ 5/8/2023 1:03:19 PM | 962 | 0 |  |  | 0 | 0 | 0 |  |  |  | 0
REF | ATC | 2023 | 2 | REF-HC Portfolio | Area 1001 Solar 2027 | Area 1001 Solar 2027 | 0 | 0 | 0 |  | 0 |  |  |  | 0 |  |  | -1 | 0 | Solar |  | 0 |  | 0 | 0 | 0 | 0 | -1 | 0 | 0 | 0 | 0 | 0 |  |  | 0 |  | 0 |  |  | 1/1/2027 | 12/31/2099 |  | 0 | 0 | 2023 |  |  |  | 0 | 0 | Real 2021 ¦ 5/8/2023 1:03:19 PM | 963 | 0 |  |  | 0 | 0 | 0 |  |  |  | 0
REF | ATC | 2023 | 3 | CETA Portfolio | Area 1001 Solar 2027 | Area 1001 Solar 2027 | 0 | 0 | 0 |  | 0 |  |  |  | 0 |  |  | -1 | 0 | Solar |  | 0 |  | 0 | 0 | 0 | 0 | -1 | 0 | 0 | 0 | 0 | 0 |  |  | 0 |  | 0 |  |  | 1/1/2027 | 12/31/2099 |  | 0 | 0 | 2023 |  |  |  | 0 | 0 | Real 2021 ¦ 5/8/2023 1:03:19 PM | 964 | 0 |  |  | 0 | 0 | 0 |  |  |  | 0
REF | ATC | 2023 | 5 | NCR Portfolio | Area 1001 Solar 2027 | Area 1001 Solar 2027 | 0 | 0 | 0 |  | 0 |  |  |  | 0 |  |  | -1 | 0 | Solar |  | 0 |  | 0 | 0 | 0 | 0 | -1 | 0 | 0 | 0 | 0 | 0 |  |  | 0 |  | 0 |  |  | 1/1/2027 | 12/31/2099 |  | 0 | 0 | 2023 |  |  |  | 0 | 0 | Real 2021 ¦ 5/8/2023 1:03:19 PM | 965 | 0 |  |  | 0 | 0 | 0 |  |  |  | 0
REF | ATC | 2023 | 6 | CC Portfolio | Area 1001 Solar 2027 | Area 1001 Solar 2027 | 0 | 0 | 0 |  | 0 |  |  |  | 0 |  |  | -1 | 0 | Solar |  | 0 |  | 0 | 0 | 0 | 0 | -1 | 0 | 0 | 0 | 0 | 0 |  |  | 0 |  | 0 |  |  | 1/1/2027 | 12/31/2099 |  | 0 | 0 | 2023 |  |  |  | 0 | 0 | Real 2021 ¦ 5/8/2023 1:03:19 PM | 966 | 0 |  |  | 0 | 0 | 0 |  |  |  | 0
REF | ATC | 2023 | 7 | REF Mitchell Ext | Area 1001 Solar 2027 | Area 1001 Solar 2027 | 0 | 0 | 0 |  | 0 |  |  |  | 0 |  |  | -1 | 0 | Solar |  | 0 |  | 0 | 0 | 0 | 0 | -1 | 0 | 0 | 0 | 0 | 0 |  |  | 0 |  | 0 |  |  | 1/1/2027 | 12/31/2099 |  | 0 | 0 | 2023 |  |  |  | 0 | 0 | Real 2021 ¦ 5/8/2023 1:03:19 PM | 967 | 0 |  |  | 0 | 0 | 0 |  |  |  | 0
REF | ATC | 2023 | 8 | REF No Wind Portfolio | Area 1001 Solar 2027 | Area 1001 Solar 2027 | 0 | 0 | 0 |  | 0 |  |  |  | 0 |  |  | -1 | 0 | Solar |  | 0 |  | 0 | 0 | 0 | 0 | -1 | 0 | 0 | 0 | 0 | 0 |  |  | 0 |  | 0 |  |  | 1/1/2027 | 12/31/2099 |  | 0 | 0 | 2023 |  |  |  | 0 | 0 | Real 2021 ¦ 5/8/2023 1:03:19 PM | 968 | 0 |  |  | 0 | 0 | 0 |  |  |  | 0
REF | ATC | 2023 | 9 | Preferred Plan | Area 1001 Solar 2027 | Area 1001 Solar 2027 | 0 | 0 | 0 |  | 0 |  |  |  | 0 |  |  | -1 | 0 | Solar |  | 0 |  | 0 | 0 | 0 | 0 | -1 | 0 | 0 | 0 | 0 | 0 |  |  | 0 |  | 0 |  |  | 1/1/2027 | 12/31/2099 |  | 0 | 0 | 2023 |  |  |  | 0 | 0 | Real 2021 ¦ 5/8/2023 1:03:19 PM | 969 | 0 |  |  | 0 | 0 | 0 |  |  |  | 0
REF | ATC | 2023 | 1 | REF Portfolio | Area 1001 Solar 2028 | Area 1001 Solar 2028 | 0 | 0 | 0 |  | 0 |  |  |  | 0 |  |  | -1 | 0 | Solar |  | 0 |  | 0 | 0 | 0 | 0 | -1 | 0 | 0 | 0 | 0 | 0 |  |  | 0 |  | 0 |  |  | 1/1/2028 | 12/31/2099 |  | 0 | 0 | 2023 |  |  |  | 0 | 0 | Real 2021 ¦ 5/8/2023 1:03:19 PM | 970 | 0 |  |  | 0 | 0 | 0 |  |  |  | 0
REF | ATC | 2023 | 2 | REF-HC Portfolio | Area 1001 Solar 2028 | Area 1001 Solar 2028 | 0 | 0 | 0 |  | 0 |  |  |  | 0 |  |  | -1 | 0 | Solar |  | 0 |  | 0 | 0 | 0 | 0 | -1 | 0 | 0 | 0 | 0 | 0 |  |  | 0 |  | 0 |  |  | 1/1/2028 | 12/31/2099 |  | 0 | 0 | 2023 |  |  |  | 0 | 0 | Real 2021 ¦ 5/8/2023 1:03:19 PM | 971 | 0 |  |  | 0 | 0 | 0 |  |  |  | 0
REF | ATC | 2023 | 3 | CETA Portfolio | Area 1001 Solar 2028 | Area 1001 Solar 2028 | 0 | 0 | 0 |  | 0 |  |  |  | 0 |  |  | -1 | 0 | Solar |  | 0 |  | 0 | 0 | 0 | 0 | -1 | 0 | 0 | 0 | 0 | 0 |  |  | 0 |  | 0 |  |  | 1/1/2028 | 12/31/2099 |  | 0 | 0 | 2023 |  |  |  | 0 | 0 | Real 2021 ¦ 5/8/2023 1:03:19 PM | 972 | 0 |  |  | 0 | 0 | 0 |  |  |  | 0
REF | ATC | 2023 | 4 | ECR Portfolio | Area 1001 Solar 2028 | Area 1001 Solar 2028 | 0 | 0 | 0 |  | 0 |  |  |  | 0 |  |  | -1 | 0 | Solar |  | 0 |  | 0 | 0 | 0 | 0 | -1 | 0 | 0 | 0 | 0 | 0 |  |  | 0 |  | 0 |  |  | 1/1/2028 | 12/31/2099 |  | 0 | 0 | 2023 |  |  |  | 0 | 0 | Real 2021 ¦ 5/8/2023 1:03:19 PM | 973 | 0 |  |  | 0 | 0 | 0 |  |  |  | 0
REF | ATC | 2023 | 5 | NCR Portfolio | Area 1001 Solar 2028 | Area 1001 Solar 2028 | 0 | 0 | 0 |  | 0 |  |  |  | 0 |  |  | -1 | 0 | Solar |  | 0 |  | 0 | 0 | 0 | 0 | -1 | 0 | 0 | 0 | 0 | 0 |  |  | 0 |  | 0 |  |  | 1/1/2028 | 12/31/2099 |  | 0 | 0 | 2023 |  |  |  | 0 | 0 | Real 2021 ¦ 5/8/2023 1:03:19 PM | 974 | 0 |  |  | 0 | 0 | 0 |  |  |  | 0
REF | ATC | 2023 | 6 | CC Portfolio | Area 1001 Solar 2028 | Area 1001 Solar 2028 | 0 | 0 | 0 |  | 0 |  |  |  | 0 |  |  | -1 | 0 | Solar |  | 0 |  | 0 | 0 | 0 | 0 | -1 | 0 | 0 | 0 | 0 | 0 |  |  | 0 |  | 0 |  |  | 1/1/2028 | 12/31/2099 |  | 0 | 0 | 2023 |  |  |  | 0 | 0 | Real 2021 ¦ 5/8/2023 1:03:19 PM | 975 | 0 |  |  | 0 | 0 | 0 |  |  |  | 0
REF | ATC | 2023 | 7 | REF Mitchell Ext | Area 1001 Solar 2028 | Area 1001 Solar 2028 | 0 | 0 | 0 |  | 0 |  |  |  | 0 |  |  | -1 | 0 | Solar |  | 0 |  | 0 | 0 | 0 | 0 | -1 | 0 | 0 | 0 | 0 | 0 |  |  | 0 |  | 0 |  |  | 1/1/2028 | 12/31/2099 |  | 0 | 0 | 2023 |  |  |  | 0 | 0 | Real 2021 ¦ 5/8/2023 1:03:19 PM | 976 | 0 |  |  | 0 | 0 | 0 |  |  |  | 0
REF | ATC | 2023 | 8 | REF No Wind Portfolio | Area 1001 Solar 2028 | Area 1001 Solar 2028 | 0 | 0 | 0 |  | 0 |  |  |  | 0 |  |  | -1 | 0 | Solar |  | 0 |  | 0 | 0 | 0 | 0 | -1 | 0 | 0 | 0 | 0 | 0 |  |  | 0 |  | 0 |  |  | 1/1/2028 | 12/31/2099 |  | 0 | 0 | 2023 |  |  |  | 0 | 0 | Real 2021 ¦ 5/8/2023 1:03:19 PM | 977 | 0 |  |  | 0 | 0 | 0 |  |  |  | 0
REF | ATC | 2023 | 9 | Preferred Plan | Area 1001 Solar 2028 | Area 1001 Solar 2028 | 0 | 0 | 0 |  | 0 |  |  |  | 0 |  |  | -1 | 0 | Solar |  | 0 |  | 0 | 0 | 0 | 0 | -1 | 0 | 0 | 0 | 0 | 0 |  |  | 0 |  | 0 |  |  | 1/1/2028 | 12/31/2099 |  | 0 | 0 | 2023 |  |  |  | 0 | 0 | Real 2021 ¦ 5/8/2023 1:03:19 PM | 978 | 0 |  |  | 0 | 0 | 0 |  |  |  | 0
REF | ATC | 2023 | 1 | REF Portfolio | Area 1001 Solar 2029 | Area 1001 Solar 2029 | 0 | 0 | 0 |  | 0 |  |  |  | 0 |  |  | -1 | 0 | Solar |  | 0 |  | 0 | 0 | 0 | 0 | -1 | 0 | 0 | 0 | 0 | 0 |  |  | 0 |  | 0 |  |  | 1/1/2029 | 12/31/2099 |  | 0 | 0 | 2023 |  |  |  | 0 | 0 | Real 2021 ¦ 5/8/2023 1:03:19 PM | 979 | 0 |  |  | 0 | 0 | 0 |  |  |  | 0
REF | ATC | 2023 | 3 | CETA Portfolio | Area 1001 Solar 2029 | Area 1001 Solar 2029 | 0 | 0 | 0 |  | 0 |  |  |  | 0 |  |  | -1 | 0 | Solar |  | 0 |  | 0 | 0 | 0 | 0 | -1 | 0 | 0 | 0 | 0 | 0 |  |  | 0 |  | 0 |  |  | 1/1/2029 | 12/31/2099 |  | 0 | 0 | 2023 |  |  |  | 0 | 0 | Real 2021 ¦ 5/8/2023 1:03:19 PM | 980 | 0 |  |  | 0 | 0 | 0 |  |  |  | 0
REF | ATC | 2023 | 4 | ECR Portfolio | Area 1001 Solar 2029 | Area 1001 Solar 2029 | 0 | 0 | 0 |  | 0 |  |  |  | 0 |  |  | -1 | 0 | Solar |  | 0 |  | 0 | 0 | 0 | 0 | -1 | 0 | 0 | 0 | 0 | 0 |  |  | 0 |  | 0 |  |  | 1/1/2029 | 12/31/2099 |  | 0 | 0 | 2023 |  |  |  | 0 | 0 | Real 2021 ¦ 5/8/2023 1:03:19 PM | 981 | 0 |  |  | 0 | 0 | 0 |  |  |  | 0
REF | ATC | 2023 | 6 | CC Portfolio | Area 1001 Solar 2029 | Area 1001 Solar 2029 | 0 | 0 | 0 |  | 0 |  |  |  | 0 |  |  | -1 | 0 | Solar |  | 0 |  | 0 | 0 | 0 | 0 | -1 | 0 | 0 | 0 | 0 | 0 |  |  | 0 |  | 0 |  |  | 1/1/2029 | 12/31/2099 |  | 0 | 0 | 2023 |  |  |  | 0 | 0 | Real 2021 ¦ 5/8/2023 1:03:19 PM | 982 | 0 |  |  | 0 | 0 | 0 |  |  |  | 0
REF | ATC | 2023 | 7 | REF Mitchell Ext | Area 1001 Solar 2029 | Area 1001 Solar 2029 | 0 | 0 | 0 |  | 0 |  |  |  | 0 |  |  | -1 | 0 | Solar |  | 0 |  | 0 | 0 | 0 | 0 | -1 | 0 | 0 | 0 | 0 | 0 |  |  | 0 |  | 0 |  |  | 1/1/2029 | 12/31/2099 |  | 0 | 0 | 2023 |  |  |  | 0 | 0 | Real 2021 ¦ 5/8/2023 1:03:19 PM | 983 | 0 |  |  | 0 | 0 | 0 |  |  |  | 0
REF | ATC | 2023 | 8 | REF No Wind Portfolio | Area 1001 Solar 2029 | Area 1001 Solar 2029 | 0 | 0 | 0 |  | 0 |  |  |  | 0 |  |  | -1 | 0 | Solar |  | 0 |  | 0 | 0 | 0 | 0 | -1 | 0 | 0 | 0 | 0 | 0 |  |  | 0 |  | 0 |  |  | 1/1/2029 | 12/31/2099 |  | 0 | 0 | 2023 |  |  |  | 0 | 0 | Real 2021 ¦ 5/8/2023 1:03:19 PM | 984 | 0 |  |  | 0 | 0 | 0 |  |  |  | 0
REF | ATC | 2023 | 9 | Preferred Plan | Area 1001 Solar 2029 | Area 1001 Solar 2029 | 0 | 0 | 0 |  | 0 |  |  |  | 0 |  |  | -1 | 0 | Solar |  | 0 |  | 0 | 0 | 0 | 0 | -1 | 0 | 0 | 0 | 0 | 0 |  |  | 0 |  | 0 |  |  | 1/1/2029 | 12/31/2099 |  | 0 | 0 | 2023 |  |  |  | 0 | 0 | Real 2021 ¦ 5/8/2023 1:03:19 PM | 985 | 0 |  |  | 0 | 0 | 0 |  |  |  | 0
REF | ATC | 2023 | 3 | CETA Portfolio | Area 1001 Solar 2030 | Area 1001 Solar 2030 | 0 | 0 | 0 |  | 0 |  |  |  | 0 |  |  | -1 | 0 | Solar |  | 0 |  | 0 | 0 | 0 | 0 | -1 | 0 | 0 | 0 | 0 | 0 |  |  | 0 |  | 0 |  |  | 1/1/2030 | 12/31/2099 |  | 0 | 0 | 2023 |  |  |  | 0 | 0 | Real 2021 ¦ 5/8/2023 1:03:19 PM | 986 | 0 |  |  | 0 | 0 | 0 |  |  |  | 0
REF | ATC | 2023 | 8 | REF No Wind Portfolio | Area 1001 Solar 2030 | Area 1001 Solar 2030 | 0 | 0 | 0 |  | 0 |  |  |  | 0 |  |  | -1 | 0 | Solar |  | 0 |  | 0 | 0 | 0 | 0 | -1 | 0 | 0 | 0 | 0 | 0 |  |  | 0 |  | 0 |  |  | 1/1/2030 | 12/31/2099 |  | 0 | 0 | 2023 |  |  |  | 0 | 0 | Real 2021 ¦ 5/8/2023 1:03:19 PM | 987 | 0 |  |  | 0 | 0 | 0 |  |  |  | 0
REF | ATC | 2023 | 4 | ECR Portfolio | Area 1001 Solar 2031 | Area 1001 Solar 2031 | 0 | 0 | 0 |  | 0 |  |  |  | 0 |  |  | -1 | 0 | Solar |  | 0 |  | 0 | 0 | 0 | 0 | -1 | 0 | 0 | 0 | 0 | 0 |  |  | 0 |  | 0 |  |  | 1/1/2031 | 12/31/2099 |  | 0 | 0 | 2023 |  |  |  | 0 | 0 | Real 2021 ¦ 5/8/2023 1:03:19 PM | 988 | 0 |  |  | 0 | 0 | 0 |  |  |  | 0
REF | ATC | 2023 | 8 | REF No Wind Portfolio | Area 1001 Solar 2031 | Area 1001 Solar 2031 | 0 | 0 | 0 |  | 0 |  |  |  | 0 |  |  | -1 | 0 | Solar |  | 0 |  | 0 | 0 | 0 | 0 | -1 | 0 | 0 | 0 | 0 | 0 |  |  | 0 |  | 0 |  |  | 1/1/2031 | 12/31/2099 |  | 0 | 0 | 2023 |  |  |  | 0 | 0 | Real 2021 ¦ 5/8/2023 1:03:19 PM | 989 | 0 |  |  | 0 | 0 | 0 |  |  |  | 0
REF | ATC | 2023 | 3 | CETA Portfolio | Area 1001 Solar 2032 | Area 1001 Solar 2032 | 0 | 0 | 0 |  | 0 |  |  |  | 0 |  |  | -1 | 0 | Solar |  | 0 |  | 0 | 0 | 0 | 0 | -1 | 0 | 0 | 0 | 0 | 0 |  |  | 0 |  | 0 |  |  | 1/1/2032 | 12/31/2099 |  | 0 | 0 | 2023 |  |  |  | 0 | 0 | Real 2021 ¦ 5/8/2023 1:03:19 PM | 990 | 0 |  |  | 0 | 0 | 0 |  |  |  | 0
REF | ATC | 2023 | 4 | ECR Portfolio | Area 1001 Solar 2032 | Area 1001 Solar 2032 | 0 | 0 | 0 |  | 0 |  |  |  | 0 |  |  | -1 | 0 | Solar |  | 0 |  | 0 | 0 | 0 | 0 | -1 | 0 | 0 | 0 | 0 | 0 |  |  | 0 |  | 0 |  |  | 1/1/2032 | 12/31/2099 |  | 0 | 0 | 2023 |  |  |  | 0 | 0 | Real 2021 ¦ 5/8/2023 1:03:19 PM | 991 | 0 |  |  | 0 | 0 | 0 |  |  |  | 0
REF | ATC | 2023 | 8 | REF No Wind Portfolio | Area 1001 Solar 2032 | Area 1001 Solar 2032 | 0 | 0 | 0 |  | 0 |  |  |  | 0 |  |  | -1 | 0 | Solar |  | 0 |  | 0 | 0 | 0 | 0 | -1 | 0 | 0 | 0 | 0 | 0 |  |  | 0 |  | 0 |  |  | 1/1/2032 | 12/31/2099 |  | 0 | 0 | 2023 |  |  |  | 0 | 0 | Real 2021 ¦ 5/8/2023 1:03:19 PM | 992 | 0 |  |  | 0 | 0 | 0 |  |  |  | 0
REF | ATC | 2023 | 8 | REF No Wind Portfolio | Area 1001 Solar 2035 | Area 1001 Solar 2035 | 0 | 0 | 0 |  | 0 |  |  |  | 0 |  |  | -1 | 0 | Solar |  | 0 |  | 0 | 0 | 0 | 0 | -1 | 0 | 0 | 0 | 0 | 0 |  |  | 0 |  | 0 |  |  | 1/1/2035 | 12/31/2099 |  | 0 | 0 | 2023 |  |  |  | 0 | 0 | Real 2021 ¦ 5/8/2023 1:03:19 PM | 993 | 0 |  |  | 0 | 0 | 0 |  |  |  | 0
REF | ATC | 2023 | 4 | ECR Portfolio | Area 1001 Solar 2036 | Area 1001 Solar 2036 | 0 | 0 | 0 |  | 0 |  |  |  | 0 |  |  | -1 | 0 | Solar |  | 0 |  | 0 | 0 | 0 | 0 | -1 | 0 | 0 | 0 | 0 | 0 |  |  | 0 |  | 0 |  |  | 1/1/2036 | 12/31/2099 |  | 0 | 0 | 2023 |  |  |  | 0 | 0 | Real 2021 ¦ 5/8/2023 1:03:19 PM | 994 | 0 |  |  | 0 | 0 | 0 |  |  |  | 0
REF | ATC | 2023 | 1 | REF Portfolio | Area 1001 Solar 2037 | Area 1001 Solar 2037 | 0 | 0 | 0 |  | 0 |  |  |  | 0 |  |  | -1 | 0 | Solar |  | 0 |  | 0 | 0 | 0 | 0 | -1 | 0 | 0 | 0 | 0 | 0 |  |  | 0 |  | 0 |  |  | 1/1/2037 | 12/31/2099 |  | 0 | 0 | 2023 |  |  |  | 0 | 0 | Real 2021 ¦ 5/8/2023 1:03:19 PM | 995 | 0 |  |  | 0 | 0 | 0 |  |  |  | 0
REF | ATC | 2023 | 3 | CETA Portfolio | Area 1001 Solar 2037 | Area 1001 Solar 2037 | 0 | 0 | 0 |  | 0 |  |  |  | 0 |  |  | -1 | 0 | Solar |  | 0 |  | 0 | 0 | 0 | 0 | -1 | 0 | 0 | 0 | 0 | 0 |  |  | 0 |  | 0 |  |  | 1/1/2037 | 12/31/2099 |  | 0 | 0 | 2023 |  |  |  | 0 | 0 | Real 2021 ¦ 5/8/2023 1:03:19 PM | 996 | 0 |  |  | 0 | 0 | 0 |  |  |  | 0
REF | ATC | 2023 | 7 | REF Mitchell Ext | Area 1001 Solar 2037 | Area 1001 Solar 2037 | 0 | 0 | 0 |  | 0 |  |  |  | 0 |  |  | -1 | 0 | Solar |  | 0 |  | 0 | 0 | 0 | 0 | -1 | 0 | 0 | 0 | 0 | 0 |  |  | 0 |  | 0 |  |  | 1/1/2037 | 12/31/2099 |  | 0 | 0 | 2023 |  |  |  | 0 | 0 | Real 2021 ¦ 5/8/2023 1:03:19 PM | 997 | 0 |  |  | 0 | 0 | 0 |  |  |  | 0
REF | ATC | 2023 | 8 | REF No Wind Portfolio | Area 1001 Solar 2037 | Area 1001 Solar 2037 | 0 | 0 | 0 |  | 0 |  |  |  | 0 |  |  | -1 | 0 | Solar |  | 0 |  | 0 | 0 | 0 | 0 | -1 | 0 | 0 | 0 | 0 | 0 |  |  | 0 |  | 0 |  |  | 1/1/2037 | 12/31/2099 |  | 0 | 0 | 2023 |  |  |  | 0 | 0 | Real 2021 ¦ 5/8/2023 1:03:19 PM | 998 | 0 |  |  | 0 | 0 | 0 |  |  |  | 0
REF | ATC | 2023 | 1 | REF Portfolio | Area 1001 Wind 2026 | Area 1001 Wind 2026 | 0 | 0 | 0 |  | 0 |  |  |  | 0 |  |  | -1 | 0 | Wind |  | 0 |  | 0 | 0 | 0 | 0 | -1 | 0 | 0 | 0 | 0 | 0 |  |  | 0 |  | 0 |  |  | 1/1/2026 | 12/31/2099 |  | 0 | 0 | 2023 |  |  |  | 0 | 0 | Real 2021 ¦ 5/8/2023 1:03:19 PM | 999 | 0 |  |  | 0 | 0 | 0 |  |  |  | 0
REF | ATC | 2023 | 2 | REF-HC Portfolio | Area 1001 Wind 2026 | Area 1001 Wind 2026 | 0 | 0 | 0 |  | 0 |  |  |  | 0 |  |  | -1 | 0 | Wind |  | 0 |  | 0 | 0 | 0 | 0 | -1 | 0 | 0 | 0 | 0 | 0 |  |  | 0 |  | 0 |  |  | 1/1/2026 | 12/31/2099 |  | 0 | 0 | 2023 |  |  |  | 0 | 0 | Real 2021 ¦ 5/8/2023 1:03:19 PM | 1000 | 0 |  |  | 0 | 0 | 0 |  |  |  | 0
REF | ATC | 2023 | 3 | CETA Portfolio | Area 1001 Wind 2026 | Area 1001 Wind 2026 | 0 | 0 | 0 |  | 0 |  |  |  | 0 |  |  | -1 | 0 | Wind |  | 0 |  | 0 | 0 | 0 | 0 | -1 | 0 | 0 | 0 | 0 | 0 |  |  | 0 |  | 0 |  |  | 1/1/2026 | 12/31/2099 |  | 0 | 0 | 2023 |  |  |  | 0 | 0 | Real 2021 ¦ 5/8/2023 1:03:19 PM | 1001 | 0 |  |  | 0 | 0 | 0 |  |  |  | 0
REF | ATC | 2023 | 4 | ECR Portfolio | Area 1001 Wind 2026 | Area 1001 Wind 2026 | 0 | 0 | 0 |  | 0 |  |  |  | 0 |  |  | -1 | 0 | Wind |  | 0 |  | 0 | 0 | 0 | 0 | -1 | 0 | 0 | 0 | 0 | 0 |  |  | 0 |  | 0 |  |  | 1/1/2026 | 12/31/2099 |  | 0 | 0 | 2023 |  |  |  | 0 | 0 | Real 2021 ¦ 5/8/2023 1:03:19 PM | 1002 | 0 |  |  | 0 | 0 | 0 |  |  |  | 0
REF | ATC | 2023 | 5 | NCR Portfolio | Area 1001 Wind 2026 | Area 1001 Wind 2026 | 0 | 0 | 0 |  | 0 |  |  |  | 0 |  |  | -1 | 0 | Wind |  | 0 |  | 0 | 0 | 0 | 0 | -1 | 0 | 0 | 0 | 0 | 0 |  |  | 0 |  | 0 |  |  | 1/1/2026 | 12/31/2099 |  | 0 | 0 | 2023 |  |  |  | 0 | 0 | Real 2021 ¦ 5/8/2023 1:03:19 PM | 1003 | 0 |  |  | 0 | 0 | 0 |  |  |  | 0
REF | ATC | 2023 | 6 | CC Portfolio | Area 1001 Wind 2026 | Area 1001 Wind 2026 | 0 | 0 | 0 |  | 0 |  |  |  | 0 |  |  | -1 | 0 | Wind |  | 0 |  | 0 | 0 | 0 | 0 | -1 | 0 | 0 | 0 | 0 | 0 |  |  | 0 |  | 0 |  |  | 1/1/2026 | 12/31/2099 |  | 0 | 0 | 2023 |  |  |  | 0 | 0 | Real 2021 ¦ 5/8/2023 1:03:19 PM | 1004 | 0 |  |  | 0 | 0 | 0 |  |  |  | 0
REF | ATC | 2023 | 7 | REF Mitchell Ext | Area 1001 Wind 2026 | Area 1001 Wind 2026 | 0 | 0 | 0 |  | 0 |  |  |  | 0 |  |  | -1 | 0 | Wind |  | 0 |  | 0 | 0 | 0 | 0 | -1 | 0 | 0 | 0 | 0 | 0 |  |  | 0 |  | 0 |  |  | 1/1/2026 | 12/31/2099 |  | 0 | 0 | 2023 |  |  |  | 0 | 0 | Real 2021 ¦ 5/8/2023 1:03:19 PM | 1005 | 0 |  |  | 0 | 0 | 0 |  |  |  | 0
REF | ATC | 2023 | 9 | Preferred Plan | Area 1001 Wind 2026 | Area 1001 Wind 2026 | 0 | 0 | 0 |  | 0 |  |  |  | 0 |  |  | -1 | 0 | Wind |  | 0 |  | 0 | 0 | 0 | 0 | -1 | 0 | 0 | 0 | 0 | 0 |  |  | 0 |  | 0 |  |  | 1/1/2026 | 12/31/2099 |  | 0 | 0 | 2023 |  |  |  | 0 | 0 | Real 2021 ¦ 5/8/2023 1:03:19 PM | 1006 | 0 |  |  | 0 | 0 | 0 |  |  |  | 0
REF | ATC | 2023 | 1 | REF Portfolio | Area 1001 Wind 2027 | Area 1001 Wind 2027 | 0 | 0 | 0 |  | 0 |  |  |  | 0 |  |  | -1 | 0 | Wind |  | 0 |  | 0 | 0 | 0 | 0 | -1 | 0 | 0 | 0 | 0 | 0 |  |  | 0 |  | 0 |  |  | 1/1/2027 | 12/31/2099 |  | 0 | 0 | 2023 |  |  |  | 0 | 0 | Real 2021 ¦ 5/8/2023 1:03:19 PM | 1007 | 0 |  |  | 0 | 0 | 0 |  |  |  | 0
REF | ATC | 2023 | 2 | REF-HC Portfolio | Area 1001 Wind 2027 | Area 1001 Wind 2027 | 0 | 0 | 0 |  | 0 |  |  |  | 0 |  |  | -1 | 0 | Wind |  | 0 |  | 0 | 0 | 0 | 0 | -1 | 0 | 0 | 0 | 0 | 0 |  |  | 0 |  | 0 |  |  | 1/1/2027 | 12/31/2099 |  | 0 | 0 | 2023 |  |  |  | 0 | 0 | Real 2021 ¦ 5/8/2023 1:03:19 PM | 1008 | 0 |  |  | 0 | 0 | 0 |  |  |  | 0
REF | ATC | 2023 | 3 | CETA Portfolio | Area 1001 Wind 2027 | Area 1001 Wind 2027 | 0 | 0 | 0 |  | 0 |  |  |  | 0 |  |  | -1 | 0 | Wind |  | 0 |  | 0 | 0 | 0 | 0 | -1 | 0 | 0 | 0 | 0 | 0 |  |  | 0 |  | 0 |  |  | 1/1/2027 | 12/31/2099 |  | 0 | 0 | 2023 |  |  |  | 0 | 0 | Real 2021 ¦ 5/8/2023 1:03:19 PM | 1009 | 0 |  |  | 0 | 0 | 0 |  |  |  | 0
REF | ATC | 2023 | 4 | ECR Portfolio | Area 1001 Wind 2027 | Area 1001 Wind 2027 | 0 | 0 | 0 |  | 0 |  |  |  | 0 |  |  | -1 | 0 | Wind |  | 0 |  | 0 | 0 | 0 | 0 | -1 | 0 | 0 | 0 | 0 | 0 |  |  | 0 |  | 0 |  |  | 1/1/2027 | 12/31/2099 |  | 0 | 0 | 2023 |  |  |  | 0 | 0 | Real 2021 ¦ 5/8/2023 1:03:19 PM | 1010 | 0 |  |  | 0 | 0 | 0 |  |  |  | 0
REF | ATC | 2023 | 5 | NCR Portfolio | Area 1001 Wind 2027 | Area 1001 Wind 2027 | 0 | 0 | 0 |  | 0 |  |  |  | 0 |  |  | -1 | 0 | Wind |  | 0 |  | 0 | 0 | 0 | 0 | -1 | 0 | 0 | 0 | 0 | 0 |  |  | 0 |  | 0 |  |  | 1/1/2027 | 12/31/2099 |  | 0 | 0 | 2023 |  |  |  | 0 | 0 | Real 2021 ¦ 5/8/2023 1:03:19 PM | 1011 | 0 |  |  | 0 | 0 | 0 |  |  |  | 0
REF | ATC | 2023 | 6 | CC Portfolio | Area 1001 Wind 2027 | Area 1001 Wind 2027 | 0 | 0 | 0 |  | 0 |  |  |  | 0 |  |  | -1 | 0 | Wind |  | 0 |  | 0 | 0 | 0 | 0 | -1 | 0 | 0 | 0 | 0 | 0 |  |  | 0 |  | 0 |  |  | 1/1/2027 | 12/31/2099 |  | 0 | 0 | 2023 |  |  |  | 0 | 0 | Real 2021 ¦ 5/8/2023 1:03:19 PM | 1012 | 0 |  |  | 0 | 0 | 0 |  |  |  | 0
REF | ATC | 2023 | 7 | REF Mitchell Ext | Area 1001 Wind 2027 | Area 1001 Wind 2027 | 0 | 0 | 0 |  | 0 |  |  |  | 0 |  |  | -1 | 0 | Wind |  | 0 |  | 0 | 0 | 0 | 0 | -1 | 0 | 0 | 0 | 0 | 0 |  |  | 0 |  | 0 |  |  | 1/1/2027 | 12/31/2099 |  | 0 | 0 | 2023 |  |  |  | 0 | 0 | Real 2021 ¦ 5/8/2023 1:03:19 PM | 1013 | 0 |  |  | 0 | 0 | 0 |  |  |  | 0
REF | ATC | 2023 | 9 | Preferred Plan | Area 1001 Wind 2027 | Area 1001 Wind 2027 | 0 | 0 | 0 |  | 0 |  |  |  | 0 |  |  | -1 | 0 | Wind |  | 0 |  | 0 | 0 | 0 | 0 | -1 | 0 | 0 | 0 | 0 | 0 |  |  | 0 |  | 0 |  |  | 1/1/2027 | 12/31/2099 |  | 0 | 0 | 2023 |  |  |  | 0 | 0 | Real 2021 ¦ 5/8/2023 1:03:19 PM | 1014 | 0 |  |  | 0 | 0 | 0 |  |  |  | 0
REF | ATC | 2023 | 1 | REF Portfolio | Area 1001 Wind 2028 | Area 1001 Wind 2028 | 0 | 0 | 0 |  | 0 |  |  |  | 0 |  |  | -1 | 0 | Wind |  | 0 |  | 0 | 0 | 0 | 0 | -1 | 0 | 0 | 0 | 0 | 0 |  |  | 0 |  | 0 |  |  | 1/1/2028 | 12/31/2099 |  | 0 | 0 | 2023 |  |  |  | 0 | 0 | Real 2021 ¦ 5/8/2023 1:03:19 PM | 1015 | 0 |  |  | 0 | 0 | 0 |  |  |  | 0
REF | ATC | 2023 | 2 | REF-HC Portfolio | Area 1001 Wind 2028 | Area 1001 Wind 2028 | 0 | 0 | 0 |  | 0 |  |  |  | 0 |  |  | -1 | 0 | Wind |  | 0 |  | 0 | 0 | 0 | 0 | -1 | 0 | 0 | 0 | 0 | 0 |  |  | 0 |  | 0 |  |  | 1/1/2028 | 12/31/2099 |  | 0 | 0 | 2023 |  |  |  | 0 | 0 | Real 2021 ¦ 5/8/2023 1:03:19 PM | 1016 | 0 |  |  | 0 | 0 | 0 |  |  |  | 0
REF | ATC | 2023 | 3 | CETA Portfolio | Area 1001 Wind 2028 | Area 1001 Wind 2028 | 0 | 0 | 0 |  | 0 |  |  |  | 0 |  |  | -1 | 0 | Wind |  | 0 |  | 0 | 0 | 0 | 0 | -1 | 0 | 0 | 0 | 0 | 0 |  |  | 0 |  | 0 |  |  | 1/1/2028 | 12/31/2099 |  | 0 | 0 | 2023 |  |  |  | 0 | 0 | Real 2021 ¦ 5/8/2023 1:03:19 PM | 1017 | 0 |  |  | 0 | 0 | 0 |  |  |  | 0
REF | ATC | 2023 | 4 | ECR Portfolio | Area 1001 Wind 2028 | Area 1001 Wind 2028 | 0 | 0 | 0 |  | 0 |  |  |  | 0 |  |  | -1 | 0 | Wind |  | 0 |  | 0 | 0 | 0 | 0 | -1 | 0 | 0 | 0 | 0 | 0 |  |  | 0 |  | 0 |  |  | 1/1/2028 | 12/31/2099 |  | 0 | 0 | 2023 |  |  |  | 0 | 0 | Real 2021 ¦ 5/8/2023 1:03:19 PM | 1018 | 0 |  |  | 0 | 0 | 0 |  |  |  | 0
REF | ATC | 2023 | 5 | NCR Portfolio | Area 1001 Wind 2028 | Area 1001 Wind 2028 | 0 | 0 | 0 |  | 0 |  |  |  | 0 |  |  | -1 | 0 | Wind |  | 0 |  | 0 | 0 | 0 | 0 | -1 | 0 | 0 | 0 | 0 | 0 |  |  | 0 |  | 0 |  |  | 1/1/2028 | 12/31/2099 |  | 0 | 0 | 2023 |  |  |  | 0 | 0 | Real 2021 ¦ 5/8/2023 1:03:19 PM | 1019 | 0 |  |  | 0 | 0 | 0 |  |  |  | 0
REF | ATC | 2023 | 6 | CC Portfolio | Area 1001 Wind 2028 | Area 1001 Wind 2028 | 0 | 0 | 0 |  | 0 |  |  |  | 0 |  |  | -1 | 0 | Wind |  | 0 |  | 0 | 0 | 0 | 0 | -1 | 0 | 0 | 0 | 0 | 0 |  |  | 0 |  | 0 |  |  | 1/1/2028 | 12/31/2099 |  | 0 | 0 | 2023 |  |  |  | 0 | 0 | Real 2021 ¦ 5/8/2023 1:03:19 PM | 1020 | 0 |  |  | 0 | 0 | 0 |  |  |  | 0
REF | ATC | 2023 | 7 | REF Mitchell Ext | Area 1001 Wind 2028 | Area 1001 Wind 2028 | 0 | 0 | 0 |  | 0 |  |  |  | 0 |  |  | -1 | 0 | Wind |  | 0 |  | 0 | 0 | 0 | 0 | -1 | 0 | 0 | 0 | 0 | 0 |  |  | 0 |  | 0 |  |  | 1/1/2028 | 12/31/2099 |  | 0 | 0 | 2023 |  |  |  | 0 | 0 | Real 2021 ¦ 5/8/2023 1:03:19 PM | 1021 | 0 |  |  | 0 | 0 | 0 |  |  |  | 0
REF | ATC | 2023 | 9 | Preferred Plan | Area 1001 Wind 2028 | Area 1001 Wind 2028 | 0 | 0 | 0 |  | 0 |  |  |  | 0 |  |  | -1 | 0 | Wind |  | 0 |  | 0 | 0 | 0 | 0 | -1 | 0 | 0 | 0 | 0 | 0 |  |  | 0 |  | 0 |  |  | 1/1/2028 | 12/31/2099 |  | 0 | 0 | 2023 |  |  |  | 0 | 0 | Real 2021 ¦ 5/8/2023 1:03:19 PM | 1022 | 0 |  |  | 0 | 0 | 0 |  |  |  | 0
REF | ATC | 2023 | 1 | REF Portfolio | Area 1001 Wind 2029 | Area 1001 Wind 2029 | 0 | 0 | 0 |  | 0 |  |  |  | 0 |  |  | -1 | 0 | Wind |  | 0 |  | 0 | 0 | 0 | 0 | -1 | 0 | 0 | 0 | 0 | 0 |  |  | 0 |  | 0 |  |  | 1/1/2029 | 12/31/2099 |  | 0 | 0 | 2023 |  |  |  | 0 | 0 | Real 2021 ¦ 5/8/2023 1:03:19 PM | 1023 | 0 |  |  | 0 | 0 | 0 |  |  |  | 0
REF | ATC | 2023 | 2 | REF-HC Portfolio | Area 1001 Wind 2029 | Area 1001 Wind 2029 | 0 | 0 | 0 |  | 0 |  |  |  | 0 |  |  | -1 | 0 | Wind |  | 0 |  | 0 | 0 | 0 | 0 | -1 | 0 | 0 | 0 | 0 | 0 |  |  | 0 |  | 0 |  |  | 1/1/2029 | 12/31/2099 |  | 0 | 0 | 2023 |  |  |  | 0 | 0 | Real 2021 ¦ 5/8/2023 1:03:19 PM | 1024 | 0 |  |  | 0 | 0 | 0 |  |  |  | 0
REF | ATC | 2023 | 3 | CETA Portfolio | Area 1001 Wind 2029 | Area 1001 Wind 2029 | 0 | 0 | 0 |  | 0 |  |  |  | 0 |  |  | -1 | 0 | Wind |  | 0 |  | 0 | 0 | 0 | 0 | -1 | 0 | 0 | 0 | 0 | 0 |  |  | 0 |  | 0 |  |  | 1/1/2029 | 12/31/2099 |  | 0 | 0 | 2023 |  |  |  | 0 | 0 | Real 2021 ¦ 5/8/2023 1:03:19 PM | 1025 | 0 |  |  | 0 | 0 | 0 |  |  |  | 0
REF | ATC | 2023 | 4 | ECR Portfolio | Area 1001 Wind 2029 | Area 1001 Wind 2029 | 0 | 0 | 0 |  | 0 |  |  |  | 0 |  |  | -1 | 0 | Wind |  | 0 |  | 0 | 0 | 0 | 0 | -1 | 0 | 0 | 0 | 0 | 0 |  |  | 0 |  | 0 |  |  | 1/1/2029 | 12/31/2099 |  | 0 | 0 | 2023 |  |  |  | 0 | 0 | Real 2021 ¦ 5/8/2023 1:03:19 PM | 1026 | 0 |  |  | 0 | 0 | 0 |  |  |  | 0
REF | ATC | 2023 | 7 | REF Mitchell Ext | Area 1001 Wind 2029 | Area 1001 Wind 2029 | 0 | 0 | 0 |  | 0 |  |  |  | 0 |  |  | -1 | 0 | Wind |  | 0 |  | 0 | 0 | 0 | 0 | -1 | 0 | 0 | 0 | 0 | 0 |  |  | 0 |  | 0 |  |  | 1/1/2029 | 12/31/2099 |  | 0 | 0 | 2023 |  |  |  | 0 | 0 | Real 2021 ¦ 5/8/2023 1:03:19 PM | 1027 | 0 |  |  | 0 | 0 | 0 |  |  |  | 0
REF | ATC | 2023 | 1 | REF Portfolio | Area 1001 Wind 2030 | Area 1001 Wind 2030 | 0 | 0 | 0 |  | 0 |  |  |  | 0 |  |  | -1 | 0 | Wind |  | 0 |  | 0 | 0 | 0 | 0 | -1 | 0 | 0 | 0 | 0 | 0 |  |  | 0 |  | 0 |  |  | 1/1/2030 | 12/31/2099 |  | 0 | 0 | 2023 |  |  |  | 0 | 0 | Real 2021 ¦ 5/8/2023 1:03:19 PM | 1028 | 0 |  |  | 0 | 0 | 0 |  |  |  | 0
REF | ATC | 2023 | 2 | REF-HC Portfolio | Area 1001 Wind 2030 | Area 1001 Wind 2030 | 0 | 0 | 0 |  | 0 |  |  |  | 0 |  |  | -1 | 0 | Wind |  | 0 |  | 0 | 0 | 0 | 0 | -1 | 0 | 0 | 0 | 0 | 0 |  |  | 0 |  | 0 |  |  | 1/1/2030 | 12/31/2099 |  | 0 | 0 | 2023 |  |  |  | 0 | 0 | Real 2021 ¦ 5/8/2023 1:03:19 PM | 1029 | 0 |  |  | 0 | 0 | 0 |  |  |  | 0
REF | ATC | 2023 | 3 | CETA Portfolio | Area 1001 Wind 2030 | Area 1001 Wind 2030 | 0 | 0 | 0 |  | 0 |  |  |  | 0 |  |  | -1 | 0 | Wind |  | 0 |  | 0 | 0 | 0 | 0 | -1 | 0 | 0 | 0 | 0 | 0 |  |  | 0 |  | 0 |  |  | 1/1/2030 | 12/31/2099 |  | 0 | 0 | 2023 |  |  |  | 0 | 0 | Real 2021 ¦ 5/8/2023 1:03:19 PM | 1030 | 0 |  |  | 0 | 0 | 0 |  |  |  | 0
REF | ATC | 2023 | 4 | ECR Portfolio | Area 1001 Wind 2030 | Area 1001 Wind 2030 | 0 | 0 | 0 |  | 0 |  |  |  | 0 |  |  | -1 | 0 | Wind |  | 0 |  | 0 | 0 | 0 | 0 | -1 | 0 | 0 | 0 | 0 | 0 |  |  | 0 |  | 0 |  |  | 1/1/2030 | 12/31/2099 |  | 0 | 0 | 2023 |  |  |  | 0 | 0 | Real 2021 ¦ 5/8/2023 1:03:19 PM | 1031 | 0 |  |  | 0 | 0 | 0 |  |  |  | 0
REF | ATC | 2023 | 6 | CC Portfolio | Area 1001 Wind 2030 | Area 1001 Wind 2030 | 0 | 0 | 0 |  | 0 |  |  |  | 0 |  |  | -1 | 0 | Wind |  | 0 |  | 0 | 0 | 0 | 0 | -1 | 0 | 0 | 0 | 0 | 0 |  |  | 0 |  | 0 |  |  | 1/1/2030 | 12/31/2099 |  | 0 | 0 | 2023 |  |  |  | 0 | 0 | Real 2021 ¦ 5/8/2023 1:03:19 PM | 1032 | 0 |  |  | 0 | 0 | 0 |  |  |  | 0
REF | ATC | 2023 | 7 | REF Mitchell Ext | Area 1001 Wind 2030 | Area 1001 Wind 2030 | 0 | 0 | 0 |  | 0 |  |  |  | 0 |  |  | -1 | 0 | Wind |  | 0 |  | 0 | 0 | 0 | 0 | -1 | 0 | 0 | 0 | 0 | 0 |  |  | 0 |  | 0 |  |  | 1/1/2030 | 12/31/2099 |  | 0 | 0 | 2023 |  |  |  | 0 | 0 | Real 2021 ¦ 5/8/2023 1:03:19 PM | 1033 | 0 |  |  | 0 | 0 | 0 |  |  |  | 0
REF | ATC | 2023 | 9 | Preferred Plan | Area 1001 Wind 2030 | Area 1001 Wind 2030 | 0 | 0 | 0 |  | 0 |  |  |  | 0 |  |  | -1 | 0 | Wind |  | 0 |  | 0 | 0 | 0 | 0 | -1 | 0 | 0 | 0 | 0 | 0 |  |  | 0 |  | 0 |  |  | 1/1/2030 | 12/31/2099 |  | 0 | 0 | 2023 |  |  |  | 0 | 0 | Real 2021 ¦ 5/8/2023 1:03:19 PM | 1034 | 0 |  |  | 0 | 0 | 0 |  |  |  | 0
REF | ATC | 2023 | 1 | REF Portfolio | Area 1001 Wind 2031 | Area 1001 Wind 2031 | 0 | 0 | 0 |  | 0 |  |  |  | 0 |  |  | -1 | 0 | Wind |  | 0 |  | 0 | 0 | 0 | 0 | -1 | 0 | 0 | 0 | 0 | 0 |  |  | 0 |  | 0 |  |  | 1/1/2031 | 12/31/2099 |  | 0 | 0 | 2023 |  |  |  | 0 | 0 | Real 2021 ¦ 5/8/2023 1:03:19 PM | 1035 | 0 |  |  | 0 | 0 | 0 |  |  |  | 0
REF | ATC | 2023 | 2 | REF-HC Portfolio | Area 1001 Wind 2031 | Area 1001 Wind 2031 | 0 | 0 | 0 |  | 0 |  |  |  | 0 |  |  | -1 | 0 | Wind |  | 0 |  | 0 | 0 | 0 | 0 | -1 | 0 | 0 | 0 | 0 | 0 |  |  | 0 |  | 0 |  |  | 1/1/2031 | 12/31/2099 |  | 0 | 0 | 2023 |  |  |  | 0 | 0 | Real 2021 ¦ 5/8/2023 1:03:19 PM | 1036 | 0 |  |  | 0 | 0 | 0 |  |  |  | 0
REF | ATC | 2023 | 3 | CETA Portfolio | Area 1001 Wind 2031 | Area 1001 Wind 2031 | 0 | 0 | 0 |  | 0 |  |  |  | 0 |  |  | -1 | 0 | Wind |  | 0 |  | 0 | 0 | 0 | 0 | -1 | 0 | 0 | 0 | 0 | 0 |  |  | 0 |  | 0 |  |  | 1/1/2031 | 12/31/2099 |  | 0 | 0 | 2023 |  |  |  | 0 | 0 | Real 2021 ¦ 5/8/2023 1:03:19 PM | 1037 | 0 |  |  | 0 | 0 | 0 |  |  |  | 0
REF | ATC | 2023 | 4 | ECR Portfolio | Area 1001 Wind 2031 | Area 1001 Wind 2031 | 0 | 0 | 0 |  | 0 |  |  |  | 0 |  |  | -1 | 0 | Wind |  | 0 |  | 0 | 0 | 0 | 0 | -1 | 0 | 0 | 0 | 0 | 0 |  |  | 0 |  | 0 |  |  | 1/1/2031 | 12/31/2099 |  | 0 | 0 | 2023 |  |  |  | 0 | 0 | Real 2021 ¦ 5/8/2023 1:03:19 PM | 1038 | 0 |  |  | 0 | 0 | 0 |  |  |  | 0
REF | ATC | 2023 | 6 | CC Portfolio | Area 1001 Wind 2031 | Area 1001 Wind 2031 | 0 | 0 | 0 |  | 0 |  |  |  | 0 |  |  | -1 | 0 | Wind |  | 0 |  | 0 | 0 | 0 | 0 | -1 | 0 | 0 | 0 | 0 | 0 |  |  | 0 |  | 0 |  |  | 1/1/2031 | 12/31/2099 |  | 0 | 0 | 2023 |  |  |  | 0 | 0 | Real 2021 ¦ 5/8/2023 1:03:19 PM | 1039 | 0 |  |  | 0 | 0 | 0 |  |  |  | 0
REF | ATC | 2023 | 7 | REF Mitchell Ext | Area 1001 Wind 2031 | Area 1001 Wind 2031 | 0 | 0 | 0 |  | 0 |  |  |  | 0 |  |  | -1 | 0 | Wind |  | 0 |  | 0 | 0 | 0 | 0 | -1 | 0 | 0 | 0 | 0 | 0 |  |  | 0 |  | 0 |  |  | 1/1/2031 | 12/31/2099 |  | 0 | 0 | 2023 |  |  |  | 0 | 0 | Real 2021 ¦ 5/8/2023 1:03:19 PM | 1040 | 0 |  |  | 0 | 0 | 0 |  |  |  | 0
REF | ATC | 2023 | 9 | Preferred Plan | Area 1001 Wind 2031 | Area 1001 Wind 2031 | 0 | 0 | 0 |  | 0 |  |  |  | 0 |  |  | -1 | 0 | Wind |  | 0 |  | 0 | 0 | 0 | 0 | -1 | 0 | 0 | 0 | 0 | 0 |  |  | 0 |  | 0 |  |  | 1/1/2031 | 12/31/2099 |  | 0 | 0 | 2023 |  |  |  | 0 | 0 | Real 2021 ¦ 5/8/2023 1:03:19 PM | 1041 | 0 |  |  | 0 | 0 | 0 |  |  |  | 0
REF | ATC | 2023 | 1 | REF Portfolio | Area 1001 Wind 2032 | Area 1001 Wind 2032 | 0 | 0 | 0 |  | 0 |  |  |  | 0 |  |  | -1 | 0 | Wind |  | 0 |  | 0 | 0 | 0 | 0 | -1 | 0 | 0 | 0 | 0 | 0 |  |  | 0 |  | 0 |  |  | 1/1/2032 | 12/31/2099 |  | 0 | 0 | 2023 |  |  |  | 0 | 0 | Real 2021 ¦ 5/8/2023 1:03:19 PM | 1042 | 0 |  |  | 0 | 0 | 0 |  |  |  | 0
REF | ATC | 2023 | 2 | REF-HC Portfolio | Area 1001 Wind 2032 | Area 1001 Wind 2032 | 0 | 0 | 0 |  | 0 |  |  |  | 0 |  |  | -1 | 0 | Wind |  | 0 |  | 0 | 0 | 0 | 0 | -1 | 0 | 0 | 0 | 0 | 0 |  |  | 0 |  | 0 |  |  | 1/1/2032 | 12/31/2099 |  | 0 | 0 | 2023 |  |  |  | 0 | 0 | Real 2021 ¦ 5/8/2023 1:03:19 PM | 1043 | 0 |  |  | 0 | 0 | 0 |  |  |  | 0
REF | ATC | 2023 | 3 | CETA Portfolio | Area 1001 Wind 2032 | Area 1001 Wind 2032 | 0 | 0 | 0 |  | 0 |  |  |  | 0 |  |  | -1 | 0 | Wind |  | 0 |  | 0 | 0 | 0 | 0 | -1 | 0 | 0 | 0 | 0 | 0 |  |  | 0 |  | 0 |  |  | 1/1/2032 | 12/31/2099 |  | 0 | 0 | 2023 |  |  |  | 0 | 0 | Real 2021 ¦ 5/8/2023 1:03:19 PM | 1044 | 0 |  |  | 0 | 0 | 0 |  |  |  | 0
REF | ATC | 2023 | 4 | ECR Portfolio | Area 1001 Wind 2032 | Area 1001 Wind 2032 | 0 | 0 | 0 |  | 0 |  |  |  | 0 |  |  | -1 | 0 | Wind |  | 0 |  | 0 | 0 | 0 | 0 | -1 | 0 | 0 | 0 | 0 | 0 |  |  | 0 |  | 0 |  |  | 1/1/2032 | 12/31/2099 |  | 0 | 0 | 2023 |  |  |  | 0 | 0 | Real 2021 ¦ 5/8/2023 1:03:19 PM | 1045 | 0 |  |  | 0 | 0 | 0 |  |  |  | 0
REF | ATC | 2023 | 7 | REF Mitchell Ext | Area 1001 Wind 2032 | Area 1001 Wind 2032 | 0 | 0 | 0 |  | 0 |  |  |  | 0 |  |  | -1 | 0 | Wind |  | 0 |  | 0 | 0 | 0 | 0 | -1 | 0 | 0 | 0 | 0 | 0 |  |  | 0 |  | 0 |  |  | 1/1/2032 | 12/31/2099 |  | 0 | 0 | 2023 |  |  |  | 0 | 0 | Real 2021 ¦ 5/8/2023 1:03:19 PM | 1046 | 0 |  |  | 0 | 0 | 0 |  |  |  | 0
REF | ATC | 2023 | 1 | REF Portfolio | Area 1001 Wind 2033 | Area 1001 Wind 2033 | 0 | 0 | 0 |  | 0 |  |  |  | 0 |  |  | -1 | 0 | Wind |  | 0 |  | 0 | 0 | 0 | 0 | -1 | 0 | 0 | 0 | 0 | 0 |  |  | 0 |  | 0 |  |  | 1/1/2033 | 12/31/2099 |  | 0 | 0 | 2023 |  |  |  | 0 | 0 | Real 2021 ¦ 5/8/2023 1:03:19 PM | 1047 | 0 |  |  | 0 | 0 | 0 |  |  |  | 0
REF | ATC | 2023 | 2 | REF-HC Portfolio | Area 1001 Wind 2033 | Area 1001 Wind 2033 | 0 | 0 | 0 |  | 0 |  |  |  | 0 |  |  | -1 | 0 | Wind |  | 0 |  | 0 | 0 | 0 | 0 | -1 | 0 | 0 | 0 | 0 | 0 |  |  | 0 |  | 0 |  |  | 1/1/2033 | 12/31/2099 |  | 0 | 0 | 2023 |  |  |  | 0 | 0 | Real 2021 ¦ 5/8/2023 1:03:19 PM | 1048 | 0 |  |  | 0 | 0 | 0 |  |  |  | 0
REF | ATC | 2023 | 3 | CETA Portfolio | Area 1001 Wind 2033 | Area 1001 Wind 2033 | 0 | 0 | 0 |  | 0 |  |  |  | 0 |  |  | -1 | 0 | Wind |  | 0 |  | 0 | 0 | 0 | 0 | -1 | 0 | 0 | 0 | 0 | 0 |  |  | 0 |  | 0 |  |  | 1/1/2033 | 12/31/2099 |  | 0 | 0 | 2023 |  |  |  | 0 | 0 | Real 2021 ¦ 5/8/2023 1:03:19 PM | 1049 | 0 |  |  | 0 | 0 | 0 |  |  |  | 0
REF | ATC | 2023 | 4 | ECR Portfolio | Area 1001 Wind 2033 | Area 1001 Wind 2033 | 0 | 0 | 0 |  | 0 |  |  |  | 0 |  |  | -1 | 0 | Wind |  | 0 |  | 0 | 0 | 0 | 0 | -1 | 0 | 0 | 0 | 0 | 0 |  |  | 0 |  | 0 |  |  | 1/1/2033 | 12/31/2099 |  | 0 | 0 | 2023 |  |  |  | 0 | 0 | Real 2021 ¦ 5/8/2023 1:03:19 PM | 1050 | 0 |  |  | 0 | 0 | 0 |  |  |  | 0
REF | ATC | 2023 | 7 | REF Mitchell Ext | Area 1001 Wind 2033 | Area 1001 Wind 2033 | 0 | 0 | 0 |  | 0 |  |  |  | 0 |  |  | -1 | 0 | Wind |  | 0 |  | 0 | 0 | 0 | 0 | -1 | 0 | 0 | 0 | 0 | 0 |  |  | 0 |  | 0 |  |  | 1/1/2033 | 12/31/2099 |  | 0 | 0 | 2023 |  |  |  | 0 | 0 | Real 2021 ¦ 5/8/2023 1:03:19 PM | 1051 | 0 |  |  | 0 | 0 | 0 |  |  |  | 0
REF | ATC | 2023 | 1 | REF Portfolio | Area 1001 Wind 2034 | Area 1001 Wind 2034 | 0 | 0 | 0 |  | 0 |  |  |  | 0 |  |  | -1 | 0 | Wind |  | 0 |  | 0 | 0 | 0 | 0 | -1 | 0 | 0 | 0 | 0 | 0 |  |  | 0 |  | 0 |  |  | 1/1/2034 | 12/31/2099 |  | 0 | 0 | 2023 |  |  |  | 0 | 0 | Real 2021 ¦ 5/8/2023 1:03:19 PM | 1052 | 0 |  |  | 0 | 0 | 0 |  |  |  | 0
REF | ATC | 2023 | 7 | REF Mitchell Ext | Area 1001 Wind 2034 | Area 1001 Wind 2034 | 0 | 0 | 0 |  | 0 |  |  |  | 0 |  |  | -1 | 0 | Wind |  | 0 |  | 0 | 0 | 0 | 0 | -1 | 0 | 0 | 0 | 0 | 0 |  |  | 0 |  | 0 |  |  | 1/1/2034 | 12/31/2099 |  | 0 | 0 | 2023 |  |  |  | 0 | 0 | Real 2021 ¦ 5/8/2023 1:03:19 PM | 1053 | 0 |  |  | 0 | 0 | 0 |  |  |  | 0
REF | ATC | 2023 | 1 | REF Portfolio | Area 1001 Wind 2035 | Area 1001 Wind 2035 | 0 | 0 | 0 |  | 0 |  |  |  | 0 |  |  | -1 | 0 | Wind |  | 0 |  | 0 | 0 | 0 | 0 | -1 | 0 | 0 | 0 | 0 | 0 |  |  | 0 |  | 0 |  |  | 1/1/2035 | 12/31/2099 |  | 0 | 0 | 2023 |  |  |  | 0 | 0 | Real 2021 ¦ 5/8/2023 1:03:19 PM | 1054 | 0 |  |  | 0 | 0 | 0 |  |  |  | 0
REF | ATC | 2023 | 7 | REF Mitchell Ext | Area 1001 Wind 2035 | Area 1001 Wind 2035 | 0 | 0 | 0 |  | 0 |  |  |  | 0 |  |  | -1 | 0 | Wind |  | 0 |  | 0 | 0 | 0 | 0 | -1 | 0 | 0 | 0 | 0 | 0 |  |  | 0 |  | 0 |  |  | 1/1/2035 | 12/31/2099 |  | 0 | 0 | 2023 |  |  |  | 0 | 0 | Real 2021 ¦ 5/8/2023 1:03:19 PM | 1055 | 0 |  |  | 0 | 0 | 0 |  |  |  | 0
REF | ATC | 2023 | 2 | REF-HC Portfolio | Area 1001 Wind 2037 | Area 1001 Wind 2037 | 0 | 0 | 0 |  | 0 |  |  |  | 0 |  |  | -1 | 0 | Wind |  | 0 |  | 0 | 0 | 0 | 0 | -1 | 0 | 0 | 0 | 0 | 0 |  |  | 0 |  | 0 |  |  | 1/1/2037 | 12/31/2099 |  | 0 | 0 | 2023 |  |  |  | 0 | 0 | Real 2021 ¦ 5/8/2023 1:03:19 PM | 1056 | 0 |  |  | 0 | 0 | 0 |  |  |  | 0
REF | ATC | 2023 | 5 | NCR Portfolio | Area 1001 4-Hour Li-on Battery 2029 | Area 1001 4-Hour Li-on Battery 2029 | 0 | 0 | 0 |  | 5.7078 |  |  |  | 0 |  |  | -1 | 0 | 4-Hour Li-on Battery Storage |  | 0 |  | 0 | 0 | 0 | 0 | -1 | 0 | 0 | 0 | 0 | 0 |  |  | 0 |  | 0 |  |  | 1/1/2029 | 12/31/2038 |  | 0 | 0 | 2023 |  |  |  | 0 | 0 | Real 2021 ¦ 5/8/2023 1:03:19 PM | 1057 | 0 |  |  | 0 | 0 | 0 |  |  |  | 0
REF | ATC | 2023 | 8 | REF No Wind Portfolio | Area 1001 4-Hour Li-on Battery 2029 | Area 1001 4-Hour Li-on Battery 2029 | 0 | 0 | 0 |  | 2.8539 |  |  |  | 0 |  |  | -1 | 0 | 4-Hour Li-on Battery Storage |  | 0 |  | 0 | 0 | 0 | 0 | -1 | 0 | 0 | 0 | 0 | 0 |  |  | 0 |  | 0 |  |  | 1/1/2029 | 12/31/2038 |  | 0 | 0 | 2023 |  |  |  | 0 | 0 | Real 2021 ¦ 5/8/2023 1:03:19 PM | 1058 | 0 |  |  | 0 | 0 | 0 |  |  |  | 0
REF | ATC | 2023 | 4 | ECR Portfolio | Area 1001 4-Hour Li-on Battery 2032 | Area 1001 4-Hour Li-on Battery 2032 | 0 | 0 | 0 |  | 11.4155 |  |  |  | 0 |  |  | -1 | 0 | 4-Hour Li-on Battery Storage |  | 0 |  | 0 | 0 | 0 | 0 | -1 | 0 | 0 | 0 | 0 | 0 |  |  | 0 |  | 0 |  |  | 1/1/2032 | 12/31/2041 |  | 0 | 0 | 2023 |  |  |  | 0 | 0 | Real 2021 ¦ 5/8/2023 1:03:19 PM | 1059 | 0 |  |  | 0 | 0 | 0 |  |  |  | 0
REF | ATC | 2023 | 3 | CETA Portfolio | Area 1001 4-Hour Li-on Battery 2035 | Area 1001 4-Hour Li-on Battery 2035 | 0 | 0 | 0 |  | 2.8539 |  |  |  | 0 |  |  | -1 | 0 | 4-Hour Li-on Battery Storage |  | 0 |  | 0 | 0 | 0 | 0 | -1 | 0 | 0 | 0 | 0 | 0 |  |  | 0 |  | 0 |  |  | 1/1/2035 | 12/31/2044 |  | 0 | 0 | 2023 |  |  |  | 0 | 0 | Real 2021 ¦ 5/8/2023 1:03:19 PM | 1060 | 0 |  |  | 0 | 0 | 0 |  |  |  | 0
REF | ATC | 2023 | 5 | NCR Portfolio | Area 1001 4-Hour Li-on Battery 2035 | Area 1001 4-Hour Li-on Battery 2035 | 0 | 0 | 0 |  | 2.8539 |  |  |  | 0 |  |  | -1 | 0 | 4-Hour Li-on Battery Storage |  | 0 |  | 0 | 0 | 0 | 0 | -1 | 0 | 0 | 0 | 0 | 0 |  |  | 0 |  | 0 |  |  | 1/1/2035 | 12/31/2044 |  | 0 | 0 | 2023 |  |  |  | 0 | 0 | Real 2021 ¦ 5/8/2023 1:03:19 PM | 1061 | 0 |  |  | 0 | 0 | 0 |  |  |  | 0
REF | ATC | 2023 | 6 | CC Portfolio | Area 1001 4-Hour Li-on Battery 2035 | Area 1001 4-Hour Li-on Battery 2035 | 0 | 0 | 0 |  | 2.8539 |  |  |  | 0 |  |  | -1 | 0 | 4-Hour Li-on Battery Storage |  | 0 |  | 0 | 0 | 0 | 0 | -1 | 0 | 0 | 0 | 0 | 0 |  |  | 0 |  | 0 |  |  | 1/1/2035 | 12/31/2044 |  | 0 | 0 | 2023 |  |  |  | 0 | 0 | Real 2021 ¦ 5/8/2023 1:03:19 PM | 1062 | 0 |  |  | 0 | 0 | 0 |  |  |  | 0
REF | ATC | 2023 | 9 | Preferred Plan | Area 1001 4-Hour Li-on Battery 2035 | Area 1001 4-Hour Li-on Battery 2035 | 0 | 0 | 0 |  | 2.8539 |  |  |  | 0 |  |  | -1 | 0 | 4-Hour Li-on Battery Storage |  | 0 |  | 0 | 0 | 0 | 0 | -1 | 0 | 0 | 0 | 0 | 0 |  |  | 0 |  | 0 |  |  | 1/1/2035 | 12/31/2044 |  | 0 | 0 | 2023 |  |  |  | 0 | 0 | Real 2021 ¦ 5/8/2023 1:03:19 PM | 1063 | 0 |  |  | 0 | 0 | 0 |  |  |  | 0
REF | ATC | 2023 | 4 | ECR Portfolio | Solar+Storage 3-1 2028 | Solar+Storage 3-1 2028 | 0 | 0 | 0 |  | 0 |  |  |  | 0 |  |  | -1 | 0 | Solar |  | 0 |  | 0 | 0 | 0 | 0 | -1 | 0 | 0 | 0 | 0 | 0 |  |  | 0 |  | 0 |  |  | 1/1/2028 | 12/31/2099 |  | 0 | 0 | 2023 |  |  |  | 0 | 0 | Real 2021 ¦ 5/8/2023 1:03:19 PM | 1064 | 0 |  |  | 0 | 0 | 0 |  |  |  | 0
REF | ATC | 2023 | 8 | REF No Wind Portfolio | Solar+Storage 3-1 2028 | Solar+Storage 3-1 2028 | 0 | 0 | 0 |  | 0 |  |  |  | 0 |  |  | -1 | 0 | Solar |  | 0 |  | 0 | 0 | 0 | 0 | -1 | 0 | 0 | 0 | 0 | 0 |  |  | 0 |  | 0 |  |  | 1/1/2028 | 12/31/2099 |  | 0 | 0 | 2023 |  |  |  | 0 | 0 | Real 2021 ¦ 5/8/2023 1:03:19 PM | 1065 | 0 |  |  | 0 | 0 | 0 |  |  |  | 0
REF | ATC | 2023 | 1 | REF Portfolio | Tier 2 Area 1001 Solar 2028 | Tier 2 Area 1001 Solar 2028 | 0 | 0 | 0 |  | 0 |  |  |  | 0 |  |  | -1 | 0 | Solar |  | 0 |  | 0 | 0 | 0 | 0 | -1 | 0 | 0 | 0 | 0 | 0 |  |  | 0 |  | 0 |  |  | 1/1/2028 | 12/31/2099 |  | 0 | 0 | 2023 |  |  |  | 0 | 0 | Real 2021 ¦ 5/8/2023 1:03:19 PM | 1066 | 0 |  |  | 0 | 0 | 0 |  |  |  | 0
REF | ATC | 2023 | 2 | REF-HC Portfolio | Tier 2 Area 1001 Solar 2028 | Tier 2 Area 1001 Solar 2028 | 0 | 0 | 0 |  | 0 |  |  |  | 0 |  |  | -1 | 0 | Solar |  | 0 |  | 0 | 0 | 0 | 0 | -1 | 0 | 0 | 0 | 0 | 0 |  |  | 0 |  | 0 |  |  | 1/1/2028 | 12/31/2099 |  | 0 | 0 | 2023 |  |  |  | 0 | 0 | Real 2021 ¦ 5/8/2023 1:03:19 PM | 1067 | 0 |  |  | 0 | 0 | 0 |  |  |  | 0
REF | ATC | 2023 | 3 | CETA Portfolio | Tier 2 Area 1001 Solar 2028 | Tier 2 Area 1001 Solar 2028 | 0 | 0 | 0 |  | 0 |  |  |  | 0 |  |  | -1 | 0 | Solar |  | 0 |  | 0 | 0 | 0 | 0 | -1 | 0 | 0 | 0 | 0 | 0 |  |  | 0 |  | 0 |  |  | 1/1/2028 | 12/31/2099 |  | 0 | 0 | 2023 |  |  |  | 0 | 0 | Real 2021 ¦ 5/8/2023 1:03:19 PM | 1068 | 0 |  |  | 0 | 0 | 0 |  |  |  | 0
REF | ATC | 2023 | 4 | ECR Portfolio | Tier 2 Area 1001 Solar 2028 | Tier 2 Area 1001 Solar 2028 | 0 | 0 | 0 |  | 0 |  |  |  | 0 |  |  | -1 | 0 | Solar |  | 0 |  | 0 | 0 | 0 | 0 | -1 | 0 | 0 | 0 | 0 | 0 |  |  | 0 |  | 0 |  |  | 1/1/2028 | 12/31/2099 |  | 0 | 0 | 2023 |  |  |  | 0 | 0 | Real 2021 ¦ 5/8/2023 1:03:19 PM | 1069 | 0 |  |  | 0 | 0 | 0 |  |  |  | 0
REF | ATC | 2023 | 5 | NCR Portfolio | Tier 2 Area 1001 Solar 2028 | Tier 2 Area 1001 Solar 2028 | 0 | 0 | 0 |  | 0 |  |  |  | 0 |  |  | -1 | 0 | Solar |  | 0 |  | 0 | 0 | 0 | 0 | -1 | 0 | 0 | 0 | 0 | 0 |  |  | 0 |  | 0 |  |  | 1/1/2028 | 12/31/2099 |  | 0 | 0 | 2023 |  |  |  | 0 | 0 | Real 2021 ¦ 5/8/2023 1:03:19 PM | 1070 | 0 |  |  | 0 | 0 | 0 |  |  |  | 0
REF | ATC | 2023 | 6 | CC Portfolio | Tier 2 Area 1001 Solar 2028 | Tier 2 Area 1001 Solar 2028 | 0 | 0 | 0 |  | 0 |  |  |  | 0 |  |  | -1 | 0 | Solar |  | 0 |  | 0 | 0 | 0 | 0 | -1 | 0 | 0 | 0 | 0 | 0 |  |  | 0 |  | 0 |  |  | 1/1/2028 | 12/31/2099 |  | 0 | 0 | 2023 |  |  |  | 0 | 0 | Real 2021 ¦ 5/8/2023 1:03:19 PM | 1071 | 0 |  |  | 0 | 0 | 0 |  |  |  | 0
REF | ATC | 2023 | 7 | REF Mitchell Ext | Tier 2 Area 1001 Solar 2028 | Tier 2 Area 1001 Solar 2028 | 0 | 0 | 0 |  | 0 |  |  |  | 0 |  |  | -1 | 0 | Solar |  | 0 |  | 0 | 0 | 0 | 0 | -1 | 0 | 0 | 0 | 0 | 0 |  |  | 0 |  | 0 |  |  | 1/1/2028 | 12/31/2099 |  | 0 | 0 | 2023 |  |  |  | 0 | 0 | Real 2021 ¦ 5/8/2023 1:03:19 PM | 1072 | 0 |  |  | 0 | 0 | 0 |  |  |  | 0
REF | ATC | 2023 | 8 | REF No Wind Portfolio | Tier 2 Area 1001 Solar 2028 | Tier 2 Area 1001 Solar 2028 | 0 | 0 | 0 |  | 0 |  |  |  | 0 |  |  | -1 | 0 | Solar |  | 0 |  | 0 | 0 | 0 | 0 | -1 | 0 | 0 | 0 | 0 | 0 |  |  | 0 |  | 0 |  |  | 1/1/2028 | 12/31/2099 |  | 0 | 0 | 2023 |  |  |  | 0 | 0 | Real 2021 ¦ 5/8/2023 1:03:19 PM | 1073 | 0 |  |  | 0 | 0 | 0 |  |  |  | 0
REF | ATC | 2023 | 9 | Preferred Plan | Tier 2 Area 1001 Solar 2028 | Tier 2 Area 1001 Solar 2028 | 0 | 0 | 0 |  | 0 |  |  |  | 0 |  |  | -1 | 0 | Solar |  | 0 |  | 0 | 0 | 0 | 0 | -1 | 0 | 0 | 0 | 0 | 0 |  |  | 0 |  | 0 |  |  | 1/1/2028 | 12/31/2099 |  | 0 | 0 | 2023 |  |  |  | 0 | 0 | Real 2021 ¦ 5/8/2023 1:03:19 PM | 1074 | 0 |  |  | 0 | 0 | 0 |  |  |  | 0
REF | ATC | 2023 | 4 | ECR Portfolio | Tier 2 Area 1001 Solar 2029 | Tier 2 Area 1001 Solar 2029 | 0 | 0 | 0 |  | 0 |  |  |  | 0 |  |  | -1 | 0 | Solar |  | 0 |  | 0 | 0 | 0 | 0 | -1 | 0 | 0 | 0 | 0 | 0 |  |  | 0 |  | 0 |  |  | 1/1/2029 | 12/31/2099 |  | 0 | 0 | 2023 |  |  |  | 0 | 0 | Real 2021 ¦ 5/8/2023 1:03:19 PM | 1075 | 0 |  |  | 0 | 0 | 0 |  |  |  | 0
REF | ATC | 2023 | 8 | REF No Wind Portfolio | Tier 2 Area 1001 Solar 2029 | Tier 2 Area 1001 Solar 2029 | 0 | 0 | 0 |  | 0 |  |  |  | 0 |  |  | -1 | 0 | Solar |  | 0 |  | 0 | 0 | 0 | 0 | -1 | 0 | 0 | 0 | 0 | 0 |  |  | 0 |  | 0 |  |  | 1/1/2029 | 12/31/2099 |  | 0 | 0 | 2023 |  |  |  | 0 | 0 | Real 2021 ¦ 5/8/2023 1:03:19 PM | 1076 | 0 |  |  | 0 | 0 | 0 |  |  |  | 0
REF | ATC | 2023 | 2 | REF-HC Portfolio | Tier 2 Area 1001 Wind 2026 | Tier 2 Area 1001 Wind 2026 | 0 | 0 | 0 |  | 0 |  |  |  | 0 |  |  | -1 | 0 | Wind |  | 0 |  | 0 | 0 | 0 | 0 | -1 | 0 | 0 | 0 | 0 | 0 |  |  | 0 |  | 0 |  |  | 1/1/2026 | 12/31/2099 |  | 0 | 0 | 2023 |  |  |  | 0 | 0 | Real 2021 ¦ 5/8/2023 1:03:19 PM | 1077 | 0 |  |  | 0 | 0 | 0 |  |  |  | 0
REF | ATC | 2023 | 3 | CETA Portfolio | Tier 2 Area 1001 Wind 2026 | Tier 2 Area 1001 Wind 2026 | 0 | 0 | 0 |  | 0 |  |  |  | 0 |  |  | -1 | 0 | Wind |  | 0 |  | 0 | 0 | 0 | 0 | -1 | 0 | 0 | 0 | 0 | 0 |  |  | 0 |  | 0 |  |  | 1/1/2026 | 12/31/2099 |  | 0 | 0 | 2023 |  |  |  | 0 | 0 | Real 2021 ¦ 5/8/2023 1:03:19 PM | 1078 | 0 |  |  | 0 | 0 | 0 |  |  |  | 0
REF | ATC | 2023 | 4 | ECR Portfolio | Tier 2 Area 1001 Wind 2026 | Tier 2 Area 1001 Wind 2026 | 0 | 0 | 0 |  | 0 |  |  |  | 0 |  |  | -1 | 0 | Wind |  | 0 |  | 0 | 0 | 0 | 0 | -1 | 0 | 0 | 0 | 0 | 0 |  |  | 0 |  | 0 |  |  | 1/1/2026 | 12/31/2099 |  | 0 | 0 | 2023 |  |  |  | 0 | 0 | Real 2021 ¦ 5/8/2023 1:03:19 PM | 1079 | 0 |  |  | 0 | 0 | 0 |  |  |  | 0
REF | ATC | 2023 | 5 | NCR Portfolio | Tier 2 Area 1001 Wind 2026 | Tier 2 Area 1001 Wind 2026 | 0 | 0 | 0 |  | 0 |  |  |  | 0 |  |  | -1 | 0 | Wind |  | 0 |  | 0 | 0 | 0 | 0 | -1 | 0 | 0 | 0 | 0 | 0 |  |  | 0 |  | 0 |  |  | 1/1/2026 | 12/31/2099 |  | 0 | 0 | 2023 |  |  |  | 0 | 0 | Real 2021 ¦ 5/8/2023 1:03:19 PM | 1080 | 0 |  |  | 0 | 0 | 0 |  |  |  | 0
REF | ATC | 2023 | 2 | REF-HC Portfolio | Tier 2 Area 1001 Wind 2027 | Tier 2 Area 1001 Wind 2027 | 0 | 0 | 0 |  | 0 |  |  |  | 0 |  |  | -1 | 0 | Wind |  | 0 |  | 0 | 0 | 0 | 0 | -1 | 0 | 0 | 0 | 0 | 0 |  |  | 0 |  | 0 |  |  | 1/1/2027 | 12/31/2099 |  | 0 | 0 | 2023 |  |  |  | 0 | 0 | Real 2021 ¦ 5/8/2023 1:03:19 PM | 1081 | 0 |  |  | 0 | 0 | 0 |  |  |  | 0
REF | ATC | 2023 | 3 | CETA Portfolio | Tier 2 Area 1001 Wind 2027 | Tier 2 Area 1001 Wind 2027 | 0 | 0 | 0 |  | 0 |  |  |  | 0 |  |  | -1 | 0 | Wind |  | 0 |  | 0 | 0 | 0 | 0 | -1 | 0 | 0 | 0 | 0 | 0 |  |  | 0 |  | 0 |  |  | 1/1/2027 | 12/31/2099 |  | 0 | 0 | 2023 |  |  |  | 0 | 0 | Real 2021 ¦ 5/8/2023 1:03:19 PM | 1082 | 0 |  |  | 0 | 0 | 0 |  |  |  | 0
REF | ATC | 2023 | 4 | ECR Portfolio | Tier 2 Area 1001 Wind 2027 | Tier 2 Area 1001 Wind 2027 | 0 | 0 | 0 |  | 0 |  |  |  | 0 |  |  | -1 | 0 | Wind |  | 0 |  | 0 | 0 | 0 | 0 | -1 | 0 | 0 | 0 | 0 | 0 |  |  | 0 |  | 0 |  |  | 1/1/2027 | 12/31/2099 |  | 0 | 0 | 2023 |  |  |  | 0 | 0 | Real 2021 ¦ 5/8/2023 1:03:19 PM | 1083 | 0 |  |  | 0 | 0 | 0 |  |  |  | 0
REF | ATC | 2023 | 5 | NCR Portfolio | Tier 2 Area 1001 Wind 2027 | Tier 2 Area 1001 Wind 2027 | 0 | 0 | 0 |  | 0 |  |  |  | 0 |  |  | -1 | 0 | Wind |  | 0 |  | 0 | 0 | 0 | 0 | -1 | 0 | 0 | 0 | 0 | 0 |  |  | 0 |  | 0 |  |  | 1/1/2027 | 12/31/2099 |  | 0 | 0 | 2023 |  |  |  | 0 | 0 | Real 2021 ¦ 5/8/2023 1:03:19 PM | 1084 | 0 |  |  | 0 | 0 | 0 |  |  |  | 0
REF | ATC | 2023 | 6 | CC Portfolio | Tier 2 Area 1001 Wind 2027 | Tier 2 Area 1001 Wind 2027 | 0 | 0 | 0 |  | 0 |  |  |  | 0 |  |  | -1 | 0 | Wind |  | 0 |  | 0 | 0 | 0 | 0 | -1 | 0 | 0 | 0 | 0 | 0 |  |  | 0 |  | 0 |  |  | 1/1/2027 | 12/31/2099 |  | 0 | 0 | 2023 |  |  |  | 0 | 0 | Real 2021 ¦ 5/8/2023 1:03:19 PM | 1085 | 0 |  |  | 0 | 0 | 0 |  |  |  | 0
REF | ATC | 2023 | 9 | Preferred Plan | Tier 2 Area 1001 Wind 2027 | Tier 2 Area 1001 Wind 2027 | 0 | 0 | 0 |  | 0 |  |  |  | 0 |  |  | -1 | 0 | Wind |  | 0 |  | 0 | 0 | 0 | 0 | -1 | 0 | 0 | 0 | 0 | 0 |  |  | 0 |  | 0 |  |  | 1/1/2027 | 12/31/2099 |  | 0 | 0 | 2023 |  |  |  | 0 | 0 | Real 2021 ¦ 5/8/2023 1:03:19 PM | 1086 | 0 |  |  | 0 | 0 | 0 |  |  |  | 0
REF | ATC | 2023 | 1 | REF Portfolio | Tier 2 Area 1001 Wind 2028 | Tier 2 Area 1001 Wind 2028 | 0 | 0 | 0 |  | 0 |  |  |  | 0 |  |  | -1 | 0 | Wind |  | 0 |  | 0 | 0 | 0 | 0 | -1 | 0 | 0 | 0 | 0 | 0 |  |  | 0 |  | 0 |  |  | 1/1/2028 | 12/31/2099 |  | 0 | 0 | 2023 |  |  |  | 0 | 0 | Real 2021 ¦ 5/8/2023 1:03:19 PM | 1087 | 0 |  |  | 0 | 0 | 0 |  |  |  | 0
REF | ATC | 2023 | 2 | REF-HC Portfolio | Tier 2 Area 1001 Wind 2028 | Tier 2 Area 1001 Wind 2028 | 0 | 0 | 0 |  | 0 |  |  |  | 0 |  |  | -1 | 0 | Wind |  | 0 |  | 0 | 0 | 0 | 0 | -1 | 0 | 0 | 0 | 0 | 0 |  |  | 0 |  | 0 |  |  | 1/1/2028 | 12/31/2099 |  | 0 | 0 | 2023 |  |  |  | 0 | 0 | Real 2021 ¦ 5/8/2023 1:03:19 PM | 1088 | 0 |  |  | 0 | 0 | 0 |  |  |  | 0
REF | ATC | 2023 | 3 | CETA Portfolio | Tier 2 Area 1001 Wind 2028 | Tier 2 Area 1001 Wind 2028 | 0 | 0 | 0 |  | 0 |  |  |  | 0 |  |  | -1 | 0 | Wind |  | 0 |  | 0 | 0 | 0 | 0 | -1 | 0 | 0 | 0 | 0 | 0 |  |  | 0 |  | 0 |  |  | 1/1/2028 | 12/31/2099 |  | 0 | 0 | 2023 |  |  |  | 0 | 0 | Real 2021 ¦ 5/8/2023 1:03:19 PM | 1089 | 0 |  |  | 0 | 0 | 0 |  |  |  | 0
REF | ATC | 2023 | 4 | ECR Portfolio | Tier 2 Area 1001 Wind 2028 | Tier 2 Area 1001 Wind 2028 | 0 | 0 | 0 |  | 0 |  |  |  | 0 |  |  | -1 | 0 | Wind |  | 0 |  | 0 | 0 | 0 | 0 | -1 | 0 | 0 | 0 | 0 | 0 |  |  | 0 |  | 0 |  |  | 1/1/2028 | 12/31/2099 |  | 0 | 0 | 2023 |  |  |  | 0 | 0 | Real 2021 ¦ 5/8/2023 1:03:19 PM | 1090 | 0 |  |  | 0 | 0 | 0 |  |  |  | 0
REF | ATC | 2023 | 5 | NCR Portfolio | Tier 2 Area 1001 Wind 2028 | Tier 2 Area 1001 Wind 2028 | 0 | 0 | 0 |  | 0 |  |  |  | 0 |  |  | -1 | 0 | Wind |  | 0 |  | 0 | 0 | 0 | 0 | -1 | 0 | 0 | 0 | 0 | 0 |  |  | 0 |  | 0 |  |  | 1/1/2028 | 12/31/2099 |  | 0 | 0 | 2023 |  |  |  | 0 | 0 | Real 2021 ¦ 5/8/2023 1:03:19 PM | 1091 | 0 |  |  | 0 | 0 | 0 |  |  |  | 0
REF | ATC | 2023 | 6 | CC Portfolio | Tier 2 Area 1001 Wind 2028 | Tier 2 Area 1001 Wind 2028 | 0 | 0 | 0 |  | 0 |  |  |  | 0 |  |  | -1 | 0 | Wind |  | 0 |  | 0 | 0 | 0 | 0 | -1 | 0 | 0 | 0 | 0 | 0 |  |  | 0 |  | 0 |  |  | 1/1/2028 | 12/31/2099 |  | 0 | 0 | 2023 |  |  |  | 0 | 0 | Real 2021 ¦ 5/8/2023 1:03:19 PM | 1092 | 0 |  |  | 0 | 0 | 0 |  |  |  | 0
REF | ATC | 2023 | 7 | REF Mitchell Ext | Tier 2 Area 1001 Wind 2028 | Tier 2 Area 1001 Wind 2028 | 0 | 0 | 0 |  | 0 |  |  |  | 0 |  |  | -1 | 0 | Wind |  | 0 |  | 0 | 0 | 0 | 0 | -1 | 0 | 0 | 0 | 0 | 0 |  |  | 0 |  | 0 |  |  | 1/1/2028 | 12/31/2099 |  | 0 | 0 | 2023 |  |  |  | 0 | 0 | Real 2021 ¦ 5/8/2023 1:03:19 PM | 1093 | 0 |  |  | 0 | 0 | 0 |  |  |  | 0
REF | ATC | 2023 | 9 | Preferred Plan | Tier 2 Area 1001 Wind 2028 | Tier 2 Area 1001 Wind 2028 | 0 | 0 | 0 |  | 0 |  |  |  | 0 |  |  | -1 | 0 | Wind |  | 0 |  | 0 | 0 | 0 | 0 | -1 | 0 | 0 | 0 | 0 | 0 |  |  | 0 |  | 0 |  |  | 1/1/2028 | 12/31/2099 |  | 0 | 0 | 2023 |  |  |  | 0 | 0 | Real 2021 ¦ 5/8/2023 1:03:19 PM | 1094 | 0 |  |  | 0 | 0 | 0 |  |  |  | 0
REF | ATC | 2023 | 1 | REF Portfolio | Tier 2 Area 1001 Wind 2029 | Tier 2 Area 1001 Wind 2029 | 0 | 0 | 0 |  | 0 |  |  |  | 0 |  |  | -1 | 0 | Wind |  | 0 |  | 0 | 0 | 0 | 0 | -1 | 0 | 0 | 0 | 0 | 0 |  |  | 0 |  | 0 |  |  | 1/1/2029 | 12/31/2099 |  | 0 | 0 | 2023 |  |  |  | 0 | 0 | Real 2021 ¦ 5/8/2023 1:03:19 PM | 1095 | 0 |  |  | 0 | 0 | 0 |  |  |  | 0
REF | ATC | 2023 | 3 | CETA Portfolio | Tier 2 Area 1001 Wind 2029 | Tier 2 Area 1001 Wind 2029 | 0 | 0 | 0 |  | 0 |  |  |  | 0 |  |  | -1 | 0 | Wind |  | 0 |  | 0 | 0 | 0 | 0 | -1 | 0 | 0 | 0 | 0 | 0 |  |  | 0 |  | 0 |  |  | 1/1/2029 | 12/31/2099 |  | 0 | 0 | 2023 |  |  |  | 0 | 0 | Real 2021 ¦ 5/8/2023 1:03:19 PM | 1096 | 0 |  |  | 0 | 0 | 0 |  |  |  | 0
REF | ATC | 2023 | 4 | ECR Portfolio | Tier 2 Area 1001 Wind 2029 | Tier 2 Area 1001 Wind 2029 | 0 | 0 | 0 |  | 0 |  |  |  | 0 |  |  | -1 | 0 | Wind |  | 0 |  | 0 | 0 | 0 | 0 | -1 | 0 | 0 | 0 | 0 | 0 |  |  | 0 |  | 0 |  |  | 1/1/2029 | 12/31/2099 |  | 0 | 0 | 2023 |  |  |  | 0 | 0 | Real 2021 ¦ 5/8/2023 1:03:19 PM | 1097 | 0 |  |  | 0 | 0 | 0 |  |  |  | 0
REF | ATC | 2023 | 7 | REF Mitchell Ext | Tier 2 Area 1001 Wind 2029 | Tier 2 Area 1001 Wind 2029 | 0 | 0 | 0 |  | 0 |  |  |  | 0 |  |  | -1 | 0 | Wind |  | 0 |  | 0 | 0 | 0 | 0 | -1 | 0 | 0 | 0 | 0 | 0 |  |  | 0 |  | 0 |  |  | 1/1/2029 | 12/31/2099 |  | 0 | 0 | 2023 |  |  |  | 0 | 0 | Real 2021 ¦ 5/8/2023 1:03:19 PM | 1098 | 0 |  |  | 0 | 0 | 0 |  |  |  | 0
REF | ATC | 2023 | 6 | CC Portfolio | Area 1001 Gas CC 1x1 2029 | Area 1001 Gas CC 1x1 2029 | 0 | 0 | 0 |  | 0 |  |  |  | 0 |  |  | -1 | 0 | TCO |  | 0 |  | 0 | 0 | 0 | 0 | -1 | 0 | 0 | 0 | 0 | 0 |  |  | 0 |  | 0 |  |  | 1/1/2029 | 12/31/2099 |  | 0 | 0 | 2023 |  |  |  | 0 | 0 | Real 2021 ¦ 5/8/2023 1:03:19 PM | 1099 | 0 |  |  | 0 | 0 | 0 |  |  |  | 0
REF | ATC | 2023 | 7 | REF Mitchell Ext | 3102 | Mitchell #1 (WV) | 234.2883 | 385 | 229.3383 |  | 0 |  |  |  | 29965.3828 |  |  | -1 | 20199316 | Mitchell 1 Coal Price |  | 2009003.25 |  | 112.4584 | 115599.7969 | 115599.7969 | 0 | -1 | 0 | 0 | 68.0683 | 4 | 7016 | 0.59568 | 57.5409 | 63254.9688 | 31.4857 | 52344.832 | 26.0551 |  | 5/1/1971 | 5/31/2028 |  | 0 | 0 | 2023 |  |  |  | 0 | 0 | Real 2021 ¦ 5/8/2023 1:03:19 PM | 1100 | 408 |  |  | 2009003.25 | 0 | 0 |  |  |  | 0
REF | ATC | 2023 | 9 | Preferred Plan | 3102 | Mitchell #1 (WV) | 234.2883 | 385 | 229.3383 |  | 0 |  |  |  | 29965.3828 |  |  | -1 | 20199316 | Mitchell 1 Coal Price |  | 2009003.25 |  | 112.4584 | 115599.7969 | 115599.7969 | 0 | -1 | 0 | 0 | 68.0683 | 4 | 7016 | 0.59568 | 57.5409 | 63254.9688 | 31.4857 | 52344.832 | 26.0551 |  | 5/1/1971 | 5/31/2028 |  | 0 | 0 | 2023 |  |  |  | 0 | 0 | Real 2021 ¦ 5/8/2023 1:03:19 PM | 1101 | 408 |  |  | 2009003.25 | 0 | 0 |  |  |  | 0
REF | ATC | 2023 | 7 | REF Mitchell Ext | 3105 | Mitchell #2 (WV) | 287.1879 | 395 | 263.9949 |  | 0 |  |  |  | 27049.084 |  |  | -1 | 23675016 | Mitchell 2 Coal Price |  | 2312595 |  | 137.8502 | 138523.6875 | 138523.6875 | 0 | -1 | 0 | 0 | 102.1024 | 6 | 6677 | 0.66834 | 59.8997 | 81567.8672 | 35.2711 | 56955.8281 | 24.6285 |  | 5/1/1971 | 5/31/2028 |  | 0 | 0 | 2023 |  |  |  | 0 | 0 | Real 2021 ¦ 5/8/2023 1:03:19 PM | 1102 | 408 |  |  | 2312595 | 0 | 0 |  |  |  | 0
REF | ATC | 2023 | 9 | Preferred Plan | 3105 | Mitchell #2 (WV) | 287.1879 | 395 | 263.9949 |  | 0 |  |  |  | 27049.084 |  |  | -1 | 23675016 | Mitchell 2 Coal Price |  | 2312595 |  | 137.8502 | 138523.6875 | 138523.6875 | 0 | -1 | 0 | 0 | 102.1024 | 6 | 6677 | 0.66834 | 59.8997 | 81567.8672 | 35.2711 | 56955.8281 | 24.6285 |  | 5/1/1971 | 5/31/2028 |  | 0 | 0 | 2023 |  |  |  | 0 | 0 | Real 2021 ¦ 5/8/2023 1:03:19 PM | 1103 | 408 |  |  | 2312595 | 0 | 0 |  |  |  | 0
REF | ATC | 2024 | 1 | REF Portfolio | 13555 | Big Sandy #1 Gas | 280.1839 | 295 | 233.1756 |  | 0 |  |  |  | 2610.2373 |  |  | -1 | 19860798 | TCO |  | 2048214.5 |  | 56.0368 | 104249.9609 | 104249.9609 | 0 | -1 | 0 | 0 | 110.7678 | 6 | 7816 | 0.79043 | 50.898 | 74073.7969 | 36.1651 | 30176.1602 | 14.7329 |  | 5/30/2016 | 5/30/2031 |  | 0 | 0 | 2024 |  |  |  | 0 | 0 | Real 2021 ¦ 5/8/2023 1:03:19 PM | 1932 | 295.4 |  |  | 2048214.5 | 0 | 0 |  |  |  | 0
REF | ATC | 2024 | 2 | REF-HC Portfolio | 13555 | Big Sandy #1 Gas | 280.1839 | 295 | 233.1756 |  | 0 |  |  |  | 2610.2373 |  |  | -1 | 19860798 | TCO |  | 2048214.5 |  | 56.0368 | 104249.9609 | 104249.9609 | 0 | -1 | 0 | 0 | 110.7678 | 6 | 7816 | 0.79043 | 50.898 | 74073.7969 | 36.1651 | 30176.1602 | 14.7329 |  | 5/30/2016 | 5/30/2031 |  | 0 | 0 | 2024 |  |  |  | 0 | 0 | Real 2021 ¦ 5/8/2023 1:03:19 PM | 1933 | 295.4 |  |  | 2048214.5 | 0 | 0 |  |  |  | 0
REF | ATC | 2024 | 3 | CETA Portfolio | 13555 | Big Sandy #1 Gas | 280.1839 | 295 | 233.1756 |  | 0 |  |  |  | 2610.2373 |  |  | -1 | 19860798 | TCO |  | 2048214.5 |  | 56.0368 | 104249.9609 | 104249.9609 | 0 | -1 | 0 | 0 | 110.7678 | 6 | 7816 | 0.79043 | 50.898 | 74073.7969 | 36.1651 | 30176.1602 | 14.7329 |  | 5/30/2016 | 5/30/2031 |  | 0 | 0 | 2024 |  |  |  | 0 | 0 | Real 2021 ¦ 5/8/2023 1:03:19 PM | 1934 | 295.4 |  |  | 2048214.5 | 0 | 0 |  |  |  | 0
REF | ATC | 2024 | 4 | ECR Portfolio | 13555 | Big Sandy #1 Gas | 280.1839 | 295 | 233.1756 |  | 0 |  |  |  | 2610.2373 |  |  | -1 | 19860798 | TCO |  | 2048214.5 |  | 56.0368 | 104249.9609 | 104249.9609 | 0 | -1 | 0 | 0 | 110.7678 | 6 | 7816 | 0.79043 | 50.898 | 74073.7969 | 36.1651 | 30176.1602 | 14.7329 |  | 5/30/2016 | 5/30/2031 |  | 0 | 0 | 2024 |  |  |  | 0 | 0 | Real 2021 ¦ 5/8/2023 1:03:19 PM | 1935 | 295.4 |  |  | 2048214.5 | 0 | 0 |  |  |  | 0
REF | ATC | 2024 | 5 | NCR Portfolio | 13555 | Big Sandy #1 Gas | 280.1839 | 295 | 233.1756 |  | 0 |  |  |  | 2610.2373 |  |  | -1 | 19860798 | TCO |  | 2048214.5 |  | 56.0368 | 104249.9609 | 104249.9609 | 0 | -1 | 0 | 0 | 110.7678 | 6 | 7816 | 0.79043 | 50.898 | 74073.7969 | 36.1651 | 30176.1602 | 14.7329 |  | 5/30/2016 | 5/30/2031 |  | 0 | 0 | 2024 |  |  |  | 0 | 0 | Real 2021 ¦ 5/8/2023 1:03:19 PM | 1936 | 295.4 |  |  | 2048214.5 | 0 | 0 |  |  |  | 0
REF | ATC | 2024 | 6 | CC Portfolio | 13555 | Big Sandy #1 Gas | 280.1839 | 295 | 233.1756 |  | 0 |  |  |  | 2610.2373 |  |  | -1 | 19860798 | TCO |  | 2048214.5 |  | 56.0368 | 104249.9609 | 104249.9609 | 0 | -1 | 0 | 0 | 110.7678 | 6 | 7816 | 0.79043 | 50.898 | 74073.7969 | 36.1651 | 30176.1602 | 14.7329 |  | 5/30/2016 | 5/30/2031 |  | 0 | 0 | 2024 |  |  |  | 0 | 0 | Real 2021 ¦ 5/8/2023 1:03:19 PM | 1937 | 295.4 |  |  | 2048214.5 | 0 | 0 |  |  |  | 0
REF | ATC | 2024 | 7 | REF Mitchell Ext | 13555 | Big Sandy #1 Gas | 280.1839 | 295 | 233.1756 |  | 0 |  |  |  | 2610.2373 |  |  | -1 | 19860798 | TCO |  | 2048214.5 |  | 56.0368 | 104249.9609 | 104249.9609 | 0 | -1 | 0 | 0 | 110.7678 | 6 | 7816 | 0.79043 | 50.898 | 74073.7969 | 36.1651 | 30176.1602 | 14.7329 |  | 5/30/2016 | 5/30/2031 |  | 0 | 0 | 2024 |  |  |  | 0 | 0 | Real 2021 ¦ 5/8/2023 1:03:19 PM | 1938 | 295.4 |  |  | 2048214.5 | 0 | 0 |  |  |  | 0
REF | ATC | 2024 | 8 | REF No Wind Portfolio | 13555 | Big Sandy #1 Gas | 280.1839 | 295 | 233.1756 |  | 0 |  |  |  | 2610.2373 |  |  | -1 | 19860798 | TCO |  | 2048214.5 |  | 56.0368 | 104249.9609 | 104249.9609 | 0 | -1 | 0 | 0 | 110.7678 | 6 | 7816 | 0.79043 | 50.898 | 74073.7969 | 36.1651 | 30176.1602 | 14.7329 |  | 5/30/2016 | 5/30/2031 |  | 0 | 0 | 2024 |  |  |  | 0 | 0 | Real 2021 ¦ 5/8/2023 1:03:19 PM | 1939 | 295.4 |  |  | 2048214.5 | 0 | 0 |  |  |  | 0
REF | ATC | 2024 | 9 | Preferred Plan | 13555 | Big Sandy #1 Gas | 280.1839 | 295 | 233.1756 |  | 0 |  |  |  | 2610.2373 |  |  | -1 | 19860798 | TCO |  | 2048214.5 |  | 56.0368 | 104249.9609 | 104249.9609 | 0 | -1 | 0 | 0 | 110.7678 | 6 | 7816 | 0.79043 | 50.898 | 74073.7969 | 36.1651 | 30176.1602 | 14.7329 |  | 5/30/2016 | 5/30/2031 |  | 0 | 0 | 2024 |  |  |  | 0 | 0 | Real 2021 ¦ 5/8/2023 1:03:19 PM | 1940 | 295.4 |  |  | 2048214.5 | 0 | 0 |  |  |  | 0
REF | ATC | 2024 | 1 | REF Portfolio | 3102 | Mitchell #1 (WV) | 279.8993 | 385 | 243.6465 |  | 0 |  |  |  | 10370.7061 |  |  | -1 | 21541106 | Mitchell 1 Coal Price |  | 2140190.5 |  | 134.3517 | 107277.7031 | 107277.7031 | 0 | -1 | 0 | 0 | 417.8022 | 24 | 7705 | 0.63285 | 50.1253 | 70980.6562 | 33.1656 | 36297.0547 | 16.9597 |  | 5/1/1971 | 5/31/2028 |  | 0 | 0 | 2024 |  |  |  | 0 | 0 | Real 2021 ¦ 5/8/2023 1:03:19 PM | 1941 | 408 |  |  | 2140190.5 | 0 | 0 |  |  |  | 0
REF | ATC | 2024 | 2 | REF-HC Portfolio | 3102 | Mitchell #1 (WV) | 279.8993 | 385 | 243.6465 |  | 0 |  |  |  | 10370.7061 |  |  | -1 | 21541106 | Mitchell 1 Coal Price |  | 2140190.5 |  | 134.3517 | 107277.7031 | 107277.7031 | 0 | -1 | 0 | 0 | 417.8022 | 24 | 7705 | 0.63285 | 50.1253 | 70980.6562 | 33.1656 | 36297.0547 | 16.9597 |  | 5/1/1971 | 5/31/2028 |  | 0 | 0 | 2024 |  |  |  | 0 | 0 | Real 2021 ¦ 5/8/2023 1:03:19 PM | 1942 | 408 |  |  | 2140190.5 | 0 | 0 |  |  |  | 0
REF | ATC | 2024 | 3 | CETA Portfolio | 3102 | Mitchell #1 (WV) | 279.8993 | 385 | 243.6465 |  | 0 |  |  |  | 10370.7061 |  |  | -1 | 21541106 | Mitchell 1 Coal Price |  | 2140190.5 |  | 134.3517 | 107277.7031 | 107277.7031 | 0 | -1 | 0 | 0 | 417.8022 | 24 | 7705 | 0.63285 | 50.1253 | 70980.6562 | 33.1656 | 36297.0547 | 16.9597 |  | 5/1/1971 | 5/31/2028 |  | 0 | 0 | 2024 |  |  |  | 0 | 0 | Real 2021 ¦ 5/8/2023 1:03:19 PM | 1943 | 408 |  |  | 2140190.5 | 0 | 0 |  |  |  | 0
REF | ATC | 2024 | 4 | ECR Portfolio | 3102 | Mitchell #1 (WV) | 279.8993 | 385 | 243.6465 |  | 0 |  |  |  | 10370.7061 |  |  | -1 | 21541106 | Mitchell 1 Coal Price |  | 2140190.5 |  | 134.3517 | 107277.7031 | 107277.7031 | 0 | -1 | 0 | 0 | 417.8022 | 24 | 7705 | 0.63285 | 50.1253 | 70980.6562 | 33.1656 | 36297.0547 | 16.9597 |  | 5/1/1971 | 5/31/2028 |  | 0 | 0 | 2024 |  |  |  | 0 | 0 | Real 2021 ¦ 5/8/2023 1:03:19 PM | 1944 | 408 |  |  | 2140190.5 | 0 | 0 |  |  |  | 0
REF | ATC | 2024 | 5 | NCR Portfolio | 3102 | Mitchell #1 (WV) | 279.8993 | 385 | 243.6465 |  | 0 |  |  |  | 10370.7061 |  |  | -1 | 21541106 | Mitchell 1 Coal Price |  | 2140190.5 |  | 134.3517 | 107277.7031 | 107277.7031 | 0 | -1 | 0 | 0 | 417.8022 | 24 | 7705 | 0.63285 | 50.1253 | 70980.6562 | 33.1656 | 36297.0547 | 16.9597 |  | 5/1/1971 | 5/31/2028 |  | 0 | 0 | 2024 |  |  |  | 0 | 0 | Real 2021 ¦ 5/8/2023 1:03:19 PM | 1945 | 408 |  |  | 2140190.5 | 0 | 0 |  |  |  | 0
REF | ATC | 2024 | 6 | CC Portfolio | 3102 | Mitchell #1 (WV) | 279.8993 | 385 | 243.6465 |  | 0 |  |  |  | 10370.7061 |  |  | -1 | 21541106 | Mitchell 1 Coal Price |  | 2140190.5 |  | 134.3517 | 107277.7031 | 107277.7031 | 0 | -1 | 0 | 0 | 417.8022 | 24 | 7705 | 0.63285 | 50.1253 | 70980.6562 | 33.1656 | 36297.0547 | 16.9597 |  | 5/1/1971 | 5/31/2028 |  | 0 | 0 | 2024 |  |  |  | 0 | 0 | Real 2021 ¦ 5/8/2023 1:03:19 PM | 1946 | 408 |  |  | 2140190.5 | 0 | 0 |  |  |  | 0
REF | ATC | 2024 | 8 | REF No Wind Portfolio | 3102 | Mitchell #1 (WV) | 279.8993 | 385 | 243.6465 |  | 0 |  |  |  | 10370.7061 |  |  | -1 | 21541106 | Mitchell 1 Coal Price |  | 2140190.5 |  | 134.3517 | 107277.7031 | 107277.7031 | 0 | -1 | 0 | 0 | 417.8022 | 24 | 7705 | 0.63285 | 50.1253 | 70980.6562 | 33.1656 | 36297.0547 | 16.9597 |  | 5/1/1971 | 5/31/2028 |  | 0 | 0 | 2024 |  |  |  | 0 | 0 | Real 2021 ¦ 5/8/2023 1:03:19 PM | 1947 | 408 |  |  | 2140190.5 | 0 | 0 |  |  |  | 0
REF | ATC | 2024 | 1 | REF Portfolio | 3105 | Mitchell #2 (WV) | 287.3774 | 395 | 213.6638 |  | 0 |  |  |  | 13038.2598 |  |  | -1 | 19251162 | Mitchell 2 Coal Price |  | 1876822.5 |  | 137.9411 | 102014.5 | 102014.5 | 0 | -1 | 0 | 0 | 940.0549 | 54 | 5662 | 0.54092 | 54.3549 | 70886.6094 | 37.7695 | 31127.8945 | 16.5854 |  | 5/1/1971 | 5/31/2028 |  | 0 | 0 | 2024 |  |  |  | 0 | 0 | Real 2021 ¦ 5/8/2023 1:03:19 PM | 1948 | 408 |  |  | 1876822.5 | 0 | 0 |  |  |  | 0
REF | ATC | 2024 | 2 | REF-HC Portfolio | 3105 | Mitchell #2 (WV) | 287.3774 | 395 | 213.6638 |  | 0 |  |  |  | 13038.2598 |  |  | -1 | 19251162 | Mitchell 2 Coal Price |  | 1876822.5 |  | 137.9411 | 102014.5 | 102014.5 | 0 | -1 | 0 | 0 | 940.0549 | 54 | 5662 | 0.54092 | 54.3549 | 70886.6094 | 37.7695 | 31127.8945 | 16.5854 |  | 5/1/1971 | 5/31/2028 |  | 0 | 0 | 2024 |  |  |  | 0 | 0 | Real 2021 ¦ 5/8/2023 1:03:19 PM | 1949 | 408 |  |  | 1876822.5 | 0 | 0 |  |  |  | 0
REF | ATC | 2024 | 3 | CETA Portfolio | 3105 | Mitchell #2 (WV) | 287.3774 | 395 | 213.6638 |  | 0 |  |  |  | 13038.2598 |  |  | -1 | 19251162 | Mitchell 2 Coal Price |  | 1876822.5 |  | 137.9411 | 102014.5 | 102014.5 | 0 | -1 | 0 | 0 | 940.0549 | 54 | 5662 | 0.54092 | 54.3549 | 70886.6094 | 37.7695 | 31127.8945 | 16.5854 |  | 5/1/1971 | 5/31/2028 |  | 0 | 0 | 2024 |  |  |  | 0 | 0 | Real 2021 ¦ 5/8/2023 1:03:19 PM | 1950 | 408 |  |  | 1876822.5 | 0 | 0 |  |  |  | 0
REF | ATC | 2024 | 4 | ECR Portfolio | 3105 | Mitchell #2 (WV) | 287.3774 | 395 | 213.6638 |  | 0 |  |  |  | 13038.2598 |  |  | -1 | 19251162 | Mitchell 2 Coal Price |  | 1876822.5 |  | 137.9411 | 102014.5 | 102014.5 | 0 | -1 | 0 | 0 | 940.0549 | 54 | 5662 | 0.54092 | 54.3549 | 70886.6094 | 37.7695 | 31127.8945 | 16.5854 |  | 5/1/1971 | 5/31/2028 |  | 0 | 0 | 2024 |  |  |  | 0 | 0 | Real 2021 ¦ 5/8/2023 1:03:19 PM | 1951 | 408 |  |  | 1876822.5 | 0 | 0 |  |  |  | 0
REF | ATC | 2024 | 5 | NCR Portfolio | 3105 | Mitchell #2 (WV) | 287.3774 | 395 | 213.6638 |  | 0 |  |  |  | 13038.2598 |  |  | -1 | 19251162 | Mitchell 2 Coal Price |  | 1876822.5 |  | 137.9411 | 102014.5 | 102014.5 | 0 | -1 | 0 | 0 | 940.0549 | 54 | 5662 | 0.54092 | 54.3549 | 70886.6094 | 37.7695 | 31127.8945 | 16.5854 |  | 5/1/1971 | 5/31/2028 |  | 0 | 0 | 2024 |  |  |  | 0 | 0 | Real 2021 ¦ 5/8/2023 1:03:19 PM | 1952 | 408 |  |  | 1876822.5 | 0 | 0 |  |  |  | 0
REF | ATC | 2024 | 6 | CC Portfolio | 3105 | Mitchell #2 (WV) | 287.3774 | 395 | 213.6638 |  | 0 |  |  |  | 13038.2598 |  |  | -1 | 19251162 | Mitchell 2 Coal Price |  | 1876822.5 |  | 137.9411 | 102014.5 | 102014.5 | 0 | -1 | 0 | 0 | 940.0549 | 54 | 5662 | 0.54092 | 54.3549 | 70886.6094 | 37.7695 | 31127.8945 | 16.5854 |  | 5/1/1971 | 5/31/2028 |  | 0 | 0 | 2024 |  |  |  | 0 | 0 | Real 2021 ¦ 5/8/2023 1:03:19 PM | 1953 | 408 |  |  | 1876822.5 | 0 | 0 |  |  |  | 0
REF | ATC | 2024 | 8 | REF No Wind Portfolio | 3105 | Mitchell #2 (WV) | 287.3774 | 395 | 213.6638 |  | 0 |  |  |  | 13038.2598 |  |  | -1 | 19251162 | Mitchell 2 Coal Price |  | 1876822.5 |  | 137.9411 | 102014.5 | 102014.5 | 0 | -1 | 0 | 0 | 940.0549 | 54 | 5662 | 0.54092 | 54.3549 | 70886.6094 | 37.7695 | 31127.8945 | 16.5854 |  | 5/1/1971 | 5/31/2028 |  | 0 | 0 | 2024 |  |  |  | 0 | 0 | Real 2021 ¦ 5/8/2023 1:03:19 PM | 1954 | 408 |  |  | 1876822.5 | 0 | 0 |  |  |  | 0
REF | ATC | 2024 | 1 | REF Portfolio | Big Sandy #1_Ext Gas | Big Sandy #1_Ext Gas | 0 | 0 | 0 |  | 0 |  |  |  | 0 |  |  | -1 | 0 | TCO |  | 0 |  | 0 | 0 | 0 | 0 | -1 | 0 | 0 | 0 | 0 | 0 |  |  | 0 |  | 0 |  |  | 6/1/2031 | 5/31/2041 |  | 0 | 0 | 2024 |  |  |  | 0 | 0 | Real 2021 ¦ 5/8/2023 1:03:19 PM | 1955 | 0 |  |  | 0 | 0 | 0 |  |  |  | 0
REF | ATC | 2024 | 2 | REF-HC Portfolio | Big Sandy #1_Ext Gas | Big Sandy #1_Ext Gas | 0 | 0 | 0 |  | 0 |  |  |  | 0 |  |  | -1 | 0 | TCO |  | 0 |  | 0 | 0 | 0 | 0 | -1 | 0 | 0 | 0 | 0 | 0 |  |  | 0 |  | 0 |  |  | 6/1/2031 | 5/31/2041 |  | 0 | 0 | 2024 |  |  |  | 0 | 0 | Real 2021 ¦ 5/8/2023 1:03:19 PM | 1956 | 0 |  |  | 0 | 0 | 0 |  |  |  | 0
REF | ATC | 2024 | 3 | CETA Portfolio | Big Sandy #1_Ext Gas | Big Sandy #1_Ext Gas | 0 | 0 | 0 |  | 0 |  |  |  | 0 |  |  | -1 | 0 | TCO |  | 0 |  | 0 | 0 | 0 | 0 | -1 | 0 | 0 | 0 | 0 | 0 |  |  | 0 |  | 0 |  |  | 6/1/2031 | 5/31/2041 |  | 0 | 0 | 2024 |  |  |  | 0 | 0 | Real 2021 ¦ 5/8/2023 1:03:19 PM | 1957 | 0 |  |  | 0 | 0 | 0 |  |  |  | 0
REF | ATC | 2024 | 5 | NCR Portfolio | Big Sandy #1_Ext Gas | Big Sandy #1_Ext Gas | 0 | 0 | 0 |  | 0 |  |  |  | 0 |  |  | -1 | 0 | TCO |  | 0 |  | 0 | 0 | 0 | 0 | -1 | 0 | 0 | 0 | 0 | 0 |  |  | 0 |  | 0 |  |  | 6/1/2031 | 5/31/2041 |  | 0 | 0 | 2024 |  |  |  | 0 | 0 | Real 2021 ¦ 5/8/2023 1:03:19 PM | 1958 | 0 |  |  | 0 | 0 | 0 |  |  |  | 0
REF | ATC | 2024 | 6 | CC Portfolio | Big Sandy #1_Ext Gas | Big Sandy #1_Ext Gas | 0 | 0 | 0 |  | 0 |  |  |  | 0 |  |  | -1 | 0 | TCO |  | 0 |  | 0 | 0 | 0 | 0 | -1 | 0 | 0 | 0 | 0 | 0 |  |  | 0 |  | 0 |  |  | 6/1/2031 | 5/31/2041 |  | 0 | 0 | 2024 |  |  |  | 0 | 0 | Real 2021 ¦ 5/8/2023 1:03:19 PM | 1959 | 0 |  |  | 0 | 0 | 0 |  |  |  | 0
REF | ATC | 2024 | 7 | REF Mitchell Ext | Big Sandy #1_Ext Gas | Big Sandy #1_Ext Gas | 0 | 0 | 0 |  | 0 |  |  |  | 0 |  |  | -1 | 0 | TCO |  | 0 |  | 0 | 0 | 0 | 0 | -1 | 0 | 0 | 0 | 0 | 0 |  |  | 0 |  | 0 |  |  | 6/1/2031 | 5/31/2041 |  | 0 | 0 | 2024 |  |  |  | 0 | 0 | Real 2021 ¦ 5/8/2023 1:03:19 PM | 1960 | 0 |  |  | 0 | 0 | 0 |  |  |  | 0
REF | ATC | 2024 | 8 | REF No Wind Portfolio | Big Sandy #1_Ext Gas | Big Sandy #1_Ext Gas | 0 | 0 | 0 |  | 0 |  |  |  | 0 |  |  | -1 | 0 | TCO |  | 0 |  | 0 | 0 | 0 | 0 | -1 | 0 | 0 | 0 | 0 | 0 |  |  | 0 |  | 0 |  |  | 6/1/2031 | 5/31/2041 |  | 0 | 0 | 2024 |  |  |  | 0 | 0 | Real 2021 ¦ 5/8/2023 1:03:19 PM | 1961 | 0 |  |  | 0 | 0 | 0 |  |  |  | 0
REF | ATC | 2024 | 9 | Preferred Plan | Big Sandy #1_Ext Gas | Big Sandy #1_Ext Gas | 0 | 0 | 0 |  | 0 |  |  |  | 0 |  |  | -1 | 0 | TCO |  | 0 |  | 0 | 0 | 0 | 0 | -1 | 0 | 0 | 0 | 0 | 0 |  |  | 0 |  | 0 |  |  | 6/1/2031 | 5/31/2041 |  | 0 | 0 | 2024 |  |  |  | 0 | 0 | Real 2021 ¦ 5/8/2023 1:03:19 PM | 1962 | 0 |  |  | 0 | 0 | 0 |  |  |  | 0
REF | ATC | 2024 | 1 | REF Portfolio | Spicewood Solar 2027 | Spicewood Solar 2027 | 0 | 0 | 0 |  | 0 |  |  |  | 0 |  |  | -1 | 0 | Solar |  | 0 |  | 0 | 0 | 0 | 0 | -1 | 0 | 0 | 0 | 0 | 0 |  |  | 0 |  | 0 |  |  | 1/1/2027 | 12/31/2099 |  | 0 | 0 | 2024 |  |  |  | 0 | 0 | Real 2021 ¦ 5/8/2023 1:03:19 PM | 1963 | 0 |  |  | 0 | 0 | 0 |  |  |  | 0
REF | ATC | 2024 | 2 | REF-HC Portfolio | Spicewood Solar 2027 | Spicewood Solar 2027 | 0 | 0 | 0 |  | 0 |  |  |  | 0 |  |  | -1 | 0 | Solar |  | 0 |  | 0 | 0 | 0 | 0 | -1 | 0 | 0 | 0 | 0 | 0 |  |  | 0 |  | 0 |  |  | 1/1/2027 | 12/31/2099 |  | 0 | 0 | 2024 |  |  |  | 0 | 0 | Real 2021 ¦ 5/8/2023 1:03:19 PM | 1964 | 0 |  |  | 0 | 0 | 0 |  |  |  | 0
REF | ATC | 2024 | 3 | CETA Portfolio | Spicewood Solar 2027 | Spicewood Solar 2027 | 0 | 0 | 0 |  | 0 |  |  |  | 0 |  |  | -1 | 0 | Solar |  | 0 |  | 0 | 0 | 0 | 0 | -1 | 0 | 0 | 0 | 0 | 0 |  |  | 0 |  | 0 |  |  | 1/1/2027 | 12/31/2099 |  | 0 | 0 | 2024 |  |  |  | 0 | 0 | Real 2021 ¦ 5/8/2023 1:03:19 PM | 1965 | 0 |  |  | 0 | 0 | 0 |  |  |  | 0
REF | ATC | 2024 | 4 | ECR Portfolio | Spicewood Solar 2027 | Spicewood Solar 2027 | 0 | 0 | 0 |  | 0 |  |  |  | 0 |  |  | -1 | 0 | Solar |  | 0 |  | 0 | 0 | 0 | 0 | -1 | 0 | 0 | 0 | 0 | 0 |  |  | 0 |  | 0 |  |  | 1/1/2027 | 12/31/2099 |  | 0 | 0 | 2024 |  |  |  | 0 | 0 | Real 2021 ¦ 5/8/2023 1:03:19 PM | 1966 | 0 |  |  | 0 | 0 | 0 |  |  |  | 0
REF | ATC | 2024 | 5 | NCR Portfolio | Spicewood Solar 2027 | Spicewood Solar 2027 | 0 | 0 | 0 |  | 0 |  |  |  | 0 |  |  | -1 | 0 | Solar |  | 0 |  | 0 | 0 | 0 | 0 | -1 | 0 | 0 | 0 | 0 | 0 |  |  | 0 |  | 0 |  |  | 1/1/2027 | 12/31/2099 |  | 0 | 0 | 2024 |  |  |  | 0 | 0 | Real 2021 ¦ 5/8/2023 1:03:19 PM | 1967 | 0 |  |  | 0 | 0 | 0 |  |  |  | 0
REF | ATC | 2024 | 6 | CC Portfolio | Spicewood Solar 2027 | Spicewood Solar 2027 | 0 | 0 | 0 |  | 0 |  |  |  | 0 |  |  | -1 | 0 | Solar |  | 0 |  | 0 | 0 | 0 | 0 | -1 | 0 | 0 | 0 | 0 | 0 |  |  | 0 |  | 0 |  |  | 1/1/2027 | 12/31/2099 |  | 0 | 0 | 2024 |  |  |  | 0 | 0 | Real 2021 ¦ 5/8/2023 1:03:19 PM | 1968 | 0 |  |  | 0 | 0 | 0 |  |  |  | 0
REF | ATC | 2024 | 7 | REF Mitchell Ext | Spicewood Solar 2027 | Spicewood Solar 2027 | 0 | 0 | 0 |  | 0 |  |  |  | 0 |  |  | -1 | 0 | Solar |  | 0 |  | 0 | 0 | 0 | 0 | -1 | 0 | 0 | 0 | 0 | 0 |  |  | 0 |  | 0 |  |  | 1/1/2027 | 12/31/2099 |  | 0 | 0 | 2024 |  |  |  | 0 | 0 | Real 2021 ¦ 5/8/2023 1:03:19 PM | 1969 | 0 |  |  | 0 | 0 | 0 |  |  |  | 0
REF | ATC | 2024 | 8 | REF No Wind Portfolio | Spicewood Solar 2027 | Spicewood Solar 2027 | 0 | 0 | 0 |  | 0 |  |  |  | 0 |  |  | -1 | 0 | Solar |  | 0 |  | 0 | 0 | 0 | 0 | -1 | 0 | 0 | 0 | 0 | 0 |  |  | 0 |  | 0 |  |  | 1/1/2027 | 12/31/2099 |  | 0 | 0 | 2024 |  |  |  | 0 | 0 | Real 2021 ¦ 5/8/2023 1:03:19 PM | 1970 | 0 |  |  | 0 | 0 | 0 |  |  |  | 0
REF | ATC | 2024 | 9 | Preferred Plan | Spicewood Solar 2027 | Spicewood Solar 2027 | 0 | 0 | 0 |  | 0 |  |  |  | 0 |  |  | -1 | 0 | Solar |  | 0 |  | 0 | 0 | 0 | 0 | -1 | 0 | 0 | 0 | 0 | 0 |  |  | 0 |  | 0 |  |  | 1/1/2027 | 12/31/2099 |  | 0 | 0 | 2024 |  |  |  | 0 | 0 | Real 2021 ¦ 5/8/2023 1:03:19 PM | 1971 | 0 |  |  | 0 | 0 | 0 |  |  |  | 0
REF | ATC | 2024 | 1 | REF Portfolio | DSM Resources | DSM Resources | 0.057787 | 5.4 | 0.057787 |  | 0 |  |  |  | 0 |  |  | -1 | 0 | DSM_EE |  | 507.6 |  | 0 | 30.063 | 30.063 | 0 | -1 | 0 | 0 | 0 | 92 | 94 | 0.010701 | 59.2258 | 0 | 0 | 30.063 | 59.2258 |  | 1/1/2022 | 12/31/2099 |  | 0 | 0 | 2024 |  |  |  | 0 | 0 | Real 2021 ¦ 5/8/2023 1:03:19 PM | 1972 | 5.4 |  |  | 507.6 | 0 | 0 |  |  |  | 0
REF | ATC | 2024 | 2 | REF-HC Portfolio | DSM Resources | DSM Resources | 0.057787 | 5.4 | 0.057787 |  | 0 |  |  |  | 0 |  |  | -1 | 0 | DSM_EE |  | 507.6 |  | 0 | 30.063 | 30.063 | 0 | -1 | 0 | 0 | 0 | 92 | 94 | 0.010701 | 59.2258 | 0 | 0 | 30.063 | 59.2258 |  | 1/1/2022 | 12/31/2099 |  | 0 | 0 | 2024 |  |  |  | 0 | 0 | Real 2021 ¦ 5/8/2023 1:03:19 PM | 1973 | 5.4 |  |  | 507.6 | 0 | 0 |  |  |  | 0
REF | ATC | 2024 | 3 | CETA Portfolio | DSM Resources | DSM Resources | 0.057787 | 5.4 | 0.057787 |  | 0 |  |  |  | 0 |  |  | -1 | 0 | DSM_EE |  | 507.6 |  | 0 | 30.063 | 30.063 | 0 | -1 | 0 | 0 | 0 | 92 | 94 | 0.010701 | 59.2258 | 0 | 0 | 30.063 | 59.2258 |  | 1/1/2022 | 12/31/2099 |  | 0 | 0 | 2024 |  |  |  | 0 | 0 | Real 2021 ¦ 5/8/2023 1:03:19 PM | 1974 | 5.4 |  |  | 507.6 | 0 | 0 |  |  |  | 0
REF | ATC | 2024 | 4 | ECR Portfolio | DSM Resources | DSM Resources | 0.057787 | 5.4 | 0.057787 |  | 0 |  |  |  | 0 |  |  | -1 | 0 | DSM_EE |  | 507.6 |  | 0 | 30.063 | 30.063 | 0 | -1 | 0 | 0 | 0 | 92 | 94 | 0.010701 | 59.2258 | 0 | 0 | 30.063 | 59.2258 |  | 1/1/2022 | 12/31/2099 |  | 0 | 0 | 2024 |  |  |  | 0 | 0 | Real 2021 ¦ 5/8/2023 1:03:19 PM | 1975 | 5.4 |  |  | 507.6 | 0 | 0 |  |  |  | 0
REF | ATC | 2024 | 5 | NCR Portfolio | DSM Resources | DSM Resources | 0.057787 | 5.4 | 0.057787 |  | 0 |  |  |  | 0 |  |  | -1 | 0 | DSM_EE |  | 507.6 |  | 0 | 30.063 | 30.063 | 0 | -1 | 0 | 0 | 0 | 92 | 94 | 0.010701 | 59.2258 | 0 | 0 | 30.063 | 59.2258 |  | 1/1/2022 | 12/31/2099 |  | 0 | 0 | 2024 |  |  |  | 0 | 0 | Real 2021 ¦ 5/8/2023 1:03:19 PM | 1976 | 5.4 |  |  | 507.6 | 0 | 0 |  |  |  | 0
REF | ATC | 2024 | 6 | CC Portfolio | DSM Resources | DSM Resources | 0.057787 | 5.4 | 0.057787 |  | 0 |  |  |  | 0 |  |  | -1 | 0 | DSM_EE |  | 507.6 |  | 0 | 30.063 | 30.063 | 0 | -1 | 0 | 0 | 0 | 92 | 94 | 0.010701 | 59.2258 | 0 | 0 | 30.063 | 59.2258 |  | 1/1/2022 | 12/31/2099 |  | 0 | 0 | 2024 |  |  |  | 0 | 0 | Real 2021 ¦ 5/8/2023 1:03:19 PM | 1977 | 5.4 |  |  | 507.6 | 0 | 0 |  |  |  | 0
REF | ATC | 2024 | 7 | REF Mitchell Ext | DSM Resources | DSM Resources | 0.057787 | 5.4 | 0.057787 |  | 0 |  |  |  | 0 |  |  | -1 | 0 | DSM_EE |  | 507.6 |  | 0 | 30.063 | 30.063 | 0 | -1 | 0 | 0 | 0 | 92 | 94 | 0.010701 | 59.2258 | 0 | 0 | 30.063 | 59.2258 |  | 1/1/2022 | 12/31/2099 |  | 0 | 0 | 2024 |  |  |  | 0 | 0 | Real 2021 ¦ 5/8/2023 1:03:19 PM | 1978 | 5.4 |  |  | 507.6 | 0 | 0 |  |  |  | 0
REF | ATC | 2024 | 8 | REF No Wind Portfolio | DSM Resources | DSM Resources | 0.057787 | 5.4 | 0.057787 |  | 0 |  |  |  | 0 |  |  | -1 | 0 | DSM_EE |  | 507.6 |  | 0 | 30.063 | 30.063 | 0 | -1 | 0 | 0 | 0 | 92 | 94 | 0.010701 | 59.2258 | 0 | 0 | 30.063 | 59.2258 |  | 1/1/2022 | 12/31/2099 |  | 0 | 0 | 2024 |  |  |  | 0 | 0 | Real 2021 ¦ 5/8/2023 1:03:19 PM | 1979 | 5.4 |  |  | 507.6 | 0 | 0 |  |  |  | 0
REF | ATC | 2024 | 9 | Preferred Plan | DSM Resources | DSM Resources | 0.057787 | 5.4 | 0.057787 |  | 0 |  |  |  | 0 |  |  | -1 | 0 | DSM_EE |  | 507.6 |  | 0 | 30.063 | 30.063 | 0 | -1 | 0 | 0 | 0 | 92 | 94 | 0.010701 | 59.2258 | 0 | 0 | 30.063 | 59.2258 |  | 1/1/2022 | 12/31/2099 |  | 0 | 0 | 2024 |  |  |  | 0 | 0 | Real 2021 ¦ 5/8/2023 1:03:19 PM | 1980 | 5.4 |  |  | 507.6 | 0 | 0 |  |  |  | 0
REF | ATC | 2024 | 1 | REF Portfolio | Residential - Low/Medium_23-25 | Residential - Low/Medium_23-25 | 1.4919 | 13064.6709 | 1.4919 |  | 0 |  |  |  | 1737.922 |  |  | -1 | 0 | DSM_EE |  | 13104.5371 |  | 0 | 656.1171 | 656.1171 | 0 | -1 | 0 | 0 | 0 | 366 | 8784 | 0.00011419 | 50.0679 | 0 | 0 | 656.1171 | 50.0679 |  | 1/1/2023 | 12/31/2099 |  | 0 | 0 | 2024 |  |  |  | 0 | 0 | Real 2021 ¦ 5/8/2023 1:03:19 PM | 1981 | 13064.6709 |  |  | 13104.5371 | 0 | 0 |  |  |  | 0
REF | ATC | 2024 | 5 | NCR Portfolio | Residential - Low/Medium_23-25 | Residential - Low/Medium_23-25 | 1.4919 | 13064.6709 | 1.4919 |  | 0 |  |  |  | 1737.922 |  |  | -1 | 0 | DSM_EE |  | 13104.5371 |  | 0 | 656.1171 | 656.1171 | 0 | -1 | 0 | 0 | 0 | 366 | 8784 | 0.00011419 | 50.0679 | 0 | 0 | 656.1171 | 50.0679 |  | 1/1/2023 | 12/31/2099 |  | 0 | 0 | 2024 |  |  |  | 0 | 0 | Real 2021 ¦ 5/8/2023 1:03:19 PM | 1982 | 13064.6709 |  |  | 13104.5371 | 0 | 0 |  |  |  | 0
REF | ATC | 2024 | 6 | CC Portfolio | Residential - Low/Medium_23-25 | Residential - Low/Medium_23-25 | 1.4919 | 13064.6709 | 1.4919 |  | 0 |  |  |  | 1737.922 |  |  | -1 | 0 | DSM_EE |  | 13104.5371 |  | 0 | 656.1171 | 656.1171 | 0 | -1 | 0 | 0 | 0 | 366 | 8784 | 0.00011419 | 50.0679 | 0 | 0 | 656.1171 | 50.0679 |  | 1/1/2023 | 12/31/2099 |  | 0 | 0 | 2024 |  |  |  | 0 | 0 | Real 2021 ¦ 5/8/2023 1:03:19 PM | 1983 | 13064.6709 |  |  | 13104.5371 | 0 | 0 |  |  |  | 0
REF | ATC | 2024 | 7 | REF Mitchell Ext | Residential - Low/Medium_23-25 | Residential - Low/Medium_23-25 | 1.4919 | 13064.6709 | 1.4919 |  | 0 |  |  |  | 1737.922 |  |  | -1 | 0 | DSM_EE |  | 13104.5371 |  | 0 | 656.1171 | 656.1171 | 0 | -1 | 0 | 0 | 0 | 366 | 8784 | 0.00011419 | 50.0679 | 0 | 0 | 656.1171 | 50.0679 |  | 1/1/2023 | 12/31/2099 |  | 0 | 0 | 2024 |  |  |  | 0 | 0 | Real 2021 ¦ 5/8/2023 1:03:19 PM | 1984 | 13064.6709 |  |  | 13104.5371 | 0 | 0 |  |  |  | 0
REF | ATC | 2024 | 9 | Preferred Plan | Residential - Low/Medium_23-25 | Residential - Low/Medium_23-25 | 1.4919 | 13064.6709 | 1.4919 |  | 0 |  |  |  | 1737.922 |  |  | -1 | 0 | DSM_EE |  | 13104.5371 |  | 0 | 656.1171 | 656.1171 | 0 | -1 | 0 | 0 | 0 | 366 | 8784 | 0.00011419 | 50.0679 | 0 | 0 | 656.1171 | 50.0679 |  | 1/1/2023 | 12/31/2099 |  | 0 | 0 | 2024 |  |  |  | 0 | 0 | Real 2021 ¦ 5/8/2023 1:03:19 PM | 1985 | 13064.6709 |  |  | 13104.5371 | 0 | 0 |  |  |  | 0
REF | ATC | 2024 | 5 | NCR Portfolio | Residential - High_23-25 | Residential - High_23-25 | 0.51708 | 4528.583 | 0.51708 |  | 0 |  |  |  | 2996.8159 |  |  | -1 | 0 | DSM_EE |  | 4542.0645 |  | 0 | 236.7854 | 236.7854 | 0 | -1 | 0 | 0 | 0 | 366 | 8784 | 0.00011418 | 52.1317 | 0 | 0 | 236.7854 | 52.1317 |  | 1/1/2023 | 12/31/2099 |  | 0 | 0 | 2024 |  |  |  | 0 | 0 | Real 2021 ¦ 5/8/2023 1:03:19 PM | 1986 | 4528.583 |  |  | 4542.0645 | 0 | 0 |  |  |  | 0
REF | ATC | 2024 | 1 | REF Portfolio | C&I - Low_23-25 | C&I - Low_23-25 | 3.643 | 31889.4414 | 3.643 |  | 0 |  |  |  | 3705.218 |  |  | -1 | 0 | DSM_EE |  | 32000.1426 |  | 0 | 1568.0315 | 1568.0315 | 0 | -1 | 0 | 0 | 0 | 366 | 8784 | 0.00011424 | 49.0008 | 0 | 0 | 1568.0315 | 49.0008 |  | 1/1/2023 | 12/31/2099 |  | 0 | 0 | 2024 |  |  |  | 0 | 0 | Real 2021 ¦ 5/8/2023 1:03:19 PM | 1987 | 31889.4414 |  |  | 32000.1426 | 0 | 0 |  |  |  | 0
REF | ATC | 2024 | 2 | REF-HC Portfolio | C&I - Low_23-25 | C&I - Low_23-25 | 3.643 | 31889.4414 | 3.643 |  | 0 |  |  |  | 3705.218 |  |  | -1 | 0 | DSM_EE |  | 32000.1426 |  | 0 | 1568.0315 | 1568.0315 | 0 | -1 | 0 | 0 | 0 | 366 | 8784 | 0.00011424 | 49.0008 | 0 | 0 | 1568.0315 | 49.0008 |  | 1/1/2023 | 12/31/2099 |  | 0 | 0 | 2024 |  |  |  | 0 | 0 | Real 2021 ¦ 5/8/2023 1:03:19 PM | 1988 | 31889.4414 |  |  | 32000.1426 | 0 | 0 |  |  |  | 0
REF | ATC | 2024 | 3 | CETA Portfolio | C&I - Low_23-25 | C&I - Low_23-25 | 3.643 | 31889.4414 | 3.643 |  | 0 |  |  |  | 3705.218 |  |  | -1 | 0 | DSM_EE |  | 32000.1426 |  | 0 | 1568.0315 | 1568.0315 | 0 | -1 | 0 | 0 | 0 | 366 | 8784 | 0.00011424 | 49.0008 | 0 | 0 | 1568.0315 | 49.0008 |  | 1/1/2023 | 12/31/2099 |  | 0 | 0 | 2024 |  |  |  | 0 | 0 | Real 2021 ¦ 5/8/2023 1:03:19 PM | 1989 | 31889.4414 |  |  | 32000.1426 | 0 | 0 |  |  |  | 0
REF | ATC | 2024 | 5 | NCR Portfolio | C&I - Low_23-25 | C&I - Low_23-25 | 3.643 | 31889.4414 | 3.643 |  | 0 |  |  |  | 3705.218 |  |  | -1 | 0 | DSM_EE |  | 32000.1426 |  | 0 | 1568.0315 | 1568.0315 | 0 | -1 | 0 | 0 | 0 | 366 | 8784 | 0.00011424 | 49.0008 | 0 | 0 | 1568.0315 | 49.0008 |  | 1/1/2023 | 12/31/2099 |  | 0 | 0 | 2024 |  |  |  | 0 | 0 | Real 2021 ¦ 5/8/2023 1:03:19 PM | 1990 | 31889.4414 |  |  | 32000.1426 | 0 | 0 |  |  |  | 0
REF | ATC | 2024 | 6 | CC Portfolio | C&I - Low_23-25 | C&I - Low_23-25 | 3.643 | 31889.4414 | 3.643 |  | 0 |  |  |  | 3705.218 |  |  | -1 | 0 | DSM_EE |  | 32000.1426 |  | 0 | 1568.0315 | 1568.0315 | 0 | -1 | 0 | 0 | 0 | 366 | 8784 | 0.00011424 | 49.0008 | 0 | 0 | 1568.0315 | 49.0008 |  | 1/1/2023 | 12/31/2099 |  | 0 | 0 | 2024 |  |  |  | 0 | 0 | Real 2021 ¦ 5/8/2023 1:03:19 PM | 1991 | 31889.4414 |  |  | 32000.1426 | 0 | 0 |  |  |  | 0
REF | ATC | 2024 | 7 | REF Mitchell Ext | C&I - Low_23-25 | C&I - Low_23-25 | 3.643 | 31889.4414 | 3.643 |  | 0 |  |  |  | 3705.218 |  |  | -1 | 0 | DSM_EE |  | 32000.1426 |  | 0 | 1568.0315 | 1568.0315 | 0 | -1 | 0 | 0 | 0 | 366 | 8784 | 0.00011424 | 49.0008 | 0 | 0 | 1568.0315 | 49.0008 |  | 1/1/2023 | 12/31/2099 |  | 0 | 0 | 2024 |  |  |  | 0 | 0 | Real 2021 ¦ 5/8/2023 1:03:19 PM | 1992 | 31889.4414 |  |  | 32000.1426 | 0 | 0 |  |  |  | 0
REF | ATC | 2024 | 9 | Preferred Plan | C&I - Low_23-25 | C&I - Low_23-25 | 3.643 | 31889.4414 | 3.643 |  | 0 |  |  |  | 3705.218 |  |  | -1 | 0 | DSM_EE |  | 32000.1426 |  | 0 | 1568.0315 | 1568.0315 | 0 | -1 | 0 | 0 | 0 | 366 | 8784 | 0.00011424 | 49.0008 | 0 | 0 | 1568.0315 | 49.0008 |  | 1/1/2023 | 12/31/2099 |  | 0 | 0 | 2024 |  |  |  | 0 | 0 | Real 2021 ¦ 5/8/2023 1:03:19 PM | 1993 | 31889.4414 |  |  | 32000.1426 | 0 | 0 |  |  |  | 0
REF | ATC | 2024 | 1 | REF Portfolio | IQW_23-25 | IQW_23-25 | 0.052528 | 459.875 | 0.052528 |  | 0 |  |  |  | 410.3272 |  |  | -1 | 0 | DSM_EE |  | 461.4084 |  | 0 | 23.6805 | 23.6805 | 0 | -1 | 0 | 0 | 0 | 366 | 8784 | 0.00011422 | 51.3222 | 0 | 0 | 23.6805 | 51.3222 |  | 1/1/2023 | 12/31/2099 |  | 0 | 0 | 2024 |  |  |  | 0 | 0 | Real 2021 ¦ 5/8/2023 1:03:19 PM | 1994 | 459.875 |  |  | 461.4084 | 0 | 0 |  |  |  | 0
REF | ATC | 2024 | 2 | REF-HC Portfolio | IQW_23-25 | IQW_23-25 | 0.052528 | 459.875 | 0.052528 |  | 0 |  |  |  | 410.3272 |  |  | -1 | 0 | DSM_EE |  | 461.4084 |  | 0 | 23.6805 | 23.6805 | 0 | -1 | 0 | 0 | 0 | 366 | 8784 | 0.00011422 | 51.3222 | 0 | 0 | 23.6805 | 51.3222 |  | 1/1/2023 | 12/31/2099 |  | 0 | 0 | 2024 |  |  |  | 0 | 0 | Real 2021 ¦ 5/8/2023 1:03:19 PM | 1995 | 459.875 |  |  | 461.4084 | 0 | 0 |  |  |  | 0
REF | ATC | 2024 | 3 | CETA Portfolio | IQW_23-25 | IQW_23-25 | 0.052528 | 459.875 | 0.052528 |  | 0 |  |  |  | 410.3272 |  |  | -1 | 0 | DSM_EE |  | 461.4084 |  | 0 | 23.6805 | 23.6805 | 0 | -1 | 0 | 0 | 0 | 366 | 8784 | 0.00011422 | 51.3222 | 0 | 0 | 23.6805 | 51.3222 |  | 1/1/2023 | 12/31/2099 |  | 0 | 0 | 2024 |  |  |  | 0 | 0 | Real 2021 ¦ 5/8/2023 1:03:19 PM | 1996 | 459.875 |  |  | 461.4084 | 0 | 0 |  |  |  | 0
REF | ATC | 2024 | 4 | ECR Portfolio | IQW_23-25 | IQW_23-25 | 0.052528 | 459.875 | 0.052528 |  | 0 |  |  |  | 410.3272 |  |  | -1 | 0 | DSM_EE |  | 461.4084 |  | 0 | 23.6805 | 23.6805 | 0 | -1 | 0 | 0 | 0 | 366 | 8784 | 0.00011422 | 51.3222 | 0 | 0 | 23.6805 | 51.3222 |  | 1/1/2023 | 12/31/2099 |  | 0 | 0 | 2024 |  |  |  | 0 | 0 | Real 2021 ¦ 5/8/2023 1:03:19 PM | 1997 | 459.875 |  |  | 461.4084 | 0 | 0 |  |  |  | 0
REF | ATC | 2024 | 5 | NCR Portfolio | IQW_23-25 | IQW_23-25 | 0.052528 | 459.875 | 0.052528 |  | 0 |  |  |  | 410.3272 |  |  | -1 | 0 | DSM_EE |  | 461.4084 |  | 0 | 23.6805 | 23.6805 | 0 | -1 | 0 | 0 | 0 | 366 | 8784 | 0.00011422 | 51.3222 | 0 | 0 | 23.6805 | 51.3222 |  | 1/1/2023 | 12/31/2099 |  | 0 | 0 | 2024 |  |  |  | 0 | 0 | Real 2021 ¦ 5/8/2023 1:03:19 PM | 1998 | 459.875 |  |  | 461.4084 | 0 | 0 |  |  |  | 0
REF | ATC | 2024 | 6 | CC Portfolio | IQW_23-25 | IQW_23-25 | 0.052528 | 459.875 | 0.052528 |  | 0 |  |  |  | 410.3272 |  |  | -1 | 0 | DSM_EE |  | 461.4084 |  | 0 | 23.6805 | 23.6805 | 0 | -1 | 0 | 0 | 0 | 366 | 8784 | 0.00011422 | 51.3222 | 0 | 0 | 23.6805 | 51.3222 |  | 1/1/2023 | 12/31/2099 |  | 0 | 0 | 2024 |  |  |  | 0 | 0 | Real 2021 ¦ 5/8/2023 1:03:19 PM | 1999 | 459.875 |  |  | 461.4084 | 0 | 0 |  |  |  | 0
REF | ATC | 2024 | 7 | REF Mitchell Ext | IQW_23-25 | IQW_23-25 | 0.052528 | 459.875 | 0.052528 |  | 0 |  |  |  | 410.3272 |  |  | -1 | 0 | DSM_EE |  | 461.4084 |  | 0 | 23.6805 | 23.6805 | 0 | -1 | 0 | 0 | 0 | 366 | 8784 | 0.00011422 | 51.3222 | 0 | 0 | 23.6805 | 51.3222 |  | 1/1/2023 | 12/31/2099 |  | 0 | 0 | 2024 |  |  |  | 0 | 0 | Real 2021 ¦ 5/8/2023 1:03:19 PM | 2000 | 459.875 |  |  | 461.4084 | 0 | 0 |  |  |  | 0
REF | ATC | 2024 | 8 | REF No Wind Portfolio | IQW_23-25 | IQW_23-25 | 0.052528 | 459.875 | 0.052528 |  | 0 |  |  |  | 410.3272 |  |  | -1 | 0 | DSM_EE |  | 461.4084 |  | 0 | 23.6805 | 23.6805 | 0 | -1 | 0 | 0 | 0 | 366 | 8784 | 0.00011422 | 51.3222 | 0 | 0 | 23.6805 | 51.3222 |  | 1/1/2023 | 12/31/2099 |  | 0 | 0 | 2024 |  |  |  | 0 | 0 | Real 2021 ¦ 5/8/2023 1:03:19 PM | 2001 | 459.875 |  |  | 461.4084 | 0 | 0 |  |  |  | 0
REF | ATC | 2024 | 9 | Preferred Plan | IQW_23-25 | IQW_23-25 | 0.052528 | 459.875 | 0.052528 |  | 0 |  |  |  | 410.3272 |  |  | -1 | 0 | DSM_EE |  | 461.4084 |  | 0 | 23.6805 | 23.6805 | 0 | -1 | 0 | 0 | 0 | 366 | 8784 | 0.00011422 | 51.3222 | 0 | 0 | 23.6805 | 51.3222 |  | 1/1/2023 | 12/31/2099 |  | 0 | 0 | 2024 |  |  |  | 0 | 0 | Real 2021 ¦ 5/8/2023 1:03:19 PM | 2002 | 459.875 |  |  | 461.4084 | 0 | 0 |  |  |  | 0
REF | ATC | 2024 | 1 | REF Portfolio | Residential - Low/Medium_26-30 | Residential - Low/Medium_26-30 | 0 | 0 | 0 |  | 0 |  |  |  | 0 |  |  | -1 | 0 | DSM_EE |  | 0 |  | 0 | 0 | 0 | 0 | -1 | 0 | 0 | 0 | 0 | 0 |  |  | 0 |  | 0 |  |  | 1/1/2026 | 12/31/2099 |  | 0 | 0 | 2024 |  |  |  | 0 | 0 | Real 2021 ¦ 5/8/2023 1:03:19 PM | 2003 | 0 |  |  | 0 | 0 | 0 |  |  |  | 0
REF | ATC | 2024 | 3 | CETA Portfolio | Residential - Low/Medium_26-30 | Residential - Low/Medium_26-30 | 0 | 0 | 0 |  | 0 |  |  |  | 0 |  |  | -1 | 0 | DSM_EE |  | 0 |  | 0 | 0 | 0 | 0 | -1 | 0 | 0 | 0 | 0 | 0 |  |  | 0 |  | 0 |  |  | 1/1/2026 | 12/31/2099 |  | 0 | 0 | 2024 |  |  |  | 0 | 0 | Real 2021 ¦ 5/8/2023 1:03:19 PM | 2004 | 0 |  |  | 0 | 0 | 0 |  |  |  | 0
REF | ATC | 2024 | 5 | NCR Portfolio | Residential - Low/Medium_26-30 | Residential - Low/Medium_26-30 | 0 | 0 | 0 |  | 0 |  |  |  | 0 |  |  | -1 | 0 | DSM_EE |  | 0 |  | 0 | 0 | 0 | 0 | -1 | 0 | 0 | 0 | 0 | 0 |  |  | 0 |  | 0 |  |  | 1/1/2026 | 12/31/2099 |  | 0 | 0 | 2024 |  |  |  | 0 | 0 | Real 2021 ¦ 5/8/2023 1:03:19 PM | 2005 | 0 |  |  | 0 | 0 | 0 |  |  |  | 0
REF | ATC | 2024 | 6 | CC Portfolio | Residential - Low/Medium_26-30 | Residential - Low/Medium_26-30 | 0 | 0 | 0 |  | 0 |  |  |  | 0 |  |  | -1 | 0 | DSM_EE |  | 0 |  | 0 | 0 | 0 | 0 | -1 | 0 | 0 | 0 | 0 | 0 |  |  | 0 |  | 0 |  |  | 1/1/2026 | 12/31/2099 |  | 0 | 0 | 2024 |  |  |  | 0 | 0 | Real 2021 ¦ 5/8/2023 1:03:19 PM | 2006 | 0 |  |  | 0 | 0 | 0 |  |  |  | 0
REF | ATC | 2024 | 7 | REF Mitchell Ext | Residential - Low/Medium_26-30 | Residential - Low/Medium_26-30 | 0 | 0 | 0 |  | 0 |  |  |  | 0 |  |  | -1 | 0 | DSM_EE |  | 0 |  | 0 | 0 | 0 | 0 | -1 | 0 | 0 | 0 | 0 | 0 |  |  | 0 |  | 0 |  |  | 1/1/2026 | 12/31/2099 |  | 0 | 0 | 2024 |  |  |  | 0 | 0 | Real 2021 ¦ 5/8/2023 1:03:19 PM | 2007 | 0 |  |  | 0 | 0 | 0 |  |  |  | 0
REF | ATC | 2024 | 9 | Preferred Plan | Residential - Low/Medium_26-30 | Residential - Low/Medium_26-30 | 0 | 0 | 0 |  | 0 |  |  |  | 0 |  |  | -1 | 0 | DSM_EE |  | 0 |  | 0 | 0 | 0 | 0 | -1 | 0 | 0 | 0 | 0 | 0 |  |  | 0 |  | 0 |  |  | 1/1/2026 | 12/31/2099 |  | 0 | 0 | 2024 |  |  |  | 0 | 0 | Real 2021 ¦ 5/8/2023 1:03:19 PM | 2008 | 0 |  |  | 0 | 0 | 0 |  |  |  | 0
REF | ATC | 2024 | 5 | NCR Portfolio | Residential - High_26-30 | Residential - High_26-30 | 0 | 0 | 0 |  | 0 |  |  |  | 0 |  |  | -1 | 0 | DSM_EE |  | 0 |  | 0 | 0 | 0 | 0 | -1 | 0 | 0 | 0 | 0 | 0 |  |  | 0 |  | 0 |  |  | 1/1/2026 | 12/31/2099 |  | 0 | 0 | 2024 |  |  |  | 0 | 0 | Real 2021 ¦ 5/8/2023 1:03:19 PM | 2009 | 0 |  |  | 0 | 0 | 0 |  |  |  | 0
REF | ATC | 2024 | 6 | CC Portfolio | Residential - High_26-30 | Residential - High_26-30 | 0 | 0 | 0 |  | 0 |  |  |  | 0 |  |  | -1 | 0 | DSM_EE |  | 0 |  | 0 | 0 | 0 | 0 | -1 | 0 | 0 | 0 | 0 | 0 |  |  | 0 |  | 0 |  |  | 1/1/2026 | 12/31/2099 |  | 0 | 0 | 2024 |  |  |  | 0 | 0 | Real 2021 ¦ 5/8/2023 1:03:19 PM | 2010 | 0 |  |  | 0 | 0 | 0 |  |  |  | 0
REF | ATC | 2024 | 9 | Preferred Plan | Residential - High_26-30 | Residential - High_26-30 | 0 | 0 | 0 |  | 0 |  |  |  | 0 |  |  | -1 | 0 | DSM_EE |  | 0 |  | 0 | 0 | 0 | 0 | -1 | 0 | 0 | 0 | 0 | 0 |  |  | 0 |  | 0 |  |  | 1/1/2026 | 12/31/2099 |  | 0 | 0 | 2024 |  |  |  | 0 | 0 | Real 2021 ¦ 5/8/2023 1:03:19 PM | 2011 | 0 |  |  | 0 | 0 | 0 |  |  |  | 0
REF | ATC | 2024 | 2 | REF-HC Portfolio | Residential - Behavior_26-30 | Residential - Behavior_26-30 | 0 | 0 | 0 |  | 0 |  |  |  | 0 |  |  | -1 | 0 | DSM_EE |  | 0 |  | 0 | 0 | 0 | 0 | -1 | 0 | 0 | 0 | 0 | 0 |  |  | 0 |  | 0 |  |  | 1/1/2026 | 12/31/2099 |  | 0 | 0 | 2024 |  |  |  | 0 | 0 | Real 2021 ¦ 5/8/2023 1:03:19 PM | 2012 | 0 |  |  | 0 | 0 | 0 |  |  |  | 0
REF | ATC | 2024 | 5 | NCR Portfolio | Residential - Behavior_26-30 | Residential - Behavior_26-30 | 0 | 0 | 0 |  | 0 |  |  |  | 0 |  |  | -1 | 0 | DSM_EE |  | 0 |  | 0 | 0 | 0 | 0 | -1 | 0 | 0 | 0 | 0 | 0 |  |  | 0 |  | 0 |  |  | 1/1/2026 | 12/31/2099 |  | 0 | 0 | 2024 |  |  |  | 0 | 0 | Real 2021 ¦ 5/8/2023 1:03:19 PM | 2013 | 0 |  |  | 0 | 0 | 0 |  |  |  | 0
REF | ATC | 2024 | 6 | CC Portfolio | Residential - Behavior_26-30 | Residential - Behavior_26-30 | 0 | 0 | 0 |  | 0 |  |  |  | 0 |  |  | -1 | 0 | DSM_EE |  | 0 |  | 0 | 0 | 0 | 0 | -1 | 0 | 0 | 0 | 0 | 0 |  |  | 0 |  | 0 |  |  | 1/1/2026 | 12/31/2099 |  | 0 | 0 | 2024 |  |  |  | 0 | 0 | Real 2021 ¦ 5/8/2023 1:03:19 PM | 2014 | 0 |  |  | 0 | 0 | 0 |  |  |  | 0
REF | ATC | 2024 | 8 | REF No Wind Portfolio | Residential - Behavior_26-30 | Residential - Behavior_26-30 | 0 | 0 | 0 |  | 0 |  |  |  | 0 |  |  | -1 | 0 | DSM_EE |  | 0 |  | 0 | 0 | 0 | 0 | -1 | 0 | 0 | 0 | 0 | 0 |  |  | 0 |  | 0 |  |  | 1/1/2026 | 12/31/2099 |  | 0 | 0 | 2024 |  |  |  | 0 | 0 | Real 2021 ¦ 5/8/2023 1:03:19 PM | 2015 | 0 |  |  | 0 | 0 | 0 |  |  |  | 0
REF | ATC | 2024 | 9 | Preferred Plan | Residential - Behavior_26-30 | Residential - Behavior_26-30 | 0 | 0 | 0 |  | 0 |  |  |  | 0 |  |  | -1 | 0 | DSM_EE |  | 0 |  | 0 | 0 | 0 | 0 | -1 | 0 | 0 | 0 | 0 | 0 |  |  | 0 |  | 0 |  |  | 1/1/2026 | 12/31/2099 |  | 0 | 0 | 2024 |  |  |  | 0 | 0 | Real 2021 ¦ 5/8/2023 1:03:19 PM | 2016 | 0 |  |  | 0 | 0 | 0 |  |  |  | 0
REF | ATC | 2024 | 1 | REF Portfolio | C&I - Low_26-30 | C&I - Low_26-30 | 0 | 0 | 0 |  | 0 |  |  |  | 0 |  |  | -1 | 0 | DSM_EE |  | 0 |  | 0 | 0 | 0 | 0 | -1 | 0 | 0 | 0 | 0 | 0 |  |  | 0 |  | 0 |  |  | 1/1/2026 | 12/31/2099 |  | 0 | 0 | 2024 |  |  |  | 0 | 0 | Real 2021 ¦ 5/8/2023 1:03:19 PM | 2017 | 0 |  |  | 0 | 0 | 0 |  |  |  | 0
REF | ATC | 2024 | 2 | REF-HC Portfolio | C&I - Low_26-30 | C&I - Low_26-30 | 0 | 0 | 0 |  | 0 |  |  |  | 0 |  |  | -1 | 0 | DSM_EE |  | 0 |  | 0 | 0 | 0 | 0 | -1 | 0 | 0 | 0 | 0 | 0 |  |  | 0 |  | 0 |  |  | 1/1/2026 | 12/31/2099 |  | 0 | 0 | 2024 |  |  |  | 0 | 0 | Real 2021 ¦ 5/8/2023 1:03:19 PM | 2018 | 0 |  |  | 0 | 0 | 0 |  |  |  | 0
REF | ATC | 2024 | 3 | CETA Portfolio | C&I - Low_26-30 | C&I - Low_26-30 | 0 | 0 | 0 |  | 0 |  |  |  | 0 |  |  | -1 | 0 | DSM_EE |  | 0 |  | 0 | 0 | 0 | 0 | -1 | 0 | 0 | 0 | 0 | 0 |  |  | 0 |  | 0 |  |  | 1/1/2026 | 12/31/2099 |  | 0 | 0 | 2024 |  |  |  | 0 | 0 | Real 2021 ¦ 5/8/2023 1:03:19 PM | 2019 | 0 |  |  | 0 | 0 | 0 |  |  |  | 0
REF | ATC | 2024 | 4 | ECR Portfolio | C&I - Low_26-30 | C&I - Low_26-30 | 0 | 0 | 0 |  | 0 |  |  |  | 0 |  |  | -1 | 0 | DSM_EE |  | 0 |  | 0 | 0 | 0 | 0 | -1 | 0 | 0 | 0 | 0 | 0 |  |  | 0 |  | 0 |  |  | 1/1/2026 | 12/31/2099 |  | 0 | 0 | 2024 |  |  |  | 0 | 0 | Real 2021 ¦ 5/8/2023 1:03:19 PM | 2020 | 0 |  |  | 0 | 0 | 0 |  |  |  | 0
REF | ATC | 2024 | 5 | NCR Portfolio | C&I - Low_26-30 | C&I - Low_26-30 | 0 | 0 | 0 |  | 0 |  |  |  | 0 |  |  | -1 | 0 | DSM_EE |  | 0 |  | 0 | 0 | 0 | 0 | -1 | 0 | 0 | 0 | 0 | 0 |  |  | 0 |  | 0 |  |  | 1/1/2026 | 12/31/2099 |  | 0 | 0 | 2024 |  |  |  | 0 | 0 | Real 2021 ¦ 5/8/2023 1:03:19 PM | 2021 | 0 |  |  | 0 | 0 | 0 |  |  |  | 0
REF | ATC | 2024 | 6 | CC Portfolio | C&I - Low_26-30 | C&I - Low_26-30 | 0 | 0 | 0 |  | 0 |  |  |  | 0 |  |  | -1 | 0 | DSM_EE |  | 0 |  | 0 | 0 | 0 | 0 | -1 | 0 | 0 | 0 | 0 | 0 |  |  | 0 |  | 0 |  |  | 1/1/2026 | 12/31/2099 |  | 0 | 0 | 2024 |  |  |  | 0 | 0 | Real 2021 ¦ 5/8/2023 1:03:19 PM | 2022 | 0 |  |  | 0 | 0 | 0 |  |  |  | 0
REF | ATC | 2024 | 7 | REF Mitchell Ext | C&I - Low_26-30 | C&I - Low_26-30 | 0 | 0 | 0 |  | 0 |  |  |  | 0 |  |  | -1 | 0 | DSM_EE |  | 0 |  | 0 | 0 | 0 | 0 | -1 | 0 | 0 | 0 | 0 | 0 |  |  | 0 |  | 0 |  |  | 1/1/2026 | 12/31/2099 |  | 0 | 0 | 2024 |  |  |  | 0 | 0 | Real 2021 ¦ 5/8/2023 1:03:19 PM | 2023 | 0 |  |  | 0 | 0 | 0 |  |  |  | 0
REF | ATC | 2024 | 8 | REF No Wind Portfolio | C&I - Low_26-30 | C&I - Low_26-30 | 0 | 0 | 0 |  | 0 |  |  |  | 0 |  |  | -1 | 0 | DSM_EE |  | 0 |  | 0 | 0 | 0 | 0 | -1 | 0 | 0 | 0 | 0 | 0 |  |  | 0 |  | 0 |  |  | 1/1/2026 | 12/31/2099 |  | 0 | 0 | 2024 |  |  |  | 0 | 0 | Real 2021 ¦ 5/8/2023 1:03:19 PM | 2024 | 0 |  |  | 0 | 0 | 0 |  |  |  | 0
REF | ATC | 2024 | 9 | Preferred Plan | C&I - Low_26-30 | C&I - Low_26-30 | 0 | 0 | 0 |  | 0 |  |  |  | 0 |  |  | -1 | 0 | DSM_EE |  | 0 |  | 0 | 0 | 0 | 0 | -1 | 0 | 0 | 0 | 0 | 0 |  |  | 0 |  | 0 |  |  | 1/1/2026 | 12/31/2099 |  | 0 | 0 | 2024 |  |  |  | 0 | 0 | Real 2021 ¦ 5/8/2023 1:03:19 PM | 2025 | 0 |  |  | 0 | 0 | 0 |  |  |  | 0
REF | ATC | 2024 | 5 | NCR Portfolio | C&I - High_26-30 | C&I - High_26-30 | 0 | 0 | 0 |  | 0 |  |  |  | 0 |  |  | -1 | 0 | DSM_EE |  | 0 |  | 0 | 0 | 0 | 0 | -1 | 0 | 0 | 0 | 0 | 0 |  |  | 0 |  | 0 |  |  | 1/1/2026 | 12/31/2099 |  | 0 | 0 | 2024 |  |  |  | 0 | 0 | Real 2021 ¦ 5/8/2023 1:03:19 PM | 2026 | 0 |  |  | 0 | 0 | 0 |  |  |  | 0
REF | ATC | 2024 | 1 | REF Portfolio | IQW_26-30 | IQW_26-30 | 0 | 0 | 0 |  | 0 |  |  |  | 0 |  |  | -1 | 0 | DSM_EE |  | 0 |  | 0 | 0 | 0 | 0 | -1 | 0 | 0 | 0 | 0 | 0 |  |  | 0 |  | 0 |  |  | 1/1/2026 | 12/31/2099 |  | 0 | 0 | 2024 |  |  |  | 0 | 0 | Real 2021 ¦ 5/8/2023 1:03:19 PM | 2027 | 0 |  |  | 0 | 0 | 0 |  |  |  | 0
REF | ATC | 2024 | 2 | REF-HC Portfolio | IQW_26-30 | IQW_26-30 | 0 | 0 | 0 |  | 0 |  |  |  | 0 |  |  | -1 | 0 | DSM_EE |  | 0 |  | 0 | 0 | 0 | 0 | -1 | 0 | 0 | 0 | 0 | 0 |  |  | 0 |  | 0 |  |  | 1/1/2026 | 12/31/2099 |  | 0 | 0 | 2024 |  |  |  | 0 | 0 | Real 2021 ¦ 5/8/2023 1:03:19 PM | 2028 | 0 |  |  | 0 | 0 | 0 |  |  |  | 0
REF | ATC | 2024 | 3 | CETA Portfolio | IQW_26-30 | IQW_26-30 | 0 | 0 | 0 |  | 0 |  |  |  | 0 |  |  | -1 | 0 | DSM_EE |  | 0 |  | 0 | 0 | 0 | 0 | -1 | 0 | 0 | 0 | 0 | 0 |  |  | 0 |  | 0 |  |  | 1/1/2026 | 12/31/2099 |  | 0 | 0 | 2024 |  |  |  | 0 | 0 | Real 2021 ¦ 5/8/2023 1:03:19 PM | 2029 | 0 |  |  | 0 | 0 | 0 |  |  |  | 0
REF | ATC | 2024 | 4 | ECR Portfolio | IQW_26-30 | IQW_26-30 | 0 | 0 | 0 |  | 0 |  |  |  | 0 |  |  | -1 | 0 | DSM_EE |  | 0 |  | 0 | 0 | 0 | 0 | -1 | 0 | 0 | 0 | 0 | 0 |  |  | 0 |  | 0 |  |  | 1/1/2026 | 12/31/2099 |  | 0 | 0 | 2024 |  |  |  | 0 | 0 | Real 2021 ¦ 5/8/2023 1:03:19 PM | 2030 | 0 |  |  | 0 | 0 | 0 |  |  |  | 0
REF | ATC | 2024 | 5 | NCR Portfolio | IQW_26-30 | IQW_26-30 | 0 | 0 | 0 |  | 0 |  |  |  | 0 |  |  | -1 | 0 | DSM_EE |  | 0 |  | 0 | 0 | 0 | 0 | -1 | 0 | 0 | 0 | 0 | 0 |  |  | 0 |  | 0 |  |  | 1/1/2026 | 12/31/2099 |  | 0 | 0 | 2024 |  |  |  | 0 | 0 | Real 2021 ¦ 5/8/2023 1:03:19 PM | 2031 | 0 |  |  | 0 | 0 | 0 |  |  |  | 0
REF | ATC | 2024 | 6 | CC Portfolio | IQW_26-30 | IQW_26-30 | 0 | 0 | 0 |  | 0 |  |  |  | 0 |  |  | -1 | 0 | DSM_EE |  | 0 |  | 0 | 0 | 0 | 0 | -1 | 0 | 0 | 0 | 0 | 0 |  |  | 0 |  | 0 |  |  | 1/1/2026 | 12/31/2099 |  | 0 | 0 | 2024 |  |  |  | 0 | 0 | Real 2021 ¦ 5/8/2023 1:03:19 PM | 2032 | 0 |  |  | 0 | 0 | 0 |  |  |  | 0
REF | ATC | 2024 | 7 | REF Mitchell Ext | IQW_26-30 | IQW_26-30 | 0 | 0 | 0 |  | 0 |  |  |  | 0 |  |  | -1 | 0 | DSM_EE |  | 0 |  | 0 | 0 | 0 | 0 | -1 | 0 | 0 | 0 | 0 | 0 |  |  | 0 |  | 0 |  |  | 1/1/2026 | 12/31/2099 |  | 0 | 0 | 2024 |  |  |  | 0 | 0 | Real 2021 ¦ 5/8/2023 1:03:19 PM | 2033 | 0 |  |  | 0 | 0 | 0 |  |  |  | 0
REF | ATC | 2024 | 8 | REF No Wind Portfolio | IQW_26-30 | IQW_26-30 | 0 | 0 | 0 |  | 0 |  |  |  | 0 |  |  | -1 | 0 | DSM_EE |  | 0 |  | 0 | 0 | 0 | 0 | -1 | 0 | 0 | 0 | 0 | 0 |  |  | 0 |  | 0 |  |  | 1/1/2026 | 12/31/2099 |  | 0 | 0 | 2024 |  |  |  | 0 | 0 | Real 2021 ¦ 5/8/2023 1:03:19 PM | 2034 | 0 |  |  | 0 | 0 | 0 |  |  |  | 0
REF | ATC | 2024 | 9 | Preferred Plan | IQW_26-30 | IQW_26-30 | 0 | 0 | 0 |  | 0 |  |  |  | 0 |  |  | -1 | 0 | DSM_EE |  | 0 |  | 0 | 0 | 0 | 0 | -1 | 0 | 0 | 0 | 0 | 0 |  |  | 0 |  | 0 |  |  | 1/1/2026 | 12/31/2099 |  | 0 | 0 | 2024 |  |  |  | 0 | 0 | Real 2021 ¦ 5/8/2023 1:03:19 PM | 2035 | 0 |  |  | 0 | 0 | 0 |  |  |  | 0
REF | ATC | 2024 | 2 | REF-HC Portfolio | Residential - Low/Medium_31-42 | Residential - Low/Medium_31-42 | 0 | 0 | 0 |  | 0 |  |  |  | 0 |  |  | -1 | 0 | DSM_EE |  | 0 |  | 0 | 0 | 0 | 0 | -1 | 0 | 0 | 0 | 0 | 0 |  |  | 0 |  | 0 |  |  | 1/1/2031 | 12/31/2099 |  | 0 | 0 | 2024 |  |  |  | 0 | 0 | Real 2021 ¦ 5/8/2023 1:03:19 PM | 2036 | 0 |  |  | 0 | 0 | 0 |  |  |  | 0
REF | ATC | 2024 | 4 | ECR Portfolio | Residential - Low/Medium_31-42 | Residential - Low/Medium_31-42 | 0 | 0 | 0 |  | 0 |  |  |  | 0 |  |  | -1 | 0 | DSM_EE |  | 0 |  | 0 | 0 | 0 | 0 | -1 | 0 | 0 | 0 | 0 | 0 |  |  | 0 |  | 0 |  |  | 1/1/2031 | 12/31/2099 |  | 0 | 0 | 2024 |  |  |  | 0 | 0 | Real 2021 ¦ 5/8/2023 1:03:19 PM | 2037 | 0 |  |  | 0 | 0 | 0 |  |  |  | 0
REF | ATC | 2024 | 6 | CC Portfolio | Residential - Low/Medium_31-42 | Residential - Low/Medium_31-42 | 0 | 0 | 0 |  | 0 |  |  |  | 0 |  |  | -1 | 0 | DSM_EE |  | 0 |  | 0 | 0 | 0 | 0 | -1 | 0 | 0 | 0 | 0 | 0 |  |  | 0 |  | 0 |  |  | 1/1/2031 | 12/31/2099 |  | 0 | 0 | 2024 |  |  |  | 0 | 0 | Real 2021 ¦ 5/8/2023 1:03:19 PM | 2038 | 0 |  |  | 0 | 0 | 0 |  |  |  | 0
REF | ATC | 2024 | 8 | REF No Wind Portfolio | Residential - Low/Medium_31-42 | Residential - Low/Medium_31-42 | 0 | 0 | 0 |  | 0 |  |  |  | 0 |  |  | -1 | 0 | DSM_EE |  | 0 |  | 0 | 0 | 0 | 0 | -1 | 0 | 0 | 0 | 0 | 0 |  |  | 0 |  | 0 |  |  | 1/1/2031 | 12/31/2099 |  | 0 | 0 | 2024 |  |  |  | 0 | 0 | Real 2021 ¦ 5/8/2023 1:03:19 PM | 2039 | 0 |  |  | 0 | 0 | 0 |  |  |  | 0
REF | ATC | 2024 | 9 | Preferred Plan | Residential - Low/Medium_31-42 | Residential - Low/Medium_31-42 | 0 | 0 | 0 |  | 0 |  |  |  | 0 |  |  | -1 | 0 | DSM_EE |  | 0 |  | 0 | 0 | 0 | 0 | -1 | 0 | 0 | 0 | 0 | 0 |  |  | 0 |  | 0 |  |  | 1/1/2031 | 12/31/2099 |  | 0 | 0 | 2024 |  |  |  | 0 | 0 | Real 2021 ¦ 5/8/2023 1:03:19 PM | 2040 | 0 |  |  | 0 | 0 | 0 |  |  |  | 0
REF | ATC | 2024 | 1 | REF Portfolio | C&I - Low_31-42 | C&I - Low_31-42 | 0 | 0 | 0 |  | 0 |  |  |  | 0 |  |  | -1 | 0 | DSM_EE |  | 0 |  | 0 | 0 | 0 | 0 | -1 | 0 | 0 | 0 | 0 | 0 |  |  | 0 |  | 0 |  |  | 1/1/2031 | 12/31/2099 |  | 0 | 0 | 2024 |  |  |  | 0 | 0 | Real 2021 ¦ 5/8/2023 1:03:19 PM | 2041 | 0 |  |  | 0 | 0 | 0 |  |  |  | 0
REF | ATC | 2024 | 3 | CETA Portfolio | C&I - Low_31-42 | C&I - Low_31-42 | 0 | 0 | 0 |  | 0 |  |  |  | 0 |  |  | -1 | 0 | DSM_EE |  | 0 |  | 0 | 0 | 0 | 0 | -1 | 0 | 0 | 0 | 0 | 0 |  |  | 0 |  | 0 |  |  | 1/1/2031 | 12/31/2099 |  | 0 | 0 | 2024 |  |  |  | 0 | 0 | Real 2021 ¦ 5/8/2023 1:03:19 PM | 2042 | 0 |  |  | 0 | 0 | 0 |  |  |  | 0
REF | ATC | 2024 | 4 | ECR Portfolio | C&I - Low_31-42 | C&I - Low_31-42 | 0 | 0 | 0 |  | 0 |  |  |  | 0 |  |  | -1 | 0 | DSM_EE |  | 0 |  | 0 | 0 | 0 | 0 | -1 | 0 | 0 | 0 | 0 | 0 |  |  | 0 |  | 0 |  |  | 1/1/2031 | 12/31/2099 |  | 0 | 0 | 2024 |  |  |  | 0 | 0 | Real 2021 ¦ 5/8/2023 1:03:19 PM | 2043 | 0 |  |  | 0 | 0 | 0 |  |  |  | 0
REF | ATC | 2024 | 6 | CC Portfolio | C&I - Low_31-42 | C&I - Low_31-42 | 0 | 0 | 0 |  | 0 |  |  |  | 0 |  |  | -1 | 0 | DSM_EE |  | 0 |  | 0 | 0 | 0 | 0 | -1 | 0 | 0 | 0 | 0 | 0 |  |  | 0 |  | 0 |  |  | 1/1/2031 | 12/31/2099 |  | 0 | 0 | 2024 |  |  |  | 0 | 0 | Real 2021 ¦ 5/8/2023 1:03:19 PM | 2044 | 0 |  |  | 0 | 0 | 0 |  |  |  | 0
REF | ATC | 2024 | 7 | REF Mitchell Ext | C&I - Low_31-42 | C&I - Low_31-42 | 0 | 0 | 0 |  | 0 |  |  |  | 0 |  |  | -1 | 0 | DSM_EE |  | 0 |  | 0 | 0 | 0 | 0 | -1 | 0 | 0 | 0 | 0 | 0 |  |  | 0 |  | 0 |  |  | 1/1/2031 | 12/31/2099 |  | 0 | 0 | 2024 |  |  |  | 0 | 0 | Real 2021 ¦ 5/8/2023 1:03:19 PM | 2045 | 0 |  |  | 0 | 0 | 0 |  |  |  | 0
REF | ATC | 2024 | 8 | REF No Wind Portfolio | C&I - Low_31-42 | C&I - Low_31-42 | 0 | 0 | 0 |  | 0 |  |  |  | 0 |  |  | -1 | 0 | DSM_EE |  | 0 |  | 0 | 0 | 0 | 0 | -1 | 0 | 0 | 0 | 0 | 0 |  |  | 0 |  | 0 |  |  | 1/1/2031 | 12/31/2099 |  | 0 | 0 | 2024 |  |  |  | 0 | 0 | Real 2021 ¦ 5/8/2023 1:03:19 PM | 2046 | 0 |  |  | 0 | 0 | 0 |  |  |  | 0
REF | ATC | 2024 | 9 | Preferred Plan | C&I - Low_31-42 | C&I - Low_31-42 | 0 | 0 | 0 |  | 0 |  |  |  | 0 |  |  | -1 | 0 | DSM_EE |  | 0 |  | 0 | 0 | 0 | 0 | -1 | 0 | 0 | 0 | 0 | 0 |  |  | 0 |  | 0 |  |  | 1/1/2031 | 12/31/2099 |  | 0 | 0 | 2024 |  |  |  | 0 | 0 | Real 2021 ¦ 5/8/2023 1:03:19 PM | 2047 | 0 |  |  | 0 | 0 | 0 |  |  |  | 0
REF | ATC | 2024 | 1 | REF Portfolio | IQW_31-42 | IQW_31-42 | 0 | 0 | 0 |  | 0 |  |  |  | 0 |  |  | -1 | 0 | DSM_EE |  | 0 |  | 0 | 0 | 0 | 0 | -1 | 0 | 0 | 0 | 0 | 0 |  |  | 0 |  | 0 |  |  | 1/1/2031 | 12/31/2099 |  | 0 | 0 | 2024 |  |  |  | 0 | 0 | Real 2021 ¦ 5/8/2023 1:03:19 PM | 2048 | 0 |  |  | 0 | 0 | 0 |  |  |  | 0
REF | ATC | 2024 | 2 | REF-HC Portfolio | IQW_31-42 | IQW_31-42 | 0 | 0 | 0 |  | 0 |  |  |  | 0 |  |  | -1 | 0 | DSM_EE |  | 0 |  | 0 | 0 | 0 | 0 | -1 | 0 | 0 | 0 | 0 | 0 |  |  | 0 |  | 0 |  |  | 1/1/2031 | 12/31/2099 |  | 0 | 0 | 2024 |  |  |  | 0 | 0 | Real 2021 ¦ 5/8/2023 1:03:19 PM | 2049 | 0 |  |  | 0 | 0 | 0 |  |  |  | 0
REF | ATC | 2024 | 3 | CETA Portfolio | IQW_31-42 | IQW_31-42 | 0 | 0 | 0 |  | 0 |  |  |  | 0 |  |  | -1 | 0 | DSM_EE |  | 0 |  | 0 | 0 | 0 | 0 | -1 | 0 | 0 | 0 | 0 | 0 |  |  | 0 |  | 0 |  |  | 1/1/2031 | 12/31/2099 |  | 0 | 0 | 2024 |  |  |  | 0 | 0 | Real 2021 ¦ 5/8/2023 1:03:19 PM | 2050 | 0 |  |  | 0 | 0 | 0 |  |  |  | 0
REF | ATC | 2024 | 4 | ECR Portfolio | IQW_31-42 | IQW_31-42 | 0 | 0 | 0 |  | 0 |  |  |  | 0 |  |  | -1 | 0 | DSM_EE |  | 0 |  | 0 | 0 | 0 | 0 | -1 | 0 | 0 | 0 | 0 | 0 |  |  | 0 |  | 0 |  |  | 1/1/2031 | 12/31/2099 |  | 0 | 0 | 2024 |  |  |  | 0 | 0 | Real 2021 ¦ 5/8/2023 1:03:19 PM | 2051 | 0 |  |  | 0 | 0 | 0 |  |  |  | 0
REF | ATC | 2024 | 5 | NCR Portfolio | IQW_31-42 | IQW_31-42 | 0 | 0 | 0 |  | 0 |  |  |  | 0 |  |  | -1 | 0 | DSM_EE |  | 0 |  | 0 | 0 | 0 | 0 | -1 | 0 | 0 | 0 | 0 | 0 |  |  | 0 |  | 0 |  |  | 1/1/2031 | 12/31/2099 |  | 0 | 0 | 2024 |  |  |  | 0 | 0 | Real 2021 ¦ 5/8/2023 1:03:19 PM | 2052 | 0 |  |  | 0 | 0 | 0 |  |  |  | 0
REF | ATC | 2024 | 6 | CC Portfolio | IQW_31-42 | IQW_31-42 | 0 | 0 | 0 |  | 0 |  |  |  | 0 |  |  | -1 | 0 | DSM_EE |  | 0 |  | 0 | 0 | 0 | 0 | -1 | 0 | 0 | 0 | 0 | 0 |  |  | 0 |  | 0 |  |  | 1/1/2031 | 12/31/2099 |  | 0 | 0 | 2024 |  |  |  | 0 | 0 | Real 2021 ¦ 5/8/2023 1:03:19 PM | 2053 | 0 |  |  | 0 | 0 | 0 |  |  |  | 0
REF | ATC | 2024 | 7 | REF Mitchell Ext | IQW_31-42 | IQW_31-42 | 0 | 0 | 0 |  | 0 |  |  |  | 0 |  |  | -1 | 0 | DSM_EE |  | 0 |  | 0 | 0 | 0 | 0 | -1 | 0 | 0 | 0 | 0 | 0 |  |  | 0 |  | 0 |  |  | 1/1/2031 | 12/31/2099 |  | 0 | 0 | 2024 |  |  |  | 0 | 0 | Real 2021 ¦ 5/8/2023 1:03:19 PM | 2054 | 0 |  |  | 0 | 0 | 0 |  |  |  | 0
REF | ATC | 2024 | 8 | REF No Wind Portfolio | IQW_31-42 | IQW_31-42 | 0 | 0 | 0 |  | 0 |  |  |  | 0 |  |  | -1 | 0 | DSM_EE |  | 0 |  | 0 | 0 | 0 | 0 | -1 | 0 | 0 | 0 | 0 | 0 |  |  | 0 |  | 0 |  |  | 1/1/2031 | 12/31/2099 |  | 0 | 0 | 2024 |  |  |  | 0 | 0 | Real 2021 ¦ 5/8/2023 1:03:19 PM | 2055 | 0 |  |  | 0 | 0 | 0 |  |  |  | 0
REF | ATC | 2024 | 9 | Preferred Plan | IQW_31-42 | IQW_31-42 | 0 | 0 | 0 |  | 0 |  |  |  | 0 |  |  | -1 | 0 | DSM_EE |  | 0 |  | 0 | 0 | 0 | 0 | -1 | 0 | 0 | 0 | 0 | 0 |  |  | 0 |  | 0 |  |  | 1/1/2031 | 12/31/2099 |  | 0 | 0 | 2024 |  |  |  | 0 | 0 | Real 2021 ¦ 5/8/2023 1:03:19 PM | 2056 | 0 |  |  | 0 | 0 | 0 |  |  |  | 0
REF | ATC | 2024 | 1 | REF Portfolio | Area 1001 Gas CT 2029 | Area 1001 Gas CT 2029 | 0 | 0 | 0 |  | 0 |  |  |  | 0 |  |  | -1 | 0 | TCO |  | 0 |  | 0 | 0 | 0 | 0 | -1 | 0 | 0 | 0 | 0 | 0 |  |  | 0 |  | 0 |  |  | 1/1/2029 | 12/31/2099 |  | 0 | 0 | 2024 |  |  |  | 0 | 0 | Real 2021 ¦ 5/8/2023 1:03:19 PM | 2057 | 0 |  |  | 0 | 0 | 0 |  |  |  | 0
REF | ATC | 2024 | 2 | REF-HC Portfolio | Area 1001 Gas CT 2029 | Area 1001 Gas CT 2029 | 0 | 0 | 0 |  | 0 |  |  |  | 0 |  |  | -1 | 0 | TCO |  | 0 |  | 0 | 0 | 0 | 0 | -1 | 0 | 0 | 0 | 0 | 0 |  |  | 0 |  | 0 |  |  | 1/1/2029 | 12/31/2099 |  | 0 | 0 | 2024 |  |  |  | 0 | 0 | Real 2021 ¦ 5/8/2023 1:03:19 PM | 2058 | 0 |  |  | 0 | 0 | 0 |  |  |  | 0
REF | ATC | 2024 | 3 | CETA Portfolio | Area 1001 Gas CT 2029 | Area 1001 Gas CT 2029 | 0 | 0 | 0 |  | 0 |  |  |  | 0 |  |  | -1 | 0 | TCO |  | 0 |  | 0 | 0 | 0 | 0 | -1 | 0 | 0 | 0 | 0 | 0 |  |  | 0 |  | 0 |  |  | 1/1/2029 | 12/31/2099 |  | 0 | 0 | 2024 |  |  |  | 0 | 0 | Real 2021 ¦ 5/8/2023 1:03:19 PM | 2059 | 0 |  |  | 0 | 0 | 0 |  |  |  | 0
REF | ATC | 2024 | 4 | ECR Portfolio | Area 1001 Gas CT 2029 | Area 1001 Gas CT 2029 | 0 | 0 | 0 |  | 0 |  |  |  | 0 |  |  | -1 | 0 | TCO |  | 0 |  | 0 | 0 | 0 | 0 | -1 | 0 | 0 | 0 | 0 | 0 |  |  | 0 |  | 0 |  |  | 1/1/2029 | 12/31/2099 |  | 0 | 0 | 2024 |  |  |  | 0 | 0 | Real 2021 ¦ 5/8/2023 1:03:19 PM | 2060 | 0 |  |  | 0 | 0 | 0 |  |  |  | 0
REF | ATC | 2024 | 5 | NCR Portfolio | Area 1001 Gas CT 2029 | Area 1001 Gas CT 2029 | 0 | 0 | 0 |  | 0 |  |  |  | 0 |  |  | -1 | 0 | TCO |  | 0 |  | 0 | 0 | 0 | 0 | -1 | 0 | 0 | 0 | 0 | 0 |  |  | 0 |  | 0 |  |  | 1/1/2029 | 12/31/2099 |  | 0 | 0 | 2024 |  |  |  | 0 | 0 | Real 2021 ¦ 5/8/2023 1:03:19 PM | 2061 | 0 |  |  | 0 | 0 | 0 |  |  |  | 0
REF | ATC | 2024 | 7 | REF Mitchell Ext | Area 1001 Gas CT 2029 | Area 1001 Gas CT 2029 | 0 | 0 | 0 |  | 0 |  |  |  | 0 |  |  | -1 | 0 | TCO |  | 0 |  | 0 | 0 | 0 | 0 | -1 | 0 | 0 | 0 | 0 | 0 |  |  | 0 |  | 0 |  |  | 1/1/2029 | 12/31/2099 |  | 0 | 0 | 2024 |  |  |  | 0 | 0 | Real 2021 ¦ 5/8/2023 1:03:19 PM | 2062 | 0 |  |  | 0 | 0 | 0 |  |  |  | 0
REF | ATC | 2024 | 8 | REF No Wind Portfolio | Area 1001 Gas CT 2029 | Area 1001 Gas CT 2029 | 0 | 0 | 0 |  | 0 |  |  |  | 0 |  |  | -1 | 0 | TCO |  | 0 |  | 0 | 0 | 0 | 0 | -1 | 0 | 0 | 0 | 0 | 0 |  |  | 0 |  | 0 |  |  | 1/1/2029 | 12/31/2099 |  | 0 | 0 | 2024 |  |  |  | 0 | 0 | Real 2021 ¦ 5/8/2023 1:03:19 PM | 2063 | 0 |  |  | 0 | 0 | 0 |  |  |  | 0
REF | ATC | 2024 | 9 | Preferred Plan | Area 1001 Gas CT 2029 | Area 1001 Gas CT 2029 | 0 | 0 | 0 |  | 0 |  |  |  | 0 |  |  | -1 | 0 | TCO |  | 0 |  | 0 | 0 | 0 | 0 | -1 | 0 | 0 | 0 | 0 | 0 |  |  | 0 |  | 0 |  |  | 1/1/2029 | 12/31/2099 |  | 0 | 0 | 2024 |  |  |  | 0 | 0 | Real 2021 ¦ 5/8/2023 1:03:19 PM | 2064 | 0 |  |  | 0 | 0 | 0 |  |  |  | 0
REF | ATC | 2024 | 8 | REF No Wind Portfolio | Area 1001 Solar 2026 | Area 1001 Solar 2026 | 0 | 0 | 0 |  | 0 |  |  |  | 0 |  |  | -1 | 0 | Solar |  | 0 |  | 0 | 0 | 0 | 0 | -1 | 0 | 0 | 0 | 0 | 0 |  |  | 0 |  | 0 |  |  | 1/1/2026 | 12/31/2099 |  | 0 | 0 | 2024 |  |  |  | 0 | 0 | Real 2021 ¦ 5/8/2023 1:03:19 PM | 2065 | 0 |  |  | 0 | 0 | 0 |  |  |  | 0
REF | ATC | 2024 | 1 | REF Portfolio | Area 1001 Solar 2027 | Area 1001 Solar 2027 | 0 | 0 | 0 |  | 0 |  |  |  | 0 |  |  | -1 | 0 | Solar |  | 0 |  | 0 | 0 | 0 | 0 | -1 | 0 | 0 | 0 | 0 | 0 |  |  | 0 |  | 0 |  |  | 1/1/2027 | 12/31/2099 |  | 0 | 0 | 2024 |  |  |  | 0 | 0 | Real 2021 ¦ 5/8/2023 1:03:19 PM | 2066 | 0 |  |  | 0 | 0 | 0 |  |  |  | 0
REF | ATC | 2024 | 2 | REF-HC Portfolio | Area 1001 Solar 2027 | Area 1001 Solar 2027 | 0 | 0 | 0 |  | 0 |  |  |  | 0 |  |  | -1 | 0 | Solar |  | 0 |  | 0 | 0 | 0 | 0 | -1 | 0 | 0 | 0 | 0 | 0 |  |  | 0 |  | 0 |  |  | 1/1/2027 | 12/31/2099 |  | 0 | 0 | 2024 |  |  |  | 0 | 0 | Real 2021 ¦ 5/8/2023 1:03:19 PM | 2067 | 0 |  |  | 0 | 0 | 0 |  |  |  | 0
REF | ATC | 2024 | 3 | CETA Portfolio | Area 1001 Solar 2027 | Area 1001 Solar 2027 | 0 | 0 | 0 |  | 0 |  |  |  | 0 |  |  | -1 | 0 | Solar |  | 0 |  | 0 | 0 | 0 | 0 | -1 | 0 | 0 | 0 | 0 | 0 |  |  | 0 |  | 0 |  |  | 1/1/2027 | 12/31/2099 |  | 0 | 0 | 2024 |  |  |  | 0 | 0 | Real 2021 ¦ 5/8/2023 1:03:19 PM | 2068 | 0 |  |  | 0 | 0 | 0 |  |  |  | 0
REF | ATC | 2024 | 5 | NCR Portfolio | Area 1001 Solar 2027 | Area 1001 Solar 2027 | 0 | 0 | 0 |  | 0 |  |  |  | 0 |  |  | -1 | 0 | Solar |  | 0 |  | 0 | 0 | 0 | 0 | -1 | 0 | 0 | 0 | 0 | 0 |  |  | 0 |  | 0 |  |  | 1/1/2027 | 12/31/2099 |  | 0 | 0 | 2024 |  |  |  | 0 | 0 | Real 2021 ¦ 5/8/2023 1:03:19 PM | 2069 | 0 |  |  | 0 | 0 | 0 |  |  |  | 0
REF | ATC | 2024 | 6 | CC Portfolio | Area 1001 Solar 2027 | Area 1001 Solar 2027 | 0 | 0 | 0 |  | 0 |  |  |  | 0 |  |  | -1 | 0 | Solar |  | 0 |  | 0 | 0 | 0 | 0 | -1 | 0 | 0 | 0 | 0 | 0 |  |  | 0 |  | 0 |  |  | 1/1/2027 | 12/31/2099 |  | 0 | 0 | 2024 |  |  |  | 0 | 0 | Real 2021 ¦ 5/8/2023 1:03:19 PM | 2070 | 0 |  |  | 0 | 0 | 0 |  |  |  | 0
REF | ATC | 2024 | 7 | REF Mitchell Ext | Area 1001 Solar 2027 | Area 1001 Solar 2027 | 0 | 0 | 0 |  | 0 |  |  |  | 0 |  |  | -1 | 0 | Solar |  | 0 |  | 0 | 0 | 0 | 0 | -1 | 0 | 0 | 0 | 0 | 0 |  |  | 0 |  | 0 |  |  | 1/1/2027 | 12/31/2099 |  | 0 | 0 | 2024 |  |  |  | 0 | 0 | Real 2021 ¦ 5/8/2023 1:03:19 PM | 2071 | 0 |  |  | 0 | 0 | 0 |  |  |  | 0
REF | ATC | 2024 | 8 | REF No Wind Portfolio | Area 1001 Solar 2027 | Area 1001 Solar 2027 | 0 | 0 | 0 |  | 0 |  |  |  | 0 |  |  | -1 | 0 | Solar |  | 0 |  | 0 | 0 | 0 | 0 | -1 | 0 | 0 | 0 | 0 | 0 |  |  | 0 |  | 0 |  |  | 1/1/2027 | 12/31/2099 |  | 0 | 0 | 2024 |  |  |  | 0 | 0 | Real 2021 ¦ 5/8/2023 1:03:19 PM | 2072 | 0 |  |  | 0 | 0 | 0 |  |  |  | 0
REF | ATC | 2024 | 9 | Preferred Plan | Area 1001 Solar 2027 | Area 1001 Solar 2027 | 0 | 0 | 0 |  | 0 |  |  |  | 0 |  |  | -1 | 0 | Solar |  | 0 |  | 0 | 0 | 0 | 0 | -1 | 0 | 0 | 0 | 0 | 0 |  |  | 0 |  | 0 |  |  | 1/1/2027 | 12/31/2099 |  | 0 | 0 | 2024 |  |  |  | 0 | 0 | Real 2021 ¦ 5/8/2023 1:03:19 PM | 2073 | 0 |  |  | 0 | 0 | 0 |  |  |  | 0
REF | ATC | 2024 | 1 | REF Portfolio | Area 1001 Solar 2028 | Area 1001 Solar 2028 | 0 | 0 | 0 |  | 0 |  |  |  | 0 |  |  | -1 | 0 | Solar |  | 0 |  | 0 | 0 | 0 | 0 | -1 | 0 | 0 | 0 | 0 | 0 |  |  | 0 |  | 0 |  |  | 1/1/2028 | 12/31/2099 |  | 0 | 0 | 2024 |  |  |  | 0 | 0 | Real 2021 ¦ 5/8/2023 1:03:19 PM | 2074 | 0 |  |  | 0 | 0 | 0 |  |  |  | 0
REF | ATC | 2024 | 2 | REF-HC Portfolio | Area 1001 Solar 2028 | Area 1001 Solar 2028 | 0 | 0 | 0 |  | 0 |  |  |  | 0 |  |  | -1 | 0 | Solar |  | 0 |  | 0 | 0 | 0 | 0 | -1 | 0 | 0 | 0 | 0 | 0 |  |  | 0 |  | 0 |  |  | 1/1/2028 | 12/31/2099 |  | 0 | 0 | 2024 |  |  |  | 0 | 0 | Real 2021 ¦ 5/8/2023 1:03:19 PM | 2075 | 0 |  |  | 0 | 0 | 0 |  |  |  | 0
REF | ATC | 2024 | 3 | CETA Portfolio | Area 1001 Solar 2028 | Area 1001 Solar 2028 | 0 | 0 | 0 |  | 0 |  |  |  | 0 |  |  | -1 | 0 | Solar |  | 0 |  | 0 | 0 | 0 | 0 | -1 | 0 | 0 | 0 | 0 | 0 |  |  | 0 |  | 0 |  |  | 1/1/2028 | 12/31/2099 |  | 0 | 0 | 2024 |  |  |  | 0 | 0 | Real 2021 ¦ 5/8/2023 1:03:19 PM | 2076 | 0 |  |  | 0 | 0 | 0 |  |  |  | 0
REF | ATC | 2024 | 4 | ECR Portfolio | Area 1001 Solar 2028 | Area 1001 Solar 2028 | 0 | 0 | 0 |  | 0 |  |  |  | 0 |  |  | -1 | 0 | Solar |  | 0 |  | 0 | 0 | 0 | 0 | -1 | 0 | 0 | 0 | 0 | 0 |  |  | 0 |  | 0 |  |  | 1/1/2028 | 12/31/2099 |  | 0 | 0 | 2024 |  |  |  | 0 | 0 | Real 2021 ¦ 5/8/2023 1:03:19 PM | 2077 | 0 |  |  | 0 | 0 | 0 |  |  |  | 0
REF | ATC | 2024 | 5 | NCR Portfolio | Area 1001 Solar 2028 | Area 1001 Solar 2028 | 0 | 0 | 0 |  | 0 |  |  |  | 0 |  |  | -1 | 0 | Solar |  | 0 |  | 0 | 0 | 0 | 0 | -1 | 0 | 0 | 0 | 0 | 0 |  |  | 0 |  | 0 |  |  | 1/1/2028 | 12/31/2099 |  | 0 | 0 | 2024 |  |  |  | 0 | 0 | Real 2021 ¦ 5/8/2023 1:03:19 PM | 2078 | 0 |  |  | 0 | 0 | 0 |  |  |  | 0
REF | ATC | 2024 | 6 | CC Portfolio | Area 1001 Solar 2028 | Area 1001 Solar 2028 | 0 | 0 | 0 |  | 0 |  |  |  | 0 |  |  | -1 | 0 | Solar |  | 0 |  | 0 | 0 | 0 | 0 | -1 | 0 | 0 | 0 | 0 | 0 |  |  | 0 |  | 0 |  |  | 1/1/2028 | 12/31/2099 |  | 0 | 0 | 2024 |  |  |  | 0 | 0 | Real 2021 ¦ 5/8/2023 1:03:19 PM | 2079 | 0 |  |  | 0 | 0 | 0 |  |  |  | 0
REF | ATC | 2024 | 7 | REF Mitchell Ext | Area 1001 Solar 2028 | Area 1001 Solar 2028 | 0 | 0 | 0 |  | 0 |  |  |  | 0 |  |  | -1 | 0 | Solar |  | 0 |  | 0 | 0 | 0 | 0 | -1 | 0 | 0 | 0 | 0 | 0 |  |  | 0 |  | 0 |  |  | 1/1/2028 | 12/31/2099 |  | 0 | 0 | 2024 |  |  |  | 0 | 0 | Real 2021 ¦ 5/8/2023 1:03:19 PM | 2080 | 0 |  |  | 0 | 0 | 0 |  |  |  | 0
REF | ATC | 2024 | 8 | REF No Wind Portfolio | Area 1001 Solar 2028 | Area 1001 Solar 2028 | 0 | 0 | 0 |  | 0 |  |  |  | 0 |  |  | -1 | 0 | Solar |  | 0 |  | 0 | 0 | 0 | 0 | -1 | 0 | 0 | 0 | 0 | 0 |  |  | 0 |  | 0 |  |  | 1/1/2028 | 12/31/2099 |  | 0 | 0 | 2024 |  |  |  | 0 | 0 | Real 2021 ¦ 5/8/2023 1:03:19 PM | 2081 | 0 |  |  | 0 | 0 | 0 |  |  |  | 0
REF | ATC | 2024 | 9 | Preferred Plan | Area 1001 Solar 2028 | Area 1001 Solar 2028 | 0 | 0 | 0 |  | 0 |  |  |  | 0 |  |  | -1 | 0 | Solar |  | 0 |  | 0 | 0 | 0 | 0 | -1 | 0 | 0 | 0 | 0 | 0 |  |  | 0 |  | 0 |  |  | 1/1/2028 | 12/31/2099 |  | 0 | 0 | 2024 |  |  |  | 0 | 0 | Real 2021 ¦ 5/8/2023 1:03:19 PM | 2082 | 0 |  |  | 0 | 0 | 0 |  |  |  | 0
REF | ATC | 2024 | 1 | REF Portfolio | Area 1001 Solar 2029 | Area 1001 Solar 2029 | 0 | 0 | 0 |  | 0 |  |  |  | 0 |  |  | -1 | 0 | Solar |  | 0 |  | 0 | 0 | 0 | 0 | -1 | 0 | 0 | 0 | 0 | 0 |  |  | 0 |  | 0 |  |  | 1/1/2029 | 12/31/2099 |  | 0 | 0 | 2024 |  |  |  | 0 | 0 | Real 2021 ¦ 5/8/2023 1:03:19 PM | 2083 | 0 |  |  | 0 | 0 | 0 |  |  |  | 0
REF | ATC | 2024 | 3 | CETA Portfolio | Area 1001 Solar 2029 | Area 1001 Solar 2029 | 0 | 0 | 0 |  | 0 |  |  |  | 0 |  |  | -1 | 0 | Solar |  | 0 |  | 0 | 0 | 0 | 0 | -1 | 0 | 0 | 0 | 0 | 0 |  |  | 0 |  | 0 |  |  | 1/1/2029 | 12/31/2099 |  | 0 | 0 | 2024 |  |  |  | 0 | 0 | Real 2021 ¦ 5/8/2023 1:03:19 PM | 2084 | 0 |  |  | 0 | 0 | 0 |  |  |  | 0
REF | ATC | 2024 | 4 | ECR Portfolio | Area 1001 Solar 2029 | Area 1001 Solar 2029 | 0 | 0 | 0 |  | 0 |  |  |  | 0 |  |  | -1 | 0 | Solar |  | 0 |  | 0 | 0 | 0 | 0 | -1 | 0 | 0 | 0 | 0 | 0 |  |  | 0 |  | 0 |  |  | 1/1/2029 | 12/31/2099 |  | 0 | 0 | 2024 |  |  |  | 0 | 0 | Real 2021 ¦ 5/8/2023 1:03:19 PM | 2085 | 0 |  |  | 0 | 0 | 0 |  |  |  | 0
REF | ATC | 2024 | 6 | CC Portfolio | Area 1001 Solar 2029 | Area 1001 Solar 2029 | 0 | 0 | 0 |  | 0 |  |  |  | 0 |  |  | -1 | 0 | Solar |  | 0 |  | 0 | 0 | 0 | 0 | -1 | 0 | 0 | 0 | 0 | 0 |  |  | 0 |  | 0 |  |  | 1/1/2029 | 12/31/2099 |  | 0 | 0 | 2024 |  |  |  | 0 | 0 | Real 2021 ¦ 5/8/2023 1:03:19 PM | 2086 | 0 |  |  | 0 | 0 | 0 |  |  |  | 0
REF | ATC | 2024 | 7 | REF Mitchell Ext | Area 1001 Solar 2029 | Area 1001 Solar 2029 | 0 | 0 | 0 |  | 0 |  |  |  | 0 |  |  | -1 | 0 | Solar |  | 0 |  | 0 | 0 | 0 | 0 | -1 | 0 | 0 | 0 | 0 | 0 |  |  | 0 |  | 0 |  |  | 1/1/2029 | 12/31/2099 |  | 0 | 0 | 2024 |  |  |  | 0 | 0 | Real 2021 ¦ 5/8/2023 1:03:19 PM | 2087 | 0 |  |  | 0 | 0 | 0 |  |  |  | 0
REF | ATC | 2024 | 8 | REF No Wind Portfolio | Area 1001 Solar 2029 | Area 1001 Solar 2029 | 0 | 0 | 0 |  | 0 |  |  |  | 0 |  |  | -1 | 0 | Solar |  | 0 |  | 0 | 0 | 0 | 0 | -1 | 0 | 0 | 0 | 0 | 0 |  |  | 0 |  | 0 |  |  | 1/1/2029 | 12/31/2099 |  | 0 | 0 | 2024 |  |  |  | 0 | 0 | Real 2021 ¦ 5/8/2023 1:03:19 PM | 2088 | 0 |  |  | 0 | 0 | 0 |  |  |  | 0
REF | ATC | 2024 | 9 | Preferred Plan | Area 1001 Solar 2029 | Area 1001 Solar 2029 | 0 | 0 | 0 |  | 0 |  |  |  | 0 |  |  | -1 | 0 | Solar |  | 0 |  | 0 | 0 | 0 | 0 | -1 | 0 | 0 | 0 | 0 | 0 |  |  | 0 |  | 0 |  |  | 1/1/2029 | 12/31/2099 |  | 0 | 0 | 2024 |  |  |  | 0 | 0 | Real 2021 ¦ 5/8/2023 1:03:19 PM | 2089 | 0 |  |  | 0 | 0 | 0 |  |  |  | 0
REF | ATC | 2024 | 3 | CETA Portfolio | Area 1001 Solar 2030 | Area 1001 Solar 2030 | 0 | 0 | 0 |  | 0 |  |  |  | 0 |  |  | -1 | 0 | Solar |  | 0 |  | 0 | 0 | 0 | 0 | -1 | 0 | 0 | 0 | 0 | 0 |  |  | 0 |  | 0 |  |  | 1/1/2030 | 12/31/2099 |  | 0 | 0 | 2024 |  |  |  | 0 | 0 | Real 2021 ¦ 5/8/2023 1:03:19 PM | 2090 | 0 |  |  | 0 | 0 | 0 |  |  |  | 0
REF | ATC | 2024 | 8 | REF No Wind Portfolio | Area 1001 Solar 2030 | Area 1001 Solar 2030 | 0 | 0 | 0 |  | 0 |  |  |  | 0 |  |  | -1 | 0 | Solar |  | 0 |  | 0 | 0 | 0 | 0 | -1 | 0 | 0 | 0 | 0 | 0 |  |  | 0 |  | 0 |  |  | 1/1/2030 | 12/31/2099 |  | 0 | 0 | 2024 |  |  |  | 0 | 0 | Real 2021 ¦ 5/8/2023 1:03:19 PM | 2091 | 0 |  |  | 0 | 0 | 0 |  |  |  | 0
REF | ATC | 2024 | 4 | ECR Portfolio | Area 1001 Solar 2031 | Area 1001 Solar 2031 | 0 | 0 | 0 |  | 0 |  |  |  | 0 |  |  | -1 | 0 | Solar |  | 0 |  | 0 | 0 | 0 | 0 | -1 | 0 | 0 | 0 | 0 | 0 |  |  | 0 |  | 0 |  |  | 1/1/2031 | 12/31/2099 |  | 0 | 0 | 2024 |  |  |  | 0 | 0 | Real 2021 ¦ 5/8/2023 1:03:19 PM | 2092 | 0 |  |  | 0 | 0 | 0 |  |  |  | 0
REF | ATC | 2024 | 8 | REF No Wind Portfolio | Area 1001 Solar 2031 | Area 1001 Solar 2031 | 0 | 0 | 0 |  | 0 |  |  |  | 0 |  |  | -1 | 0 | Solar |  | 0 |  | 0 | 0 | 0 | 0 | -1 | 0 | 0 | 0 | 0 | 0 |  |  | 0 |  | 0 |  |  | 1/1/2031 | 12/31/2099 |  | 0 | 0 | 2024 |  |  |  | 0 | 0 | Real 2021 ¦ 5/8/2023 1:03:19 PM | 2093 | 0 |  |  | 0 | 0 | 0 |  |  |  | 0
REF | ATC | 2024 | 3 | CETA Portfolio | Area 1001 Solar 2032 | Area 1001 Solar 2032 | 0 | 0 | 0 |  | 0 |  |  |  | 0 |  |  | -1 | 0 | Solar |  | 0 |  | 0 | 0 | 0 | 0 | -1 | 0 | 0 | 0 | 0 | 0 |  |  | 0 |  | 0 |  |  | 1/1/2032 | 12/31/2099 |  | 0 | 0 | 2024 |  |  |  | 0 | 0 | Real 2021 ¦ 5/8/2023 1:03:19 PM | 2094 | 0 |  |  | 0 | 0 | 0 |  |  |  | 0
REF | ATC | 2024 | 4 | ECR Portfolio | Area 1001 Solar 2032 | Area 1001 Solar 2032 | 0 | 0 | 0 |  | 0 |  |  |  | 0 |  |  | -1 | 0 | Solar |  | 0 |  | 0 | 0 | 0 | 0 | -1 | 0 | 0 | 0 | 0 | 0 |  |  | 0 |  | 0 |  |  | 1/1/2032 | 12/31/2099 |  | 0 | 0 | 2024 |  |  |  | 0 | 0 | Real 2021 ¦ 5/8/2023 1:03:19 PM | 2095 | 0 |  |  | 0 | 0 | 0 |  |  |  | 0
REF | ATC | 2024 | 8 | REF No Wind Portfolio | Area 1001 Solar 2032 | Area 1001 Solar 2032 | 0 | 0 | 0 |  | 0 |  |  |  | 0 |  |  | -1 | 0 | Solar |  | 0 |  | 0 | 0 | 0 | 0 | -1 | 0 | 0 | 0 | 0 | 0 |  |  | 0 |  | 0 |  |  | 1/1/2032 | 12/31/2099 |  | 0 | 0 | 2024 |  |  |  | 0 | 0 | Real 2021 ¦ 5/8/2023 1:03:19 PM | 2096 | 0 |  |  | 0 | 0 | 0 |  |  |  | 0
REF | ATC | 2024 | 8 | REF No Wind Portfolio | Area 1001 Solar 2035 | Area 1001 Solar 2035 | 0 | 0 | 0 |  | 0 |  |  |  | 0 |  |  | -1 | 0 | Solar |  | 0 |  | 0 | 0 | 0 | 0 | -1 | 0 | 0 | 0 | 0 | 0 |  |  | 0 |  | 0 |  |  | 1/1/2035 | 12/31/2099 |  | 0 | 0 | 2024 |  |  |  | 0 | 0 | Real 2021 ¦ 5/8/2023 1:03:19 PM | 2097 | 0 |  |  | 0 | 0 | 0 |  |  |  | 0
REF | ATC | 2024 | 4 | ECR Portfolio | Area 1001 Solar 2036 | Area 1001 Solar 2036 | 0 | 0 | 0 |  | 0 |  |  |  | 0 |  |  | -1 | 0 | Solar |  | 0 |  | 0 | 0 | 0 | 0 | -1 | 0 | 0 | 0 | 0 | 0 |  |  | 0 |  | 0 |  |  | 1/1/2036 | 12/31/2099 |  | 0 | 0 | 2024 |  |  |  | 0 | 0 | Real 2021 ¦ 5/8/2023 1:03:19 PM | 2098 | 0 |  |  | 0 | 0 | 0 |  |  |  | 0
REF | ATC | 2024 | 1 | REF Portfolio | Area 1001 Solar 2037 | Area 1001 Solar 2037 | 0 | 0 | 0 |  | 0 |  |  |  | 0 |  |  | -1 | 0 | Solar |  | 0 |  | 0 | 0 | 0 | 0 | -1 | 0 | 0 | 0 | 0 | 0 |  |  | 0 |  | 0 |  |  | 1/1/2037 | 12/31/2099 |  | 0 | 0 | 2024 |  |  |  | 0 | 0 | Real 2021 ¦ 5/8/2023 1:03:19 PM | 2099 | 0 |  |  | 0 | 0 | 0 |  |  |  | 0
REF | ATC | 2024 | 3 | CETA Portfolio | Area 1001 Solar 2037 | Area 1001 Solar 2037 | 0 | 0 | 0 |  | 0 |  |  |  | 0 |  |  | -1 | 0 | Solar |  | 0 |  | 0 | 0 | 0 | 0 | -1 | 0 | 0 | 0 | 0 | 0 |  |  | 0 |  | 0 |  |  | 1/1/2037 | 12/31/2099 |  | 0 | 0 | 2024 |  |  |  | 0 | 0 | Real 2021 ¦ 5/8/2023 1:03:19 PM | 2100 | 0 |  |  | 0 | 0 | 0 |  |  |  | 0
REF | ATC | 2024 | 7 | REF Mitchell Ext | Area 1001 Solar 2037 | Area 1001 Solar 2037 | 0 | 0 | 0 |  | 0 |  |  |  | 0 |  |  | -1 | 0 | Solar |  | 0 |  | 0 | 0 | 0 | 0 | -1 | 0 | 0 | 0 | 0 | 0 |  |  | 0 |  | 0 |  |  | 1/1/2037 | 12/31/2099 |  | 0 | 0 | 2024 |  |  |  | 0 | 0 | Real 2021 ¦ 5/8/2023 1:03:19 PM | 2101 | 0 |  |  | 0 | 0 | 0 |  |  |  | 0
REF | ATC | 2024 | 8 | REF No Wind Portfolio | Area 1001 Solar 2037 | Area 1001 Solar 2037 | 0 | 0 | 0 |  | 0 |  |  |  | 0 |  |  | -1 | 0 | Solar |  | 0 |  | 0 | 0 | 0 | 0 | -1 | 0 | 0 | 0 | 0 | 0 |  |  | 0 |  | 0 |  |  | 1/1/2037 | 12/31/2099 |  | 0 | 0 | 2024 |  |  |  | 0 | 0 | Real 2021 ¦ 5/8/2023 1:03:19 PM | 2102 | 0 |  |  | 0 | 0 | 0 |  |  |  | 0
REF | ATC | 2024 | 1 | REF Portfolio | Area 1001 Wind 2026 | Area 1001 Wind 2026 | 0 | 0 | 0 |  | 0 |  |  |  | 0 |  |  | -1 | 0 | Wind |  | 0 |  | 0 | 0 | 0 | 0 | -1 | 0 | 0 | 0 | 0 | 0 |  |  | 0 |  | 0 |  |  | 1/1/2026 | 12/31/2099 |  | 0 | 0 | 2024 |  |  |  | 0 | 0 | Real 2021 ¦ 5/8/2023 1:03:19 PM | 2103 | 0 |  |  | 0 | 0 | 0 |  |  |  | 0
REF | ATC | 2024 | 2 | REF-HC Portfolio | Area 1001 Wind 2026 | Area 1001 Wind 2026 | 0 | 0 | 0 |  | 0 |  |  |  | 0 |  |  | -1 | 0 | Wind |  | 0 |  | 0 | 0 | 0 | 0 | -1 | 0 | 0 | 0 | 0 | 0 |  |  | 0 |  | 0 |  |  | 1/1/2026 | 12/31/2099 |  | 0 | 0 | 2024 |  |  |  | 0 | 0 | Real 2021 ¦ 5/8/2023 1:03:19 PM | 2104 | 0 |  |  | 0 | 0 | 0 |  |  |  | 0
REF | ATC | 2024 | 3 | CETA Portfolio | Area 1001 Wind 2026 | Area 1001 Wind 2026 | 0 | 0 | 0 |  | 0 |  |  |  | 0 |  |  | -1 | 0 | Wind |  | 0 |  | 0 | 0 | 0 | 0 | -1 | 0 | 0 | 0 | 0 | 0 |  |  | 0 |  | 0 |  |  | 1/1/2026 | 12/31/2099 |  | 0 | 0 | 2024 |  |  |  | 0 | 0 | Real 2021 ¦ 5/8/2023 1:03:19 PM | 2105 | 0 |  |  | 0 | 0 | 0 |  |  |  | 0
REF | ATC | 2024 | 4 | ECR Portfolio | Area 1001 Wind 2026 | Area 1001 Wind 2026 | 0 | 0 | 0 |  | 0 |  |  |  | 0 |  |  | -1 | 0 | Wind |  | 0 |  | 0 | 0 | 0 | 0 | -1 | 0 | 0 | 0 | 0 | 0 |  |  | 0 |  | 0 |  |  | 1/1/2026 | 12/31/2099 |  | 0 | 0 | 2024 |  |  |  | 0 | 0 | Real 2021 ¦ 5/8/2023 1:03:19 PM | 2106 | 0 |  |  | 0 | 0 | 0 |  |  |  | 0
REF | ATC | 2024 | 5 | NCR Portfolio | Area 1001 Wind 2026 | Area 1001 Wind 2026 | 0 | 0 | 0 |  | 0 |  |  |  | 0 |  |  | -1 | 0 | Wind |  | 0 |  | 0 | 0 | 0 | 0 | -1 | 0 | 0 | 0 | 0 | 0 |  |  | 0 |  | 0 |  |  | 1/1/2026 | 12/31/2099 |  | 0 | 0 | 2024 |  |  |  | 0 | 0 | Real 2021 ¦ 5/8/2023 1:03:19 PM | 2107 | 0 |  |  | 0 | 0 | 0 |  |  |  | 0
REF | ATC | 2024 | 6 | CC Portfolio | Area 1001 Wind 2026 | Area 1001 Wind 2026 | 0 | 0 | 0 |  | 0 |  |  |  | 0 |  |  | -1 | 0 | Wind |  | 0 |  | 0 | 0 | 0 | 0 | -1 | 0 | 0 | 0 | 0 | 0 |  |  | 0 |  | 0 |  |  | 1/1/2026 | 12/31/2099 |  | 0 | 0 | 2024 |  |  |  | 0 | 0 | Real 2021 ¦ 5/8/2023 1:03:19 PM | 2108 | 0 |  |  | 0 | 0 | 0 |  |  |  | 0
REF | ATC | 2024 | 7 | REF Mitchell Ext | Area 1001 Wind 2026 | Area 1001 Wind 2026 | 0 | 0 | 0 |  | 0 |  |  |  | 0 |  |  | -1 | 0 | Wind |  | 0 |  | 0 | 0 | 0 | 0 | -1 | 0 | 0 | 0 | 0 | 0 |  |  | 0 |  | 0 |  |  | 1/1/2026 | 12/31/2099 |  | 0 | 0 | 2024 |  |  |  | 0 | 0 | Real 2021 ¦ 5/8/2023 1:03:19 PM | 2109 | 0 |  |  | 0 | 0 | 0 |  |  |  | 0
REF | ATC | 2024 | 9 | Preferred Plan | Area 1001 Wind 2026 | Area 1001 Wind 2026 | 0 | 0 | 0 |  | 0 |  |  |  | 0 |  |  | -1 | 0 | Wind |  | 0 |  | 0 | 0 | 0 | 0 | -1 | 0 | 0 | 0 | 0 | 0 |  |  | 0 |  | 0 |  |  | 1/1/2026 | 12/31/2099 |  | 0 | 0 | 2024 |  |  |  | 0 | 0 | Real 2021 ¦ 5/8/2023 1:03:19 PM | 2110 | 0 |  |  | 0 | 0 | 0 |  |  |  | 0
REF | ATC | 2024 | 1 | REF Portfolio | Area 1001 Wind 2027 | Area 1001 Wind 2027 | 0 | 0 | 0 |  | 0 |  |  |  | 0 |  |  | -1 | 0 | Wind |  | 0 |  | 0 | 0 | 0 | 0 | -1 | 0 | 0 | 0 | 0 | 0 |  |  | 0 |  | 0 |  |  | 1/1/2027 | 12/31/2099 |  | 0 | 0 | 2024 |  |  |  | 0 | 0 | Real 2021 ¦ 5/8/2023 1:03:19 PM | 2111 | 0 |  |  | 0 | 0 | 0 |  |  |  | 0
REF | ATC | 2024 | 2 | REF-HC Portfolio | Area 1001 Wind 2027 | Area 1001 Wind 2027 | 0 | 0 | 0 |  | 0 |  |  |  | 0 |  |  | -1 | 0 | Wind |  | 0 |  | 0 | 0 | 0 | 0 | -1 | 0 | 0 | 0 | 0 | 0 |  |  | 0 |  | 0 |  |  | 1/1/2027 | 12/31/2099 |  | 0 | 0 | 2024 |  |  |  | 0 | 0 | Real 2021 ¦ 5/8/2023 1:03:19 PM | 2112 | 0 |  |  | 0 | 0 | 0 |  |  |  | 0
REF | ATC | 2024 | 3 | CETA Portfolio | Area 1001 Wind 2027 | Area 1001 Wind 2027 | 0 | 0 | 0 |  | 0 |  |  |  | 0 |  |  | -1 | 0 | Wind |  | 0 |  | 0 | 0 | 0 | 0 | -1 | 0 | 0 | 0 | 0 | 0 |  |  | 0 |  | 0 |  |  | 1/1/2027 | 12/31/2099 |  | 0 | 0 | 2024 |  |  |  | 0 | 0 | Real 2021 ¦ 5/8/2023 1:03:19 PM | 2113 | 0 |  |  | 0 | 0 | 0 |  |  |  | 0
REF | ATC | 2024 | 4 | ECR Portfolio | Area 1001 Wind 2027 | Area 1001 Wind 2027 | 0 | 0 | 0 |  | 0 |  |  |  | 0 |  |  | -1 | 0 | Wind |  | 0 |  | 0 | 0 | 0 | 0 | -1 | 0 | 0 | 0 | 0 | 0 |  |  | 0 |  | 0 |  |  | 1/1/2027 | 12/31/2099 |  | 0 | 0 | 2024 |  |  |  | 0 | 0 | Real 2021 ¦ 5/8/2023 1:03:19 PM | 2114 | 0 |  |  | 0 | 0 | 0 |  |  |  | 0
REF | ATC | 2024 | 5 | NCR Portfolio | Area 1001 Wind 2027 | Area 1001 Wind 2027 | 0 | 0 | 0 |  | 0 |  |  |  | 0 |  |  | -1 | 0 | Wind |  | 0 |  | 0 | 0 | 0 | 0 | -1 | 0 | 0 | 0 | 0 | 0 |  |  | 0 |  | 0 |  |  | 1/1/2027 | 12/31/2099 |  | 0 | 0 | 2024 |  |  |  | 0 | 0 | Real 2021 ¦ 5/8/2023 1:03:19 PM | 2115 | 0 |  |  | 0 | 0 | 0 |  |  |  | 0
REF | ATC | 2024 | 6 | CC Portfolio | Area 1001 Wind 2027 | Area 1001 Wind 2027 | 0 | 0 | 0 |  | 0 |  |  |  | 0 |  |  | -1 | 0 | Wind |  | 0 |  | 0 | 0 | 0 | 0 | -1 | 0 | 0 | 0 | 0 | 0 |  |  | 0 |  | 0 |  |  | 1/1/2027 | 12/31/2099 |  | 0 | 0 | 2024 |  |  |  | 0 | 0 | Real 2021 ¦ 5/8/2023 1:03:19 PM | 2116 | 0 |  |  | 0 | 0 | 0 |  |  |  | 0
REF | ATC | 2024 | 7 | REF Mitchell Ext | Area 1001 Wind 2027 | Area 1001 Wind 2027 | 0 | 0 | 0 |  | 0 |  |  |  | 0 |  |  | -1 | 0 | Wind |  | 0 |  | 0 | 0 | 0 | 0 | -1 | 0 | 0 | 0 | 0 | 0 |  |  | 0 |  | 0 |  |  | 1/1/2027 | 12/31/2099 |  | 0 | 0 | 2024 |  |  |  | 0 | 0 | Real 2021 ¦ 5/8/2023 1:03:19 PM | 2117 | 0 |  |  | 0 | 0 | 0 |  |  |  | 0
REF | ATC | 2024 | 9 | Preferred Plan | Area 1001 Wind 2027 | Area 1001 Wind 2027 | 0 | 0 | 0 |  | 0 |  |  |  | 0 |  |  | -1 | 0 | Wind |  | 0 |  | 0 | 0 | 0 | 0 | -1 | 0 | 0 | 0 | 0 | 0 |  |  | 0 |  | 0 |  |  | 1/1/2027 | 12/31/2099 |  | 0 | 0 | 2024 |  |  |  | 0 | 0 | Real 2021 ¦ 5/8/2023 1:03:19 PM | 2118 | 0 |  |  | 0 | 0 | 0 |  |  |  | 0
REF | ATC | 2024 | 1 | REF Portfolio | Area 1001 Wind 2028 | Area 1001 Wind 2028 | 0 | 0 | 0 |  | 0 |  |  |  | 0 |  |  | -1 | 0 | Wind |  | 0 |  | 0 | 0 | 0 | 0 | -1 | 0 | 0 | 0 | 0 | 0 |  |  | 0 |  | 0 |  |  | 1/1/2028 | 12/31/2099 |  | 0 | 0 | 2024 |  |  |  | 0 | 0 | Real 2021 ¦ 5/8/2023 1:03:19 PM | 2119 | 0 |  |  | 0 | 0 | 0 |  |  |  | 0
REF | ATC | 2024 | 2 | REF-HC Portfolio | Area 1001 Wind 2028 | Area 1001 Wind 2028 | 0 | 0 | 0 |  | 0 |  |  |  | 0 |  |  | -1 | 0 | Wind |  | 0 |  | 0 | 0 | 0 | 0 | -1 | 0 | 0 | 0 | 0 | 0 |  |  | 0 |  | 0 |  |  | 1/1/2028 | 12/31/2099 |  | 0 | 0 | 2024 |  |  |  | 0 | 0 | Real 2021 ¦ 5/8/2023 1:03:19 PM | 2120 | 0 |  |  | 0 | 0 | 0 |  |  |  | 0
REF | ATC | 2024 | 3 | CETA Portfolio | Area 1001 Wind 2028 | Area 1001 Wind 2028 | 0 | 0 | 0 |  | 0 |  |  |  | 0 |  |  | -1 | 0 | Wind |  | 0 |  | 0 | 0 | 0 | 0 | -1 | 0 | 0 | 0 | 0 | 0 |  |  | 0 |  | 0 |  |  | 1/1/2028 | 12/31/2099 |  | 0 | 0 | 2024 |  |  |  | 0 | 0 | Real 2021 ¦ 5/8/2023 1:03:19 PM | 2121 | 0 |  |  | 0 | 0 | 0 |  |  |  | 0
REF | ATC | 2024 | 4 | ECR Portfolio | Area 1001 Wind 2028 | Area 1001 Wind 2028 | 0 | 0 | 0 |  | 0 |  |  |  | 0 |  |  | -1 | 0 | Wind |  | 0 |  | 0 | 0 | 0 | 0 | -1 | 0 | 0 | 0 | 0 | 0 |  |  | 0 |  | 0 |  |  | 1/1/2028 | 12/31/2099 |  | 0 | 0 | 2024 |  |  |  | 0 | 0 | Real 2021 ¦ 5/8/2023 1:03:19 PM | 2122 | 0 |  |  | 0 | 0 | 0 |  |  |  | 0
REF | ATC | 2024 | 5 | NCR Portfolio | Area 1001 Wind 2028 | Area 1001 Wind 2028 | 0 | 0 | 0 |  | 0 |  |  |  | 0 |  |  | -1 | 0 | Wind |  | 0 |  | 0 | 0 | 0 | 0 | -1 | 0 | 0 | 0 | 0 | 0 |  |  | 0 |  | 0 |  |  | 1/1/2028 | 12/31/2099 |  | 0 | 0 | 2024 |  |  |  | 0 | 0 | Real 2021 ¦ 5/8/2023 1:03:19 PM | 2123 | 0 |  |  | 0 | 0 | 0 |  |  |  | 0
REF | ATC | 2024 | 6 | CC Portfolio | Area 1001 Wind 2028 | Area 1001 Wind 2028 | 0 | 0 | 0 |  | 0 |  |  |  | 0 |  |  | -1 | 0 | Wind |  | 0 |  | 0 | 0 | 0 | 0 | -1 | 0 | 0 | 0 | 0 | 0 |  |  | 0 |  | 0 |  |  | 1/1/2028 | 12/31/2099 |  | 0 | 0 | 2024 |  |  |  | 0 | 0 | Real 2021 ¦ 5/8/2023 1:03:19 PM | 2124 | 0 |  |  | 0 | 0 | 0 |  |  |  | 0
REF | ATC | 2024 | 7 | REF Mitchell Ext | Area 1001 Wind 2028 | Area 1001 Wind 2028 | 0 | 0 | 0 |  | 0 |  |  |  | 0 |  |  | -1 | 0 | Wind |  | 0 |  | 0 | 0 | 0 | 0 | -1 | 0 | 0 | 0 | 0 | 0 |  |  | 0 |  | 0 |  |  | 1/1/2028 | 12/31/2099 |  | 0 | 0 | 2024 |  |  |  | 0 | 0 | Real 2021 ¦ 5/8/2023 1:03:19 PM | 2125 | 0 |  |  | 0 | 0 | 0 |  |  |  | 0
REF | ATC | 2024 | 9 | Preferred Plan | Area 1001 Wind 2028 | Area 1001 Wind 2028 | 0 | 0 | 0 |  | 0 |  |  |  | 0 |  |  | -1 | 0 | Wind |  | 0 |  | 0 | 0 | 0 | 0 | -1 | 0 | 0 | 0 | 0 | 0 |  |  | 0 |  | 0 |  |  | 1/1/2028 | 12/31/2099 |  | 0 | 0 | 2024 |  |  |  | 0 | 0 | Real 2021 ¦ 5/8/2023 1:03:19 PM | 2126 | 0 |  |  | 0 | 0 | 0 |  |  |  | 0
REF | ATC | 2024 | 1 | REF Portfolio | Area 1001 Wind 2029 | Area 1001 Wind 2029 | 0 | 0 | 0 |  | 0 |  |  |  | 0 |  |  | -1 | 0 | Wind |  | 0 |  | 0 | 0 | 0 | 0 | -1 | 0 | 0 | 0 | 0 | 0 |  |  | 0 |  | 0 |  |  | 1/1/2029 | 12/31/2099 |  | 0 | 0 | 2024 |  |  |  | 0 | 0 | Real 2021 ¦ 5/8/2023 1:03:19 PM | 2127 | 0 |  |  | 0 | 0 | 0 |  |  |  | 0
REF | ATC | 2024 | 2 | REF-HC Portfolio | Area 1001 Wind 2029 | Area 1001 Wind 2029 | 0 | 0 | 0 |  | 0 |  |  |  | 0 |  |  | -1 | 0 | Wind |  | 0 |  | 0 | 0 | 0 | 0 | -1 | 0 | 0 | 0 | 0 | 0 |  |  | 0 |  | 0 |  |  | 1/1/2029 | 12/31/2099 |  | 0 | 0 | 2024 |  |  |  | 0 | 0 | Real 2021 ¦ 5/8/2023 1:03:19 PM | 2128 | 0 |  |  | 0 | 0 | 0 |  |  |  | 0
REF | ATC | 2024 | 3 | CETA Portfolio | Area 1001 Wind 2029 | Area 1001 Wind 2029 | 0 | 0 | 0 |  | 0 |  |  |  | 0 |  |  | -1 | 0 | Wind |  | 0 |  | 0 | 0 | 0 | 0 | -1 | 0 | 0 | 0 | 0 | 0 |  |  | 0 |  | 0 |  |  | 1/1/2029 | 12/31/2099 |  | 0 | 0 | 2024 |  |  |  | 0 | 0 | Real 2021 ¦ 5/8/2023 1:03:19 PM | 2129 | 0 |  |  | 0 | 0 | 0 |  |  |  | 0
REF | ATC | 2024 | 4 | ECR Portfolio | Area 1001 Wind 2029 | Area 1001 Wind 2029 | 0 | 0 | 0 |  | 0 |  |  |  | 0 |  |  | -1 | 0 | Wind |  | 0 |  | 0 | 0 | 0 | 0 | -1 | 0 | 0 | 0 | 0 | 0 |  |  | 0 |  | 0 |  |  | 1/1/2029 | 12/31/2099 |  | 0 | 0 | 2024 |  |  |  | 0 | 0 | Real 2021 ¦ 5/8/2023 1:03:19 PM | 2130 | 0 |  |  | 0 | 0 | 0 |  |  |  | 0
REF | ATC | 2024 | 7 | REF Mitchell Ext | Area 1001 Wind 2029 | Area 1001 Wind 2029 | 0 | 0 | 0 |  | 0 |  |  |  | 0 |  |  | -1 | 0 | Wind |  | 0 |  | 0 | 0 | 0 | 0 | -1 | 0 | 0 | 0 | 0 | 0 |  |  | 0 |  | 0 |  |  | 1/1/2029 | 12/31/2099 |  | 0 | 0 | 2024 |  |  |  | 0 | 0 | Real 2021 ¦ 5/8/2023 1:03:19 PM | 2131 | 0 |  |  | 0 | 0 | 0 |  |  |  | 0
REF | ATC | 2024 | 1 | REF Portfolio | Area 1001 Wind 2030 | Area 1001 Wind 2030 | 0 | 0 | 0 |  | 0 |  |  |  | 0 |  |  | -1 | 0 | Wind |  | 0 |  | 0 | 0 | 0 | 0 | -1 | 0 | 0 | 0 | 0 | 0 |  |  | 0 |  | 0 |  |  | 1/1/2030 | 12/31/2099 |  | 0 | 0 | 2024 |  |  |  | 0 | 0 | Real 2021 ¦ 5/8/2023 1:03:19 PM | 2132 | 0 |  |  | 0 | 0 | 0 |  |  |  | 0
REF | ATC | 2024 | 2 | REF-HC Portfolio | Area 1001 Wind 2030 | Area 1001 Wind 2030 | 0 | 0 | 0 |  | 0 |  |  |  | 0 |  |  | -1 | 0 | Wind |  | 0 |  | 0 | 0 | 0 | 0 | -1 | 0 | 0 | 0 | 0 | 0 |  |  | 0 |  | 0 |  |  | 1/1/2030 | 12/31/2099 |  | 0 | 0 | 2024 |  |  |  | 0 | 0 | Real 2021 ¦ 5/8/2023 1:03:19 PM | 2133 | 0 |  |  | 0 | 0 | 0 |  |  |  | 0
REF | ATC | 2024 | 3 | CETA Portfolio | Area 1001 Wind 2030 | Area 1001 Wind 2030 | 0 | 0 | 0 |  | 0 |  |  |  | 0 |  |  | -1 | 0 | Wind |  | 0 |  | 0 | 0 | 0 | 0 | -1 | 0 | 0 | 0 | 0 | 0 |  |  | 0 |  | 0 |  |  | 1/1/2030 | 12/31/2099 |  | 0 | 0 | 2024 |  |  |  | 0 | 0 | Real 2021 ¦ 5/8/2023 1:03:19 PM | 2134 | 0 |  |  | 0 | 0 | 0 |  |  |  | 0
REF | ATC | 2024 | 4 | ECR Portfolio | Area 1001 Wind 2030 | Area 1001 Wind 2030 | 0 | 0 | 0 |  | 0 |  |  |  | 0 |  |  | -1 | 0 | Wind |  | 0 |  | 0 | 0 | 0 | 0 | -1 | 0 | 0 | 0 | 0 | 0 |  |  | 0 |  | 0 |  |  | 1/1/2030 | 12/31/2099 |  | 0 | 0 | 2024 |  |  |  | 0 | 0 | Real 2021 ¦ 5/8/2023 1:03:19 PM | 2135 | 0 |  |  | 0 | 0 | 0 |  |  |  | 0
REF | ATC | 2024 | 6 | CC Portfolio | Area 1001 Wind 2030 | Area 1001 Wind 2030 | 0 | 0 | 0 |  | 0 |  |  |  | 0 |  |  | -1 | 0 | Wind |  | 0 |  | 0 | 0 | 0 | 0 | -1 | 0 | 0 | 0 | 0 | 0 |  |  | 0 |  | 0 |  |  | 1/1/2030 | 12/31/2099 |  | 0 | 0 | 2024 |  |  |  | 0 | 0 | Real 2021 ¦ 5/8/2023 1:03:19 PM | 2136 | 0 |  |  | 0 | 0 | 0 |  |  |  | 0
REF | ATC | 2024 | 7 | REF Mitchell Ext | Area 1001 Wind 2030 | Area 1001 Wind 2030 | 0 | 0 | 0 |  | 0 |  |  |  | 0 |  |  | -1 | 0 | Wind |  | 0 |  | 0 | 0 | 0 | 0 | -1 | 0 | 0 | 0 | 0 | 0 |  |  | 0 |  | 0 |  |  | 1/1/2030 | 12/31/2099 |  | 0 | 0 | 2024 |  |  |  | 0 | 0 | Real 2021 ¦ 5/8/2023 1:03:19 PM | 2137 | 0 |  |  | 0 | 0 | 0 |  |  |  | 0
REF | ATC | 2024 | 9 | Preferred Plan | Area 1001 Wind 2030 | Area 1001 Wind 2030 | 0 | 0 | 0 |  | 0 |  |  |  | 0 |  |  | -1 | 0 | Wind |  | 0 |  | 0 | 0 | 0 | 0 | -1 | 0 | 0 | 0 | 0 | 0 |  |  | 0 |  | 0 |  |  | 1/1/2030 | 12/31/2099 |  | 0 | 0 | 2024 |  |  |  | 0 | 0 | Real 2021 ¦ 5/8/2023 1:03:19 PM | 2138 | 0 |  |  | 0 | 0 | 0 |  |  |  | 0
REF | ATC | 2024 | 1 | REF Portfolio | Area 1001 Wind 2031 | Area 1001 Wind 2031 | 0 | 0 | 0 |  | 0 |  |  |  | 0 |  |  | -1 | 0 | Wind |  | 0 |  | 0 | 0 | 0 | 0 | -1 | 0 | 0 | 0 | 0 | 0 |  |  | 0 |  | 0 |  |  | 1/1/2031 | 12/31/2099 |  | 0 | 0 | 2024 |  |  |  | 0 | 0 | Real 2021 ¦ 5/8/2023 1:03:19 PM | 2139 | 0 |  |  | 0 | 0 | 0 |  |  |  | 0
REF | ATC | 2024 | 2 | REF-HC Portfolio | Area 1001 Wind 2031 | Area 1001 Wind 2031 | 0 | 0 | 0 |  | 0 |  |  |  | 0 |  |  | -1 | 0 | Wind |  | 0 |  | 0 | 0 | 0 | 0 | -1 | 0 | 0 | 0 | 0 | 0 |  |  | 0 |  | 0 |  |  | 1/1/2031 | 12/31/2099 |  | 0 | 0 | 2024 |  |  |  | 0 | 0 | Real 2021 ¦ 5/8/2023 1:03:19 PM | 2140 | 0 |  |  | 0 | 0 | 0 |  |  |  | 0
REF | ATC | 2024 | 3 | CETA Portfolio | Area 1001 Wind 2031 | Area 1001 Wind 2031 | 0 | 0 | 0 |  | 0 |  |  |  | 0 |  |  | -1 | 0 | Wind |  | 0 |  | 0 | 0 | 0 | 0 | -1 | 0 | 0 | 0 | 0 | 0 |  |  | 0 |  | 0 |  |  | 1/1/2031 | 12/31/2099 |  | 0 | 0 | 2024 |  |  |  | 0 | 0 | Real 2021 ¦ 5/8/2023 1:03:19 PM | 2141 | 0 |  |  | 0 | 0 | 0 |  |  |  | 0
REF | ATC | 2024 | 4 | ECR Portfolio | Area 1001 Wind 2031 | Area 1001 Wind 2031 | 0 | 0 | 0 |  | 0 |  |  |  | 0 |  |  | -1 | 0 | Wind |  | 0 |  | 0 | 0 | 0 | 0 | -1 | 0 | 0 | 0 | 0 | 0 |  |  | 0 |  | 0 |  |  | 1/1/2031 | 12/31/2099 |  | 0 | 0 | 2024 |  |  |  | 0 | 0 | Real 2021 ¦ 5/8/2023 1:03:19 PM | 2142 | 0 |  |  | 0 | 0 | 0 |  |  |  | 0
REF | ATC | 2024 | 6 | CC Portfolio | Area 1001 Wind 2031 | Area 1001 Wind 2031 | 0 | 0 | 0 |  | 0 |  |  |  | 0 |  |  | -1 | 0 | Wind |  | 0 |  | 0 | 0 | 0 | 0 | -1 | 0 | 0 | 0 | 0 | 0 |  |  | 0 |  | 0 |  |  | 1/1/2031 | 12/31/2099 |  | 0 | 0 | 2024 |  |  |  | 0 | 0 | Real 2021 ¦ 5/8/2023 1:03:19 PM | 2143 | 0 |  |  | 0 | 0 | 0 |  |  |  | 0
REF | ATC | 2024 | 7 | REF Mitchell Ext | Area 1001 Wind 2031 | Area 1001 Wind 2031 | 0 | 0 | 0 |  | 0 |  |  |  | 0 |  |  | -1 | 0 | Wind |  | 0 |  | 0 | 0 | 0 | 0 | -1 | 0 | 0 | 0 | 0 | 0 |  |  | 0 |  | 0 |  |  | 1/1/2031 | 12/31/2099 |  | 0 | 0 | 2024 |  |  |  | 0 | 0 | Real 2021 ¦ 5/8/2023 1:03:19 PM | 2144 | 0 |  |  | 0 | 0 | 0 |  |  |  | 0
REF | ATC | 2024 | 9 | Preferred Plan | Area 1001 Wind 2031 | Area 1001 Wind 2031 | 0 | 0 | 0 |  | 0 |  |  |  | 0 |  |  | -1 | 0 | Wind |  | 0 |  | 0 | 0 | 0 | 0 | -1 | 0 | 0 | 0 | 0 | 0 |  |  | 0 |  | 0 |  |  | 1/1/2031 | 12/31/2099 |  | 0 | 0 | 2024 |  |  |  | 0 | 0 | Real 2021 ¦ 5/8/2023 1:03:19 PM | 2145 | 0 |  |  | 0 | 0 | 0 |  |  |  | 0
REF | ATC | 2024 | 1 | REF Portfolio | Area 1001 Wind 2032 | Area 1001 Wind 2032 | 0 | 0 | 0 |  | 0 |  |  |  | 0 |  |  | -1 | 0 | Wind |  | 0 |  | 0 | 0 | 0 | 0 | -1 | 0 | 0 | 0 | 0 | 0 |  |  | 0 |  | 0 |  |  | 1/1/2032 | 12/31/2099 |  | 0 | 0 | 2024 |  |  |  | 0 | 0 | Real 2021 ¦ 5/8/2023 1:03:19 PM | 2146 | 0 |  |  | 0 | 0 | 0 |  |  |  | 0
REF | ATC | 2024 | 2 | REF-HC Portfolio | Area 1001 Wind 2032 | Area 1001 Wind 2032 | 0 | 0 | 0 |  | 0 |  |  |  | 0 |  |  | -1 | 0 | Wind |  | 0 |  | 0 | 0 | 0 | 0 | -1 | 0 | 0 | 0 | 0 | 0 |  |  | 0 |  | 0 |  |  | 1/1/2032 | 12/31/2099 |  | 0 | 0 | 2024 |  |  |  | 0 | 0 | Real 2021 ¦ 5/8/2023 1:03:19 PM | 2147 | 0 |  |  | 0 | 0 | 0 |  |  |  | 0
REF | ATC | 2024 | 3 | CETA Portfolio | Area 1001 Wind 2032 | Area 1001 Wind 2032 | 0 | 0 | 0 |  | 0 |  |  |  | 0 |  |  | -1 | 0 | Wind |  | 0 |  | 0 | 0 | 0 | 0 | -1 | 0 | 0 | 0 | 0 | 0 |  |  | 0 |  | 0 |  |  | 1/1/2032 | 12/31/2099 |  | 0 | 0 | 2024 |  |  |  | 0 | 0 | Real 2021 ¦ 5/8/2023 1:03:19 PM | 2148 | 0 |  |  | 0 | 0 | 0 |  |  |  | 0
REF | ATC | 2024 | 4 | ECR Portfolio | Area 1001 Wind 2032 | Area 1001 Wind 2032 | 0 | 0 | 0 |  | 0 |  |  |  | 0 |  |  | -1 | 0 | Wind |  | 0 |  | 0 | 0 | 0 | 0 | -1 | 0 | 0 | 0 | 0 | 0 |  |  | 0 |  | 0 |  |  | 1/1/2032 | 12/31/2099 |  | 0 | 0 | 2024 |  |  |  | 0 | 0 | Real 2021 ¦ 5/8/2023 1:03:19 PM | 2149 | 0 |  |  | 0 | 0 | 0 |  |  |  | 0
REF | ATC | 2024 | 7 | REF Mitchell Ext | Area 1001 Wind 2032 | Area 1001 Wind 2032 | 0 | 0 | 0 |  | 0 |  |  |  | 0 |  |  | -1 | 0 | Wind |  | 0 |  | 0 | 0 | 0 | 0 | -1 | 0 | 0 | 0 | 0 | 0 |  |  | 0 |  | 0 |  |  | 1/1/2032 | 12/31/2099 |  | 0 | 0 | 2024 |  |  |  | 0 | 0 | Real 2021 ¦ 5/8/2023 1:03:19 PM | 2150 | 0 |  |  | 0 | 0 | 0 |  |  |  | 0
REF | ATC | 2024 | 1 | REF Portfolio | Area 1001 Wind 2033 | Area 1001 Wind 2033 | 0 | 0 | 0 |  | 0 |  |  |  | 0 |  |  | -1 | 0 | Wind |  | 0 |  | 0 | 0 | 0 | 0 | -1 | 0 | 0 | 0 | 0 | 0 |  |  | 0 |  | 0 |  |  | 1/1/2033 | 12/31/2099 |  | 0 | 0 | 2024 |  |  |  | 0 | 0 | Real 2021 ¦ 5/8/2023 1:03:19 PM | 2151 | 0 |  |  | 0 | 0 | 0 |  |  |  | 0
REF | ATC | 2024 | 2 | REF-HC Portfolio | Area 1001 Wind 2033 | Area 1001 Wind 2033 | 0 | 0 | 0 |  | 0 |  |  |  | 0 |  |  | -1 | 0 | Wind |  | 0 |  | 0 | 0 | 0 | 0 | -1 | 0 | 0 | 0 | 0 | 0 |  |  | 0 |  | 0 |  |  | 1/1/2033 | 12/31/2099 |  | 0 | 0 | 2024 |  |  |  | 0 | 0 | Real 2021 ¦ 5/8/2023 1:03:19 PM | 2152 | 0 |  |  | 0 | 0 | 0 |  |  |  | 0
REF | ATC | 2024 | 3 | CETA Portfolio | Area 1001 Wind 2033 | Area 1001 Wind 2033 | 0 | 0 | 0 |  | 0 |  |  |  | 0 |  |  | -1 | 0 | Wind |  | 0 |  | 0 | 0 | 0 | 0 | -1 | 0 | 0 | 0 | 0 | 0 |  |  | 0 |  | 0 |  |  | 1/1/2033 | 12/31/2099 |  | 0 | 0 | 2024 |  |  |  | 0 | 0 | Real 2021 ¦ 5/8/2023 1:03:19 PM | 2153 | 0 |  |  | 0 | 0 | 0 |  |  |  | 0
REF | ATC | 2024 | 4 | ECR Portfolio | Area 1001 Wind 2033 | Area 1001 Wind 2033 | 0 | 0 | 0 |  | 0 |  |  |  | 0 |  |  | -1 | 0 | Wind |  | 0 |  | 0 | 0 | 0 | 0 | -1 | 0 | 0 | 0 | 0 | 0 |  |  | 0 |  | 0 |  |  | 1/1/2033 | 12/31/2099 |  | 0 | 0 | 2024 |  |  |  | 0 | 0 | Real 2021 ¦ 5/8/2023 1:03:19 PM | 2154 | 0 |  |  | 0 | 0 | 0 |  |  |  | 0
REF | ATC | 2024 | 7 | REF Mitchell Ext | Area 1001 Wind 2033 | Area 1001 Wind 2033 | 0 | 0 | 0 |  | 0 |  |  |  | 0 |  |  | -1 | 0 | Wind |  | 0 |  | 0 | 0 | 0 | 0 | -1 | 0 | 0 | 0 | 0 | 0 |  |  | 0 |  | 0 |  |  | 1/1/2033 | 12/31/2099 |  | 0 | 0 | 2024 |  |  |  | 0 | 0 | Real 2021 ¦ 5/8/2023 1:03:19 PM | 2155 | 0 |  |  | 0 | 0 | 0 |  |  |  | 0
REF | ATC | 2024 | 1 | REF Portfolio | Area 1001 Wind 2034 | Area 1001 Wind 2034 | 0 | 0 | 0 |  | 0 |  |  |  | 0 |  |  | -1 | 0 | Wind |  | 0 |  | 0 | 0 | 0 | 0 | -1 | 0 | 0 | 0 | 0 | 0 |  |  | 0 |  | 0 |  |  | 1/1/2034 | 12/31/2099 |  | 0 | 0 | 2024 |  |  |  | 0 | 0 | Real 2021 ¦ 5/8/2023 1:03:19 PM | 2156 | 0 |  |  | 0 | 0 | 0 |  |  |  | 0
REF | ATC | 2024 | 7 | REF Mitchell Ext | Area 1001 Wind 2034 | Area 1001 Wind 2034 | 0 | 0 | 0 |  | 0 |  |  |  | 0 |  |  | -1 | 0 | Wind |  | 0 |  | 0 | 0 | 0 | 0 | -1 | 0 | 0 | 0 | 0 | 0 |  |  | 0 |  | 0 |  |  | 1/1/2034 | 12/31/2099 |  | 0 | 0 | 2024 |  |  |  | 0 | 0 | Real 2021 ¦ 5/8/2023 1:03:19 PM | 2157 | 0 |  |  | 0 | 0 | 0 |  |  |  | 0
REF | ATC | 2024 | 1 | REF Portfolio | Area 1001 Wind 2035 | Area 1001 Wind 2035 | 0 | 0 | 0 |  | 0 |  |  |  | 0 |  |  | -1 | 0 | Wind |  | 0 |  | 0 | 0 | 0 | 0 | -1 | 0 | 0 | 0 | 0 | 0 |  |  | 0 |  | 0 |  |  | 1/1/2035 | 12/31/2099 |  | 0 | 0 | 2024 |  |  |  | 0 | 0 | Real 2021 ¦ 5/8/2023 1:03:19 PM | 2158 | 0 |  |  | 0 | 0 | 0 |  |  |  | 0
REF | ATC | 2024 | 7 | REF Mitchell Ext | Area 1001 Wind 2035 | Area 1001 Wind 2035 | 0 | 0 | 0 |  | 0 |  |  |  | 0 |  |  | -1 | 0 | Wind |  | 0 |  | 0 | 0 | 0 | 0 | -1 | 0 | 0 | 0 | 0 | 0 |  |  | 0 |  | 0 |  |  | 1/1/2035 | 12/31/2099 |  | 0 | 0 | 2024 |  |  |  | 0 | 0 | Real 2021 ¦ 5/8/2023 1:03:19 PM | 2159 | 0 |  |  | 0 | 0 | 0 |  |  |  | 0
REF | ATC | 2024 | 2 | REF-HC Portfolio | Area 1001 Wind 2037 | Area 1001 Wind 2037 | 0 | 0 | 0 |  | 0 |  |  |  | 0 |  |  | -1 | 0 | Wind |  | 0 |  | 0 | 0 | 0 | 0 | -1 | 0 | 0 | 0 | 0 | 0 |  |  | 0 |  | 0 |  |  | 1/1/2037 | 12/31/2099 |  | 0 | 0 | 2024 |  |  |  | 0 | 0 | Real 2021 ¦ 5/8/2023 1:03:19 PM | 2160 | 0 |  |  | 0 | 0 | 0 |  |  |  | 0
REF | ATC | 2024 | 5 | NCR Portfolio | Area 1001 4-Hour Li-on Battery 2029 | Area 1001 4-Hour Li-on Battery 2029 | 0 | 0 | 0 |  | 3.6209e-06 |  |  |  | 0 |  |  | -1 | 0 | 4-Hour Li-on Battery Storage |  | 0 |  | 0 | 0 | 0 | 0 | -1 | 0 | 0 | 0 | 0 | 0 |  |  | 0 |  | 0 |  |  | 1/1/2029 | 12/31/2038 |  | 0 | 0 | 2024 |  |  |  | 0 | 0 | Real 2021 ¦ 5/8/2023 1:03:19 PM | 2161 | 0 |  |  | 0 | 0 | 0 |  |  |  | 0
REF | ATC | 2024 | 8 | REF No Wind Portfolio | Area 1001 4-Hour Li-on Battery 2029 | Area 1001 4-Hour Li-on Battery 2029 | 0 | 0 | 0 |  | 1.8104e-06 |  |  |  | 0 |  |  | -1 | 0 | 4-Hour Li-on Battery Storage |  | 0 |  | 0 | 0 | 0 | 0 | -1 | 0 | 0 | 0 | 0 | 0 |  |  | 0 |  | 0 |  |  | 1/1/2029 | 12/31/2038 |  | 0 | 0 | 2024 |  |  |  | 0 | 0 | Real 2021 ¦ 5/8/2023 1:03:19 PM | 2162 | 0 |  |  | 0 | 0 | 0 |  |  |  | 0
REF | ATC | 2024 | 4 | ECR Portfolio | Area 1001 4-Hour Li-on Battery 2032 | Area 1001 4-Hour Li-on Battery 2032 | 0 | 0 | 0 |  | 7.2418e-06 |  |  |  | 0 |  |  | -1 | 0 | 4-Hour Li-on Battery Storage |  | 0 |  | 0 | 0 | 0 | 0 | -1 | 0 | 0 | 0 | 0 | 0 |  |  | 0 |  | 0 |  |  | 1/1/2032 | 12/31/2041 |  | 0 | 0 | 2024 |  |  |  | 0 | 0 | Real 2021 ¦ 5/8/2023 1:03:19 PM | 2163 | 0 |  |  | 0 | 0 | 0 |  |  |  | 0
REF | ATC | 2024 | 3 | CETA Portfolio | Area 1001 4-Hour Li-on Battery 2035 | Area 1001 4-Hour Li-on Battery 2035 | 0 | 0 | 0 |  | 1.8104e-06 |  |  |  | 0 |  |  | -1 | 0 | 4-Hour Li-on Battery Storage |  | 0 |  | 0 | 0 | 0 | 0 | -1 | 0 | 0 | 0 | 0 | 0 |  |  | 0 |  | 0 |  |  | 1/1/2035 | 12/31/2044 |  | 0 | 0 | 2024 |  |  |  | 0 | 0 | Real 2021 ¦ 5/8/2023 1:03:19 PM | 2164 | 0 |  |  | 0 | 0 | 0 |  |  |  | 0
REF | ATC | 2024 | 5 | NCR Portfolio | Area 1001 4-Hour Li-on Battery 2035 | Area 1001 4-Hour Li-on Battery 2035 | 0 | 0 | 0 |  | 1.8104e-06 |  |  |  | 0 |  |  | -1 | 0 | 4-Hour Li-on Battery Storage |  | 0 |  | 0 | 0 | 0 | 0 | -1 | 0 | 0 | 0 | 0 | 0 |  |  | 0 |  | 0 |  |  | 1/1/2035 | 12/31/2044 |  | 0 | 0 | 2024 |  |  |  | 0 | 0 | Real 2021 ¦ 5/8/2023 1:03:19 PM | 2165 | 0 |  |  | 0 | 0 | 0 |  |  |  | 0
REF | ATC | 2024 | 6 | CC Portfolio | Area 1001 4-Hour Li-on Battery 2035 | Area 1001 4-Hour Li-on Battery 2035 | 0 | 0 | 0 |  | 1.8104e-06 |  |  |  | 0 |  |  | -1 | 0 | 4-Hour Li-on Battery Storage |  | 0 |  | 0 | 0 | 0 | 0 | -1 | 0 | 0 | 0 | 0 | 0 |  |  | 0 |  | 0 |  |  | 1/1/2035 | 12/31/2044 |  | 0 | 0 | 2024 |  |  |  | 0 | 0 | Real 2021 ¦ 5/8/2023 1:03:19 PM | 2166 | 0 |  |  | 0 | 0 | 0 |  |  |  | 0
REF | ATC | 2024 | 9 | Preferred Plan | Area 1001 4-Hour Li-on Battery 2035 | Area 1001 4-Hour Li-on Battery 2035 | 0 | 0 | 0 |  | 1.8104e-06 |  |  |  | 0 |  |  | -1 | 0 | 4-Hour Li-on Battery Storage |  | 0 |  | 0 | 0 | 0 | 0 | -1 | 0 | 0 | 0 | 0 | 0 |  |  | 0 |  | 0 |  |  | 1/1/2035 | 12/31/2044 |  | 0 | 0 | 2024 |  |  |  | 0 | 0 | Real 2021 ¦ 5/8/2023 1:03:19 PM | 2167 | 0 |  |  | 0 | 0 | 0 |  |  |  | 0
REF | ATC | 2024 | 4 | ECR Portfolio | Solar+Storage 3-1 2028 | Solar+Storage 3-1 2028 | 0 | 0 | 0 |  | 0 |  |  |  | 0 |  |  | -1 | 0 | Solar |  | 0 |  | 0 | 0 | 0 | 0 | -1 | 0 | 0 | 0 | 0 | 0 |  |  | 0 |  | 0 |  |  | 1/1/2028 | 12/31/2099 |  | 0 | 0 | 2024 |  |  |  | 0 | 0 | Real 2021 ¦ 5/8/2023 1:03:19 PM | 2168 | 0 |  |  | 0 | 0 | 0 |  |  |  | 0
REF | ATC | 2024 | 8 | REF No Wind Portfolio | Solar+Storage 3-1 2028 | Solar+Storage 3-1 2028 | 0 | 0 | 0 |  | 0 |  |  |  | 0 |  |  | -1 | 0 | Solar |  | 0 |  | 0 | 0 | 0 | 0 | -1 | 0 | 0 | 0 | 0 | 0 |  |  | 0 |  | 0 |  |  | 1/1/2028 | 12/31/2099 |  | 0 | 0 | 2024 |  |  |  | 0 | 0 | Real 2021 ¦ 5/8/2023 1:03:19 PM | 2169 | 0 |  |  | 0 | 0 | 0 |  |  |  | 0
REF | ATC | 2024 | 1 | REF Portfolio | Tier 2 Area 1001 Solar 2028 | Tier 2 Area 1001 Solar 2028 | 0 | 0 | 0 |  | 0 |  |  |  | 0 |  |  | -1 | 0 | Solar |  | 0 |  | 0 | 0 | 0 | 0 | -1 | 0 | 0 | 0 | 0 | 0 |  |  | 0 |  | 0 |  |  | 1/1/2028 | 12/31/2099 |  | 0 | 0 | 2024 |  |  |  | 0 | 0 | Real 2021 ¦ 5/8/2023 1:03:19 PM | 2170 | 0 |  |  | 0 | 0 | 0 |  |  |  | 0
REF | ATC | 2024 | 2 | REF-HC Portfolio | Tier 2 Area 1001 Solar 2028 | Tier 2 Area 1001 Solar 2028 | 0 | 0 | 0 |  | 0 |  |  |  | 0 |  |  | -1 | 0 | Solar |  | 0 |  | 0 | 0 | 0 | 0 | -1 | 0 | 0 | 0 | 0 | 0 |  |  | 0 |  | 0 |  |  | 1/1/2028 | 12/31/2099 |  | 0 | 0 | 2024 |  |  |  | 0 | 0 | Real 2021 ¦ 5/8/2023 1:03:19 PM | 2171 | 0 |  |  | 0 | 0 | 0 |  |  |  | 0
REF | ATC | 2024 | 3 | CETA Portfolio | Tier 2 Area 1001 Solar 2028 | Tier 2 Area 1001 Solar 2028 | 0 | 0 | 0 |  | 0 |  |  |  | 0 |  |  | -1 | 0 | Solar |  | 0 |  | 0 | 0 | 0 | 0 | -1 | 0 | 0 | 0 | 0 | 0 |  |  | 0 |  | 0 |  |  | 1/1/2028 | 12/31/2099 |  | 0 | 0 | 2024 |  |  |  | 0 | 0 | Real 2021 ¦ 5/8/2023 1:03:19 PM | 2172 | 0 |  |  | 0 | 0 | 0 |  |  |  | 0
REF | ATC | 2024 | 4 | ECR Portfolio | Tier 2 Area 1001 Solar 2028 | Tier 2 Area 1001 Solar 2028 | 0 | 0 | 0 |  | 0 |  |  |  | 0 |  |  | -1 | 0 | Solar |  | 0 |  | 0 | 0 | 0 | 0 | -1 | 0 | 0 | 0 | 0 | 0 |  |  | 0 |  | 0 |  |  | 1/1/2028 | 12/31/2099 |  | 0 | 0 | 2024 |  |  |  | 0 | 0 | Real 2021 ¦ 5/8/2023 1:03:19 PM | 2173 | 0 |  |  | 0 | 0 | 0 |  |  |  | 0
REF | ATC | 2024 | 5 | NCR Portfolio | Tier 2 Area 1001 Solar 2028 | Tier 2 Area 1001 Solar 2028 | 0 | 0 | 0 |  | 0 |  |  |  | 0 |  |  | -1 | 0 | Solar |  | 0 |  | 0 | 0 | 0 | 0 | -1 | 0 | 0 | 0 | 0 | 0 |  |  | 0 |  | 0 |  |  | 1/1/2028 | 12/31/2099 |  | 0 | 0 | 2024 |  |  |  | 0 | 0 | Real 2021 ¦ 5/8/2023 1:03:19 PM | 2174 | 0 |  |  | 0 | 0 | 0 |  |  |  | 0
REF | ATC | 2024 | 6 | CC Portfolio | Tier 2 Area 1001 Solar 2028 | Tier 2 Area 1001 Solar 2028 | 0 | 0 | 0 |  | 0 |  |  |  | 0 |  |  | -1 | 0 | Solar |  | 0 |  | 0 | 0 | 0 | 0 | -1 | 0 | 0 | 0 | 0 | 0 |  |  | 0 |  | 0 |  |  | 1/1/2028 | 12/31/2099 |  | 0 | 0 | 2024 |  |  |  | 0 | 0 | Real 2021 ¦ 5/8/2023 1:03:19 PM | 2175 | 0 |  |  | 0 | 0 | 0 |  |  |  | 0
REF | ATC | 2024 | 7 | REF Mitchell Ext | Tier 2 Area 1001 Solar 2028 | Tier 2 Area 1001 Solar 2028 | 0 | 0 | 0 |  | 0 |  |  |  | 0 |  |  | -1 | 0 | Solar |  | 0 |  | 0 | 0 | 0 | 0 | -1 | 0 | 0 | 0 | 0 | 0 |  |  | 0 |  | 0 |  |  | 1/1/2028 | 12/31/2099 |  | 0 | 0 | 2024 |  |  |  | 0 | 0 | Real 2021 ¦ 5/8/2023 1:03:19 PM | 2176 | 0 |  |  | 0 | 0 | 0 |  |  |  | 0
REF | ATC | 2024 | 8 | REF No Wind Portfolio | Tier 2 Area 1001 Solar 2028 | Tier 2 Area 1001 Solar 2028 | 0 | 0 | 0 |  | 0 |  |  |  | 0 |  |  | -1 | 0 | Solar |  | 0 |  | 0 | 0 | 0 | 0 | -1 | 0 | 0 | 0 | 0 | 0 |  |  | 0 |  | 0 |  |  | 1/1/2028 | 12/31/2099 |  | 0 | 0 | 2024 |  |  |  | 0 | 0 | Real 2021 ¦ 5/8/2023 1:03:19 PM | 2177 | 0 |  |  | 0 | 0 | 0 |  |  |  | 0
REF | ATC | 2024 | 9 | Preferred Plan | Tier 2 Area 1001 Solar 2028 | Tier 2 Area 1001 Solar 2028 | 0 | 0 | 0 |  | 0 |  |  |  | 0 |  |  | -1 | 0 | Solar |  | 0 |  | 0 | 0 | 0 | 0 | -1 | 0 | 0 | 0 | 0 | 0 |  |  | 0 |  | 0 |  |  | 1/1/2028 | 12/31/2099 |  | 0 | 0 | 2024 |  |  |  | 0 | 0 | Real 2021 ¦ 5/8/2023 1:03:19 PM | 2178 | 0 |  |  | 0 | 0 | 0 |  |  |  | 0
REF | ATC | 2024 | 4 | ECR Portfolio | Tier 2 Area 1001 Solar 2029 | Tier 2 Area 1001 Solar 2029 | 0 | 0 | 0 |  | 0 |  |  |  | 0 |  |  | -1 | 0 | Solar |  | 0 |  | 0 | 0 | 0 | 0 | -1 | 0 | 0 | 0 | 0 | 0 |  |  | 0 |  | 0 |  |  | 1/1/2029 | 12/31/2099 |  | 0 | 0 | 2024 |  |  |  | 0 | 0 | Real 2021 ¦ 5/8/2023 1:03:19 PM | 2179 | 0 |  |  | 0 | 0 | 0 |  |  |  | 0
REF | ATC | 2024 | 8 | REF No Wind Portfolio | Tier 2 Area 1001 Solar 2029 | Tier 2 Area 1001 Solar 2029 | 0 | 0 | 0 |  | 0 |  |  |  | 0 |  |  | -1 | 0 | Solar |  | 0 |  | 0 | 0 | 0 | 0 | -1 | 0 | 0 | 0 | 0 | 0 |  |  | 0 |  | 0 |  |  | 1/1/2029 | 12/31/2099 |  | 0 | 0 | 2024 |  |  |  | 0 | 0 | Real 2021 ¦ 5/8/2023 1:03:19 PM | 2180 | 0 |  |  | 0 | 0 | 0 |  |  |  | 0
REF | ATC | 2024 | 2 | REF-HC Portfolio | Tier 2 Area 1001 Wind 2026 | Tier 2 Area 1001 Wind 2026 | 0 | 0 | 0 |  | 0 |  |  |  | 0 |  |  | -1 | 0 | Wind |  | 0 |  | 0 | 0 | 0 | 0 | -1 | 0 | 0 | 0 | 0 | 0 |  |  | 0 |  | 0 |  |  | 1/1/2026 | 12/31/2099 |  | 0 | 0 | 2024 |  |  |  | 0 | 0 | Real 2021 ¦ 5/8/2023 1:03:19 PM | 2181 | 0 |  |  | 0 | 0 | 0 |  |  |  | 0
REF | ATC | 2024 | 3 | CETA Portfolio | Tier 2 Area 1001 Wind 2026 | Tier 2 Area 1001 Wind 2026 | 0 | 0 | 0 |  | 0 |  |  |  | 0 |  |  | -1 | 0 | Wind |  | 0 |  | 0 | 0 | 0 | 0 | -1 | 0 | 0 | 0 | 0 | 0 |  |  | 0 |  | 0 |  |  | 1/1/2026 | 12/31/2099 |  | 0 | 0 | 2024 |  |  |  | 0 | 0 | Real 2021 ¦ 5/8/2023 1:03:19 PM | 2182 | 0 |  |  | 0 | 0 | 0 |  |  |  | 0
REF | ATC | 2024 | 4 | ECR Portfolio | Tier 2 Area 1001 Wind 2026 | Tier 2 Area 1001 Wind 2026 | 0 | 0 | 0 |  | 0 |  |  |  | 0 |  |  | -1 | 0 | Wind |  | 0 |  | 0 | 0 | 0 | 0 | -1 | 0 | 0 | 0 | 0 | 0 |  |  | 0 |  | 0 |  |  | 1/1/2026 | 12/31/2099 |  | 0 | 0 | 2024 |  |  |  | 0 | 0 | Real 2021 ¦ 5/8/2023 1:03:19 PM | 2183 | 0 |  |  | 0 | 0 | 0 |  |  |  | 0
REF | ATC | 2024 | 5 | NCR Portfolio | Tier 2 Area 1001 Wind 2026 | Tier 2 Area 1001 Wind 2026 | 0 | 0 | 0 |  | 0 |  |  |  | 0 |  |  | -1 | 0 | Wind |  | 0 |  | 0 | 0 | 0 | 0 | -1 | 0 | 0 | 0 | 0 | 0 |  |  | 0 |  | 0 |  |  | 1/1/2026 | 12/31/2099 |  | 0 | 0 | 2024 |  |  |  | 0 | 0 | Real 2021 ¦ 5/8/2023 1:03:19 PM | 2184 | 0 |  |  | 0 | 0 | 0 |  |  |  | 0
REF | ATC | 2024 | 2 | REF-HC Portfolio | Tier 2 Area 1001 Wind 2027 | Tier 2 Area 1001 Wind 2027 | 0 | 0 | 0 |  | 0 |  |  |  | 0 |  |  | -1 | 0 | Wind |  | 0 |  | 0 | 0 | 0 | 0 | -1 | 0 | 0 | 0 | 0 | 0 |  |  | 0 |  | 0 |  |  | 1/1/2027 | 12/31/2099 |  | 0 | 0 | 2024 |  |  |  | 0 | 0 | Real 2021 ¦ 5/8/2023 1:03:19 PM | 2185 | 0 |  |  | 0 | 0 | 0 |  |  |  | 0
REF | ATC | 2024 | 3 | CETA Portfolio | Tier 2 Area 1001 Wind 2027 | Tier 2 Area 1001 Wind 2027 | 0 | 0 | 0 |  | 0 |  |  |  | 0 |  |  | -1 | 0 | Wind |  | 0 |  | 0 | 0 | 0 | 0 | -1 | 0 | 0 | 0 | 0 | 0 |  |  | 0 |  | 0 |  |  | 1/1/2027 | 12/31/2099 |  | 0 | 0 | 2024 |  |  |  | 0 | 0 | Real 2021 ¦ 5/8/2023 1:03:19 PM | 2186 | 0 |  |  | 0 | 0 | 0 |  |  |  | 0
REF | ATC | 2024 | 4 | ECR Portfolio | Tier 2 Area 1001 Wind 2027 | Tier 2 Area 1001 Wind 2027 | 0 | 0 | 0 |  | 0 |  |  |  | 0 |  |  | -1 | 0 | Wind |  | 0 |  | 0 | 0 | 0 | 0 | -1 | 0 | 0 | 0 | 0 | 0 |  |  | 0 |  | 0 |  |  | 1/1/2027 | 12/31/2099 |  | 0 | 0 | 2024 |  |  |  | 0 | 0 | Real 2021 ¦ 5/8/2023 1:03:19 PM | 2187 | 0 |  |  | 0 | 0 | 0 |  |  |  | 0
REF | ATC | 2024 | 5 | NCR Portfolio | Tier 2 Area 1001 Wind 2027 | Tier 2 Area 1001 Wind 2027 | 0 | 0 | 0 |  | 0 |  |  |  | 0 |  |  | -1 | 0 | Wind |  | 0 |  | 0 | 0 | 0 | 0 | -1 | 0 | 0 | 0 | 0 | 0 |  |  | 0 |  | 0 |  |  | 1/1/2027 | 12/31/2099 |  | 0 | 0 | 2024 |  |  |  | 0 | 0 | Real 2021 ¦ 5/8/2023 1:03:19 PM | 2188 | 0 |  |  | 0 | 0 | 0 |  |  |  | 0
REF | ATC | 2024 | 6 | CC Portfolio | Tier 2 Area 1001 Wind 2027 | Tier 2 Area 1001 Wind 2027 | 0 | 0 | 0 |  | 0 |  |  |  | 0 |  |  | -1 | 0 | Wind |  | 0 |  | 0 | 0 | 0 | 0 | -1 | 0 | 0 | 0 | 0 | 0 |  |  | 0 |  | 0 |  |  | 1/1/2027 | 12/31/2099 |  | 0 | 0 | 2024 |  |  |  | 0 | 0 | Real 2021 ¦ 5/8/2023 1:03:19 PM | 2189 | 0 |  |  | 0 | 0 | 0 |  |  |  | 0
REF | ATC | 2024 | 9 | Preferred Plan | Tier 2 Area 1001 Wind 2027 | Tier 2 Area 1001 Wind 2027 | 0 | 0 | 0 |  | 0 |  |  |  | 0 |  |  | -1 | 0 | Wind |  | 0 |  | 0 | 0 | 0 | 0 | -1 | 0 | 0 | 0 | 0 | 0 |  |  | 0 |  | 0 |  |  | 1/1/2027 | 12/31/2099 |  | 0 | 0 | 2024 |  |  |  | 0 | 0 | Real 2021 ¦ 5/8/2023 1:03:19 PM | 2190 | 0 |  |  | 0 | 0 | 0 |  |  |  | 0
REF | ATC | 2024 | 1 | REF Portfolio | Tier 2 Area 1001 Wind 2028 | Tier 2 Area 1001 Wind 2028 | 0 | 0 | 0 |  | 0 |  |  |  | 0 |  |  | -1 | 0 | Wind |  | 0 |  | 0 | 0 | 0 | 0 | -1 | 0 | 0 | 0 | 0 | 0 |  |  | 0 |  | 0 |  |  | 1/1/2028 | 12/31/2099 |  | 0 | 0 | 2024 |  |  |  | 0 | 0 | Real 2021 ¦ 5/8/2023 1:03:19 PM | 2191 | 0 |  |  | 0 | 0 | 0 |  |  |  | 0
REF | ATC | 2024 | 2 | REF-HC Portfolio | Tier 2 Area 1001 Wind 2028 | Tier 2 Area 1001 Wind 2028 | 0 | 0 | 0 |  | 0 |  |  |  | 0 |  |  | -1 | 0 | Wind |  | 0 |  | 0 | 0 | 0 | 0 | -1 | 0 | 0 | 0 | 0 | 0 |  |  | 0 |  | 0 |  |  | 1/1/2028 | 12/31/2099 |  | 0 | 0 | 2024 |  |  |  | 0 | 0 | Real 2021 ¦ 5/8/2023 1:03:19 PM | 2192 | 0 |  |  | 0 | 0 | 0 |  |  |  | 0
REF | ATC | 2024 | 3 | CETA Portfolio | Tier 2 Area 1001 Wind 2028 | Tier 2 Area 1001 Wind 2028 | 0 | 0 | 0 |  | 0 |  |  |  | 0 |  |  | -1 | 0 | Wind |  | 0 |  | 0 | 0 | 0 | 0 | -1 | 0 | 0 | 0 | 0 | 0 |  |  | 0 |  | 0 |  |  | 1/1/2028 | 12/31/2099 |  | 0 | 0 | 2024 |  |  |  | 0 | 0 | Real 2021 ¦ 5/8/2023 1:03:19 PM | 2193 | 0 |  |  | 0 | 0 | 0 |  |  |  | 0
REF | ATC | 2024 | 4 | ECR Portfolio | Tier 2 Area 1001 Wind 2028 | Tier 2 Area 1001 Wind 2028 | 0 | 0 | 0 |  | 0 |  |  |  | 0 |  |  | -1 | 0 | Wind |  | 0 |  | 0 | 0 | 0 | 0 | -1 | 0 | 0 | 0 | 0 | 0 |  |  | 0 |  | 0 |  |  | 1/1/2028 | 12/31/2099 |  | 0 | 0 | 2024 |  |  |  | 0 | 0 | Real 2021 ¦ 5/8/2023 1:03:19 PM | 2194 | 0 |  |  | 0 | 0 | 0 |  |  |  | 0
REF | ATC | 2024 | 5 | NCR Portfolio | Tier 2 Area 1001 Wind 2028 | Tier 2 Area 1001 Wind 2028 | 0 | 0 | 0 |  | 0 |  |  |  | 0 |  |  | -1 | 0 | Wind |  | 0 |  | 0 | 0 | 0 | 0 | -1 | 0 | 0 | 0 | 0 | 0 |  |  | 0 |  | 0 |  |  | 1/1/2028 | 12/31/2099 |  | 0 | 0 | 2024 |  |  |  | 0 | 0 | Real 2021 ¦ 5/8/2023 1:03:19 PM | 2195 | 0 |  |  | 0 | 0 | 0 |  |  |  | 0
REF | ATC | 2024 | 6 | CC Portfolio | Tier 2 Area 1001 Wind 2028 | Tier 2 Area 1001 Wind 2028 | 0 | 0 | 0 |  | 0 |  |  |  | 0 |  |  | -1 | 0 | Wind |  | 0 |  | 0 | 0 | 0 | 0 | -1 | 0 | 0 | 0 | 0 | 0 |  |  | 0 |  | 0 |  |  | 1/1/2028 | 12/31/2099 |  | 0 | 0 | 2024 |  |  |  | 0 | 0 | Real 2021 ¦ 5/8/2023 1:03:19 PM | 2196 | 0 |  |  | 0 | 0 | 0 |  |  |  | 0
REF | ATC | 2024 | 7 | REF Mitchell Ext | Tier 2 Area 1001 Wind 2028 | Tier 2 Area 1001 Wind 2028 | 0 | 0 | 0 |  | 0 |  |  |  | 0 |  |  | -1 | 0 | Wind |  | 0 |  | 0 | 0 | 0 | 0 | -1 | 0 | 0 | 0 | 0 | 0 |  |  | 0 |  | 0 |  |  | 1/1/2028 | 12/31/2099 |  | 0 | 0 | 2024 |  |  |  | 0 | 0 | Real 2021 ¦ 5/8/2023 1:03:19 PM | 2197 | 0 |  |  | 0 | 0 | 0 |  |  |  | 0
REF | ATC | 2024 | 9 | Preferred Plan | Tier 2 Area 1001 Wind 2028 | Tier 2 Area 1001 Wind 2028 | 0 | 0 | 0 |  | 0 |  |  |  | 0 |  |  | -1 | 0 | Wind |  | 0 |  | 0 | 0 | 0 | 0 | -1 | 0 | 0 | 0 | 0 | 0 |  |  | 0 |  | 0 |  |  | 1/1/2028 | 12/31/2099 |  | 0 | 0 | 2024 |  |  |  | 0 | 0 | Real 2021 ¦ 5/8/2023 1:03:19 PM | 2198 | 0 |  |  | 0 | 0 | 0 |  |  |  | 0
REF | ATC | 2024 | 1 | REF Portfolio | Tier 2 Area 1001 Wind 2029 | Tier 2 Area 1001 Wind 2029 | 0 | 0 | 0 |  | 0 |  |  |  | 0 |  |  | -1 | 0 | Wind |  | 0 |  | 0 | 0 | 0 | 0 | -1 | 0 | 0 | 0 | 0 | 0 |  |  | 0 |  | 0 |  |  | 1/1/2029 | 12/31/2099 |  | 0 | 0 | 2024 |  |  |  | 0 | 0 | Real 2021 ¦ 5/8/2023 1:03:19 PM | 2199 | 0 |  |  | 0 | 0 | 0 |  |  |  | 0
REF | ATC | 2024 | 3 | CETA Portfolio | Tier 2 Area 1001 Wind 2029 | Tier 2 Area 1001 Wind 2029 | 0 | 0 | 0 |  | 0 |  |  |  | 0 |  |  | -1 | 0 | Wind |  | 0 |  | 0 | 0 | 0 | 0 | -1 | 0 | 0 | 0 | 0 | 0 |  |  | 0 |  | 0 |  |  | 1/1/2029 | 12/31/2099 |  | 0 | 0 | 2024 |  |  |  | 0 | 0 | Real 2021 ¦ 5/8/2023 1:03:19 PM | 2200 | 0 |  |  | 0 | 0 | 0 |  |  |  | 0
REF | ATC | 2024 | 4 | ECR Portfolio | Tier 2 Area 1001 Wind 2029 | Tier 2 Area 1001 Wind 2029 | 0 | 0 | 0 |  | 0 |  |  |  | 0 |  |  | -1 | 0 | Wind |  | 0 |  | 0 | 0 | 0 | 0 | -1 | 0 | 0 | 0 | 0 | 0 |  |  | 0 |  | 0 |  |  | 1/1/2029 | 12/31/2099 |  | 0 | 0 | 2024 |  |  |  | 0 | 0 | Real 2021 ¦ 5/8/2023 1:03:19 PM | 2201 | 0 |  |  | 0 | 0 | 0 |  |  |  | 0
REF | ATC | 2024 | 7 | REF Mitchell Ext | Tier 2 Area 1001 Wind 2029 | Tier 2 Area 1001 Wind 2029 | 0 | 0 | 0 |  | 0 |  |  |  | 0 |  |  | -1 | 0 | Wind |  | 0 |  | 0 | 0 | 0 | 0 | -1 | 0 | 0 | 0 | 0 | 0 |  |  | 0 |  | 0 |  |  | 1/1/2029 | 12/31/2099 |  | 0 | 0 | 2024 |  |  |  | 0 | 0 | Real 2021 ¦ 5/8/2023 1:03:19 PM | 2202 | 0 |  |  | 0 | 0 | 0 |  |  |  | 0
REF | ATC | 2024 | 6 | CC Portfolio | Area 1001 Gas CC 1x1 2029 | Area 1001 Gas CC 1x1 2029 | 0 | 0 | 0 |  | 0 |  |  |  | 0 |  |  | -1 | 0 | TCO |  | 0 |  | 0 | 0 | 0 | 0 | -1 | 0 | 0 | 0 | 0 | 0 |  |  | 0 |  | 0 |  |  | 1/1/2029 | 12/31/2099 |  | 0 | 0 | 2024 |  |  |  | 0 | 0 | Real 2021 ¦ 5/8/2023 1:03:19 PM | 2203 | 0 |  |  | 0 | 0 | 0 |  |  |  | 0
REF | ATC | 2024 | 7 | REF Mitchell Ext | 3102 | Mitchell #1 (WV) | 279.8993 | 385 | 243.6465 |  | 0 |  |  |  | 10370.7061 |  |  | -1 | 21541106 | Mitchell 1 Coal Price |  | 2140190.5 |  | 134.3517 | 107277.7031 | 107277.7031 | 0 | -1 | 0 | 0 | 417.8022 | 24 | 7705 | 0.63285 | 50.1253 | 70980.6562 | 33.1656 | 36297.0547 | 16.9597 |  | 5/1/1971 | 5/31/2028 |  | 0 | 0 | 2024 |  |  |  | 0 | 0 | Real 2021 ¦ 5/8/2023 1:03:19 PM | 2204 | 408 |  |  | 2140190.5 | 0 | 0 |  |  |  | 0
REF | ATC | 2024 | 9 | Preferred Plan | 3102 | Mitchell #1 (WV) | 279.8993 | 385 | 243.6465 |  | 0 |  |  |  | 10370.7061 |  |  | -1 | 21541106 | Mitchell 1 Coal Price |  | 2140190.5 |  | 134.3517 | 107277.7031 | 107277.7031 | 0 | -1 | 0 | 0 | 417.8022 | 24 | 7705 | 0.63285 | 50.1253 | 70980.6562 | 33.1656 | 36297.0547 | 16.9597 |  | 5/1/1971 | 5/31/2028 |  | 0 | 0 | 2024 |  |  |  | 0 | 0 | Real 2021 ¦ 5/8/2023 1:03:19 PM | 2205 | 408 |  |  | 2140190.5 | 0 | 0 |  |  |  | 0
REF | ATC | 2024 | 7 | REF Mitchell Ext | 3105 | Mitchell #2 (WV) | 287.3774 | 395 | 213.6638 |  | 0 |  |  |  | 13038.2598 |  |  | -1 | 19251162 | Mitchell 2 Coal Price |  | 1876822.5 |  | 137.9411 | 102014.5 | 102014.5 | 0 | -1 | 0 | 0 | 940.0549 | 54 | 5662 | 0.54092 | 54.3549 | 70886.6094 | 37.7695 | 31127.8945 | 16.5854 |  | 5/1/1971 | 5/31/2028 |  | 0 | 0 | 2024 |  |  |  | 0 | 0 | Real 2021 ¦ 5/8/2023 1:03:19 PM | 2206 | 408 |  |  | 1876822.5 | 0 | 0 |  |  |  | 0
REF | ATC | 2024 | 9 | Preferred Plan | 3105 | Mitchell #2 (WV) | 287.3774 | 395 | 213.6638 |  | 0 |  |  |  | 13038.2598 |  |  | -1 | 19251162 | Mitchell 2 Coal Price |  | 1876822.5 |  | 137.9411 | 102014.5 | 102014.5 | 0 | -1 | 0 | 0 | 940.0549 | 54 | 5662 | 0.54092 | 54.3549 | 70886.6094 | 37.7695 | 31127.8945 | 16.5854 |  | 5/1/1971 | 5/31/2028 |  | 0 | 0 | 2024 |  |  |  | 0 | 0 | Real 2021 ¦ 5/8/2023 1:03:19 PM | 2207 | 408 |  |  | 1876822.5 | 0 | 0 |  |  |  | 0
REF | ATC | 2025 | 1 | REF Portfolio | 13555 | Big Sandy #1 Gas | 257.4081 | 295 | 208.3009 |  | 0 |  |  |  | 2602.75 |  |  | -1 | 17717844 | TCO |  | 1824716.125 |  | 51.4816 | 79577.0859 | 79577.0859 | 0 | -1 | 0 | 0 | 207.2298 | 11 | 7070 | 0.7061 | 43.6107 | 57532.3945 | 31.5295 | 22044.6973 | 12.0812 |  | 5/30/2016 | 5/30/2031 |  | 0 | 0 | 2025 |  |  |  | 0 | 0 | Real 2021 ¦ 5/8/2023 1:03:19 PM | 3036 | 295.4 |  |  | 1824716.125 | 0 | 0 |  |  |  | 0
REF | ATC | 2025 | 2 | REF-HC Portfolio | 13555 | Big Sandy #1 Gas | 257.4081 | 295 | 208.3009 |  | 0 |  |  |  | 2602.75 |  |  | -1 | 17717844 | TCO |  | 1824716.125 |  | 51.4816 | 79577.0859 | 79577.0859 | 0 | -1 | 0 | 0 | 207.2298 | 11 | 7070 | 0.7061 | 43.6107 | 57532.3945 | 31.5295 | 22044.6973 | 12.0812 |  | 5/30/2016 | 5/30/2031 |  | 0 | 0 | 2025 |  |  |  | 0 | 0 | Real 2021 ¦ 5/8/2023 1:03:19 PM | 3037 | 295.4 |  |  | 1824716.125 | 0 | 0 |  |  |  | 0
REF | ATC | 2025 | 3 | CETA Portfolio | 13555 | Big Sandy #1 Gas | 257.4081 | 295 | 208.3009 |  | 0 |  |  |  | 2602.75 |  |  | -1 | 17717844 | TCO |  | 1824716.125 |  | 51.4816 | 79577.0859 | 79577.0859 | 0 | -1 | 0 | 0 | 207.2298 | 11 | 7070 | 0.7061 | 43.6107 | 57532.3945 | 31.5295 | 22044.6973 | 12.0812 |  | 5/30/2016 | 5/30/2031 |  | 0 | 0 | 2025 |  |  |  | 0 | 0 | Real 2021 ¦ 5/8/2023 1:03:19 PM | 3038 | 295.4 |  |  | 1824716.125 | 0 | 0 |  |  |  | 0
REF | ATC | 2025 | 4 | ECR Portfolio | 13555 | Big Sandy #1 Gas | 257.4081 | 295 | 208.3009 |  | 0 |  |  |  | 2602.75 |  |  | -1 | 17717844 | TCO |  | 1824716.125 |  | 51.4816 | 79577.0859 | 79577.0859 | 0 | -1 | 0 | 0 | 207.2298 | 11 | 7070 | 0.7061 | 43.6107 | 57532.3945 | 31.5295 | 22044.6973 | 12.0812 |  | 5/30/2016 | 5/30/2031 |  | 0 | 0 | 2025 |  |  |  | 0 | 0 | Real 2021 ¦ 5/8/2023 1:03:19 PM | 3039 | 295.4 |  |  | 1824716.125 | 0 | 0 |  |  |  | 0
REF | ATC | 2025 | 5 | NCR Portfolio | 13555 | Big Sandy #1 Gas | 257.4081 | 295 | 208.3009 |  | 0 |  |  |  | 2602.75 |  |  | -1 | 17717844 | TCO |  | 1824716.125 |  | 51.4816 | 79577.0859 | 79577.0859 | 0 | -1 | 0 | 0 | 207.2298 | 11 | 7070 | 0.7061 | 43.6107 | 57532.3945 | 31.5295 | 22044.6973 | 12.0812 |  | 5/30/2016 | 5/30/2031 |  | 0 | 0 | 2025 |  |  |  | 0 | 0 | Real 2021 ¦ 5/8/2023 1:03:19 PM | 3040 | 295.4 |  |  | 1824716.125 | 0 | 0 |  |  |  | 0
REF | ATC | 2025 | 6 | CC Portfolio | 13555 | Big Sandy #1 Gas | 257.4081 | 295 | 208.3009 |  | 0 |  |  |  | 2602.75 |  |  | -1 | 17717844 | TCO |  | 1824716.125 |  | 51.4816 | 79577.0859 | 79577.0859 | 0 | -1 | 0 | 0 | 207.2298 | 11 | 7070 | 0.7061 | 43.6107 | 57532.3945 | 31.5295 | 22044.6973 | 12.0812 |  | 5/30/2016 | 5/30/2031 |  | 0 | 0 | 2025 |  |  |  | 0 | 0 | Real 2021 ¦ 5/8/2023 1:03:19 PM | 3041 | 295.4 |  |  | 1824716.125 | 0 | 0 |  |  |  | 0
REF | ATC | 2025 | 7 | REF Mitchell Ext | 13555 | Big Sandy #1 Gas | 257.4081 | 295 | 208.3009 |  | 0 |  |  |  | 2602.75 |  |  | -1 | 17717844 | TCO |  | 1824716.125 |  | 51.4816 | 79577.0859 | 79577.0859 | 0 | -1 | 0 | 0 | 207.2298 | 11 | 7070 | 0.7061 | 43.6107 | 57532.3945 | 31.5295 | 22044.6973 | 12.0812 |  | 5/30/2016 | 5/30/2031 |  | 0 | 0 | 2025 |  |  |  | 0 | 0 | Real 2021 ¦ 5/8/2023 1:03:19 PM | 3042 | 295.4 |  |  | 1824716.125 | 0 | 0 |  |  |  | 0
REF | ATC | 2025 | 8 | REF No Wind Portfolio | 13555 | Big Sandy #1 Gas | 257.4081 | 295 | 208.3009 |  | 0 |  |  |  | 2602.75 |  |  | -1 | 17717844 | TCO |  | 1824716.125 |  | 51.4816 | 79577.0859 | 79577.0859 | 0 | -1 | 0 | 0 | 207.2298 | 11 | 7070 | 0.7061 | 43.6107 | 57532.3945 | 31.5295 | 22044.6973 | 12.0812 |  | 5/30/2016 | 5/30/2031 |  | 0 | 0 | 2025 |  |  |  | 0 | 0 | Real 2021 ¦ 5/8/2023 1:03:19 PM | 3043 | 295.4 |  |  | 1824716.125 | 0 | 0 |  |  |  | 0
REF | ATC | 2025 | 9 | Preferred Plan | 13555 | Big Sandy #1 Gas | 257.4081 | 295 | 208.3009 |  | 0 |  |  |  | 2602.75 |  |  | -1 | 17717844 | TCO |  | 1824716.125 |  | 51.4816 | 79577.0859 | 79577.0859 | 0 | -1 | 0 | 0 | 207.2298 | 11 | 7070 | 0.7061 | 43.6107 | 57532.3945 | 31.5295 | 22044.6973 | 12.0812 |  | 5/30/2016 | 5/30/2031 |  | 0 | 0 | 2025 |  |  |  | 0 | 0 | Real 2021 ¦ 5/8/2023 1:03:19 PM | 3044 | 295.4 |  |  | 1824716.125 | 0 | 0 |  |  |  | 0
REF | ATC | 2025 | 1 | REF Portfolio | 3102 | Mitchell #1 (WV) | 246.2825 | 385 | 152.3296 |  | 0 |  |  |  | 9515.1895 |  |  | -1 | 13425474 | Mitchell 1 Coal Price |  | 1334407.125 |  | 118.2156 | 61289.6445 | 61289.6445 | 0 | -1 | 0 | 0 | 763.8801 | 43 | 4855 | 0.39566 | 45.9302 | 44997.6836 | 33.7211 | 16291.959 | 12.2091 |  | 5/1/1971 | 5/31/2028 |  | 0 | 0 | 2025 |  |  |  | 0 | 0 | Real 2021 ¦ 5/8/2023 1:03:19 PM | 3045 | 408 |  |  | 1334407.125 | 0 | 0 |  |  |  | 0
REF | ATC | 2025 | 2 | REF-HC Portfolio | 3102 | Mitchell #1 (WV) | 246.2825 | 385 | 152.3296 |  | 0 |  |  |  | 9515.1895 |  |  | -1 | 13425474 | Mitchell 1 Coal Price |  | 1334407.125 |  | 118.2156 | 61289.6445 | 61289.6445 | 0 | -1 | 0 | 0 | 763.8801 | 43 | 4855 | 0.39566 | 45.9302 | 44997.6836 | 33.7211 | 16291.959 | 12.2091 |  | 5/1/1971 | 5/31/2028 |  | 0 | 0 | 2025 |  |  |  | 0 | 0 | Real 2021 ¦ 5/8/2023 1:03:19 PM | 3046 | 408 |  |  | 1334407.125 | 0 | 0 |  |  |  | 0
REF | ATC | 2025 | 3 | CETA Portfolio | 3102 | Mitchell #1 (WV) | 246.2825 | 385 | 152.3296 |  | 0 |  |  |  | 9515.1895 |  |  | -1 | 13425474 | Mitchell 1 Coal Price |  | 1334407.125 |  | 118.2156 | 61289.6445 | 61289.6445 | 0 | -1 | 0 | 0 | 763.8801 | 43 | 4855 | 0.39566 | 45.9302 | 44997.6836 | 33.7211 | 16291.959 | 12.2091 |  | 5/1/1971 | 5/31/2028 |  | 0 | 0 | 2025 |  |  |  | 0 | 0 | Real 2021 ¦ 5/8/2023 1:03:19 PM | 3047 | 408 |  |  | 1334407.125 | 0 | 0 |  |  |  | 0
REF | ATC | 2025 | 4 | ECR Portfolio | 3102 | Mitchell #1 (WV) | 246.2825 | 385 | 152.3296 |  | 0 |  |  |  | 9515.1895 |  |  | -1 | 13425474 | Mitchell 1 Coal Price |  | 1334407.125 |  | 118.2156 | 61289.6445 | 61289.6445 | 0 | -1 | 0 | 0 | 763.8801 | 43 | 4855 | 0.39566 | 45.9302 | 44997.6836 | 33.7211 | 16291.959 | 12.2091 |  | 5/1/1971 | 5/31/2028 |  | 0 | 0 | 2025 |  |  |  | 0 | 0 | Real 2021 ¦ 5/8/2023 1:03:19 PM | 3048 | 408 |  |  | 1334407.125 | 0 | 0 |  |  |  | 0
REF | ATC | 2025 | 5 | NCR Portfolio | 3102 | Mitchell #1 (WV) | 246.2825 | 385 | 152.3296 |  | 0 |  |  |  | 9515.1895 |  |  | -1 | 13425474 | Mitchell 1 Coal Price |  | 1334407.125 |  | 118.2156 | 61289.6445 | 61289.6445 | 0 | -1 | 0 | 0 | 763.8801 | 43 | 4855 | 0.39566 | 45.9302 | 44997.6836 | 33.7211 | 16291.959 | 12.2091 |  | 5/1/1971 | 5/31/2028 |  | 0 | 0 | 2025 |  |  |  | 0 | 0 | Real 2021 ¦ 5/8/2023 1:03:19 PM | 3049 | 408 |  |  | 1334407.125 | 0 | 0 |  |  |  | 0
REF | ATC | 2025 | 6 | CC Portfolio | 3102 | Mitchell #1 (WV) | 246.2825 | 385 | 152.3296 |  | 0 |  |  |  | 9515.1895 |  |  | -1 | 13425474 | Mitchell 1 Coal Price |  | 1334407.125 |  | 118.2156 | 61289.6445 | 61289.6445 | 0 | -1 | 0 | 0 | 763.8801 | 43 | 4855 | 0.39566 | 45.9302 | 44997.6836 | 33.7211 | 16291.959 | 12.2091 |  | 5/1/1971 | 5/31/2028 |  | 0 | 0 | 2025 |  |  |  | 0 | 0 | Real 2021 ¦ 5/8/2023 1:03:19 PM | 3050 | 408 |  |  | 1334407.125 | 0 | 0 |  |  |  | 0
REF | ATC | 2025 | 8 | REF No Wind Portfolio | 3102 | Mitchell #1 (WV) | 246.2825 | 385 | 152.3296 |  | 0 |  |  |  | 9515.1895 |  |  | -1 | 13425474 | Mitchell 1 Coal Price |  | 1334407.125 |  | 118.2156 | 61289.6445 | 61289.6445 | 0 | -1 | 0 | 0 | 763.8801 | 43 | 4855 | 0.39566 | 45.9302 | 44997.6836 | 33.7211 | 16291.959 | 12.2091 |  | 5/1/1971 | 5/31/2028 |  | 0 | 0 | 2025 |  |  |  | 0 | 0 | Real 2021 ¦ 5/8/2023 1:03:19 PM | 3051 | 408 |  |  | 1334407.125 | 0 | 0 |  |  |  | 0
REF | ATC | 2025 | 1 | REF Portfolio | 3105 | Mitchell #2 (WV) | 341.8904 | 395 | 161.4221 |  | 0 |  |  |  | 11482.9736 |  |  | -1 | 14519400 | Mitchell 2 Coal Price |  | 1414057.625 |  | 164.1074 | 68953.625 | 68953.625 | 0 | -1 | 0 | 0 | 1456.7015 | 82 | 4433 | 0.40866 | 48.763 | 53846.9688 | 38.0798 | 15106.6592 | 10.6832 |  | 5/1/1971 | 5/31/2028 |  | 0 | 0 | 2025 |  |  |  | 0 | 0 | Real 2021 ¦ 5/8/2023 1:03:19 PM | 3052 | 408 |  |  | 1414057.625 | 0 | 0 |  |  |  | 0
REF | ATC | 2025 | 2 | REF-HC Portfolio | 3105 | Mitchell #2 (WV) | 341.8904 | 395 | 161.4221 |  | 0 |  |  |  | 11482.9736 |  |  | -1 | 14519400 | Mitchell 2 Coal Price |  | 1414057.625 |  | 164.1074 | 68953.625 | 68953.625 | 0 | -1 | 0 | 0 | 1456.7015 | 82 | 4433 | 0.40866 | 48.763 | 53846.9688 | 38.0798 | 15106.6592 | 10.6832 |  | 5/1/1971 | 5/31/2028 |  | 0 | 0 | 2025 |  |  |  | 0 | 0 | Real 2021 ¦ 5/8/2023 1:03:19 PM | 3053 | 408 |  |  | 1414057.625 | 0 | 0 |  |  |  | 0
REF | ATC | 2025 | 3 | CETA Portfolio | 3105 | Mitchell #2 (WV) | 341.8904 | 395 | 161.4221 |  | 0 |  |  |  | 11482.9736 |  |  | -1 | 14519400 | Mitchell 2 Coal Price |  | 1414057.625 |  | 164.1074 | 68953.625 | 68953.625 | 0 | -1 | 0 | 0 | 1456.7015 | 82 | 4433 | 0.40866 | 48.763 | 53846.9688 | 38.0798 | 15106.6592 | 10.6832 |  | 5/1/1971 | 5/31/2028 |  | 0 | 0 | 2025 |  |  |  | 0 | 0 | Real 2021 ¦ 5/8/2023 1:03:19 PM | 3054 | 408 |  |  | 1414057.625 | 0 | 0 |  |  |  | 0
REF | ATC | 2025 | 4 | ECR Portfolio | 3105 | Mitchell #2 (WV) | 341.8904 | 395 | 161.4221 |  | 0 |  |  |  | 11482.9736 |  |  | -1 | 14519400 | Mitchell 2 Coal Price |  | 1414057.625 |  | 164.1074 | 68953.625 | 68953.625 | 0 | -1 | 0 | 0 | 1456.7015 | 82 | 4433 | 0.40866 | 48.763 | 53846.9688 | 38.0798 | 15106.6592 | 10.6832 |  | 5/1/1971 | 5/31/2028 |  | 0 | 0 | 2025 |  |  |  | 0 | 0 | Real 2021 ¦ 5/8/2023 1:03:19 PM | 3055 | 408 |  |  | 1414057.625 | 0 | 0 |  |  |  | 0
REF | ATC | 2025 | 5 | NCR Portfolio | 3105 | Mitchell #2 (WV) | 341.8904 | 395 | 161.4221 |  | 0 |  |  |  | 11482.9736 |  |  | -1 | 14519400 | Mitchell 2 Coal Price |  | 1414057.625 |  | 164.1074 | 68953.625 | 68953.625 | 0 | -1 | 0 | 0 | 1456.7015 | 82 | 4433 | 0.40866 | 48.763 | 53846.9688 | 38.0798 | 15106.6592 | 10.6832 |  | 5/1/1971 | 5/31/2028 |  | 0 | 0 | 2025 |  |  |  | 0 | 0 | Real 2021 ¦ 5/8/2023 1:03:19 PM | 3056 | 408 |  |  | 1414057.625 | 0 | 0 |  |  |  | 0
REF | ATC | 2025 | 6 | CC Portfolio | 3105 | Mitchell #2 (WV) | 341.8904 | 395 | 161.4221 |  | 0 |  |  |  | 11482.9736 |  |  | -1 | 14519400 | Mitchell 2 Coal Price |  | 1414057.625 |  | 164.1074 | 68953.625 | 68953.625 | 0 | -1 | 0 | 0 | 1456.7015 | 82 | 4433 | 0.40866 | 48.763 | 53846.9688 | 38.0798 | 15106.6592 | 10.6832 |  | 5/1/1971 | 5/31/2028 |  | 0 | 0 | 2025 |  |  |  | 0 | 0 | Real 2021 ¦ 5/8/2023 1:03:19 PM | 3057 | 408 |  |  | 1414057.625 | 0 | 0 |  |  |  | 0
REF | ATC | 2025 | 8 | REF No Wind Portfolio | 3105 | Mitchell #2 (WV) | 341.8904 | 395 | 161.4221 |  | 0 |  |  |  | 11482.9736 |  |  | -1 | 14519400 | Mitchell 2 Coal Price |  | 1414057.625 |  | 164.1074 | 68953.625 | 68953.625 | 0 | -1 | 0 | 0 | 1456.7015 | 82 | 4433 | 0.40866 | 48.763 | 53846.9688 | 38.0798 | 15106.6592 | 10.6832 |  | 5/1/1971 | 5/31/2028 |  | 0 | 0 | 2025 |  |  |  | 0 | 0 | Real 2021 ¦ 5/8/2023 1:03:19 PM | 3058 | 408 |  |  | 1414057.625 | 0 | 0 |  |  |  | 0
REF | ATC | 2025 | 1 | REF Portfolio | Big Sandy #1_Ext Gas | Big Sandy #1_Ext Gas | 0 | 0 | 0 |  | 0 |  |  |  | 0 |  |  | -1 | 0 | TCO |  | 0 |  | 0 | 0 | 0 | 0 | -1 | 0 | 0 | 0 | 0 | 0 |  |  | 0 |  | 0 |  |  | 6/1/2031 | 5/31/2041 |  | 0 | 0 | 2025 |  |  |  | 0 | 0 | Real 2021 ¦ 5/8/2023 1:03:19 PM | 3059 | 0 |  |  | 0 | 0 | 0 |  |  |  | 0
REF | ATC | 2025 | 2 | REF-HC Portfolio | Big Sandy #1_Ext Gas | Big Sandy #1_Ext Gas | 0 | 0 | 0 |  | 0 |  |  |  | 0 |  |  | -1 | 0 | TCO |  | 0 |  | 0 | 0 | 0 | 0 | -1 | 0 | 0 | 0 | 0 | 0 |  |  | 0 |  | 0 |  |  | 6/1/2031 | 5/31/2041 |  | 0 | 0 | 2025 |  |  |  | 0 | 0 | Real 2021 ¦ 5/8/2023 1:03:19 PM | 3060 | 0 |  |  | 0 | 0 | 0 |  |  |  | 0
REF | ATC | 2025 | 3 | CETA Portfolio | Big Sandy #1_Ext Gas | Big Sandy #1_Ext Gas | 0 | 0 | 0 |  | 0 |  |  |  | 0 |  |  | -1 | 0 | TCO |  | 0 |  | 0 | 0 | 0 | 0 | -1 | 0 | 0 | 0 | 0 | 0 |  |  | 0 |  | 0 |  |  | 6/1/2031 | 5/31/2041 |  | 0 | 0 | 2025 |  |  |  | 0 | 0 | Real 2021 ¦ 5/8/2023 1:03:19 PM | 3061 | 0 |  |  | 0 | 0 | 0 |  |  |  | 0
REF | ATC | 2025 | 5 | NCR Portfolio | Big Sandy #1_Ext Gas | Big Sandy #1_Ext Gas | 0 | 0 | 0 |  | 0 |  |  |  | 0 |  |  | -1 | 0 | TCO |  | 0 |  | 0 | 0 | 0 | 0 | -1 | 0 | 0 | 0 | 0 | 0 |  |  | 0 |  | 0 |  |  | 6/1/2031 | 5/31/2041 |  | 0 | 0 | 2025 |  |  |  | 0 | 0 | Real 2021 ¦ 5/8/2023 1:03:19 PM | 3062 | 0 |  |  | 0 | 0 | 0 |  |  |  | 0
REF | ATC | 2025 | 6 | CC Portfolio | Big Sandy #1_Ext Gas | Big Sandy #1_Ext Gas | 0 | 0 | 0 |  | 0 |  |  |  | 0 |  |  | -1 | 0 | TCO |  | 0 |  | 0 | 0 | 0 | 0 | -1 | 0 | 0 | 0 | 0 | 0 |  |  | 0 |  | 0 |  |  | 6/1/2031 | 5/31/2041 |  | 0 | 0 | 2025 |  |  |  | 0 | 0 | Real 2021 ¦ 5/8/2023 1:03:19 PM | 3063 | 0 |  |  | 0 | 0 | 0 |  |  |  | 0
REF | ATC | 2025 | 7 | REF Mitchell Ext | Big Sandy #1_Ext Gas | Big Sandy #1_Ext Gas | 0 | 0 | 0 |  | 0 |  |  |  | 0 |  |  | -1 | 0 | TCO |  | 0 |  | 0 | 0 | 0 | 0 | -1 | 0 | 0 | 0 | 0 | 0 |  |  | 0 |  | 0 |  |  | 6/1/2031 | 5/31/2041 |  | 0 | 0 | 2025 |  |  |  | 0 | 0 | Real 2021 ¦ 5/8/2023 1:03:19 PM | 3064 | 0 |  |  | 0 | 0 | 0 |  |  |  | 0
REF | ATC | 2025 | 8 | REF No Wind Portfolio | Big Sandy #1_Ext Gas | Big Sandy #1_Ext Gas | 0 | 0 | 0 |  | 0 |  |  |  | 0 |  |  | -1 | 0 | TCO |  | 0 |  | 0 | 0 | 0 | 0 | -1 | 0 | 0 | 0 | 0 | 0 |  |  | 0 |  | 0 |  |  | 6/1/2031 | 5/31/2041 |  | 0 | 0 | 2025 |  |  |  | 0 | 0 | Real 2021 ¦ 5/8/2023 1:03:19 PM | 3065 | 0 |  |  | 0 | 0 | 0 |  |  |  | 0
REF | ATC | 2025 | 9 | Preferred Plan | Big Sandy #1_Ext Gas | Big Sandy #1_Ext Gas | 0 | 0 | 0 |  | 0 |  |  |  | 0 |  |  | -1 | 0 | TCO |  | 0 |  | 0 | 0 | 0 | 0 | -1 | 0 | 0 | 0 | 0 | 0 |  |  | 0 |  | 0 |  |  | 6/1/2031 | 5/31/2041 |  | 0 | 0 | 2025 |  |  |  | 0 | 0 | Real 2021 ¦ 5/8/2023 1:03:19 PM | 3066 | 0 |  |  | 0 | 0 | 0 |  |  |  | 0
REF | ATC | 2025 | 1 | REF Portfolio | Spicewood Solar 2027 | Spicewood Solar 2027 | 0 | 0 | 0 |  | 0 |  |  |  | 0 |  |  | -1 | 0 | Solar |  | 0 |  | 0 | 0 | 0 | 0 | -1 | 0 | 0 | 0 | 0 | 0 |  |  | 0 |  | 0 |  |  | 1/1/2027 | 12/31/2099 |  | 0 | 0 | 2025 |  |  |  | 0 | 0 | Real 2021 ¦ 5/8/2023 1:03:19 PM | 3067 | 0 |  |  | 0 | 0 | 0 |  |  |  | 0
REF | ATC | 2025 | 2 | REF-HC Portfolio | Spicewood Solar 2027 | Spicewood Solar 2027 | 0 | 0 | 0 |  | 0 |  |  |  | 0 |  |  | -1 | 0 | Solar |  | 0 |  | 0 | 0 | 0 | 0 | -1 | 0 | 0 | 0 | 0 | 0 |  |  | 0 |  | 0 |  |  | 1/1/2027 | 12/31/2099 |  | 0 | 0 | 2025 |  |  |  | 0 | 0 | Real 2021 ¦ 5/8/2023 1:03:19 PM | 3068 | 0 |  |  | 0 | 0 | 0 |  |  |  | 0
REF | ATC | 2025 | 3 | CETA Portfolio | Spicewood Solar 2027 | Spicewood Solar 2027 | 0 | 0 | 0 |  | 0 |  |  |  | 0 |  |  | -1 | 0 | Solar |  | 0 |  | 0 | 0 | 0 | 0 | -1 | 0 | 0 | 0 | 0 | 0 |  |  | 0 |  | 0 |  |  | 1/1/2027 | 12/31/2099 |  | 0 | 0 | 2025 |  |  |  | 0 | 0 | Real 2021 ¦ 5/8/2023 1:03:19 PM | 3069 | 0 |  |  | 0 | 0 | 0 |  |  |  | 0
REF | ATC | 2025 | 4 | ECR Portfolio | Spicewood Solar 2027 | Spicewood Solar 2027 | 0 | 0 | 0 |  | 0 |  |  |  | 0 |  |  | -1 | 0 | Solar |  | 0 |  | 0 | 0 | 0 | 0 | -1 | 0 | 0 | 0 | 0 | 0 |  |  | 0 |  | 0 |  |  | 1/1/2027 | 12/31/2099 |  | 0 | 0 | 2025 |  |  |  | 0 | 0 | Real 2021 ¦ 5/8/2023 1:03:19 PM | 3070 | 0 |  |  | 0 | 0 | 0 |  |  |  | 0
REF | ATC | 2025 | 5 | NCR Portfolio | Spicewood Solar 2027 | Spicewood Solar 2027 | 0 | 0 | 0 |  | 0 |  |  |  | 0 |  |  | -1 | 0 | Solar |  | 0 |  | 0 | 0 | 0 | 0 | -1 | 0 | 0 | 0 | 0 | 0 |  |  | 0 |  | 0 |  |  | 1/1/2027 | 12/31/2099 |  | 0 | 0 | 2025 |  |  |  | 0 | 0 | Real 2021 ¦ 5/8/2023 1:03:19 PM | 3071 | 0 |  |  | 0 | 0 | 0 |  |  |  | 0
REF | ATC | 2025 | 6 | CC Portfolio | Spicewood Solar 2027 | Spicewood Solar 2027 | 0 | 0 | 0 |  | 0 |  |  |  | 0 |  |  | -1 | 0 | Solar |  | 0 |  | 0 | 0 | 0 | 0 | -1 | 0 | 0 | 0 | 0 | 0 |  |  | 0 |  | 0 |  |  | 1/1/2027 | 12/31/2099 |  | 0 | 0 | 2025 |  |  |  | 0 | 0 | Real 2021 ¦ 5/8/2023 1:03:19 PM | 3072 | 0 |  |  | 0 | 0 | 0 |  |  |  | 0
REF | ATC | 2025 | 7 | REF Mitchell Ext | Spicewood Solar 2027 | Spicewood Solar 2027 | 0 | 0 | 0 |  | 0 |  |  |  | 0 |  |  | -1 | 0 | Solar |  | 0 |  | 0 | 0 | 0 | 0 | -1 | 0 | 0 | 0 | 0 | 0 |  |  | 0 |  | 0 |  |  | 1/1/2027 | 12/31/2099 |  | 0 | 0 | 2025 |  |  |  | 0 | 0 | Real 2021 ¦ 5/8/2023 1:03:19 PM | 3073 | 0 |  |  | 0 | 0 | 0 |  |  |  | 0
REF | ATC | 2025 | 8 | REF No Wind Portfolio | Spicewood Solar 2027 | Spicewood Solar 2027 | 0 | 0 | 0 |  | 0 |  |  |  | 0 |  |  | -1 | 0 | Solar |  | 0 |  | 0 | 0 | 0 | 0 | -1 | 0 | 0 | 0 | 0 | 0 |  |  | 0 |  | 0 |  |  | 1/1/2027 | 12/31/2099 |  | 0 | 0 | 2025 |  |  |  | 0 | 0 | Real 2021 ¦ 5/8/2023 1:03:19 PM | 3074 | 0 |  |  | 0 | 0 | 0 |  |  |  | 0
REF | ATC | 2025 | 9 | Preferred Plan | Spicewood Solar 2027 | Spicewood Solar 2027 | 0 | 0 | 0 |  | 0 |  |  |  | 0 |  |  | -1 | 0 | Solar |  | 0 |  | 0 | 0 | 0 | 0 | -1 | 0 | 0 | 0 | 0 | 0 |  |  | 0 |  | 0 |  |  | 1/1/2027 | 12/31/2099 |  | 0 | 0 | 2025 |  |  |  | 0 | 0 | Real 2021 ¦ 5/8/2023 1:03:19 PM | 3075 | 0 |  |  | 0 | 0 | 0 |  |  |  | 0
REF | ATC | 2025 | 1 | REF Portfolio | DSM Resources | DSM Resources | 0.057945 | 5.4 | 0.057945 |  | 0 |  |  |  | 0 |  |  | -1 | 0 | DSM_EE |  | 507.6 |  | 0 | 25.8115 | 25.8115 | 0 | -1 | 0 | 0 | 0 | 92 | 94 | 0.010731 | 50.8501 | 0 | 0 | 25.8115 | 50.8501 |  | 1/1/2022 | 12/31/2099 |  | 0 | 0 | 2025 |  |  |  | 0 | 0 | Real 2021 ¦ 5/8/2023 1:03:19 PM | 3076 | 5.4 |  |  | 507.6 | 0 | 0 |  |  |  | 0
REF | ATC | 2025 | 2 | REF-HC Portfolio | DSM Resources | DSM Resources | 0.057945 | 5.4 | 0.057945 |  | 0 |  |  |  | 0 |  |  | -1 | 0 | DSM_EE |  | 507.6 |  | 0 | 25.8115 | 25.8115 | 0 | -1 | 0 | 0 | 0 | 92 | 94 | 0.010731 | 50.8501 | 0 | 0 | 25.8115 | 50.8501 |  | 1/1/2022 | 12/31/2099 |  | 0 | 0 | 2025 |  |  |  | 0 | 0 | Real 2021 ¦ 5/8/2023 1:03:19 PM | 3077 | 5.4 |  |  | 507.6 | 0 | 0 |  |  |  | 0
REF | ATC | 2025 | 3 | CETA Portfolio | DSM Resources | DSM Resources | 0.057945 | 5.4 | 0.057945 |  | 0 |  |  |  | 0 |  |  | -1 | 0 | DSM_EE |  | 507.6 |  | 0 | 25.8115 | 25.8115 | 0 | -1 | 0 | 0 | 0 | 92 | 94 | 0.010731 | 50.8501 | 0 | 0 | 25.8115 | 50.8501 |  | 1/1/2022 | 12/31/2099 |  | 0 | 0 | 2025 |  |  |  | 0 | 0 | Real 2021 ¦ 5/8/2023 1:03:19 PM | 3078 | 5.4 |  |  | 507.6 | 0 | 0 |  |  |  | 0
REF | ATC | 2025 | 4 | ECR Portfolio | DSM Resources | DSM Resources | 0.057945 | 5.4 | 0.057945 |  | 0 |  |  |  | 0 |  |  | -1 | 0 | DSM_EE |  | 507.6 |  | 0 | 25.8115 | 25.8115 | 0 | -1 | 0 | 0 | 0 | 92 | 94 | 0.010731 | 50.8501 | 0 | 0 | 25.8115 | 50.8501 |  | 1/1/2022 | 12/31/2099 |  | 0 | 0 | 2025 |  |  |  | 0 | 0 | Real 2021 ¦ 5/8/2023 1:03:19 PM | 3079 | 5.4 |  |  | 507.6 | 0 | 0 |  |  |  | 0
REF | ATC | 2025 | 5 | NCR Portfolio | DSM Resources | DSM Resources | 0.057945 | 5.4 | 0.057945 |  | 0 |  |  |  | 0 |  |  | -1 | 0 | DSM_EE |  | 507.6 |  | 0 | 25.8115 | 25.8115 | 0 | -1 | 0 | 0 | 0 | 92 | 94 | 0.010731 | 50.8501 | 0 | 0 | 25.8115 | 50.8501 |  | 1/1/2022 | 12/31/2099 |  | 0 | 0 | 2025 |  |  |  | 0 | 0 | Real 2021 ¦ 5/8/2023 1:03:19 PM | 3080 | 5.4 |  |  | 507.6 | 0 | 0 |  |  |  | 0
REF | ATC | 2025 | 6 | CC Portfolio | DSM Resources | DSM Resources | 0.057945 | 5.4 | 0.057945 |  | 0 |  |  |  | 0 |  |  | -1 | 0 | DSM_EE |  | 507.6 |  | 0 | 25.8115 | 25.8115 | 0 | -1 | 0 | 0 | 0 | 92 | 94 | 0.010731 | 50.8501 | 0 | 0 | 25.8115 | 50.8501 |  | 1/1/2022 | 12/31/2099 |  | 0 | 0 | 2025 |  |  |  | 0 | 0 | Real 2021 ¦ 5/8/2023 1:03:19 PM | 3081 | 5.4 |  |  | 507.6 | 0 | 0 |  |  |  | 0
REF | ATC | 2025 | 7 | REF Mitchell Ext | DSM Resources | DSM Resources | 0.057945 | 5.4 | 0.057945 |  | 0 |  |  |  | 0 |  |  | -1 | 0 | DSM_EE |  | 507.6 |  | 0 | 25.8115 | 25.8115 | 0 | -1 | 0 | 0 | 0 | 92 | 94 | 0.010731 | 50.8501 | 0 | 0 | 25.8115 | 50.8501 |  | 1/1/2022 | 12/31/2099 |  | 0 | 0 | 2025 |  |  |  | 0 | 0 | Real 2021 ¦ 5/8/2023 1:03:19 PM | 3082 | 5.4 |  |  | 507.6 | 0 | 0 |  |  |  | 0
REF | ATC | 2025 | 8 | REF No Wind Portfolio | DSM Resources | DSM Resources | 0.057945 | 5.4 | 0.057945 |  | 0 |  |  |  | 0 |  |  | -1 | 0 | DSM_EE |  | 507.6 |  | 0 | 25.8115 | 25.8115 | 0 | -1 | 0 | 0 | 0 | 92 | 94 | 0.010731 | 50.8501 | 0 | 0 | 25.8115 | 50.8501 |  | 1/1/2022 | 12/31/2099 |  | 0 | 0 | 2025 |  |  |  | 0 | 0 | Real 2021 ¦ 5/8/2023 1:03:19 PM | 3083 | 5.4 |  |  | 507.6 | 0 | 0 |  |  |  | 0
REF | ATC | 2025 | 9 | Preferred Plan | DSM Resources | DSM Resources | 0.057945 | 5.4 | 0.057945 |  | 0 |  |  |  | 0 |  |  | -1 | 0 | DSM_EE |  | 507.6 |  | 0 | 25.8115 | 25.8115 | 0 | -1 | 0 | 0 | 0 | 92 | 94 | 0.010731 | 50.8501 | 0 | 0 | 25.8115 | 50.8501 |  | 1/1/2022 | 12/31/2099 |  | 0 | 0 | 2025 |  |  |  | 0 | 0 | Real 2021 ¦ 5/8/2023 1:03:19 PM | 3084 | 5.4 |  |  | 507.6 | 0 | 0 |  |  |  | 0
REF | ATC | 2025 | 1 | REF Portfolio | Residential - Low/Medium_23-25 | Residential - Low/Medium_23-25 | 2.3956 | 20985.1367 | 2.3956 |  | 0 |  |  |  | 2198.2502 |  |  | -1 | 0 | DSM_EE |  | 20985.1367 |  | 0 | 874.336 | 874.336 | 0 | -1 | 0 | 0 | 0 | 365 | 8760 | 0.00011416 | 41.6645 | 0 | 0 | 874.336 | 41.6645 |  | 1/1/2023 | 12/31/2099 |  | 0 | 0 | 2025 |  |  |  | 0 | 0 | Real 2021 ¦ 5/8/2023 1:03:19 PM | 3085 | 20985.1367 |  |  | 20985.1367 | 0 | 0 |  |  |  | 0
REF | ATC | 2025 | 5 | NCR Portfolio | Residential - Low/Medium_23-25 | Residential - Low/Medium_23-25 | 2.3956 | 20985.1367 | 2.3956 |  | 0 |  |  |  | 2198.2502 |  |  | -1 | 0 | DSM_EE |  | 20985.1367 |  | 0 | 874.336 | 874.336 | 0 | -1 | 0 | 0 | 0 | 365 | 8760 | 0.00011416 | 41.6645 | 0 | 0 | 874.336 | 41.6645 |  | 1/1/2023 | 12/31/2099 |  | 0 | 0 | 2025 |  |  |  | 0 | 0 | Real 2021 ¦ 5/8/2023 1:03:19 PM | 3086 | 20985.1367 |  |  | 20985.1367 | 0 | 0 |  |  |  | 0
REF | ATC | 2025 | 6 | CC Portfolio | Residential - Low/Medium_23-25 | Residential - Low/Medium_23-25 | 2.3956 | 20985.1367 | 2.3956 |  | 0 |  |  |  | 2198.2502 |  |  | -1 | 0 | DSM_EE |  | 20985.1367 |  | 0 | 874.336 | 874.336 | 0 | -1 | 0 | 0 | 0 | 365 | 8760 | 0.00011416 | 41.6645 | 0 | 0 | 874.336 | 41.6645 |  | 1/1/2023 | 12/31/2099 |  | 0 | 0 | 2025 |  |  |  | 0 | 0 | Real 2021 ¦ 5/8/2023 1:03:19 PM | 3087 | 20985.1367 |  |  | 20985.1367 | 0 | 0 |  |  |  | 0
REF | ATC | 2025 | 7 | REF Mitchell Ext | Residential - Low/Medium_23-25 | Residential - Low/Medium_23-25 | 2.3956 | 20985.1367 | 2.3956 |  | 0 |  |  |  | 2198.2502 |  |  | -1 | 0 | DSM_EE |  | 20985.1367 |  | 0 | 874.336 | 874.336 | 0 | -1 | 0 | 0 | 0 | 365 | 8760 | 0.00011416 | 41.6645 | 0 | 0 | 874.336 | 41.6645 |  | 1/1/2023 | 12/31/2099 |  | 0 | 0 | 2025 |  |  |  | 0 | 0 | Real 2021 ¦ 5/8/2023 1:03:19 PM | 3088 | 20985.1367 |  |  | 20985.1367 | 0 | 0 |  |  |  | 0
REF | ATC | 2025 | 9 | Preferred Plan | Residential - Low/Medium_23-25 | Residential - Low/Medium_23-25 | 2.3956 | 20985.1367 | 2.3956 |  | 0 |  |  |  | 2198.2502 |  |  | -1 | 0 | DSM_EE |  | 20985.1367 |  | 0 | 874.336 | 874.336 | 0 | -1 | 0 | 0 | 0 | 365 | 8760 | 0.00011416 | 41.6645 | 0 | 0 | 874.336 | 41.6645 |  | 1/1/2023 | 12/31/2099 |  | 0 | 0 | 2025 |  |  |  | 0 | 0 | Real 2021 ¦ 5/8/2023 1:03:19 PM | 3089 | 20985.1367 |  |  | 20985.1367 | 0 | 0 |  |  |  | 0
REF | ATC | 2025 | 5 | NCR Portfolio | Residential - High_23-25 | Residential - High_23-25 | 0.84348 | 7388.8501 | 0.84348 |  | 0 |  |  |  | 3674.375 |  |  | -1 | 0 | DSM_EE |  | 7388.8501 |  | 0 | 321.114 | 321.114 | 0 | -1 | 0 | 0 | 0 | 365 | 8760 | 0.00011416 | 43.4593 | 0 | 0 | 321.114 | 43.4593 |  | 1/1/2023 | 12/31/2099 |  | 0 | 0 | 2025 |  |  |  | 0 | 0 | Real 2021 ¦ 5/8/2023 1:03:19 PM | 3090 | 7388.8501 |  |  | 7388.8501 | 0 | 0 |  |  |  | 0
REF | ATC | 2025 | 1 | REF Portfolio | C&I - Low_23-25 | C&I - Low_23-25 | 6.5182 | 57099.5234 | 6.5182 |  | 0 |  |  |  | 4969.251 |  |  | -1 | 0 | DSM_EE |  | 57099.5234 |  | 0 | 2323.2336 | 2323.2336 | 0 | -1 | 0 | 0 | 0 | 365 | 8760 | 0.00011416 | 40.6874 | 0 | 0 | 2323.2336 | 40.6874 |  | 1/1/2023 | 12/31/2099 |  | 0 | 0 | 2025 |  |  |  | 0 | 0 | Real 2021 ¦ 5/8/2023 1:03:19 PM | 3091 | 57099.5234 |  |  | 57099.5234 | 0 | 0 |  |  |  | 0
REF | ATC | 2025 | 2 | REF-HC Portfolio | C&I - Low_23-25 | C&I - Low_23-25 | 6.5182 | 57099.5234 | 6.5182 |  | 0 |  |  |  | 4969.251 |  |  | -1 | 0 | DSM_EE |  | 57099.5234 |  | 0 | 2323.2336 | 2323.2336 | 0 | -1 | 0 | 0 | 0 | 365 | 8760 | 0.00011416 | 40.6874 | 0 | 0 | 2323.2336 | 40.6874 |  | 1/1/2023 | 12/31/2099 |  | 0 | 0 | 2025 |  |  |  | 0 | 0 | Real 2021 ¦ 5/8/2023 1:03:19 PM | 3092 | 57099.5234 |  |  | 57099.5234 | 0 | 0 |  |  |  | 0
REF | ATC | 2025 | 3 | CETA Portfolio | C&I - Low_23-25 | C&I - Low_23-25 | 6.5182 | 57099.5234 | 6.5182 |  | 0 |  |  |  | 4969.251 |  |  | -1 | 0 | DSM_EE |  | 57099.5234 |  | 0 | 2323.2336 | 2323.2336 | 0 | -1 | 0 | 0 | 0 | 365 | 8760 | 0.00011416 | 40.6874 | 0 | 0 | 2323.2336 | 40.6874 |  | 1/1/2023 | 12/31/2099 |  | 0 | 0 | 2025 |  |  |  | 0 | 0 | Real 2021 ¦ 5/8/2023 1:03:19 PM | 3093 | 57099.5234 |  |  | 57099.5234 | 0 | 0 |  |  |  | 0
REF | ATC | 2025 | 5 | NCR Portfolio | C&I - Low_23-25 | C&I - Low_23-25 | 6.5182 | 57099.5234 | 6.5182 |  | 0 |  |  |  | 4969.251 |  |  | -1 | 0 | DSM_EE |  | 57099.5234 |  | 0 | 2323.2336 | 2323.2336 | 0 | -1 | 0 | 0 | 0 | 365 | 8760 | 0.00011416 | 40.6874 | 0 | 0 | 2323.2336 | 40.6874 |  | 1/1/2023 | 12/31/2099 |  | 0 | 0 | 2025 |  |  |  | 0 | 0 | Real 2021 ¦ 5/8/2023 1:03:19 PM | 3094 | 57099.5234 |  |  | 57099.5234 | 0 | 0 |  |  |  | 0
REF | ATC | 2025 | 6 | CC Portfolio | C&I - Low_23-25 | C&I - Low_23-25 | 6.5182 | 57099.5234 | 6.5182 |  | 0 |  |  |  | 4969.251 |  |  | -1 | 0 | DSM_EE |  | 57099.5234 |  | 0 | 2323.2336 | 2323.2336 | 0 | -1 | 0 | 0 | 0 | 365 | 8760 | 0.00011416 | 40.6874 | 0 | 0 | 2323.2336 | 40.6874 |  | 1/1/2023 | 12/31/2099 |  | 0 | 0 | 2025 |  |  |  | 0 | 0 | Real 2021 ¦ 5/8/2023 1:03:19 PM | 3095 | 57099.5234 |  |  | 57099.5234 | 0 | 0 |  |  |  | 0
REF | ATC | 2025 | 7 | REF Mitchell Ext | C&I - Low_23-25 | C&I - Low_23-25 | 6.5182 | 57099.5234 | 6.5182 |  | 0 |  |  |  | 4969.251 |  |  | -1 | 0 | DSM_EE |  | 57099.5234 |  | 0 | 2323.2336 | 2323.2336 | 0 | -1 | 0 | 0 | 0 | 365 | 8760 | 0.00011416 | 40.6874 | 0 | 0 | 2323.2336 | 40.6874 |  | 1/1/2023 | 12/31/2099 |  | 0 | 0 | 2025 |  |  |  | 0 | 0 | Real 2021 ¦ 5/8/2023 1:03:19 PM | 3096 | 57099.5234 |  |  | 57099.5234 | 0 | 0 |  |  |  | 0
REF | ATC | 2025 | 9 | Preferred Plan | C&I - Low_23-25 | C&I - Low_23-25 | 6.5182 | 57099.5234 | 6.5182 |  | 0 |  |  |  | 4969.251 |  |  | -1 | 0 | DSM_EE |  | 57099.5234 |  | 0 | 2323.2336 | 2323.2336 | 0 | -1 | 0 | 0 | 0 | 365 | 8760 | 0.00011416 | 40.6874 | 0 | 0 | 2323.2336 | 40.6874 |  | 1/1/2023 | 12/31/2099 |  | 0 | 0 | 2025 |  |  |  | 0 | 0 | Real 2021 ¦ 5/8/2023 1:03:19 PM | 3097 | 57099.5234 |  |  | 57099.5234 | 0 | 0 |  |  |  | 0
REF | ATC | 2025 | 1 | REF Portfolio | IQW_23-25 | IQW_23-25 | 0.091309 | 799.868 | 0.091309 |  | 0 |  |  |  | 566.441 |  |  | -1 | 0 | DSM_EE |  | 799.868 |  | 0 | 34.0185 | 34.0185 | 0 | -1 | 0 | 0 | 0 | 365 | 8760 | 0.00011416 | 42.5301 | 0 | 0 | 34.0185 | 42.5301 |  | 1/1/2023 | 12/31/2099 |  | 0 | 0 | 2025 |  |  |  | 0 | 0 | Real 2021 ¦ 5/8/2023 1:03:19 PM | 3098 | 799.868 |  |  | 799.868 | 0 | 0 |  |  |  | 0
REF | ATC | 2025 | 2 | REF-HC Portfolio | IQW_23-25 | IQW_23-25 | 0.091309 | 799.868 | 0.091309 |  | 0 |  |  |  | 566.441 |  |  | -1 | 0 | DSM_EE |  | 799.868 |  | 0 | 34.0185 | 34.0185 | 0 | -1 | 0 | 0 | 0 | 365 | 8760 | 0.00011416 | 42.5301 | 0 | 0 | 34.0185 | 42.5301 |  | 1/1/2023 | 12/31/2099 |  | 0 | 0 | 2025 |  |  |  | 0 | 0 | Real 2021 ¦ 5/8/2023 1:03:19 PM | 3099 | 799.868 |  |  | 799.868 | 0 | 0 |  |  |  | 0
REF | ATC | 2025 | 3 | CETA Portfolio | IQW_23-25 | IQW_23-25 | 0.091309 | 799.868 | 0.091309 |  | 0 |  |  |  | 566.441 |  |  | -1 | 0 | DSM_EE |  | 799.868 |  | 0 | 34.0185 | 34.0185 | 0 | -1 | 0 | 0 | 0 | 365 | 8760 | 0.00011416 | 42.5301 | 0 | 0 | 34.0185 | 42.5301 |  | 1/1/2023 | 12/31/2099 |  | 0 | 0 | 2025 |  |  |  | 0 | 0 | Real 2021 ¦ 5/8/2023 1:03:19 PM | 3100 | 799.868 |  |  | 799.868 | 0 | 0 |  |  |  | 0
REF | ATC | 2025 | 4 | ECR Portfolio | IQW_23-25 | IQW_23-25 | 0.091309 | 799.868 | 0.091309 |  | 0 |  |  |  | 566.441 |  |  | -1 | 0 | DSM_EE |  | 799.868 |  | 0 | 34.0185 | 34.0185 | 0 | -1 | 0 | 0 | 0 | 365 | 8760 | 0.00011416 | 42.5301 | 0 | 0 | 34.0185 | 42.5301 |  | 1/1/2023 | 12/31/2099 |  | 0 | 0 | 2025 |  |  |  | 0 | 0 | Real 2021 ¦ 5/8/2023 1:03:19 PM | 3101 | 799.868 |  |  | 799.868 | 0 | 0 |  |  |  | 0
REF | ATC | 2025 | 5 | NCR Portfolio | IQW_23-25 | IQW_23-25 | 0.091309 | 799.868 | 0.091309 |  | 0 |  |  |  | 566.441 |  |  | -1 | 0 | DSM_EE |  | 799.868 |  | 0 | 34.0185 | 34.0185 | 0 | -1 | 0 | 0 | 0 | 365 | 8760 | 0.00011416 | 42.5301 | 0 | 0 | 34.0185 | 42.5301 |  | 1/1/2023 | 12/31/2099 |  | 0 | 0 | 2025 |  |  |  | 0 | 0 | Real 2021 ¦ 5/8/2023 1:03:19 PM | 3102 | 799.868 |  |  | 799.868 | 0 | 0 |  |  |  | 0
REF | ATC | 2025 | 6 | CC Portfolio | IQW_23-25 | IQW_23-25 | 0.091309 | 799.868 | 0.091309 |  | 0 |  |  |  | 566.441 |  |  | -1 | 0 | DSM_EE |  | 799.868 |  | 0 | 34.0185 | 34.0185 | 0 | -1 | 0 | 0 | 0 | 365 | 8760 | 0.00011416 | 42.5301 | 0 | 0 | 34.0185 | 42.5301 |  | 1/1/2023 | 12/31/2099 |  | 0 | 0 | 2025 |  |  |  | 0 | 0 | Real 2021 ¦ 5/8/2023 1:03:19 PM | 3103 | 799.868 |  |  | 799.868 | 0 | 0 |  |  |  | 0
REF | ATC | 2025 | 7 | REF Mitchell Ext | IQW_23-25 | IQW_23-25 | 0.091309 | 799.868 | 0.091309 |  | 0 |  |  |  | 566.441 |  |  | -1 | 0 | DSM_EE |  | 799.868 |  | 0 | 34.0185 | 34.0185 | 0 | -1 | 0 | 0 | 0 | 365 | 8760 | 0.00011416 | 42.5301 | 0 | 0 | 34.0185 | 42.5301 |  | 1/1/2023 | 12/31/2099 |  | 0 | 0 | 2025 |  |  |  | 0 | 0 | Real 2021 ¦ 5/8/2023 1:03:19 PM | 3104 | 799.868 |  |  | 799.868 | 0 | 0 |  |  |  | 0
REF | ATC | 2025 | 8 | REF No Wind Portfolio | IQW_23-25 | IQW_23-25 | 0.091309 | 799.868 | 0.091309 |  | 0 |  |  |  | 566.441 |  |  | -1 | 0 | DSM_EE |  | 799.868 |  | 0 | 34.0185 | 34.0185 | 0 | -1 | 0 | 0 | 0 | 365 | 8760 | 0.00011416 | 42.5301 | 0 | 0 | 34.0185 | 42.5301 |  | 1/1/2023 | 12/31/2099 |  | 0 | 0 | 2025 |  |  |  | 0 | 0 | Real 2021 ¦ 5/8/2023 1:03:19 PM | 3105 | 799.868 |  |  | 799.868 | 0 | 0 |  |  |  | 0
REF | ATC | 2025 | 9 | Preferred Plan | IQW_23-25 | IQW_23-25 | 0.091309 | 799.868 | 0.091309 |  | 0 |  |  |  | 566.441 |  |  | -1 | 0 | DSM_EE |  | 799.868 |  | 0 | 34.0185 | 34.0185 | 0 | -1 | 0 | 0 | 0 | 365 | 8760 | 0.00011416 | 42.5301 | 0 | 0 | 34.0185 | 42.5301 |  | 1/1/2023 | 12/31/2099 |  | 0 | 0 | 2025 |  |  |  | 0 | 0 | Real 2021 ¦ 5/8/2023 1:03:19 PM | 3106 | 799.868 |  |  | 799.868 | 0 | 0 |  |  |  | 0
REF | ATC | 2025 | 1 | REF Portfolio | Residential - Low/Medium_26-30 | Residential - Low/Medium_26-30 | 0 | 0 | 0 |  | 0 |  |  |  | 0 |  |  | -1 | 0 | DSM_EE |  | 0 |  | 0 | 0 | 0 | 0 | -1 | 0 | 0 | 0 | 0 | 0 |  |  | 0 |  | 0 |  |  | 1/1/2026 | 12/31/2099 |  | 0 | 0 | 2025 |  |  |  | 0 | 0 | Real 2021 ¦ 5/8/2023 1:03:19 PM | 3107 | 0 |  |  | 0 | 0 | 0 |  |  |  | 0
REF | ATC | 2025 | 3 | CETA Portfolio | Residential - Low/Medium_26-30 | Residential - Low/Medium_26-30 | 0 | 0 | 0 |  | 0 |  |  |  | 0 |  |  | -1 | 0 | DSM_EE |  | 0 |  | 0 | 0 | 0 | 0 | -1 | 0 | 0 | 0 | 0 | 0 |  |  | 0 |  | 0 |  |  | 1/1/2026 | 12/31/2099 |  | 0 | 0 | 2025 |  |  |  | 0 | 0 | Real 2021 ¦ 5/8/2023 1:03:19 PM | 3108 | 0 |  |  | 0 | 0 | 0 |  |  |  | 0
REF | ATC | 2025 | 5 | NCR Portfolio | Residential - Low/Medium_26-30 | Residential - Low/Medium_26-30 | 0 | 0 | 0 |  | 0 |  |  |  | 0 |  |  | -1 | 0 | DSM_EE |  | 0 |  | 0 | 0 | 0 | 0 | -1 | 0 | 0 | 0 | 0 | 0 |  |  | 0 |  | 0 |  |  | 1/1/2026 | 12/31/2099 |  | 0 | 0 | 2025 |  |  |  | 0 | 0 | Real 2021 ¦ 5/8/2023 1:03:19 PM | 3109 | 0 |  |  | 0 | 0 | 0 |  |  |  | 0
REF | ATC | 2025 | 6 | CC Portfolio | Residential - Low/Medium_26-30 | Residential - Low/Medium_26-30 | 0 | 0 | 0 |  | 0 |  |  |  | 0 |  |  | -1 | 0 | DSM_EE |  | 0 |  | 0 | 0 | 0 | 0 | -1 | 0 | 0 | 0 | 0 | 0 |  |  | 0 |  | 0 |  |  | 1/1/2026 | 12/31/2099 |  | 0 | 0 | 2025 |  |  |  | 0 | 0 | Real 2021 ¦ 5/8/2023 1:03:19 PM | 3110 | 0 |  |  | 0 | 0 | 0 |  |  |  | 0
REF | ATC | 2025 | 7 | REF Mitchell Ext | Residential - Low/Medium_26-30 | Residential - Low/Medium_26-30 | 0 | 0 | 0 |  | 0 |  |  |  | 0 |  |  | -1 | 0 | DSM_EE |  | 0 |  | 0 | 0 | 0 | 0 | -1 | 0 | 0 | 0 | 0 | 0 |  |  | 0 |  | 0 |  |  | 1/1/2026 | 12/31/2099 |  | 0 | 0 | 2025 |  |  |  | 0 | 0 | Real 2021 ¦ 5/8/2023 1:03:19 PM | 3111 | 0 |  |  | 0 | 0 | 0 |  |  |  | 0
REF | ATC | 2025 | 9 | Preferred Plan | Residential - Low/Medium_26-30 | Residential - Low/Medium_26-30 | 0 | 0 | 0 |  | 0 |  |  |  | 0 |  |  | -1 | 0 | DSM_EE |  | 0 |  | 0 | 0 | 0 | 0 | -1 | 0 | 0 | 0 | 0 | 0 |  |  | 0 |  | 0 |  |  | 1/1/2026 | 12/31/2099 |  | 0 | 0 | 2025 |  |  |  | 0 | 0 | Real 2021 ¦ 5/8/2023 1:03:19 PM | 3112 | 0 |  |  | 0 | 0 | 0 |  |  |  | 0
REF | ATC | 2025 | 5 | NCR Portfolio | Residential - High_26-30 | Residential - High_26-30 | 0 | 0 | 0 |  | 0 |  |  |  | 0 |  |  | -1 | 0 | DSM_EE |  | 0 |  | 0 | 0 | 0 | 0 | -1 | 0 | 0 | 0 | 0 | 0 |  |  | 0 |  | 0 |  |  | 1/1/2026 | 12/31/2099 |  | 0 | 0 | 2025 |  |  |  | 0 | 0 | Real 2021 ¦ 5/8/2023 1:03:19 PM | 3113 | 0 |  |  | 0 | 0 | 0 |  |  |  | 0
REF | ATC | 2025 | 6 | CC Portfolio | Residential - High_26-30 | Residential - High_26-30 | 0 | 0 | 0 |  | 0 |  |  |  | 0 |  |  | -1 | 0 | DSM_EE |  | 0 |  | 0 | 0 | 0 | 0 | -1 | 0 | 0 | 0 | 0 | 0 |  |  | 0 |  | 0 |  |  | 1/1/2026 | 12/31/2099 |  | 0 | 0 | 2025 |  |  |  | 0 | 0 | Real 2021 ¦ 5/8/2023 1:03:19 PM | 3114 | 0 |  |  | 0 | 0 | 0 |  |  |  | 0
REF | ATC | 2025 | 9 | Preferred Plan | Residential - High_26-30 | Residential - High_26-30 | 0 | 0 | 0 |  | 0 |  |  |  | 0 |  |  | -1 | 0 | DSM_EE |  | 0 |  | 0 | 0 | 0 | 0 | -1 | 0 | 0 | 0 | 0 | 0 |  |  | 0 |  | 0 |  |  | 1/1/2026 | 12/31/2099 |  | 0 | 0 | 2025 |  |  |  | 0 | 0 | Real 2021 ¦ 5/8/2023 1:03:19 PM | 3115 | 0 |  |  | 0 | 0 | 0 |  |  |  | 0
REF | ATC | 2025 | 2 | REF-HC Portfolio | Residential - Behavior_26-30 | Residential - Behavior_26-30 | 0 | 0 | 0 |  | 0 |  |  |  | 0 |  |  | -1 | 0 | DSM_EE |  | 0 |  | 0 | 0 | 0 | 0 | -1 | 0 | 0 | 0 | 0 | 0 |  |  | 0 |  | 0 |  |  | 1/1/2026 | 12/31/2099 |  | 0 | 0 | 2025 |  |  |  | 0 | 0 | Real 2021 ¦ 5/8/2023 1:03:19 PM | 3116 | 0 |  |  | 0 | 0 | 0 |  |  |  | 0
REF | ATC | 2025 | 5 | NCR Portfolio | Residential - Behavior_26-30 | Residential - Behavior_26-30 | 0 | 0 | 0 |  | 0 |  |  |  | 0 |  |  | -1 | 0 | DSM_EE |  | 0 |  | 0 | 0 | 0 | 0 | -1 | 0 | 0 | 0 | 0 | 0 |  |  | 0 |  | 0 |  |  | 1/1/2026 | 12/31/2099 |  | 0 | 0 | 2025 |  |  |  | 0 | 0 | Real 2021 ¦ 5/8/2023 1:03:19 PM | 3117 | 0 |  |  | 0 | 0 | 0 |  |  |  | 0
REF | ATC | 2025 | 6 | CC Portfolio | Residential - Behavior_26-30 | Residential - Behavior_26-30 | 0 | 0 | 0 |  | 0 |  |  |  | 0 |  |  | -1 | 0 | DSM_EE |  | 0 |  | 0 | 0 | 0 | 0 | -1 | 0 | 0 | 0 | 0 | 0 |  |  | 0 |  | 0 |  |  | 1/1/2026 | 12/31/2099 |  | 0 | 0 | 2025 |  |  |  | 0 | 0 | Real 2021 ¦ 5/8/2023 1:03:19 PM | 3118 | 0 |  |  | 0 | 0 | 0 |  |  |  | 0
REF | ATC | 2025 | 8 | REF No Wind Portfolio | Residential - Behavior_26-30 | Residential - Behavior_26-30 | 0 | 0 | 0 |  | 0 |  |  |  | 0 |  |  | -1 | 0 | DSM_EE |  | 0 |  | 0 | 0 | 0 | 0 | -1 | 0 | 0 | 0 | 0 | 0 |  |  | 0 |  | 0 |  |  | 1/1/2026 | 12/31/2099 |  | 0 | 0 | 2025 |  |  |  | 0 | 0 | Real 2021 ¦ 5/8/2023 1:03:19 PM | 3119 | 0 |  |  | 0 | 0 | 0 |  |  |  | 0
REF | ATC | 2025 | 9 | Preferred Plan | Residential - Behavior_26-30 | Residential - Behavior_26-30 | 0 | 0 | 0 |  | 0 |  |  |  | 0 |  |  | -1 | 0 | DSM_EE |  | 0 |  | 0 | 0 | 0 | 0 | -1 | 0 | 0 | 0 | 0 | 0 |  |  | 0 |  | 0 |  |  | 1/1/2026 | 12/31/2099 |  | 0 | 0 | 2025 |  |  |  | 0 | 0 | Real 2021 ¦ 5/8/2023 1:03:19 PM | 3120 | 0 |  |  | 0 | 0 | 0 |  |  |  | 0
REF | ATC | 2025 | 1 | REF Portfolio | C&I - Low_26-30 | C&I - Low_26-30 | 0 | 0 | 0 |  | 0 |  |  |  | 0 |  |  | -1 | 0 | DSM_EE |  | 0 |  | 0 | 0 | 0 | 0 | -1 | 0 | 0 | 0 | 0 | 0 |  |  | 0 |  | 0 |  |  | 1/1/2026 | 12/31/2099 |  | 0 | 0 | 2025 |  |  |  | 0 | 0 | Real 2021 ¦ 5/8/2023 1:03:19 PM | 3121 | 0 |  |  | 0 | 0 | 0 |  |  |  | 0
REF | ATC | 2025 | 2 | REF-HC Portfolio | C&I - Low_26-30 | C&I - Low_26-30 | 0 | 0 | 0 |  | 0 |  |  |  | 0 |  |  | -1 | 0 | DSM_EE |  | 0 |  | 0 | 0 | 0 | 0 | -1 | 0 | 0 | 0 | 0 | 0 |  |  | 0 |  | 0 |  |  | 1/1/2026 | 12/31/2099 |  | 0 | 0 | 2025 |  |  |  | 0 | 0 | Real 2021 ¦ 5/8/2023 1:03:19 PM | 3122 | 0 |  |  | 0 | 0 | 0 |  |  |  | 0
REF | ATC | 2025 | 3 | CETA Portfolio | C&I - Low_26-30 | C&I - Low_26-30 | 0 | 0 | 0 |  | 0 |  |  |  | 0 |  |  | -1 | 0 | DSM_EE |  | 0 |  | 0 | 0 | 0 | 0 | -1 | 0 | 0 | 0 | 0 | 0 |  |  | 0 |  | 0 |  |  | 1/1/2026 | 12/31/2099 |  | 0 | 0 | 2025 |  |  |  | 0 | 0 | Real 2021 ¦ 5/8/2023 1:03:19 PM | 3123 | 0 |  |  | 0 | 0 | 0 |  |  |  | 0
REF | ATC | 2025 | 4 | ECR Portfolio | C&I - Low_26-30 | C&I - Low_26-30 | 0 | 0 | 0 |  | 0 |  |  |  | 0 |  |  | -1 | 0 | DSM_EE |  | 0 |  | 0 | 0 | 0 | 0 | -1 | 0 | 0 | 0 | 0 | 0 |  |  | 0 |  | 0 |  |  | 1/1/2026 | 12/31/2099 |  | 0 | 0 | 2025 |  |  |  | 0 | 0 | Real 2021 ¦ 5/8/2023 1:03:19 PM | 3124 | 0 |  |  | 0 | 0 | 0 |  |  |  | 0
REF | ATC | 2025 | 5 | NCR Portfolio | C&I - Low_26-30 | C&I - Low_26-30 | 0 | 0 | 0 |  | 0 |  |  |  | 0 |  |  | -1 | 0 | DSM_EE |  | 0 |  | 0 | 0 | 0 | 0 | -1 | 0 | 0 | 0 | 0 | 0 |  |  | 0 |  | 0 |  |  | 1/1/2026 | 12/31/2099 |  | 0 | 0 | 2025 |  |  |  | 0 | 0 | Real 2021 ¦ 5/8/2023 1:03:19 PM | 3125 | 0 |  |  | 0 | 0 | 0 |  |  |  | 0
REF | ATC | 2025 | 6 | CC Portfolio | C&I - Low_26-30 | C&I - Low_26-30 | 0 | 0 | 0 |  | 0 |  |  |  | 0 |  |  | -1 | 0 | DSM_EE |  | 0 |  | 0 | 0 | 0 | 0 | -1 | 0 | 0 | 0 | 0 | 0 |  |  | 0 |  | 0 |  |  | 1/1/2026 | 12/31/2099 |  | 0 | 0 | 2025 |  |  |  | 0 | 0 | Real 2021 ¦ 5/8/2023 1:03:19 PM | 3126 | 0 |  |  | 0 | 0 | 0 |  |  |  | 0
REF | ATC | 2025 | 7 | REF Mitchell Ext | C&I - Low_26-30 | C&I - Low_26-30 | 0 | 0 | 0 |  | 0 |  |  |  | 0 |  |  | -1 | 0 | DSM_EE |  | 0 |  | 0 | 0 | 0 | 0 | -1 | 0 | 0 | 0 | 0 | 0 |  |  | 0 |  | 0 |  |  | 1/1/2026 | 12/31/2099 |  | 0 | 0 | 2025 |  |  |  | 0 | 0 | Real 2021 ¦ 5/8/2023 1:03:19 PM | 3127 | 0 |  |  | 0 | 0 | 0 |  |  |  | 0
REF | ATC | 2025 | 8 | REF No Wind Portfolio | C&I - Low_26-30 | C&I - Low_26-30 | 0 | 0 | 0 |  | 0 |  |  |  | 0 |  |  | -1 | 0 | DSM_EE |  | 0 |  | 0 | 0 | 0 | 0 | -1 | 0 | 0 | 0 | 0 | 0 |  |  | 0 |  | 0 |  |  | 1/1/2026 | 12/31/2099 |  | 0 | 0 | 2025 |  |  |  | 0 | 0 | Real 2021 ¦ 5/8/2023 1:03:19 PM | 3128 | 0 |  |  | 0 | 0 | 0 |  |  |  | 0
REF | ATC | 2025 | 9 | Preferred Plan | C&I - Low_26-30 | C&I - Low_26-30 | 0 | 0 | 0 |  | 0 |  |  |  | 0 |  |  | -1 | 0 | DSM_EE |  | 0 |  | 0 | 0 | 0 | 0 | -1 | 0 | 0 | 0 | 0 | 0 |  |  | 0 |  | 0 |  |  | 1/1/2026 | 12/31/2099 |  | 0 | 0 | 2025 |  |  |  | 0 | 0 | Real 2021 ¦ 5/8/2023 1:03:19 PM | 3129 | 0 |  |  | 0 | 0 | 0 |  |  |  | 0
REF | ATC | 2025 | 5 | NCR Portfolio | C&I - High_26-30 | C&I - High_26-30 | 0 | 0 | 0 |  | 0 |  |  |  | 0 |  |  | -1 | 0 | DSM_EE |  | 0 |  | 0 | 0 | 0 | 0 | -1 | 0 | 0 | 0 | 0 | 0 |  |  | 0 |  | 0 |  |  | 1/1/2026 | 12/31/2099 |  | 0 | 0 | 2025 |  |  |  | 0 | 0 | Real 2021 ¦ 5/8/2023 1:03:19 PM | 3130 | 0 |  |  | 0 | 0 | 0 |  |  |  | 0
REF | ATC | 2025 | 1 | REF Portfolio | IQW_26-30 | IQW_26-30 | 0 | 0 | 0 |  | 0 |  |  |  | 0 |  |  | -1 | 0 | DSM_EE |  | 0 |  | 0 | 0 | 0 | 0 | -1 | 0 | 0 | 0 | 0 | 0 |  |  | 0 |  | 0 |  |  | 1/1/2026 | 12/31/2099 |  | 0 | 0 | 2025 |  |  |  | 0 | 0 | Real 2021 ¦ 5/8/2023 1:03:19 PM | 3131 | 0 |  |  | 0 | 0 | 0 |  |  |  | 0
REF | ATC | 2025 | 2 | REF-HC Portfolio | IQW_26-30 | IQW_26-30 | 0 | 0 | 0 |  | 0 |  |  |  | 0 |  |  | -1 | 0 | DSM_EE |  | 0 |  | 0 | 0 | 0 | 0 | -1 | 0 | 0 | 0 | 0 | 0 |  |  | 0 |  | 0 |  |  | 1/1/2026 | 12/31/2099 |  | 0 | 0 | 2025 |  |  |  | 0 | 0 | Real 2021 ¦ 5/8/2023 1:03:19 PM | 3132 | 0 |  |  | 0 | 0 | 0 |  |  |  | 0
REF | ATC | 2025 | 3 | CETA Portfolio | IQW_26-30 | IQW_26-30 | 0 | 0 | 0 |  | 0 |  |  |  | 0 |  |  | -1 | 0 | DSM_EE |  | 0 |  | 0 | 0 | 0 | 0 | -1 | 0 | 0 | 0 | 0 | 0 |  |  | 0 |  | 0 |  |  | 1/1/2026 | 12/31/2099 |  | 0 | 0 | 2025 |  |  |  | 0 | 0 | Real 2021 ¦ 5/8/2023 1:03:19 PM | 3133 | 0 |  |  | 0 | 0 | 0 |  |  |  | 0
REF | ATC | 2025 | 4 | ECR Portfolio | IQW_26-30 | IQW_26-30 | 0 | 0 | 0 |  | 0 |  |  |  | 0 |  |  | -1 | 0 | DSM_EE |  | 0 |  | 0 | 0 | 0 | 0 | -1 | 0 | 0 | 0 | 0 | 0 |  |  | 0 |  | 0 |  |  | 1/1/2026 | 12/31/2099 |  | 0 | 0 | 2025 |  |  |  | 0 | 0 | Real 2021 ¦ 5/8/2023 1:03:19 PM | 3134 | 0 |  |  | 0 | 0 | 0 |  |  |  | 0
REF | ATC | 2025 | 5 | NCR Portfolio | IQW_26-30 | IQW_26-30 | 0 | 0 | 0 |  | 0 |  |  |  | 0 |  |  | -1 | 0 | DSM_EE |  | 0 |  | 0 | 0 | 0 | 0 | -1 | 0 | 0 | 0 | 0 | 0 |  |  | 0 |  | 0 |  |  | 1/1/2026 | 12/31/2099 |  | 0 | 0 | 2025 |  |  |  | 0 | 0 | Real 2021 ¦ 5/8/2023 1:03:19 PM | 3135 | 0 |  |  | 0 | 0 | 0 |  |  |  | 0
REF | ATC | 2025 | 6 | CC Portfolio | IQW_26-30 | IQW_26-30 | 0 | 0 | 0 |  | 0 |  |  |  | 0 |  |  | -1 | 0 | DSM_EE |  | 0 |  | 0 | 0 | 0 | 0 | -1 | 0 | 0 | 0 | 0 | 0 |  |  | 0 |  | 0 |  |  | 1/1/2026 | 12/31/2099 |  | 0 | 0 | 2025 |  |  |  | 0 | 0 | Real 2021 ¦ 5/8/2023 1:03:19 PM | 3136 | 0 |  |  | 0 | 0 | 0 |  |  |  | 0
REF | ATC | 2025 | 7 | REF Mitchell Ext | IQW_26-30 | IQW_26-30 | 0 | 0 | 0 |  | 0 |  |  |  | 0 |  |  | -1 | 0 | DSM_EE |  | 0 |  | 0 | 0 | 0 | 0 | -1 | 0 | 0 | 0 | 0 | 0 |  |  | 0 |  | 0 |  |  | 1/1/2026 | 12/31/2099 |  | 0 | 0 | 2025 |  |  |  | 0 | 0 | Real 2021 ¦ 5/8/2023 1:03:19 PM | 3137 | 0 |  |  | 0 | 0 | 0 |  |  |  | 0
REF | ATC | 2025 | 8 | REF No Wind Portfolio | IQW_26-30 | IQW_26-30 | 0 | 0 | 0 |  | 0 |  |  |  | 0 |  |  | -1 | 0 | DSM_EE |  | 0 |  | 0 | 0 | 0 | 0 | -1 | 0 | 0 | 0 | 0 | 0 |  |  | 0 |  | 0 |  |  | 1/1/2026 | 12/31/2099 |  | 0 | 0 | 2025 |  |  |  | 0 | 0 | Real 2021 ¦ 5/8/2023 1:03:19 PM | 3138 | 0 |  |  | 0 | 0 | 0 |  |  |  | 0
REF | ATC | 2025 | 9 | Preferred Plan | IQW_26-30 | IQW_26-30 | 0 | 0 | 0 |  | 0 |  |  |  | 0 |  |  | -1 | 0 | DSM_EE |  | 0 |  | 0 | 0 | 0 | 0 | -1 | 0 | 0 | 0 | 0 | 0 |  |  | 0 |  | 0 |  |  | 1/1/2026 | 12/31/2099 |  | 0 | 0 | 2025 |  |  |  | 0 | 0 | Real 2021 ¦ 5/8/2023 1:03:19 PM | 3139 | 0 |  |  | 0 | 0 | 0 |  |  |  | 0
REF | ATC | 2025 | 2 | REF-HC Portfolio | Residential - Low/Medium_31-42 | Residential - Low/Medium_31-42 | 0 | 0 | 0 |  | 0 |  |  |  | 0 |  |  | -1 | 0 | DSM_EE |  | 0 |  | 0 | 0 | 0 | 0 | -1 | 0 | 0 | 0 | 0 | 0 |  |  | 0 |  | 0 |  |  | 1/1/2031 | 12/31/2099 |  | 0 | 0 | 2025 |  |  |  | 0 | 0 | Real 2021 ¦ 5/8/2023 1:03:19 PM | 3140 | 0 |  |  | 0 | 0 | 0 |  |  |  | 0
REF | ATC | 2025 | 4 | ECR Portfolio | Residential - Low/Medium_31-42 | Residential - Low/Medium_31-42 | 0 | 0 | 0 |  | 0 |  |  |  | 0 |  |  | -1 | 0 | DSM_EE |  | 0 |  | 0 | 0 | 0 | 0 | -1 | 0 | 0 | 0 | 0 | 0 |  |  | 0 |  | 0 |  |  | 1/1/2031 | 12/31/2099 |  | 0 | 0 | 2025 |  |  |  | 0 | 0 | Real 2021 ¦ 5/8/2023 1:03:19 PM | 3141 | 0 |  |  | 0 | 0 | 0 |  |  |  | 0
REF | ATC | 2025 | 6 | CC Portfolio | Residential - Low/Medium_31-42 | Residential - Low/Medium_31-42 | 0 | 0 | 0 |  | 0 |  |  |  | 0 |  |  | -1 | 0 | DSM_EE |  | 0 |  | 0 | 0 | 0 | 0 | -1 | 0 | 0 | 0 | 0 | 0 |  |  | 0 |  | 0 |  |  | 1/1/2031 | 12/31/2099 |  | 0 | 0 | 2025 |  |  |  | 0 | 0 | Real 2021 ¦ 5/8/2023 1:03:19 PM | 3142 | 0 |  |  | 0 | 0 | 0 |  |  |  | 0
REF | ATC | 2025 | 8 | REF No Wind Portfolio | Residential - Low/Medium_31-42 | Residential - Low/Medium_31-42 | 0 | 0 | 0 |  | 0 |  |  |  | 0 |  |  | -1 | 0 | DSM_EE |  | 0 |  | 0 | 0 | 0 | 0 | -1 | 0 | 0 | 0 | 0 | 0 |  |  | 0 |  | 0 |  |  | 1/1/2031 | 12/31/2099 |  | 0 | 0 | 2025 |  |  |  | 0 | 0 | Real 2021 ¦ 5/8/2023 1:03:19 PM | 3143 | 0 |  |  | 0 | 0 | 0 |  |  |  | 0
REF | ATC | 2025 | 9 | Preferred Plan | Residential - Low/Medium_31-42 | Residential - Low/Medium_31-42 | 0 | 0 | 0 |  | 0 |  |  |  | 0 |  |  | -1 | 0 | DSM_EE |  | 0 |  | 0 | 0 | 0 | 0 | -1 | 0 | 0 | 0 | 0 | 0 |  |  | 0 |  | 0 |  |  | 1/1/2031 | 12/31/2099 |  | 0 | 0 | 2025 |  |  |  | 0 | 0 | Real 2021 ¦ 5/8/2023 1:03:19 PM | 3144 | 0 |  |  | 0 | 0 | 0 |  |  |  | 0
REF | ATC | 2025 | 1 | REF Portfolio | C&I - Low_31-42 | C&I - Low_31-42 | 0 | 0 | 0 |  | 0 |  |  |  | 0 |  |  | -1 | 0 | DSM_EE |  | 0 |  | 0 | 0 | 0 | 0 | -1 | 0 | 0 | 0 | 0 | 0 |  |  | 0 |  | 0 |  |  | 1/1/2031 | 12/31/2099 |  | 0 | 0 | 2025 |  |  |  | 0 | 0 | Real 2021 ¦ 5/8/2023 1:03:19 PM | 3145 | 0 |  |  | 0 | 0 | 0 |  |  |  | 0
REF | ATC | 2025 | 3 | CETA Portfolio | C&I - Low_31-42 | C&I - Low_31-42 | 0 | 0 | 0 |  | 0 |  |  |  | 0 |  |  | -1 | 0 | DSM_EE |  | 0 |  | 0 | 0 | 0 | 0 | -1 | 0 | 0 | 0 | 0 | 0 |  |  | 0 |  | 0 |  |  | 1/1/2031 | 12/31/2099 |  | 0 | 0 | 2025 |  |  |  | 0 | 0 | Real 2021 ¦ 5/8/2023 1:03:19 PM | 3146 | 0 |  |  | 0 | 0 | 0 |  |  |  | 0
REF | ATC | 2025 | 4 | ECR Portfolio | C&I - Low_31-42 | C&I - Low_31-42 | 0 | 0 | 0 |  | 0 |  |  |  | 0 |  |  | -1 | 0 | DSM_EE |  | 0 |  | 0 | 0 | 0 | 0 | -1 | 0 | 0 | 0 | 0 | 0 |  |  | 0 |  | 0 |  |  | 1/1/2031 | 12/31/2099 |  | 0 | 0 | 2025 |  |  |  | 0 | 0 | Real 2021 ¦ 5/8/2023 1:03:19 PM | 3147 | 0 |  |  | 0 | 0 | 0 |  |  |  | 0
REF | ATC | 2025 | 6 | CC Portfolio | C&I - Low_31-42 | C&I - Low_31-42 | 0 | 0 | 0 |  | 0 |  |  |  | 0 |  |  | -1 | 0 | DSM_EE |  | 0 |  | 0 | 0 | 0 | 0 | -1 | 0 | 0 | 0 | 0 | 0 |  |  | 0 |  | 0 |  |  | 1/1/2031 | 12/31/2099 |  | 0 | 0 | 2025 |  |  |  | 0 | 0 | Real 2021 ¦ 5/8/2023 1:03:19 PM | 3148 | 0 |  |  | 0 | 0 | 0 |  |  |  | 0
REF | ATC | 2025 | 7 | REF Mitchell Ext | C&I - Low_31-42 | C&I - Low_31-42 | 0 | 0 | 0 |  | 0 |  |  |  | 0 |  |  | -1 | 0 | DSM_EE |  | 0 |  | 0 | 0 | 0 | 0 | -1 | 0 | 0 | 0 | 0 | 0 |  |  | 0 |  | 0 |  |  | 1/1/2031 | 12/31/2099 |  | 0 | 0 | 2025 |  |  |  | 0 | 0 | Real 2021 ¦ 5/8/2023 1:03:19 PM | 3149 | 0 |  |  | 0 | 0 | 0 |  |  |  | 0
REF | ATC | 2025 | 8 | REF No Wind Portfolio | C&I - Low_31-42 | C&I - Low_31-42 | 0 | 0 | 0 |  | 0 |  |  |  | 0 |  |  | -1 | 0 | DSM_EE |  | 0 |  | 0 | 0 | 0 | 0 | -1 | 0 | 0 | 0 | 0 | 0 |  |  | 0 |  | 0 |  |  | 1/1/2031 | 12/31/2099 |  | 0 | 0 | 2025 |  |  |  | 0 | 0 | Real 2021 ¦ 5/8/2023 1:03:19 PM | 3150 | 0 |  |  | 0 | 0 | 0 |  |  |  | 0
REF | ATC | 2025 | 9 | Preferred Plan | C&I - Low_31-42 | C&I - Low_31-42 | 0 | 0 | 0 |  | 0 |  |  |  | 0 |  |  | -1 | 0 | DSM_EE |  | 0 |  | 0 | 0 | 0 | 0 | -1 | 0 | 0 | 0 | 0 | 0 |  |  | 0 |  | 0 |  |  | 1/1/2031 | 12/31/2099 |  | 0 | 0 | 2025 |  |  |  | 0 | 0 | Real 2021 ¦ 5/8/2023 1:03:19 PM | 3151 | 0 |  |  | 0 | 0 | 0 |  |  |  | 0
REF | ATC | 2025 | 1 | REF Portfolio | IQW_31-42 | IQW_31-42 | 0 | 0 | 0 |  | 0 |  |  |  | 0 |  |  | -1 | 0 | DSM_EE |  | 0 |  | 0 | 0 | 0 | 0 | -1 | 0 | 0 | 0 | 0 | 0 |  |  | 0 |  | 0 |  |  | 1/1/2031 | 12/31/2099 |  | 0 | 0 | 2025 |  |  |  | 0 | 0 | Real 2021 ¦ 5/8/2023 1:03:19 PM | 3152 | 0 |  |  | 0 | 0 | 0 |  |  |  | 0
REF | ATC | 2025 | 2 | REF-HC Portfolio | IQW_31-42 | IQW_31-42 | 0 | 0 | 0 |  | 0 |  |  |  | 0 |  |  | -1 | 0 | DSM_EE |  | 0 |  | 0 | 0 | 0 | 0 | -1 | 0 | 0 | 0 | 0 | 0 |  |  | 0 |  | 0 |  |  | 1/1/2031 | 12/31/2099 |  | 0 | 0 | 2025 |  |  |  | 0 | 0 | Real 2021 ¦ 5/8/2023 1:03:19 PM | 3153 | 0 |  |  | 0 | 0 | 0 |  |  |  | 0
REF | ATC | 2025 | 3 | CETA Portfolio | IQW_31-42 | IQW_31-42 | 0 | 0 | 0 |  | 0 |  |  |  | 0 |  |  | -1 | 0 | DSM_EE |  | 0 |  | 0 | 0 | 0 | 0 | -1 | 0 | 0 | 0 | 0 | 0 |  |  | 0 |  | 0 |  |  | 1/1/2031 | 12/31/2099 |  | 0 | 0 | 2025 |  |  |  | 0 | 0 | Real 2021 ¦ 5/8/2023 1:03:19 PM | 3154 | 0 |  |  | 0 | 0 | 0 |  |  |  | 0
REF | ATC | 2025 | 4 | ECR Portfolio | IQW_31-42 | IQW_31-42 | 0 | 0 | 0 |  | 0 |  |  |  | 0 |  |  | -1 | 0 | DSM_EE |  | 0 |  | 0 | 0 | 0 | 0 | -1 | 0 | 0 | 0 | 0 | 0 |  |  | 0 |  | 0 |  |  | 1/1/2031 | 12/31/2099 |  | 0 | 0 | 2025 |  |  |  | 0 | 0 | Real 2021 ¦ 5/8/2023 1:03:19 PM | 3155 | 0 |  |  | 0 | 0 | 0 |  |  |  | 0
REF | ATC | 2025 | 5 | NCR Portfolio | IQW_31-42 | IQW_31-42 | 0 | 0 | 0 |  | 0 |  |  |  | 0 |  |  | -1 | 0 | DSM_EE |  | 0 |  | 0 | 0 | 0 | 0 | -1 | 0 | 0 | 0 | 0 | 0 |  |  | 0 |  | 0 |  |  | 1/1/2031 | 12/31/2099 |  | 0 | 0 | 2025 |  |  |  | 0 | 0 | Real 2021 ¦ 5/8/2023 1:03:19 PM | 3156 | 0 |  |  | 0 | 0 | 0 |  |  |  | 0
REF | ATC | 2025 | 6 | CC Portfolio | IQW_31-42 | IQW_31-42 | 0 | 0 | 0 |  | 0 |  |  |  | 0 |  |  | -1 | 0 | DSM_EE |  | 0 |  | 0 | 0 | 0 | 0 | -1 | 0 | 0 | 0 | 0 | 0 |  |  | 0 |  | 0 |  |  | 1/1/2031 | 12/31/2099 |  | 0 | 0 | 2025 |  |  |  | 0 | 0 | Real 2021 ¦ 5/8/2023 1:03:19 PM | 3157 | 0 |  |  | 0 | 0 | 0 |  |  |  | 0
REF | ATC | 2025 | 7 | REF Mitchell Ext | IQW_31-42 | IQW_31-42 | 0 | 0 | 0 |  | 0 |  |  |  | 0 |  |  | -1 | 0 | DSM_EE |  | 0 |  | 0 | 0 | 0 | 0 | -1 | 0 | 0 | 0 | 0 | 0 |  |  | 0 |  | 0 |  |  | 1/1/2031 | 12/31/2099 |  | 0 | 0 | 2025 |  |  |  | 0 | 0 | Real 2021 ¦ 5/8/2023 1:03:19 PM | 3158 | 0 |  |  | 0 | 0 | 0 |  |  |  | 0
REF | ATC | 2025 | 8 | REF No Wind Portfolio | IQW_31-42 | IQW_31-42 | 0 | 0 | 0 |  | 0 |  |  |  | 0 |  |  | -1 | 0 | DSM_EE |  | 0 |  | 0 | 0 | 0 | 0 | -1 | 0 | 0 | 0 | 0 | 0 |  |  | 0 |  | 0 |  |  | 1/1/2031 | 12/31/2099 |  | 0 | 0 | 2025 |  |  |  | 0 | 0 | Real 2021 ¦ 5/8/2023 1:03:19 PM | 3159 | 0 |  |  | 0 | 0 | 0 |  |  |  | 0
REF | ATC | 2025 | 9 | Preferred Plan | IQW_31-42 | IQW_31-42 | 0 | 0 | 0 |  | 0 |  |  |  | 0 |  |  | -1 | 0 | DSM_EE |  | 0 |  | 0 | 0 | 0 | 0 | -1 | 0 | 0 | 0 | 0 | 0 |  |  | 0 |  | 0 |  |  | 1/1/2031 | 12/31/2099 |  | 0 | 0 | 2025 |  |  |  | 0 | 0 | Real 2021 ¦ 5/8/2023 1:03:19 PM | 3160 | 0 |  |  | 0 | 0 | 0 |  |  |  | 0
REF | ATC | 2025 | 1 | REF Portfolio | Area 1001 Gas CT 2029 | Area 1001 Gas CT 2029 | 0 | 0 | 0 |  | 0 |  |  |  | 0 |  |  | -1 | 0 | TCO |  | 0 |  | 0 | 0 | 0 | 0 | -1 | 0 | 0 | 0 | 0 | 0 |  |  | 0 |  | 0 |  |  | 1/1/2029 | 12/31/2099 |  | 0 | 0 | 2025 |  |  |  | 0 | 0 | Real 2021 ¦ 5/8/2023 1:03:19 PM | 3161 | 0 |  |  | 0 | 0 | 0 |  |  |  | 0
REF | ATC | 2025 | 2 | REF-HC Portfolio | Area 1001 Gas CT 2029 | Area 1001 Gas CT 2029 | 0 | 0 | 0 |  | 0 |  |  |  | 0 |  |  | -1 | 0 | TCO |  | 0 |  | 0 | 0 | 0 | 0 | -1 | 0 | 0 | 0 | 0 | 0 |  |  | 0 |  | 0 |  |  | 1/1/2029 | 12/31/2099 |  | 0 | 0 | 2025 |  |  |  | 0 | 0 | Real 2021 ¦ 5/8/2023 1:03:19 PM | 3162 | 0 |  |  | 0 | 0 | 0 |  |  |  | 0
REF | ATC | 2025 | 3 | CETA Portfolio | Area 1001 Gas CT 2029 | Area 1001 Gas CT 2029 | 0 | 0 | 0 |  | 0 |  |  |  | 0 |  |  | -1 | 0 | TCO |  | 0 |  | 0 | 0 | 0 | 0 | -1 | 0 | 0 | 0 | 0 | 0 |  |  | 0 |  | 0 |  |  | 1/1/2029 | 12/31/2099 |  | 0 | 0 | 2025 |  |  |  | 0 | 0 | Real 2021 ¦ 5/8/2023 1:03:19 PM | 3163 | 0 |  |  | 0 | 0 | 0 |  |  |  | 0
REF | ATC | 2025 | 4 | ECR Portfolio | Area 1001 Gas CT 2029 | Area 1001 Gas CT 2029 | 0 | 0 | 0 |  | 0 |  |  |  | 0 |  |  | -1 | 0 | TCO |  | 0 |  | 0 | 0 | 0 | 0 | -1 | 0 | 0 | 0 | 0 | 0 |  |  | 0 |  | 0 |  |  | 1/1/2029 | 12/31/2099 |  | 0 | 0 | 2025 |  |  |  | 0 | 0 | Real 2021 ¦ 5/8/2023 1:03:19 PM | 3164 | 0 |  |  | 0 | 0 | 0 |  |  |  | 0
REF | ATC | 2025 | 5 | NCR Portfolio | Area 1001 Gas CT 2029 | Area 1001 Gas CT 2029 | 0 | 0 | 0 |  | 0 |  |  |  | 0 |  |  | -1 | 0 | TCO |  | 0 |  | 0 | 0 | 0 | 0 | -1 | 0 | 0 | 0 | 0 | 0 |  |  | 0 |  | 0 |  |  | 1/1/2029 | 12/31/2099 |  | 0 | 0 | 2025 |  |  |  | 0 | 0 | Real 2021 ¦ 5/8/2023 1:03:19 PM | 3165 | 0 |  |  | 0 | 0 | 0 |  |  |  | 0
REF | ATC | 2025 | 7 | REF Mitchell Ext | Area 1001 Gas CT 2029 | Area 1001 Gas CT 2029 | 0 | 0 | 0 |  | 0 |  |  |  | 0 |  |  | -1 | 0 | TCO |  | 0 |  | 0 | 0 | 0 | 0 | -1 | 0 | 0 | 0 | 0 | 0 |  |  | 0 |  | 0 |  |  | 1/1/2029 | 12/31/2099 |  | 0 | 0 | 2025 |  |  |  | 0 | 0 | Real 2021 ¦ 5/8/2023 1:03:19 PM | 3166 | 0 |  |  | 0 | 0 | 0 |  |  |  | 0
REF | ATC | 2025 | 8 | REF No Wind Portfolio | Area 1001 Gas CT 2029 | Area 1001 Gas CT 2029 | 0 | 0 | 0 |  | 0 |  |  |  | 0 |  |  | -1 | 0 | TCO |  | 0 |  | 0 | 0 | 0 | 0 | -1 | 0 | 0 | 0 | 0 | 0 |  |  | 0 |  | 0 |  |  | 1/1/2029 | 12/31/2099 |  | 0 | 0 | 2025 |  |  |  | 0 | 0 | Real 2021 ¦ 5/8/2023 1:03:19 PM | 3167 | 0 |  |  | 0 | 0 | 0 |  |  |  | 0
REF | ATC | 2025 | 9 | Preferred Plan | Area 1001 Gas CT 2029 | Area 1001 Gas CT 2029 | 0 | 0 | 0 |  | 0 |  |  |  | 0 |  |  | -1 | 0 | TCO |  | 0 |  | 0 | 0 | 0 | 0 | -1 | 0 | 0 | 0 | 0 | 0 |  |  | 0 |  | 0 |  |  | 1/1/2029 | 12/31/2099 |  | 0 | 0 | 2025 |  |  |  | 0 | 0 | Real 2021 ¦ 5/8/2023 1:03:19 PM | 3168 | 0 |  |  | 0 | 0 | 0 |  |  |  | 0
REF | ATC | 2025 | 8 | REF No Wind Portfolio | Area 1001 Solar 2026 | Area 1001 Solar 2026 | 0 | 0 | 0 |  | 0 |  |  |  | 0 |  |  | -1 | 0 | Solar |  | 0 |  | 0 | 0 | 0 | 0 | -1 | 0 | 0 | 0 | 0 | 0 |  |  | 0 |  | 0 |  |  | 1/1/2026 | 12/31/2099 |  | 0 | 0 | 2025 |  |  |  | 0 | 0 | Real 2021 ¦ 5/8/2023 1:03:19 PM | 3169 | 0 |  |  | 0 | 0 | 0 |  |  |  | 0
REF | ATC | 2025 | 1 | REF Portfolio | Area 1001 Solar 2027 | Area 1001 Solar 2027 | 0 | 0 | 0 |  | 0 |  |  |  | 0 |  |  | -1 | 0 | Solar |  | 0 |  | 0 | 0 | 0 | 0 | -1 | 0 | 0 | 0 | 0 | 0 |  |  | 0 |  | 0 |  |  | 1/1/2027 | 12/31/2099 |  | 0 | 0 | 2025 |  |  |  | 0 | 0 | Real 2021 ¦ 5/8/2023 1:03:19 PM | 3170 | 0 |  |  | 0 | 0 | 0 |  |  |  | 0
REF | ATC | 2025 | 2 | REF-HC Portfolio | Area 1001 Solar 2027 | Area 1001 Solar 2027 | 0 | 0 | 0 |  | 0 |  |  |  | 0 |  |  | -1 | 0 | Solar |  | 0 |  | 0 | 0 | 0 | 0 | -1 | 0 | 0 | 0 | 0 | 0 |  |  | 0 |  | 0 |  |  | 1/1/2027 | 12/31/2099 |  | 0 | 0 | 2025 |  |  |  | 0 | 0 | Real 2021 ¦ 5/8/2023 1:03:19 PM | 3171 | 0 |  |  | 0 | 0 | 0 |  |  |  | 0
REF | ATC | 2025 | 3 | CETA Portfolio | Area 1001 Solar 2027 | Area 1001 Solar 2027 | 0 | 0 | 0 |  | 0 |  |  |  | 0 |  |  | -1 | 0 | Solar |  | 0 |  | 0 | 0 | 0 | 0 | -1 | 0 | 0 | 0 | 0 | 0 |  |  | 0 |  | 0 |  |  | 1/1/2027 | 12/31/2099 |  | 0 | 0 | 2025 |  |  |  | 0 | 0 | Real 2021 ¦ 5/8/2023 1:03:19 PM | 3172 | 0 |  |  | 0 | 0 | 0 |  |  |  | 0
REF | ATC | 2025 | 5 | NCR Portfolio | Area 1001 Solar 2027 | Area 1001 Solar 2027 | 0 | 0 | 0 |  | 0 |  |  |  | 0 |  |  | -1 | 0 | Solar |  | 0 |  | 0 | 0 | 0 | 0 | -1 | 0 | 0 | 0 | 0 | 0 |  |  | 0 |  | 0 |  |  | 1/1/2027 | 12/31/2099 |  | 0 | 0 | 2025 |  |  |  | 0 | 0 | Real 2021 ¦ 5/8/2023 1:03:19 PM | 3173 | 0 |  |  | 0 | 0 | 0 |  |  |  | 0
REF | ATC | 2025 | 6 | CC Portfolio | Area 1001 Solar 2027 | Area 1001 Solar 2027 | 0 | 0 | 0 |  | 0 |  |  |  | 0 |  |  | -1 | 0 | Solar |  | 0 |  | 0 | 0 | 0 | 0 | -1 | 0 | 0 | 0 | 0 | 0 |  |  | 0 |  | 0 |  |  | 1/1/2027 | 12/31/2099 |  | 0 | 0 | 2025 |  |  |  | 0 | 0 | Real 2021 ¦ 5/8/2023 1:03:19 PM | 3174 | 0 |  |  | 0 | 0 | 0 |  |  |  | 0
REF | ATC | 2025 | 7 | REF Mitchell Ext | Area 1001 Solar 2027 | Area 1001 Solar 2027 | 0 | 0 | 0 |  | 0 |  |  |  | 0 |  |  | -1 | 0 | Solar |  | 0 |  | 0 | 0 | 0 | 0 | -1 | 0 | 0 | 0 | 0 | 0 |  |  | 0 |  | 0 |  |  | 1/1/2027 | 12/31/2099 |  | 0 | 0 | 2025 |  |  |  | 0 | 0 | Real 2021 ¦ 5/8/2023 1:03:19 PM | 3175 | 0 |  |  | 0 | 0 | 0 |  |  |  | 0
REF | ATC | 2025 | 8 | REF No Wind Portfolio | Area 1001 Solar 2027 | Area 1001 Solar 2027 | 0 | 0 | 0 |  | 0 |  |  |  | 0 |  |  | -1 | 0 | Solar |  | 0 |  | 0 | 0 | 0 | 0 | -1 | 0 | 0 | 0 | 0 | 0 |  |  | 0 |  | 0 |  |  | 1/1/2027 | 12/31/2099 |  | 0 | 0 | 2025 |  |  |  | 0 | 0 | Real 2021 ¦ 5/8/2023 1:03:19 PM | 3176 | 0 |  |  | 0 | 0 | 0 |  |  |  | 0
REF | ATC | 2025 | 9 | Preferred Plan | Area 1001 Solar 2027 | Area 1001 Solar 2027 | 0 | 0 | 0 |  | 0 |  |  |  | 0 |  |  | -1 | 0 | Solar |  | 0 |  | 0 | 0 | 0 | 0 | -1 | 0 | 0 | 0 | 0 | 0 |  |  | 0 |  | 0 |  |  | 1/1/2027 | 12/31/2099 |  | 0 | 0 | 2025 |  |  |  | 0 | 0 | Real 2021 ¦ 5/8/2023 1:03:19 PM | 3177 | 0 |  |  | 0 | 0 | 0 |  |  |  | 0
REF | ATC | 2025 | 1 | REF Portfolio | Area 1001 Solar 2028 | Area 1001 Solar 2028 | 0 | 0 | 0 |  | 0 |  |  |  | 0 |  |  | -1 | 0 | Solar |  | 0 |  | 0 | 0 | 0 | 0 | -1 | 0 | 0 | 0 | 0 | 0 |  |  | 0 |  | 0 |  |  | 1/1/2028 | 12/31/2099 |  | 0 | 0 | 2025 |  |  |  | 0 | 0 | Real 2021 ¦ 5/8/2023 1:03:19 PM | 3178 | 0 |  |  | 0 | 0 | 0 |  |  |  | 0
REF | ATC | 2025 | 2 | REF-HC Portfolio | Area 1001 Solar 2028 | Area 1001 Solar 2028 | 0 | 0 | 0 |  | 0 |  |  |  | 0 |  |  | -1 | 0 | Solar |  | 0 |  | 0 | 0 | 0 | 0 | -1 | 0 | 0 | 0 | 0 | 0 |  |  | 0 |  | 0 |  |  | 1/1/2028 | 12/31/2099 |  | 0 | 0 | 2025 |  |  |  | 0 | 0 | Real 2021 ¦ 5/8/2023 1:03:19 PM | 3179 | 0 |  |  | 0 | 0 | 0 |  |  |  | 0
REF | ATC | 2025 | 3 | CETA Portfolio | Area 1001 Solar 2028 | Area 1001 Solar 2028 | 0 | 0 | 0 |  | 0 |  |  |  | 0 |  |  | -1 | 0 | Solar |  | 0 |  | 0 | 0 | 0 | 0 | -1 | 0 | 0 | 0 | 0 | 0 |  |  | 0 |  | 0 |  |  | 1/1/2028 | 12/31/2099 |  | 0 | 0 | 2025 |  |  |  | 0 | 0 | Real 2021 ¦ 5/8/2023 1:03:19 PM | 3180 | 0 |  |  | 0 | 0 | 0 |  |  |  | 0
REF | ATC | 2025 | 4 | ECR Portfolio | Area 1001 Solar 2028 | Area 1001 Solar 2028 | 0 | 0 | 0 |  | 0 |  |  |  | 0 |  |  | -1 | 0 | Solar |  | 0 |  | 0 | 0 | 0 | 0 | -1 | 0 | 0 | 0 | 0 | 0 |  |  | 0 |  | 0 |  |  | 1/1/2028 | 12/31/2099 |  | 0 | 0 | 2025 |  |  |  | 0 | 0 | Real 2021 ¦ 5/8/2023 1:03:19 PM | 3181 | 0 |  |  | 0 | 0 | 0 |  |  |  | 0
REF | ATC | 2025 | 5 | NCR Portfolio | Area 1001 Solar 2028 | Area 1001 Solar 2028 | 0 | 0 | 0 |  | 0 |  |  |  | 0 |  |  | -1 | 0 | Solar |  | 0 |  | 0 | 0 | 0 | 0 | -1 | 0 | 0 | 0 | 0 | 0 |  |  | 0 |  | 0 |  |  | 1/1/2028 | 12/31/2099 |  | 0 | 0 | 2025 |  |  |  | 0 | 0 | Real 2021 ¦ 5/8/2023 1:03:19 PM | 3182 | 0 |  |  | 0 | 0 | 0 |  |  |  | 0
REF | ATC | 2025 | 6 | CC Portfolio | Area 1001 Solar 2028 | Area 1001 Solar 2028 | 0 | 0 | 0 |  | 0 |  |  |  | 0 |  |  | -1 | 0 | Solar |  | 0 |  | 0 | 0 | 0 | 0 | -1 | 0 | 0 | 0 | 0 | 0 |  |  | 0 |  | 0 |  |  | 1/1/2028 | 12/31/2099 |  | 0 | 0 | 2025 |  |  |  | 0 | 0 | Real 2021 ¦ 5/8/2023 1:03:19 PM | 3183 | 0 |  |  | 0 | 0 | 0 |  |  |  | 0
REF | ATC | 2025 | 7 | REF Mitchell Ext | Area 1001 Solar 2028 | Area 1001 Solar 2028 | 0 | 0 | 0 |  | 0 |  |  |  | 0 |  |  | -1 | 0 | Solar |  | 0 |  | 0 | 0 | 0 | 0 | -1 | 0 | 0 | 0 | 0 | 0 |  |  | 0 |  | 0 |  |  | 1/1/2028 | 12/31/2099 |  | 0 | 0 | 2025 |  |  |  | 0 | 0 | Real 2021 ¦ 5/8/2023 1:03:19 PM | 3184 | 0 |  |  | 0 | 0 | 0 |  |  |  | 0
REF | ATC | 2025 | 8 | REF No Wind Portfolio | Area 1001 Solar 2028 | Area 1001 Solar 2028 | 0 | 0 | 0 |  | 0 |  |  |  | 0 |  |  | -1 | 0 | Solar |  | 0 |  | 0 | 0 | 0 | 0 | -1 | 0 | 0 | 0 | 0 | 0 |  |  | 0 |  | 0 |  |  | 1/1/2028 | 12/31/2099 |  | 0 | 0 | 2025 |  |  |  | 0 | 0 | Real 2021 ¦ 5/8/2023 1:03:19 PM | 3185 | 0 |  |  | 0 | 0 | 0 |  |  |  | 0
REF | ATC | 2025 | 9 | Preferred Plan | Area 1001 Solar 2028 | Area 1001 Solar 2028 | 0 | 0 | 0 |  | 0 |  |  |  | 0 |  |  | -1 | 0 | Solar |  | 0 |  | 0 | 0 | 0 | 0 | -1 | 0 | 0 | 0 | 0 | 0 |  |  | 0 |  | 0 |  |  | 1/1/2028 | 12/31/2099 |  | 0 | 0 | 2025 |  |  |  | 0 | 0 | Real 2021 ¦ 5/8/2023 1:03:19 PM | 3186 | 0 |  |  | 0 | 0 | 0 |  |  |  | 0
REF | ATC | 2025 | 1 | REF Portfolio | Area 1001 Solar 2029 | Area 1001 Solar 2029 | 0 | 0 | 0 |  | 0 |  |  |  | 0 |  |  | -1 | 0 | Solar |  | 0 |  | 0 | 0 | 0 | 0 | -1 | 0 | 0 | 0 | 0 | 0 |  |  | 0 |  | 0 |  |  | 1/1/2029 | 12/31/2099 |  | 0 | 0 | 2025 |  |  |  | 0 | 0 | Real 2021 ¦ 5/8/2023 1:03:19 PM | 3187 | 0 |  |  | 0 | 0 | 0 |  |  |  | 0
REF | ATC | 2025 | 3 | CETA Portfolio | Area 1001 Solar 2029 | Area 1001 Solar 2029 | 0 | 0 | 0 |  | 0 |  |  |  | 0 |  |  | -1 | 0 | Solar |  | 0 |  | 0 | 0 | 0 | 0 | -1 | 0 | 0 | 0 | 0 | 0 |  |  | 0 |  | 0 |  |  | 1/1/2029 | 12/31/2099 |  | 0 | 0 | 2025 |  |  |  | 0 | 0 | Real 2021 ¦ 5/8/2023 1:03:19 PM | 3188 | 0 |  |  | 0 | 0 | 0 |  |  |  | 0
REF | ATC | 2025 | 4 | ECR Portfolio | Area 1001 Solar 2029 | Area 1001 Solar 2029 | 0 | 0 | 0 |  | 0 |  |  |  | 0 |  |  | -1 | 0 | Solar |  | 0 |  | 0 | 0 | 0 | 0 | -1 | 0 | 0 | 0 | 0 | 0 |  |  | 0 |  | 0 |  |  | 1/1/2029 | 12/31/2099 |  | 0 | 0 | 2025 |  |  |  | 0 | 0 | Real 2021 ¦ 5/8/2023 1:03:19 PM | 3189 | 0 |  |  | 0 | 0 | 0 |  |  |  | 0
REF | ATC | 2025 | 6 | CC Portfolio | Area 1001 Solar 2029 | Area 1001 Solar 2029 | 0 | 0 | 0 |  | 0 |  |  |  | 0 |  |  | -1 | 0 | Solar |  | 0 |  | 0 | 0 | 0 | 0 | -1 | 0 | 0 | 0 | 0 | 0 |  |  | 0 |  | 0 |  |  | 1/1/2029 | 12/31/2099 |  | 0 | 0 | 2025 |  |  |  | 0 | 0 | Real 2021 ¦ 5/8/2023 1:03:19 PM | 3190 | 0 |  |  | 0 | 0 | 0 |  |  |  | 0
REF | ATC | 2025 | 7 | REF Mitchell Ext | Area 1001 Solar 2029 | Area 1001 Solar 2029 | 0 | 0 | 0 |  | 0 |  |  |  | 0 |  |  | -1 | 0 | Solar |  | 0 |  | 0 | 0 | 0 | 0 | -1 | 0 | 0 | 0 | 0 | 0 |  |  | 0 |  | 0 |  |  | 1/1/2029 | 12/31/2099 |  | 0 | 0 | 2025 |  |  |  | 0 | 0 | Real 2021 ¦ 5/8/2023 1:03:19 PM | 3191 | 0 |  |  | 0 | 0 | 0 |  |  |  | 0
REF | ATC | 2025 | 8 | REF No Wind Portfolio | Area 1001 Solar 2029 | Area 1001 Solar 2029 | 0 | 0 | 0 |  | 0 |  |  |  | 0 |  |  | -1 | 0 | Solar |  | 0 |  | 0 | 0 | 0 | 0 | -1 | 0 | 0 | 0 | 0 | 0 |  |  | 0 |  | 0 |  |  | 1/1/2029 | 12/31/2099 |  | 0 | 0 | 2025 |  |  |  | 0 | 0 | Real 2021 ¦ 5/8/2023 1:03:19 PM | 3192 | 0 |  |  | 0 | 0 | 0 |  |  |  | 0
REF | ATC | 2025 | 9 | Preferred Plan | Area 1001 Solar 2029 | Area 1001 Solar 2029 | 0 | 0 | 0 |  | 0 |  |  |  | 0 |  |  | -1 | 0 | Solar |  | 0 |  | 0 | 0 | 0 | 0 | -1 | 0 | 0 | 0 | 0 | 0 |  |  | 0 |  | 0 |  |  | 1/1/2029 | 12/31/2099 |  | 0 | 0 | 2025 |  |  |  | 0 | 0 | Real 2021 ¦ 5/8/2023 1:03:19 PM | 3193 | 0 |  |  | 0 | 0 | 0 |  |  |  | 0
REF | ATC | 2025 | 3 | CETA Portfolio | Area 1001 Solar 2030 | Area 1001 Solar 2030 | 0 | 0 | 0 |  | 0 |  |  |  | 0 |  |  | -1 | 0 | Solar |  | 0 |  | 0 | 0 | 0 | 0 | -1 | 0 | 0 | 0 | 0 | 0 |  |  | 0 |  | 0 |  |  | 1/1/2030 | 12/31/2099 |  | 0 | 0 | 2025 |  |  |  | 0 | 0 | Real 2021 ¦ 5/8/2023 1:03:19 PM | 3194 | 0 |  |  | 0 | 0 | 0 |  |  |  | 0
REF | ATC | 2025 | 8 | REF No Wind Portfolio | Area 1001 Solar 2030 | Area 1001 Solar 2030 | 0 | 0 | 0 |  | 0 |  |  |  | 0 |  |  | -1 | 0 | Solar |  | 0 |  | 0 | 0 | 0 | 0 | -1 | 0 | 0 | 0 | 0 | 0 |  |  | 0 |  | 0 |  |  | 1/1/2030 | 12/31/2099 |  | 0 | 0 | 2025 |  |  |  | 0 | 0 | Real 2021 ¦ 5/8/2023 1:03:19 PM | 3195 | 0 |  |  | 0 | 0 | 0 |  |  |  | 0
REF | ATC | 2025 | 4 | ECR Portfolio | Area 1001 Solar 2031 | Area 1001 Solar 2031 | 0 | 0 | 0 |  | 0 |  |  |  | 0 |  |  | -1 | 0 | Solar |  | 0 |  | 0 | 0 | 0 | 0 | -1 | 0 | 0 | 0 | 0 | 0 |  |  | 0 |  | 0 |  |  | 1/1/2031 | 12/31/2099 |  | 0 | 0 | 2025 |  |  |  | 0 | 0 | Real 2021 ¦ 5/8/2023 1:03:19 PM | 3196 | 0 |  |  | 0 | 0 | 0 |  |  |  | 0
REF | ATC | 2025 | 8 | REF No Wind Portfolio | Area 1001 Solar 2031 | Area 1001 Solar 2031 | 0 | 0 | 0 |  | 0 |  |  |  | 0 |  |  | -1 | 0 | Solar |  | 0 |  | 0 | 0 | 0 | 0 | -1 | 0 | 0 | 0 | 0 | 0 |  |  | 0 |  | 0 |  |  | 1/1/2031 | 12/31/2099 |  | 0 | 0 | 2025 |  |  |  | 0 | 0 | Real 2021 ¦ 5/8/2023 1:03:19 PM | 3197 | 0 |  |  | 0 | 0 | 0 |  |  |  | 0
REF | ATC | 2025 | 3 | CETA Portfolio | Area 1001 Solar 2032 | Area 1001 Solar 2032 | 0 | 0 | 0 |  | 0 |  |  |  | 0 |  |  | -1 | 0 | Solar |  | 0 |  | 0 | 0 | 0 | 0 | -1 | 0 | 0 | 0 | 0 | 0 |  |  | 0 |  | 0 |  |  | 1/1/2032 | 12/31/2099 |  | 0 | 0 | 2025 |  |  |  | 0 | 0 | Real 2021 ¦ 5/8/2023 1:03:19 PM | 3198 | 0 |  |  | 0 | 0 | 0 |  |  |  | 0
REF | ATC | 2025 | 4 | ECR Portfolio | Area 1001 Solar 2032 | Area 1001 Solar 2032 | 0 | 0 | 0 |  | 0 |  |  |  | 0 |  |  | -1 | 0 | Solar |  | 0 |  | 0 | 0 | 0 | 0 | -1 | 0 | 0 | 0 | 0 | 0 |  |  | 0 |  | 0 |  |  | 1/1/2032 | 12/31/2099 |  | 0 | 0 | 2025 |  |  |  | 0 | 0 | Real 2021 ¦ 5/8/2023 1:03:19 PM | 3199 | 0 |  |  | 0 | 0 | 0 |  |  |  | 0
REF | ATC | 2025 | 8 | REF No Wind Portfolio | Area 1001 Solar 2032 | Area 1001 Solar 2032 | 0 | 0 | 0 |  | 0 |  |  |  | 0 |  |  | -1 | 0 | Solar |  | 0 |  | 0 | 0 | 0 | 0 | -1 | 0 | 0 | 0 | 0 | 0 |  |  | 0 |  | 0 |  |  | 1/1/2032 | 12/31/2099 |  | 0 | 0 | 2025 |  |  |  | 0 | 0 | Real 2021 ¦ 5/8/2023 1:03:19 PM | 3200 | 0 |  |  | 0 | 0 | 0 |  |  |  | 0
REF | ATC | 2025 | 8 | REF No Wind Portfolio | Area 1001 Solar 2035 | Area 1001 Solar 2035 | 0 | 0 | 0 |  | 0 |  |  |  | 0 |  |  | -1 | 0 | Solar |  | 0 |  | 0 | 0 | 0 | 0 | -1 | 0 | 0 | 0 | 0 | 0 |  |  | 0 |  | 0 |  |  | 1/1/2035 | 12/31/2099 |  | 0 | 0 | 2025 |  |  |  | 0 | 0 | Real 2021 ¦ 5/8/2023 1:03:19 PM | 3201 | 0 |  |  | 0 | 0 | 0 |  |  |  | 0
REF | ATC | 2025 | 4 | ECR Portfolio | Area 1001 Solar 2036 | Area 1001 Solar 2036 | 0 | 0 | 0 |  | 0 |  |  |  | 0 |  |  | -1 | 0 | Solar |  | 0 |  | 0 | 0 | 0 | 0 | -1 | 0 | 0 | 0 | 0 | 0 |  |  | 0 |  | 0 |  |  | 1/1/2036 | 12/31/2099 |  | 0 | 0 | 2025 |  |  |  | 0 | 0 | Real 2021 ¦ 5/8/2023 1:03:19 PM | 3202 | 0 |  |  | 0 | 0 | 0 |  |  |  | 0
REF | ATC | 2025 | 1 | REF Portfolio | Area 1001 Solar 2037 | Area 1001 Solar 2037 | 0 | 0 | 0 |  | 0 |  |  |  | 0 |  |  | -1 | 0 | Solar |  | 0 |  | 0 | 0 | 0 | 0 | -1 | 0 | 0 | 0 | 0 | 0 |  |  | 0 |  | 0 |  |  | 1/1/2037 | 12/31/2099 |  | 0 | 0 | 2025 |  |  |  | 0 | 0 | Real 2021 ¦ 5/8/2023 1:03:19 PM | 3203 | 0 |  |  | 0 | 0 | 0 |  |  |  | 0
REF | ATC | 2025 | 3 | CETA Portfolio | Area 1001 Solar 2037 | Area 1001 Solar 2037 | 0 | 0 | 0 |  | 0 |  |  |  | 0 |  |  | -1 | 0 | Solar |  | 0 |  | 0 | 0 | 0 | 0 | -1 | 0 | 0 | 0 | 0 | 0 |  |  | 0 |  | 0 |  |  | 1/1/2037 | 12/31/2099 |  | 0 | 0 | 2025 |  |  |  | 0 | 0 | Real 2021 ¦ 5/8/2023 1:03:19 PM | 3204 | 0 |  |  | 0 | 0 | 0 |  |  |  | 0
REF | ATC | 2025 | 7 | REF Mitchell Ext | Area 1001 Solar 2037 | Area 1001 Solar 2037 | 0 | 0 | 0 |  | 0 |  |  |  | 0 |  |  | -1 | 0 | Solar |  | 0 |  | 0 | 0 | 0 | 0 | -1 | 0 | 0 | 0 | 0 | 0 |  |  | 0 |  | 0 |  |  | 1/1/2037 | 12/31/2099 |  | 0 | 0 | 2025 |  |  |  | 0 | 0 | Real 2021 ¦ 5/8/2023 1:03:19 PM | 3205 | 0 |  |  | 0 | 0 | 0 |  |  |  | 0
REF | ATC | 2025 | 8 | REF No Wind Portfolio | Area 1001 Solar 2037 | Area 1001 Solar 2037 | 0 | 0 | 0 |  | 0 |  |  |  | 0 |  |  | -1 | 0 | Solar |  | 0 |  | 0 | 0 | 0 | 0 | -1 | 0 | 0 | 0 | 0 | 0 |  |  | 0 |  | 0 |  |  | 1/1/2037 | 12/31/2099 |  | 0 | 0 | 2025 |  |  |  | 0 | 0 | Real 2021 ¦ 5/8/2023 1:03:19 PM | 3206 | 0 |  |  | 0 | 0 | 0 |  |  |  | 0
REF | ATC | 2025 | 1 | REF Portfolio | Area 1001 Wind 2026 | Area 1001 Wind 2026 | 0 | 0 | 0 |  | 0 |  |  |  | 0 |  |  | -1 | 0 | Wind |  | 0 |  | 0 | 0 | 0 | 0 | -1 | 0 | 0 | 0 | 0 | 0 |  |  | 0 |  | 0 |  |  | 1/1/2026 | 12/31/2099 |  | 0 | 0 | 2025 |  |  |  | 0 | 0 | Real 2021 ¦ 5/8/2023 1:03:19 PM | 3207 | 0 |  |  | 0 | 0 | 0 |  |  |  | 0
REF | ATC | 2025 | 2 | REF-HC Portfolio | Area 1001 Wind 2026 | Area 1001 Wind 2026 | 0 | 0 | 0 |  | 0 |  |  |  | 0 |  |  | -1 | 0 | Wind |  | 0 |  | 0 | 0 | 0 | 0 | -1 | 0 | 0 | 0 | 0 | 0 |  |  | 0 |  | 0 |  |  | 1/1/2026 | 12/31/2099 |  | 0 | 0 | 2025 |  |  |  | 0 | 0 | Real 2021 ¦ 5/8/2023 1:03:19 PM | 3208 | 0 |  |  | 0 | 0 | 0 |  |  |  | 0
REF | ATC | 2025 | 3 | CETA Portfolio | Area 1001 Wind 2026 | Area 1001 Wind 2026 | 0 | 0 | 0 |  | 0 |  |  |  | 0 |  |  | -1 | 0 | Wind |  | 0 |  | 0 | 0 | 0 | 0 | -1 | 0 | 0 | 0 | 0 | 0 |  |  | 0 |  | 0 |  |  | 1/1/2026 | 12/31/2099 |  | 0 | 0 | 2025 |  |  |  | 0 | 0 | Real 2021 ¦ 5/8/2023 1:03:19 PM | 3209 | 0 |  |  | 0 | 0 | 0 |  |  |  | 0
REF | ATC | 2025 | 4 | ECR Portfolio | Area 1001 Wind 2026 | Area 1001 Wind 2026 | 0 | 0 | 0 |  | 0 |  |  |  | 0 |  |  | -1 | 0 | Wind |  | 0 |  | 0 | 0 | 0 | 0 | -1 | 0 | 0 | 0 | 0 | 0 |  |  | 0 |  | 0 |  |  | 1/1/2026 | 12/31/2099 |  | 0 | 0 | 2025 |  |  |  | 0 | 0 | Real 2021 ¦ 5/8/2023 1:03:19 PM | 3210 | 0 |  |  | 0 | 0 | 0 |  |  |  | 0
REF | ATC | 2025 | 5 | NCR Portfolio | Area 1001 Wind 2026 | Area 1001 Wind 2026 | 0 | 0 | 0 |  | 0 |  |  |  | 0 |  |  | -1 | 0 | Wind |  | 0 |  | 0 | 0 | 0 | 0 | -1 | 0 | 0 | 0 | 0 | 0 |  |  | 0 |  | 0 |  |  | 1/1/2026 | 12/31/2099 |  | 0 | 0 | 2025 |  |  |  | 0 | 0 | Real 2021 ¦ 5/8/2023 1:03:19 PM | 3211 | 0 |  |  | 0 | 0 | 0 |  |  |  | 0
REF | ATC | 2025 | 6 | CC Portfolio | Area 1001 Wind 2026 | Area 1001 Wind 2026 | 0 | 0 | 0 |  | 0 |  |  |  | 0 |  |  | -1 | 0 | Wind |  | 0 |  | 0 | 0 | 0 | 0 | -1 | 0 | 0 | 0 | 0 | 0 |  |  | 0 |  | 0 |  |  | 1/1/2026 | 12/31/2099 |  | 0 | 0 | 2025 |  |  |  | 0 | 0 | Real 2021 ¦ 5/8/2023 1:03:19 PM | 3212 | 0 |  |  | 0 | 0 | 0 |  |  |  | 0
REF | ATC | 2025 | 7 | REF Mitchell Ext | Area 1001 Wind 2026 | Area 1001 Wind 2026 | 0 | 0 | 0 |  | 0 |  |  |  | 0 |  |  | -1 | 0 | Wind |  | 0 |  | 0 | 0 | 0 | 0 | -1 | 0 | 0 | 0 | 0 | 0 |  |  | 0 |  | 0 |  |  | 1/1/2026 | 12/31/2099 |  | 0 | 0 | 2025 |  |  |  | 0 | 0 | Real 2021 ¦ 5/8/2023 1:03:19 PM | 3213 | 0 |  |  | 0 | 0 | 0 |  |  |  | 0
REF | ATC | 2025 | 9 | Preferred Plan | Area 1001 Wind 2026 | Area 1001 Wind 2026 | 0 | 0 | 0 |  | 0 |  |  |  | 0 |  |  | -1 | 0 | Wind |  | 0 |  | 0 | 0 | 0 | 0 | -1 | 0 | 0 | 0 | 0 | 0 |  |  | 0 |  | 0 |  |  | 1/1/2026 | 12/31/2099 |  | 0 | 0 | 2025 |  |  |  | 0 | 0 | Real 2021 ¦ 5/8/2023 1:03:19 PM | 3214 | 0 |  |  | 0 | 0 | 0 |  |  |  | 0
REF | ATC | 2025 | 1 | REF Portfolio | Area 1001 Wind 2027 | Area 1001 Wind 2027 | 0 | 0 | 0 |  | 0 |  |  |  | 0 |  |  | -1 | 0 | Wind |  | 0 |  | 0 | 0 | 0 | 0 | -1 | 0 | 0 | 0 | 0 | 0 |  |  | 0 |  | 0 |  |  | 1/1/2027 | 12/31/2099 |  | 0 | 0 | 2025 |  |  |  | 0 | 0 | Real 2021 ¦ 5/8/2023 1:03:19 PM | 3215 | 0 |  |  | 0 | 0 | 0 |  |  |  | 0
REF | ATC | 2025 | 2 | REF-HC Portfolio | Area 1001 Wind 2027 | Area 1001 Wind 2027 | 0 | 0 | 0 |  | 0 |  |  |  | 0 |  |  | -1 | 0 | Wind |  | 0 |  | 0 | 0 | 0 | 0 | -1 | 0 | 0 | 0 | 0 | 0 |  |  | 0 |  | 0 |  |  | 1/1/2027 | 12/31/2099 |  | 0 | 0 | 2025 |  |  |  | 0 | 0 | Real 2021 ¦ 5/8/2023 1:03:19 PM | 3216 | 0 |  |  | 0 | 0 | 0 |  |  |  | 0
REF | ATC | 2025 | 3 | CETA Portfolio | Area 1001 Wind 2027 | Area 1001 Wind 2027 | 0 | 0 | 0 |  | 0 |  |  |  | 0 |  |  | -1 | 0 | Wind |  | 0 |  | 0 | 0 | 0 | 0 | -1 | 0 | 0 | 0 | 0 | 0 |  |  | 0 |  | 0 |  |  | 1/1/2027 | 12/31/2099 |  | 0 | 0 | 2025 |  |  |  | 0 | 0 | Real 2021 ¦ 5/8/2023 1:03:19 PM | 3217 | 0 |  |  | 0 | 0 | 0 |  |  |  | 0
REF | ATC | 2025 | 4 | ECR Portfolio | Area 1001 Wind 2027 | Area 1001 Wind 2027 | 0 | 0 | 0 |  | 0 |  |  |  | 0 |  |  | -1 | 0 | Wind |  | 0 |  | 0 | 0 | 0 | 0 | -1 | 0 | 0 | 0 | 0 | 0 |  |  | 0 |  | 0 |  |  | 1/1/2027 | 12/31/2099 |  | 0 | 0 | 2025 |  |  |  | 0 | 0 | Real 2021 ¦ 5/8/2023 1:03:19 PM | 3218 | 0 |  |  | 0 | 0 | 0 |  |  |  | 0
REF | ATC | 2025 | 5 | NCR Portfolio | Area 1001 Wind 2027 | Area 1001 Wind 2027 | 0 | 0 | 0 |  | 0 |  |  |  | 0 |  |  | -1 | 0 | Wind |  | 0 |  | 0 | 0 | 0 | 0 | -1 | 0 | 0 | 0 | 0 | 0 |  |  | 0 |  | 0 |  |  | 1/1/2027 | 12/31/2099 |  | 0 | 0 | 2025 |  |  |  | 0 | 0 | Real 2021 ¦ 5/8/2023 1:03:19 PM | 3219 | 0 |  |  | 0 | 0 | 0 |  |  |  | 0
REF | ATC | 2025 | 6 | CC Portfolio | Area 1001 Wind 2027 | Area 1001 Wind 2027 | 0 | 0 | 0 |  | 0 |  |  |  | 0 |  |  | -1 | 0 | Wind |  | 0 |  | 0 | 0 | 0 | 0 | -1 | 0 | 0 | 0 | 0 | 0 |  |  | 0 |  | 0 |  |  | 1/1/2027 | 12/31/2099 |  | 0 | 0 | 2025 |  |  |  | 0 | 0 | Real 2021 ¦ 5/8/2023 1:03:19 PM | 3220 | 0 |  |  | 0 | 0 | 0 |  |  |  | 0
REF | ATC | 2025 | 7 | REF Mitchell Ext | Area 1001 Wind 2027 | Area 1001 Wind 2027 | 0 | 0 | 0 |  | 0 |  |  |  | 0 |  |  | -1 | 0 | Wind |  | 0 |  | 0 | 0 | 0 | 0 | -1 | 0 | 0 | 0 | 0 | 0 |  |  | 0 |  | 0 |  |  | 1/1/2027 | 12/31/2099 |  | 0 | 0 | 2025 |  |  |  | 0 | 0 | Real 2021 ¦ 5/8/2023 1:03:19 PM | 3221 | 0 |  |  | 0 | 0 | 0 |  |  |  | 0
REF | ATC | 2025 | 9 | Preferred Plan | Area 1001 Wind 2027 | Area 1001 Wind 2027 | 0 | 0 | 0 |  | 0 |  |  |  | 0 |  |  | -1 | 0 | Wind |  | 0 |  | 0 | 0 | 0 | 0 | -1 | 0 | 0 | 0 | 0 | 0 |  |  | 0 |  | 0 |  |  | 1/1/2027 | 12/31/2099 |  | 0 | 0 | 2025 |  |  |  | 0 | 0 | Real 2021 ¦ 5/8/2023 1:03:19 PM | 3222 | 0 |  |  | 0 | 0 | 0 |  |  |  | 0
REF | ATC | 2025 | 1 | REF Portfolio | Area 1001 Wind 2028 | Area 1001 Wind 2028 | 0 | 0 | 0 |  | 0 |  |  |  | 0 |  |  | -1 | 0 | Wind |  | 0 |  | 0 | 0 | 0 | 0 | -1 | 0 | 0 | 0 | 0 | 0 |  |  | 0 |  | 0 |  |  | 1/1/2028 | 12/31/2099 |  | 0 | 0 | 2025 |  |  |  | 0 | 0 | Real 2021 ¦ 5/8/2023 1:03:19 PM | 3223 | 0 |  |  | 0 | 0 | 0 |  |  |  | 0
REF | ATC | 2025 | 2 | REF-HC Portfolio | Area 1001 Wind 2028 | Area 1001 Wind 2028 | 0 | 0 | 0 |  | 0 |  |  |  | 0 |  |  | -1 | 0 | Wind |  | 0 |  | 0 | 0 | 0 | 0 | -1 | 0 | 0 | 0 | 0 | 0 |  |  | 0 |  | 0 |  |  | 1/1/2028 | 12/31/2099 |  | 0 | 0 | 2025 |  |  |  | 0 | 0 | Real 2021 ¦ 5/8/2023 1:03:19 PM | 3224 | 0 |  |  | 0 | 0 | 0 |  |  |  | 0
REF | ATC | 2025 | 3 | CETA Portfolio | Area 1001 Wind 2028 | Area 1001 Wind 2028 | 0 | 0 | 0 |  | 0 |  |  |  | 0 |  |  | -1 | 0 | Wind |  | 0 |  | 0 | 0 | 0 | 0 | -1 | 0 | 0 | 0 | 0 | 0 |  |  | 0 |  | 0 |  |  | 1/1/2028 | 12/31/2099 |  | 0 | 0 | 2025 |  |  |  | 0 | 0 | Real 2021 ¦ 5/8/2023 1:03:19 PM | 3225 | 0 |  |  | 0 | 0 | 0 |  |  |  | 0
REF | ATC | 2025 | 4 | ECR Portfolio | Area 1001 Wind 2028 | Area 1001 Wind 2028 | 0 | 0 | 0 |  | 0 |  |  |  | 0 |  |  | -1 | 0 | Wind |  | 0 |  | 0 | 0 | 0 | 0 | -1 | 0 | 0 | 0 | 0 | 0 |  |  | 0 |  | 0 |  |  | 1/1/2028 | 12/31/2099 |  | 0 | 0 | 2025 |  |  |  | 0 | 0 | Real 2021 ¦ 5/8/2023 1:03:19 PM | 3226 | 0 |  |  | 0 | 0 | 0 |  |  |  | 0
REF | ATC | 2025 | 5 | NCR Portfolio | Area 1001 Wind 2028 | Area 1001 Wind 2028 | 0 | 0 | 0 |  | 0 |  |  |  | 0 |  |  | -1 | 0 | Wind |  | 0 |  | 0 | 0 | 0 | 0 | -1 | 0 | 0 | 0 | 0 | 0 |  |  | 0 |  | 0 |  |  | 1/1/2028 | 12/31/2099 |  | 0 | 0 | 2025 |  |  |  | 0 | 0 | Real 2021 ¦ 5/8/2023 1:03:19 PM | 3227 | 0 |  |  | 0 | 0 | 0 |  |  |  | 0
REF | ATC | 2025 | 6 | CC Portfolio | Area 1001 Wind 2028 | Area 1001 Wind 2028 | 0 | 0 | 0 |  | 0 |  |  |  | 0 |  |  | -1 | 0 | Wind |  | 0 |  | 0 | 0 | 0 | 0 | -1 | 0 | 0 | 0 | 0 | 0 |  |  | 0 |  | 0 |  |  | 1/1/2028 | 12/31/2099 |  | 0 | 0 | 2025 |  |  |  | 0 | 0 | Real 2021 ¦ 5/8/2023 1:03:19 PM | 3228 | 0 |  |  | 0 | 0 | 0 |  |  |  | 0
REF | ATC | 2025 | 7 | REF Mitchell Ext | Area 1001 Wind 2028 | Area 1001 Wind 2028 | 0 | 0 | 0 |  | 0 |  |  |  | 0 |  |  | -1 | 0 | Wind |  | 0 |  | 0 | 0 | 0 | 0 | -1 | 0 | 0 | 0 | 0 | 0 |  |  | 0 |  | 0 |  |  | 1/1/2028 | 12/31/2099 |  | 0 | 0 | 2025 |  |  |  | 0 | 0 | Real 2021 ¦ 5/8/2023 1:03:19 PM | 3229 | 0 |  |  | 0 | 0 | 0 |  |  |  | 0
REF | ATC | 2025 | 9 | Preferred Plan | Area 1001 Wind 2028 | Area 1001 Wind 2028 | 0 | 0 | 0 |  | 0 |  |  |  | 0 |  |  | -1 | 0 | Wind |  | 0 |  | 0 | 0 | 0 | 0 | -1 | 0 | 0 | 0 | 0 | 0 |  |  | 0 |  | 0 |  |  | 1/1/2028 | 12/31/2099 |  | 0 | 0 | 2025 |  |  |  | 0 | 0 | Real 2021 ¦ 5/8/2023 1:03:19 PM | 3230 | 0 |  |  | 0 | 0 | 0 |  |  |  | 0
REF | ATC | 2025 | 1 | REF Portfolio | Area 1001 Wind 2029 | Area 1001 Wind 2029 | 0 | 0 | 0 |  | 0 |  |  |  | 0 |  |  | -1 | 0 | Wind |  | 0 |  | 0 | 0 | 0 | 0 | -1 | 0 | 0 | 0 | 0 | 0 |  |  | 0 |  | 0 |  |  | 1/1/2029 | 12/31/2099 |  | 0 | 0 | 2025 |  |  |  | 0 | 0 | Real 2021 ¦ 5/8/2023 1:03:19 PM | 3231 | 0 |  |  | 0 | 0 | 0 |  |  |  | 0
REF | ATC | 2025 | 2 | REF-HC Portfolio | Area 1001 Wind 2029 | Area 1001 Wind 2029 | 0 | 0 | 0 |  | 0 |  |  |  | 0 |  |  | -1 | 0 | Wind |  | 0 |  | 0 | 0 | 0 | 0 | -1 | 0 | 0 | 0 | 0 | 0 |  |  | 0 |  | 0 |  |  | 1/1/2029 | 12/31/2099 |  | 0 | 0 | 2025 |  |  |  | 0 | 0 | Real 2021 ¦ 5/8/2023 1:03:19 PM | 3232 | 0 |  |  | 0 | 0 | 0 |  |  |  | 0
REF | ATC | 2025 | 3 | CETA Portfolio | Area 1001 Wind 2029 | Area 1001 Wind 2029 | 0 | 0 | 0 |  | 0 |  |  |  | 0 |  |  | -1 | 0 | Wind |  | 0 |  | 0 | 0 | 0 | 0 | -1 | 0 | 0 | 0 | 0 | 0 |  |  | 0 |  | 0 |  |  | 1/1/2029 | 12/31/2099 |  | 0 | 0 | 2025 |  |  |  | 0 | 0 | Real 2021 ¦ 5/8/2023 1:03:19 PM | 3233 | 0 |  |  | 0 | 0 | 0 |  |  |  | 0
REF | ATC | 2025 | 4 | ECR Portfolio | Area 1001 Wind 2029 | Area 1001 Wind 2029 | 0 | 0 | 0 |  | 0 |  |  |  | 0 |  |  | -1 | 0 | Wind |  | 0 |  | 0 | 0 | 0 | 0 | -1 | 0 | 0 | 0 | 0 | 0 |  |  | 0 |  | 0 |  |  | 1/1/2029 | 12/31/2099 |  | 0 | 0 | 2025 |  |  |  | 0 | 0 | Real 2021 ¦ 5/8/2023 1:03:19 PM | 3234 | 0 |  |  | 0 | 0 | 0 |  |  |  | 0
REF | ATC | 2025 | 7 | REF Mitchell Ext | Area 1001 Wind 2029 | Area 1001 Wind 2029 | 0 | 0 | 0 |  | 0 |  |  |  | 0 |  |  | -1 | 0 | Wind |  | 0 |  | 0 | 0 | 0 | 0 | -1 | 0 | 0 | 0 | 0 | 0 |  |  | 0 |  | 0 |  |  | 1/1/2029 | 12/31/2099 |  | 0 | 0 | 2025 |  |  |  | 0 | 0 | Real 2021 ¦ 5/8/2023 1:03:19 PM | 3235 | 0 |  |  | 0 | 0 | 0 |  |  |  | 0
REF | ATC | 2025 | 1 | REF Portfolio | Area 1001 Wind 2030 | Area 1001 Wind 2030 | 0 | 0 | 0 |  | 0 |  |  |  | 0 |  |  | -1 | 0 | Wind |  | 0 |  | 0 | 0 | 0 | 0 | -1 | 0 | 0 | 0 | 0 | 0 |  |  | 0 |  | 0 |  |  | 1/1/2030 | 12/31/2099 |  | 0 | 0 | 2025 |  |  |  | 0 | 0 | Real 2021 ¦ 5/8/2023 1:03:19 PM | 3236 | 0 |  |  | 0 | 0 | 0 |  |  |  | 0
REF | ATC | 2025 | 2 | REF-HC Portfolio | Area 1001 Wind 2030 | Area 1001 Wind 2030 | 0 | 0 | 0 |  | 0 |  |  |  | 0 |  |  | -1 | 0 | Wind |  | 0 |  | 0 | 0 | 0 | 0 | -1 | 0 | 0 | 0 | 0 | 0 |  |  | 0 |  | 0 |  |  | 1/1/2030 | 12/31/2099 |  | 0 | 0 | 2025 |  |  |  | 0 | 0 | Real 2021 ¦ 5/8/2023 1:03:19 PM | 3237 | 0 |  |  | 0 | 0 | 0 |  |  |  | 0
REF | ATC | 2025 | 3 | CETA Portfolio | Area 1001 Wind 2030 | Area 1001 Wind 2030 | 0 | 0 | 0 |  | 0 |  |  |  | 0 |  |  | -1 | 0 | Wind |  | 0 |  | 0 | 0 | 0 | 0 | -1 | 0 | 0 | 0 | 0 | 0 |  |  | 0 |  | 0 |  |  | 1/1/2030 | 12/31/2099 |  | 0 | 0 | 2025 |  |  |  | 0 | 0 | Real 2021 ¦ 5/8/2023 1:03:19 PM | 3238 | 0 |  |  | 0 | 0 | 0 |  |  |  | 0
REF | ATC | 2025 | 4 | ECR Portfolio | Area 1001 Wind 2030 | Area 1001 Wind 2030 | 0 | 0 | 0 |  | 0 |  |  |  | 0 |  |  | -1 | 0 | Wind |  | 0 |  | 0 | 0 | 0 | 0 | -1 | 0 | 0 | 0 | 0 | 0 |  |  | 0 |  | 0 |  |  | 1/1/2030 | 12/31/2099 |  | 0 | 0 | 2025 |  |  |  | 0 | 0 | Real 2021 ¦ 5/8/2023 1:03:19 PM | 3239 | 0 |  |  | 0 | 0 | 0 |  |  |  | 0
REF | ATC | 2025 | 6 | CC Portfolio | Area 1001 Wind 2030 | Area 1001 Wind 2030 | 0 | 0 | 0 |  | 0 |  |  |  | 0 |  |  | -1 | 0 | Wind |  | 0 |  | 0 | 0 | 0 | 0 | -1 | 0 | 0 | 0 | 0 | 0 |  |  | 0 |  | 0 |  |  | 1/1/2030 | 12/31/2099 |  | 0 | 0 | 2025 |  |  |  | 0 | 0 | Real 2021 ¦ 5/8/2023 1:03:19 PM | 3240 | 0 |  |  | 0 | 0 | 0 |  |  |  | 0
REF | ATC | 2025 | 7 | REF Mitchell Ext | Area 1001 Wind 2030 | Area 1001 Wind 2030 | 0 | 0 | 0 |  | 0 |  |  |  | 0 |  |  | -1 | 0 | Wind |  | 0 |  | 0 | 0 | 0 | 0 | -1 | 0 | 0 | 0 | 0 | 0 |  |  | 0 |  | 0 |  |  | 1/1/2030 | 12/31/2099 |  | 0 | 0 | 2025 |  |  |  | 0 | 0 | Real 2021 ¦ 5/8/2023 1:03:19 PM | 3241 | 0 |  |  | 0 | 0 | 0 |  |  |  | 0
REF | ATC | 2025 | 9 | Preferred Plan | Area 1001 Wind 2030 | Area 1001 Wind 2030 | 0 | 0 | 0 |  | 0 |  |  |  | 0 |  |  | -1 | 0 | Wind |  | 0 |  | 0 | 0 | 0 | 0 | -1 | 0 | 0 | 0 | 0 | 0 |  |  | 0 |  | 0 |  |  | 1/1/2030 | 12/31/2099 |  | 0 | 0 | 2025 |  |  |  | 0 | 0 | Real 2021 ¦ 5/8/2023 1:03:19 PM | 3242 | 0 |  |  | 0 | 0 | 0 |  |  |  | 0
REF | ATC | 2025 | 1 | REF Portfolio | Area 1001 Wind 2031 | Area 1001 Wind 2031 | 0 | 0 | 0 |  | 0 |  |  |  | 0 |  |  | -1 | 0 | Wind |  | 0 |  | 0 | 0 | 0 | 0 | -1 | 0 | 0 | 0 | 0 | 0 |  |  | 0 |  | 0 |  |  | 1/1/2031 | 12/31/2099 |  | 0 | 0 | 2025 |  |  |  | 0 | 0 | Real 2021 ¦ 5/8/2023 1:03:19 PM | 3243 | 0 |  |  | 0 | 0 | 0 |  |  |  | 0
REF | ATC | 2025 | 2 | REF-HC Portfolio | Area 1001 Wind 2031 | Area 1001 Wind 2031 | 0 | 0 | 0 |  | 0 |  |  |  | 0 |  |  | -1 | 0 | Wind |  | 0 |  | 0 | 0 | 0 | 0 | -1 | 0 | 0 | 0 | 0 | 0 |  |  | 0 |  | 0 |  |  | 1/1/2031 | 12/31/2099 |  | 0 | 0 | 2025 |  |  |  | 0 | 0 | Real 2021 ¦ 5/8/2023 1:03:19 PM | 3244 | 0 |  |  | 0 | 0 | 0 |  |  |  | 0
REF | ATC | 2025 | 3 | CETA Portfolio | Area 1001 Wind 2031 | Area 1001 Wind 2031 | 0 | 0 | 0 |  | 0 |  |  |  | 0 |  |  | -1 | 0 | Wind |  | 0 |  | 0 | 0 | 0 | 0 | -1 | 0 | 0 | 0 | 0 | 0 |  |  | 0 |  | 0 |  |  | 1/1/2031 | 12/31/2099 |  | 0 | 0 | 2025 |  |  |  | 0 | 0 | Real 2021 ¦ 5/8/2023 1:03:19 PM | 3245 | 0 |  |  | 0 | 0 | 0 |  |  |  | 0
REF | ATC | 2025 | 4 | ECR Portfolio | Area 1001 Wind 2031 | Area 1001 Wind 2031 | 0 | 0 | 0 |  | 0 |  |  |  | 0 |  |  | -1 | 0 | Wind |  | 0 |  | 0 | 0 | 0 | 0 | -1 | 0 | 0 | 0 | 0 | 0 |  |  | 0 |  | 0 |  |  | 1/1/2031 | 12/31/2099 |  | 0 | 0 | 2025 |  |  |  | 0 | 0 | Real 2021 ¦ 5/8/2023 1:03:19 PM | 3246 | 0 |  |  | 0 | 0 | 0 |  |  |  | 0
REF | ATC | 2025 | 6 | CC Portfolio | Area 1001 Wind 2031 | Area 1001 Wind 2031 | 0 | 0 | 0 |  | 0 |  |  |  | 0 |  |  | -1 | 0 | Wind |  | 0 |  | 0 | 0 | 0 | 0 | -1 | 0 | 0 | 0 | 0 | 0 |  |  | 0 |  | 0 |  |  | 1/1/2031 | 12/31/2099 |  | 0 | 0 | 2025 |  |  |  | 0 | 0 | Real 2021 ¦ 5/8/2023 1:03:19 PM | 3247 | 0 |  |  | 0 | 0 | 0 |  |  |  | 0
REF | ATC | 2025 | 7 | REF Mitchell Ext | Area 1001 Wind 2031 | Area 1001 Wind 2031 | 0 | 0 | 0 |  | 0 |  |  |  | 0 |  |  | -1 | 0 | Wind |  | 0 |  | 0 | 0 | 0 | 0 | -1 | 0 | 0 | 0 | 0 | 0 |  |  | 0 |  | 0 |  |  | 1/1/2031 | 12/31/2099 |  | 0 | 0 | 2025 |  |  |  | 0 | 0 | Real 2021 ¦ 5/8/2023 1:03:19 PM | 3248 | 0 |  |  | 0 | 0 | 0 |  |  |  | 0
REF | ATC | 2025 | 9 | Preferred Plan | Area 1001 Wind 2031 | Area 1001 Wind 2031 | 0 | 0 | 0 |  | 0 |  |  |  | 0 |  |  | -1 | 0 | Wind |  | 0 |  | 0 | 0 | 0 | 0 | -1 | 0 | 0 | 0 | 0 | 0 |  |  | 0 |  | 0 |  |  | 1/1/2031 | 12/31/2099 |  | 0 | 0 | 2025 |  |  |  | 0 | 0 | Real 2021 ¦ 5/8/2023 1:03:19 PM | 3249 | 0 |  |  | 0 | 0 | 0 |  |  |  | 0
REF | ATC | 2025 | 1 | REF Portfolio | Area 1001 Wind 2032 | Area 1001 Wind 2032 | 0 | 0 | 0 |  | 0 |  |  |  | 0 |  |  | -1 | 0 | Wind |  | 0 |  | 0 | 0 | 0 | 0 | -1 | 0 | 0 | 0 | 0 | 0 |  |  | 0 |  | 0 |  |  | 1/1/2032 | 12/31/2099 |  | 0 | 0 | 2025 |  |  |  | 0 | 0 | Real 2021 ¦ 5/8/2023 1:03:19 PM | 3250 | 0 |  |  | 0 | 0 | 0 |  |  |  | 0
REF | ATC | 2025 | 2 | REF-HC Portfolio | Area 1001 Wind 2032 | Area 1001 Wind 2032 | 0 | 0 | 0 |  | 0 |  |  |  | 0 |  |  | -1 | 0 | Wind |  | 0 |  | 0 | 0 | 0 | 0 | -1 | 0 | 0 | 0 | 0 | 0 |  |  | 0 |  | 0 |  |  | 1/1/2032 | 12/31/2099 |  | 0 | 0 | 2025 |  |  |  | 0 | 0 | Real 2021 ¦ 5/8/2023 1:03:19 PM | 3251 | 0 |  |  | 0 | 0 | 0 |  |  |  | 0
REF | ATC | 2025 | 3 | CETA Portfolio | Area 1001 Wind 2032 | Area 1001 Wind 2032 | 0 | 0 | 0 |  | 0 |  |  |  | 0 |  |  | -1 | 0 | Wind |  | 0 |  | 0 | 0 | 0 | 0 | -1 | 0 | 0 | 0 | 0 | 0 |  |  | 0 |  | 0 |  |  | 1/1/2032 | 12/31/2099 |  | 0 | 0 | 2025 |  |  |  | 0 | 0 | Real 2021 ¦ 5/8/2023 1:03:19 PM | 3252 | 0 |  |  | 0 | 0 | 0 |  |  |  | 0
REF | ATC | 2025 | 4 | ECR Portfolio | Area 1001 Wind 2032 | Area 1001 Wind 2032 | 0 | 0 | 0 |  | 0 |  |  |  | 0 |  |  | -1 | 0 | Wind |  | 0 |  | 0 | 0 | 0 | 0 | -1 | 0 | 0 | 0 | 0 | 0 |  |  | 0 |  | 0 |  |  | 1/1/2032 | 12/31/2099 |  | 0 | 0 | 2025 |  |  |  | 0 | 0 | Real 2021 ¦ 5/8/2023 1:03:19 PM | 3253 | 0 |  |  | 0 | 0 | 0 |  |  |  | 0
REF | ATC | 2025 | 7 | REF Mitchell Ext | Area 1001 Wind 2032 | Area 1001 Wind 2032 | 0 | 0 | 0 |  | 0 |  |  |  | 0 |  |  | -1 | 0 | Wind |  | 0 |  | 0 | 0 | 0 | 0 | -1 | 0 | 0 | 0 | 0 | 0 |  |  | 0 |  | 0 |  |  | 1/1/2032 | 12/31/2099 |  | 0 | 0 | 2025 |  |  |  | 0 | 0 | Real 2021 ¦ 5/8/2023 1:03:19 PM | 3254 | 0 |  |  | 0 | 0 | 0 |  |  |  | 0
REF | ATC | 2025 | 1 | REF Portfolio | Area 1001 Wind 2033 | Area 1001 Wind 2033 | 0 | 0 | 0 |  | 0 |  |  |  | 0 |  |  | -1 | 0 | Wind |  | 0 |  | 0 | 0 | 0 | 0 | -1 | 0 | 0 | 0 | 0 | 0 |  |  | 0 |  | 0 |  |  | 1/1/2033 | 12/31/2099 |  | 0 | 0 | 2025 |  |  |  | 0 | 0 | Real 2021 ¦ 5/8/2023 1:03:19 PM | 3255 | 0 |  |  | 0 | 0 | 0 |  |  |  | 0
REF | ATC | 2025 | 2 | REF-HC Portfolio | Area 1001 Wind 2033 | Area 1001 Wind 2033 | 0 | 0 | 0 |  | 0 |  |  |  | 0 |  |  | -1 | 0 | Wind |  | 0 |  | 0 | 0 | 0 | 0 | -1 | 0 | 0 | 0 | 0 | 0 |  |  | 0 |  | 0 |  |  | 1/1/2033 | 12/31/2099 |  | 0 | 0 | 2025 |  |  |  | 0 | 0 | Real 2021 ¦ 5/8/2023 1:03:19 PM | 3256 | 0 |  |  | 0 | 0 | 0 |  |  |  | 0
REF | ATC | 2025 | 3 | CETA Portfolio | Area 1001 Wind 2033 | Area 1001 Wind 2033 | 0 | 0 | 0 |  | 0 |  |  |  | 0 |  |  | -1 | 0 | Wind |  | 0 |  | 0 | 0 | 0 | 0 | -1 | 0 | 0 | 0 | 0 | 0 |  |  | 0 |  | 0 |  |  | 1/1/2033 | 12/31/2099 |  | 0 | 0 | 2025 |  |  |  | 0 | 0 | Real 2021 ¦ 5/8/2023 1:03:19 PM | 3257 | 0 |  |  | 0 | 0 | 0 |  |  |  | 0
REF | ATC | 2025 | 4 | ECR Portfolio | Area 1001 Wind 2033 | Area 1001 Wind 2033 | 0 | 0 | 0 |  | 0 |  |  |  | 0 |  |  | -1 | 0 | Wind |  | 0 |  | 0 | 0 | 0 | 0 | -1 | 0 | 0 | 0 | 0 | 0 |  |  | 0 |  | 0 |  |  | 1/1/2033 | 12/31/2099 |  | 0 | 0 | 2025 |  |  |  | 0 | 0 | Real 2021 ¦ 5/8/2023 1:03:19 PM | 3258 | 0 |  |  | 0 | 0 | 0 |  |  |  | 0
REF | ATC | 2025 | 7 | REF Mitchell Ext | Area 1001 Wind 2033 | Area 1001 Wind 2033 | 0 | 0 | 0 |  | 0 |  |  |  | 0 |  |  | -1 | 0 | Wind |  | 0 |  | 0 | 0 | 0 | 0 | -1 | 0 | 0 | 0 | 0 | 0 |  |  | 0 |  | 0 |  |  | 1/1/2033 | 12/31/2099 |  | 0 | 0 | 2025 |  |  |  | 0 | 0 | Real 2021 ¦ 5/8/2023 1:03:19 PM | 3259 | 0 |  |  | 0 | 0 | 0 |  |  |  | 0
REF | ATC | 2025 | 1 | REF Portfolio | Area 1001 Wind 2034 | Area 1001 Wind 2034 | 0 | 0 | 0 |  | 0 |  |  |  | 0 |  |  | -1 | 0 | Wind |  | 0 |  | 0 | 0 | 0 | 0 | -1 | 0 | 0 | 0 | 0 | 0 |  |  | 0 |  | 0 |  |  | 1/1/2034 | 12/31/2099 |  | 0 | 0 | 2025 |  |  |  | 0 | 0 | Real 2021 ¦ 5/8/2023 1:03:19 PM | 3260 | 0 |  |  | 0 | 0 | 0 |  |  |  | 0
REF | ATC | 2025 | 7 | REF Mitchell Ext | Area 1001 Wind 2034 | Area 1001 Wind 2034 | 0 | 0 | 0 |  | 0 |  |  |  | 0 |  |  | -1 | 0 | Wind |  | 0 |  | 0 | 0 | 0 | 0 | -1 | 0 | 0 | 0 | 0 | 0 |  |  | 0 |  | 0 |  |  | 1/1/2034 | 12/31/2099 |  | 0 | 0 | 2025 |  |  |  | 0 | 0 | Real 2021 ¦ 5/8/2023 1:03:19 PM | 3261 | 0 |  |  | 0 | 0 | 0 |  |  |  | 0
REF | ATC | 2025 | 1 | REF Portfolio | Area 1001 Wind 2035 | Area 1001 Wind 2035 | 0 | 0 | 0 |  | 0 |  |  |  | 0 |  |  | -1 | 0 | Wind |  | 0 |  | 0 | 0 | 0 | 0 | -1 | 0 | 0 | 0 | 0 | 0 |  |  | 0 |  | 0 |  |  | 1/1/2035 | 12/31/2099 |  | 0 | 0 | 2025 |  |  |  | 0 | 0 | Real 2021 ¦ 5/8/2023 1:03:19 PM | 3262 | 0 |  |  | 0 | 0 | 0 |  |  |  | 0
REF | ATC | 2025 | 7 | REF Mitchell Ext | Area 1001 Wind 2035 | Area 1001 Wind 2035 | 0 | 0 | 0 |  | 0 |  |  |  | 0 |  |  | -1 | 0 | Wind |  | 0 |  | 0 | 0 | 0 | 0 | -1 | 0 | 0 | 0 | 0 | 0 |  |  | 0 |  | 0 |  |  | 1/1/2035 | 12/31/2099 |  | 0 | 0 | 2025 |  |  |  | 0 | 0 | Real 2021 ¦ 5/8/2023 1:03:19 PM | 3263 | 0 |  |  | 0 | 0 | 0 |  |  |  | 0
REF | ATC | 2025 | 2 | REF-HC Portfolio | Area 1001 Wind 2037 | Area 1001 Wind 2037 | 0 | 0 | 0 |  | 0 |  |  |  | 0 |  |  | -1 | 0 | Wind |  | 0 |  | 0 | 0 | 0 | 0 | -1 | 0 | 0 | 0 | 0 | 0 |  |  | 0 |  | 0 |  |  | 1/1/2037 | 12/31/2099 |  | 0 | 0 | 2025 |  |  |  | 0 | 0 | Real 2021 ¦ 5/8/2023 1:03:19 PM | 3264 | 0 |  |  | 0 | 0 | 0 |  |  |  | 0
REF | ATC | 2025 | 5 | NCR Portfolio | Area 1001 4-Hour Li-on Battery 2029 | Area 1001 4-Hour Li-on Battery 2029 | 0 | 0 | 0 |  | 3.5691e-06 |  |  |  | 0 |  |  | -1 | 0 | 4-Hour Li-on Battery Storage |  | 0 |  | 0 | 0 | 0 | 0 | -1 | 0 | 0 | 0 | 0 | 0 |  |  | 0 |  | 0 |  |  | 1/1/2029 | 12/31/2038 |  | 0 | 0 | 2025 |  |  |  | 0 | 0 | Real 2021 ¦ 5/8/2023 1:03:19 PM | 3265 | 0 |  |  | 0 | 0 | 0 |  |  |  | 0
REF | ATC | 2025 | 8 | REF No Wind Portfolio | Area 1001 4-Hour Li-on Battery 2029 | Area 1001 4-Hour Li-on Battery 2029 | 0 | 0 | 0 |  | 1.7845e-06 |  |  |  | 0 |  |  | -1 | 0 | 4-Hour Li-on Battery Storage |  | 0 |  | 0 | 0 | 0 | 0 | -1 | 0 | 0 | 0 | 0 | 0 |  |  | 0 |  | 0 |  |  | 1/1/2029 | 12/31/2038 |  | 0 | 0 | 2025 |  |  |  | 0 | 0 | Real 2021 ¦ 5/8/2023 1:03:19 PM | 3266 | 0 |  |  | 0 | 0 | 0 |  |  |  | 0
REF | ATC | 2025 | 4 | ECR Portfolio | Area 1001 4-Hour Li-on Battery 2032 | Area 1001 4-Hour Li-on Battery 2032 | 0 | 0 | 0 |  | 7.1381e-06 |  |  |  | 0 |  |  | -1 | 0 | 4-Hour Li-on Battery Storage |  | 0 |  | 0 | 0 | 0 | 0 | -1 | 0 | 0 | 0 | 0 | 0 |  |  | 0 |  | 0 |  |  | 1/1/2032 | 12/31/2041 |  | 0 | 0 | 2025 |  |  |  | 0 | 0 | Real 2021 ¦ 5/8/2023 1:03:19 PM | 3267 | 0 |  |  | 0 | 0 | 0 |  |  |  | 0
REF | ATC | 2025 | 3 | CETA Portfolio | Area 1001 4-Hour Li-on Battery 2035 | Area 1001 4-Hour Li-on Battery 2035 | 0 | 0 | 0 |  | 1.7844e-06 |  |  |  | 0 |  |  | -1 | 0 | 4-Hour Li-on Battery Storage |  | 0 |  | 0 | 0 | 0 | 0 | -1 | 0 | 0 | 0 | 0 | 0 |  |  | 0 |  | 0 |  |  | 1/1/2035 | 12/31/2044 |  | 0 | 0 | 2025 |  |  |  | 0 | 0 | Real 2021 ¦ 5/8/2023 1:03:19 PM | 3268 | 0 |  |  | 0 | 0 | 0 |  |  |  | 0
REF | ATC | 2025 | 5 | NCR Portfolio | Area 1001 4-Hour Li-on Battery 2035 | Area 1001 4-Hour Li-on Battery 2035 | 0 | 0 | 0 |  | 1.7844e-06 |  |  |  | 0 |  |  | -1 | 0 | 4-Hour Li-on Battery Storage |  | 0 |  | 0 | 0 | 0 | 0 | -1 | 0 | 0 | 0 | 0 | 0 |  |  | 0 |  | 0 |  |  | 1/1/2035 | 12/31/2044 |  | 0 | 0 | 2025 |  |  |  | 0 | 0 | Real 2021 ¦ 5/8/2023 1:03:19 PM | 3269 | 0 |  |  | 0 | 0 | 0 |  |  |  | 0
REF | ATC | 2025 | 6 | CC Portfolio | Area 1001 4-Hour Li-on Battery 2035 | Area 1001 4-Hour Li-on Battery 2035 | 0 | 0 | 0 |  | 1.7844e-06 |  |  |  | 0 |  |  | -1 | 0 | 4-Hour Li-on Battery Storage |  | 0 |  | 0 | 0 | 0 | 0 | -1 | 0 | 0 | 0 | 0 | 0 |  |  | 0 |  | 0 |  |  | 1/1/2035 | 12/31/2044 |  | 0 | 0 | 2025 |  |  |  | 0 | 0 | Real 2021 ¦ 5/8/2023 1:03:19 PM | 3270 | 0 |  |  | 0 | 0 | 0 |  |  |  | 0
REF | ATC | 2025 | 9 | Preferred Plan | Area 1001 4-Hour Li-on Battery 2035 | Area 1001 4-Hour Li-on Battery 2035 | 0 | 0 | 0 |  | 1.7844e-06 |  |  |  | 0 |  |  | -1 | 0 | 4-Hour Li-on Battery Storage |  | 0 |  | 0 | 0 | 0 | 0 | -1 | 0 | 0 | 0 | 0 | 0 |  |  | 0 |  | 0 |  |  | 1/1/2035 | 12/31/2044 |  | 0 | 0 | 2025 |  |  |  | 0 | 0 | Real 2021 ¦ 5/8/2023 1:03:19 PM | 3271 | 0 |  |  | 0 | 0 | 0 |  |  |  | 0
REF | ATC | 2025 | 4 | ECR Portfolio | Solar+Storage 3-1 2028 | Solar+Storage 3-1 2028 | 0 | 0 | 0 |  | 0 |  |  |  | 0 |  |  | -1 | 0 | Solar |  | 0 |  | 0 | 0 | 0 | 0 | -1 | 0 | 0 | 0 | 0 | 0 |  |  | 0 |  | 0 |  |  | 1/1/2028 | 12/31/2099 |  | 0 | 0 | 2025 |  |  |  | 0 | 0 | Real 2021 ¦ 5/8/2023 1:03:19 PM | 3272 | 0 |  |  | 0 | 0 | 0 |  |  |  | 0
REF | ATC | 2025 | 8 | REF No Wind Portfolio | Solar+Storage 3-1 2028 | Solar+Storage 3-1 2028 | 0 | 0 | 0 |  | 0 |  |  |  | 0 |  |  | -1 | 0 | Solar |  | 0 |  | 0 | 0 | 0 | 0 | -1 | 0 | 0 | 0 | 0 | 0 |  |  | 0 |  | 0 |  |  | 1/1/2028 | 12/31/2099 |  | 0 | 0 | 2025 |  |  |  | 0 | 0 | Real 2021 ¦ 5/8/2023 1:03:19 PM | 3273 | 0 |  |  | 0 | 0 | 0 |  |  |  | 0
REF | ATC | 2025 | 1 | REF Portfolio | Tier 2 Area 1001 Solar 2028 | Tier 2 Area 1001 Solar 2028 | 0 | 0 | 0 |  | 0 |  |  |  | 0 |  |  | -1 | 0 | Solar |  | 0 |  | 0 | 0 | 0 | 0 | -1 | 0 | 0 | 0 | 0 | 0 |  |  | 0 |  | 0 |  |  | 1/1/2028 | 12/31/2099 |  | 0 | 0 | 2025 |  |  |  | 0 | 0 | Real 2021 ¦ 5/8/2023 1:03:19 PM | 3274 | 0 |  |  | 0 | 0 | 0 |  |  |  | 0
REF | ATC | 2025 | 2 | REF-HC Portfolio | Tier 2 Area 1001 Solar 2028 | Tier 2 Area 1001 Solar 2028 | 0 | 0 | 0 |  | 0 |  |  |  | 0 |  |  | -1 | 0 | Solar |  | 0 |  | 0 | 0 | 0 | 0 | -1 | 0 | 0 | 0 | 0 | 0 |  |  | 0 |  | 0 |  |  | 1/1/2028 | 12/31/2099 |  | 0 | 0 | 2025 |  |  |  | 0 | 0 | Real 2021 ¦ 5/8/2023 1:03:19 PM | 3275 | 0 |  |  | 0 | 0 | 0 |  |  |  | 0
REF | ATC | 2025 | 3 | CETA Portfolio | Tier 2 Area 1001 Solar 2028 | Tier 2 Area 1001 Solar 2028 | 0 | 0 | 0 |  | 0 |  |  |  | 0 |  |  | -1 | 0 | Solar |  | 0 |  | 0 | 0 | 0 | 0 | -1 | 0 | 0 | 0 | 0 | 0 |  |  | 0 |  | 0 |  |  | 1/1/2028 | 12/31/2099 |  | 0 | 0 | 2025 |  |  |  | 0 | 0 | Real 2021 ¦ 5/8/2023 1:03:19 PM | 3276 | 0 |  |  | 0 | 0 | 0 |  |  |  | 0
REF | ATC | 2025 | 4 | ECR Portfolio | Tier 2 Area 1001 Solar 2028 | Tier 2 Area 1001 Solar 2028 | 0 | 0 | 0 |  | 0 |  |  |  | 0 |  |  | -1 | 0 | Solar |  | 0 |  | 0 | 0 | 0 | 0 | -1 | 0 | 0 | 0 | 0 | 0 |  |  | 0 |  | 0 |  |  | 1/1/2028 | 12/31/2099 |  | 0 | 0 | 2025 |  |  |  | 0 | 0 | Real 2021 ¦ 5/8/2023 1:03:19 PM | 3277 | 0 |  |  | 0 | 0 | 0 |  |  |  | 0
REF | ATC | 2025 | 5 | NCR Portfolio | Tier 2 Area 1001 Solar 2028 | Tier 2 Area 1001 Solar 2028 | 0 | 0 | 0 |  | 0 |  |  |  | 0 |  |  | -1 | 0 | Solar |  | 0 |  | 0 | 0 | 0 | 0 | -1 | 0 | 0 | 0 | 0 | 0 |  |  | 0 |  | 0 |  |  | 1/1/2028 | 12/31/2099 |  | 0 | 0 | 2025 |  |  |  | 0 | 0 | Real 2021 ¦ 5/8/2023 1:03:19 PM | 3278 | 0 |  |  | 0 | 0 | 0 |  |  |  | 0
REF | ATC | 2025 | 6 | CC Portfolio | Tier 2 Area 1001 Solar 2028 | Tier 2 Area 1001 Solar 2028 | 0 | 0 | 0 |  | 0 |  |  |  | 0 |  |  | -1 | 0 | Solar |  | 0 |  | 0 | 0 | 0 | 0 | -1 | 0 | 0 | 0 | 0 | 0 |  |  | 0 |  | 0 |  |  | 1/1/2028 | 12/31/2099 |  | 0 | 0 | 2025 |  |  |  | 0 | 0 | Real 2021 ¦ 5/8/2023 1:03:19 PM | 3279 | 0 |  |  | 0 | 0 | 0 |  |  |  | 0
REF | ATC | 2025 | 7 | REF Mitchell Ext | Tier 2 Area 1001 Solar 2028 | Tier 2 Area 1001 Solar 2028 | 0 | 0 | 0 |  | 0 |  |  |  | 0 |  |  | -1 | 0 | Solar |  | 0 |  | 0 | 0 | 0 | 0 | -1 | 0 | 0 | 0 | 0 | 0 |  |  | 0 |  | 0 |  |  | 1/1/2028 | 12/31/2099 |  | 0 | 0 | 2025 |  |  |  | 0 | 0 | Real 2021 ¦ 5/8/2023 1:03:19 PM | 3280 | 0 |  |  | 0 | 0 | 0 |  |  |  | 0
REF | ATC | 2025 | 8 | REF No Wind Portfolio | Tier 2 Area 1001 Solar 2028 | Tier 2 Area 1001 Solar 2028 | 0 | 0 | 0 |  | 0 |  |  |  | 0 |  |  | -1 | 0 | Solar |  | 0 |  | 0 | 0 | 0 | 0 | -1 | 0 | 0 | 0 | 0 | 0 |  |  | 0 |  | 0 |  |  | 1/1/2028 | 12/31/2099 |  | 0 | 0 | 2025 |  |  |  | 0 | 0 | Real 2021 ¦ 5/8/2023 1:03:19 PM | 3281 | 0 |  |  | 0 | 0 | 0 |  |  |  | 0
REF | ATC | 2025 | 9 | Preferred Plan | Tier 2 Area 1001 Solar 2028 | Tier 2 Area 1001 Solar 2028 | 0 | 0 | 0 |  | 0 |  |  |  | 0 |  |  | -1 | 0 | Solar |  | 0 |  | 0 | 0 | 0 | 0 | -1 | 0 | 0 | 0 | 0 | 0 |  |  | 0 |  | 0 |  |  | 1/1/2028 | 12/31/2099 |  | 0 | 0 | 2025 |  |  |  | 0 | 0 | Real 2021 ¦ 5/8/2023 1:03:19 PM | 3282 | 0 |  |  | 0 | 0 | 0 |  |  |  | 0
REF | ATC | 2025 | 4 | ECR Portfolio | Tier 2 Area 1001 Solar 2029 | Tier 2 Area 1001 Solar 2029 | 0 | 0 | 0 |  | 0 |  |  |  | 0 |  |  | -1 | 0 | Solar |  | 0 |  | 0 | 0 | 0 | 0 | -1 | 0 | 0 | 0 | 0 | 0 |  |  | 0 |  | 0 |  |  | 1/1/2029 | 12/31/2099 |  | 0 | 0 | 2025 |  |  |  | 0 | 0 | Real 2021 ¦ 5/8/2023 1:03:19 PM | 3283 | 0 |  |  | 0 | 0 | 0 |  |  |  | 0
REF | ATC | 2025 | 8 | REF No Wind Portfolio | Tier 2 Area 1001 Solar 2029 | Tier 2 Area 1001 Solar 2029 | 0 | 0 | 0 |  | 0 |  |  |  | 0 |  |  | -1 | 0 | Solar |  | 0 |  | 0 | 0 | 0 | 0 | -1 | 0 | 0 | 0 | 0 | 0 |  |  | 0 |  | 0 |  |  | 1/1/2029 | 12/31/2099 |  | 0 | 0 | 2025 |  |  |  | 0 | 0 | Real 2021 ¦ 5/8/2023 1:03:19 PM | 3284 | 0 |  |  | 0 | 0 | 0 |  |  |  | 0
REF | ATC | 2025 | 2 | REF-HC Portfolio | Tier 2 Area 1001 Wind 2026 | Tier 2 Area 1001 Wind 2026 | 0 | 0 | 0 |  | 0 |  |  |  | 0 |  |  | -1 | 0 | Wind |  | 0 |  | 0 | 0 | 0 | 0 | -1 | 0 | 0 | 0 | 0 | 0 |  |  | 0 |  | 0 |  |  | 1/1/2026 | 12/31/2099 |  | 0 | 0 | 2025 |  |  |  | 0 | 0 | Real 2021 ¦ 5/8/2023 1:03:19 PM | 3285 | 0 |  |  | 0 | 0 | 0 |  |  |  | 0
REF | ATC | 2025 | 3 | CETA Portfolio | Tier 2 Area 1001 Wind 2026 | Tier 2 Area 1001 Wind 2026 | 0 | 0 | 0 |  | 0 |  |  |  | 0 |  |  | -1 | 0 | Wind |  | 0 |  | 0 | 0 | 0 | 0 | -1 | 0 | 0 | 0 | 0 | 0 |  |  | 0 |  | 0 |  |  | 1/1/2026 | 12/31/2099 |  | 0 | 0 | 2025 |  |  |  | 0 | 0 | Real 2021 ¦ 5/8/2023 1:03:19 PM | 3286 | 0 |  |  | 0 | 0 | 0 |  |  |  | 0
REF | ATC | 2025 | 4 | ECR Portfolio | Tier 2 Area 1001 Wind 2026 | Tier 2 Area 1001 Wind 2026 | 0 | 0 | 0 |  | 0 |  |  |  | 0 |  |  | -1 | 0 | Wind |  | 0 |  | 0 | 0 | 0 | 0 | -1 | 0 | 0 | 0 | 0 | 0 |  |  | 0 |  | 0 |  |  | 1/1/2026 | 12/31/2099 |  | 0 | 0 | 2025 |  |  |  | 0 | 0 | Real 2021 ¦ 5/8/2023 1:03:19 PM | 3287 | 0 |  |  | 0 | 0 | 0 |  |  |  | 0
REF | ATC | 2025 | 5 | NCR Portfolio | Tier 2 Area 1001 Wind 2026 | Tier 2 Area 1001 Wind 2026 | 0 | 0 | 0 |  | 0 |  |  |  | 0 |  |  | -1 | 0 | Wind |  | 0 |  | 0 | 0 | 0 | 0 | -1 | 0 | 0 | 0 | 0 | 0 |  |  | 0 |  | 0 |  |  | 1/1/2026 | 12/31/2099 |  | 0 | 0 | 2025 |  |  |  | 0 | 0 | Real 2021 ¦ 5/8/2023 1:03:19 PM | 3288 | 0 |  |  | 0 | 0 | 0 |  |  |  | 0
REF | ATC | 2025 | 2 | REF-HC Portfolio | Tier 2 Area 1001 Wind 2027 | Tier 2 Area 1001 Wind 2027 | 0 | 0 | 0 |  | 0 |  |  |  | 0 |  |  | -1 | 0 | Wind |  | 0 |  | 0 | 0 | 0 | 0 | -1 | 0 | 0 | 0 | 0 | 0 |  |  | 0 |  | 0 |  |  | 1/1/2027 | 12/31/2099 |  | 0 | 0 | 2025 |  |  |  | 0 | 0 | Real 2021 ¦ 5/8/2023 1:03:19 PM | 3289 | 0 |  |  | 0 | 0 | 0 |  |  |  | 0
REF | ATC | 2025 | 3 | CETA Portfolio | Tier 2 Area 1001 Wind 2027 | Tier 2 Area 1001 Wind 2027 | 0 | 0 | 0 |  | 0 |  |  |  | 0 |  |  | -1 | 0 | Wind |  | 0 |  | 0 | 0 | 0 | 0 | -1 | 0 | 0 | 0 | 0 | 0 |  |  | 0 |  | 0 |  |  | 1/1/2027 | 12/31/2099 |  | 0 | 0 | 2025 |  |  |  | 0 | 0 | Real 2021 ¦ 5/8/2023 1:03:19 PM | 3290 | 0 |  |  | 0 | 0 | 0 |  |  |  | 0
REF | ATC | 2025 | 4 | ECR Portfolio | Tier 2 Area 1001 Wind 2027 | Tier 2 Area 1001 Wind 2027 | 0 | 0 | 0 |  | 0 |  |  |  | 0 |  |  | -1 | 0 | Wind |  | 0 |  | 0 | 0 | 0 | 0 | -1 | 0 | 0 | 0 | 0 | 0 |  |  | 0 |  | 0 |  |  | 1/1/2027 | 12/31/2099 |  | 0 | 0 | 2025 |  |  |  | 0 | 0 | Real 2021 ¦ 5/8/2023 1:03:19 PM | 3291 | 0 |  |  | 0 | 0 | 0 |  |  |  | 0
REF | ATC | 2025 | 5 | NCR Portfolio | Tier 2 Area 1001 Wind 2027 | Tier 2 Area 1001 Wind 2027 | 0 | 0 | 0 |  | 0 |  |  |  | 0 |  |  | -1 | 0 | Wind |  | 0 |  | 0 | 0 | 0 | 0 | -1 | 0 | 0 | 0 | 0 | 0 |  |  | 0 |  | 0 |  |  | 1/1/2027 | 12/31/2099 |  | 0 | 0 | 2025 |  |  |  | 0 | 0 | Real 2021 ¦ 5/8/2023 1:03:19 PM | 3292 | 0 |  |  | 0 | 0 | 0 |  |  |  | 0
REF | ATC | 2025 | 6 | CC Portfolio | Tier 2 Area 1001 Wind 2027 | Tier 2 Area 1001 Wind 2027 | 0 | 0 | 0 |  | 0 |  |  |  | 0 |  |  | -1 | 0 | Wind |  | 0 |  | 0 | 0 | 0 | 0 | -1 | 0 | 0 | 0 | 0 | 0 |  |  | 0 |  | 0 |  |  | 1/1/2027 | 12/31/2099 |  | 0 | 0 | 2025 |  |  |  | 0 | 0 | Real 2021 ¦ 5/8/2023 1:03:19 PM | 3293 | 0 |  |  | 0 | 0 | 0 |  |  |  | 0
REF | ATC | 2025 | 9 | Preferred Plan | Tier 2 Area 1001 Wind 2027 | Tier 2 Area 1001 Wind 2027 | 0 | 0 | 0 |  | 0 |  |  |  | 0 |  |  | -1 | 0 | Wind |  | 0 |  | 0 | 0 | 0 | 0 | -1 | 0 | 0 | 0 | 0 | 0 |  |  | 0 |  | 0 |  |  | 1/1/2027 | 12/31/2099 |  | 0 | 0 | 2025 |  |  |  | 0 | 0 | Real 2021 ¦ 5/8/2023 1:03:19 PM | 3294 | 0 |  |  | 0 | 0 | 0 |  |  |  | 0
REF | ATC | 2025 | 1 | REF Portfolio | Tier 2 Area 1001 Wind 2028 | Tier 2 Area 1001 Wind 2028 | 0 | 0 | 0 |  | 0 |  |  |  | 0 |  |  | -1 | 0 | Wind |  | 0 |  | 0 | 0 | 0 | 0 | -1 | 0 | 0 | 0 | 0 | 0 |  |  | 0 |  | 0 |  |  | 1/1/2028 | 12/31/2099 |  | 0 | 0 | 2025 |  |  |  | 0 | 0 | Real 2021 ¦ 5/8/2023 1:03:19 PM | 3295 | 0 |  |  | 0 | 0 | 0 |  |  |  | 0
REF | ATC | 2025 | 2 | REF-HC Portfolio | Tier 2 Area 1001 Wind 2028 | Tier 2 Area 1001 Wind 2028 | 0 | 0 | 0 |  | 0 |  |  |  | 0 |  |  | -1 | 0 | Wind |  | 0 |  | 0 | 0 | 0 | 0 | -1 | 0 | 0 | 0 | 0 | 0 |  |  | 0 |  | 0 |  |  | 1/1/2028 | 12/31/2099 |  | 0 | 0 | 2025 |  |  |  | 0 | 0 | Real 2021 ¦ 5/8/2023 1:03:19 PM | 3296 | 0 |  |  | 0 | 0 | 0 |  |  |  | 0
REF | ATC | 2025 | 3 | CETA Portfolio | Tier 2 Area 1001 Wind 2028 | Tier 2 Area 1001 Wind 2028 | 0 | 0 | 0 |  | 0 |  |  |  | 0 |  |  | -1 | 0 | Wind |  | 0 |  | 0 | 0 | 0 | 0 | -1 | 0 | 0 | 0 | 0 | 0 |  |  | 0 |  | 0 |  |  | 1/1/2028 | 12/31/2099 |  | 0 | 0 | 2025 |  |  |  | 0 | 0 | Real 2021 ¦ 5/8/2023 1:03:19 PM | 3297 | 0 |  |  | 0 | 0 | 0 |  |  |  | 0
REF | ATC | 2025 | 4 | ECR Portfolio | Tier 2 Area 1001 Wind 2028 | Tier 2 Area 1001 Wind 2028 | 0 | 0 | 0 |  | 0 |  |  |  | 0 |  |  | -1 | 0 | Wind |  | 0 |  | 0 | 0 | 0 | 0 | -1 | 0 | 0 | 0 | 0 | 0 |  |  | 0 |  | 0 |  |  | 1/1/2028 | 12/31/2099 |  | 0 | 0 | 2025 |  |  |  | 0 | 0 | Real 2021 ¦ 5/8/2023 1:03:19 PM | 3298 | 0 |  |  | 0 | 0 | 0 |  |  |  | 0
REF | ATC | 2025 | 5 | NCR Portfolio | Tier 2 Area 1001 Wind 2028 | Tier 2 Area 1001 Wind 2028 | 0 | 0 | 0 |  | 0 |  |  |  | 0 |  |  | -1 | 0 | Wind |  | 0 |  | 0 | 0 | 0 | 0 | -1 | 0 | 0 | 0 | 0 | 0 |  |  | 0 |  | 0 |  |  | 1/1/2028 | 12/31/2099 |  | 0 | 0 | 2025 |  |  |  | 0 | 0 | Real 2021 ¦ 5/8/2023 1:03:19 PM | 3299 | 0 |  |  | 0 | 0 | 0 |  |  |  | 0
REF | ATC | 2025 | 6 | CC Portfolio | Tier 2 Area 1001 Wind 2028 | Tier 2 Area 1001 Wind 2028 | 0 | 0 | 0 |  | 0 |  |  |  | 0 |  |  | -1 | 0 | Wind |  | 0 |  | 0 | 0 | 0 | 0 | -1 | 0 | 0 | 0 | 0 | 0 |  |  | 0 |  | 0 |  |  | 1/1/2028 | 12/31/2099 |  | 0 | 0 | 2025 |  |  |  | 0 | 0 | Real 2021 ¦ 5/8/2023 1:03:19 PM | 3300 | 0 |  |  | 0 | 0 | 0 |  |  |  | 0
REF | ATC | 2025 | 7 | REF Mitchell Ext | Tier 2 Area 1001 Wind 2028 | Tier 2 Area 1001 Wind 2028 | 0 | 0 | 0 |  | 0 |  |  |  | 0 |  |  | -1 | 0 | Wind |  | 0 |  | 0 | 0 | 0 | 0 | -1 | 0 | 0 | 0 | 0 | 0 |  |  | 0 |  | 0 |  |  | 1/1/2028 | 12/31/2099 |  | 0 | 0 | 2025 |  |  |  | 0 | 0 | Real 2021 ¦ 5/8/2023 1:03:19 PM | 3301 | 0 |  |  | 0 | 0 | 0 |  |  |  | 0
REF | ATC | 2025 | 9 | Preferred Plan | Tier 2 Area 1001 Wind 2028 | Tier 2 Area 1001 Wind 2028 | 0 | 0 | 0 |  | 0 |  |  |  | 0 |  |  | -1 | 0 | Wind |  | 0 |  | 0 | 0 | 0 | 0 | -1 | 0 | 0 | 0 | 0 | 0 |  |  | 0 |  | 0 |  |  | 1/1/2028 | 12/31/2099 |  | 0 | 0 | 2025 |  |  |  | 0 | 0 | Real 2021 ¦ 5/8/2023 1:03:19 PM | 3302 | 0 |  |  | 0 | 0 | 0 |  |  |  | 0
REF | ATC | 2025 | 1 | REF Portfolio | Tier 2 Area 1001 Wind 2029 | Tier 2 Area 1001 Wind 2029 | 0 | 0 | 0 |  | 0 |  |  |  | 0 |  |  | -1 | 0 | Wind |  | 0 |  | 0 | 0 | 0 | 0 | -1 | 0 | 0 | 0 | 0 | 0 |  |  | 0 |  | 0 |  |  | 1/1/2029 | 12/31/2099 |  | 0 | 0 | 2025 |  |  |  | 0 | 0 | Real 2021 ¦ 5/8/2023 1:03:19 PM | 3303 | 0 |  |  | 0 | 0 | 0 |  |  |  | 0
REF | ATC | 2025 | 3 | CETA Portfolio | Tier 2 Area 1001 Wind 2029 | Tier 2 Area 1001 Wind 2029 | 0 | 0 | 0 |  | 0 |  |  |  | 0 |  |  | -1 | 0 | Wind |  | 0 |  | 0 | 0 | 0 | 0 | -1 | 0 | 0 | 0 | 0 | 0 |  |  | 0 |  | 0 |  |  | 1/1/2029 | 12/31/2099 |  | 0 | 0 | 2025 |  |  |  | 0 | 0 | Real 2021 ¦ 5/8/2023 1:03:19 PM | 3304 | 0 |  |  | 0 | 0 | 0 |  |  |  | 0
REF | ATC | 2025 | 4 | ECR Portfolio | Tier 2 Area 1001 Wind 2029 | Tier 2 Area 1001 Wind 2029 | 0 | 0 | 0 |  | 0 |  |  |  | 0 |  |  | -1 | 0 | Wind |  | 0 |  | 0 | 0 | 0 | 0 | -1 | 0 | 0 | 0 | 0 | 0 |  |  | 0 |  | 0 |  |  | 1/1/2029 | 12/31/2099 |  | 0 | 0 | 2025 |  |  |  | 0 | 0 | Real 2021 ¦ 5/8/2023 1:03:19 PM | 3305 | 0 |  |  | 0 | 0 | 0 |  |  |  | 0
REF | ATC | 2025 | 7 | REF Mitchell Ext | Tier 2 Area 1001 Wind 2029 | Tier 2 Area 1001 Wind 2029 | 0 | 0 | 0 |  | 0 |  |  |  | 0 |  |  | -1 | 0 | Wind |  | 0 |  | 0 | 0 | 0 | 0 | -1 | 0 | 0 | 0 | 0 | 0 |  |  | 0 |  | 0 |  |  | 1/1/2029 | 12/31/2099 |  | 0 | 0 | 2025 |  |  |  | 0 | 0 | Real 2021 ¦ 5/8/2023 1:03:19 PM | 3306 | 0 |  |  | 0 | 0 | 0 |  |  |  | 0
REF | ATC | 2025 | 6 | CC Portfolio | Area 1001 Gas CC 1x1 2029 | Area 1001 Gas CC 1x1 2029 | 0 | 0 | 0 |  | 0 |  |  |  | 0 |  |  | -1 | 0 | TCO |  | 0 |  | 0 | 0 | 0 | 0 | -1 | 0 | 0 | 0 | 0 | 0 |  |  | 0 |  | 0 |  |  | 1/1/2029 | 12/31/2099 |  | 0 | 0 | 2025 |  |  |  | 0 | 0 | Real 2021 ¦ 5/8/2023 1:03:19 PM | 3307 | 0 |  |  | 0 | 0 | 0 |  |  |  | 0
REF | ATC | 2025 | 7 | REF Mitchell Ext | 3102 | Mitchell #1 (WV) | 246.2825 | 385 | 152.3296 |  | 0 |  |  |  | 9515.1895 |  |  | -1 | 13425474 | Mitchell 1 Coal Price |  | 1334407.125 |  | 118.2156 | 61289.6445 | 61289.6445 | 0 | -1 | 0 | 0 | 763.8801 | 43 | 4855 | 0.39566 | 45.9302 | 44997.6836 | 33.7211 | 16291.959 | 12.2091 |  | 5/1/1971 | 5/31/2028 |  | 0 | 0 | 2025 |  |  |  | 0 | 0 | Real 2021 ¦ 5/8/2023 1:03:19 PM | 3308 | 408 |  |  | 1334407.125 | 0 | 0 |  |  |  | 0
REF | ATC | 2025 | 9 | Preferred Plan | 3102 | Mitchell #1 (WV) | 246.2825 | 385 | 152.3296 |  | 0 |  |  |  | 9515.1895 |  |  | -1 | 13425474 | Mitchell 1 Coal Price |  | 1334407.125 |  | 118.2156 | 61289.6445 | 61289.6445 | 0 | -1 | 0 | 0 | 763.8801 | 43 | 4855 | 0.39566 | 45.9302 | 44997.6836 | 33.7211 | 16291.959 | 12.2091 |  | 5/1/1971 | 5/31/2028 |  | 0 | 0 | 2025 |  |  |  | 0 | 0 | Real 2021 ¦ 5/8/2023 1:03:19 PM | 3309 | 408 |  |  | 1334407.125 | 0 | 0 |  |  |  | 0
REF | ATC | 2025 | 7 | REF Mitchell Ext | 3105 | Mitchell #2 (WV) | 341.8904 | 395 | 161.4221 |  | 0 |  |  |  | 11482.9736 |  |  | -1 | 14519400 | Mitchell 2 Coal Price |  | 1414057.625 |  | 164.1074 | 68953.625 | 68953.625 | 0 | -1 | 0 | 0 | 1456.7015 | 82 | 4433 | 0.40866 | 48.763 | 53846.9688 | 38.0798 | 15106.6592 | 10.6832 |  | 5/1/1971 | 5/31/2028 |  | 0 | 0 | 2025 |  |  |  | 0 | 0 | Real 2021 ¦ 5/8/2023 1:03:19 PM | 3310 | 408 |  |  | 1414057.625 | 0 | 0 |  |  |  | 0
REF | ATC | 2025 | 9 | Preferred Plan | 3105 | Mitchell #2 (WV) | 341.8904 | 395 | 161.4221 |  | 0 |  |  |  | 11482.9736 |  |  | -1 | 14519400 | Mitchell 2 Coal Price |  | 1414057.625 |  | 164.1074 | 68953.625 | 68953.625 | 0 | -1 | 0 | 0 | 1456.7015 | 82 | 4433 | 0.40866 | 48.763 | 53846.9688 | 38.0798 | 15106.6592 | 10.6832 |  | 5/1/1971 | 5/31/2028 |  | 0 | 0 | 2025 |  |  |  | 0 | 0 | Real 2021 ¦ 5/8/2023 1:03:19 PM | 3311 | 408 |  |  | 1414057.625 | 0 | 0 |  |  |  | 0
REF | ATC | 2026 | 1 | REF Portfolio | 13555 | Big Sandy #1 Gas | 241.7125 | 295 | 185.3879 |  | 0 |  |  |  | 3500.3547 |  |  | -1 | 15782804 | TCO |  | 1623998.25 |  | 48.3425 | 62767.7188 | 62767.7188 | 0 | -1 | 0 | 0 | 269.2444 | 14 | 6365 | 0.62843 | 38.6501 | 46949.4727 | 28.9098 | 15818.2451 | 9.7403 |  | 5/30/2016 | 5/30/2031 |  | 0 | 0 | 2026 |  |  |  | 0 | 0 | Real 2021 ¦ 5/8/2023 1:03:19 PM | 4140 | 295.4 |  |  | 1623998.25 | 0 | 0 |  |  |  | 0
REF | ATC | 2026 | 2 | REF-HC Portfolio | 13555 | Big Sandy #1 Gas | 241.7125 | 295 | 185.3879 |  | 0 |  |  |  | 3500.3547 |  |  | -1 | 15782804 | TCO |  | 1623998.25 |  | 48.3425 | 62767.7188 | 62767.7188 | 0 | -1 | 0 | 0 | 269.2444 | 14 | 6365 | 0.62843 | 38.6501 | 46949.4727 | 28.9098 | 15818.2451 | 9.7403 |  | 5/30/2016 | 5/30/2031 |  | 0 | 0 | 2026 |  |  |  | 0 | 0 | Real 2021 ¦ 5/8/2023 1:03:19 PM | 4141 | 295.4 |  |  | 1623998.25 | 0 | 0 |  |  |  | 0
REF | ATC | 2026 | 3 | CETA Portfolio | 13555 | Big Sandy #1 Gas | 241.7125 | 295 | 185.3879 |  | 0 |  |  |  | 3500.3547 |  |  | -1 | 15782804 | TCO |  | 1623998.25 |  | 48.3425 | 62767.7188 | 62767.7188 | 0 | -1 | 0 | 0 | 269.2444 | 14 | 6365 | 0.62843 | 38.6501 | 46949.4727 | 28.9098 | 15818.2451 | 9.7403 |  | 5/30/2016 | 5/30/2031 |  | 0 | 0 | 2026 |  |  |  | 0 | 0 | Real 2021 ¦ 5/8/2023 1:03:19 PM | 4142 | 295.4 |  |  | 1623998.25 | 0 | 0 |  |  |  | 0
REF | ATC | 2026 | 4 | ECR Portfolio | 13555 | Big Sandy #1 Gas | 241.7125 | 295 | 185.3879 |  | 0 |  |  |  | 3500.3547 |  |  | -1 | 15782804 | TCO |  | 1623998.25 |  | 48.3425 | 62767.7188 | 62767.7188 | 0 | -1 | 0 | 0 | 269.2444 | 14 | 6365 | 0.62843 | 38.6501 | 46949.4727 | 28.9098 | 15818.2451 | 9.7403 |  | 5/30/2016 | 5/30/2031 |  | 0 | 0 | 2026 |  |  |  | 0 | 0 | Real 2021 ¦ 5/8/2023 1:03:19 PM | 4143 | 295.4 |  |  | 1623998.25 | 0 | 0 |  |  |  | 0
REF | ATC | 2026 | 5 | NCR Portfolio | 13555 | Big Sandy #1 Gas | 241.7125 | 295 | 185.3879 |  | 0 |  |  |  | 3500.3547 |  |  | -1 | 15782804 | TCO |  | 1623998.25 |  | 48.3425 | 62767.7188 | 62767.7188 | 0 | -1 | 0 | 0 | 269.2444 | 14 | 6365 | 0.62843 | 38.6501 | 46949.4727 | 28.9098 | 15818.2451 | 9.7403 |  | 5/30/2016 | 5/30/2031 |  | 0 | 0 | 2026 |  |  |  | 0 | 0 | Real 2021 ¦ 5/8/2023 1:03:19 PM | 4144 | 295.4 |  |  | 1623998.25 | 0 | 0 |  |  |  | 0
REF | ATC | 2026 | 6 | CC Portfolio | 13555 | Big Sandy #1 Gas | 241.7125 | 295 | 185.3879 |  | 0 |  |  |  | 3500.3547 |  |  | -1 | 15782804 | TCO |  | 1623998.25 |  | 48.3425 | 62767.7188 | 62767.7188 | 0 | -1 | 0 | 0 | 269.2444 | 14 | 6365 | 0.62843 | 38.6501 | 46949.4727 | 28.9098 | 15818.2451 | 9.7403 |  | 5/30/2016 | 5/30/2031 |  | 0 | 0 | 2026 |  |  |  | 0 | 0 | Real 2021 ¦ 5/8/2023 1:03:19 PM | 4145 | 295.4 |  |  | 1623998.25 | 0 | 0 |  |  |  | 0
REF | ATC | 2026 | 7 | REF Mitchell Ext | 13555 | Big Sandy #1 Gas | 241.7125 | 295 | 185.3879 |  | 0 |  |  |  | 3500.3547 |  |  | -1 | 15782804 | TCO |  | 1623998.25 |  | 48.3425 | 62767.7188 | 62767.7188 | 0 | -1 | 0 | 0 | 269.2444 | 14 | 6365 | 0.62843 | 38.6501 | 46949.4727 | 28.9098 | 15818.2451 | 9.7403 |  | 5/30/2016 | 5/30/2031 |  | 0 | 0 | 2026 |  |  |  | 0 | 0 | Real 2021 ¦ 5/8/2023 1:03:19 PM | 4146 | 295.4 |  |  | 1623998.25 | 0 | 0 |  |  |  | 0
REF | ATC | 2026 | 8 | REF No Wind Portfolio | 13555 | Big Sandy #1 Gas | 241.7125 | 295 | 185.3879 |  | 0 |  |  |  | 3500.3547 |  |  | -1 | 15782804 | TCO |  | 1623998.25 |  | 48.3425 | 62767.7188 | 62767.7188 | 0 | -1 | 0 | 0 | 269.2444 | 14 | 6365 | 0.62843 | 38.6501 | 46949.4727 | 28.9098 | 15818.2451 | 9.7403 |  | 5/30/2016 | 5/30/2031 |  | 0 | 0 | 2026 |  |  |  | 0 | 0 | Real 2021 ¦ 5/8/2023 1:03:19 PM | 4147 | 295.4 |  |  | 1623998.25 | 0 | 0 |  |  |  | 0
REF | ATC | 2026 | 9 | Preferred Plan | 13555 | Big Sandy #1 Gas | 241.7125 | 295 | 185.3879 |  | 0 |  |  |  | 3500.3547 |  |  | -1 | 15782804 | TCO |  | 1623998.25 |  | 48.3425 | 62767.7188 | 62767.7188 | 0 | -1 | 0 | 0 | 269.2444 | 14 | 6365 | 0.62843 | 38.6501 | 46949.4727 | 28.9098 | 15818.2451 | 9.7403 |  | 5/30/2016 | 5/30/2031 |  | 0 | 0 | 2026 |  |  |  | 0 | 0 | Real 2021 ¦ 5/8/2023 1:03:19 PM | 4148 | 295.4 |  |  | 1623998.25 | 0 | 0 |  |  |  | 0
REF | ATC | 2026 | 1 | REF Portfolio | 3102 | Mitchell #1 (WV) | 279.8665 | 385 | 143.0523 |  | 0 |  |  |  | 12185.667 |  |  | -1 | 12633182 | Mitchell 1 Coal Price |  | 1253138.375 |  | 134.3359 | 52033.2148 | 52033.2148 | 0 | -1 | 0 | 0 | 1215.0405 | 67 | 4801 | 0.37156 | 41.5223 | 41591.7578 | 33.1901 | 10441.458 | 8.3322 |  | 5/1/1971 | 5/31/2028 |  | 0 | 0 | 2026 |  |  |  | 0 | 0 | Real 2021 ¦ 5/8/2023 1:03:19 PM | 4149 | 408 |  |  | 1253138.375 | 0 | 0 |  |  |  | 0
REF | ATC | 2026 | 2 | REF-HC Portfolio | 3102 | Mitchell #1 (WV) | 279.8665 | 385 | 143.0523 |  | 0 |  |  |  | 12185.667 |  |  | -1 | 12633182 | Mitchell 1 Coal Price |  | 1253138.375 |  | 134.3359 | 52033.2148 | 52033.2148 | 0 | -1 | 0 | 0 | 1215.0405 | 67 | 4801 | 0.37156 | 41.5223 | 41591.7578 | 33.1901 | 10441.458 | 8.3322 |  | 5/1/1971 | 5/31/2028 |  | 0 | 0 | 2026 |  |  |  | 0 | 0 | Real 2021 ¦ 5/8/2023 1:03:19 PM | 4150 | 408 |  |  | 1253138.375 | 0 | 0 |  |  |  | 0
REF | ATC | 2026 | 3 | CETA Portfolio | 3102 | Mitchell #1 (WV) | 279.8665 | 385 | 143.0523 |  | 0 |  |  |  | 12185.667 |  |  | -1 | 12633182 | Mitchell 1 Coal Price |  | 1253138.375 |  | 134.3359 | 52033.2148 | 52033.2148 | 0 | -1 | 0 | 0 | 1215.0405 | 67 | 4801 | 0.37156 | 41.5223 | 41591.7578 | 33.1901 | 10441.458 | 8.3322 |  | 5/1/1971 | 5/31/2028 |  | 0 | 0 | 2026 |  |  |  | 0 | 0 | Real 2021 ¦ 5/8/2023 1:03:19 PM | 4151 | 408 |  |  | 1253138.375 | 0 | 0 |  |  |  | 0
REF | ATC | 2026 | 4 | ECR Portfolio | 3102 | Mitchell #1 (WV) | 279.8665 | 385 | 143.0523 |  | 0 |  |  |  | 12185.667 |  |  | -1 | 12633182 | Mitchell 1 Coal Price |  | 1253138.375 |  | 134.3359 | 52033.2148 | 52033.2148 | 0 | -1 | 0 | 0 | 1215.0405 | 67 | 4801 | 0.37156 | 41.5223 | 41591.7578 | 33.1901 | 10441.458 | 8.3322 |  | 5/1/1971 | 5/31/2028 |  | 0 | 0 | 2026 |  |  |  | 0 | 0 | Real 2021 ¦ 5/8/2023 1:03:19 PM | 4152 | 408 |  |  | 1253138.375 | 0 | 0 |  |  |  | 0
REF | ATC | 2026 | 5 | NCR Portfolio | 3102 | Mitchell #1 (WV) | 279.8665 | 385 | 143.0523 |  | 0 |  |  |  | 12185.667 |  |  | -1 | 12633182 | Mitchell 1 Coal Price |  | 1253138.375 |  | 134.3359 | 52033.2148 | 52033.2148 | 0 | -1 | 0 | 0 | 1215.0405 | 67 | 4801 | 0.37156 | 41.5223 | 41591.7578 | 33.1901 | 10441.458 | 8.3322 |  | 5/1/1971 | 5/31/2028 |  | 0 | 0 | 2026 |  |  |  | 0 | 0 | Real 2021 ¦ 5/8/2023 1:03:19 PM | 4153 | 408 |  |  | 1253138.375 | 0 | 0 |  |  |  | 0
REF | ATC | 2026 | 6 | CC Portfolio | 3102 | Mitchell #1 (WV) | 279.8665 | 385 | 143.0523 |  | 0 |  |  |  | 12185.667 |  |  | -1 | 12633182 | Mitchell 1 Coal Price |  | 1253138.375 |  | 134.3359 | 52033.2148 | 52033.2148 | 0 | -1 | 0 | 0 | 1215.0405 | 67 | 4801 | 0.37156 | 41.5223 | 41591.7578 | 33.1901 | 10441.458 | 8.3322 |  | 5/1/1971 | 5/31/2028 |  | 0 | 0 | 2026 |  |  |  | 0 | 0 | Real 2021 ¦ 5/8/2023 1:03:19 PM | 4154 | 408 |  |  | 1253138.375 | 0 | 0 |  |  |  | 0
REF | ATC | 2026 | 8 | REF No Wind Portfolio | 3102 | Mitchell #1 (WV) | 279.8665 | 385 | 143.0523 |  | 0 |  |  |  | 12185.667 |  |  | -1 | 12633182 | Mitchell 1 Coal Price |  | 1253138.375 |  | 134.3359 | 52033.2148 | 52033.2148 | 0 | -1 | 0 | 0 | 1215.0405 | 67 | 4801 | 0.37156 | 41.5223 | 41591.7578 | 33.1901 | 10441.458 | 8.3322 |  | 5/1/1971 | 5/31/2028 |  | 0 | 0 | 2026 |  |  |  | 0 | 0 | Real 2021 ¦ 5/8/2023 1:03:19 PM | 4155 | 408 |  |  | 1253138.375 | 0 | 0 |  |  |  | 0
REF | ATC | 2026 | 1 | REF Portfolio | 3105 | Mitchell #2 (WV) | 341.8904 | 395 | 129.0572 |  | 0 |  |  |  | 11314.3584 |  |  | -1 | 11657950 | Mitchell 2 Coal Price |  | 1130541.25 |  | 164.1074 | 50328.0859 | 50328.0859 | 0 | -1 | 0 | 0 | 1632.144 | 90 | 3798 | 0.32673 | 44.5168 | 43472.9805 | 38.4532 | 6855.104 | 6.0636 |  | 5/1/1971 | 5/31/2028 |  | 0 | 0 | 2026 |  |  |  | 0 | 0 | Real 2021 ¦ 5/8/2023 1:03:19 PM | 4156 | 408 |  |  | 1130541.25 | 0 | 0 |  |  |  | 0
REF | ATC | 2026 | 2 | REF-HC Portfolio | 3105 | Mitchell #2 (WV) | 341.8904 | 395 | 129.0572 |  | 0 |  |  |  | 11314.3584 |  |  | -1 | 11657950 | Mitchell 2 Coal Price |  | 1130541.25 |  | 164.1074 | 50328.0859 | 50328.0859 | 0 | -1 | 0 | 0 | 1632.144 | 90 | 3798 | 0.32673 | 44.5168 | 43472.9805 | 38.4532 | 6855.104 | 6.0636 |  | 5/1/1971 | 5/31/2028 |  | 0 | 0 | 2026 |  |  |  | 0 | 0 | Real 2021 ¦ 5/8/2023 1:03:19 PM | 4157 | 408 |  |  | 1130541.25 | 0 | 0 |  |  |  | 0
REF | ATC | 2026 | 3 | CETA Portfolio | 3105 | Mitchell #2 (WV) | 341.8904 | 395 | 129.0572 |  | 0 |  |  |  | 11314.3584 |  |  | -1 | 11657950 | Mitchell 2 Coal Price |  | 1130541.25 |  | 164.1074 | 50328.0859 | 50328.0859 | 0 | -1 | 0 | 0 | 1632.144 | 90 | 3798 | 0.32673 | 44.5168 | 43472.9805 | 38.4532 | 6855.104 | 6.0636 |  | 5/1/1971 | 5/31/2028 |  | 0 | 0 | 2026 |  |  |  | 0 | 0 | Real 2021 ¦ 5/8/2023 1:03:19 PM | 4158 | 408 |  |  | 1130541.25 | 0 | 0 |  |  |  | 0
REF | ATC | 2026 | 4 | ECR Portfolio | 3105 | Mitchell #2 (WV) | 341.8904 | 395 | 129.0572 |  | 0 |  |  |  | 11314.3584 |  |  | -1 | 11657950 | Mitchell 2 Coal Price |  | 1130541.25 |  | 164.1074 | 50328.0859 | 50328.0859 | 0 | -1 | 0 | 0 | 1632.144 | 90 | 3798 | 0.32673 | 44.5168 | 43472.9805 | 38.4532 | 6855.104 | 6.0636 |  | 5/1/1971 | 5/31/2028 |  | 0 | 0 | 2026 |  |  |  | 0 | 0 | Real 2021 ¦ 5/8/2023 1:03:19 PM | 4159 | 408 |  |  | 1130541.25 | 0 | 0 |  |  |  | 0
REF | ATC | 2026 | 5 | NCR Portfolio | 3105 | Mitchell #2 (WV) | 341.8904 | 395 | 129.0572 |  | 0 |  |  |  | 11314.3584 |  |  | -1 | 11657950 | Mitchell 2 Coal Price |  | 1130541.25 |  | 164.1074 | 50328.0859 | 50328.0859 | 0 | -1 | 0 | 0 | 1632.144 | 90 | 3798 | 0.32673 | 44.5168 | 43472.9805 | 38.4532 | 6855.104 | 6.0636 |  | 5/1/1971 | 5/31/2028 |  | 0 | 0 | 2026 |  |  |  | 0 | 0 | Real 2021 ¦ 5/8/2023 1:03:19 PM | 4160 | 408 |  |  | 1130541.25 | 0 | 0 |  |  |  | 0
REF | ATC | 2026 | 6 | CC Portfolio | 3105 | Mitchell #2 (WV) | 341.8904 | 395 | 129.0572 |  | 0 |  |  |  | 11314.3584 |  |  | -1 | 11657950 | Mitchell 2 Coal Price |  | 1130541.25 |  | 164.1074 | 50328.0859 | 50328.0859 | 0 | -1 | 0 | 0 | 1632.144 | 90 | 3798 | 0.32673 | 44.5168 | 43472.9805 | 38.4532 | 6855.104 | 6.0636 |  | 5/1/1971 | 5/31/2028 |  | 0 | 0 | 2026 |  |  |  | 0 | 0 | Real 2021 ¦ 5/8/2023 1:03:19 PM | 4161 | 408 |  |  | 1130541.25 | 0 | 0 |  |  |  | 0
REF | ATC | 2026 | 8 | REF No Wind Portfolio | 3105 | Mitchell #2 (WV) | 341.8904 | 395 | 129.0572 |  | 0 |  |  |  | 11314.3584 |  |  | -1 | 11657950 | Mitchell 2 Coal Price |  | 1130541.25 |  | 164.1074 | 50328.0859 | 50328.0859 | 0 | -1 | 0 | 0 | 1632.144 | 90 | 3798 | 0.32673 | 44.5168 | 43472.9805 | 38.4532 | 6855.104 | 6.0636 |  | 5/1/1971 | 5/31/2028 |  | 0 | 0 | 2026 |  |  |  | 0 | 0 | Real 2021 ¦ 5/8/2023 1:03:19 PM | 4162 | 408 |  |  | 1130541.25 | 0 | 0 |  |  |  | 0
REF | ATC | 2026 | 1 | REF Portfolio | Big Sandy #1_Ext Gas | Big Sandy #1_Ext Gas | 0 | 0 | 0 |  | 0 |  |  |  | 0 |  |  | -1 | 0 | TCO |  | 0 |  | 0 | 0 | 0 | 0 | -1 | 0 | 0 | 0 | 0 | 0 |  |  | 0 |  | 0 |  |  | 6/1/2031 | 5/31/2041 |  | 0 | 0 | 2026 |  |  |  | 0 | 0 | Real 2021 ¦ 5/8/2023 1:03:19 PM | 4163 | 0 |  |  | 0 | 0 | 0 |  |  |  | 0
REF | ATC | 2026 | 2 | REF-HC Portfolio | Big Sandy #1_Ext Gas | Big Sandy #1_Ext Gas | 0 | 0 | 0 |  | 0 |  |  |  | 0 |  |  | -1 | 0 | TCO |  | 0 |  | 0 | 0 | 0 | 0 | -1 | 0 | 0 | 0 | 0 | 0 |  |  | 0 |  | 0 |  |  | 6/1/2031 | 5/31/2041 |  | 0 | 0 | 2026 |  |  |  | 0 | 0 | Real 2021 ¦ 5/8/2023 1:03:19 PM | 4164 | 0 |  |  | 0 | 0 | 0 |  |  |  | 0
REF | ATC | 2026 | 3 | CETA Portfolio | Big Sandy #1_Ext Gas | Big Sandy #1_Ext Gas | 0 | 0 | 0 |  | 0 |  |  |  | 0 |  |  | -1 | 0 | TCO |  | 0 |  | 0 | 0 | 0 | 0 | -1 | 0 | 0 | 0 | 0 | 0 |  |  | 0 |  | 0 |  |  | 6/1/2031 | 5/31/2041 |  | 0 | 0 | 2026 |  |  |  | 0 | 0 | Real 2021 ¦ 5/8/2023 1:03:19 PM | 4165 | 0 |  |  | 0 | 0 | 0 |  |  |  | 0
REF | ATC | 2026 | 5 | NCR Portfolio | Big Sandy #1_Ext Gas | Big Sandy #1_Ext Gas | 0 | 0 | 0 |  | 0 |  |  |  | 0 |  |  | -1 | 0 | TCO |  | 0 |  | 0 | 0 | 0 | 0 | -1 | 0 | 0 | 0 | 0 | 0 |  |  | 0 |  | 0 |  |  | 6/1/2031 | 5/31/2041 |  | 0 | 0 | 2026 |  |  |  | 0 | 0 | Real 2021 ¦ 5/8/2023 1:03:19 PM | 4166 | 0 |  |  | 0 | 0 | 0 |  |  |  | 0
REF | ATC | 2026 | 6 | CC Portfolio | Big Sandy #1_Ext Gas | Big Sandy #1_Ext Gas | 0 | 0 | 0 |  | 0 |  |  |  | 0 |  |  | -1 | 0 | TCO |  | 0 |  | 0 | 0 | 0 | 0 | -1 | 0 | 0 | 0 | 0 | 0 |  |  | 0 |  | 0 |  |  | 6/1/2031 | 5/31/2041 |  | 0 | 0 | 2026 |  |  |  | 0 | 0 | Real 2021 ¦ 5/8/2023 1:03:19 PM | 4167 | 0 |  |  | 0 | 0 | 0 |  |  |  | 0
REF | ATC | 2026 | 7 | REF Mitchell Ext | Big Sandy #1_Ext Gas | Big Sandy #1_Ext Gas | 0 | 0 | 0 |  | 0 |  |  |  | 0 |  |  | -1 | 0 | TCO |  | 0 |  | 0 | 0 | 0 | 0 | -1 | 0 | 0 | 0 | 0 | 0 |  |  | 0 |  | 0 |  |  | 6/1/2031 | 5/31/2041 |  | 0 | 0 | 2026 |  |  |  | 0 | 0 | Real 2021 ¦ 5/8/2023 1:03:19 PM | 4168 | 0 |  |  | 0 | 0 | 0 |  |  |  | 0
REF | ATC | 2026 | 8 | REF No Wind Portfolio | Big Sandy #1_Ext Gas | Big Sandy #1_Ext Gas | 0 | 0 | 0 |  | 0 |  |  |  | 0 |  |  | -1 | 0 | TCO |  | 0 |  | 0 | 0 | 0 | 0 | -1 | 0 | 0 | 0 | 0 | 0 |  |  | 0 |  | 0 |  |  | 6/1/2031 | 5/31/2041 |  | 0 | 0 | 2026 |  |  |  | 0 | 0 | Real 2021 ¦ 5/8/2023 1:03:19 PM | 4169 | 0 |  |  | 0 | 0 | 0 |  |  |  | 0
REF | ATC | 2026 | 9 | Preferred Plan | Big Sandy #1_Ext Gas | Big Sandy #1_Ext Gas | 0 | 0 | 0 |  | 0 |  |  |  | 0 |  |  | -1 | 0 | TCO |  | 0 |  | 0 | 0 | 0 | 0 | -1 | 0 | 0 | 0 | 0 | 0 |  |  | 0 |  | 0 |  |  | 6/1/2031 | 5/31/2041 |  | 0 | 0 | 2026 |  |  |  | 0 | 0 | Real 2021 ¦ 5/8/2023 1:03:19 PM | 4170 | 0 |  |  | 0 | 0 | 0 |  |  |  | 0
REF | ATC | 2026 | 1 | REF Portfolio | Spicewood Solar 2027 | Spicewood Solar 2027 | 0 | 0 | 0 |  | 0 |  |  |  | 0 |  |  | -1 | 0 | Solar |  | 0 |  | 0 | 0 | 0 | 0 | -1 | 0 | 0 | 0 | 0 | 0 |  |  | 0 |  | 0 |  |  | 1/1/2027 | 12/31/2099 |  | 0 | 0 | 2026 |  |  |  | 0 | 0 | Real 2021 ¦ 5/8/2023 1:03:19 PM | 4171 | 0 |  |  | 0 | 0 | 0 |  |  |  | 0
REF | ATC | 2026 | 2 | REF-HC Portfolio | Spicewood Solar 2027 | Spicewood Solar 2027 | 0 | 0 | 0 |  | 0 |  |  |  | 0 |  |  | -1 | 0 | Solar |  | 0 |  | 0 | 0 | 0 | 0 | -1 | 0 | 0 | 0 | 0 | 0 |  |  | 0 |  | 0 |  |  | 1/1/2027 | 12/31/2099 |  | 0 | 0 | 2026 |  |  |  | 0 | 0 | Real 2021 ¦ 5/8/2023 1:03:19 PM | 4172 | 0 |  |  | 0 | 0 | 0 |  |  |  | 0
REF | ATC | 2026 | 3 | CETA Portfolio | Spicewood Solar 2027 | Spicewood Solar 2027 | 0 | 0 | 0 |  | 0 |  |  |  | 0 |  |  | -1 | 0 | Solar |  | 0 |  | 0 | 0 | 0 | 0 | -1 | 0 | 0 | 0 | 0 | 0 |  |  | 0 |  | 0 |  |  | 1/1/2027 | 12/31/2099 |  | 0 | 0 | 2026 |  |  |  | 0 | 0 | Real 2021 ¦ 5/8/2023 1:03:19 PM | 4173 | 0 |  |  | 0 | 0 | 0 |  |  |  | 0
REF | ATC | 2026 | 4 | ECR Portfolio | Spicewood Solar 2027 | Spicewood Solar 2027 | 0 | 0 | 0 |  | 0 |  |  |  | 0 |  |  | -1 | 0 | Solar |  | 0 |  | 0 | 0 | 0 | 0 | -1 | 0 | 0 | 0 | 0 | 0 |  |  | 0 |  | 0 |  |  | 1/1/2027 | 12/31/2099 |  | 0 | 0 | 2026 |  |  |  | 0 | 0 | Real 2021 ¦ 5/8/2023 1:03:19 PM | 4174 | 0 |  |  | 0 | 0 | 0 |  |  |  | 0
REF | ATC | 2026 | 5 | NCR Portfolio | Spicewood Solar 2027 | Spicewood Solar 2027 | 0 | 0 | 0 |  | 0 |  |  |  | 0 |  |  | -1 | 0 | Solar |  | 0 |  | 0 | 0 | 0 | 0 | -1 | 0 | 0 | 0 | 0 | 0 |  |  | 0 |  | 0 |  |  | 1/1/2027 | 12/31/2099 |  | 0 | 0 | 2026 |  |  |  | 0 | 0 | Real 2021 ¦ 5/8/2023 1:03:19 PM | 4175 | 0 |  |  | 0 | 0 | 0 |  |  |  | 0
REF | ATC | 2026 | 6 | CC Portfolio | Spicewood Solar 2027 | Spicewood Solar 2027 | 0 | 0 | 0 |  | 0 |  |  |  | 0 |  |  | -1 | 0 | Solar |  | 0 |  | 0 | 0 | 0 | 0 | -1 | 0 | 0 | 0 | 0 | 0 |  |  | 0 |  | 0 |  |  | 1/1/2027 | 12/31/2099 |  | 0 | 0 | 2026 |  |  |  | 0 | 0 | Real 2021 ¦ 5/8/2023 1:03:19 PM | 4176 | 0 |  |  | 0 | 0 | 0 |  |  |  | 0
REF | ATC | 2026 | 7 | REF Mitchell Ext | Spicewood Solar 2027 | Spicewood Solar 2027 | 0 | 0 | 0 |  | 0 |  |  |  | 0 |  |  | -1 | 0 | Solar |  | 0 |  | 0 | 0 | 0 | 0 | -1 | 0 | 0 | 0 | 0 | 0 |  |  | 0 |  | 0 |  |  | 1/1/2027 | 12/31/2099 |  | 0 | 0 | 2026 |  |  |  | 0 | 0 | Real 2021 ¦ 5/8/2023 1:03:19 PM | 4177 | 0 |  |  | 0 | 0 | 0 |  |  |  | 0
REF | ATC | 2026 | 8 | REF No Wind Portfolio | Spicewood Solar 2027 | Spicewood Solar 2027 | 0 | 0 | 0 |  | 0 |  |  |  | 0 |  |  | -1 | 0 | Solar |  | 0 |  | 0 | 0 | 0 | 0 | -1 | 0 | 0 | 0 | 0 | 0 |  |  | 0 |  | 0 |  |  | 1/1/2027 | 12/31/2099 |  | 0 | 0 | 2026 |  |  |  | 0 | 0 | Real 2021 ¦ 5/8/2023 1:03:19 PM | 4178 | 0 |  |  | 0 | 0 | 0 |  |  |  | 0
REF | ATC | 2026 | 9 | Preferred Plan | Spicewood Solar 2027 | Spicewood Solar 2027 | 0 | 0 | 0 |  | 0 |  |  |  | 0 |  |  | -1 | 0 | Solar |  | 0 |  | 0 | 0 | 0 | 0 | -1 | 0 | 0 | 0 | 0 | 0 |  |  | 0 |  | 0 |  |  | 1/1/2027 | 12/31/2099 |  | 0 | 0 | 2026 |  |  |  | 0 | 0 | Real 2021 ¦ 5/8/2023 1:03:19 PM | 4179 | 0 |  |  | 0 | 0 | 0 |  |  |  | 0
REF | ATC | 2026 | 1 | REF Portfolio | DSM Resources | DSM Resources | 0.057329 | 5.4 | 0.057329 |  | 0 |  |  |  | 0 |  |  | -1 | 0 | DSM_EE |  | 502.2 |  | 0 | 22.3659 | 22.3659 | 0 | -1 | 0 | 0 | 0 | 92 | 93 | 0.010616 | 44.5358 | 0 | 0 | 22.3659 | 44.5358 |  | 1/1/2022 | 12/31/2099 |  | 0 | 0 | 2026 |  |  |  | 0 | 0 | Real 2021 ¦ 5/8/2023 1:03:19 PM | 4180 | 5.4 |  |  | 502.2 | 0 | 0 |  |  |  | 0
REF | ATC | 2026 | 2 | REF-HC Portfolio | DSM Resources | DSM Resources | 0.057329 | 5.4 | 0.057329 |  | 0 |  |  |  | 0 |  |  | -1 | 0 | DSM_EE |  | 502.2 |  | 0 | 22.3659 | 22.3659 | 0 | -1 | 0 | 0 | 0 | 92 | 93 | 0.010616 | 44.5358 | 0 | 0 | 22.3659 | 44.5358 |  | 1/1/2022 | 12/31/2099 |  | 0 | 0 | 2026 |  |  |  | 0 | 0 | Real 2021 ¦ 5/8/2023 1:03:19 PM | 4181 | 5.4 |  |  | 502.2 | 0 | 0 |  |  |  | 0
REF | ATC | 2026 | 3 | CETA Portfolio | DSM Resources | DSM Resources | 0.057329 | 5.4 | 0.057329 |  | 0 |  |  |  | 0 |  |  | -1 | 0 | DSM_EE |  | 502.2 |  | 0 | 22.3659 | 22.3659 | 0 | -1 | 0 | 0 | 0 | 92 | 93 | 0.010616 | 44.5358 | 0 | 0 | 22.3659 | 44.5358 |  | 1/1/2022 | 12/31/2099 |  | 0 | 0 | 2026 |  |  |  | 0 | 0 | Real 2021 ¦ 5/8/2023 1:03:19 PM | 4182 | 5.4 |  |  | 502.2 | 0 | 0 |  |  |  | 0
REF | ATC | 2026 | 4 | ECR Portfolio | DSM Resources | DSM Resources | 0.057329 | 5.4 | 0.057329 |  | 0 |  |  |  | 0 |  |  | -1 | 0 | DSM_EE |  | 502.2 |  | 0 | 22.3659 | 22.3659 | 0 | -1 | 0 | 0 | 0 | 92 | 93 | 0.010616 | 44.5358 | 0 | 0 | 22.3659 | 44.5358 |  | 1/1/2022 | 12/31/2099 |  | 0 | 0 | 2026 |  |  |  | 0 | 0 | Real 2021 ¦ 5/8/2023 1:03:19 PM | 4183 | 5.4 |  |  | 502.2 | 0 | 0 |  |  |  | 0
REF | ATC | 2026 | 5 | NCR Portfolio | DSM Resources | DSM Resources | 0.057329 | 5.4 | 0.057329 |  | 0 |  |  |  | 0 |  |  | -1 | 0 | DSM_EE |  | 502.2 |  | 0 | 22.3659 | 22.3659 | 0 | -1 | 0 | 0 | 0 | 92 | 93 | 0.010616 | 44.5358 | 0 | 0 | 22.3659 | 44.5358 |  | 1/1/2022 | 12/31/2099 |  | 0 | 0 | 2026 |  |  |  | 0 | 0 | Real 2021 ¦ 5/8/2023 1:03:19 PM | 4184 | 5.4 |  |  | 502.2 | 0 | 0 |  |  |  | 0
REF | ATC | 2026 | 6 | CC Portfolio | DSM Resources | DSM Resources | 0.057329 | 5.4 | 0.057329 |  | 0 |  |  |  | 0 |  |  | -1 | 0 | DSM_EE |  | 502.2 |  | 0 | 22.3659 | 22.3659 | 0 | -1 | 0 | 0 | 0 | 92 | 93 | 0.010616 | 44.5358 | 0 | 0 | 22.3659 | 44.5358 |  | 1/1/2022 | 12/31/2099 |  | 0 | 0 | 2026 |  |  |  | 0 | 0 | Real 2021 ¦ 5/8/2023 1:03:19 PM | 4185 | 5.4 |  |  | 502.2 | 0 | 0 |  |  |  | 0
REF | ATC | 2026 | 7 | REF Mitchell Ext | DSM Resources | DSM Resources | 0.057329 | 5.4 | 0.057329 |  | 0 |  |  |  | 0 |  |  | -1 | 0 | DSM_EE |  | 502.2 |  | 0 | 22.3659 | 22.3659 | 0 | -1 | 0 | 0 | 0 | 92 | 93 | 0.010616 | 44.5358 | 0 | 0 | 22.3659 | 44.5358 |  | 1/1/2022 | 12/31/2099 |  | 0 | 0 | 2026 |  |  |  | 0 | 0 | Real 2021 ¦ 5/8/2023 1:03:19 PM | 4186 | 5.4 |  |  | 502.2 | 0 | 0 |  |  |  | 0
REF | ATC | 2026 | 8 | REF No Wind Portfolio | DSM Resources | DSM Resources | 0.057329 | 5.4 | 0.057329 |  | 0 |  |  |  | 0 |  |  | -1 | 0 | DSM_EE |  | 502.2 |  | 0 | 22.3659 | 22.3659 | 0 | -1 | 0 | 0 | 0 | 92 | 93 | 0.010616 | 44.5358 | 0 | 0 | 22.3659 | 44.5358 |  | 1/1/2022 | 12/31/2099 |  | 0 | 0 | 2026 |  |  |  | 0 | 0 | Real 2021 ¦ 5/8/2023 1:03:19 PM | 4187 | 5.4 |  |  | 502.2 | 0 | 0 |  |  |  | 0
REF | ATC | 2026 | 9 | Preferred Plan | DSM Resources | DSM Resources | 0.057329 | 5.4 | 0.057329 |  | 0 |  |  |  | 0 |  |  | -1 | 0 | DSM_EE |  | 502.2 |  | 0 | 22.3659 | 22.3659 | 0 | -1 | 0 | 0 | 0 | 92 | 93 | 0.010616 | 44.5358 | 0 | 0 | 22.3659 | 44.5358 |  | 1/1/2022 | 12/31/2099 |  | 0 | 0 | 2026 |  |  |  | 0 | 0 | Real 2021 ¦ 5/8/2023 1:03:19 PM | 4188 | 5.4 |  |  | 502.2 | 0 | 0 |  |  |  | 0
REF | ATC | 2026 | 1 | REF Portfolio | Residential - Low/Medium_23-25 | Residential - Low/Medium_23-25 | 2.0728 | 18157.7656 | 2.0728 |  | 0 |  |  |  | 0 |  |  | -1 | 0 | DSM_EE |  | 18157.7656 |  | 0 | 670.6813 | 670.6813 | 0 | -1 | 0 | 0 | 0 | 365 | 8760 | 0.00011416 | 36.9363 | 0 | 0 | 670.6813 | 36.9363 |  | 1/1/2023 | 12/31/2099 |  | 0 | 0 | 2026 |  |  |  | 0 | 0 | Real 2021 ¦ 5/8/2023 1:03:19 PM | 4189 | 18157.7656 |  |  | 18157.7656 | 0 | 0 |  |  |  | 0
REF | ATC | 2026 | 5 | NCR Portfolio | Residential - Low/Medium_23-25 | Residential - Low/Medium_23-25 | 2.0728 | 18157.7656 | 2.0728 |  | 0 |  |  |  | 0 |  |  | -1 | 0 | DSM_EE |  | 18157.7656 |  | 0 | 670.6813 | 670.6813 | 0 | -1 | 0 | 0 | 0 | 365 | 8760 | 0.00011416 | 36.9363 | 0 | 0 | 670.6813 | 36.9363 |  | 1/1/2023 | 12/31/2099 |  | 0 | 0 | 2026 |  |  |  | 0 | 0 | Real 2021 ¦ 5/8/2023 1:03:19 PM | 4190 | 18157.7656 |  |  | 18157.7656 | 0 | 0 |  |  |  | 0
REF | ATC | 2026 | 6 | CC Portfolio | Residential - Low/Medium_23-25 | Residential - Low/Medium_23-25 | 2.0728 | 18157.7656 | 2.0728 |  | 0 |  |  |  | 0 |  |  | -1 | 0 | DSM_EE |  | 18157.7656 |  | 0 | 670.6813 | 670.6813 | 0 | -1 | 0 | 0 | 0 | 365 | 8760 | 0.00011416 | 36.9363 | 0 | 0 | 670.6813 | 36.9363 |  | 1/1/2023 | 12/31/2099 |  | 0 | 0 | 2026 |  |  |  | 0 | 0 | Real 2021 ¦ 5/8/2023 1:03:19 PM | 4191 | 18157.7656 |  |  | 18157.7656 | 0 | 0 |  |  |  | 0
REF | ATC | 2026 | 7 | REF Mitchell Ext | Residential - Low/Medium_23-25 | Residential - Low/Medium_23-25 | 2.0728 | 18157.7656 | 2.0728 |  | 0 |  |  |  | 0 |  |  | -1 | 0 | DSM_EE |  | 18157.7656 |  | 0 | 670.6813 | 670.6813 | 0 | -1 | 0 | 0 | 0 | 365 | 8760 | 0.00011416 | 36.9363 | 0 | 0 | 670.6813 | 36.9363 |  | 1/1/2023 | 12/31/2099 |  | 0 | 0 | 2026 |  |  |  | 0 | 0 | Real 2021 ¦ 5/8/2023 1:03:19 PM | 4192 | 18157.7656 |  |  | 18157.7656 | 0 | 0 |  |  |  | 0
REF | ATC | 2026 | 9 | Preferred Plan | Residential - Low/Medium_23-25 | Residential - Low/Medium_23-25 | 2.0728 | 18157.7656 | 2.0728 |  | 0 |  |  |  | 0 |  |  | -1 | 0 | DSM_EE |  | 18157.7656 |  | 0 | 670.6813 | 670.6813 | 0 | -1 | 0 | 0 | 0 | 365 | 8760 | 0.00011416 | 36.9363 | 0 | 0 | 670.6813 | 36.9363 |  | 1/1/2023 | 12/31/2099 |  | 0 | 0 | 2026 |  |  |  | 0 | 0 | Real 2021 ¦ 5/8/2023 1:03:19 PM | 4193 | 18157.7656 |  |  | 18157.7656 | 0 | 0 |  |  |  | 0
REF | ATC | 2026 | 5 | NCR Portfolio | Residential - High_23-25 | Residential - High_23-25 | 0.77396 | 6779.8472 | 0.77396 |  | 0 |  |  |  | 0 |  |  | -1 | 0 | DSM_EE |  | 6779.8472 |  | 0 | 259.1435 | 259.1435 | 0 | -1 | 0 | 0 | 0 | 365 | 8760 | 0.00011416 | 38.2226 | 0 | 0 | 259.1435 | 38.2226 |  | 1/1/2023 | 12/31/2099 |  | 0 | 0 | 2026 |  |  |  | 0 | 0 | Real 2021 ¦ 5/8/2023 1:03:19 PM | 4194 | 6779.8472 |  |  | 6779.8472 | 0 | 0 |  |  |  | 0
REF | ATC | 2026 | 1 | REF Portfolio | C&I - Low_23-25 | C&I - Low_23-25 | 5.9913 | 52483.3633 | 5.9913 |  | 0 |  |  |  | 0 |  |  | -1 | 0 | DSM_EE |  | 52483.3633 |  | 0 | 1895.4261 | 1895.4261 | 0 | -1 | 0 | 0 | 0 | 365 | 8760 | 0.00011416 | 36.1148 | 0 | 0 | 1895.4261 | 36.1148 |  | 1/1/2023 | 12/31/2099 |  | 0 | 0 | 2026 |  |  |  | 0 | 0 | Real 2021 ¦ 5/8/2023 1:03:19 PM | 4195 | 52483.3633 |  |  | 52483.3633 | 0 | 0 |  |  |  | 0
REF | ATC | 2026 | 2 | REF-HC Portfolio | C&I - Low_23-25 | C&I - Low_23-25 | 5.9913 | 52483.3633 | 5.9913 |  | 0 |  |  |  | 0 |  |  | -1 | 0 | DSM_EE |  | 52483.3633 |  | 0 | 1895.4261 | 1895.4261 | 0 | -1 | 0 | 0 | 0 | 365 | 8760 | 0.00011416 | 36.1148 | 0 | 0 | 1895.4261 | 36.1148 |  | 1/1/2023 | 12/31/2099 |  | 0 | 0 | 2026 |  |  |  | 0 | 0 | Real 2021 ¦ 5/8/2023 1:03:19 PM | 4196 | 52483.3633 |  |  | 52483.3633 | 0 | 0 |  |  |  | 0
REF | ATC | 2026 | 3 | CETA Portfolio | C&I - Low_23-25 | C&I - Low_23-25 | 5.9913 | 52483.3633 | 5.9913 |  | 0 |  |  |  | 0 |  |  | -1 | 0 | DSM_EE |  | 52483.3633 |  | 0 | 1895.4261 | 1895.4261 | 0 | -1 | 0 | 0 | 0 | 365 | 8760 | 0.00011416 | 36.1148 | 0 | 0 | 1895.4261 | 36.1148 |  | 1/1/2023 | 12/31/2099 |  | 0 | 0 | 2026 |  |  |  | 0 | 0 | Real 2021 ¦ 5/8/2023 1:03:19 PM | 4197 | 52483.3633 |  |  | 52483.3633 | 0 | 0 |  |  |  | 0
REF | ATC | 2026 | 5 | NCR Portfolio | C&I - Low_23-25 | C&I - Low_23-25 | 5.9913 | 52483.3633 | 5.9913 |  | 0 |  |  |  | 0 |  |  | -1 | 0 | DSM_EE |  | 52483.3633 |  | 0 | 1895.4261 | 1895.4261 | 0 | -1 | 0 | 0 | 0 | 365 | 8760 | 0.00011416 | 36.1148 | 0 | 0 | 1895.4261 | 36.1148 |  | 1/1/2023 | 12/31/2099 |  | 0 | 0 | 2026 |  |  |  | 0 | 0 | Real 2021 ¦ 5/8/2023 1:03:19 PM | 4198 | 52483.3633 |  |  | 52483.3633 | 0 | 0 |  |  |  | 0
REF | ATC | 2026 | 6 | CC Portfolio | C&I - Low_23-25 | C&I - Low_23-25 | 5.9913 | 52483.3633 | 5.9913 |  | 0 |  |  |  | 0 |  |  | -1 | 0 | DSM_EE |  | 52483.3633 |  | 0 | 1895.4261 | 1895.4261 | 0 | -1 | 0 | 0 | 0 | 365 | 8760 | 0.00011416 | 36.1148 | 0 | 0 | 1895.4261 | 36.1148 |  | 1/1/2023 | 12/31/2099 |  | 0 | 0 | 2026 |  |  |  | 0 | 0 | Real 2021 ¦ 5/8/2023 1:03:19 PM | 4199 | 52483.3633 |  |  | 52483.3633 | 0 | 0 |  |  |  | 0
REF | ATC | 2026 | 7 | REF Mitchell Ext | C&I - Low_23-25 | C&I - Low_23-25 | 5.9913 | 52483.3633 | 5.9913 |  | 0 |  |  |  | 0 |  |  | -1 | 0 | DSM_EE |  | 52483.3633 |  | 0 | 1895.4261 | 1895.4261 | 0 | -1 | 0 | 0 | 0 | 365 | 8760 | 0.00011416 | 36.1148 | 0 | 0 | 1895.4261 | 36.1148 |  | 1/1/2023 | 12/31/2099 |  | 0 | 0 | 2026 |  |  |  | 0 | 0 | Real 2021 ¦ 5/8/2023 1:03:19 PM | 4200 | 52483.3633 |  |  | 52483.3633 | 0 | 0 |  |  |  | 0
REF | ATC | 2026 | 9 | Preferred Plan | C&I - Low_23-25 | C&I - Low_23-25 | 5.9913 | 52483.3633 | 5.9913 |  | 0 |  |  |  | 0 |  |  | -1 | 0 | DSM_EE |  | 52483.3633 |  | 0 | 1895.4261 | 1895.4261 | 0 | -1 | 0 | 0 | 0 | 365 | 8760 | 0.00011416 | 36.1148 | 0 | 0 | 1895.4261 | 36.1148 |  | 1/1/2023 | 12/31/2099 |  | 0 | 0 | 2026 |  |  |  | 0 | 0 | Real 2021 ¦ 5/8/2023 1:03:19 PM | 4201 | 52483.3633 |  |  | 52483.3633 | 0 | 0 |  |  |  | 0
REF | ATC | 2026 | 1 | REF Portfolio | IQW_23-25 | IQW_23-25 | 0.083865 | 734.654 | 0.083865 |  | 0 |  |  |  | 0 |  |  | -1 | 0 | DSM_EE |  | 734.654 |  | 0 | 27.4355 | 27.4355 | 0 | -1 | 0 | 0 | 0 | 365 | 8760 | 0.00011416 | 37.3448 | 0 | 0 | 27.4355 | 37.3448 |  | 1/1/2023 | 12/31/2099 |  | 0 | 0 | 2026 |  |  |  | 0 | 0 | Real 2021 ¦ 5/8/2023 1:03:19 PM | 4202 | 734.654 |  |  | 734.654 | 0 | 0 |  |  |  | 0
REF | ATC | 2026 | 2 | REF-HC Portfolio | IQW_23-25 | IQW_23-25 | 0.083865 | 734.654 | 0.083865 |  | 0 |  |  |  | 0 |  |  | -1 | 0 | DSM_EE |  | 734.654 |  | 0 | 27.4355 | 27.4355 | 0 | -1 | 0 | 0 | 0 | 365 | 8760 | 0.00011416 | 37.3448 | 0 | 0 | 27.4355 | 37.3448 |  | 1/1/2023 | 12/31/2099 |  | 0 | 0 | 2026 |  |  |  | 0 | 0 | Real 2021 ¦ 5/8/2023 1:03:19 PM | 4203 | 734.654 |  |  | 734.654 | 0 | 0 |  |  |  | 0
REF | ATC | 2026 | 3 | CETA Portfolio | IQW_23-25 | IQW_23-25 | 0.083865 | 734.654 | 0.083865 |  | 0 |  |  |  | 0 |  |  | -1 | 0 | DSM_EE |  | 734.654 |  | 0 | 27.4355 | 27.4355 | 0 | -1 | 0 | 0 | 0 | 365 | 8760 | 0.00011416 | 37.3448 | 0 | 0 | 27.4355 | 37.3448 |  | 1/1/2023 | 12/31/2099 |  | 0 | 0 | 2026 |  |  |  | 0 | 0 | Real 2021 ¦ 5/8/2023 1:03:19 PM | 4204 | 734.654 |  |  | 734.654 | 0 | 0 |  |  |  | 0
REF | ATC | 2026 | 4 | ECR Portfolio | IQW_23-25 | IQW_23-25 | 0.083865 | 734.654 | 0.083865 |  | 0 |  |  |  | 0 |  |  | -1 | 0 | DSM_EE |  | 734.654 |  | 0 | 27.4355 | 27.4355 | 0 | -1 | 0 | 0 | 0 | 365 | 8760 | 0.00011416 | 37.3448 | 0 | 0 | 27.4355 | 37.3448 |  | 1/1/2023 | 12/31/2099 |  | 0 | 0 | 2026 |  |  |  | 0 | 0 | Real 2021 ¦ 5/8/2023 1:03:19 PM | 4205 | 734.654 |  |  | 734.654 | 0 | 0 |  |  |  | 0
REF | ATC | 2026 | 5 | NCR Portfolio | IQW_23-25 | IQW_23-25 | 0.083865 | 734.654 | 0.083865 |  | 0 |  |  |  | 0 |  |  | -1 | 0 | DSM_EE |  | 734.654 |  | 0 | 27.4355 | 27.4355 | 0 | -1 | 0 | 0 | 0 | 365 | 8760 | 0.00011416 | 37.3448 | 0 | 0 | 27.4355 | 37.3448 |  | 1/1/2023 | 12/31/2099 |  | 0 | 0 | 2026 |  |  |  | 0 | 0 | Real 2021 ¦ 5/8/2023 1:03:19 PM | 4206 | 734.654 |  |  | 734.654 | 0 | 0 |  |  |  | 0
REF | ATC | 2026 | 6 | CC Portfolio | IQW_23-25 | IQW_23-25 | 0.083865 | 734.654 | 0.083865 |  | 0 |  |  |  | 0 |  |  | -1 | 0 | DSM_EE |  | 734.654 |  | 0 | 27.4355 | 27.4355 | 0 | -1 | 0 | 0 | 0 | 365 | 8760 | 0.00011416 | 37.3448 | 0 | 0 | 27.4355 | 37.3448 |  | 1/1/2023 | 12/31/2099 |  | 0 | 0 | 2026 |  |  |  | 0 | 0 | Real 2021 ¦ 5/8/2023 1:03:19 PM | 4207 | 734.654 |  |  | 734.654 | 0 | 0 |  |  |  | 0
REF | ATC | 2026 | 7 | REF Mitchell Ext | IQW_23-25 | IQW_23-25 | 0.083865 | 734.654 | 0.083865 |  | 0 |  |  |  | 0 |  |  | -1 | 0 | DSM_EE |  | 734.654 |  | 0 | 27.4355 | 27.4355 | 0 | -1 | 0 | 0 | 0 | 365 | 8760 | 0.00011416 | 37.3448 | 0 | 0 | 27.4355 | 37.3448 |  | 1/1/2023 | 12/31/2099 |  | 0 | 0 | 2026 |  |  |  | 0 | 0 | Real 2021 ¦ 5/8/2023 1:03:19 PM | 4208 | 734.654 |  |  | 734.654 | 0 | 0 |  |  |  | 0
REF | ATC | 2026 | 8 | REF No Wind Portfolio | IQW_23-25 | IQW_23-25 | 0.083865 | 734.654 | 0.083865 |  | 0 |  |  |  | 0 |  |  | -1 | 0 | DSM_EE |  | 734.654 |  | 0 | 27.4355 | 27.4355 | 0 | -1 | 0 | 0 | 0 | 365 | 8760 | 0.00011416 | 37.3448 | 0 | 0 | 27.4355 | 37.3448 |  | 1/1/2023 | 12/31/2099 |  | 0 | 0 | 2026 |  |  |  | 0 | 0 | Real 2021 ¦ 5/8/2023 1:03:19 PM | 4209 | 734.654 |  |  | 734.654 | 0 | 0 |  |  |  | 0
REF | ATC | 2026 | 9 | Preferred Plan | IQW_23-25 | IQW_23-25 | 0.083865 | 734.654 | 0.083865 |  | 0 |  |  |  | 0 |  |  | -1 | 0 | DSM_EE |  | 734.654 |  | 0 | 27.4355 | 27.4355 | 0 | -1 | 0 | 0 | 0 | 365 | 8760 | 0.00011416 | 37.3448 | 0 | 0 | 27.4355 | 37.3448 |  | 1/1/2023 | 12/31/2099 |  | 0 | 0 | 2026 |  |  |  | 0 | 0 | Real 2021 ¦ 5/8/2023 1:03:19 PM | 4210 | 734.654 |  |  | 734.654 | 0 | 0 |  |  |  | 0
REF | ATC | 2026 | 1 | REF Portfolio | Residential - Low/Medium_26-30 | Residential - Low/Medium_26-30 | 1.3221 | 11581.166 | 1.3221 |  | 0 |  |  |  | 2740.604 |  |  | -1 | 0 | DSM_EE |  | 11581.166 |  | 0 | 428.5229 | 428.5229 | 0 | -1 | 0 | 0 | 0 | 365 | 8760 | 0.00011416 | 37.0017 | 0 | 0 | 428.5229 | 37.0017 |  | 1/1/2026 | 12/31/2099 |  | 0 | 0 | 2026 |  |  |  | 0 | 0 | Real 2021 ¦ 5/8/2023 1:03:19 PM | 4211 | 11581.166 |  |  | 11581.166 | 0 | 0 |  |  |  | 0
REF | ATC | 2026 | 3 | CETA Portfolio | Residential - Low/Medium_26-30 | Residential - Low/Medium_26-30 | 1.3221 | 11581.166 | 1.3221 |  | 0 |  |  |  | 2740.604 |  |  | -1 | 0 | DSM_EE |  | 11581.166 |  | 0 | 428.5229 | 428.5229 | 0 | -1 | 0 | 0 | 0 | 365 | 8760 | 0.00011416 | 37.0017 | 0 | 0 | 428.5229 | 37.0017 |  | 1/1/2026 | 12/31/2099 |  | 0 | 0 | 2026 |  |  |  | 0 | 0 | Real 2021 ¦ 5/8/2023 1:03:19 PM | 4212 | 11581.166 |  |  | 11581.166 | 0 | 0 |  |  |  | 0
REF | ATC | 2026 | 5 | NCR Portfolio | Residential - Low/Medium_26-30 | Residential - Low/Medium_26-30 | 1.3221 | 11581.166 | 1.3221 |  | 0 |  |  |  | 2740.604 |  |  | -1 | 0 | DSM_EE |  | 11581.166 |  | 0 | 428.5229 | 428.5229 | 0 | -1 | 0 | 0 | 0 | 365 | 8760 | 0.00011416 | 37.0017 | 0 | 0 | 428.5229 | 37.0017 |  | 1/1/2026 | 12/31/2099 |  | 0 | 0 | 2026 |  |  |  | 0 | 0 | Real 2021 ¦ 5/8/2023 1:03:19 PM | 4213 | 11581.166 |  |  | 11581.166 | 0 | 0 |  |  |  | 0
REF | ATC | 2026 | 6 | CC Portfolio | Residential - Low/Medium_26-30 | Residential - Low/Medium_26-30 | 1.3221 | 11581.166 | 1.3221 |  | 0 |  |  |  | 2740.604 |  |  | -1 | 0 | DSM_EE |  | 11581.166 |  | 0 | 428.5229 | 428.5229 | 0 | -1 | 0 | 0 | 0 | 365 | 8760 | 0.00011416 | 37.0017 | 0 | 0 | 428.5229 | 37.0017 |  | 1/1/2026 | 12/31/2099 |  | 0 | 0 | 2026 |  |  |  | 0 | 0 | Real 2021 ¦ 5/8/2023 1:03:19 PM | 4214 | 11581.166 |  |  | 11581.166 | 0 | 0 |  |  |  | 0
REF | ATC | 2026 | 7 | REF Mitchell Ext | Residential - Low/Medium_26-30 | Residential - Low/Medium_26-30 | 1.3221 | 11581.166 | 1.3221 |  | 0 |  |  |  | 2740.604 |  |  | -1 | 0 | DSM_EE |  | 11581.166 |  | 0 | 428.5229 | 428.5229 | 0 | -1 | 0 | 0 | 0 | 365 | 8760 | 0.00011416 | 37.0017 | 0 | 0 | 428.5229 | 37.0017 |  | 1/1/2026 | 12/31/2099 |  | 0 | 0 | 2026 |  |  |  | 0 | 0 | Real 2021 ¦ 5/8/2023 1:03:19 PM | 4215 | 11581.166 |  |  | 11581.166 | 0 | 0 |  |  |  | 0
REF | ATC | 2026 | 9 | Preferred Plan | Residential - Low/Medium_26-30 | Residential - Low/Medium_26-30 | 1.3221 | 11581.166 | 1.3221 |  | 0 |  |  |  | 2740.604 |  |  | -1 | 0 | DSM_EE |  | 11581.166 |  | 0 | 428.5229 | 428.5229 | 0 | -1 | 0 | 0 | 0 | 365 | 8760 | 0.00011416 | 37.0017 | 0 | 0 | 428.5229 | 37.0017 |  | 1/1/2026 | 12/31/2099 |  | 0 | 0 | 2026 |  |  |  | 0 | 0 | Real 2021 ¦ 5/8/2023 1:03:19 PM | 4216 | 11581.166 |  |  | 11581.166 | 0 | 0 |  |  |  | 0
REF | ATC | 2026 | 5 | NCR Portfolio | Residential - High_26-30 | Residential - High_26-30 | 0.44005 | 3854.825 | 0.44005 |  | 0 |  |  |  | 4447.7793 |  |  | -1 | 0 | DSM_EE |  | 3854.825 |  | 0 | 147.6349 | 147.6349 | 0 | -1 | 0 | 0 | 0 | 365 | 8760 | 0.00011416 | 38.2987 | 0 | 0 | 147.6349 | 38.2987 |  | 1/1/2026 | 12/31/2099 |  | 0 | 0 | 2026 |  |  |  | 0 | 0 | Real 2021 ¦ 5/8/2023 1:03:19 PM | 4217 | 3854.825 |  |  | 3854.825 | 0 | 0 |  |  |  | 0
REF | ATC | 2026 | 6 | CC Portfolio | Residential - High_26-30 | Residential - High_26-30 | 0.44005 | 3854.825 | 0.44005 |  | 0 |  |  |  | 4447.7793 |  |  | -1 | 0 | DSM_EE |  | 3854.825 |  | 0 | 147.6349 | 147.6349 | 0 | -1 | 0 | 0 | 0 | 365 | 8760 | 0.00011416 | 38.2987 | 0 | 0 | 147.6349 | 38.2987 |  | 1/1/2026 | 12/31/2099 |  | 0 | 0 | 2026 |  |  |  | 0 | 0 | Real 2021 ¦ 5/8/2023 1:03:19 PM | 4218 | 3854.825 |  |  | 3854.825 | 0 | 0 |  |  |  | 0
REF | ATC | 2026 | 9 | Preferred Plan | Residential - High_26-30 | Residential - High_26-30 | 0.44005 | 3854.825 | 0.44005 |  | 0 |  |  |  | 4447.7793 |  |  | -1 | 0 | DSM_EE |  | 3854.825 |  | 0 | 147.6349 | 147.6349 | 0 | -1 | 0 | 0 | 0 | 365 | 8760 | 0.00011416 | 38.2987 | 0 | 0 | 147.6349 | 38.2987 |  | 1/1/2026 | 12/31/2099 |  | 0 | 0 | 2026 |  |  |  | 0 | 0 | Real 2021 ¦ 5/8/2023 1:03:19 PM | 4219 | 3854.825 |  |  | 3854.825 | 0 | 0 |  |  |  | 0
REF | ATC | 2026 | 2 | REF-HC Portfolio | Residential - Behavior_26-30 | Residential - Behavior_26-30 | 1.0452 | 9156.0947 | 1.0452 |  | 0 |  |  |  | 549.368 |  |  | -1 | 0 | DSM_EE |  | 9156.0947 |  | 0 | 343.5097 | 343.5097 | 0 | -1 | 0 | 0 | 0 | 365 | 8760 | 0.00011416 | 37.5171 | 0 | 0 | 343.5097 | 37.5171 |  | 1/1/2026 | 12/31/2099 |  | 0 | 0 | 2026 |  |  |  | 0 | 0 | Real 2021 ¦ 5/8/2023 1:03:19 PM | 4220 | 9156.0947 |  |  | 9156.0947 | 0 | 0 |  |  |  | 0
REF | ATC | 2026 | 5 | NCR Portfolio | Residential - Behavior_26-30 | Residential - Behavior_26-30 | 1.0452 | 9156.0947 | 1.0452 |  | 0 |  |  |  | 549.368 |  |  | -1 | 0 | DSM_EE |  | 9156.0947 |  | 0 | 343.5097 | 343.5097 | 0 | -1 | 0 | 0 | 0 | 365 | 8760 | 0.00011416 | 37.5171 | 0 | 0 | 343.5097 | 37.5171 |  | 1/1/2026 | 12/31/2099 |  | 0 | 0 | 2026 |  |  |  | 0 | 0 | Real 2021 ¦ 5/8/2023 1:03:19 PM | 4221 | 9156.0947 |  |  | 9156.0947 | 0 | 0 |  |  |  | 0
REF | ATC | 2026 | 6 | CC Portfolio | Residential - Behavior_26-30 | Residential - Behavior_26-30 | 1.0452 | 9156.0947 | 1.0452 |  | 0 |  |  |  | 549.368 |  |  | -1 | 0 | DSM_EE |  | 9156.0947 |  | 0 | 343.5097 | 343.5097 | 0 | -1 | 0 | 0 | 0 | 365 | 8760 | 0.00011416 | 37.5171 | 0 | 0 | 343.5097 | 37.5171 |  | 1/1/2026 | 12/31/2099 |  | 0 | 0 | 2026 |  |  |  | 0 | 0 | Real 2021 ¦ 5/8/2023 1:03:19 PM | 4222 | 9156.0947 |  |  | 9156.0947 | 0 | 0 |  |  |  | 0
REF | ATC | 2026 | 8 | REF No Wind Portfolio | Residential - Behavior_26-30 | Residential - Behavior_26-30 | 1.0452 | 9156.0947 | 1.0452 |  | 0 |  |  |  | 549.368 |  |  | -1 | 0 | DSM_EE |  | 9156.0947 |  | 0 | 343.5097 | 343.5097 | 0 | -1 | 0 | 0 | 0 | 365 | 8760 | 0.00011416 | 37.5171 | 0 | 0 | 343.5097 | 37.5171 |  | 1/1/2026 | 12/31/2099 |  | 0 | 0 | 2026 |  |  |  | 0 | 0 | Real 2021 ¦ 5/8/2023 1:03:19 PM | 4223 | 9156.0947 |  |  | 9156.0947 | 0 | 0 |  |  |  | 0
REF | ATC | 2026 | 9 | Preferred Plan | Residential - Behavior_26-30 | Residential - Behavior_26-30 | 1.0452 | 9156.0947 | 1.0452 |  | 0 |  |  |  | 549.368 |  |  | -1 | 0 | DSM_EE |  | 9156.0947 |  | 0 | 343.5097 | 343.5097 | 0 | -1 | 0 | 0 | 0 | 365 | 8760 | 0.00011416 | 37.5171 | 0 | 0 | 343.5097 | 37.5171 |  | 1/1/2026 | 12/31/2099 |  | 0 | 0 | 2026 |  |  |  | 0 | 0 | Real 2021 ¦ 5/8/2023 1:03:19 PM | 4224 | 9156.0947 |  |  | 9156.0947 | 0 | 0 |  |  |  | 0
REF | ATC | 2026 | 1 | REF Portfolio | C&I - Low_26-30 | C&I - Low_26-30 | 3.8962 | 34130.7617 | 3.8962 |  | 0 |  |  |  | 6229.9858 |  |  | -1 | 0 | DSM_EE |  | 34130.7617 |  | 0 | 1236.5797 | 1236.5797 | 0 | -1 | 0 | 0 | 0 | 365 | 8760 | 0.00011416 | 36.2306 | 0 | 0 | 1236.5797 | 36.2306 |  | 1/1/2026 | 12/31/2099 |  | 0 | 0 | 2026 |  |  |  | 0 | 0 | Real 2021 ¦ 5/8/2023 1:03:19 PM | 4225 | 34130.7617 |  |  | 34130.7617 | 0 | 0 |  |  |  | 0
REF | ATC | 2026 | 2 | REF-HC Portfolio | C&I - Low_26-30 | C&I - Low_26-30 | 3.8962 | 34130.7617 | 3.8962 |  | 0 |  |  |  | 6229.9858 |  |  | -1 | 0 | DSM_EE |  | 34130.7617 |  | 0 | 1236.5797 | 1236.5797 | 0 | -1 | 0 | 0 | 0 | 365 | 8760 | 0.00011416 | 36.2306 | 0 | 0 | 1236.5797 | 36.2306 |  | 1/1/2026 | 12/31/2099 |  | 0 | 0 | 2026 |  |  |  | 0 | 0 | Real 2021 ¦ 5/8/2023 1:03:19 PM | 4226 | 34130.7617 |  |  | 34130.7617 | 0 | 0 |  |  |  | 0
REF | ATC | 2026 | 3 | CETA Portfolio | C&I - Low_26-30 | C&I - Low_26-30 | 3.8962 | 34130.7617 | 3.8962 |  | 0 |  |  |  | 6229.9858 |  |  | -1 | 0 | DSM_EE |  | 34130.7617 |  | 0 | 1236.5797 | 1236.5797 | 0 | -1 | 0 | 0 | 0 | 365 | 8760 | 0.00011416 | 36.2306 | 0 | 0 | 1236.5797 | 36.2306 |  | 1/1/2026 | 12/31/2099 |  | 0 | 0 | 2026 |  |  |  | 0 | 0 | Real 2021 ¦ 5/8/2023 1:03:19 PM | 4227 | 34130.7617 |  |  | 34130.7617 | 0 | 0 |  |  |  | 0
REF | ATC | 2026 | 4 | ECR Portfolio | C&I - Low_26-30 | C&I - Low_26-30 | 3.8962 | 34130.7617 | 3.8962 |  | 0 |  |  |  | 6229.9858 |  |  | -1 | 0 | DSM_EE |  | 34130.7617 |  | 0 | 1236.5797 | 1236.5797 | 0 | -1 | 0 | 0 | 0 | 365 | 8760 | 0.00011416 | 36.2306 | 0 | 0 | 1236.5797 | 36.2306 |  | 1/1/2026 | 12/31/2099 |  | 0 | 0 | 2026 |  |  |  | 0 | 0 | Real 2021 ¦ 5/8/2023 1:03:19 PM | 4228 | 34130.7617 |  |  | 34130.7617 | 0 | 0 |  |  |  | 0
REF | ATC | 2026 | 5 | NCR Portfolio | C&I - Low_26-30 | C&I - Low_26-30 | 3.8962 | 34130.7617 | 3.8962 |  | 0 |  |  |  | 6229.9858 |  |  | -1 | 0 | DSM_EE |  | 34130.7617 |  | 0 | 1236.5797 | 1236.5797 | 0 | -1 | 0 | 0 | 0 | 365 | 8760 | 0.00011416 | 36.2306 | 0 | 0 | 1236.5797 | 36.2306 |  | 1/1/2026 | 12/31/2099 |  | 0 | 0 | 2026 |  |  |  | 0 | 0 | Real 2021 ¦ 5/8/2023 1:03:19 PM | 4229 | 34130.7617 |  |  | 34130.7617 | 0 | 0 |  |  |  | 0
REF | ATC | 2026 | 6 | CC Portfolio | C&I - Low_26-30 | C&I - Low_26-30 | 3.8962 | 34130.7617 | 3.8962 |  | 0 |  |  |  | 6229.9858 |  |  | -1 | 0 | DSM_EE |  | 34130.7617 |  | 0 | 1236.5797 | 1236.5797 | 0 | -1 | 0 | 0 | 0 | 365 | 8760 | 0.00011416 | 36.2306 | 0 | 0 | 1236.5797 | 36.2306 |  | 1/1/2026 | 12/31/2099 |  | 0 | 0 | 2026 |  |  |  | 0 | 0 | Real 2021 ¦ 5/8/2023 1:03:19 PM | 4230 | 34130.7617 |  |  | 34130.7617 | 0 | 0 |  |  |  | 0
REF | ATC | 2026 | 7 | REF Mitchell Ext | C&I - Low_26-30 | C&I - Low_26-30 | 3.8962 | 34130.7617 | 3.8962 |  | 0 |  |  |  | 6229.9858 |  |  | -1 | 0 | DSM_EE |  | 34130.7617 |  | 0 | 1236.5797 | 1236.5797 | 0 | -1 | 0 | 0 | 0 | 365 | 8760 | 0.00011416 | 36.2306 | 0 | 0 | 1236.5797 | 36.2306 |  | 1/1/2026 | 12/31/2099 |  | 0 | 0 | 2026 |  |  |  | 0 | 0 | Real 2021 ¦ 5/8/2023 1:03:19 PM | 4231 | 34130.7617 |  |  | 34130.7617 | 0 | 0 |  |  |  | 0
REF | ATC | 2026 | 8 | REF No Wind Portfolio | C&I - Low_26-30 | C&I - Low_26-30 | 3.8962 | 34130.7617 | 3.8962 |  | 0 |  |  |  | 6229.9858 |  |  | -1 | 0 | DSM_EE |  | 34130.7617 |  | 0 | 1236.5797 | 1236.5797 | 0 | -1 | 0 | 0 | 0 | 365 | 8760 | 0.00011416 | 36.2306 | 0 | 0 | 1236.5797 | 36.2306 |  | 1/1/2026 | 12/31/2099 |  | 0 | 0 | 2026 |  |  |  | 0 | 0 | Real 2021 ¦ 5/8/2023 1:03:19 PM | 4232 | 34130.7617 |  |  | 34130.7617 | 0 | 0 |  |  |  | 0
REF | ATC | 2026 | 9 | Preferred Plan | C&I - Low_26-30 | C&I - Low_26-30 | 3.8962 | 34130.7617 | 3.8962 |  | 0 |  |  |  | 6229.9858 |  |  | -1 | 0 | DSM_EE |  | 34130.7617 |  | 0 | 1236.5797 | 1236.5797 | 0 | -1 | 0 | 0 | 0 | 365 | 8760 | 0.00011416 | 36.2306 | 0 | 0 | 1236.5797 | 36.2306 |  | 1/1/2026 | 12/31/2099 |  | 0 | 0 | 2026 |  |  |  | 0 | 0 | Real 2021 ¦ 5/8/2023 1:03:19 PM | 4233 | 34130.7617 |  |  | 34130.7617 | 0 | 0 |  |  |  | 0
REF | ATC | 2026 | 5 | NCR Portfolio | C&I - High_26-30 | C&I - High_26-30 | 0.3388 | 2967.8921 | 0.3388 |  | 0 |  |  |  | 439.631 |  |  | -1 | 0 | DSM_EE |  | 2967.8921 |  | 0 | 108.1519 | 108.1519 | 0 | -1 | 0 | 0 | 0 | 365 | 8760 | 0.00011416 | 36.4406 | 0 | 0 | 108.1519 | 36.4406 |  | 1/1/2026 | 12/31/2099 |  | 0 | 0 | 2026 |  |  |  | 0 | 0 | Real 2021 ¦ 5/8/2023 1:03:19 PM | 4234 | 2967.8921 |  |  | 2967.8921 | 0 | 0 |  |  |  | 0
REF | ATC | 2026 | 1 | REF Portfolio | IQW_26-30 | IQW_26-30 | 0.054096 | 473.884 | 0.054096 |  | 0 |  |  |  | 729.8453 |  |  | -1 | 0 | DSM_EE |  | 473.884 |  | 0 | 17.7206 | 17.7206 | 0 | -1 | 0 | 0 | 0 | 365 | 8760 | 0.00011416 | 37.3944 | 0 | 0 | 17.7206 | 37.3944 |  | 1/1/2026 | 12/31/2099 |  | 0 | 0 | 2026 |  |  |  | 0 | 0 | Real 2021 ¦ 5/8/2023 1:03:19 PM | 4235 | 473.884 |  |  | 473.884 | 0 | 0 |  |  |  | 0
REF | ATC | 2026 | 2 | REF-HC Portfolio | IQW_26-30 | IQW_26-30 | 0.054096 | 473.884 | 0.054096 |  | 0 |  |  |  | 729.8453 |  |  | -1 | 0 | DSM_EE |  | 473.884 |  | 0 | 17.7206 | 17.7206 | 0 | -1 | 0 | 0 | 0 | 365 | 8760 | 0.00011416 | 37.3944 | 0 | 0 | 17.7206 | 37.3944 |  | 1/1/2026 | 12/31/2099 |  | 0 | 0 | 2026 |  |  |  | 0 | 0 | Real 2021 ¦ 5/8/2023 1:03:19 PM | 4236 | 473.884 |  |  | 473.884 | 0 | 0 |  |  |  | 0
REF | ATC | 2026 | 3 | CETA Portfolio | IQW_26-30 | IQW_26-30 | 0.054096 | 473.884 | 0.054096 |  | 0 |  |  |  | 729.8453 |  |  | -1 | 0 | DSM_EE |  | 473.884 |  | 0 | 17.7206 | 17.7206 | 0 | -1 | 0 | 0 | 0 | 365 | 8760 | 0.00011416 | 37.3944 | 0 | 0 | 17.7206 | 37.3944 |  | 1/1/2026 | 12/31/2099 |  | 0 | 0 | 2026 |  |  |  | 0 | 0 | Real 2021 ¦ 5/8/2023 1:03:19 PM | 4237 | 473.884 |  |  | 473.884 | 0 | 0 |  |  |  | 0
REF | ATC | 2026 | 4 | ECR Portfolio | IQW_26-30 | IQW_26-30 | 0.054096 | 473.884 | 0.054096 |  | 0 |  |  |  | 729.8453 |  |  | -1 | 0 | DSM_EE |  | 473.884 |  | 0 | 17.7206 | 17.7206 | 0 | -1 | 0 | 0 | 0 | 365 | 8760 | 0.00011416 | 37.3944 | 0 | 0 | 17.7206 | 37.3944 |  | 1/1/2026 | 12/31/2099 |  | 0 | 0 | 2026 |  |  |  | 0 | 0 | Real 2021 ¦ 5/8/2023 1:03:19 PM | 4238 | 473.884 |  |  | 473.884 | 0 | 0 |  |  |  | 0
REF | ATC | 2026 | 5 | NCR Portfolio | IQW_26-30 | IQW_26-30 | 0.054096 | 473.884 | 0.054096 |  | 0 |  |  |  | 729.8453 |  |  | -1 | 0 | DSM_EE |  | 473.884 |  | 0 | 17.7206 | 17.7206 | 0 | -1 | 0 | 0 | 0 | 365 | 8760 | 0.00011416 | 37.3944 | 0 | 0 | 17.7206 | 37.3944 |  | 1/1/2026 | 12/31/2099 |  | 0 | 0 | 2026 |  |  |  | 0 | 0 | Real 2021 ¦ 5/8/2023 1:03:19 PM | 4239 | 473.884 |  |  | 473.884 | 0 | 0 |  |  |  | 0
REF | ATC | 2026 | 6 | CC Portfolio | IQW_26-30 | IQW_26-30 | 0.054096 | 473.884 | 0.054096 |  | 0 |  |  |  | 729.8453 |  |  | -1 | 0 | DSM_EE |  | 473.884 |  | 0 | 17.7206 | 17.7206 | 0 | -1 | 0 | 0 | 0 | 365 | 8760 | 0.00011416 | 37.3944 | 0 | 0 | 17.7206 | 37.3944 |  | 1/1/2026 | 12/31/2099 |  | 0 | 0 | 2026 |  |  |  | 0 | 0 | Real 2021 ¦ 5/8/2023 1:03:19 PM | 4240 | 473.884 |  |  | 473.884 | 0 | 0 |  |  |  | 0
REF | ATC | 2026 | 7 | REF Mitchell Ext | IQW_26-30 | IQW_26-30 | 0.054096 | 473.884 | 0.054096 |  | 0 |  |  |  | 729.8453 |  |  | -1 | 0 | DSM_EE |  | 473.884 |  | 0 | 17.7206 | 17.7206 | 0 | -1 | 0 | 0 | 0 | 365 | 8760 | 0.00011416 | 37.3944 | 0 | 0 | 17.7206 | 37.3944 |  | 1/1/2026 | 12/31/2099 |  | 0 | 0 | 2026 |  |  |  | 0 | 0 | Real 2021 ¦ 5/8/2023 1:03:19 PM | 4241 | 473.884 |  |  | 473.884 | 0 | 0 |  |  |  | 0
REF | ATC | 2026 | 8 | REF No Wind Portfolio | IQW_26-30 | IQW_26-30 | 0.054096 | 473.884 | 0.054096 |  | 0 |  |  |  | 729.8453 |  |  | -1 | 0 | DSM_EE |  | 473.884 |  | 0 | 17.7206 | 17.7206 | 0 | -1 | 0 | 0 | 0 | 365 | 8760 | 0.00011416 | 37.3944 | 0 | 0 | 17.7206 | 37.3944 |  | 1/1/2026 | 12/31/2099 |  | 0 | 0 | 2026 |  |  |  | 0 | 0 | Real 2021 ¦ 5/8/2023 1:03:19 PM | 4242 | 473.884 |  |  | 473.884 | 0 | 0 |  |  |  | 0
REF | ATC | 2026 | 9 | Preferred Plan | IQW_26-30 | IQW_26-30 | 0.054096 | 473.884 | 0.054096 |  | 0 |  |  |  | 729.8453 |  |  | -1 | 0 | DSM_EE |  | 473.884 |  | 0 | 17.7206 | 17.7206 | 0 | -1 | 0 | 0 | 0 | 365 | 8760 | 0.00011416 | 37.3944 | 0 | 0 | 17.7206 | 37.3944 |  | 1/1/2026 | 12/31/2099 |  | 0 | 0 | 2026 |  |  |  | 0 | 0 | Real 2021 ¦ 5/8/2023 1:03:19 PM | 4243 | 473.884 |  |  | 473.884 | 0 | 0 |  |  |  | 0
REF | ATC | 2026 | 2 | REF-HC Portfolio | Residential - Low/Medium_31-42 | Residential - Low/Medium_31-42 | 0 | 0 | 0 |  | 0 |  |  |  | 0 |  |  | -1 | 0 | DSM_EE |  | 0 |  | 0 | 0 | 0 | 0 | -1 | 0 | 0 | 0 | 0 | 0 |  |  | 0 |  | 0 |  |  | 1/1/2031 | 12/31/2099 |  | 0 | 0 | 2026 |  |  |  | 0 | 0 | Real 2021 ¦ 5/8/2023 1:03:19 PM | 4244 | 0 |  |  | 0 | 0 | 0 |  |  |  | 0
REF | ATC | 2026 | 4 | ECR Portfolio | Residential - Low/Medium_31-42 | Residential - Low/Medium_31-42 | 0 | 0 | 0 |  | 0 |  |  |  | 0 |  |  | -1 | 0 | DSM_EE |  | 0 |  | 0 | 0 | 0 | 0 | -1 | 0 | 0 | 0 | 0 | 0 |  |  | 0 |  | 0 |  |  | 1/1/2031 | 12/31/2099 |  | 0 | 0 | 2026 |  |  |  | 0 | 0 | Real 2021 ¦ 5/8/2023 1:03:19 PM | 4245 | 0 |  |  | 0 | 0 | 0 |  |  |  | 0
REF | ATC | 2026 | 6 | CC Portfolio | Residential - Low/Medium_31-42 | Residential - Low/Medium_31-42 | 0 | 0 | 0 |  | 0 |  |  |  | 0 |  |  | -1 | 0 | DSM_EE |  | 0 |  | 0 | 0 | 0 | 0 | -1 | 0 | 0 | 0 | 0 | 0 |  |  | 0 |  | 0 |  |  | 1/1/2031 | 12/31/2099 |  | 0 | 0 | 2026 |  |  |  | 0 | 0 | Real 2021 ¦ 5/8/2023 1:03:19 PM | 4246 | 0 |  |  | 0 | 0 | 0 |  |  |  | 0
REF | ATC | 2026 | 8 | REF No Wind Portfolio | Residential - Low/Medium_31-42 | Residential - Low/Medium_31-42 | 0 | 0 | 0 |  | 0 |  |  |  | 0 |  |  | -1 | 0 | DSM_EE |  | 0 |  | 0 | 0 | 0 | 0 | -1 | 0 | 0 | 0 | 0 | 0 |  |  | 0 |  | 0 |  |  | 1/1/2031 | 12/31/2099 |  | 0 | 0 | 2026 |  |  |  | 0 | 0 | Real 2021 ¦ 5/8/2023 1:03:19 PM | 4247 | 0 |  |  | 0 | 0 | 0 |  |  |  | 0
REF | ATC | 2026 | 9 | Preferred Plan | Residential - Low/Medium_31-42 | Residential - Low/Medium_31-42 | 0 | 0 | 0 |  | 0 |  |  |  | 0 |  |  | -1 | 0 | DSM_EE |  | 0 |  | 0 | 0 | 0 | 0 | -1 | 0 | 0 | 0 | 0 | 0 |  |  | 0 |  | 0 |  |  | 1/1/2031 | 12/31/2099 |  | 0 | 0 | 2026 |  |  |  | 0 | 0 | Real 2021 ¦ 5/8/2023 1:03:19 PM | 4248 | 0 |  |  | 0 | 0 | 0 |  |  |  | 0
REF | ATC | 2026 | 1 | REF Portfolio | C&I - Low_31-42 | C&I - Low_31-42 | 0 | 0 | 0 |  | 0 |  |  |  | 0 |  |  | -1 | 0 | DSM_EE |  | 0 |  | 0 | 0 | 0 | 0 | -1 | 0 | 0 | 0 | 0 | 0 |  |  | 0 |  | 0 |  |  | 1/1/2031 | 12/31/2099 |  | 0 | 0 | 2026 |  |  |  | 0 | 0 | Real 2021 ¦ 5/8/2023 1:03:19 PM | 4249 | 0 |  |  | 0 | 0 | 0 |  |  |  | 0
REF | ATC | 2026 | 3 | CETA Portfolio | C&I - Low_31-42 | C&I - Low_31-42 | 0 | 0 | 0 |  | 0 |  |  |  | 0 |  |  | -1 | 0 | DSM_EE |  | 0 |  | 0 | 0 | 0 | 0 | -1 | 0 | 0 | 0 | 0 | 0 |  |  | 0 |  | 0 |  |  | 1/1/2031 | 12/31/2099 |  | 0 | 0 | 2026 |  |  |  | 0 | 0 | Real 2021 ¦ 5/8/2023 1:03:19 PM | 4250 | 0 |  |  | 0 | 0 | 0 |  |  |  | 0
REF | ATC | 2026 | 4 | ECR Portfolio | C&I - Low_31-42 | C&I - Low_31-42 | 0 | 0 | 0 |  | 0 |  |  |  | 0 |  |  | -1 | 0 | DSM_EE |  | 0 |  | 0 | 0 | 0 | 0 | -1 | 0 | 0 | 0 | 0 | 0 |  |  | 0 |  | 0 |  |  | 1/1/2031 | 12/31/2099 |  | 0 | 0 | 2026 |  |  |  | 0 | 0 | Real 2021 ¦ 5/8/2023 1:03:19 PM | 4251 | 0 |  |  | 0 | 0 | 0 |  |  |  | 0
REF | ATC | 2026 | 6 | CC Portfolio | C&I - Low_31-42 | C&I - Low_31-42 | 0 | 0 | 0 |  | 0 |  |  |  | 0 |  |  | -1 | 0 | DSM_EE |  | 0 |  | 0 | 0 | 0 | 0 | -1 | 0 | 0 | 0 | 0 | 0 |  |  | 0 |  | 0 |  |  | 1/1/2031 | 12/31/2099 |  | 0 | 0 | 2026 |  |  |  | 0 | 0 | Real 2021 ¦ 5/8/2023 1:03:19 PM | 4252 | 0 |  |  | 0 | 0 | 0 |  |  |  | 0
REF | ATC | 2026 | 7 | REF Mitchell Ext | C&I - Low_31-42 | C&I - Low_31-42 | 0 | 0 | 0 |  | 0 |  |  |  | 0 |  |  | -1 | 0 | DSM_EE |  | 0 |  | 0 | 0 | 0 | 0 | -1 | 0 | 0 | 0 | 0 | 0 |  |  | 0 |  | 0 |  |  | 1/1/2031 | 12/31/2099 |  | 0 | 0 | 2026 |  |  |  | 0 | 0 | Real 2021 ¦ 5/8/2023 1:03:19 PM | 4253 | 0 |  |  | 0 | 0 | 0 |  |  |  | 0
REF | ATC | 2026 | 8 | REF No Wind Portfolio | C&I - Low_31-42 | C&I - Low_31-42 | 0 | 0 | 0 |  | 0 |  |  |  | 0 |  |  | -1 | 0 | DSM_EE |  | 0 |  | 0 | 0 | 0 | 0 | -1 | 0 | 0 | 0 | 0 | 0 |  |  | 0 |  | 0 |  |  | 1/1/2031 | 12/31/2099 |  | 0 | 0 | 2026 |  |  |  | 0 | 0 | Real 2021 ¦ 5/8/2023 1:03:19 PM | 4254 | 0 |  |  | 0 | 0 | 0 |  |  |  | 0
REF | ATC | 2026 | 9 | Preferred Plan | C&I - Low_31-42 | C&I - Low_31-42 | 0 | 0 | 0 |  | 0 |  |  |  | 0 |  |  | -1 | 0 | DSM_EE |  | 0 |  | 0 | 0 | 0 | 0 | -1 | 0 | 0 | 0 | 0 | 0 |  |  | 0 |  | 0 |  |  | 1/1/2031 | 12/31/2099 |  | 0 | 0 | 2026 |  |  |  | 0 | 0 | Real 2021 ¦ 5/8/2023 1:03:19 PM | 4255 | 0 |  |  | 0 | 0 | 0 |  |  |  | 0
REF | ATC | 2026 | 1 | REF Portfolio | IQW_31-42 | IQW_31-42 | 0 | 0 | 0 |  | 0 |  |  |  | 0 |  |  | -1 | 0 | DSM_EE |  | 0 |  | 0 | 0 | 0 | 0 | -1 | 0 | 0 | 0 | 0 | 0 |  |  | 0 |  | 0 |  |  | 1/1/2031 | 12/31/2099 |  | 0 | 0 | 2026 |  |  |  | 0 | 0 | Real 2021 ¦ 5/8/2023 1:03:19 PM | 4256 | 0 |  |  | 0 | 0 | 0 |  |  |  | 0
REF | ATC | 2026 | 2 | REF-HC Portfolio | IQW_31-42 | IQW_31-42 | 0 | 0 | 0 |  | 0 |  |  |  | 0 |  |  | -1 | 0 | DSM_EE |  | 0 |  | 0 | 0 | 0 | 0 | -1 | 0 | 0 | 0 | 0 | 0 |  |  | 0 |  | 0 |  |  | 1/1/2031 | 12/31/2099 |  | 0 | 0 | 2026 |  |  |  | 0 | 0 | Real 2021 ¦ 5/8/2023 1:03:19 PM | 4257 | 0 |  |  | 0 | 0 | 0 |  |  |  | 0
REF | ATC | 2026 | 3 | CETA Portfolio | IQW_31-42 | IQW_31-42 | 0 | 0 | 0 |  | 0 |  |  |  | 0 |  |  | -1 | 0 | DSM_EE |  | 0 |  | 0 | 0 | 0 | 0 | -1 | 0 | 0 | 0 | 0 | 0 |  |  | 0 |  | 0 |  |  | 1/1/2031 | 12/31/2099 |  | 0 | 0 | 2026 |  |  |  | 0 | 0 | Real 2021 ¦ 5/8/2023 1:03:19 PM | 4258 | 0 |  |  | 0 | 0 | 0 |  |  |  | 0
REF | ATC | 2026 | 4 | ECR Portfolio | IQW_31-42 | IQW_31-42 | 0 | 0 | 0 |  | 0 |  |  |  | 0 |  |  | -1 | 0 | DSM_EE |  | 0 |  | 0 | 0 | 0 | 0 | -1 | 0 | 0 | 0 | 0 | 0 |  |  | 0 |  | 0 |  |  | 1/1/2031 | 12/31/2099 |  | 0 | 0 | 2026 |  |  |  | 0 | 0 | Real 2021 ¦ 5/8/2023 1:03:19 PM | 4259 | 0 |  |  | 0 | 0 | 0 |  |  |  | 0
REF | ATC | 2026 | 5 | NCR Portfolio | IQW_31-42 | IQW_31-42 | 0 | 0 | 0 |  | 0 |  |  |  | 0 |  |  | -1 | 0 | DSM_EE |  | 0 |  | 0 | 0 | 0 | 0 | -1 | 0 | 0 | 0 | 0 | 0 |  |  | 0 |  | 0 |  |  | 1/1/2031 | 12/31/2099 |  | 0 | 0 | 2026 |  |  |  | 0 | 0 | Real 2021 ¦ 5/8/2023 1:03:19 PM | 4260 | 0 |  |  | 0 | 0 | 0 |  |  |  | 0
REF | ATC | 2026 | 6 | CC Portfolio | IQW_31-42 | IQW_31-42 | 0 | 0 | 0 |  | 0 |  |  |  | 0 |  |  | -1 | 0 | DSM_EE |  | 0 |  | 0 | 0 | 0 | 0 | -1 | 0 | 0 | 0 | 0 | 0 |  |  | 0 |  | 0 |  |  | 1/1/2031 | 12/31/2099 |  | 0 | 0 | 2026 |  |  |  | 0 | 0 | Real 2021 ¦ 5/8/2023 1:03:19 PM | 4261 | 0 |  |  | 0 | 0 | 0 |  |  |  | 0
REF | ATC | 2026 | 7 | REF Mitchell Ext | IQW_31-42 | IQW_31-42 | 0 | 0 | 0 |  | 0 |  |  |  | 0 |  |  | -1 | 0 | DSM_EE |  | 0 |  | 0 | 0 | 0 | 0 | -1 | 0 | 0 | 0 | 0 | 0 |  |  | 0 |  | 0 |  |  | 1/1/2031 | 12/31/2099 |  | 0 | 0 | 2026 |  |  |  | 0 | 0 | Real 2021 ¦ 5/8/2023 1:03:19 PM | 4262 | 0 |  |  | 0 | 0 | 0 |  |  |  | 0
REF | ATC | 2026 | 8 | REF No Wind Portfolio | IQW_31-42 | IQW_31-42 | 0 | 0 | 0 |  | 0 |  |  |  | 0 |  |  | -1 | 0 | DSM_EE |  | 0 |  | 0 | 0 | 0 | 0 | -1 | 0 | 0 | 0 | 0 | 0 |  |  | 0 |  | 0 |  |  | 1/1/2031 | 12/31/2099 |  | 0 | 0 | 2026 |  |  |  | 0 | 0 | Real 2021 ¦ 5/8/2023 1:03:19 PM | 4263 | 0 |  |  | 0 | 0 | 0 |  |  |  | 0
REF | ATC | 2026 | 9 | Preferred Plan | IQW_31-42 | IQW_31-42 | 0 | 0 | 0 |  | 0 |  |  |  | 0 |  |  | -1 | 0 | DSM_EE |  | 0 |  | 0 | 0 | 0 | 0 | -1 | 0 | 0 | 0 | 0 | 0 |  |  | 0 |  | 0 |  |  | 1/1/2031 | 12/31/2099 |  | 0 | 0 | 2026 |  |  |  | 0 | 0 | Real 2021 ¦ 5/8/2023 1:03:19 PM | 4264 | 0 |  |  | 0 | 0 | 0 |  |  |  | 0
REF | ATC | 2026 | 1 | REF Portfolio | Area 1001 Gas CT 2029 | Area 1001 Gas CT 2029 | 0 | 0 | 0 |  | 0 |  |  |  | 0 |  |  | -1 | 0 | TCO |  | 0 |  | 0 | 0 | 0 | 0 | -1 | 0 | 0 | 0 | 0 | 0 |  |  | 0 |  | 0 |  |  | 1/1/2029 | 12/31/2099 |  | 0 | 0 | 2026 |  |  |  | 0 | 0 | Real 2021 ¦ 5/8/2023 1:03:19 PM | 4265 | 0 |  |  | 0 | 0 | 0 |  |  |  | 0
REF | ATC | 2026 | 2 | REF-HC Portfolio | Area 1001 Gas CT 2029 | Area 1001 Gas CT 2029 | 0 | 0 | 0 |  | 0 |  |  |  | 0 |  |  | -1 | 0 | TCO |  | 0 |  | 0 | 0 | 0 | 0 | -1 | 0 | 0 | 0 | 0 | 0 |  |  | 0 |  | 0 |  |  | 1/1/2029 | 12/31/2099 |  | 0 | 0 | 2026 |  |  |  | 0 | 0 | Real 2021 ¦ 5/8/2023 1:03:19 PM | 4266 | 0 |  |  | 0 | 0 | 0 |  |  |  | 0
REF | ATC | 2026 | 3 | CETA Portfolio | Area 1001 Gas CT 2029 | Area 1001 Gas CT 2029 | 0 | 0 | 0 |  | 0 |  |  |  | 0 |  |  | -1 | 0 | TCO |  | 0 |  | 0 | 0 | 0 | 0 | -1 | 0 | 0 | 0 | 0 | 0 |  |  | 0 |  | 0 |  |  | 1/1/2029 | 12/31/2099 |  | 0 | 0 | 2026 |  |  |  | 0 | 0 | Real 2021 ¦ 5/8/2023 1:03:19 PM | 4267 | 0 |  |  | 0 | 0 | 0 |  |  |  | 0
REF | ATC | 2026 | 4 | ECR Portfolio | Area 1001 Gas CT 2029 | Area 1001 Gas CT 2029 | 0 | 0 | 0 |  | 0 |  |  |  | 0 |  |  | -1 | 0 | TCO |  | 0 |  | 0 | 0 | 0 | 0 | -1 | 0 | 0 | 0 | 0 | 0 |  |  | 0 |  | 0 |  |  | 1/1/2029 | 12/31/2099 |  | 0 | 0 | 2026 |  |  |  | 0 | 0 | Real 2021 ¦ 5/8/2023 1:03:19 PM | 4268 | 0 |  |  | 0 | 0 | 0 |  |  |  | 0
REF | ATC | 2026 | 5 | NCR Portfolio | Area 1001 Gas CT 2029 | Area 1001 Gas CT 2029 | 0 | 0 | 0 |  | 0 |  |  |  | 0 |  |  | -1 | 0 | TCO |  | 0 |  | 0 | 0 | 0 | 0 | -1 | 0 | 0 | 0 | 0 | 0 |  |  | 0 |  | 0 |  |  | 1/1/2029 | 12/31/2099 |  | 0 | 0 | 2026 |  |  |  | 0 | 0 | Real 2021 ¦ 5/8/2023 1:03:19 PM | 4269 | 0 |  |  | 0 | 0 | 0 |  |  |  | 0
REF | ATC | 2026 | 7 | REF Mitchell Ext | Area 1001 Gas CT 2029 | Area 1001 Gas CT 2029 | 0 | 0 | 0 |  | 0 |  |  |  | 0 |  |  | -1 | 0 | TCO |  | 0 |  | 0 | 0 | 0 | 0 | -1 | 0 | 0 | 0 | 0 | 0 |  |  | 0 |  | 0 |  |  | 1/1/2029 | 12/31/2099 |  | 0 | 0 | 2026 |  |  |  | 0 | 0 | Real 2021 ¦ 5/8/2023 1:03:19 PM | 4270 | 0 |  |  | 0 | 0 | 0 |  |  |  | 0
REF | ATC | 2026 | 8 | REF No Wind Portfolio | Area 1001 Gas CT 2029 | Area 1001 Gas CT 2029 | 0 | 0 | 0 |  | 0 |  |  |  | 0 |  |  | -1 | 0 | TCO |  | 0 |  | 0 | 0 | 0 | 0 | -1 | 0 | 0 | 0 | 0 | 0 |  |  | 0 |  | 0 |  |  | 1/1/2029 | 12/31/2099 |  | 0 | 0 | 2026 |  |  |  | 0 | 0 | Real 2021 ¦ 5/8/2023 1:03:19 PM | 4271 | 0 |  |  | 0 | 0 | 0 |  |  |  | 0
REF | ATC | 2026 | 9 | Preferred Plan | Area 1001 Gas CT 2029 | Area 1001 Gas CT 2029 | 0 | 0 | 0 |  | 0 |  |  |  | 0 |  |  | -1 | 0 | TCO |  | 0 |  | 0 | 0 | 0 | 0 | -1 | 0 | 0 | 0 | 0 | 0 |  |  | 0 |  | 0 |  |  | 1/1/2029 | 12/31/2099 |  | 0 | 0 | 2026 |  |  |  | 0 | 0 | Real 2021 ¦ 5/8/2023 1:03:19 PM | 4272 | 0 |  |  | 0 | 0 | 0 |  |  |  | 0
REF | ATC | 2026 | 8 | REF No Wind Portfolio | Area 1001 Solar 2026 | Area 1001 Solar 2026 | 22.8336 | 100 | 22.8336 |  | 0 |  |  |  | 15077.127 |  |  | -1 | 0 | Solar |  | 200022.6875 |  | 0 | 7186.8687 | 7186.8687 | 0 | -1 | 0 | 0 | 0 | 365 | 4383 | 0.22834 | 35.9303 | -6379.1338 | -31.8921 | 13566.002 | 67.8223 |  | 1/1/2026 | 12/31/2099 |  | 0 | 0 | 2026 |  |  |  | 0 | 0 | Real 2021 ¦ 5/8/2023 1:03:19 PM | 4273 | 100 |  |  | 200022.6875 | 0 | 0 |  |  |  | 0
REF | ATC | 2026 | 1 | REF Portfolio | Area 1001 Solar 2027 | Area 1001 Solar 2027 | 0 | 0 | 0 |  | 0 |  |  |  | 0 |  |  | -1 | 0 | Solar |  | 0 |  | 0 | 0 | 0 | 0 | -1 | 0 | 0 | 0 | 0 | 0 |  |  | 0 |  | 0 |  |  | 1/1/2027 | 12/31/2099 |  | 0 | 0 | 2026 |  |  |  | 0 | 0 | Real 2021 ¦ 5/8/2023 1:03:19 PM | 4274 | 0 |  |  | 0 | 0 | 0 |  |  |  | 0
REF | ATC | 2026 | 2 | REF-HC Portfolio | Area 1001 Solar 2027 | Area 1001 Solar 2027 | 0 | 0 | 0 |  | 0 |  |  |  | 0 |  |  | -1 | 0 | Solar |  | 0 |  | 0 | 0 | 0 | 0 | -1 | 0 | 0 | 0 | 0 | 0 |  |  | 0 |  | 0 |  |  | 1/1/2027 | 12/31/2099 |  | 0 | 0 | 2026 |  |  |  | 0 | 0 | Real 2021 ¦ 5/8/2023 1:03:19 PM | 4275 | 0 |  |  | 0 | 0 | 0 |  |  |  | 0
REF | ATC | 2026 | 3 | CETA Portfolio | Area 1001 Solar 2027 | Area 1001 Solar 2027 | 0 | 0 | 0 |  | 0 |  |  |  | 0 |  |  | -1 | 0 | Solar |  | 0 |  | 0 | 0 | 0 | 0 | -1 | 0 | 0 | 0 | 0 | 0 |  |  | 0 |  | 0 |  |  | 1/1/2027 | 12/31/2099 |  | 0 | 0 | 2026 |  |  |  | 0 | 0 | Real 2021 ¦ 5/8/2023 1:03:19 PM | 4276 | 0 |  |  | 0 | 0 | 0 |  |  |  | 0
REF | ATC | 2026 | 5 | NCR Portfolio | Area 1001 Solar 2027 | Area 1001 Solar 2027 | 0 | 0 | 0 |  | 0 |  |  |  | 0 |  |  | -1 | 0 | Solar |  | 0 |  | 0 | 0 | 0 | 0 | -1 | 0 | 0 | 0 | 0 | 0 |  |  | 0 |  | 0 |  |  | 1/1/2027 | 12/31/2099 |  | 0 | 0 | 2026 |  |  |  | 0 | 0 | Real 2021 ¦ 5/8/2023 1:03:19 PM | 4277 | 0 |  |  | 0 | 0 | 0 |  |  |  | 0
REF | ATC | 2026 | 6 | CC Portfolio | Area 1001 Solar 2027 | Area 1001 Solar 2027 | 0 | 0 | 0 |  | 0 |  |  |  | 0 |  |  | -1 | 0 | Solar |  | 0 |  | 0 | 0 | 0 | 0 | -1 | 0 | 0 | 0 | 0 | 0 |  |  | 0 |  | 0 |  |  | 1/1/2027 | 12/31/2099 |  | 0 | 0 | 2026 |  |  |  | 0 | 0 | Real 2021 ¦ 5/8/2023 1:03:19 PM | 4278 | 0 |  |  | 0 | 0 | 0 |  |  |  | 0
REF | ATC | 2026 | 7 | REF Mitchell Ext | Area 1001 Solar 2027 | Area 1001 Solar 2027 | 0 | 0 | 0 |  | 0 |  |  |  | 0 |  |  | -1 | 0 | Solar |  | 0 |  | 0 | 0 | 0 | 0 | -1 | 0 | 0 | 0 | 0 | 0 |  |  | 0 |  | 0 |  |  | 1/1/2027 | 12/31/2099 |  | 0 | 0 | 2026 |  |  |  | 0 | 0 | Real 2021 ¦ 5/8/2023 1:03:19 PM | 4279 | 0 |  |  | 0 | 0 | 0 |  |  |  | 0
REF | ATC | 2026 | 8 | REF No Wind Portfolio | Area 1001 Solar 2027 | Area 1001 Solar 2027 | 0 | 0 | 0 |  | 0 |  |  |  | 0 |  |  | -1 | 0 | Solar |  | 0 |  | 0 | 0 | 0 | 0 | -1 | 0 | 0 | 0 | 0 | 0 |  |  | 0 |  | 0 |  |  | 1/1/2027 | 12/31/2099 |  | 0 | 0 | 2026 |  |  |  | 0 | 0 | Real 2021 ¦ 5/8/2023 1:03:19 PM | 4280 | 0 |  |  | 0 | 0 | 0 |  |  |  | 0
REF | ATC | 2026 | 9 | Preferred Plan | Area 1001 Solar 2027 | Area 1001 Solar 2027 | 0 | 0 | 0 |  | 0 |  |  |  | 0 |  |  | -1 | 0 | Solar |  | 0 |  | 0 | 0 | 0 | 0 | -1 | 0 | 0 | 0 | 0 | 0 |  |  | 0 |  | 0 |  |  | 1/1/2027 | 12/31/2099 |  | 0 | 0 | 2026 |  |  |  | 0 | 0 | Real 2021 ¦ 5/8/2023 1:03:19 PM | 4281 | 0 |  |  | 0 | 0 | 0 |  |  |  | 0
REF | ATC | 2026 | 1 | REF Portfolio | Area 1001 Solar 2028 | Area 1001 Solar 2028 | 0 | 0 | 0 |  | 0 |  |  |  | 0 |  |  | -1 | 0 | Solar |  | 0 |  | 0 | 0 | 0 | 0 | -1 | 0 | 0 | 0 | 0 | 0 |  |  | 0 |  | 0 |  |  | 1/1/2028 | 12/31/2099 |  | 0 | 0 | 2026 |  |  |  | 0 | 0 | Real 2021 ¦ 5/8/2023 1:03:19 PM | 4282 | 0 |  |  | 0 | 0 | 0 |  |  |  | 0
REF | ATC | 2026 | 2 | REF-HC Portfolio | Area 1001 Solar 2028 | Area 1001 Solar 2028 | 0 | 0 | 0 |  | 0 |  |  |  | 0 |  |  | -1 | 0 | Solar |  | 0 |  | 0 | 0 | 0 | 0 | -1 | 0 | 0 | 0 | 0 | 0 |  |  | 0 |  | 0 |  |  | 1/1/2028 | 12/31/2099 |  | 0 | 0 | 2026 |  |  |  | 0 | 0 | Real 2021 ¦ 5/8/2023 1:03:19 PM | 4283 | 0 |  |  | 0 | 0 | 0 |  |  |  | 0
REF | ATC | 2026 | 3 | CETA Portfolio | Area 1001 Solar 2028 | Area 1001 Solar 2028 | 0 | 0 | 0 |  | 0 |  |  |  | 0 |  |  | -1 | 0 | Solar |  | 0 |  | 0 | 0 | 0 | 0 | -1 | 0 | 0 | 0 | 0 | 0 |  |  | 0 |  | 0 |  |  | 1/1/2028 | 12/31/2099 |  | 0 | 0 | 2026 |  |  |  | 0 | 0 | Real 2021 ¦ 5/8/2023 1:03:19 PM | 4284 | 0 |  |  | 0 | 0 | 0 |  |  |  | 0
REF | ATC | 2026 | 4 | ECR Portfolio | Area 1001 Solar 2028 | Area 1001 Solar 2028 | 0 | 0 | 0 |  | 0 |  |  |  | 0 |  |  | -1 | 0 | Solar |  | 0 |  | 0 | 0 | 0 | 0 | -1 | 0 | 0 | 0 | 0 | 0 |  |  | 0 |  | 0 |  |  | 1/1/2028 | 12/31/2099 |  | 0 | 0 | 2026 |  |  |  | 0 | 0 | Real 2021 ¦ 5/8/2023 1:03:19 PM | 4285 | 0 |  |  | 0 | 0 | 0 |  |  |  | 0
REF | ATC | 2026 | 5 | NCR Portfolio | Area 1001 Solar 2028 | Area 1001 Solar 2028 | 0 | 0 | 0 |  | 0 |  |  |  | 0 |  |  | -1 | 0 | Solar |  | 0 |  | 0 | 0 | 0 | 0 | -1 | 0 | 0 | 0 | 0 | 0 |  |  | 0 |  | 0 |  |  | 1/1/2028 | 12/31/2099 |  | 0 | 0 | 2026 |  |  |  | 0 | 0 | Real 2021 ¦ 5/8/2023 1:03:19 PM | 4286 | 0 |  |  | 0 | 0 | 0 |  |  |  | 0
REF | ATC | 2026 | 6 | CC Portfolio | Area 1001 Solar 2028 | Area 1001 Solar 2028 | 0 | 0 | 0 |  | 0 |  |  |  | 0 |  |  | -1 | 0 | Solar |  | 0 |  | 0 | 0 | 0 | 0 | -1 | 0 | 0 | 0 | 0 | 0 |  |  | 0 |  | 0 |  |  | 1/1/2028 | 12/31/2099 |  | 0 | 0 | 2026 |  |  |  | 0 | 0 | Real 2021 ¦ 5/8/2023 1:03:19 PM | 4287 | 0 |  |  | 0 | 0 | 0 |  |  |  | 0
REF | ATC | 2026 | 7 | REF Mitchell Ext | Area 1001 Solar 2028 | Area 1001 Solar 2028 | 0 | 0 | 0 |  | 0 |  |  |  | 0 |  |  | -1 | 0 | Solar |  | 0 |  | 0 | 0 | 0 | 0 | -1 | 0 | 0 | 0 | 0 | 0 |  |  | 0 |  | 0 |  |  | 1/1/2028 | 12/31/2099 |  | 0 | 0 | 2026 |  |  |  | 0 | 0 | Real 2021 ¦ 5/8/2023 1:03:19 PM | 4288 | 0 |  |  | 0 | 0 | 0 |  |  |  | 0
REF | ATC | 2026 | 8 | REF No Wind Portfolio | Area 1001 Solar 2028 | Area 1001 Solar 2028 | 0 | 0 | 0 |  | 0 |  |  |  | 0 |  |  | -1 | 0 | Solar |  | 0 |  | 0 | 0 | 0 | 0 | -1 | 0 | 0 | 0 | 0 | 0 |  |  | 0 |  | 0 |  |  | 1/1/2028 | 12/31/2099 |  | 0 | 0 | 2026 |  |  |  | 0 | 0 | Real 2021 ¦ 5/8/2023 1:03:19 PM | 4289 | 0 |  |  | 0 | 0 | 0 |  |  |  | 0
REF | ATC | 2026 | 9 | Preferred Plan | Area 1001 Solar 2028 | Area 1001 Solar 2028 | 0 | 0 | 0 |  | 0 |  |  |  | 0 |  |  | -1 | 0 | Solar |  | 0 |  | 0 | 0 | 0 | 0 | -1 | 0 | 0 | 0 | 0 | 0 |  |  | 0 |  | 0 |  |  | 1/1/2028 | 12/31/2099 |  | 0 | 0 | 2026 |  |  |  | 0 | 0 | Real 2021 ¦ 5/8/2023 1:03:19 PM | 4290 | 0 |  |  | 0 | 0 | 0 |  |  |  | 0
REF | ATC | 2026 | 1 | REF Portfolio | Area 1001 Solar 2029 | Area 1001 Solar 2029 | 0 | 0 | 0 |  | 0 |  |  |  | 0 |  |  | -1 | 0 | Solar |  | 0 |  | 0 | 0 | 0 | 0 | -1 | 0 | 0 | 0 | 0 | 0 |  |  | 0 |  | 0 |  |  | 1/1/2029 | 12/31/2099 |  | 0 | 0 | 2026 |  |  |  | 0 | 0 | Real 2021 ¦ 5/8/2023 1:03:19 PM | 4291 | 0 |  |  | 0 | 0 | 0 |  |  |  | 0
REF | ATC | 2026 | 3 | CETA Portfolio | Area 1001 Solar 2029 | Area 1001 Solar 2029 | 0 | 0 | 0 |  | 0 |  |  |  | 0 |  |  | -1 | 0 | Solar |  | 0 |  | 0 | 0 | 0 | 0 | -1 | 0 | 0 | 0 | 0 | 0 |  |  | 0 |  | 0 |  |  | 1/1/2029 | 12/31/2099 |  | 0 | 0 | 2026 |  |  |  | 0 | 0 | Real 2021 ¦ 5/8/2023 1:03:19 PM | 4292 | 0 |  |  | 0 | 0 | 0 |  |  |  | 0
REF | ATC | 2026 | 4 | ECR Portfolio | Area 1001 Solar 2029 | Area 1001 Solar 2029 | 0 | 0 | 0 |  | 0 |  |  |  | 0 |  |  | -1 | 0 | Solar |  | 0 |  | 0 | 0 | 0 | 0 | -1 | 0 | 0 | 0 | 0 | 0 |  |  | 0 |  | 0 |  |  | 1/1/2029 | 12/31/2099 |  | 0 | 0 | 2026 |  |  |  | 0 | 0 | Real 2021 ¦ 5/8/2023 1:03:19 PM | 4293 | 0 |  |  | 0 | 0 | 0 |  |  |  | 0
REF | ATC | 2026 | 6 | CC Portfolio | Area 1001 Solar 2029 | Area 1001 Solar 2029 | 0 | 0 | 0 |  | 0 |  |  |  | 0 |  |  | -1 | 0 | Solar |  | 0 |  | 0 | 0 | 0 | 0 | -1 | 0 | 0 | 0 | 0 | 0 |  |  | 0 |  | 0 |  |  | 1/1/2029 | 12/31/2099 |  | 0 | 0 | 2026 |  |  |  | 0 | 0 | Real 2021 ¦ 5/8/2023 1:03:19 PM | 4294 | 0 |  |  | 0 | 0 | 0 |  |  |  | 0
REF | ATC | 2026 | 7 | REF Mitchell Ext | Area 1001 Solar 2029 | Area 1001 Solar 2029 | 0 | 0 | 0 |  | 0 |  |  |  | 0 |  |  | -1 | 0 | Solar |  | 0 |  | 0 | 0 | 0 | 0 | -1 | 0 | 0 | 0 | 0 | 0 |  |  | 0 |  | 0 |  |  | 1/1/2029 | 12/31/2099 |  | 0 | 0 | 2026 |  |  |  | 0 | 0 | Real 2021 ¦ 5/8/2023 1:03:19 PM | 4295 | 0 |  |  | 0 | 0 | 0 |  |  |  | 0
REF | ATC | 2026 | 8 | REF No Wind Portfolio | Area 1001 Solar 2029 | Area 1001 Solar 2029 | 0 | 0 | 0 |  | 0 |  |  |  | 0 |  |  | -1 | 0 | Solar |  | 0 |  | 0 | 0 | 0 | 0 | -1 | 0 | 0 | 0 | 0 | 0 |  |  | 0 |  | 0 |  |  | 1/1/2029 | 12/31/2099 |  | 0 | 0 | 2026 |  |  |  | 0 | 0 | Real 2021 ¦ 5/8/2023 1:03:19 PM | 4296 | 0 |  |  | 0 | 0 | 0 |  |  |  | 0
REF | ATC | 2026 | 9 | Preferred Plan | Area 1001 Solar 2029 | Area 1001 Solar 2029 | 0 | 0 | 0 |  | 0 |  |  |  | 0 |  |  | -1 | 0 | Solar |  | 0 |  | 0 | 0 | 0 | 0 | -1 | 0 | 0 | 0 | 0 | 0 |  |  | 0 |  | 0 |  |  | 1/1/2029 | 12/31/2099 |  | 0 | 0 | 2026 |  |  |  | 0 | 0 | Real 2021 ¦ 5/8/2023 1:03:19 PM | 4297 | 0 |  |  | 0 | 0 | 0 |  |  |  | 0
REF | ATC | 2026 | 3 | CETA Portfolio | Area 1001 Solar 2030 | Area 1001 Solar 2030 | 0 | 0 | 0 |  | 0 |  |  |  | 0 |  |  | -1 | 0 | Solar |  | 0 |  | 0 | 0 | 0 | 0 | -1 | 0 | 0 | 0 | 0 | 0 |  |  | 0 |  | 0 |  |  | 1/1/2030 | 12/31/2099 |  | 0 | 0 | 2026 |  |  |  | 0 | 0 | Real 2021 ¦ 5/8/2023 1:03:19 PM | 4298 | 0 |  |  | 0 | 0 | 0 |  |  |  | 0
REF | ATC | 2026 | 8 | REF No Wind Portfolio | Area 1001 Solar 2030 | Area 1001 Solar 2030 | 0 | 0 | 0 |  | 0 |  |  |  | 0 |  |  | -1 | 0 | Solar |  | 0 |  | 0 | 0 | 0 | 0 | -1 | 0 | 0 | 0 | 0 | 0 |  |  | 0 |  | 0 |  |  | 1/1/2030 | 12/31/2099 |  | 0 | 0 | 2026 |  |  |  | 0 | 0 | Real 2021 ¦ 5/8/2023 1:03:19 PM | 4299 | 0 |  |  | 0 | 0 | 0 |  |  |  | 0
REF | ATC | 2026 | 4 | ECR Portfolio | Area 1001 Solar 2031 | Area 1001 Solar 2031 | 0 | 0 | 0 |  | 0 |  |  |  | 0 |  |  | -1 | 0 | Solar |  | 0 |  | 0 | 0 | 0 | 0 | -1 | 0 | 0 | 0 | 0 | 0 |  |  | 0 |  | 0 |  |  | 1/1/2031 | 12/31/2099 |  | 0 | 0 | 2026 |  |  |  | 0 | 0 | Real 2021 ¦ 5/8/2023 1:03:19 PM | 4300 | 0 |  |  | 0 | 0 | 0 |  |  |  | 0
REF | ATC | 2026 | 8 | REF No Wind Portfolio | Area 1001 Solar 2031 | Area 1001 Solar 2031 | 0 | 0 | 0 |  | 0 |  |  |  | 0 |  |  | -1 | 0 | Solar |  | 0 |  | 0 | 0 | 0 | 0 | -1 | 0 | 0 | 0 | 0 | 0 |  |  | 0 |  | 0 |  |  | 1/1/2031 | 12/31/2099 |  | 0 | 0 | 2026 |  |  |  | 0 | 0 | Real 2021 ¦ 5/8/2023 1:03:19 PM | 4301 | 0 |  |  | 0 | 0 | 0 |  |  |  | 0
REF | ATC | 2026 | 3 | CETA Portfolio | Area 1001 Solar 2032 | Area 1001 Solar 2032 | 0 | 0 | 0 |  | 0 |  |  |  | 0 |  |  | -1 | 0 | Solar |  | 0 |  | 0 | 0 | 0 | 0 | -1 | 0 | 0 | 0 | 0 | 0 |  |  | 0 |  | 0 |  |  | 1/1/2032 | 12/31/2099 |  | 0 | 0 | 2026 |  |  |  | 0 | 0 | Real 2021 ¦ 5/8/2023 1:03:19 PM | 4302 | 0 |  |  | 0 | 0 | 0 |  |  |  | 0
REF | ATC | 2026 | 4 | ECR Portfolio | Area 1001 Solar 2032 | Area 1001 Solar 2032 | 0 | 0 | 0 |  | 0 |  |  |  | 0 |  |  | -1 | 0 | Solar |  | 0 |  | 0 | 0 | 0 | 0 | -1 | 0 | 0 | 0 | 0 | 0 |  |  | 0 |  | 0 |  |  | 1/1/2032 | 12/31/2099 |  | 0 | 0 | 2026 |  |  |  | 0 | 0 | Real 2021 ¦ 5/8/2023 1:03:19 PM | 4303 | 0 |  |  | 0 | 0 | 0 |  |  |  | 0
REF | ATC | 2026 | 8 | REF No Wind Portfolio | Area 1001 Solar 2032 | Area 1001 Solar 2032 | 0 | 0 | 0 |  | 0 |  |  |  | 0 |  |  | -1 | 0 | Solar |  | 0 |  | 0 | 0 | 0 | 0 | -1 | 0 | 0 | 0 | 0 | 0 |  |  | 0 |  | 0 |  |  | 1/1/2032 | 12/31/2099 |  | 0 | 0 | 2026 |  |  |  | 0 | 0 | Real 2021 ¦ 5/8/2023 1:03:19 PM | 4304 | 0 |  |  | 0 | 0 | 0 |  |  |  | 0
REF | ATC | 2026 | 8 | REF No Wind Portfolio | Area 1001 Solar 2035 | Area 1001 Solar 2035 | 0 | 0 | 0 |  | 0 |  |  |  | 0 |  |  | -1 | 0 | Solar |  | 0 |  | 0 | 0 | 0 | 0 | -1 | 0 | 0 | 0 | 0 | 0 |  |  | 0 |  | 0 |  |  | 1/1/2035 | 12/31/2099 |  | 0 | 0 | 2026 |  |  |  | 0 | 0 | Real 2021 ¦ 5/8/2023 1:03:19 PM | 4305 | 0 |  |  | 0 | 0 | 0 |  |  |  | 0
REF | ATC | 2026 | 4 | ECR Portfolio | Area 1001 Solar 2036 | Area 1001 Solar 2036 | 0 | 0 | 0 |  | 0 |  |  |  | 0 |  |  | -1 | 0 | Solar |  | 0 |  | 0 | 0 | 0 | 0 | -1 | 0 | 0 | 0 | 0 | 0 |  |  | 0 |  | 0 |  |  | 1/1/2036 | 12/31/2099 |  | 0 | 0 | 2026 |  |  |  | 0 | 0 | Real 2021 ¦ 5/8/2023 1:03:19 PM | 4306 | 0 |  |  | 0 | 0 | 0 |  |  |  | 0
REF | ATC | 2026 | 1 | REF Portfolio | Area 1001 Solar 2037 | Area 1001 Solar 2037 | 0 | 0 | 0 |  | 0 |  |  |  | 0 |  |  | -1 | 0 | Solar |  | 0 |  | 0 | 0 | 0 | 0 | -1 | 0 | 0 | 0 | 0 | 0 |  |  | 0 |  | 0 |  |  | 1/1/2037 | 12/31/2099 |  | 0 | 0 | 2026 |  |  |  | 0 | 0 | Real 2021 ¦ 5/8/2023 1:03:19 PM | 4307 | 0 |  |  | 0 | 0 | 0 |  |  |  | 0
REF | ATC | 2026 | 3 | CETA Portfolio | Area 1001 Solar 2037 | Area 1001 Solar 2037 | 0 | 0 | 0 |  | 0 |  |  |  | 0 |  |  | -1 | 0 | Solar |  | 0 |  | 0 | 0 | 0 | 0 | -1 | 0 | 0 | 0 | 0 | 0 |  |  | 0 |  | 0 |  |  | 1/1/2037 | 12/31/2099 |  | 0 | 0 | 2026 |  |  |  | 0 | 0 | Real 2021 ¦ 5/8/2023 1:03:19 PM | 4308 | 0 |  |  | 0 | 0 | 0 |  |  |  | 0
REF | ATC | 2026 | 7 | REF Mitchell Ext | Area 1001 Solar 2037 | Area 1001 Solar 2037 | 0 | 0 | 0 |  | 0 |  |  |  | 0 |  |  | -1 | 0 | Solar |  | 0 |  | 0 | 0 | 0 | 0 | -1 | 0 | 0 | 0 | 0 | 0 |  |  | 0 |  | 0 |  |  | 1/1/2037 | 12/31/2099 |  | 0 | 0 | 2026 |  |  |  | 0 | 0 | Real 2021 ¦ 5/8/2023 1:03:19 PM | 4309 | 0 |  |  | 0 | 0 | 0 |  |  |  | 0
REF | ATC | 2026 | 8 | REF No Wind Portfolio | Area 1001 Solar 2037 | Area 1001 Solar 2037 | 0 | 0 | 0 |  | 0 |  |  |  | 0 |  |  | -1 | 0 | Solar |  | 0 |  | 0 | 0 | 0 | 0 | -1 | 0 | 0 | 0 | 0 | 0 |  |  | 0 |  | 0 |  |  | 1/1/2037 | 12/31/2099 |  | 0 | 0 | 2026 |  |  |  | 0 | 0 | Real 2021 ¦ 5/8/2023 1:03:19 PM | 4310 | 0 |  |  | 0 | 0 | 0 |  |  |  | 0
REF | ATC | 2026 | 1 | REF Portfolio | Area 1001 Wind 2026 | Area 1001 Wind 2026 | 34.9988 | 100 | 34.9988 |  | 0 |  |  |  | 18154.2031 |  |  | -1 | 0 | Wind |  | 306589.5312 |  | 0 | 10969.5557 | 10969.5557 | 0 | -1 | 0 | 0 | 0 | 1 | 8760 | 0.34999 | 35.7793 | -9777.7695 | -31.8921 | 20747.3242 | 67.6713 |  | 1/1/2026 | 12/31/2099 |  | 0 | 0 | 2026 |  |  |  | 0 | 0 | Real 2021 ¦ 5/8/2023 1:03:19 PM | 4311 | 100 |  |  | 306589.5312 | 0 | 0 |  |  |  | 0
REF | ATC | 2026 | 2 | REF-HC Portfolio | Area 1001 Wind 2026 | Area 1001 Wind 2026 | 34.9988 | 100 | 34.9988 |  | 0 |  |  |  | 18154.2031 |  |  | -1 | 0 | Wind |  | 306589.5312 |  | 0 | 10969.5557 | 10969.5557 | 0 | -1 | 0 | 0 | 0 | 1 | 8760 | 0.34999 | 35.7793 | -9777.7695 | -31.8921 | 20747.3242 | 67.6713 |  | 1/1/2026 | 12/31/2099 |  | 0 | 0 | 2026 |  |  |  | 0 | 0 | Real 2021 ¦ 5/8/2023 1:03:19 PM | 4312 | 100 |  |  | 306589.5312 | 0 | 0 |  |  |  | 0
REF | ATC | 2026 | 3 | CETA Portfolio | Area 1001 Wind 2026 | Area 1001 Wind 2026 | 34.9988 | 100 | 34.9988 |  | 0 |  |  |  | 18154.2031 |  |  | -1 | 0 | Wind |  | 306589.5312 |  | 0 | 10969.5557 | 10969.5557 | 0 | -1 | 0 | 0 | 0 | 1 | 8760 | 0.34999 | 35.7793 | -9777.7695 | -31.8921 | 20747.3242 | 67.6713 |  | 1/1/2026 | 12/31/2099 |  | 0 | 0 | 2026 |  |  |  | 0 | 0 | Real 2021 ¦ 5/8/2023 1:03:19 PM | 4313 | 100 |  |  | 306589.5312 | 0 | 0 |  |  |  | 0
REF | ATC | 2026 | 4 | ECR Portfolio | Area 1001 Wind 2026 | Area 1001 Wind 2026 | 34.9988 | 100 | 34.9988 |  | 0 |  |  |  | 18154.2031 |  |  | -1 | 0 | Wind |  | 306589.5312 |  | 0 | 10969.5557 | 10969.5557 | 0 | -1 | 0 | 0 | 0 | 1 | 8760 | 0.34999 | 35.7793 | -9777.7695 | -31.8921 | 20747.3242 | 67.6713 |  | 1/1/2026 | 12/31/2099 |  | 0 | 0 | 2026 |  |  |  | 0 | 0 | Real 2021 ¦ 5/8/2023 1:03:19 PM | 4314 | 100 |  |  | 306589.5312 | 0 | 0 |  |  |  | 0
REF | ATC | 2026 | 5 | NCR Portfolio | Area 1001 Wind 2026 | Area 1001 Wind 2026 | 34.9988 | 100 | 34.9988 |  | 0 |  |  |  | 18154.2031 |  |  | -1 | 0 | Wind |  | 306589.5312 |  | 0 | 10969.5557 | 10969.5557 | 0 | -1 | 0 | 0 | 0 | 1 | 8760 | 0.34999 | 35.7793 | -9777.7695 | -31.8921 | 20747.3242 | 67.6713 |  | 1/1/2026 | 12/31/2099 |  | 0 | 0 | 2026 |  |  |  | 0 | 0 | Real 2021 ¦ 5/8/2023 1:03:19 PM | 4315 | 100 |  |  | 306589.5312 | 0 | 0 |  |  |  | 0
REF | ATC | 2026 | 6 | CC Portfolio | Area 1001 Wind 2026 | Area 1001 Wind 2026 | 34.9988 | 100 | 34.9988 |  | 0 |  |  |  | 18154.2031 |  |  | -1 | 0 | Wind |  | 306589.5312 |  | 0 | 10969.5557 | 10969.5557 | 0 | -1 | 0 | 0 | 0 | 1 | 8760 | 0.34999 | 35.7793 | -9777.7695 | -31.8921 | 20747.3242 | 67.6713 |  | 1/1/2026 | 12/31/2099 |  | 0 | 0 | 2026 |  |  |  | 0 | 0 | Real 2021 ¦ 5/8/2023 1:03:19 PM | 4316 | 100 |  |  | 306589.5312 | 0 | 0 |  |  |  | 0
REF | ATC | 2026 | 7 | REF Mitchell Ext | Area 1001 Wind 2026 | Area 1001 Wind 2026 | 34.9988 | 100 | 34.9988 |  | 0 |  |  |  | 18154.2031 |  |  | -1 | 0 | Wind |  | 306589.5312 |  | 0 | 10969.5557 | 10969.5557 | 0 | -1 | 0 | 0 | 0 | 1 | 8760 | 0.34999 | 35.7793 | -9777.7695 | -31.8921 | 20747.3242 | 67.6713 |  | 1/1/2026 | 12/31/2099 |  | 0 | 0 | 2026 |  |  |  | 0 | 0 | Real 2021 ¦ 5/8/2023 1:03:19 PM | 4317 | 100 |  |  | 306589.5312 | 0 | 0 |  |  |  | 0
REF | ATC | 2026 | 9 | Preferred Plan | Area 1001 Wind 2026 | Area 1001 Wind 2026 | 34.9988 | 100 | 34.9988 |  | 0 |  |  |  | 18154.2031 |  |  | -1 | 0 | Wind |  | 306589.5312 |  | 0 | 10969.5557 | 10969.5557 | 0 | -1 | 0 | 0 | 0 | 1 | 8760 | 0.34999 | 35.7793 | -9777.7695 | -31.8921 | 20747.3242 | 67.6713 |  | 1/1/2026 | 12/31/2099 |  | 0 | 0 | 2026 |  |  |  | 0 | 0 | Real 2021 ¦ 5/8/2023 1:03:19 PM | 4318 | 100 |  |  | 306589.5312 | 0 | 0 |  |  |  | 0
REF | ATC | 2026 | 1 | REF Portfolio | Area 1001 Wind 2027 | Area 1001 Wind 2027 | 0 | 0 | 0 |  | 0 |  |  |  | 0 |  |  | -1 | 0 | Wind |  | 0 |  | 0 | 0 | 0 | 0 | -1 | 0 | 0 | 0 | 0 | 0 |  |  | 0 |  | 0 |  |  | 1/1/2027 | 12/31/2099 |  | 0 | 0 | 2026 |  |  |  | 0 | 0 | Real 2021 ¦ 5/8/2023 1:03:19 PM | 4319 | 0 |  |  | 0 | 0 | 0 |  |  |  | 0
REF | ATC | 2026 | 2 | REF-HC Portfolio | Area 1001 Wind 2027 | Area 1001 Wind 2027 | 0 | 0 | 0 |  | 0 |  |  |  | 0 |  |  | -1 | 0 | Wind |  | 0 |  | 0 | 0 | 0 | 0 | -1 | 0 | 0 | 0 | 0 | 0 |  |  | 0 |  | 0 |  |  | 1/1/2027 | 12/31/2099 |  | 0 | 0 | 2026 |  |  |  | 0 | 0 | Real 2021 ¦ 5/8/2023 1:03:19 PM | 4320 | 0 |  |  | 0 | 0 | 0 |  |  |  | 0
REF | ATC | 2026 | 3 | CETA Portfolio | Area 1001 Wind 2027 | Area 1001 Wind 2027 | 0 | 0 | 0 |  | 0 |  |  |  | 0 |  |  | -1 | 0 | Wind |  | 0 |  | 0 | 0 | 0 | 0 | -1 | 0 | 0 | 0 | 0 | 0 |  |  | 0 |  | 0 |  |  | 1/1/2027 | 12/31/2099 |  | 0 | 0 | 2026 |  |  |  | 0 | 0 | Real 2021 ¦ 5/8/2023 1:03:19 PM | 4321 | 0 |  |  | 0 | 0 | 0 |  |  |  | 0
REF | ATC | 2026 | 4 | ECR Portfolio | Area 1001 Wind 2027 | Area 1001 Wind 2027 | 0 | 0 | 0 |  | 0 |  |  |  | 0 |  |  | -1 | 0 | Wind |  | 0 |  | 0 | 0 | 0 | 0 | -1 | 0 | 0 | 0 | 0 | 0 |  |  | 0 |  | 0 |  |  | 1/1/2027 | 12/31/2099 |  | 0 | 0 | 2026 |  |  |  | 0 | 0 | Real 2021 ¦ 5/8/2023 1:03:19 PM | 4322 | 0 |  |  | 0 | 0 | 0 |  |  |  | 0
REF | ATC | 2026 | 5 | NCR Portfolio | Area 1001 Wind 2027 | Area 1001 Wind 2027 | 0 | 0 | 0 |  | 0 |  |  |  | 0 |  |  | -1 | 0 | Wind |  | 0 |  | 0 | 0 | 0 | 0 | -1 | 0 | 0 | 0 | 0 | 0 |  |  | 0 |  | 0 |  |  | 1/1/2027 | 12/31/2099 |  | 0 | 0 | 2026 |  |  |  | 0 | 0 | Real 2021 ¦ 5/8/2023 1:03:19 PM | 4323 | 0 |  |  | 0 | 0 | 0 |  |  |  | 0
REF | ATC | 2026 | 6 | CC Portfolio | Area 1001 Wind 2027 | Area 1001 Wind 2027 | 0 | 0 | 0 |  | 0 |  |  |  | 0 |  |  | -1 | 0 | Wind |  | 0 |  | 0 | 0 | 0 | 0 | -1 | 0 | 0 | 0 | 0 | 0 |  |  | 0 |  | 0 |  |  | 1/1/2027 | 12/31/2099 |  | 0 | 0 | 2026 |  |  |  | 0 | 0 | Real 2021 ¦ 5/8/2023 1:03:19 PM | 4324 | 0 |  |  | 0 | 0 | 0 |  |  |  | 0
REF | ATC | 2026 | 7 | REF Mitchell Ext | Area 1001 Wind 2027 | Area 1001 Wind 2027 | 0 | 0 | 0 |  | 0 |  |  |  | 0 |  |  | -1 | 0 | Wind |  | 0 |  | 0 | 0 | 0 | 0 | -1 | 0 | 0 | 0 | 0 | 0 |  |  | 0 |  | 0 |  |  | 1/1/2027 | 12/31/2099 |  | 0 | 0 | 2026 |  |  |  | 0 | 0 | Real 2021 ¦ 5/8/2023 1:03:19 PM | 4325 | 0 |  |  | 0 | 0 | 0 |  |  |  | 0
REF | ATC | 2026 | 9 | Preferred Plan | Area 1001 Wind 2027 | Area 1001 Wind 2027 | 0 | 0 | 0 |  | 0 |  |  |  | 0 |  |  | -1 | 0 | Wind |  | 0 |  | 0 | 0 | 0 | 0 | -1 | 0 | 0 | 0 | 0 | 0 |  |  | 0 |  | 0 |  |  | 1/1/2027 | 12/31/2099 |  | 0 | 0 | 2026 |  |  |  | 0 | 0 | Real 2021 ¦ 5/8/2023 1:03:19 PM | 4326 | 0 |  |  | 0 | 0 | 0 |  |  |  | 0
REF | ATC | 2026 | 1 | REF Portfolio | Area 1001 Wind 2028 | Area 1001 Wind 2028 | 0 | 0 | 0 |  | 0 |  |  |  | 0 |  |  | -1 | 0 | Wind |  | 0 |  | 0 | 0 | 0 | 0 | -1 | 0 | 0 | 0 | 0 | 0 |  |  | 0 |  | 0 |  |  | 1/1/2028 | 12/31/2099 |  | 0 | 0 | 2026 |  |  |  | 0 | 0 | Real 2021 ¦ 5/8/2023 1:03:19 PM | 4327 | 0 |  |  | 0 | 0 | 0 |  |  |  | 0
REF | ATC | 2026 | 2 | REF-HC Portfolio | Area 1001 Wind 2028 | Area 1001 Wind 2028 | 0 | 0 | 0 |  | 0 |  |  |  | 0 |  |  | -1 | 0 | Wind |  | 0 |  | 0 | 0 | 0 | 0 | -1 | 0 | 0 | 0 | 0 | 0 |  |  | 0 |  | 0 |  |  | 1/1/2028 | 12/31/2099 |  | 0 | 0 | 2026 |  |  |  | 0 | 0 | Real 2021 ¦ 5/8/2023 1:03:19 PM | 4328 | 0 |  |  | 0 | 0 | 0 |  |  |  | 0
REF | ATC | 2026 | 3 | CETA Portfolio | Area 1001 Wind 2028 | Area 1001 Wind 2028 | 0 | 0 | 0 |  | 0 |  |  |  | 0 |  |  | -1 | 0 | Wind |  | 0 |  | 0 | 0 | 0 | 0 | -1 | 0 | 0 | 0 | 0 | 0 |  |  | 0 |  | 0 |  |  | 1/1/2028 | 12/31/2099 |  | 0 | 0 | 2026 |  |  |  | 0 | 0 | Real 2021 ¦ 5/8/2023 1:03:19 PM | 4329 | 0 |  |  | 0 | 0 | 0 |  |  |  | 0
REF | ATC | 2026 | 4 | ECR Portfolio | Area 1001 Wind 2028 | Area 1001 Wind 2028 | 0 | 0 | 0 |  | 0 |  |  |  | 0 |  |  | -1 | 0 | Wind |  | 0 |  | 0 | 0 | 0 | 0 | -1 | 0 | 0 | 0 | 0 | 0 |  |  | 0 |  | 0 |  |  | 1/1/2028 | 12/31/2099 |  | 0 | 0 | 2026 |  |  |  | 0 | 0 | Real 2021 ¦ 5/8/2023 1:03:19 PM | 4330 | 0 |  |  | 0 | 0 | 0 |  |  |  | 0
REF | ATC | 2026 | 5 | NCR Portfolio | Area 1001 Wind 2028 | Area 1001 Wind 2028 | 0 | 0 | 0 |  | 0 |  |  |  | 0 |  |  | -1 | 0 | Wind |  | 0 |  | 0 | 0 | 0 | 0 | -1 | 0 | 0 | 0 | 0 | 0 |  |  | 0 |  | 0 |  |  | 1/1/2028 | 12/31/2099 |  | 0 | 0 | 2026 |  |  |  | 0 | 0 | Real 2021 ¦ 5/8/2023 1:03:19 PM | 4331 | 0 |  |  | 0 | 0 | 0 |  |  |  | 0
REF | ATC | 2026 | 6 | CC Portfolio | Area 1001 Wind 2028 | Area 1001 Wind 2028 | 0 | 0 | 0 |  | 0 |  |  |  | 0 |  |  | -1 | 0 | Wind |  | 0 |  | 0 | 0 | 0 | 0 | -1 | 0 | 0 | 0 | 0 | 0 |  |  | 0 |  | 0 |  |  | 1/1/2028 | 12/31/2099 |  | 0 | 0 | 2026 |  |  |  | 0 | 0 | Real 2021 ¦ 5/8/2023 1:03:19 PM | 4332 | 0 |  |  | 0 | 0 | 0 |  |  |  | 0
REF | ATC | 2026 | 7 | REF Mitchell Ext | Area 1001 Wind 2028 | Area 1001 Wind 2028 | 0 | 0 | 0 |  | 0 |  |  |  | 0 |  |  | -1 | 0 | Wind |  | 0 |  | 0 | 0 | 0 | 0 | -1 | 0 | 0 | 0 | 0 | 0 |  |  | 0 |  | 0 |  |  | 1/1/2028 | 12/31/2099 |  | 0 | 0 | 2026 |  |  |  | 0 | 0 | Real 2021 ¦ 5/8/2023 1:03:19 PM | 4333 | 0 |  |  | 0 | 0 | 0 |  |  |  | 0
REF | ATC | 2026 | 9 | Preferred Plan | Area 1001 Wind 2028 | Area 1001 Wind 2028 | 0 | 0 | 0 |  | 0 |  |  |  | 0 |  |  | -1 | 0 | Wind |  | 0 |  | 0 | 0 | 0 | 0 | -1 | 0 | 0 | 0 | 0 | 0 |  |  | 0 |  | 0 |  |  | 1/1/2028 | 12/31/2099 |  | 0 | 0 | 2026 |  |  |  | 0 | 0 | Real 2021 ¦ 5/8/2023 1:03:19 PM | 4334 | 0 |  |  | 0 | 0 | 0 |  |  |  | 0
REF | ATC | 2026 | 1 | REF Portfolio | Area 1001 Wind 2029 | Area 1001 Wind 2029 | 0 | 0 | 0 |  | 0 |  |  |  | 0 |  |  | -1 | 0 | Wind |  | 0 |  | 0 | 0 | 0 | 0 | -1 | 0 | 0 | 0 | 0 | 0 |  |  | 0 |  | 0 |  |  | 1/1/2029 | 12/31/2099 |  | 0 | 0 | 2026 |  |  |  | 0 | 0 | Real 2021 ¦ 5/8/2023 1:03:19 PM | 4335 | 0 |  |  | 0 | 0 | 0 |  |  |  | 0
REF | ATC | 2026 | 2 | REF-HC Portfolio | Area 1001 Wind 2029 | Area 1001 Wind 2029 | 0 | 0 | 0 |  | 0 |  |  |  | 0 |  |  | -1 | 0 | Wind |  | 0 |  | 0 | 0 | 0 | 0 | -1 | 0 | 0 | 0 | 0 | 0 |  |  | 0 |  | 0 |  |  | 1/1/2029 | 12/31/2099 |  | 0 | 0 | 2026 |  |  |  | 0 | 0 | Real 2021 ¦ 5/8/2023 1:03:19 PM | 4336 | 0 |  |  | 0 | 0 | 0 |  |  |  | 0
REF | ATC | 2026 | 3 | CETA Portfolio | Area 1001 Wind 2029 | Area 1001 Wind 2029 | 0 | 0 | 0 |  | 0 |  |  |  | 0 |  |  | -1 | 0 | Wind |  | 0 |  | 0 | 0 | 0 | 0 | -1 | 0 | 0 | 0 | 0 | 0 |  |  | 0 |  | 0 |  |  | 1/1/2029 | 12/31/2099 |  | 0 | 0 | 2026 |  |  |  | 0 | 0 | Real 2021 ¦ 5/8/2023 1:03:19 PM | 4337 | 0 |  |  | 0 | 0 | 0 |  |  |  | 0
REF | ATC | 2026 | 4 | ECR Portfolio | Area 1001 Wind 2029 | Area 1001 Wind 2029 | 0 | 0 | 0 |  | 0 |  |  |  | 0 |  |  | -1 | 0 | Wind |  | 0 |  | 0 | 0 | 0 | 0 | -1 | 0 | 0 | 0 | 0 | 0 |  |  | 0 |  | 0 |  |  | 1/1/2029 | 12/31/2099 |  | 0 | 0 | 2026 |  |  |  | 0 | 0 | Real 2021 ¦ 5/8/2023 1:03:19 PM | 4338 | 0 |  |  | 0 | 0 | 0 |  |  |  | 0
REF | ATC | 2026 | 7 | REF Mitchell Ext | Area 1001 Wind 2029 | Area 1001 Wind 2029 | 0 | 0 | 0 |  | 0 |  |  |  | 0 |  |  | -1 | 0 | Wind |  | 0 |  | 0 | 0 | 0 | 0 | -1 | 0 | 0 | 0 | 0 | 0 |  |  | 0 |  | 0 |  |  | 1/1/2029 | 12/31/2099 |  | 0 | 0 | 2026 |  |  |  | 0 | 0 | Real 2021 ¦ 5/8/2023 1:03:19 PM | 4339 | 0 |  |  | 0 | 0 | 0 |  |  |  | 0
REF | ATC | 2026 | 1 | REF Portfolio | Area 1001 Wind 2030 | Area 1001 Wind 2030 | 0 | 0 | 0 |  | 0 |  |  |  | 0 |  |  | -1 | 0 | Wind |  | 0 |  | 0 | 0 | 0 | 0 | -1 | 0 | 0 | 0 | 0 | 0 |  |  | 0 |  | 0 |  |  | 1/1/2030 | 12/31/2099 |  | 0 | 0 | 2026 |  |  |  | 0 | 0 | Real 2021 ¦ 5/8/2023 1:03:19 PM | 4340 | 0 |  |  | 0 | 0 | 0 |  |  |  | 0
REF | ATC | 2026 | 2 | REF-HC Portfolio | Area 1001 Wind 2030 | Area 1001 Wind 2030 | 0 | 0 | 0 |  | 0 |  |  |  | 0 |  |  | -1 | 0 | Wind |  | 0 |  | 0 | 0 | 0 | 0 | -1 | 0 | 0 | 0 | 0 | 0 |  |  | 0 |  | 0 |  |  | 1/1/2030 | 12/31/2099 |  | 0 | 0 | 2026 |  |  |  | 0 | 0 | Real 2021 ¦ 5/8/2023 1:03:19 PM | 4341 | 0 |  |  | 0 | 0 | 0 |  |  |  | 0
REF | ATC | 2026 | 3 | CETA Portfolio | Area 1001 Wind 2030 | Area 1001 Wind 2030 | 0 | 0 | 0 |  | 0 |  |  |  | 0 |  |  | -1 | 0 | Wind |  | 0 |  | 0 | 0 | 0 | 0 | -1 | 0 | 0 | 0 | 0 | 0 |  |  | 0 |  | 0 |  |  | 1/1/2030 | 12/31/2099 |  | 0 | 0 | 2026 |  |  |  | 0 | 0 | Real 2021 ¦ 5/8/2023 1:03:19 PM | 4342 | 0 |  |  | 0 | 0 | 0 |  |  |  | 0
REF | ATC | 2026 | 4 | ECR Portfolio | Area 1001 Wind 2030 | Area 1001 Wind 2030 | 0 | 0 | 0 |  | 0 |  |  |  | 0 |  |  | -1 | 0 | Wind |  | 0 |  | 0 | 0 | 0 | 0 | -1 | 0 | 0 | 0 | 0 | 0 |  |  | 0 |  | 0 |  |  | 1/1/2030 | 12/31/2099 |  | 0 | 0 | 2026 |  |  |  | 0 | 0 | Real 2021 ¦ 5/8/2023 1:03:19 PM | 4343 | 0 |  |  | 0 | 0 | 0 |  |  |  | 0
REF | ATC | 2026 | 6 | CC Portfolio | Area 1001 Wind 2030 | Area 1001 Wind 2030 | 0 | 0 | 0 |  | 0 |  |  |  | 0 |  |  | -1 | 0 | Wind |  | 0 |  | 0 | 0 | 0 | 0 | -1 | 0 | 0 | 0 | 0 | 0 |  |  | 0 |  | 0 |  |  | 1/1/2030 | 12/31/2099 |  | 0 | 0 | 2026 |  |  |  | 0 | 0 | Real 2021 ¦ 5/8/2023 1:03:19 PM | 4344 | 0 |  |  | 0 | 0 | 0 |  |  |  | 0
REF | ATC | 2026 | 7 | REF Mitchell Ext | Area 1001 Wind 2030 | Area 1001 Wind 2030 | 0 | 0 | 0 |  | 0 |  |  |  | 0 |  |  | -1 | 0 | Wind |  | 0 |  | 0 | 0 | 0 | 0 | -1 | 0 | 0 | 0 | 0 | 0 |  |  | 0 |  | 0 |  |  | 1/1/2030 | 12/31/2099 |  | 0 | 0 | 2026 |  |  |  | 0 | 0 | Real 2021 ¦ 5/8/2023 1:03:19 PM | 4345 | 0 |  |  | 0 | 0 | 0 |  |  |  | 0
REF | ATC | 2026 | 9 | Preferred Plan | Area 1001 Wind 2030 | Area 1001 Wind 2030 | 0 | 0 | 0 |  | 0 |  |  |  | 0 |  |  | -1 | 0 | Wind |  | 0 |  | 0 | 0 | 0 | 0 | -1 | 0 | 0 | 0 | 0 | 0 |  |  | 0 |  | 0 |  |  | 1/1/2030 | 12/31/2099 |  | 0 | 0 | 2026 |  |  |  | 0 | 0 | Real 2021 ¦ 5/8/2023 1:03:19 PM | 4346 | 0 |  |  | 0 | 0 | 0 |  |  |  | 0
REF | ATC | 2026 | 1 | REF Portfolio | Area 1001 Wind 2031 | Area 1001 Wind 2031 | 0 | 0 | 0 |  | 0 |  |  |  | 0 |  |  | -1 | 0 | Wind |  | 0 |  | 0 | 0 | 0 | 0 | -1 | 0 | 0 | 0 | 0 | 0 |  |  | 0 |  | 0 |  |  | 1/1/2031 | 12/31/2099 |  | 0 | 0 | 2026 |  |  |  | 0 | 0 | Real 2021 ¦ 5/8/2023 1:03:19 PM | 4347 | 0 |  |  | 0 | 0 | 0 |  |  |  | 0
REF | ATC | 2026 | 2 | REF-HC Portfolio | Area 1001 Wind 2031 | Area 1001 Wind 2031 | 0 | 0 | 0 |  | 0 |  |  |  | 0 |  |  | -1 | 0 | Wind |  | 0 |  | 0 | 0 | 0 | 0 | -1 | 0 | 0 | 0 | 0 | 0 |  |  | 0 |  | 0 |  |  | 1/1/2031 | 12/31/2099 |  | 0 | 0 | 2026 |  |  |  | 0 | 0 | Real 2021 ¦ 5/8/2023 1:03:19 PM | 4348 | 0 |  |  | 0 | 0 | 0 |  |  |  | 0
REF | ATC | 2026 | 3 | CETA Portfolio | Area 1001 Wind 2031 | Area 1001 Wind 2031 | 0 | 0 | 0 |  | 0 |  |  |  | 0 |  |  | -1 | 0 | Wind |  | 0 |  | 0 | 0 | 0 | 0 | -1 | 0 | 0 | 0 | 0 | 0 |  |  | 0 |  | 0 |  |  | 1/1/2031 | 12/31/2099 |  | 0 | 0 | 2026 |  |  |  | 0 | 0 | Real 2021 ¦ 5/8/2023 1:03:19 PM | 4349 | 0 |  |  | 0 | 0 | 0 |  |  |  | 0
REF | ATC | 2026 | 4 | ECR Portfolio | Area 1001 Wind 2031 | Area 1001 Wind 2031 | 0 | 0 | 0 |  | 0 |  |  |  | 0 |  |  | -1 | 0 | Wind |  | 0 |  | 0 | 0 | 0 | 0 | -1 | 0 | 0 | 0 | 0 | 0 |  |  | 0 |  | 0 |  |  | 1/1/2031 | 12/31/2099 |  | 0 | 0 | 2026 |  |  |  | 0 | 0 | Real 2021 ¦ 5/8/2023 1:03:19 PM | 4350 | 0 |  |  | 0 | 0 | 0 |  |  |  | 0
REF | ATC | 2026 | 6 | CC Portfolio | Area 1001 Wind 2031 | Area 1001 Wind 2031 | 0 | 0 | 0 |  | 0 |  |  |  | 0 |  |  | -1 | 0 | Wind |  | 0 |  | 0 | 0 | 0 | 0 | -1 | 0 | 0 | 0 | 0 | 0 |  |  | 0 |  | 0 |  |  | 1/1/2031 | 12/31/2099 |  | 0 | 0 | 2026 |  |  |  | 0 | 0 | Real 2021 ¦ 5/8/2023 1:03:19 PM | 4351 | 0 |  |  | 0 | 0 | 0 |  |  |  | 0
REF | ATC | 2026 | 7 | REF Mitchell Ext | Area 1001 Wind 2031 | Area 1001 Wind 2031 | 0 | 0 | 0 |  | 0 |  |  |  | 0 |  |  | -1 | 0 | Wind |  | 0 |  | 0 | 0 | 0 | 0 | -1 | 0 | 0 | 0 | 0 | 0 |  |  | 0 |  | 0 |  |  | 1/1/2031 | 12/31/2099 |  | 0 | 0 | 2026 |  |  |  | 0 | 0 | Real 2021 ¦ 5/8/2023 1:03:19 PM | 4352 | 0 |  |  | 0 | 0 | 0 |  |  |  | 0
REF | ATC | 2026 | 9 | Preferred Plan | Area 1001 Wind 2031 | Area 1001 Wind 2031 | 0 | 0 | 0 |  | 0 |  |  |  | 0 |  |  | -1 | 0 | Wind |  | 0 |  | 0 | 0 | 0 | 0 | -1 | 0 | 0 | 0 | 0 | 0 |  |  | 0 |  | 0 |  |  | 1/1/2031 | 12/31/2099 |  | 0 | 0 | 2026 |  |  |  | 0 | 0 | Real 2021 ¦ 5/8/2023 1:03:19 PM | 4353 | 0 |  |  | 0 | 0 | 0 |  |  |  | 0
REF | ATC | 2026 | 1 | REF Portfolio | Area 1001 Wind 2032 | Area 1001 Wind 2032 | 0 | 0 | 0 |  | 0 |  |  |  | 0 |  |  | -1 | 0 | Wind |  | 0 |  | 0 | 0 | 0 | 0 | -1 | 0 | 0 | 0 | 0 | 0 |  |  | 0 |  | 0 |  |  | 1/1/2032 | 12/31/2099 |  | 0 | 0 | 2026 |  |  |  | 0 | 0 | Real 2021 ¦ 5/8/2023 1:03:19 PM | 4354 | 0 |  |  | 0 | 0 | 0 |  |  |  | 0
REF | ATC | 2026 | 2 | REF-HC Portfolio | Area 1001 Wind 2032 | Area 1001 Wind 2032 | 0 | 0 | 0 |  | 0 |  |  |  | 0 |  |  | -1 | 0 | Wind |  | 0 |  | 0 | 0 | 0 | 0 | -1 | 0 | 0 | 0 | 0 | 0 |  |  | 0 |  | 0 |  |  | 1/1/2032 | 12/31/2099 |  | 0 | 0 | 2026 |  |  |  | 0 | 0 | Real 2021 ¦ 5/8/2023 1:03:19 PM | 4355 | 0 |  |  | 0 | 0 | 0 |  |  |  | 0
REF | ATC | 2026 | 3 | CETA Portfolio | Area 1001 Wind 2032 | Area 1001 Wind 2032 | 0 | 0 | 0 |  | 0 |  |  |  | 0 |  |  | -1 | 0 | Wind |  | 0 |  | 0 | 0 | 0 | 0 | -1 | 0 | 0 | 0 | 0 | 0 |  |  | 0 |  | 0 |  |  | 1/1/2032 | 12/31/2099 |  | 0 | 0 | 2026 |  |  |  | 0 | 0 | Real 2021 ¦ 5/8/2023 1:03:19 PM | 4356 | 0 |  |  | 0 | 0 | 0 |  |  |  | 0
REF | ATC | 2026 | 4 | ECR Portfolio | Area 1001 Wind 2032 | Area 1001 Wind 2032 | 0 | 0 | 0 |  | 0 |  |  |  | 0 |  |  | -1 | 0 | Wind |  | 0 |  | 0 | 0 | 0 | 0 | -1 | 0 | 0 | 0 | 0 | 0 |  |  | 0 |  | 0 |  |  | 1/1/2032 | 12/31/2099 |  | 0 | 0 | 2026 |  |  |  | 0 | 0 | Real 2021 ¦ 5/8/2023 1:03:19 PM | 4357 | 0 |  |  | 0 | 0 | 0 |  |  |  | 0
REF | ATC | 2026 | 7 | REF Mitchell Ext | Area 1001 Wind 2032 | Area 1001 Wind 2032 | 0 | 0 | 0 |  | 0 |  |  |  | 0 |  |  | -1 | 0 | Wind |  | 0 |  | 0 | 0 | 0 | 0 | -1 | 0 | 0 | 0 | 0 | 0 |  |  | 0 |  | 0 |  |  | 1/1/2032 | 12/31/2099 |  | 0 | 0 | 2026 |  |  |  | 0 | 0 | Real 2021 ¦ 5/8/2023 1:03:19 PM | 4358 | 0 |  |  | 0 | 0 | 0 |  |  |  | 0
REF | ATC | 2026 | 1 | REF Portfolio | Area 1001 Wind 2033 | Area 1001 Wind 2033 | 0 | 0 | 0 |  | 0 |  |  |  | 0 |  |  | -1 | 0 | Wind |  | 0 |  | 0 | 0 | 0 | 0 | -1 | 0 | 0 | 0 | 0 | 0 |  |  | 0 |  | 0 |  |  | 1/1/2033 | 12/31/2099 |  | 0 | 0 | 2026 |  |  |  | 0 | 0 | Real 2021 ¦ 5/8/2023 1:03:19 PM | 4359 | 0 |  |  | 0 | 0 | 0 |  |  |  | 0
REF | ATC | 2026 | 2 | REF-HC Portfolio | Area 1001 Wind 2033 | Area 1001 Wind 2033 | 0 | 0 | 0 |  | 0 |  |  |  | 0 |  |  | -1 | 0 | Wind |  | 0 |  | 0 | 0 | 0 | 0 | -1 | 0 | 0 | 0 | 0 | 0 |  |  | 0 |  | 0 |  |  | 1/1/2033 | 12/31/2099 |  | 0 | 0 | 2026 |  |  |  | 0 | 0 | Real 2021 ¦ 5/8/2023 1:03:19 PM | 4360 | 0 |  |  | 0 | 0 | 0 |  |  |  | 0
REF | ATC | 2026 | 3 | CETA Portfolio | Area 1001 Wind 2033 | Area 1001 Wind 2033 | 0 | 0 | 0 |  | 0 |  |  |  | 0 |  |  | -1 | 0 | Wind |  | 0 |  | 0 | 0 | 0 | 0 | -1 | 0 | 0 | 0 | 0 | 0 |  |  | 0 |  | 0 |  |  | 1/1/2033 | 12/31/2099 |  | 0 | 0 | 2026 |  |  |  | 0 | 0 | Real 2021 ¦ 5/8/2023 1:03:19 PM | 4361 | 0 |  |  | 0 | 0 | 0 |  |  |  | 0
REF | ATC | 2026 | 4 | ECR Portfolio | Area 1001 Wind 2033 | Area 1001 Wind 2033 | 0 | 0 | 0 |  | 0 |  |  |  | 0 |  |  | -1 | 0 | Wind |  | 0 |  | 0 | 0 | 0 | 0 | -1 | 0 | 0 | 0 | 0 | 0 |  |  | 0 |  | 0 |  |  | 1/1/2033 | 12/31/2099 |  | 0 | 0 | 2026 |  |  |  | 0 | 0 | Real 2021 ¦ 5/8/2023 1:03:19 PM | 4362 | 0 |  |  | 0 | 0 | 0 |  |  |  | 0
REF | ATC | 2026 | 7 | REF Mitchell Ext | Area 1001 Wind 2033 | Area 1001 Wind 2033 | 0 | 0 | 0 |  | 0 |  |  |  | 0 |  |  | -1 | 0 | Wind |  | 0 |  | 0 | 0 | 0 | 0 | -1 | 0 | 0 | 0 | 0 | 0 |  |  | 0 |  | 0 |  |  | 1/1/2033 | 12/31/2099 |  | 0 | 0 | 2026 |  |  |  | 0 | 0 | Real 2021 ¦ 5/8/2023 1:03:19 PM | 4363 | 0 |  |  | 0 | 0 | 0 |  |  |  | 0
REF | ATC | 2026 | 1 | REF Portfolio | Area 1001 Wind 2034 | Area 1001 Wind 2034 | 0 | 0 | 0 |  | 0 |  |  |  | 0 |  |  | -1 | 0 | Wind |  | 0 |  | 0 | 0 | 0 | 0 | -1 | 0 | 0 | 0 | 0 | 0 |  |  | 0 |  | 0 |  |  | 1/1/2034 | 12/31/2099 |  | 0 | 0 | 2026 |  |  |  | 0 | 0 | Real 2021 ¦ 5/8/2023 1:03:19 PM | 4364 | 0 |  |  | 0 | 0 | 0 |  |  |  | 0
REF | ATC | 2026 | 7 | REF Mitchell Ext | Area 1001 Wind 2034 | Area 1001 Wind 2034 | 0 | 0 | 0 |  | 0 |  |  |  | 0 |  |  | -1 | 0 | Wind |  | 0 |  | 0 | 0 | 0 | 0 | -1 | 0 | 0 | 0 | 0 | 0 |  |  | 0 |  | 0 |  |  | 1/1/2034 | 12/31/2099 |  | 0 | 0 | 2026 |  |  |  | 0 | 0 | Real 2021 ¦ 5/8/2023 1:03:19 PM | 4365 | 0 |  |  | 0 | 0 | 0 |  |  |  | 0
REF | ATC | 2026 | 1 | REF Portfolio | Area 1001 Wind 2035 | Area 1001 Wind 2035 | 0 | 0 | 0 |  | 0 |  |  |  | 0 |  |  | -1 | 0 | Wind |  | 0 |  | 0 | 0 | 0 | 0 | -1 | 0 | 0 | 0 | 0 | 0 |  |  | 0 |  | 0 |  |  | 1/1/2035 | 12/31/2099 |  | 0 | 0 | 2026 |  |  |  | 0 | 0 | Real 2021 ¦ 5/8/2023 1:03:19 PM | 4366 | 0 |  |  | 0 | 0 | 0 |  |  |  | 0
REF | ATC | 2026 | 7 | REF Mitchell Ext | Area 1001 Wind 2035 | Area 1001 Wind 2035 | 0 | 0 | 0 |  | 0 |  |  |  | 0 |  |  | -1 | 0 | Wind |  | 0 |  | 0 | 0 | 0 | 0 | -1 | 0 | 0 | 0 | 0 | 0 |  |  | 0 |  | 0 |  |  | 1/1/2035 | 12/31/2099 |  | 0 | 0 | 2026 |  |  |  | 0 | 0 | Real 2021 ¦ 5/8/2023 1:03:19 PM | 4367 | 0 |  |  | 0 | 0 | 0 |  |  |  | 0
REF | ATC | 2026 | 2 | REF-HC Portfolio | Area 1001 Wind 2037 | Area 1001 Wind 2037 | 0 | 0 | 0 |  | 0 |  |  |  | 0 |  |  | -1 | 0 | Wind |  | 0 |  | 0 | 0 | 0 | 0 | -1 | 0 | 0 | 0 | 0 | 0 |  |  | 0 |  | 0 |  |  | 1/1/2037 | 12/31/2099 |  | 0 | 0 | 2026 |  |  |  | 0 | 0 | Real 2021 ¦ 5/8/2023 1:03:19 PM | 4368 | 0 |  |  | 0 | 0 | 0 |  |  |  | 0
REF | ATC | 2026 | 5 | NCR Portfolio | Area 1001 4-Hour Li-on Battery 2029 | Area 1001 4-Hour Li-on Battery 2029 | 0 | 0 | 0 |  | 3.6136e-06 |  |  |  | 0 |  |  | -1 | 0 | 4-Hour Li-on Battery Storage |  | 0 |  | 0 | 0 | 0 | 0 | -1 | 0 | 0 | 0 | 0 | 0 |  |  | 0 |  | 0 |  |  | 1/1/2029 | 12/31/2038 |  | 0 | 0 | 2026 |  |  |  | 0 | 0 | Real 2021 ¦ 5/8/2023 1:03:19 PM | 4369 | 0 |  |  | 0 | 0 | 0 |  |  |  | 0
REF | ATC | 2026 | 8 | REF No Wind Portfolio | Area 1001 4-Hour Li-on Battery 2029 | Area 1001 4-Hour Li-on Battery 2029 | 0 | 0 | 0 |  | 1.8068e-06 |  |  |  | 0 |  |  | -1 | 0 | 4-Hour Li-on Battery Storage |  | 0 |  | 0 | 0 | 0 | 0 | -1 | 0 | 0 | 0 | 0 | 0 |  |  | 0 |  | 0 |  |  | 1/1/2029 | 12/31/2038 |  | 0 | 0 | 2026 |  |  |  | 0 | 0 | Real 2021 ¦ 5/8/2023 1:03:19 PM | 4370 | 0 |  |  | 0 | 0 | 0 |  |  |  | 0
REF | ATC | 2026 | 4 | ECR Portfolio | Area 1001 4-Hour Li-on Battery 2032 | Area 1001 4-Hour Li-on Battery 2032 | 0 | 0 | 0 |  | 7.2271e-06 |  |  |  | 0 |  |  | -1 | 0 | 4-Hour Li-on Battery Storage |  | 0 |  | 0 | 0 | 0 | 0 | -1 | 0 | 0 | 0 | 0 | 0 |  |  | 0 |  | 0 |  |  | 1/1/2032 | 12/31/2041 |  | 0 | 0 | 2026 |  |  |  | 0 | 0 | Real 2021 ¦ 5/8/2023 1:03:19 PM | 4371 | 0 |  |  | 0 | 0 | 0 |  |  |  | 0
REF | ATC | 2026 | 3 | CETA Portfolio | Area 1001 4-Hour Li-on Battery 2035 | Area 1001 4-Hour Li-on Battery 2035 | 0 | 0 | 0 |  | 1.8068e-06 |  |  |  | 0 |  |  | -1 | 0 | 4-Hour Li-on Battery Storage |  | 0 |  | 0 | 0 | 0 | 0 | -1 | 0 | 0 | 0 | 0 | 0 |  |  | 0 |  | 0 |  |  | 1/1/2035 | 12/31/2044 |  | 0 | 0 | 2026 |  |  |  | 0 | 0 | Real 2021 ¦ 5/8/2023 1:03:19 PM | 4372 | 0 |  |  | 0 | 0 | 0 |  |  |  | 0
REF | ATC | 2026 | 5 | NCR Portfolio | Area 1001 4-Hour Li-on Battery 2035 | Area 1001 4-Hour Li-on Battery 2035 | 0 | 0 | 0 |  | 1.8068e-06 |  |  |  | 0 |  |  | -1 | 0 | 4-Hour Li-on Battery Storage |  | 0 |  | 0 | 0 | 0 | 0 | -1 | 0 | 0 | 0 | 0 | 0 |  |  | 0 |  | 0 |  |  | 1/1/2035 | 12/31/2044 |  | 0 | 0 | 2026 |  |  |  | 0 | 0 | Real 2021 ¦ 5/8/2023 1:03:19 PM | 4373 | 0 |  |  | 0 | 0 | 0 |  |  |  | 0
REF | ATC | 2026 | 6 | CC Portfolio | Area 1001 4-Hour Li-on Battery 2035 | Area 1001 4-Hour Li-on Battery 2035 | 0 | 0 | 0 |  | 1.8068e-06 |  |  |  | 0 |  |  | -1 | 0 | 4-Hour Li-on Battery Storage |  | 0 |  | 0 | 0 | 0 | 0 | -1 | 0 | 0 | 0 | 0 | 0 |  |  | 0 |  | 0 |  |  | 1/1/2035 | 12/31/2044 |  | 0 | 0 | 2026 |  |  |  | 0 | 0 | Real 2021 ¦ 5/8/2023 1:03:19 PM | 4374 | 0 |  |  | 0 | 0 | 0 |  |  |  | 0
REF | ATC | 2026 | 9 | Preferred Plan | Area 1001 4-Hour Li-on Battery 2035 | Area 1001 4-Hour Li-on Battery 2035 | 0 | 0 | 0 |  | 1.8068e-06 |  |  |  | 0 |  |  | -1 | 0 | 4-Hour Li-on Battery Storage |  | 0 |  | 0 | 0 | 0 | 0 | -1 | 0 | 0 | 0 | 0 | 0 |  |  | 0 |  | 0 |  |  | 1/1/2035 | 12/31/2044 |  | 0 | 0 | 2026 |  |  |  | 0 | 0 | Real 2021 ¦ 5/8/2023 1:03:19 PM | 4375 | 0 |  |  | 0 | 0 | 0 |  |  |  | 0
REF | ATC | 2026 | 4 | ECR Portfolio | Solar+Storage 3-1 2028 | Solar+Storage 3-1 2028 | 0 | 0 | 0 |  | 0 |  |  |  | 0 |  |  | -1 | 0 | Solar |  | 0 |  | 0 | 0 | 0 | 0 | -1 | 0 | 0 | 0 | 0 | 0 |  |  | 0 |  | 0 |  |  | 1/1/2028 | 12/31/2099 |  | 0 | 0 | 2026 |  |  |  | 0 | 0 | Real 2021 ¦ 5/8/2023 1:03:19 PM | 4376 | 0 |  |  | 0 | 0 | 0 |  |  |  | 0
REF | ATC | 2026 | 8 | REF No Wind Portfolio | Solar+Storage 3-1 2028 | Solar+Storage 3-1 2028 | 0 | 0 | 0 |  | 0 |  |  |  | 0 |  |  | -1 | 0 | Solar |  | 0 |  | 0 | 0 | 0 | 0 | -1 | 0 | 0 | 0 | 0 | 0 |  |  | 0 |  | 0 |  |  | 1/1/2028 | 12/31/2099 |  | 0 | 0 | 2026 |  |  |  | 0 | 0 | Real 2021 ¦ 5/8/2023 1:03:19 PM | 4377 | 0 |  |  | 0 | 0 | 0 |  |  |  | 0
REF | ATC | 2026 | 1 | REF Portfolio | Tier 2 Area 1001 Solar 2028 | Tier 2 Area 1001 Solar 2028 | 0 | 0 | 0 |  | 0 |  |  |  | 0 |  |  | -1 | 0 | Solar |  | 0 |  | 0 | 0 | 0 | 0 | -1 | 0 | 0 | 0 | 0 | 0 |  |  | 0 |  | 0 |  |  | 1/1/2028 | 12/31/2099 |  | 0 | 0 | 2026 |  |  |  | 0 | 0 | Real 2021 ¦ 5/8/2023 1:03:19 PM | 4378 | 0 |  |  | 0 | 0 | 0 |  |  |  | 0
REF | ATC | 2026 | 2 | REF-HC Portfolio | Tier 2 Area 1001 Solar 2028 | Tier 2 Area 1001 Solar 2028 | 0 | 0 | 0 |  | 0 |  |  |  | 0 |  |  | -1 | 0 | Solar |  | 0 |  | 0 | 0 | 0 | 0 | -1 | 0 | 0 | 0 | 0 | 0 |  |  | 0 |  | 0 |  |  | 1/1/2028 | 12/31/2099 |  | 0 | 0 | 2026 |  |  |  | 0 | 0 | Real 2021 ¦ 5/8/2023 1:03:19 PM | 4379 | 0 |  |  | 0 | 0 | 0 |  |  |  | 0
REF | ATC | 2026 | 3 | CETA Portfolio | Tier 2 Area 1001 Solar 2028 | Tier 2 Area 1001 Solar 2028 | 0 | 0 | 0 |  | 0 |  |  |  | 0 |  |  | -1 | 0 | Solar |  | 0 |  | 0 | 0 | 0 | 0 | -1 | 0 | 0 | 0 | 0 | 0 |  |  | 0 |  | 0 |  |  | 1/1/2028 | 12/31/2099 |  | 0 | 0 | 2026 |  |  |  | 0 | 0 | Real 2021 ¦ 5/8/2023 1:03:19 PM | 4380 | 0 |  |  | 0 | 0 | 0 |  |  |  | 0
REF | ATC | 2026 | 4 | ECR Portfolio | Tier 2 Area 1001 Solar 2028 | Tier 2 Area 1001 Solar 2028 | 0 | 0 | 0 |  | 0 |  |  |  | 0 |  |  | -1 | 0 | Solar |  | 0 |  | 0 | 0 | 0 | 0 | -1 | 0 | 0 | 0 | 0 | 0 |  |  | 0 |  | 0 |  |  | 1/1/2028 | 12/31/2099 |  | 0 | 0 | 2026 |  |  |  | 0 | 0 | Real 2021 ¦ 5/8/2023 1:03:19 PM | 4381 | 0 |  |  | 0 | 0 | 0 |  |  |  | 0
REF | ATC | 2026 | 5 | NCR Portfolio | Tier 2 Area 1001 Solar 2028 | Tier 2 Area 1001 Solar 2028 | 0 | 0 | 0 |  | 0 |  |  |  | 0 |  |  | -1 | 0 | Solar |  | 0 |  | 0 | 0 | 0 | 0 | -1 | 0 | 0 | 0 | 0 | 0 |  |  | 0 |  | 0 |  |  | 1/1/2028 | 12/31/2099 |  | 0 | 0 | 2026 |  |  |  | 0 | 0 | Real 2021 ¦ 5/8/2023 1:03:19 PM | 4382 | 0 |  |  | 0 | 0 | 0 |  |  |  | 0
REF | ATC | 2026 | 6 | CC Portfolio | Tier 2 Area 1001 Solar 2028 | Tier 2 Area 1001 Solar 2028 | 0 | 0 | 0 |  | 0 |  |  |  | 0 |  |  | -1 | 0 | Solar |  | 0 |  | 0 | 0 | 0 | 0 | -1 | 0 | 0 | 0 | 0 | 0 |  |  | 0 |  | 0 |  |  | 1/1/2028 | 12/31/2099 |  | 0 | 0 | 2026 |  |  |  | 0 | 0 | Real 2021 ¦ 5/8/2023 1:03:19 PM | 4383 | 0 |  |  | 0 | 0 | 0 |  |  |  | 0
REF | ATC | 2026 | 7 | REF Mitchell Ext | Tier 2 Area 1001 Solar 2028 | Tier 2 Area 1001 Solar 2028 | 0 | 0 | 0 |  | 0 |  |  |  | 0 |  |  | -1 | 0 | Solar |  | 0 |  | 0 | 0 | 0 | 0 | -1 | 0 | 0 | 0 | 0 | 0 |  |  | 0 |  | 0 |  |  | 1/1/2028 | 12/31/2099 |  | 0 | 0 | 2026 |  |  |  | 0 | 0 | Real 2021 ¦ 5/8/2023 1:03:19 PM | 4384 | 0 |  |  | 0 | 0 | 0 |  |  |  | 0
REF | ATC | 2026 | 8 | REF No Wind Portfolio | Tier 2 Area 1001 Solar 2028 | Tier 2 Area 1001 Solar 2028 | 0 | 0 | 0 |  | 0 |  |  |  | 0 |  |  | -1 | 0 | Solar |  | 0 |  | 0 | 0 | 0 | 0 | -1 | 0 | 0 | 0 | 0 | 0 |  |  | 0 |  | 0 |  |  | 1/1/2028 | 12/31/2099 |  | 0 | 0 | 2026 |  |  |  | 0 | 0 | Real 2021 ¦ 5/8/2023 1:03:19 PM | 4385 | 0 |  |  | 0 | 0 | 0 |  |  |  | 0
REF | ATC | 2026 | 9 | Preferred Plan | Tier 2 Area 1001 Solar 2028 | Tier 2 Area 1001 Solar 2028 | 0 | 0 | 0 |  | 0 |  |  |  | 0 |  |  | -1 | 0 | Solar |  | 0 |  | 0 | 0 | 0 | 0 | -1 | 0 | 0 | 0 | 0 | 0 |  |  | 0 |  | 0 |  |  | 1/1/2028 | 12/31/2099 |  | 0 | 0 | 2026 |  |  |  | 0 | 0 | Real 2021 ¦ 5/8/2023 1:03:19 PM | 4386 | 0 |  |  | 0 | 0 | 0 |  |  |  | 0
REF | ATC | 2026 | 4 | ECR Portfolio | Tier 2 Area 1001 Solar 2029 | Tier 2 Area 1001 Solar 2029 | 0 | 0 | 0 |  | 0 |  |  |  | 0 |  |  | -1 | 0 | Solar |  | 0 |  | 0 | 0 | 0 | 0 | -1 | 0 | 0 | 0 | 0 | 0 |  |  | 0 |  | 0 |  |  | 1/1/2029 | 12/31/2099 |  | 0 | 0 | 2026 |  |  |  | 0 | 0 | Real 2021 ¦ 5/8/2023 1:03:19 PM | 4387 | 0 |  |  | 0 | 0 | 0 |  |  |  | 0
REF | ATC | 2026 | 8 | REF No Wind Portfolio | Tier 2 Area 1001 Solar 2029 | Tier 2 Area 1001 Solar 2029 | 0 | 0 | 0 |  | 0 |  |  |  | 0 |  |  | -1 | 0 | Solar |  | 0 |  | 0 | 0 | 0 | 0 | -1 | 0 | 0 | 0 | 0 | 0 |  |  | 0 |  | 0 |  |  | 1/1/2029 | 12/31/2099 |  | 0 | 0 | 2026 |  |  |  | 0 | 0 | Real 2021 ¦ 5/8/2023 1:03:19 PM | 4388 | 0 |  |  | 0 | 0 | 0 |  |  |  | 0
REF | ATC | 2026 | 2 | REF-HC Portfolio | Tier 2 Area 1001 Wind 2026 | Tier 2 Area 1001 Wind 2026 | 34.9988 | 100 | 34.9988 |  | 0 |  |  |  | 19684.4844 |  |  | -1 | 0 | Wind |  | 306589.5312 |  | 0 | 10969.5557 | 10969.5557 | 0 | -1 | 0 | 0 | 0 | 1 | 8760 | 0.34999 | 35.7793 | -9777.7695 | -31.8921 | 20747.3242 | 67.6713 |  | 1/1/2026 | 12/31/2099 |  | 0 | 0 | 2026 |  |  |  | 0 | 0 | Real 2021 ¦ 5/8/2023 1:03:19 PM | 4389 | 100 |  |  | 306589.5312 | 0 | 0 |  |  |  | 0
REF | ATC | 2026 | 3 | CETA Portfolio | Tier 2 Area 1001 Wind 2026 | Tier 2 Area 1001 Wind 2026 | 34.9988 | 100 | 34.9988 |  | 0 |  |  |  | 19684.4844 |  |  | -1 | 0 | Wind |  | 306589.5312 |  | 0 | 10969.5557 | 10969.5557 | 0 | -1 | 0 | 0 | 0 | 1 | 8760 | 0.34999 | 35.7793 | -9777.7695 | -31.8921 | 20747.3242 | 67.6713 |  | 1/1/2026 | 12/31/2099 |  | 0 | 0 | 2026 |  |  |  | 0 | 0 | Real 2021 ¦ 5/8/2023 1:03:19 PM | 4390 | 100 |  |  | 306589.5312 | 0 | 0 |  |  |  | 0
REF | ATC | 2026 | 4 | ECR Portfolio | Tier 2 Area 1001 Wind 2026 | Tier 2 Area 1001 Wind 2026 | 34.9988 | 100 | 34.9988 |  | 0 |  |  |  | 19684.4844 |  |  | -1 | 0 | Wind |  | 306589.5312 |  | 0 | 10969.5557 | 10969.5557 | 0 | -1 | 0 | 0 | 0 | 1 | 8760 | 0.34999 | 35.7793 | -9777.7695 | -31.8921 | 20747.3242 | 67.6713 |  | 1/1/2026 | 12/31/2099 |  | 0 | 0 | 2026 |  |  |  | 0 | 0 | Real 2021 ¦ 5/8/2023 1:03:19 PM | 4391 | 100 |  |  | 306589.5312 | 0 | 0 |  |  |  | 0
REF | ATC | 2026 | 5 | NCR Portfolio | Tier 2 Area 1001 Wind 2026 | Tier 2 Area 1001 Wind 2026 | 34.9988 | 100 | 34.9988 |  | 0 |  |  |  | 19684.4844 |  |  | -1 | 0 | Wind |  | 306589.5312 |  | 0 | 10969.5557 | 10969.5557 | 0 | -1 | 0 | 0 | 0 | 1 | 8760 | 0.34999 | 35.7793 | -9777.7695 | -31.8921 | 20747.3242 | 67.6713 |  | 1/1/2026 | 12/31/2099 |  | 0 | 0 | 2026 |  |  |  | 0 | 0 | Real 2021 ¦ 5/8/2023 1:03:19 PM | 4392 | 100 |  |  | 306589.5312 | 0 | 0 |  |  |  | 0
REF | ATC | 2026 | 2 | REF-HC Portfolio | Tier 2 Area 1001 Wind 2027 | Tier 2 Area 1001 Wind 2027 | 0 | 0 | 0 |  | 0 |  |  |  | 0 |  |  | -1 | 0 | Wind |  | 0 |  | 0 | 0 | 0 | 0 | -1 | 0 | 0 | 0 | 0 | 0 |  |  | 0 |  | 0 |  |  | 1/1/2027 | 12/31/2099 |  | 0 | 0 | 2026 |  |  |  | 0 | 0 | Real 2021 ¦ 5/8/2023 1:03:19 PM | 4393 | 0 |  |  | 0 | 0 | 0 |  |  |  | 0
REF | ATC | 2026 | 3 | CETA Portfolio | Tier 2 Area 1001 Wind 2027 | Tier 2 Area 1001 Wind 2027 | 0 | 0 | 0 |  | 0 |  |  |  | 0 |  |  | -1 | 0 | Wind |  | 0 |  | 0 | 0 | 0 | 0 | -1 | 0 | 0 | 0 | 0 | 0 |  |  | 0 |  | 0 |  |  | 1/1/2027 | 12/31/2099 |  | 0 | 0 | 2026 |  |  |  | 0 | 0 | Real 2021 ¦ 5/8/2023 1:03:19 PM | 4394 | 0 |  |  | 0 | 0 | 0 |  |  |  | 0
REF | ATC | 2026 | 4 | ECR Portfolio | Tier 2 Area 1001 Wind 2027 | Tier 2 Area 1001 Wind 2027 | 0 | 0 | 0 |  | 0 |  |  |  | 0 |  |  | -1 | 0 | Wind |  | 0 |  | 0 | 0 | 0 | 0 | -1 | 0 | 0 | 0 | 0 | 0 |  |  | 0 |  | 0 |  |  | 1/1/2027 | 12/31/2099 |  | 0 | 0 | 2026 |  |  |  | 0 | 0 | Real 2021 ¦ 5/8/2023 1:03:19 PM | 4395 | 0 |  |  | 0 | 0 | 0 |  |  |  | 0
REF | ATC | 2026 | 5 | NCR Portfolio | Tier 2 Area 1001 Wind 2027 | Tier 2 Area 1001 Wind 2027 | 0 | 0 | 0 |  | 0 |  |  |  | 0 |  |  | -1 | 0 | Wind |  | 0 |  | 0 | 0 | 0 | 0 | -1 | 0 | 0 | 0 | 0 | 0 |  |  | 0 |  | 0 |  |  | 1/1/2027 | 12/31/2099 |  | 0 | 0 | 2026 |  |  |  | 0 | 0 | Real 2021 ¦ 5/8/2023 1:03:19 PM | 4396 | 0 |  |  | 0 | 0 | 0 |  |  |  | 0
REF | ATC | 2026 | 6 | CC Portfolio | Tier 2 Area 1001 Wind 2027 | Tier 2 Area 1001 Wind 2027 | 0 | 0 | 0 |  | 0 |  |  |  | 0 |  |  | -1 | 0 | Wind |  | 0 |  | 0 | 0 | 0 | 0 | -1 | 0 | 0 | 0 | 0 | 0 |  |  | 0 |  | 0 |  |  | 1/1/2027 | 12/31/2099 |  | 0 | 0 | 2026 |  |  |  | 0 | 0 | Real 2021 ¦ 5/8/2023 1:03:19 PM | 4397 | 0 |  |  | 0 | 0 | 0 |  |  |  | 0
REF | ATC | 2026 | 9 | Preferred Plan | Tier 2 Area 1001 Wind 2027 | Tier 2 Area 1001 Wind 2027 | 0 | 0 | 0 |  | 0 |  |  |  | 0 |  |  | -1 | 0 | Wind |  | 0 |  | 0 | 0 | 0 | 0 | -1 | 0 | 0 | 0 | 0 | 0 |  |  | 0 |  | 0 |  |  | 1/1/2027 | 12/31/2099 |  | 0 | 0 | 2026 |  |  |  | 0 | 0 | Real 2021 ¦ 5/8/2023 1:03:19 PM | 4398 | 0 |  |  | 0 | 0 | 0 |  |  |  | 0
REF | ATC | 2026 | 1 | REF Portfolio | Tier 2 Area 1001 Wind 2028 | Tier 2 Area 1001 Wind 2028 | 0 | 0 | 0 |  | 0 |  |  |  | 0 |  |  | -1 | 0 | Wind |  | 0 |  | 0 | 0 | 0 | 0 | -1 | 0 | 0 | 0 | 0 | 0 |  |  | 0 |  | 0 |  |  | 1/1/2028 | 12/31/2099 |  | 0 | 0 | 2026 |  |  |  | 0 | 0 | Real 2021 ¦ 5/8/2023 1:03:19 PM | 4399 | 0 |  |  | 0 | 0 | 0 |  |  |  | 0
REF | ATC | 2026 | 2 | REF-HC Portfolio | Tier 2 Area 1001 Wind 2028 | Tier 2 Area 1001 Wind 2028 | 0 | 0 | 0 |  | 0 |  |  |  | 0 |  |  | -1 | 0 | Wind |  | 0 |  | 0 | 0 | 0 | 0 | -1 | 0 | 0 | 0 | 0 | 0 |  |  | 0 |  | 0 |  |  | 1/1/2028 | 12/31/2099 |  | 0 | 0 | 2026 |  |  |  | 0 | 0 | Real 2021 ¦ 5/8/2023 1:03:19 PM | 4400 | 0 |  |  | 0 | 0 | 0 |  |  |  | 0
REF | ATC | 2026 | 3 | CETA Portfolio | Tier 2 Area 1001 Wind 2028 | Tier 2 Area 1001 Wind 2028 | 0 | 0 | 0 |  | 0 |  |  |  | 0 |  |  | -1 | 0 | Wind |  | 0 |  | 0 | 0 | 0 | 0 | -1 | 0 | 0 | 0 | 0 | 0 |  |  | 0 |  | 0 |  |  | 1/1/2028 | 12/31/2099 |  | 0 | 0 | 2026 |  |  |  | 0 | 0 | Real 2021 ¦ 5/8/2023 1:03:19 PM | 4401 | 0 |  |  | 0 | 0 | 0 |  |  |  | 0
REF | ATC | 2026 | 4 | ECR Portfolio | Tier 2 Area 1001 Wind 2028 | Tier 2 Area 1001 Wind 2028 | 0 | 0 | 0 |  | 0 |  |  |  | 0 |  |  | -1 | 0 | Wind |  | 0 |  | 0 | 0 | 0 | 0 | -1 | 0 | 0 | 0 | 0 | 0 |  |  | 0 |  | 0 |  |  | 1/1/2028 | 12/31/2099 |  | 0 | 0 | 2026 |  |  |  | 0 | 0 | Real 2021 ¦ 5/8/2023 1:03:19 PM | 4402 | 0 |  |  | 0 | 0 | 0 |  |  |  | 0
REF | ATC | 2026 | 5 | NCR Portfolio | Tier 2 Area 1001 Wind 2028 | Tier 2 Area 1001 Wind 2028 | 0 | 0 | 0 |  | 0 |  |  |  | 0 |  |  | -1 | 0 | Wind |  | 0 |  | 0 | 0 | 0 | 0 | -1 | 0 | 0 | 0 | 0 | 0 |  |  | 0 |  | 0 |  |  | 1/1/2028 | 12/31/2099 |  | 0 | 0 | 2026 |  |  |  | 0 | 0 | Real 2021 ¦ 5/8/2023 1:03:19 PM | 4403 | 0 |  |  | 0 | 0 | 0 |  |  |  | 0
REF | ATC | 2026 | 6 | CC Portfolio | Tier 2 Area 1001 Wind 2028 | Tier 2 Area 1001 Wind 2028 | 0 | 0 | 0 |  | 0 |  |  |  | 0 |  |  | -1 | 0 | Wind |  | 0 |  | 0 | 0 | 0 | 0 | -1 | 0 | 0 | 0 | 0 | 0 |  |  | 0 |  | 0 |  |  | 1/1/2028 | 12/31/2099 |  | 0 | 0 | 2026 |  |  |  | 0 | 0 | Real 2021 ¦ 5/8/2023 1:03:19 PM | 4404 | 0 |  |  | 0 | 0 | 0 |  |  |  | 0
REF | ATC | 2026 | 7 | REF Mitchell Ext | Tier 2 Area 1001 Wind 2028 | Tier 2 Area 1001 Wind 2028 | 0 | 0 | 0 |  | 0 |  |  |  | 0 |  |  | -1 | 0 | Wind |  | 0 |  | 0 | 0 | 0 | 0 | -1 | 0 | 0 | 0 | 0 | 0 |  |  | 0 |  | 0 |  |  | 1/1/2028 | 12/31/2099 |  | 0 | 0 | 2026 |  |  |  | 0 | 0 | Real 2021 ¦ 5/8/2023 1:03:19 PM | 4405 | 0 |  |  | 0 | 0 | 0 |  |  |  | 0
REF | ATC | 2026 | 9 | Preferred Plan | Tier 2 Area 1001 Wind 2028 | Tier 2 Area 1001 Wind 2028 | 0 | 0 | 0 |  | 0 |  |  |  | 0 |  |  | -1 | 0 | Wind |  | 0 |  | 0 | 0 | 0 | 0 | -1 | 0 | 0 | 0 | 0 | 0 |  |  | 0 |  | 0 |  |  | 1/1/2028 | 12/31/2099 |  | 0 | 0 | 2026 |  |  |  | 0 | 0 | Real 2021 ¦ 5/8/2023 1:03:19 PM | 4406 | 0 |  |  | 0 | 0 | 0 |  |  |  | 0
REF | ATC | 2026 | 1 | REF Portfolio | Tier 2 Area 1001 Wind 2029 | Tier 2 Area 1001 Wind 2029 | 0 | 0 | 0 |  | 0 |  |  |  | 0 |  |  | -1 | 0 | Wind |  | 0 |  | 0 | 0 | 0 | 0 | -1 | 0 | 0 | 0 | 0 | 0 |  |  | 0 |  | 0 |  |  | 1/1/2029 | 12/31/2099 |  | 0 | 0 | 2026 |  |  |  | 0 | 0 | Real 2021 ¦ 5/8/2023 1:03:19 PM | 4407 | 0 |  |  | 0 | 0 | 0 |  |  |  | 0
REF | ATC | 2026 | 3 | CETA Portfolio | Tier 2 Area 1001 Wind 2029 | Tier 2 Area 1001 Wind 2029 | 0 | 0 | 0 |  | 0 |  |  |  | 0 |  |  | -1 | 0 | Wind |  | 0 |  | 0 | 0 | 0 | 0 | -1 | 0 | 0 | 0 | 0 | 0 |  |  | 0 |  | 0 |  |  | 1/1/2029 | 12/31/2099 |  | 0 | 0 | 2026 |  |  |  | 0 | 0 | Real 2021 ¦ 5/8/2023 1:03:19 PM | 4408 | 0 |  |  | 0 | 0 | 0 |  |  |  | 0
REF | ATC | 2026 | 4 | ECR Portfolio | Tier 2 Area 1001 Wind 2029 | Tier 2 Area 1001 Wind 2029 | 0 | 0 | 0 |  | 0 |  |  |  | 0 |  |  | -1 | 0 | Wind |  | 0 |  | 0 | 0 | 0 | 0 | -1 | 0 | 0 | 0 | 0 | 0 |  |  | 0 |  | 0 |  |  | 1/1/2029 | 12/31/2099 |  | 0 | 0 | 2026 |  |  |  | 0 | 0 | Real 2021 ¦ 5/8/2023 1:03:19 PM | 4409 | 0 |  |  | 0 | 0 | 0 |  |  |  | 0
REF | ATC | 2026 | 7 | REF Mitchell Ext | Tier 2 Area 1001 Wind 2029 | Tier 2 Area 1001 Wind 2029 | 0 | 0 | 0 |  | 0 |  |  |  | 0 |  |  | -1 | 0 | Wind |  | 0 |  | 0 | 0 | 0 | 0 | -1 | 0 | 0 | 0 | 0 | 0 |  |  | 0 |  | 0 |  |  | 1/1/2029 | 12/31/2099 |  | 0 | 0 | 2026 |  |  |  | 0 | 0 | Real 2021 ¦ 5/8/2023 1:03:19 PM | 4410 | 0 |  |  | 0 | 0 | 0 |  |  |  | 0
REF | ATC | 2026 | 6 | CC Portfolio | Area 1001 Gas CC 1x1 2029 | Area 1001 Gas CC 1x1 2029 | 0 | 0 | 0 |  | 0 |  |  |  | 0 |  |  | -1 | 0 | TCO |  | 0 |  | 0 | 0 | 0 | 0 | -1 | 0 | 0 | 0 | 0 | 0 |  |  | 0 |  | 0 |  |  | 1/1/2029 | 12/31/2099 |  | 0 | 0 | 2026 |  |  |  | 0 | 0 | Real 2021 ¦ 5/8/2023 1:03:19 PM | 4411 | 0 |  |  | 0 | 0 | 0 |  |  |  | 0
REF | ATC | 2026 | 7 | REF Mitchell Ext | 3102 | Mitchell #1 (WV) | 279.8665 | 385 | 143.0523 |  | 0 |  |  |  | 12185.667 |  |  | -1 | 12633182 | Mitchell 1 Coal Price |  | 1253138.375 |  | 134.3359 | 52033.2148 | 52033.2148 | 0 | -1 | 0 | 0 | 1215.0405 | 67 | 4801 | 0.37156 | 41.5223 | 41591.7578 | 33.1901 | 10441.458 | 8.3322 |  | 5/1/1971 | 5/31/2028 |  | 0 | 0 | 2026 |  |  |  | 0 | 0 | Real 2021 ¦ 5/8/2023 1:03:19 PM | 4412 | 408 |  |  | 1253138.375 | 0 | 0 |  |  |  | 0
REF | ATC | 2026 | 9 | Preferred Plan | 3102 | Mitchell #1 (WV) | 279.8665 | 385 | 143.0523 |  | 0 |  |  |  | 12185.667 |  |  | -1 | 12633182 | Mitchell 1 Coal Price |  | 1253138.375 |  | 134.3359 | 52033.2148 | 52033.2148 | 0 | -1 | 0 | 0 | 1215.0405 | 67 | 4801 | 0.37156 | 41.5223 | 41591.7578 | 33.1901 | 10441.458 | 8.3322 |  | 5/1/1971 | 5/31/2028 |  | 0 | 0 | 2026 |  |  |  | 0 | 0 | Real 2021 ¦ 5/8/2023 1:03:19 PM | 4413 | 408 |  |  | 1253138.375 | 0 | 0 |  |  |  | 0
REF | ATC | 2026 | 7 | REF Mitchell Ext | 3105 | Mitchell #2 (WV) | 341.8904 | 395 | 129.0572 |  | 0 |  |  |  | 11314.3584 |  |  | -1 | 11657950 | Mitchell 2 Coal Price |  | 1130541.25 |  | 164.1074 | 50328.0859 | 50328.0859 | 0 | -1 | 0 | 0 | 1632.144 | 90 | 3798 | 0.32673 | 44.5168 | 43472.9805 | 38.4532 | 6855.104 | 6.0636 |  | 5/1/1971 | 5/31/2028 |  | 0 | 0 | 2026 |  |  |  | 0 | 0 | Real 2021 ¦ 5/8/2023 1:03:19 PM | 4414 | 408 |  |  | 1130541.25 | 0 | 0 |  |  |  | 0
REF | ATC | 2026 | 9 | Preferred Plan | 3105 | Mitchell #2 (WV) | 341.8904 | 395 | 129.0572 |  | 0 |  |  |  | 11314.3584 |  |  | -1 | 11657950 | Mitchell 2 Coal Price |  | 1130541.25 |  | 164.1074 | 50328.0859 | 50328.0859 | 0 | -1 | 0 | 0 | 1632.144 | 90 | 3798 | 0.32673 | 44.5168 | 43472.9805 | 38.4532 | 6855.104 | 6.0636 |  | 5/1/1971 | 5/31/2028 |  | 0 | 0 | 2026 |  |  |  | 0 | 0 | Real 2021 ¦ 5/8/2023 1:03:19 PM | 4415 | 408 |  |  | 1130541.25 | 0 | 0 |  |  |  | 0
REF | ATC | 2027 | 1 | REF Portfolio | 13555 | Big Sandy #1 Gas | 280.1667 | 295 | 181.5159 |  | 0 |  |  |  | 3094.0574 |  |  | -1 | 15566268 | TCO |  | 1590079.625 |  | 56.0334 | 57523.2227 | 57523.2227 | 0 | -1 | 0 | 0 | 215.6889 | 11 | 6862 | 0.61531 | 36.1763 | 47015.5352 | 29.568 | 10507.6885 | 6.6083 |  | 5/30/2016 | 5/30/2031 |  | 0 | 0 | 2027 |  |  |  | 0 | 0 | Real 2021 ¦ 5/8/2023 1:03:19 PM | 5244 | 295.4 |  |  | 1590079.625 | 0 | 0 |  |  |  | 0
REF | ATC | 2027 | 2 | REF-HC Portfolio | 13555 | Big Sandy #1 Gas | 280.1667 | 295 | 181.5159 |  | 0 |  |  |  | 3094.0574 |  |  | -1 | 15566268 | TCO |  | 1590079.625 |  | 56.0334 | 57523.2227 | 57523.2227 | 0 | -1 | 0 | 0 | 215.6889 | 11 | 6862 | 0.61531 | 36.1763 | 47015.5352 | 29.568 | 10507.6885 | 6.6083 |  | 5/30/2016 | 5/30/2031 |  | 0 | 0 | 2027 |  |  |  | 0 | 0 | Real 2021 ¦ 5/8/2023 1:03:19 PM | 5245 | 295.4 |  |  | 1590079.625 | 0 | 0 |  |  |  | 0
REF | ATC | 2027 | 3 | CETA Portfolio | 13555 | Big Sandy #1 Gas | 280.1667 | 295 | 181.5159 |  | 0 |  |  |  | 3094.0574 |  |  | -1 | 15566268 | TCO |  | 1590079.625 |  | 56.0334 | 57523.2227 | 57523.2227 | 0 | -1 | 0 | 0 | 215.6889 | 11 | 6862 | 0.61531 | 36.1763 | 47015.5352 | 29.568 | 10507.6885 | 6.6083 |  | 5/30/2016 | 5/30/2031 |  | 0 | 0 | 2027 |  |  |  | 0 | 0 | Real 2021 ¦ 5/8/2023 1:03:19 PM | 5246 | 295.4 |  |  | 1590079.625 | 0 | 0 |  |  |  | 0
REF | ATC | 2027 | 4 | ECR Portfolio | 13555 | Big Sandy #1 Gas | 280.1667 | 295 | 181.5159 |  | 0 |  |  |  | 3094.0574 |  |  | -1 | 15566268 | TCO |  | 1590079.625 |  | 56.0334 | 57523.2227 | 57523.2227 | 0 | -1 | 0 | 0 | 215.6889 | 11 | 6862 | 0.61531 | 36.1763 | 47015.5352 | 29.568 | 10507.6885 | 6.6083 |  | 5/30/2016 | 5/30/2031 |  | 0 | 0 | 2027 |  |  |  | 0 | 0 | Real 2021 ¦ 5/8/2023 1:03:19 PM | 5247 | 295.4 |  |  | 1590079.625 | 0 | 0 |  |  |  | 0
REF | ATC | 2027 | 5 | NCR Portfolio | 13555 | Big Sandy #1 Gas | 280.1667 | 295 | 181.5159 |  | 0 |  |  |  | 3094.0574 |  |  | -1 | 15566268 | TCO |  | 1590079.625 |  | 56.0334 | 57523.2227 | 57523.2227 | 0 | -1 | 0 | 0 | 215.6889 | 11 | 6862 | 0.61531 | 36.1763 | 47015.5352 | 29.568 | 10507.6885 | 6.6083 |  | 5/30/2016 | 5/30/2031 |  | 0 | 0 | 2027 |  |  |  | 0 | 0 | Real 2021 ¦ 5/8/2023 1:03:19 PM | 5248 | 295.4 |  |  | 1590079.625 | 0 | 0 |  |  |  | 0
REF | ATC | 2027 | 6 | CC Portfolio | 13555 | Big Sandy #1 Gas | 280.1667 | 295 | 181.5159 |  | 0 |  |  |  | 3094.0574 |  |  | -1 | 15566268 | TCO |  | 1590079.625 |  | 56.0334 | 57523.2227 | 57523.2227 | 0 | -1 | 0 | 0 | 215.6889 | 11 | 6862 | 0.61531 | 36.1763 | 47015.5352 | 29.568 | 10507.6885 | 6.6083 |  | 5/30/2016 | 5/30/2031 |  | 0 | 0 | 2027 |  |  |  | 0 | 0 | Real 2021 ¦ 5/8/2023 1:03:19 PM | 5249 | 295.4 |  |  | 1590079.625 | 0 | 0 |  |  |  | 0
REF | ATC | 2027 | 7 | REF Mitchell Ext | 13555 | Big Sandy #1 Gas | 280.1667 | 295 | 181.5159 |  | 0 |  |  |  | 3094.0574 |  |  | -1 | 15566268 | TCO |  | 1590079.625 |  | 56.0334 | 57523.2227 | 57523.2227 | 0 | -1 | 0 | 0 | 215.6889 | 11 | 6862 | 0.61531 | 36.1763 | 47015.5352 | 29.568 | 10507.6885 | 6.6083 |  | 5/30/2016 | 5/30/2031 |  | 0 | 0 | 2027 |  |  |  | 0 | 0 | Real 2021 ¦ 5/8/2023 1:03:19 PM | 5250 | 295.4 |  |  | 1590079.625 | 0 | 0 |  |  |  | 0
REF | ATC | 2027 | 8 | REF No Wind Portfolio | 13555 | Big Sandy #1 Gas | 280.1667 | 295 | 181.5159 |  | 0 |  |  |  | 3094.0574 |  |  | -1 | 15566268 | TCO |  | 1590079.625 |  | 56.0334 | 57523.2227 | 57523.2227 | 0 | -1 | 0 | 0 | 215.6889 | 11 | 6862 | 0.61531 | 36.1763 | 47015.5352 | 29.568 | 10507.6885 | 6.6083 |  | 5/30/2016 | 5/30/2031 |  | 0 | 0 | 2027 |  |  |  | 0 | 0 | Real 2021 ¦ 5/8/2023 1:03:19 PM | 5251 | 295.4 |  |  | 1590079.625 | 0 | 0 |  |  |  | 0
REF | ATC | 2027 | 9 | Preferred Plan | 13555 | Big Sandy #1 Gas | 280.1667 | 295 | 181.5159 |  | 0 |  |  |  | 3094.0574 |  |  | -1 | 15566268 | TCO |  | 1590079.625 |  | 56.0334 | 57523.2227 | 57523.2227 | 0 | -1 | 0 | 0 | 215.6889 | 11 | 6862 | 0.61531 | 36.1763 | 47015.5352 | 29.568 | 10507.6885 | 6.6083 |  | 5/30/2016 | 5/30/2031 |  | 0 | 0 | 2027 |  |  |  | 0 | 0 | Real 2021 ¦ 5/8/2023 1:03:19 PM | 5252 | 295.4 |  |  | 1590079.625 | 0 | 0 |  |  |  | 0
REF | ATC | 2027 | 1 | REF Portfolio | 3102 | Mitchell #1 (WV) | 279.8665 | 385 | 100.2422 |  | 0 |  |  |  | 9821.3291 |  |  | -1 | 8890866 | Mitchell 1 Coal Price |  | 878121.625 |  | 134.3359 | 34385.8203 | 34385.8203 | 0 | -1 | 0 | 0 | 906.0006 | 49 | 3579 | 0.26037 | 39.1584 | 28515.9199 | 32.4738 | 5869.8984 | 6.6846 |  | 5/1/1971 | 5/31/2028 |  | 0 | 0 | 2027 |  |  |  | 0 | 0 | Real 2021 ¦ 5/8/2023 1:03:19 PM | 5253 | 408 |  |  | 878121.625 | 0 | 0 |  |  |  | 0
REF | ATC | 2027 | 2 | REF-HC Portfolio | 3102 | Mitchell #1 (WV) | 279.8665 | 385 | 100.2422 |  | 0 |  |  |  | 9821.3291 |  |  | -1 | 8890866 | Mitchell 1 Coal Price |  | 878121.625 |  | 134.3359 | 34385.8203 | 34385.8203 | 0 | -1 | 0 | 0 | 906.0006 | 49 | 3579 | 0.26037 | 39.1584 | 28515.9199 | 32.4738 | 5869.8984 | 6.6846 |  | 5/1/1971 | 5/31/2028 |  | 0 | 0 | 2027 |  |  |  | 0 | 0 | Real 2021 ¦ 5/8/2023 1:03:19 PM | 5254 | 408 |  |  | 878121.625 | 0 | 0 |  |  |  | 0
REF | ATC | 2027 | 3 | CETA Portfolio | 3102 | Mitchell #1 (WV) | 279.8665 | 385 | 100.2422 |  | 0 |  |  |  | 9821.3291 |  |  | -1 | 8890866 | Mitchell 1 Coal Price |  | 878121.625 |  | 134.3359 | 34385.8203 | 34385.8203 | 0 | -1 | 0 | 0 | 906.0006 | 49 | 3579 | 0.26037 | 39.1584 | 28515.9199 | 32.4738 | 5869.8984 | 6.6846 |  | 5/1/1971 | 5/31/2028 |  | 0 | 0 | 2027 |  |  |  | 0 | 0 | Real 2021 ¦ 5/8/2023 1:03:19 PM | 5255 | 408 |  |  | 878121.625 | 0 | 0 |  |  |  | 0
REF | ATC | 2027 | 4 | ECR Portfolio | 3102 | Mitchell #1 (WV) | 279.8665 | 385 | 100.2422 |  | 0 |  |  |  | 9821.3291 |  |  | -1 | 8890866 | Mitchell 1 Coal Price |  | 878121.625 |  | 134.3359 | 34385.8203 | 34385.8203 | 0 | -1 | 0 | 0 | 906.0006 | 49 | 3579 | 0.26037 | 39.1584 | 28515.9199 | 32.4738 | 5869.8984 | 6.6846 |  | 5/1/1971 | 5/31/2028 |  | 0 | 0 | 2027 |  |  |  | 0 | 0 | Real 2021 ¦ 5/8/2023 1:03:19 PM | 5256 | 408 |  |  | 878121.625 | 0 | 0 |  |  |  | 0
REF | ATC | 2027 | 5 | NCR Portfolio | 3102 | Mitchell #1 (WV) | 279.8665 | 385 | 100.2422 |  | 0 |  |  |  | 9821.3291 |  |  | -1 | 8890866 | Mitchell 1 Coal Price |  | 878121.625 |  | 134.3359 | 34385.8203 | 34385.8203 | 0 | -1 | 0 | 0 | 906.0006 | 49 | 3579 | 0.26037 | 39.1584 | 28515.9199 | 32.4738 | 5869.8984 | 6.6846 |  | 5/1/1971 | 5/31/2028 |  | 0 | 0 | 2027 |  |  |  | 0 | 0 | Real 2021 ¦ 5/8/2023 1:03:19 PM | 5257 | 408 |  |  | 878121.625 | 0 | 0 |  |  |  | 0
REF | ATC | 2027 | 6 | CC Portfolio | 3102 | Mitchell #1 (WV) | 279.8665 | 385 | 100.2422 |  | 0 |  |  |  | 9821.3291 |  |  | -1 | 8890866 | Mitchell 1 Coal Price |  | 878121.625 |  | 134.3359 | 34385.8203 | 34385.8203 | 0 | -1 | 0 | 0 | 906.0006 | 49 | 3579 | 0.26037 | 39.1584 | 28515.9199 | 32.4738 | 5869.8984 | 6.6846 |  | 5/1/1971 | 5/31/2028 |  | 0 | 0 | 2027 |  |  |  | 0 | 0 | Real 2021 ¦ 5/8/2023 1:03:19 PM | 5258 | 408 |  |  | 878121.625 | 0 | 0 |  |  |  | 0
REF | ATC | 2027 | 8 | REF No Wind Portfolio | 3102 | Mitchell #1 (WV) | 279.8665 | 385 | 100.2422 |  | 0 |  |  |  | 9821.3291 |  |  | -1 | 8890866 | Mitchell 1 Coal Price |  | 878121.625 |  | 134.3359 | 34385.8203 | 34385.8203 | 0 | -1 | 0 | 0 | 906.0006 | 49 | 3579 | 0.26037 | 39.1584 | 28515.9199 | 32.4738 | 5869.8984 | 6.6846 |  | 5/1/1971 | 5/31/2028 |  | 0 | 0 | 2027 |  |  |  | 0 | 0 | Real 2021 ¦ 5/8/2023 1:03:19 PM | 5259 | 408 |  |  | 878121.625 | 0 | 0 |  |  |  | 0
REF | ATC | 2027 | 1 | REF Portfolio | 3105 | Mitchell #2 (WV) | 300.8635 | 395 | 73.68 |  | 0 |  |  |  | 10043.7451 |  |  | -1 | 6644801 | Mitchell 2 Coal Price |  | 645437.0625 |  | 144.4145 | 27899.0957 | 27899.0957 | 0 | -1 | 0 | 0 | 665.6331 | 36 | 2110 | 0.18653 | 43.2251 | 23625.2168 | 36.6034 | 4273.8799 | 6.6217 |  | 5/1/1971 | 5/31/2028 |  | 0 | 0 | 2027 |  |  |  | 0 | 0 | Real 2021 ¦ 5/8/2023 1:03:19 PM | 5260 | 408 |  |  | 645437.0625 | 0 | 0 |  |  |  | 0
REF | ATC | 2027 | 2 | REF-HC Portfolio | 3105 | Mitchell #2 (WV) | 300.8635 | 395 | 73.68 |  | 0 |  |  |  | 10043.7451 |  |  | -1 | 6644801 | Mitchell 2 Coal Price |  | 645437.0625 |  | 144.4145 | 27899.0957 | 27899.0957 | 0 | -1 | 0 | 0 | 665.6331 | 36 | 2110 | 0.18653 | 43.2251 | 23625.2168 | 36.6034 | 4273.8799 | 6.6217 |  | 5/1/1971 | 5/31/2028 |  | 0 | 0 | 2027 |  |  |  | 0 | 0 | Real 2021 ¦ 5/8/2023 1:03:19 PM | 5261 | 408 |  |  | 645437.0625 | 0 | 0 |  |  |  | 0
REF | ATC | 2027 | 3 | CETA Portfolio | 3105 | Mitchell #2 (WV) | 300.8635 | 395 | 73.68 |  | 0 |  |  |  | 10043.7451 |  |  | -1 | 6644801 | Mitchell 2 Coal Price |  | 645437.0625 |  | 144.4145 | 27899.0957 | 27899.0957 | 0 | -1 | 0 | 0 | 665.6331 | 36 | 2110 | 0.18653 | 43.2251 | 23625.2168 | 36.6034 | 4273.8799 | 6.6217 |  | 5/1/1971 | 5/31/2028 |  | 0 | 0 | 2027 |  |  |  | 0 | 0 | Real 2021 ¦ 5/8/2023 1:03:19 PM | 5262 | 408 |  |  | 645437.0625 | 0 | 0 |  |  |  | 0
REF | ATC | 2027 | 4 | ECR Portfolio | 3105 | Mitchell #2 (WV) | 300.8635 | 395 | 73.68 |  | 0 |  |  |  | 10043.7451 |  |  | -1 | 6644801 | Mitchell 2 Coal Price |  | 645437.0625 |  | 144.4145 | 27899.0957 | 27899.0957 | 0 | -1 | 0 | 0 | 665.6331 | 36 | 2110 | 0.18653 | 43.2251 | 23625.2168 | 36.6034 | 4273.8799 | 6.6217 |  | 5/1/1971 | 5/31/2028 |  | 0 | 0 | 2027 |  |  |  | 0 | 0 | Real 2021 ¦ 5/8/2023 1:03:19 PM | 5263 | 408 |  |  | 645437.0625 | 0 | 0 |  |  |  | 0
REF | ATC | 2027 | 5 | NCR Portfolio | 3105 | Mitchell #2 (WV) | 300.8635 | 395 | 73.68 |  | 0 |  |  |  | 10043.7451 |  |  | -1 | 6644801 | Mitchell 2 Coal Price |  | 645437.0625 |  | 144.4145 | 27899.0957 | 27899.0957 | 0 | -1 | 0 | 0 | 665.6331 | 36 | 2110 | 0.18653 | 43.2251 | 23625.2168 | 36.6034 | 4273.8799 | 6.6217 |  | 5/1/1971 | 5/31/2028 |  | 0 | 0 | 2027 |  |  |  | 0 | 0 | Real 2021 ¦ 5/8/2023 1:03:19 PM | 5264 | 408 |  |  | 645437.0625 | 0 | 0 |  |  |  | 0
REF | ATC | 2027 | 6 | CC Portfolio | 3105 | Mitchell #2 (WV) | 300.8635 | 395 | 73.68 |  | 0 |  |  |  | 10043.7451 |  |  | -1 | 6644801 | Mitchell 2 Coal Price |  | 645437.0625 |  | 144.4145 | 27899.0957 | 27899.0957 | 0 | -1 | 0 | 0 | 665.6331 | 36 | 2110 | 0.18653 | 43.2251 | 23625.2168 | 36.6034 | 4273.8799 | 6.6217 |  | 5/1/1971 | 5/31/2028 |  | 0 | 0 | 2027 |  |  |  | 0 | 0 | Real 2021 ¦ 5/8/2023 1:03:19 PM | 5265 | 408 |  |  | 645437.0625 | 0 | 0 |  |  |  | 0
REF | ATC | 2027 | 8 | REF No Wind Portfolio | 3105 | Mitchell #2 (WV) | 300.8635 | 395 | 73.68 |  | 0 |  |  |  | 10043.7451 |  |  | -1 | 6644801 | Mitchell 2 Coal Price |  | 645437.0625 |  | 144.4145 | 27899.0957 | 27899.0957 | 0 | -1 | 0 | 0 | 665.6331 | 36 | 2110 | 0.18653 | 43.2251 | 23625.2168 | 36.6034 | 4273.8799 | 6.6217 |  | 5/1/1971 | 5/31/2028 |  | 0 | 0 | 2027 |  |  |  | 0 | 0 | Real 2021 ¦ 5/8/2023 1:03:19 PM | 5266 | 408 |  |  | 645437.0625 | 0 | 0 |  |  |  | 0
REF | ATC | 2027 | 1 | REF Portfolio | Big Sandy #1_Ext Gas | Big Sandy #1_Ext Gas | 0 | 0 | 0 |  | 0 |  |  |  | 0 |  |  | -1 | 0 | TCO |  | 0 |  | 0 | 0 | 0 | 0 | -1 | 0 | 0 | 0 | 0 | 0 |  |  | 0 |  | 0 |  |  | 6/1/2031 | 5/31/2041 |  | 0 | 0 | 2027 |  |  |  | 0 | 0 | Real 2021 ¦ 5/8/2023 1:03:19 PM | 5267 | 0 |  |  | 0 | 0 | 0 |  |  |  | 0
REF | ATC | 2027 | 2 | REF-HC Portfolio | Big Sandy #1_Ext Gas | Big Sandy #1_Ext Gas | 0 | 0 | 0 |  | 0 |  |  |  | 0 |  |  | -1 | 0 | TCO |  | 0 |  | 0 | 0 | 0 | 0 | -1 | 0 | 0 | 0 | 0 | 0 |  |  | 0 |  | 0 |  |  | 6/1/2031 | 5/31/2041 |  | 0 | 0 | 2027 |  |  |  | 0 | 0 | Real 2021 ¦ 5/8/2023 1:03:19 PM | 5268 | 0 |  |  | 0 | 0 | 0 |  |  |  | 0
REF | ATC | 2027 | 3 | CETA Portfolio | Big Sandy #1_Ext Gas | Big Sandy #1_Ext Gas | 0 | 0 | 0 |  | 0 |  |  |  | 0 |  |  | -1 | 0 | TCO |  | 0 |  | 0 | 0 | 0 | 0 | -1 | 0 | 0 | 0 | 0 | 0 |  |  | 0 |  | 0 |  |  | 6/1/2031 | 5/31/2041 |  | 0 | 0 | 2027 |  |  |  | 0 | 0 | Real 2021 ¦ 5/8/2023 1:03:19 PM | 5269 | 0 |  |  | 0 | 0 | 0 |  |  |  | 0
REF | ATC | 2027 | 5 | NCR Portfolio | Big Sandy #1_Ext Gas | Big Sandy #1_Ext Gas | 0 | 0 | 0 |  | 0 |  |  |  | 0 |  |  | -1 | 0 | TCO |  | 0 |  | 0 | 0 | 0 | 0 | -1 | 0 | 0 | 0 | 0 | 0 |  |  | 0 |  | 0 |  |  | 6/1/2031 | 5/31/2041 |  | 0 | 0 | 2027 |  |  |  | 0 | 0 | Real 2021 ¦ 5/8/2023 1:03:19 PM | 5270 | 0 |  |  | 0 | 0 | 0 |  |  |  | 0
REF | ATC | 2027 | 6 | CC Portfolio | Big Sandy #1_Ext Gas | Big Sandy #1_Ext Gas | 0 | 0 | 0 |  | 0 |  |  |  | 0 |  |  | -1 | 0 | TCO |  | 0 |  | 0 | 0 | 0 | 0 | -1 | 0 | 0 | 0 | 0 | 0 |  |  | 0 |  | 0 |  |  | 6/1/2031 | 5/31/2041 |  | 0 | 0 | 2027 |  |  |  | 0 | 0 | Real 2021 ¦ 5/8/2023 1:03:19 PM | 5271 | 0 |  |  | 0 | 0 | 0 |  |  |  | 0
REF | ATC | 2027 | 7 | REF Mitchell Ext | Big Sandy #1_Ext Gas | Big Sandy #1_Ext Gas | 0 | 0 | 0 |  | 0 |  |  |  | 0 |  |  | -1 | 0 | TCO |  | 0 |  | 0 | 0 | 0 | 0 | -1 | 0 | 0 | 0 | 0 | 0 |  |  | 0 |  | 0 |  |  | 6/1/2031 | 5/31/2041 |  | 0 | 0 | 2027 |  |  |  | 0 | 0 | Real 2021 ¦ 5/8/2023 1:03:19 PM | 5272 | 0 |  |  | 0 | 0 | 0 |  |  |  | 0
REF | ATC | 2027 | 8 | REF No Wind Portfolio | Big Sandy #1_Ext Gas | Big Sandy #1_Ext Gas | 0 | 0 | 0 |  | 0 |  |  |  | 0 |  |  | -1 | 0 | TCO |  | 0 |  | 0 | 0 | 0 | 0 | -1 | 0 | 0 | 0 | 0 | 0 |  |  | 0 |  | 0 |  |  | 6/1/2031 | 5/31/2041 |  | 0 | 0 | 2027 |  |  |  | 0 | 0 | Real 2021 ¦ 5/8/2023 1:03:19 PM | 5273 | 0 |  |  | 0 | 0 | 0 |  |  |  | 0
REF | ATC | 2027 | 9 | Preferred Plan | Big Sandy #1_Ext Gas | Big Sandy #1_Ext Gas | 0 | 0 | 0 |  | 0 |  |  |  | 0 |  |  | -1 | 0 | TCO |  | 0 |  | 0 | 0 | 0 | 0 | -1 | 0 | 0 | 0 | 0 | 0 |  |  | 0 |  | 0 |  |  | 6/1/2031 | 5/31/2041 |  | 0 | 0 | 2027 |  |  |  | 0 | 0 | Real 2021 ¦ 5/8/2023 1:03:19 PM | 5274 | 0 |  |  | 0 | 0 | 0 |  |  |  | 0
REF | ATC | 2027 | 1 | REF Portfolio | Spicewood Solar 2027 | Spicewood Solar 2027 | 22.8336 | 100 | 22.8336 |  | 0 |  |  |  | 14554.1885 |  |  | -1 | 0 | Solar |  | 200022.6875 |  | 0 | 6569.063 | 6569.063 | 0 | -1 | 0 | 0 | 0 | 365 | 4383 | 0.22834 | 32.8416 | -6826.7925 | -34.1301 | 13395.8555 | 66.9717 |  | 1/1/2027 | 12/31/2099 |  | 0 | 0 | 2027 |  |  |  | 0 | 0 | Real 2021 ¦ 5/8/2023 1:03:19 PM | 5275 | 100 |  |  | 200022.6875 | 0 | 0 |  |  |  | 0
REF | ATC | 2027 | 2 | REF-HC Portfolio | Spicewood Solar 2027 | Spicewood Solar 2027 | 22.8336 | 100 | 22.8336 |  | 0 |  |  |  | 14554.1885 |  |  | -1 | 0 | Solar |  | 200022.6875 |  | 0 | 6569.063 | 6569.063 | 0 | -1 | 0 | 0 | 0 | 365 | 4383 | 0.22834 | 32.8416 | -6826.7925 | -34.1301 | 13395.8555 | 66.9717 |  | 1/1/2027 | 12/31/2099 |  | 0 | 0 | 2027 |  |  |  | 0 | 0 | Real 2021 ¦ 5/8/2023 1:03:19 PM | 5276 | 100 |  |  | 200022.6875 | 0 | 0 |  |  |  | 0
REF | ATC | 2027 | 3 | CETA Portfolio | Spicewood Solar 2027 | Spicewood Solar 2027 | 22.8336 | 100 | 22.8336 |  | 0 |  |  |  | 14554.1885 |  |  | -1 | 0 | Solar |  | 200022.6875 |  | 0 | 6569.063 | 6569.063 | 0 | -1 | 0 | 0 | 0 | 365 | 4383 | 0.22834 | 32.8416 | -6826.7925 | -34.1301 | 13395.8555 | 66.9717 |  | 1/1/2027 | 12/31/2099 |  | 0 | 0 | 2027 |  |  |  | 0 | 0 | Real 2021 ¦ 5/8/2023 1:03:19 PM | 5277 | 100 |  |  | 200022.6875 | 0 | 0 |  |  |  | 0
REF | ATC | 2027 | 4 | ECR Portfolio | Spicewood Solar 2027 | Spicewood Solar 2027 | 22.8336 | 100 | 22.8336 |  | 0 |  |  |  | 14554.1885 |  |  | -1 | 0 | Solar |  | 200022.6875 |  | 0 | 6569.063 | 6569.063 | 0 | -1 | 0 | 0 | 0 | 365 | 4383 | 0.22834 | 32.8416 | -6826.7925 | -34.1301 | 13395.8555 | 66.9717 |  | 1/1/2027 | 12/31/2099 |  | 0 | 0 | 2027 |  |  |  | 0 | 0 | Real 2021 ¦ 5/8/2023 1:03:19 PM | 5278 | 100 |  |  | 200022.6875 | 0 | 0 |  |  |  | 0
REF | ATC | 2027 | 5 | NCR Portfolio | Spicewood Solar 2027 | Spicewood Solar 2027 | 22.8336 | 100 | 22.8336 |  | 0 |  |  |  | 14554.1885 |  |  | -1 | 0 | Solar |  | 200022.6875 |  | 0 | 6569.063 | 6569.063 | 0 | -1 | 0 | 0 | 0 | 365 | 4383 | 0.22834 | 32.8416 | -6826.7925 | -34.1301 | 13395.8555 | 66.9717 |  | 1/1/2027 | 12/31/2099 |  | 0 | 0 | 2027 |  |  |  | 0 | 0 | Real 2021 ¦ 5/8/2023 1:03:19 PM | 5279 | 100 |  |  | 200022.6875 | 0 | 0 |  |  |  | 0
REF | ATC | 2027 | 6 | CC Portfolio | Spicewood Solar 2027 | Spicewood Solar 2027 | 22.8336 | 100 | 22.8336 |  | 0 |  |  |  | 14554.1885 |  |  | -1 | 0 | Solar |  | 200022.6875 |  | 0 | 6569.063 | 6569.063 | 0 | -1 | 0 | 0 | 0 | 365 | 4383 | 0.22834 | 32.8416 | -6826.7925 | -34.1301 | 13395.8555 | 66.9717 |  | 1/1/2027 | 12/31/2099 |  | 0 | 0 | 2027 |  |  |  | 0 | 0 | Real 2021 ¦ 5/8/2023 1:03:19 PM | 5280 | 100 |  |  | 200022.6875 | 0 | 0 |  |  |  | 0
REF | ATC | 2027 | 7 | REF Mitchell Ext | Spicewood Solar 2027 | Spicewood Solar 2027 | 22.8336 | 100 | 22.8336 |  | 0 |  |  |  | 14554.1885 |  |  | -1 | 0 | Solar |  | 200022.6875 |  | 0 | 6569.063 | 6569.063 | 0 | -1 | 0 | 0 | 0 | 365 | 4383 | 0.22834 | 32.8416 | -6826.7925 | -34.1301 | 13395.8555 | 66.9717 |  | 1/1/2027 | 12/31/2099 |  | 0 | 0 | 2027 |  |  |  | 0 | 0 | Real 2021 ¦ 5/8/2023 1:03:19 PM | 5281 | 100 |  |  | 200022.6875 | 0 | 0 |  |  |  | 0
REF | ATC | 2027 | 8 | REF No Wind Portfolio | Spicewood Solar 2027 | Spicewood Solar 2027 | 22.8336 | 100 | 22.8336 |  | 0 |  |  |  | 14554.1885 |  |  | -1 | 0 | Solar |  | 200022.6875 |  | 0 | 6569.063 | 6569.063 | 0 | -1 | 0 | 0 | 0 | 365 | 4383 | 0.22834 | 32.8416 | -6826.7925 | -34.1301 | 13395.8555 | 66.9717 |  | 1/1/2027 | 12/31/2099 |  | 0 | 0 | 2027 |  |  |  | 0 | 0 | Real 2021 ¦ 5/8/2023 1:03:19 PM | 5282 | 100 |  |  | 200022.6875 | 0 | 0 |  |  |  | 0
REF | ATC | 2027 | 9 | Preferred Plan | Spicewood Solar 2027 | Spicewood Solar 2027 | 22.8336 | 100 | 22.8336 |  | 0 |  |  |  | 14554.1885 |  |  | -1 | 0 | Solar |  | 200022.6875 |  | 0 | 6569.063 | 6569.063 | 0 | -1 | 0 | 0 | 0 | 365 | 4383 | 0.22834 | 32.8416 | -6826.7925 | -34.1301 | 13395.8555 | 66.9717 |  | 1/1/2027 | 12/31/2099 |  | 0 | 0 | 2027 |  |  |  | 0 | 0 | Real 2021 ¦ 5/8/2023 1:03:19 PM | 5283 | 100 |  |  | 200022.6875 | 0 | 0 |  |  |  | 0
REF | ATC | 2027 | 1 | REF Portfolio | DSM Resources | DSM Resources | 0.057329 | 5.4 | 0.057329 |  | 0 |  |  |  | 0 |  |  | -1 | 0 | DSM_EE |  | 502.2 |  | 0 | 20.3288 | 20.3288 | 0 | -1 | 0 | 0 | 0 | 92 | 93 | 0.010616 | 40.4795 | 0 | 0 | 20.3288 | 40.4795 |  | 1/1/2022 | 12/31/2099 |  | 0 | 0 | 2027 |  |  |  | 0 | 0 | Real 2021 ¦ 5/8/2023 1:03:19 PM | 5284 | 5.4 |  |  | 502.2 | 0 | 0 |  |  |  | 0
REF | ATC | 2027 | 2 | REF-HC Portfolio | DSM Resources | DSM Resources | 0.057329 | 5.4 | 0.057329 |  | 0 |  |  |  | 0 |  |  | -1 | 0 | DSM_EE |  | 502.2 |  | 0 | 20.3288 | 20.3288 | 0 | -1 | 0 | 0 | 0 | 92 | 93 | 0.010616 | 40.4795 | 0 | 0 | 20.3288 | 40.4795 |  | 1/1/2022 | 12/31/2099 |  | 0 | 0 | 2027 |  |  |  | 0 | 0 | Real 2021 ¦ 5/8/2023 1:03:19 PM | 5285 | 5.4 |  |  | 502.2 | 0 | 0 |  |  |  | 0
REF | ATC | 2027 | 3 | CETA Portfolio | DSM Resources | DSM Resources | 0.057329 | 5.4 | 0.057329 |  | 0 |  |  |  | 0 |  |  | -1 | 0 | DSM_EE |  | 502.2 |  | 0 | 20.3288 | 20.3288 | 0 | -1 | 0 | 0 | 0 | 92 | 93 | 0.010616 | 40.4795 | 0 | 0 | 20.3288 | 40.4795 |  | 1/1/2022 | 12/31/2099 |  | 0 | 0 | 2027 |  |  |  | 0 | 0 | Real 2021 ¦ 5/8/2023 1:03:19 PM | 5286 | 5.4 |  |  | 502.2 | 0 | 0 |  |  |  | 0
REF | ATC | 2027 | 4 | ECR Portfolio | DSM Resources | DSM Resources | 0.057329 | 5.4 | 0.057329 |  | 0 |  |  |  | 0 |  |  | -1 | 0 | DSM_EE |  | 502.2 |  | 0 | 20.3288 | 20.3288 | 0 | -1 | 0 | 0 | 0 | 92 | 93 | 0.010616 | 40.4795 | 0 | 0 | 20.3288 | 40.4795 |  | 1/1/2022 | 12/31/2099 |  | 0 | 0 | 2027 |  |  |  | 0 | 0 | Real 2021 ¦ 5/8/2023 1:03:19 PM | 5287 | 5.4 |  |  | 502.2 | 0 | 0 |  |  |  | 0
REF | ATC | 2027 | 5 | NCR Portfolio | DSM Resources | DSM Resources | 0.057329 | 5.4 | 0.057329 |  | 0 |  |  |  | 0 |  |  | -1 | 0 | DSM_EE |  | 502.2 |  | 0 | 20.3288 | 20.3288 | 0 | -1 | 0 | 0 | 0 | 92 | 93 | 0.010616 | 40.4795 | 0 | 0 | 20.3288 | 40.4795 |  | 1/1/2022 | 12/31/2099 |  | 0 | 0 | 2027 |  |  |  | 0 | 0 | Real 2021 ¦ 5/8/2023 1:03:19 PM | 5288 | 5.4 |  |  | 502.2 | 0 | 0 |  |  |  | 0
REF | ATC | 2027 | 6 | CC Portfolio | DSM Resources | DSM Resources | 0.057329 | 5.4 | 0.057329 |  | 0 |  |  |  | 0 |  |  | -1 | 0 | DSM_EE |  | 502.2 |  | 0 | 20.3288 | 20.3288 | 0 | -1 | 0 | 0 | 0 | 92 | 93 | 0.010616 | 40.4795 | 0 | 0 | 20.3288 | 40.4795 |  | 1/1/2022 | 12/31/2099 |  | 0 | 0 | 2027 |  |  |  | 0 | 0 | Real 2021 ¦ 5/8/2023 1:03:19 PM | 5289 | 5.4 |  |  | 502.2 | 0 | 0 |  |  |  | 0
REF | ATC | 2027 | 7 | REF Mitchell Ext | DSM Resources | DSM Resources | 0.057329 | 5.4 | 0.057329 |  | 0 |  |  |  | 0 |  |  | -1 | 0 | DSM_EE |  | 502.2 |  | 0 | 20.3288 | 20.3288 | 0 | -1 | 0 | 0 | 0 | 92 | 93 | 0.010616 | 40.4795 | 0 | 0 | 20.3288 | 40.4795 |  | 1/1/2022 | 12/31/2099 |  | 0 | 0 | 2027 |  |  |  | 0 | 0 | Real 2021 ¦ 5/8/2023 1:03:19 PM | 5290 | 5.4 |  |  | 502.2 | 0 | 0 |  |  |  | 0
REF | ATC | 2027 | 8 | REF No Wind Portfolio | DSM Resources | DSM Resources | 0.057329 | 5.4 | 0.057329 |  | 0 |  |  |  | 0 |  |  | -1 | 0 | DSM_EE |  | 502.2 |  | 0 | 20.3288 | 20.3288 | 0 | -1 | 0 | 0 | 0 | 92 | 93 | 0.010616 | 40.4795 | 0 | 0 | 20.3288 | 40.4795 |  | 1/1/2022 | 12/31/2099 |  | 0 | 0 | 2027 |  |  |  | 0 | 0 | Real 2021 ¦ 5/8/2023 1:03:19 PM | 5291 | 5.4 |  |  | 502.2 | 0 | 0 |  |  |  | 0
REF | ATC | 2027 | 9 | Preferred Plan | DSM Resources | DSM Resources | 0.057329 | 5.4 | 0.057329 |  | 0 |  |  |  | 0 |  |  | -1 | 0 | DSM_EE |  | 502.2 |  | 0 | 20.3288 | 20.3288 | 0 | -1 | 0 | 0 | 0 | 92 | 93 | 0.010616 | 40.4795 | 0 | 0 | 20.3288 | 40.4795 |  | 1/1/2022 | 12/31/2099 |  | 0 | 0 | 2027 |  |  |  | 0 | 0 | Real 2021 ¦ 5/8/2023 1:03:19 PM | 5292 | 5.4 |  |  | 502.2 | 0 | 0 |  |  |  | 0
REF | ATC | 2027 | 1 | REF Portfolio | Residential - Low/Medium_23-25 | Residential - Low/Medium_23-25 | 1.7207 | 15073.1426 | 1.7207 |  | 0 |  |  |  | 0 |  |  | -1 | 0 | DSM_EE |  | 15073.1426 |  | 0 | 509.4778 | 509.4778 | 0 | -1 | 0 | 0 | 0 | 365 | 8760 | 0.00011416 | 33.8004 | 0 | 0 | 509.4778 | 33.8004 |  | 1/1/2023 | 12/31/2099 |  | 0 | 0 | 2027 |  |  |  | 0 | 0 | Real 2021 ¦ 5/8/2023 1:03:19 PM | 5293 | 15073.1426 |  |  | 15073.1426 | 0 | 0 |  |  |  | 0
REF | ATC | 2027 | 5 | NCR Portfolio | Residential - Low/Medium_23-25 | Residential - Low/Medium_23-25 | 1.7207 | 15073.1426 | 1.7207 |  | 0 |  |  |  | 0 |  |  | -1 | 0 | DSM_EE |  | 15073.1426 |  | 0 | 509.4778 | 509.4778 | 0 | -1 | 0 | 0 | 0 | 365 | 8760 | 0.00011416 | 33.8004 | 0 | 0 | 509.4778 | 33.8004 |  | 1/1/2023 | 12/31/2099 |  | 0 | 0 | 2027 |  |  |  | 0 | 0 | Real 2021 ¦ 5/8/2023 1:03:19 PM | 5294 | 15073.1426 |  |  | 15073.1426 | 0 | 0 |  |  |  | 0
REF | ATC | 2027 | 6 | CC Portfolio | Residential - Low/Medium_23-25 | Residential - Low/Medium_23-25 | 1.7207 | 15073.1426 | 1.7207 |  | 0 |  |  |  | 0 |  |  | -1 | 0 | DSM_EE |  | 15073.1426 |  | 0 | 509.4778 | 509.4778 | 0 | -1 | 0 | 0 | 0 | 365 | 8760 | 0.00011416 | 33.8004 | 0 | 0 | 509.4778 | 33.8004 |  | 1/1/2023 | 12/31/2099 |  | 0 | 0 | 2027 |  |  |  | 0 | 0 | Real 2021 ¦ 5/8/2023 1:03:19 PM | 5295 | 15073.1426 |  |  | 15073.1426 | 0 | 0 |  |  |  | 0
REF | ATC | 2027 | 7 | REF Mitchell Ext | Residential - Low/Medium_23-25 | Residential - Low/Medium_23-25 | 1.7207 | 15073.1426 | 1.7207 |  | 0 |  |  |  | 0 |  |  | -1 | 0 | DSM_EE |  | 15073.1426 |  | 0 | 509.4778 | 509.4778 | 0 | -1 | 0 | 0 | 0 | 365 | 8760 | 0.00011416 | 33.8004 | 0 | 0 | 509.4778 | 33.8004 |  | 1/1/2023 | 12/31/2099 |  | 0 | 0 | 2027 |  |  |  | 0 | 0 | Real 2021 ¦ 5/8/2023 1:03:19 PM | 5296 | 15073.1426 |  |  | 15073.1426 | 0 | 0 |  |  |  | 0
REF | ATC | 2027 | 9 | Preferred Plan | Residential - Low/Medium_23-25 | Residential - Low/Medium_23-25 | 1.7207 | 15073.1426 | 1.7207 |  | 0 |  |  |  | 0 |  |  | -1 | 0 | DSM_EE |  | 15073.1426 |  | 0 | 509.4778 | 509.4778 | 0 | -1 | 0 | 0 | 0 | 365 | 8760 | 0.00011416 | 33.8004 | 0 | 0 | 509.4778 | 33.8004 |  | 1/1/2023 | 12/31/2099 |  | 0 | 0 | 2027 |  |  |  | 0 | 0 | Real 2021 ¦ 5/8/2023 1:03:19 PM | 5297 | 15073.1426 |  |  | 15073.1426 | 0 | 0 |  |  |  | 0
REF | ATC | 2027 | 5 | NCR Portfolio | Residential - High_23-25 | Residential - High_23-25 | 0.69853 | 6119.1309 | 0.69853 |  | 0 |  |  |  | 0 |  |  | -1 | 0 | DSM_EE |  | 6119.1309 |  | 0 | 213.3441 | 213.3441 | 0 | -1 | 0 | 0 | 0 | 365 | 8760 | 0.00011416 | 34.8651 | 0 | 0 | 213.3441 | 34.8651 |  | 1/1/2023 | 12/31/2099 |  | 0 | 0 | 2027 |  |  |  | 0 | 0 | Real 2021 ¦ 5/8/2023 1:03:19 PM | 5298 | 6119.1309 |  |  | 6119.1309 | 0 | 0 |  |  |  | 0
REF | ATC | 2027 | 1 | REF Portfolio | C&I - Low_23-25 | C&I - Low_23-25 | 5.4179 | 47460.6562 | 5.4179 |  | 0 |  |  |  | 0 |  |  | -1 | 0 | DSM_EE |  | 47460.6562 |  | 0 | 1565.4319 | 1565.4319 | 0 | -1 | 0 | 0 | 0 | 365 | 8760 | 0.00011416 | 32.9838 | 0 | 0 | 1565.4319 | 32.9838 |  | 1/1/2023 | 12/31/2099 |  | 0 | 0 | 2027 |  |  |  | 0 | 0 | Real 2021 ¦ 5/8/2023 1:03:19 PM | 5299 | 47460.6562 |  |  | 47460.6562 | 0 | 0 |  |  |  | 0
REF | ATC | 2027 | 2 | REF-HC Portfolio | C&I - Low_23-25 | C&I - Low_23-25 | 5.4179 | 47460.6562 | 5.4179 |  | 0 |  |  |  | 0 |  |  | -1 | 0 | DSM_EE |  | 47460.6562 |  | 0 | 1565.4319 | 1565.4319 | 0 | -1 | 0 | 0 | 0 | 365 | 8760 | 0.00011416 | 32.9838 | 0 | 0 | 1565.4319 | 32.9838 |  | 1/1/2023 | 12/31/2099 |  | 0 | 0 | 2027 |  |  |  | 0 | 0 | Real 2021 ¦ 5/8/2023 1:03:19 PM | 5300 | 47460.6562 |  |  | 47460.6562 | 0 | 0 |  |  |  | 0
REF | ATC | 2027 | 3 | CETA Portfolio | C&I - Low_23-25 | C&I - Low_23-25 | 5.4179 | 47460.6562 | 5.4179 |  | 0 |  |  |  | 0 |  |  | -1 | 0 | DSM_EE |  | 47460.6562 |  | 0 | 1565.4319 | 1565.4319 | 0 | -1 | 0 | 0 | 0 | 365 | 8760 | 0.00011416 | 32.9838 | 0 | 0 | 1565.4319 | 32.9838 |  | 1/1/2023 | 12/31/2099 |  | 0 | 0 | 2027 |  |  |  | 0 | 0 | Real 2021 ¦ 5/8/2023 1:03:19 PM | 5301 | 47460.6562 |  |  | 47460.6562 | 0 | 0 |  |  |  | 0
REF | ATC | 2027 | 5 | NCR Portfolio | C&I - Low_23-25 | C&I - Low_23-25 | 5.4179 | 47460.6562 | 5.4179 |  | 0 |  |  |  | 0 |  |  | -1 | 0 | DSM_EE |  | 47460.6562 |  | 0 | 1565.4319 | 1565.4319 | 0 | -1 | 0 | 0 | 0 | 365 | 8760 | 0.00011416 | 32.9838 | 0 | 0 | 1565.4319 | 32.9838 |  | 1/1/2023 | 12/31/2099 |  | 0 | 0 | 2027 |  |  |  | 0 | 0 | Real 2021 ¦ 5/8/2023 1:03:19 PM | 5302 | 47460.6562 |  |  | 47460.6562 | 0 | 0 |  |  |  | 0
REF | ATC | 2027 | 6 | CC Portfolio | C&I - Low_23-25 | C&I - Low_23-25 | 5.4179 | 47460.6562 | 5.4179 |  | 0 |  |  |  | 0 |  |  | -1 | 0 | DSM_EE |  | 47460.6562 |  | 0 | 1565.4319 | 1565.4319 | 0 | -1 | 0 | 0 | 0 | 365 | 8760 | 0.00011416 | 32.9838 | 0 | 0 | 1565.4319 | 32.9838 |  | 1/1/2023 | 12/31/2099 |  | 0 | 0 | 2027 |  |  |  | 0 | 0 | Real 2021 ¦ 5/8/2023 1:03:19 PM | 5303 | 47460.6562 |  |  | 47460.6562 | 0 | 0 |  |  |  | 0
REF | ATC | 2027 | 7 | REF Mitchell Ext | C&I - Low_23-25 | C&I - Low_23-25 | 5.4179 | 47460.6562 | 5.4179 |  | 0 |  |  |  | 0 |  |  | -1 | 0 | DSM_EE |  | 47460.6562 |  | 0 | 1565.4319 | 1565.4319 | 0 | -1 | 0 | 0 | 0 | 365 | 8760 | 0.00011416 | 32.9838 | 0 | 0 | 1565.4319 | 32.9838 |  | 1/1/2023 | 12/31/2099 |  | 0 | 0 | 2027 |  |  |  | 0 | 0 | Real 2021 ¦ 5/8/2023 1:03:19 PM | 5304 | 47460.6562 |  |  | 47460.6562 | 0 | 0 |  |  |  | 0
REF | ATC | 2027 | 9 | Preferred Plan | C&I - Low_23-25 | C&I - Low_23-25 | 5.4179 | 47460.6562 | 5.4179 |  | 0 |  |  |  | 0 |  |  | -1 | 0 | DSM_EE |  | 47460.6562 |  | 0 | 1565.4319 | 1565.4319 | 0 | -1 | 0 | 0 | 0 | 365 | 8760 | 0.00011416 | 32.9838 | 0 | 0 | 1565.4319 | 32.9838 |  | 1/1/2023 | 12/31/2099 |  | 0 | 0 | 2027 |  |  |  | 0 | 0 | Real 2021 ¦ 5/8/2023 1:03:19 PM | 5305 | 47460.6562 |  |  | 47460.6562 | 0 | 0 |  |  |  | 0
REF | ATC | 2027 | 1 | REF Portfolio | IQW_23-25 | IQW_23-25 | 0.075775 | 663.789 | 0.075775 |  | 0 |  |  |  | 0 |  |  | -1 | 0 | DSM_EE |  | 663.789 |  | 0 | 22.6082 | 22.6082 | 0 | -1 | 0 | 0 | 0 | 365 | 8760 | 0.00011416 | 34.0593 | 0 | 0 | 22.6082 | 34.0593 |  | 1/1/2023 | 12/31/2099 |  | 0 | 0 | 2027 |  |  |  | 0 | 0 | Real 2021 ¦ 5/8/2023 1:03:19 PM | 5306 | 663.789 |  |  | 663.789 | 0 | 0 |  |  |  | 0
REF | ATC | 2027 | 2 | REF-HC Portfolio | IQW_23-25 | IQW_23-25 | 0.075775 | 663.789 | 0.075775 |  | 0 |  |  |  | 0 |  |  | -1 | 0 | DSM_EE |  | 663.789 |  | 0 | 22.6082 | 22.6082 | 0 | -1 | 0 | 0 | 0 | 365 | 8760 | 0.00011416 | 34.0593 | 0 | 0 | 22.6082 | 34.0593 |  | 1/1/2023 | 12/31/2099 |  | 0 | 0 | 2027 |  |  |  | 0 | 0 | Real 2021 ¦ 5/8/2023 1:03:19 PM | 5307 | 663.789 |  |  | 663.789 | 0 | 0 |  |  |  | 0
REF | ATC | 2027 | 3 | CETA Portfolio | IQW_23-25 | IQW_23-25 | 0.075775 | 663.789 | 0.075775 |  | 0 |  |  |  | 0 |  |  | -1 | 0 | DSM_EE |  | 663.789 |  | 0 | 22.6082 | 22.6082 | 0 | -1 | 0 | 0 | 0 | 365 | 8760 | 0.00011416 | 34.0593 | 0 | 0 | 22.6082 | 34.0593 |  | 1/1/2023 | 12/31/2099 |  | 0 | 0 | 2027 |  |  |  | 0 | 0 | Real 2021 ¦ 5/8/2023 1:03:19 PM | 5308 | 663.789 |  |  | 663.789 | 0 | 0 |  |  |  | 0
REF | ATC | 2027 | 4 | ECR Portfolio | IQW_23-25 | IQW_23-25 | 0.075775 | 663.789 | 0.075775 |  | 0 |  |  |  | 0 |  |  | -1 | 0 | DSM_EE |  | 663.789 |  | 0 | 22.6082 | 22.6082 | 0 | -1 | 0 | 0 | 0 | 365 | 8760 | 0.00011416 | 34.0593 | 0 | 0 | 22.6082 | 34.0593 |  | 1/1/2023 | 12/31/2099 |  | 0 | 0 | 2027 |  |  |  | 0 | 0 | Real 2021 ¦ 5/8/2023 1:03:19 PM | 5309 | 663.789 |  |  | 663.789 | 0 | 0 |  |  |  | 0
REF | ATC | 2027 | 5 | NCR Portfolio | IQW_23-25 | IQW_23-25 | 0.075775 | 663.789 | 0.075775 |  | 0 |  |  |  | 0 |  |  | -1 | 0 | DSM_EE |  | 663.789 |  | 0 | 22.6082 | 22.6082 | 0 | -1 | 0 | 0 | 0 | 365 | 8760 | 0.00011416 | 34.0593 | 0 | 0 | 22.6082 | 34.0593 |  | 1/1/2023 | 12/31/2099 |  | 0 | 0 | 2027 |  |  |  | 0 | 0 | Real 2021 ¦ 5/8/2023 1:03:19 PM | 5310 | 663.789 |  |  | 663.789 | 0 | 0 |  |  |  | 0
REF | ATC | 2027 | 6 | CC Portfolio | IQW_23-25 | IQW_23-25 | 0.075775 | 663.789 | 0.075775 |  | 0 |  |  |  | 0 |  |  | -1 | 0 | DSM_EE |  | 663.789 |  | 0 | 22.6082 | 22.6082 | 0 | -1 | 0 | 0 | 0 | 365 | 8760 | 0.00011416 | 34.0593 | 0 | 0 | 22.6082 | 34.0593 |  | 1/1/2023 | 12/31/2099 |  | 0 | 0 | 2027 |  |  |  | 0 | 0 | Real 2021 ¦ 5/8/2023 1:03:19 PM | 5311 | 663.789 |  |  | 663.789 | 0 | 0 |  |  |  | 0
REF | ATC | 2027 | 7 | REF Mitchell Ext | IQW_23-25 | IQW_23-25 | 0.075775 | 663.789 | 0.075775 |  | 0 |  |  |  | 0 |  |  | -1 | 0 | DSM_EE |  | 663.789 |  | 0 | 22.6082 | 22.6082 | 0 | -1 | 0 | 0 | 0 | 365 | 8760 | 0.00011416 | 34.0593 | 0 | 0 | 22.6082 | 34.0593 |  | 1/1/2023 | 12/31/2099 |  | 0 | 0 | 2027 |  |  |  | 0 | 0 | Real 2021 ¦ 5/8/2023 1:03:19 PM | 5312 | 663.789 |  |  | 663.789 | 0 | 0 |  |  |  | 0
REF | ATC | 2027 | 8 | REF No Wind Portfolio | IQW_23-25 | IQW_23-25 | 0.075775 | 663.789 | 0.075775 |  | 0 |  |  |  | 0 |  |  | -1 | 0 | DSM_EE |  | 663.789 |  | 0 | 22.6082 | 22.6082 | 0 | -1 | 0 | 0 | 0 | 365 | 8760 | 0.00011416 | 34.0593 | 0 | 0 | 22.6082 | 34.0593 |  | 1/1/2023 | 12/31/2099 |  | 0 | 0 | 2027 |  |  |  | 0 | 0 | Real 2021 ¦ 5/8/2023 1:03:19 PM | 5313 | 663.789 |  |  | 663.789 | 0 | 0 |  |  |  | 0
REF | ATC | 2027 | 9 | Preferred Plan | IQW_23-25 | IQW_23-25 | 0.075775 | 663.789 | 0.075775 |  | 0 |  |  |  | 0 |  |  | -1 | 0 | DSM_EE |  | 663.789 |  | 0 | 22.6082 | 22.6082 | 0 | -1 | 0 | 0 | 0 | 365 | 8760 | 0.00011416 | 34.0593 | 0 | 0 | 22.6082 | 34.0593 |  | 1/1/2023 | 12/31/2099 |  | 0 | 0 | 2027 |  |  |  | 0 | 0 | Real 2021 ¦ 5/8/2023 1:03:19 PM | 5314 | 663.789 |  |  | 663.789 | 0 | 0 |  |  |  | 0
REF | ATC | 2027 | 1 | REF Portfolio | Residential - Low/Medium_26-30 | Residential - Low/Medium_26-30 | 2.4601 | 21550.3262 | 2.4601 |  | 0 |  |  |  | 2711.7935 |  |  | -1 | 0 | DSM_EE |  | 21550.3262 |  | 0 | 730.6155 | 730.6155 | 0 | -1 | 0 | 0 | 0 | 365 | 8760 | 0.00011416 | 33.9028 | 0 | 0 | 730.6155 | 33.9028 |  | 1/1/2026 | 12/31/2099 |  | 0 | 0 | 2027 |  |  |  | 0 | 0 | Real 2021 ¦ 5/8/2023 1:03:19 PM | 5315 | 21550.3262 |  |  | 21550.3262 | 0 | 0 |  |  |  | 0
REF | ATC | 2027 | 3 | CETA Portfolio | Residential - Low/Medium_26-30 | Residential - Low/Medium_26-30 | 2.4601 | 21550.3262 | 2.4601 |  | 0 |  |  |  | 2711.7935 |  |  | -1 | 0 | DSM_EE |  | 21550.3262 |  | 0 | 730.6155 | 730.6155 | 0 | -1 | 0 | 0 | 0 | 365 | 8760 | 0.00011416 | 33.9028 | 0 | 0 | 730.6155 | 33.9028 |  | 1/1/2026 | 12/31/2099 |  | 0 | 0 | 2027 |  |  |  | 0 | 0 | Real 2021 ¦ 5/8/2023 1:03:19 PM | 5316 | 21550.3262 |  |  | 21550.3262 | 0 | 0 |  |  |  | 0
REF | ATC | 2027 | 5 | NCR Portfolio | Residential - Low/Medium_26-30 | Residential - Low/Medium_26-30 | 2.4601 | 21550.3262 | 2.4601 |  | 0 |  |  |  | 2711.7935 |  |  | -1 | 0 | DSM_EE |  | 21550.3262 |  | 0 | 730.6155 | 730.6155 | 0 | -1 | 0 | 0 | 0 | 365 | 8760 | 0.00011416 | 33.9028 | 0 | 0 | 730.6155 | 33.9028 |  | 1/1/2026 | 12/31/2099 |  | 0 | 0 | 2027 |  |  |  | 0 | 0 | Real 2021 ¦ 5/8/2023 1:03:19 PM | 5317 | 21550.3262 |  |  | 21550.3262 | 0 | 0 |  |  |  | 0
REF | ATC | 2027 | 6 | CC Portfolio | Residential - Low/Medium_26-30 | Residential - Low/Medium_26-30 | 2.4601 | 21550.3262 | 2.4601 |  | 0 |  |  |  | 2711.7935 |  |  | -1 | 0 | DSM_EE |  | 21550.3262 |  | 0 | 730.6155 | 730.6155 | 0 | -1 | 0 | 0 | 0 | 365 | 8760 | 0.00011416 | 33.9028 | 0 | 0 | 730.6155 | 33.9028 |  | 1/1/2026 | 12/31/2099 |  | 0 | 0 | 2027 |  |  |  | 0 | 0 | Real 2021 ¦ 5/8/2023 1:03:19 PM | 5318 | 21550.3262 |  |  | 21550.3262 | 0 | 0 |  |  |  | 0
REF | ATC | 2027 | 7 | REF Mitchell Ext | Residential - Low/Medium_26-30 | Residential - Low/Medium_26-30 | 2.4601 | 21550.3262 | 2.4601 |  | 0 |  |  |  | 2711.7935 |  |  | -1 | 0 | DSM_EE |  | 21550.3262 |  | 0 | 730.6155 | 730.6155 | 0 | -1 | 0 | 0 | 0 | 365 | 8760 | 0.00011416 | 33.9028 | 0 | 0 | 730.6155 | 33.9028 |  | 1/1/2026 | 12/31/2099 |  | 0 | 0 | 2027 |  |  |  | 0 | 0 | Real 2021 ¦ 5/8/2023 1:03:19 PM | 5319 | 21550.3262 |  |  | 21550.3262 | 0 | 0 |  |  |  | 0
REF | ATC | 2027 | 9 | Preferred Plan | Residential - Low/Medium_26-30 | Residential - Low/Medium_26-30 | 2.4601 | 21550.3262 | 2.4601 |  | 0 |  |  |  | 2711.7935 |  |  | -1 | 0 | DSM_EE |  | 21550.3262 |  | 0 | 730.6155 | 730.6155 | 0 | -1 | 0 | 0 | 0 | 365 | 8760 | 0.00011416 | 33.9028 | 0 | 0 | 730.6155 | 33.9028 |  | 1/1/2026 | 12/31/2099 |  | 0 | 0 | 2027 |  |  |  | 0 | 0 | Real 2021 ¦ 5/8/2023 1:03:19 PM | 5320 | 21550.3262 |  |  | 21550.3262 | 0 | 0 |  |  |  | 0
REF | ATC | 2027 | 5 | NCR Portfolio | Residential - High_26-30 | Residential - High_26-30 | 0.82997 | 7270.5239 | 0.82997 |  | 0 |  |  |  | 4297.8979 |  |  | -1 | 0 | DSM_EE |  | 7270.5239 |  | 0 | 254.9329 | 254.9329 | 0 | -1 | 0 | 0 | 0 | 365 | 8760 | 0.00011416 | 35.0639 | 0 | 0 | 254.9329 | 35.0639 |  | 1/1/2026 | 12/31/2099 |  | 0 | 0 | 2027 |  |  |  | 0 | 0 | Real 2021 ¦ 5/8/2023 1:03:19 PM | 5321 | 7270.5239 |  |  | 7270.5239 | 0 | 0 |  |  |  | 0
REF | ATC | 2027 | 6 | CC Portfolio | Residential - High_26-30 | Residential - High_26-30 | 0.82997 | 7270.5239 | 0.82997 |  | 0 |  |  |  | 4297.8979 |  |  | -1 | 0 | DSM_EE |  | 7270.5239 |  | 0 | 254.9329 | 254.9329 | 0 | -1 | 0 | 0 | 0 | 365 | 8760 | 0.00011416 | 35.0639 | 0 | 0 | 254.9329 | 35.0639 |  | 1/1/2026 | 12/31/2099 |  | 0 | 0 | 2027 |  |  |  | 0 | 0 | Real 2021 ¦ 5/8/2023 1:03:19 PM | 5322 | 7270.5239 |  |  | 7270.5239 | 0 | 0 |  |  |  | 0
REF | ATC | 2027 | 9 | Preferred Plan | Residential - High_26-30 | Residential - High_26-30 | 0.82997 | 7270.5239 | 0.82997 |  | 0 |  |  |  | 4297.8979 |  |  | -1 | 0 | DSM_EE |  | 7270.5239 |  | 0 | 254.9329 | 254.9329 | 0 | -1 | 0 | 0 | 0 | 365 | 8760 | 0.00011416 | 35.0639 | 0 | 0 | 254.9329 | 35.0639 |  | 1/1/2026 | 12/31/2099 |  | 0 | 0 | 2027 |  |  |  | 0 | 0 | Real 2021 ¦ 5/8/2023 1:03:19 PM | 5323 | 7270.5239 |  |  | 7270.5239 | 0 | 0 |  |  |  | 0
REF | ATC | 2027 | 2 | REF-HC Portfolio | Residential - Behavior_26-30 | Residential - Behavior_26-30 | 1.0772 | 9436.2588 | 1.0772 |  | 0 |  |  |  | 583.8385 |  |  | -1 | 0 | DSM_EE |  | 9436.2588 |  | 0 | 324.2545 | 324.2545 | 0 | -1 | 0 | 0 | 0 | 365 | 8760 | 0.00011416 | 34.3626 | 0 | 0 | 324.2545 | 34.3626 |  | 1/1/2026 | 12/31/2099 |  | 0 | 0 | 2027 |  |  |  | 0 | 0 | Real 2021 ¦ 5/8/2023 1:03:19 PM | 5324 | 9436.2588 |  |  | 9436.2588 | 0 | 0 |  |  |  | 0
REF | ATC | 2027 | 5 | NCR Portfolio | Residential - Behavior_26-30 | Residential - Behavior_26-30 | 1.0772 | 9436.2588 | 1.0772 |  | 0 |  |  |  | 583.8385 |  |  | -1 | 0 | DSM_EE |  | 9436.2588 |  | 0 | 324.2545 | 324.2545 | 0 | -1 | 0 | 0 | 0 | 365 | 8760 | 0.00011416 | 34.3626 | 0 | 0 | 324.2545 | 34.3626 |  | 1/1/2026 | 12/31/2099 |  | 0 | 0 | 2027 |  |  |  | 0 | 0 | Real 2021 ¦ 5/8/2023 1:03:19 PM | 5325 | 9436.2588 |  |  | 9436.2588 | 0 | 0 |  |  |  | 0
REF | ATC | 2027 | 6 | CC Portfolio | Residential - Behavior_26-30 | Residential - Behavior_26-30 | 1.0772 | 9436.2588 | 1.0772 |  | 0 |  |  |  | 583.8385 |  |  | -1 | 0 | DSM_EE |  | 9436.2588 |  | 0 | 324.2545 | 324.2545 | 0 | -1 | 0 | 0 | 0 | 365 | 8760 | 0.00011416 | 34.3626 | 0 | 0 | 324.2545 | 34.3626 |  | 1/1/2026 | 12/31/2099 |  | 0 | 0 | 2027 |  |  |  | 0 | 0 | Real 2021 ¦ 5/8/2023 1:03:19 PM | 5326 | 9436.2588 |  |  | 9436.2588 | 0 | 0 |  |  |  | 0
REF | ATC | 2027 | 8 | REF No Wind Portfolio | Residential - Behavior_26-30 | Residential - Behavior_26-30 | 1.0772 | 9436.2588 | 1.0772 |  | 0 |  |  |  | 583.8385 |  |  | -1 | 0 | DSM_EE |  | 9436.2588 |  | 0 | 324.2545 | 324.2545 | 0 | -1 | 0 | 0 | 0 | 365 | 8760 | 0.00011416 | 34.3626 | 0 | 0 | 324.2545 | 34.3626 |  | 1/1/2026 | 12/31/2099 |  | 0 | 0 | 2027 |  |  |  | 0 | 0 | Real 2021 ¦ 5/8/2023 1:03:19 PM | 5327 | 9436.2588 |  |  | 9436.2588 | 0 | 0 |  |  |  | 0
REF | ATC | 2027 | 9 | Preferred Plan | Residential - Behavior_26-30 | Residential - Behavior_26-30 | 1.0772 | 9436.2588 | 1.0772 |  | 0 |  |  |  | 583.8385 |  |  | -1 | 0 | DSM_EE |  | 9436.2588 |  | 0 | 324.2545 | 324.2545 | 0 | -1 | 0 | 0 | 0 | 365 | 8760 | 0.00011416 | 34.3626 | 0 | 0 | 324.2545 | 34.3626 |  | 1/1/2026 | 12/31/2099 |  | 0 | 0 | 2027 |  |  |  | 0 | 0 | Real 2021 ¦ 5/8/2023 1:03:19 PM | 5328 | 9436.2588 |  |  | 9436.2588 | 0 | 0 |  |  |  | 0
REF | ATC | 2027 | 1 | REF Portfolio | C&I - Low_26-30 | C&I - Low_26-30 | 7.3737 | 64593.8633 | 7.3737 |  | 0 |  |  |  | 5962.8086 |  |  | -1 | 0 | DSM_EE |  | 64593.8633 |  | 0 | 2141.6333 | 2141.6333 | 0 | -1 | 0 | 0 | 0 | 365 | 8760 | 0.00011416 | 33.1554 | 0 | 0 | 2141.6333 | 33.1554 |  | 1/1/2026 | 12/31/2099 |  | 0 | 0 | 2027 |  |  |  | 0 | 0 | Real 2021 ¦ 5/8/2023 1:03:19 PM | 5329 | 64593.8633 |  |  | 64593.8633 | 0 | 0 |  |  |  | 0
REF | ATC | 2027 | 2 | REF-HC Portfolio | C&I - Low_26-30 | C&I - Low_26-30 | 7.3737 | 64593.8633 | 7.3737 |  | 0 |  |  |  | 5962.8086 |  |  | -1 | 0 | DSM_EE |  | 64593.8633 |  | 0 | 2141.6333 | 2141.6333 | 0 | -1 | 0 | 0 | 0 | 365 | 8760 | 0.00011416 | 33.1554 | 0 | 0 | 2141.6333 | 33.1554 |  | 1/1/2026 | 12/31/2099 |  | 0 | 0 | 2027 |  |  |  | 0 | 0 | Real 2021 ¦ 5/8/2023 1:03:19 PM | 5330 | 64593.8633 |  |  | 64593.8633 | 0 | 0 |  |  |  | 0
REF | ATC | 2027 | 3 | CETA Portfolio | C&I - Low_26-30 | C&I - Low_26-30 | 7.3737 | 64593.8633 | 7.3737 |  | 0 |  |  |  | 5962.8086 |  |  | -1 | 0 | DSM_EE |  | 64593.8633 |  | 0 | 2141.6333 | 2141.6333 | 0 | -1 | 0 | 0 | 0 | 365 | 8760 | 0.00011416 | 33.1554 | 0 | 0 | 2141.6333 | 33.1554 |  | 1/1/2026 | 12/31/2099 |  | 0 | 0 | 2027 |  |  |  | 0 | 0 | Real 2021 ¦ 5/8/2023 1:03:19 PM | 5331 | 64593.8633 |  |  | 64593.8633 | 0 | 0 |  |  |  | 0
REF | ATC | 2027 | 4 | ECR Portfolio | C&I - Low_26-30 | C&I - Low_26-30 | 7.3737 | 64593.8633 | 7.3737 |  | 0 |  |  |  | 5962.8086 |  |  | -1 | 0 | DSM_EE |  | 64593.8633 |  | 0 | 2141.6333 | 2141.6333 | 0 | -1 | 0 | 0 | 0 | 365 | 8760 | 0.00011416 | 33.1554 | 0 | 0 | 2141.6333 | 33.1554 |  | 1/1/2026 | 12/31/2099 |  | 0 | 0 | 2027 |  |  |  | 0 | 0 | Real 2021 ¦ 5/8/2023 1:03:19 PM | 5332 | 64593.8633 |  |  | 64593.8633 | 0 | 0 |  |  |  | 0
REF | ATC | 2027 | 5 | NCR Portfolio | C&I - Low_26-30 | C&I - Low_26-30 | 7.3737 | 64593.8633 | 7.3737 |  | 0 |  |  |  | 5962.8086 |  |  | -1 | 0 | DSM_EE |  | 64593.8633 |  | 0 | 2141.6333 | 2141.6333 | 0 | -1 | 0 | 0 | 0 | 365 | 8760 | 0.00011416 | 33.1554 | 0 | 0 | 2141.6333 | 33.1554 |  | 1/1/2026 | 12/31/2099 |  | 0 | 0 | 2027 |  |  |  | 0 | 0 | Real 2021 ¦ 5/8/2023 1:03:19 PM | 5333 | 64593.8633 |  |  | 64593.8633 | 0 | 0 |  |  |  | 0
REF | ATC | 2027 | 6 | CC Portfolio | C&I - Low_26-30 | C&I - Low_26-30 | 7.3737 | 64593.8633 | 7.3737 |  | 0 |  |  |  | 5962.8086 |  |  | -1 | 0 | DSM_EE |  | 64593.8633 |  | 0 | 2141.6333 | 2141.6333 | 0 | -1 | 0 | 0 | 0 | 365 | 8760 | 0.00011416 | 33.1554 | 0 | 0 | 2141.6333 | 33.1554 |  | 1/1/2026 | 12/31/2099 |  | 0 | 0 | 2027 |  |  |  | 0 | 0 | Real 2021 ¦ 5/8/2023 1:03:19 PM | 5334 | 64593.8633 |  |  | 64593.8633 | 0 | 0 |  |  |  | 0
REF | ATC | 2027 | 7 | REF Mitchell Ext | C&I - Low_26-30 | C&I - Low_26-30 | 7.3737 | 64593.8633 | 7.3737 |  | 0 |  |  |  | 5962.8086 |  |  | -1 | 0 | DSM_EE |  | 64593.8633 |  | 0 | 2141.6333 | 2141.6333 | 0 | -1 | 0 | 0 | 0 | 365 | 8760 | 0.00011416 | 33.1554 | 0 | 0 | 2141.6333 | 33.1554 |  | 1/1/2026 | 12/31/2099 |  | 0 | 0 | 2027 |  |  |  | 0 | 0 | Real 2021 ¦ 5/8/2023 1:03:19 PM | 5335 | 64593.8633 |  |  | 64593.8633 | 0 | 0 |  |  |  | 0
REF | ATC | 2027 | 8 | REF No Wind Portfolio | C&I - Low_26-30 | C&I - Low_26-30 | 7.3737 | 64593.8633 | 7.3737 |  | 0 |  |  |  | 5962.8086 |  |  | -1 | 0 | DSM_EE |  | 64593.8633 |  | 0 | 2141.6333 | 2141.6333 | 0 | -1 | 0 | 0 | 0 | 365 | 8760 | 0.00011416 | 33.1554 | 0 | 0 | 2141.6333 | 33.1554 |  | 1/1/2026 | 12/31/2099 |  | 0 | 0 | 2027 |  |  |  | 0 | 0 | Real 2021 ¦ 5/8/2023 1:03:19 PM | 5336 | 64593.8633 |  |  | 64593.8633 | 0 | 0 |  |  |  | 0
REF | ATC | 2027 | 9 | Preferred Plan | C&I - Low_26-30 | C&I - Low_26-30 | 7.3737 | 64593.8633 | 7.3737 |  | 0 |  |  |  | 5962.8086 |  |  | -1 | 0 | DSM_EE |  | 64593.8633 |  | 0 | 2141.6333 | 2141.6333 | 0 | -1 | 0 | 0 | 0 | 365 | 8760 | 0.00011416 | 33.1554 | 0 | 0 | 2141.6333 | 33.1554 |  | 1/1/2026 | 12/31/2099 |  | 0 | 0 | 2027 |  |  |  | 0 | 0 | Real 2021 ¦ 5/8/2023 1:03:19 PM | 5337 | 64593.8633 |  |  | 64593.8633 | 0 | 0 |  |  |  | 0
REF | ATC | 2027 | 5 | NCR Portfolio | C&I - High_26-30 | C&I - High_26-30 | 0.46397 | 4064.397 | 0.46397 |  | 0 |  |  |  | 595.5671 |  |  | -1 | 0 | DSM_EE |  | 4064.397 |  | 0 | 135.439 | 135.439 | 0 | -1 | 0 | 0 | 0 | 365 | 8760 | 0.00011416 | 33.3233 | 0 | 0 | 135.439 | 33.3233 |  | 1/1/2026 | 12/31/2099 |  | 0 | 0 | 2027 |  |  |  | 0 | 0 | Real 2021 ¦ 5/8/2023 1:03:19 PM | 5338 | 4064.397 |  |  | 4064.397 | 0 | 0 |  |  |  | 0
REF | ATC | 2027 | 1 | REF Portfolio | IQW_26-30 | IQW_26-30 | 0.10435 | 914.146 | 0.10435 |  | 0 |  |  |  | 744.4869 |  |  | -1 | 0 | DSM_EE |  | 914.146 |  | 0 | 31.327 | 31.327 | 0 | -1 | 0 | 0 | 0 | 365 | 8760 | 0.00011416 | 34.2692 | 0 | 0 | 31.327 | 34.2692 |  | 1/1/2026 | 12/31/2099 |  | 0 | 0 | 2027 |  |  |  | 0 | 0 | Real 2021 ¦ 5/8/2023 1:03:19 PM | 5339 | 914.146 |  |  | 914.146 | 0 | 0 |  |  |  | 0
REF | ATC | 2027 | 2 | REF-HC Portfolio | IQW_26-30 | IQW_26-30 | 0.10435 | 914.146 | 0.10435 |  | 0 |  |  |  | 744.4869 |  |  | -1 | 0 | DSM_EE |  | 914.146 |  | 0 | 31.327 | 31.327 | 0 | -1 | 0 | 0 | 0 | 365 | 8760 | 0.00011416 | 34.2692 | 0 | 0 | 31.327 | 34.2692 |  | 1/1/2026 | 12/31/2099 |  | 0 | 0 | 2027 |  |  |  | 0 | 0 | Real 2021 ¦ 5/8/2023 1:03:19 PM | 5340 | 914.146 |  |  | 914.146 | 0 | 0 |  |  |  | 0
REF | ATC | 2027 | 3 | CETA Portfolio | IQW_26-30 | IQW_26-30 | 0.10435 | 914.146 | 0.10435 |  | 0 |  |  |  | 744.4869 |  |  | -1 | 0 | DSM_EE |  | 914.146 |  | 0 | 31.327 | 31.327 | 0 | -1 | 0 | 0 | 0 | 365 | 8760 | 0.00011416 | 34.2692 | 0 | 0 | 31.327 | 34.2692 |  | 1/1/2026 | 12/31/2099 |  | 0 | 0 | 2027 |  |  |  | 0 | 0 | Real 2021 ¦ 5/8/2023 1:03:19 PM | 5341 | 914.146 |  |  | 914.146 | 0 | 0 |  |  |  | 0
REF | ATC | 2027 | 4 | ECR Portfolio | IQW_26-30 | IQW_26-30 | 0.10435 | 914.146 | 0.10435 |  | 0 |  |  |  | 744.4869 |  |  | -1 | 0 | DSM_EE |  | 914.146 |  | 0 | 31.327 | 31.327 | 0 | -1 | 0 | 0 | 0 | 365 | 8760 | 0.00011416 | 34.2692 | 0 | 0 | 31.327 | 34.2692 |  | 1/1/2026 | 12/31/2099 |  | 0 | 0 | 2027 |  |  |  | 0 | 0 | Real 2021 ¦ 5/8/2023 1:03:19 PM | 5342 | 914.146 |  |  | 914.146 | 0 | 0 |  |  |  | 0
REF | ATC | 2027 | 5 | NCR Portfolio | IQW_26-30 | IQW_26-30 | 0.10435 | 914.146 | 0.10435 |  | 0 |  |  |  | 744.4869 |  |  | -1 | 0 | DSM_EE |  | 914.146 |  | 0 | 31.327 | 31.327 | 0 | -1 | 0 | 0 | 0 | 365 | 8760 | 0.00011416 | 34.2692 | 0 | 0 | 31.327 | 34.2692 |  | 1/1/2026 | 12/31/2099 |  | 0 | 0 | 2027 |  |  |  | 0 | 0 | Real 2021 ¦ 5/8/2023 1:03:19 PM | 5343 | 914.146 |  |  | 914.146 | 0 | 0 |  |  |  | 0
REF | ATC | 2027 | 6 | CC Portfolio | IQW_26-30 | IQW_26-30 | 0.10435 | 914.146 | 0.10435 |  | 0 |  |  |  | 744.4869 |  |  | -1 | 0 | DSM_EE |  | 914.146 |  | 0 | 31.327 | 31.327 | 0 | -1 | 0 | 0 | 0 | 365 | 8760 | 0.00011416 | 34.2692 | 0 | 0 | 31.327 | 34.2692 |  | 1/1/2026 | 12/31/2099 |  | 0 | 0 | 2027 |  |  |  | 0 | 0 | Real 2021 ¦ 5/8/2023 1:03:19 PM | 5344 | 914.146 |  |  | 914.146 | 0 | 0 |  |  |  | 0
REF | ATC | 2027 | 7 | REF Mitchell Ext | IQW_26-30 | IQW_26-30 | 0.10435 | 914.146 | 0.10435 |  | 0 |  |  |  | 744.4869 |  |  | -1 | 0 | DSM_EE |  | 914.146 |  | 0 | 31.327 | 31.327 | 0 | -1 | 0 | 0 | 0 | 365 | 8760 | 0.00011416 | 34.2692 | 0 | 0 | 31.327 | 34.2692 |  | 1/1/2026 | 12/31/2099 |  | 0 | 0 | 2027 |  |  |  | 0 | 0 | Real 2021 ¦ 5/8/2023 1:03:19 PM | 5345 | 914.146 |  |  | 914.146 | 0 | 0 |  |  |  | 0
REF | ATC | 2027 | 8 | REF No Wind Portfolio | IQW_26-30 | IQW_26-30 | 0.10435 | 914.146 | 0.10435 |  | 0 |  |  |  | 744.4869 |  |  | -1 | 0 | DSM_EE |  | 914.146 |  | 0 | 31.327 | 31.327 | 0 | -1 | 0 | 0 | 0 | 365 | 8760 | 0.00011416 | 34.2692 | 0 | 0 | 31.327 | 34.2692 |  | 1/1/2026 | 12/31/2099 |  | 0 | 0 | 2027 |  |  |  | 0 | 0 | Real 2021 ¦ 5/8/2023 1:03:19 PM | 5346 | 914.146 |  |  | 914.146 | 0 | 0 |  |  |  | 0
REF | ATC | 2027 | 9 | Preferred Plan | IQW_26-30 | IQW_26-30 | 0.10435 | 914.146 | 0.10435 |  | 0 |  |  |  | 744.4869 |  |  | -1 | 0 | DSM_EE |  | 914.146 |  | 0 | 31.327 | 31.327 | 0 | -1 | 0 | 0 | 0 | 365 | 8760 | 0.00011416 | 34.2692 | 0 | 0 | 31.327 | 34.2692 |  | 1/1/2026 | 12/31/2099 |  | 0 | 0 | 2027 |  |  |  | 0 | 0 | Real 2021 ¦ 5/8/2023 1:03:19 PM | 5347 | 914.146 |  |  | 914.146 | 0 | 0 |  |  |  | 0
REF | ATC | 2027 | 2 | REF-HC Portfolio | Residential - Low/Medium_31-42 | Residential - Low/Medium_31-42 | 0 | 0 | 0 |  | 0 |  |  |  | 0 |  |  | -1 | 0 | DSM_EE |  | 0 |  | 0 | 0 | 0 | 0 | -1 | 0 | 0 | 0 | 0 | 0 |  |  | 0 |  | 0 |  |  | 1/1/2031 | 12/31/2099 |  | 0 | 0 | 2027 |  |  |  | 0 | 0 | Real 2021 ¦ 5/8/2023 1:03:19 PM | 5348 | 0 |  |  | 0 | 0 | 0 |  |  |  | 0
REF | ATC | 2027 | 4 | ECR Portfolio | Residential - Low/Medium_31-42 | Residential - Low/Medium_31-42 | 0 | 0 | 0 |  | 0 |  |  |  | 0 |  |  | -1 | 0 | DSM_EE |  | 0 |  | 0 | 0 | 0 | 0 | -1 | 0 | 0 | 0 | 0 | 0 |  |  | 0 |  | 0 |  |  | 1/1/2031 | 12/31/2099 |  | 0 | 0 | 2027 |  |  |  | 0 | 0 | Real 2021 ¦ 5/8/2023 1:03:19 PM | 5349 | 0 |  |  | 0 | 0 | 0 |  |  |  | 0
REF | ATC | 2027 | 6 | CC Portfolio | Residential - Low/Medium_31-42 | Residential - Low/Medium_31-42 | 0 | 0 | 0 |  | 0 |  |  |  | 0 |  |  | -1 | 0 | DSM_EE |  | 0 |  | 0 | 0 | 0 | 0 | -1 | 0 | 0 | 0 | 0 | 0 |  |  | 0 |  | 0 |  |  | 1/1/2031 | 12/31/2099 |  | 0 | 0 | 2027 |  |  |  | 0 | 0 | Real 2021 ¦ 5/8/2023 1:03:19 PM | 5350 | 0 |  |  | 0 | 0 | 0 |  |  |  | 0
REF | ATC | 2027 | 8 | REF No Wind Portfolio | Residential - Low/Medium_31-42 | Residential - Low/Medium_31-42 | 0 | 0 | 0 |  | 0 |  |  |  | 0 |  |  | -1 | 0 | DSM_EE |  | 0 |  | 0 | 0 | 0 | 0 | -1 | 0 | 0 | 0 | 0 | 0 |  |  | 0 |  | 0 |  |  | 1/1/2031 | 12/31/2099 |  | 0 | 0 | 2027 |  |  |  | 0 | 0 | Real 2021 ¦ 5/8/2023 1:03:19 PM | 5351 | 0 |  |  | 0 | 0 | 0 |  |  |  | 0
REF | ATC | 2027 | 9 | Preferred Plan | Residential - Low/Medium_31-42 | Residential - Low/Medium_31-42 | 0 | 0 | 0 |  | 0 |  |  |  | 0 |  |  | -1 | 0 | DSM_EE |  | 0 |  | 0 | 0 | 0 | 0 | -1 | 0 | 0 | 0 | 0 | 0 |  |  | 0 |  | 0 |  |  | 1/1/2031 | 12/31/2099 |  | 0 | 0 | 2027 |  |  |  | 0 | 0 | Real 2021 ¦ 5/8/2023 1:03:19 PM | 5352 | 0 |  |  | 0 | 0 | 0 |  |  |  | 0
REF | ATC | 2027 | 1 | REF Portfolio | C&I - Low_31-42 | C&I - Low_31-42 | 0 | 0 | 0 |  | 0 |  |  |  | 0 |  |  | -1 | 0 | DSM_EE |  | 0 |  | 0 | 0 | 0 | 0 | -1 | 0 | 0 | 0 | 0 | 0 |  |  | 0 |  | 0 |  |  | 1/1/2031 | 12/31/2099 |  | 0 | 0 | 2027 |  |  |  | 0 | 0 | Real 2021 ¦ 5/8/2023 1:03:19 PM | 5353 | 0 |  |  | 0 | 0 | 0 |  |  |  | 0
REF | ATC | 2027 | 3 | CETA Portfolio | C&I - Low_31-42 | C&I - Low_31-42 | 0 | 0 | 0 |  | 0 |  |  |  | 0 |  |  | -1 | 0 | DSM_EE |  | 0 |  | 0 | 0 | 0 | 0 | -1 | 0 | 0 | 0 | 0 | 0 |  |  | 0 |  | 0 |  |  | 1/1/2031 | 12/31/2099 |  | 0 | 0 | 2027 |  |  |  | 0 | 0 | Real 2021 ¦ 5/8/2023 1:03:19 PM | 5354 | 0 |  |  | 0 | 0 | 0 |  |  |  | 0
REF | ATC | 2027 | 4 | ECR Portfolio | C&I - Low_31-42 | C&I - Low_31-42 | 0 | 0 | 0 |  | 0 |  |  |  | 0 |  |  | -1 | 0 | DSM_EE |  | 0 |  | 0 | 0 | 0 | 0 | -1 | 0 | 0 | 0 | 0 | 0 |  |  | 0 |  | 0 |  |  | 1/1/2031 | 12/31/2099 |  | 0 | 0 | 2027 |  |  |  | 0 | 0 | Real 2021 ¦ 5/8/2023 1:03:19 PM | 5355 | 0 |  |  | 0 | 0 | 0 |  |  |  | 0
REF | ATC | 2027 | 6 | CC Portfolio | C&I - Low_31-42 | C&I - Low_31-42 | 0 | 0 | 0 |  | 0 |  |  |  | 0 |  |  | -1 | 0 | DSM_EE |  | 0 |  | 0 | 0 | 0 | 0 | -1 | 0 | 0 | 0 | 0 | 0 |  |  | 0 |  | 0 |  |  | 1/1/2031 | 12/31/2099 |  | 0 | 0 | 2027 |  |  |  | 0 | 0 | Real 2021 ¦ 5/8/2023 1:03:19 PM | 5356 | 0 |  |  | 0 | 0 | 0 |  |  |  | 0
REF | ATC | 2027 | 7 | REF Mitchell Ext | C&I - Low_31-42 | C&I - Low_31-42 | 0 | 0 | 0 |  | 0 |  |  |  | 0 |  |  | -1 | 0 | DSM_EE |  | 0 |  | 0 | 0 | 0 | 0 | -1 | 0 | 0 | 0 | 0 | 0 |  |  | 0 |  | 0 |  |  | 1/1/2031 | 12/31/2099 |  | 0 | 0 | 2027 |  |  |  | 0 | 0 | Real 2021 ¦ 5/8/2023 1:03:19 PM | 5357 | 0 |  |  | 0 | 0 | 0 |  |  |  | 0
REF | ATC | 2027 | 8 | REF No Wind Portfolio | C&I - Low_31-42 | C&I - Low_31-42 | 0 | 0 | 0 |  | 0 |  |  |  | 0 |  |  | -1 | 0 | DSM_EE |  | 0 |  | 0 | 0 | 0 | 0 | -1 | 0 | 0 | 0 | 0 | 0 |  |  | 0 |  | 0 |  |  | 1/1/2031 | 12/31/2099 |  | 0 | 0 | 2027 |  |  |  | 0 | 0 | Real 2021 ¦ 5/8/2023 1:03:19 PM | 5358 | 0 |  |  | 0 | 0 | 0 |  |  |  | 0
REF | ATC | 2027 | 9 | Preferred Plan | C&I - Low_31-42 | C&I - Low_31-42 | 0 | 0 | 0 |  | 0 |  |  |  | 0 |  |  | -1 | 0 | DSM_EE |  | 0 |  | 0 | 0 | 0 | 0 | -1 | 0 | 0 | 0 | 0 | 0 |  |  | 0 |  | 0 |  |  | 1/1/2031 | 12/31/2099 |  | 0 | 0 | 2027 |  |  |  | 0 | 0 | Real 2021 ¦ 5/8/2023 1:03:19 PM | 5359 | 0 |  |  | 0 | 0 | 0 |  |  |  | 0
REF | ATC | 2027 | 1 | REF Portfolio | IQW_31-42 | IQW_31-42 | 0 | 0 | 0 |  | 0 |  |  |  | 0 |  |  | -1 | 0 | DSM_EE |  | 0 |  | 0 | 0 | 0 | 0 | -1 | 0 | 0 | 0 | 0 | 0 |  |  | 0 |  | 0 |  |  | 1/1/2031 | 12/31/2099 |  | 0 | 0 | 2027 |  |  |  | 0 | 0 | Real 2021 ¦ 5/8/2023 1:03:19 PM | 5360 | 0 |  |  | 0 | 0 | 0 |  |  |  | 0
REF | ATC | 2027 | 2 | REF-HC Portfolio | IQW_31-42 | IQW_31-42 | 0 | 0 | 0 |  | 0 |  |  |  | 0 |  |  | -1 | 0 | DSM_EE |  | 0 |  | 0 | 0 | 0 | 0 | -1 | 0 | 0 | 0 | 0 | 0 |  |  | 0 |  | 0 |  |  | 1/1/2031 | 12/31/2099 |  | 0 | 0 | 2027 |  |  |  | 0 | 0 | Real 2021 ¦ 5/8/2023 1:03:19 PM | 5361 | 0 |  |  | 0 | 0 | 0 |  |  |  | 0
REF | ATC | 2027 | 3 | CETA Portfolio | IQW_31-42 | IQW_31-42 | 0 | 0 | 0 |  | 0 |  |  |  | 0 |  |  | -1 | 0 | DSM_EE |  | 0 |  | 0 | 0 | 0 | 0 | -1 | 0 | 0 | 0 | 0 | 0 |  |  | 0 |  | 0 |  |  | 1/1/2031 | 12/31/2099 |  | 0 | 0 | 2027 |  |  |  | 0 | 0 | Real 2021 ¦ 5/8/2023 1:03:19 PM | 5362 | 0 |  |  | 0 | 0 | 0 |  |  |  | 0
REF | ATC | 2027 | 4 | ECR Portfolio | IQW_31-42 | IQW_31-42 | 0 | 0 | 0 |  | 0 |  |  |  | 0 |  |  | -1 | 0 | DSM_EE |  | 0 |  | 0 | 0 | 0 | 0 | -1 | 0 | 0 | 0 | 0 | 0 |  |  | 0 |  | 0 |  |  | 1/1/2031 | 12/31/2099 |  | 0 | 0 | 2027 |  |  |  | 0 | 0 | Real 2021 ¦ 5/8/2023 1:03:19 PM | 5363 | 0 |  |  | 0 | 0 | 0 |  |  |  | 0
REF | ATC | 2027 | 5 | NCR Portfolio | IQW_31-42 | IQW_31-42 | 0 | 0 | 0 |  | 0 |  |  |  | 0 |  |  | -1 | 0 | DSM_EE |  | 0 |  | 0 | 0 | 0 | 0 | -1 | 0 | 0 | 0 | 0 | 0 |  |  | 0 |  | 0 |  |  | 1/1/2031 | 12/31/2099 |  | 0 | 0 | 2027 |  |  |  | 0 | 0 | Real 2021 ¦ 5/8/2023 1:03:19 PM | 5364 | 0 |  |  | 0 | 0 | 0 |  |  |  | 0
REF | ATC | 2027 | 6 | CC Portfolio | IQW_31-42 | IQW_31-42 | 0 | 0 | 0 |  | 0 |  |  |  | 0 |  |  | -1 | 0 | DSM_EE |  | 0 |  | 0 | 0 | 0 | 0 | -1 | 0 | 0 | 0 | 0 | 0 |  |  | 0 |  | 0 |  |  | 1/1/2031 | 12/31/2099 |  | 0 | 0 | 2027 |  |  |  | 0 | 0 | Real 2021 ¦ 5/8/2023 1:03:19 PM | 5365 | 0 |  |  | 0 | 0 | 0 |  |  |  | 0
REF | ATC | 2027 | 7 | REF Mitchell Ext | IQW_31-42 | IQW_31-42 | 0 | 0 | 0 |  | 0 |  |  |  | 0 |  |  | -1 | 0 | DSM_EE |  | 0 |  | 0 | 0 | 0 | 0 | -1 | 0 | 0 | 0 | 0 | 0 |  |  | 0 |  | 0 |  |  | 1/1/2031 | 12/31/2099 |  | 0 | 0 | 2027 |  |  |  | 0 | 0 | Real 2021 ¦ 5/8/2023 1:03:19 PM | 5366 | 0 |  |  | 0 | 0 | 0 |  |  |  | 0
REF | ATC | 2027 | 8 | REF No Wind Portfolio | IQW_31-42 | IQW_31-42 | 0 | 0 | 0 |  | 0 |  |  |  | 0 |  |  | -1 | 0 | DSM_EE |  | 0 |  | 0 | 0 | 0 | 0 | -1 | 0 | 0 | 0 | 0 | 0 |  |  | 0 |  | 0 |  |  | 1/1/2031 | 12/31/2099 |  | 0 | 0 | 2027 |  |  |  | 0 | 0 | Real 2021 ¦ 5/8/2023 1:03:19 PM | 5367 | 0 |  |  | 0 | 0 | 0 |  |  |  | 0
REF | ATC | 2027 | 9 | Preferred Plan | IQW_31-42 | IQW_31-42 | 0 | 0 | 0 |  | 0 |  |  |  | 0 |  |  | -1 | 0 | DSM_EE |  | 0 |  | 0 | 0 | 0 | 0 | -1 | 0 | 0 | 0 | 0 | 0 |  |  | 0 |  | 0 |  |  | 1/1/2031 | 12/31/2099 |  | 0 | 0 | 2027 |  |  |  | 0 | 0 | Real 2021 ¦ 5/8/2023 1:03:19 PM | 5368 | 0 |  |  | 0 | 0 | 0 |  |  |  | 0
REF | ATC | 2027 | 1 | REF Portfolio | Area 1001 Gas CT 2029 | Area 1001 Gas CT 2029 | 0 | 0 | 0 |  | 0 |  |  |  | 0 |  |  | -1 | 0 | TCO |  | 0 |  | 0 | 0 | 0 | 0 | -1 | 0 | 0 | 0 | 0 | 0 |  |  | 0 |  | 0 |  |  | 1/1/2029 | 12/31/2099 |  | 0 | 0 | 2027 |  |  |  | 0 | 0 | Real 2021 ¦ 5/8/2023 1:03:19 PM | 5369 | 0 |  |  | 0 | 0 | 0 |  |  |  | 0
REF | ATC | 2027 | 2 | REF-HC Portfolio | Area 1001 Gas CT 2029 | Area 1001 Gas CT 2029 | 0 | 0 | 0 |  | 0 |  |  |  | 0 |  |  | -1 | 0 | TCO |  | 0 |  | 0 | 0 | 0 | 0 | -1 | 0 | 0 | 0 | 0 | 0 |  |  | 0 |  | 0 |  |  | 1/1/2029 | 12/31/2099 |  | 0 | 0 | 2027 |  |  |  | 0 | 0 | Real 2021 ¦ 5/8/2023 1:03:19 PM | 5370 | 0 |  |  | 0 | 0 | 0 |  |  |  | 0
REF | ATC | 2027 | 3 | CETA Portfolio | Area 1001 Gas CT 2029 | Area 1001 Gas CT 2029 | 0 | 0 | 0 |  | 0 |  |  |  | 0 |  |  | -1 | 0 | TCO |  | 0 |  | 0 | 0 | 0 | 0 | -1 | 0 | 0 | 0 | 0 | 0 |  |  | 0 |  | 0 |  |  | 1/1/2029 | 12/31/2099 |  | 0 | 0 | 2027 |  |  |  | 0 | 0 | Real 2021 ¦ 5/8/2023 1:03:19 PM | 5371 | 0 |  |  | 0 | 0 | 0 |  |  |  | 0
REF | ATC | 2027 | 4 | ECR Portfolio | Area 1001 Gas CT 2029 | Area 1001 Gas CT 2029 | 0 | 0 | 0 |  | 0 |  |  |  | 0 |  |  | -1 | 0 | TCO |  | 0 |  | 0 | 0 | 0 | 0 | -1 | 0 | 0 | 0 | 0 | 0 |  |  | 0 |  | 0 |  |  | 1/1/2029 | 12/31/2099 |  | 0 | 0 | 2027 |  |  |  | 0 | 0 | Real 2021 ¦ 5/8/2023 1:03:19 PM | 5372 | 0 |  |  | 0 | 0 | 0 |  |  |  | 0
REF | ATC | 2027 | 5 | NCR Portfolio | Area 1001 Gas CT 2029 | Area 1001 Gas CT 2029 | 0 | 0 | 0 |  | 0 |  |  |  | 0 |  |  | -1 | 0 | TCO |  | 0 |  | 0 | 0 | 0 | 0 | -1 | 0 | 0 | 0 | 0 | 0 |  |  | 0 |  | 0 |  |  | 1/1/2029 | 12/31/2099 |  | 0 | 0 | 2027 |  |  |  | 0 | 0 | Real 2021 ¦ 5/8/2023 1:03:19 PM | 5373 | 0 |  |  | 0 | 0 | 0 |  |  |  | 0
REF | ATC | 2027 | 7 | REF Mitchell Ext | Area 1001 Gas CT 2029 | Area 1001 Gas CT 2029 | 0 | 0 | 0 |  | 0 |  |  |  | 0 |  |  | -1 | 0 | TCO |  | 0 |  | 0 | 0 | 0 | 0 | -1 | 0 | 0 | 0 | 0 | 0 |  |  | 0 |  | 0 |  |  | 1/1/2029 | 12/31/2099 |  | 0 | 0 | 2027 |  |  |  | 0 | 0 | Real 2021 ¦ 5/8/2023 1:03:19 PM | 5374 | 0 |  |  | 0 | 0 | 0 |  |  |  | 0
REF | ATC | 2027 | 8 | REF No Wind Portfolio | Area 1001 Gas CT 2029 | Area 1001 Gas CT 2029 | 0 | 0 | 0 |  | 0 |  |  |  | 0 |  |  | -1 | 0 | TCO |  | 0 |  | 0 | 0 | 0 | 0 | -1 | 0 | 0 | 0 | 0 | 0 |  |  | 0 |  | 0 |  |  | 1/1/2029 | 12/31/2099 |  | 0 | 0 | 2027 |  |  |  | 0 | 0 | Real 2021 ¦ 5/8/2023 1:03:19 PM | 5375 | 0 |  |  | 0 | 0 | 0 |  |  |  | 0
REF | ATC | 2027 | 9 | Preferred Plan | Area 1001 Gas CT 2029 | Area 1001 Gas CT 2029 | 0 | 0 | 0 |  | 0 |  |  |  | 0 |  |  | -1 | 0 | TCO |  | 0 |  | 0 | 0 | 0 | 0 | -1 | 0 | 0 | 0 | 0 | 0 |  |  | 0 |  | 0 |  |  | 1/1/2029 | 12/31/2099 |  | 0 | 0 | 2027 |  |  |  | 0 | 0 | Real 2021 ¦ 5/8/2023 1:03:19 PM | 5376 | 0 |  |  | 0 | 0 | 0 |  |  |  | 0
REF | ATC | 2027 | 8 | REF No Wind Portfolio | Area 1001 Solar 2026 | Area 1001 Solar 2026 | 22.8336 | 100 | 22.8336 |  | 0 |  |  |  | 15077.127 |  |  | -1 | 0 | Solar |  | 200022.6875 |  | 0 | 6569.063 | 6569.063 | 0 | -1 | 0 | 0 | 0 | 365 | 4383 | 0.22834 | 32.8416 | -6826.7925 | -34.1301 | 13395.8555 | 66.9717 |  | 1/1/2026 | 12/31/2099 |  | 0 | 0 | 2027 |  |  |  | 0 | 0 | Real 2021 ¦ 5/8/2023 1:03:19 PM | 5377 | 100 |  |  | 200022.6875 | 0 | 0 |  |  |  | 0
REF | ATC | 2027 | 1 | REF Portfolio | Area 1001 Solar 2027 | Area 1001 Solar 2027 | 34.2505 | 150 | 34.2505 |  | 0 |  |  |  | 21831.2832 |  |  | -1 | 0 | Solar |  | 300034.0312 |  | 0 | 9853.5947 | 9853.5947 | 0 | -1 | 0 | 0 | 0 | 365 | 4383 | 0.22834 | 32.8416 | -10240.1885 | -34.1301 | 20093.7832 | 66.9717 |  | 1/1/2027 | 12/31/2099 |  | 0 | 0 | 2027 |  |  |  | 0 | 0 | Real 2021 ¦ 5/8/2023 1:03:19 PM | 5378 | 150 |  |  | 300034.0312 | 0 | 0 |  |  |  | 0
REF | ATC | 2027 | 2 | REF-HC Portfolio | Area 1001 Solar 2027 | Area 1001 Solar 2027 | 22.8336 | 100 | 22.8336 |  | 0 |  |  |  | 14554.1885 |  |  | -1 | 0 | Solar |  | 200022.6875 |  | 0 | 6569.063 | 6569.063 | 0 | -1 | 0 | 0 | 0 | 365 | 4383 | 0.22834 | 32.8416 | -6826.7925 | -34.1301 | 13395.8555 | 66.9717 |  | 1/1/2027 | 12/31/2099 |  | 0 | 0 | 2027 |  |  |  | 0 | 0 | Real 2021 ¦ 5/8/2023 1:03:19 PM | 5379 | 100 |  |  | 200022.6875 | 0 | 0 |  |  |  | 0
REF | ATC | 2027 | 3 | CETA Portfolio | Area 1001 Solar 2027 | Area 1001 Solar 2027 | 34.2505 | 150 | 34.2505 |  | 0 |  |  |  | 21831.2832 |  |  | -1 | 0 | Solar |  | 300034.0312 |  | 0 | 9853.5947 | 9853.5947 | 0 | -1 | 0 | 0 | 0 | 365 | 4383 | 0.22834 | 32.8416 | -10240.1885 | -34.1301 | 20093.7832 | 66.9717 |  | 1/1/2027 | 12/31/2099 |  | 0 | 0 | 2027 |  |  |  | 0 | 0 | Real 2021 ¦ 5/8/2023 1:03:19 PM | 5380 | 150 |  |  | 300034.0312 | 0 | 0 |  |  |  | 0
REF | ATC | 2027 | 5 | NCR Portfolio | Area 1001 Solar 2027 | Area 1001 Solar 2027 | 11.4168 | 50 | 11.4168 |  | 0 |  |  |  | 7277.0942 |  |  | -1 | 0 | Solar |  | 100011.3438 |  | 0 | 3284.5315 | 3284.5315 | 0 | -1 | 0 | 0 | 0 | 365 | 4383 | 0.22834 | 32.8416 | -3413.3962 | -34.1301 | 6697.9277 | 66.9717 |  | 1/1/2027 | 12/31/2099 |  | 0 | 0 | 2027 |  |  |  | 0 | 0 | Real 2021 ¦ 5/8/2023 1:03:19 PM | 5381 | 50 |  |  | 100011.3438 | 0 | 0 |  |  |  | 0
REF | ATC | 2027 | 6 | CC Portfolio | Area 1001 Solar 2027 | Area 1001 Solar 2027 | 34.2505 | 150 | 34.2505 |  | 0 |  |  |  | 21831.2832 |  |  | -1 | 0 | Solar |  | 300034.0312 |  | 0 | 9853.5947 | 9853.5947 | 0 | -1 | 0 | 0 | 0 | 365 | 4383 | 0.22834 | 32.8416 | -10240.1885 | -34.1301 | 20093.7832 | 66.9717 |  | 1/1/2027 | 12/31/2099 |  | 0 | 0 | 2027 |  |  |  | 0 | 0 | Real 2021 ¦ 5/8/2023 1:03:19 PM | 5382 | 150 |  |  | 300034.0312 | 0 | 0 |  |  |  | 0
REF | ATC | 2027 | 7 | REF Mitchell Ext | Area 1001 Solar 2027 | Area 1001 Solar 2027 | 34.2505 | 150 | 34.2505 |  | 0 |  |  |  | 21831.2832 |  |  | -1 | 0 | Solar |  | 300034.0312 |  | 0 | 9853.5947 | 9853.5947 | 0 | -1 | 0 | 0 | 0 | 365 | 4383 | 0.22834 | 32.8416 | -10240.1885 | -34.1301 | 20093.7832 | 66.9717 |  | 1/1/2027 | 12/31/2099 |  | 0 | 0 | 2027 |  |  |  | 0 | 0 | Real 2021 ¦ 5/8/2023 1:03:19 PM | 5383 | 150 |  |  | 300034.0312 | 0 | 0 |  |  |  | 0
REF | ATC | 2027 | 8 | REF No Wind Portfolio | Area 1001 Solar 2027 | Area 1001 Solar 2027 | 34.2505 | 150 | 34.2505 |  | 0 |  |  |  | 21831.2832 |  |  | -1 | 0 | Solar |  | 300034.0312 |  | 0 | 9853.5947 | 9853.5947 | 0 | -1 | 0 | 0 | 0 | 365 | 4383 | 0.22834 | 32.8416 | -10240.1885 | -34.1301 | 20093.7832 | 66.9717 |  | 1/1/2027 | 12/31/2099 |  | 0 | 0 | 2027 |  |  |  | 0 | 0 | Real 2021 ¦ 5/8/2023 1:03:19 PM | 5384 | 150 |  |  | 300034.0312 | 0 | 0 |  |  |  | 0
REF | ATC | 2027 | 9 | Preferred Plan | Area 1001 Solar 2027 | Area 1001 Solar 2027 | 34.2505 | 150 | 34.2505 |  | 0 |  |  |  | 21831.2832 |  |  | -1 | 0 | Solar |  | 300034.0312 |  | 0 | 9853.5947 | 9853.5947 | 0 | -1 | 0 | 0 | 0 | 365 | 4383 | 0.22834 | 32.8416 | -10240.1885 | -34.1301 | 20093.7832 | 66.9717 |  | 1/1/2027 | 12/31/2099 |  | 0 | 0 | 2027 |  |  |  | 0 | 0 | Real 2021 ¦ 5/8/2023 1:03:19 PM | 5385 | 150 |  |  | 300034.0312 | 0 | 0 |  |  |  | 0
REF | ATC | 2027 | 1 | REF Portfolio | Area 1001 Solar 2028 | Area 1001 Solar 2028 | 0 | 0 | 0 |  | 0 |  |  |  | 0 |  |  | -1 | 0 | Solar |  | 0 |  | 0 | 0 | 0 | 0 | -1 | 0 | 0 | 0 | 0 | 0 |  |  | 0 |  | 0 |  |  | 1/1/2028 | 12/31/2099 |  | 0 | 0 | 2027 |  |  |  | 0 | 0 | Real 2021 ¦ 5/8/2023 1:03:19 PM | 5386 | 0 |  |  | 0 | 0 | 0 |  |  |  | 0
REF | ATC | 2027 | 2 | REF-HC Portfolio | Area 1001 Solar 2028 | Area 1001 Solar 2028 | 0 | 0 | 0 |  | 0 |  |  |  | 0 |  |  | -1 | 0 | Solar |  | 0 |  | 0 | 0 | 0 | 0 | -1 | 0 | 0 | 0 | 0 | 0 |  |  | 0 |  | 0 |  |  | 1/1/2028 | 12/31/2099 |  | 0 | 0 | 2027 |  |  |  | 0 | 0 | Real 2021 ¦ 5/8/2023 1:03:19 PM | 5387 | 0 |  |  | 0 | 0 | 0 |  |  |  | 0
REF | ATC | 2027 | 3 | CETA Portfolio | Area 1001 Solar 2028 | Area 1001 Solar 2028 | 0 | 0 | 0 |  | 0 |  |  |  | 0 |  |  | -1 | 0 | Solar |  | 0 |  | 0 | 0 | 0 | 0 | -1 | 0 | 0 | 0 | 0 | 0 |  |  | 0 |  | 0 |  |  | 1/1/2028 | 12/31/2099 |  | 0 | 0 | 2027 |  |  |  | 0 | 0 | Real 2021 ¦ 5/8/2023 1:03:19 PM | 5388 | 0 |  |  | 0 | 0 | 0 |  |  |  | 0
REF | ATC | 2027 | 4 | ECR Portfolio | Area 1001 Solar 2028 | Area 1001 Solar 2028 | 0 | 0 | 0 |  | 0 |  |  |  | 0 |  |  | -1 | 0 | Solar |  | 0 |  | 0 | 0 | 0 | 0 | -1 | 0 | 0 | 0 | 0 | 0 |  |  | 0 |  | 0 |  |  | 1/1/2028 | 12/31/2099 |  | 0 | 0 | 2027 |  |  |  | 0 | 0 | Real 2021 ¦ 5/8/2023 1:03:19 PM | 5389 | 0 |  |  | 0 | 0 | 0 |  |  |  | 0
REF | ATC | 2027 | 5 | NCR Portfolio | Area 1001 Solar 2028 | Area 1001 Solar 2028 | 0 | 0 | 0 |  | 0 |  |  |  | 0 |  |  | -1 | 0 | Solar |  | 0 |  | 0 | 0 | 0 | 0 | -1 | 0 | 0 | 0 | 0 | 0 |  |  | 0 |  | 0 |  |  | 1/1/2028 | 12/31/2099 |  | 0 | 0 | 2027 |  |  |  | 0 | 0 | Real 2021 ¦ 5/8/2023 1:03:19 PM | 5390 | 0 |  |  | 0 | 0 | 0 |  |  |  | 0
REF | ATC | 2027 | 6 | CC Portfolio | Area 1001 Solar 2028 | Area 1001 Solar 2028 | 0 | 0 | 0 |  | 0 |  |  |  | 0 |  |  | -1 | 0 | Solar |  | 0 |  | 0 | 0 | 0 | 0 | -1 | 0 | 0 | 0 | 0 | 0 |  |  | 0 |  | 0 |  |  | 1/1/2028 | 12/31/2099 |  | 0 | 0 | 2027 |  |  |  | 0 | 0 | Real 2021 ¦ 5/8/2023 1:03:19 PM | 5391 | 0 |  |  | 0 | 0 | 0 |  |  |  | 0
REF | ATC | 2027 | 7 | REF Mitchell Ext | Area 1001 Solar 2028 | Area 1001 Solar 2028 | 0 | 0 | 0 |  | 0 |  |  |  | 0 |  |  | -1 | 0 | Solar |  | 0 |  | 0 | 0 | 0 | 0 | -1 | 0 | 0 | 0 | 0 | 0 |  |  | 0 |  | 0 |  |  | 1/1/2028 | 12/31/2099 |  | 0 | 0 | 2027 |  |  |  | 0 | 0 | Real 2021 ¦ 5/8/2023 1:03:19 PM | 5392 | 0 |  |  | 0 | 0 | 0 |  |  |  | 0
REF | ATC | 2027 | 8 | REF No Wind Portfolio | Area 1001 Solar 2028 | Area 1001 Solar 2028 | 0 | 0 | 0 |  | 0 |  |  |  | 0 |  |  | -1 | 0 | Solar |  | 0 |  | 0 | 0 | 0 | 0 | -1 | 0 | 0 | 0 | 0 | 0 |  |  | 0 |  | 0 |  |  | 1/1/2028 | 12/31/2099 |  | 0 | 0 | 2027 |  |  |  | 0 | 0 | Real 2021 ¦ 5/8/2023 1:03:19 PM | 5393 | 0 |  |  | 0 | 0 | 0 |  |  |  | 0
REF | ATC | 2027 | 9 | Preferred Plan | Area 1001 Solar 2028 | Area 1001 Solar 2028 | 0 | 0 | 0 |  | 0 |  |  |  | 0 |  |  | -1 | 0 | Solar |  | 0 |  | 0 | 0 | 0 | 0 | -1 | 0 | 0 | 0 | 0 | 0 |  |  | 0 |  | 0 |  |  | 1/1/2028 | 12/31/2099 |  | 0 | 0 | 2027 |  |  |  | 0 | 0 | Real 2021 ¦ 5/8/2023 1:03:19 PM | 5394 | 0 |  |  | 0 | 0 | 0 |  |  |  | 0
REF | ATC | 2027 | 1 | REF Portfolio | Area 1001 Solar 2029 | Area 1001 Solar 2029 | 0 | 0 | 0 |  | 0 |  |  |  | 0 |  |  | -1 | 0 | Solar |  | 0 |  | 0 | 0 | 0 | 0 | -1 | 0 | 0 | 0 | 0 | 0 |  |  | 0 |  | 0 |  |  | 1/1/2029 | 12/31/2099 |  | 0 | 0 | 2027 |  |  |  | 0 | 0 | Real 2021 ¦ 5/8/2023 1:03:19 PM | 5395 | 0 |  |  | 0 | 0 | 0 |  |  |  | 0
REF | ATC | 2027 | 3 | CETA Portfolio | Area 1001 Solar 2029 | Area 1001 Solar 2029 | 0 | 0 | 0 |  | 0 |  |  |  | 0 |  |  | -1 | 0 | Solar |  | 0 |  | 0 | 0 | 0 | 0 | -1 | 0 | 0 | 0 | 0 | 0 |  |  | 0 |  | 0 |  |  | 1/1/2029 | 12/31/2099 |  | 0 | 0 | 2027 |  |  |  | 0 | 0 | Real 2021 ¦ 5/8/2023 1:03:19 PM | 5396 | 0 |  |  | 0 | 0 | 0 |  |  |  | 0
REF | ATC | 2027 | 4 | ECR Portfolio | Area 1001 Solar 2029 | Area 1001 Solar 2029 | 0 | 0 | 0 |  | 0 |  |  |  | 0 |  |  | -1 | 0 | Solar |  | 0 |  | 0 | 0 | 0 | 0 | -1 | 0 | 0 | 0 | 0 | 0 |  |  | 0 |  | 0 |  |  | 1/1/2029 | 12/31/2099 |  | 0 | 0 | 2027 |  |  |  | 0 | 0 | Real 2021 ¦ 5/8/2023 1:03:19 PM | 5397 | 0 |  |  | 0 | 0 | 0 |  |  |  | 0
REF | ATC | 2027 | 6 | CC Portfolio | Area 1001 Solar 2029 | Area 1001 Solar 2029 | 0 | 0 | 0 |  | 0 |  |  |  | 0 |  |  | -1 | 0 | Solar |  | 0 |  | 0 | 0 | 0 | 0 | -1 | 0 | 0 | 0 | 0 | 0 |  |  | 0 |  | 0 |  |  | 1/1/2029 | 12/31/2099 |  | 0 | 0 | 2027 |  |  |  | 0 | 0 | Real 2021 ¦ 5/8/2023 1:03:19 PM | 5398 | 0 |  |  | 0 | 0 | 0 |  |  |  | 0
REF | ATC | 2027 | 7 | REF Mitchell Ext | Area 1001 Solar 2029 | Area 1001 Solar 2029 | 0 | 0 | 0 |  | 0 |  |  |  | 0 |  |  | -1 | 0 | Solar |  | 0 |  | 0 | 0 | 0 | 0 | -1 | 0 | 0 | 0 | 0 | 0 |  |  | 0 |  | 0 |  |  | 1/1/2029 | 12/31/2099 |  | 0 | 0 | 2027 |  |  |  | 0 | 0 | Real 2021 ¦ 5/8/2023 1:03:19 PM | 5399 | 0 |  |  | 0 | 0 | 0 |  |  |  | 0
REF | ATC | 2027 | 8 | REF No Wind Portfolio | Area 1001 Solar 2029 | Area 1001 Solar 2029 | 0 | 0 | 0 |  | 0 |  |  |  | 0 |  |  | -1 | 0 | Solar |  | 0 |  | 0 | 0 | 0 | 0 | -1 | 0 | 0 | 0 | 0 | 0 |  |  | 0 |  | 0 |  |  | 1/1/2029 | 12/31/2099 |  | 0 | 0 | 2027 |  |  |  | 0 | 0 | Real 2021 ¦ 5/8/2023 1:03:19 PM | 5400 | 0 |  |  | 0 | 0 | 0 |  |  |  | 0
REF | ATC | 2027 | 9 | Preferred Plan | Area 1001 Solar 2029 | Area 1001 Solar 2029 | 0 | 0 | 0 |  | 0 |  |  |  | 0 |  |  | -1 | 0 | Solar |  | 0 |  | 0 | 0 | 0 | 0 | -1 | 0 | 0 | 0 | 0 | 0 |  |  | 0 |  | 0 |  |  | 1/1/2029 | 12/31/2099 |  | 0 | 0 | 2027 |  |  |  | 0 | 0 | Real 2021 ¦ 5/8/2023 1:03:19 PM | 5401 | 0 |  |  | 0 | 0 | 0 |  |  |  | 0
REF | ATC | 2027 | 3 | CETA Portfolio | Area 1001 Solar 2030 | Area 1001 Solar 2030 | 0 | 0 | 0 |  | 0 |  |  |  | 0 |  |  | -1 | 0 | Solar |  | 0 |  | 0 | 0 | 0 | 0 | -1 | 0 | 0 | 0 | 0 | 0 |  |  | 0 |  | 0 |  |  | 1/1/2030 | 12/31/2099 |  | 0 | 0 | 2027 |  |  |  | 0 | 0 | Real 2021 ¦ 5/8/2023 1:03:19 PM | 5402 | 0 |  |  | 0 | 0 | 0 |  |  |  | 0
REF | ATC | 2027 | 8 | REF No Wind Portfolio | Area 1001 Solar 2030 | Area 1001 Solar 2030 | 0 | 0 | 0 |  | 0 |  |  |  | 0 |  |  | -1 | 0 | Solar |  | 0 |  | 0 | 0 | 0 | 0 | -1 | 0 | 0 | 0 | 0 | 0 |  |  | 0 |  | 0 |  |  | 1/1/2030 | 12/31/2099 |  | 0 | 0 | 2027 |  |  |  | 0 | 0 | Real 2021 ¦ 5/8/2023 1:03:19 PM | 5403 | 0 |  |  | 0 | 0 | 0 |  |  |  | 0
REF | ATC | 2027 | 4 | ECR Portfolio | Area 1001 Solar 2031 | Area 1001 Solar 2031 | 0 | 0 | 0 |  | 0 |  |  |  | 0 |  |  | -1 | 0 | Solar |  | 0 |  | 0 | 0 | 0 | 0 | -1 | 0 | 0 | 0 | 0 | 0 |  |  | 0 |  | 0 |  |  | 1/1/2031 | 12/31/2099 |  | 0 | 0 | 2027 |  |  |  | 0 | 0 | Real 2021 ¦ 5/8/2023 1:03:19 PM | 5404 | 0 |  |  | 0 | 0 | 0 |  |  |  | 0
REF | ATC | 2027 | 8 | REF No Wind Portfolio | Area 1001 Solar 2031 | Area 1001 Solar 2031 | 0 | 0 | 0 |  | 0 |  |  |  | 0 |  |  | -1 | 0 | Solar |  | 0 |  | 0 | 0 | 0 | 0 | -1 | 0 | 0 | 0 | 0 | 0 |  |  | 0 |  | 0 |  |  | 1/1/2031 | 12/31/2099 |  | 0 | 0 | 2027 |  |  |  | 0 | 0 | Real 2021 ¦ 5/8/2023 1:03:19 PM | 5405 | 0 |  |  | 0 | 0 | 0 |  |  |  | 0
REF | ATC | 2027 | 3 | CETA Portfolio | Area 1001 Solar 2032 | Area 1001 Solar 2032 | 0 | 0 | 0 |  | 0 |  |  |  | 0 |  |  | -1 | 0 | Solar |  | 0 |  | 0 | 0 | 0 | 0 | -1 | 0 | 0 | 0 | 0 | 0 |  |  | 0 |  | 0 |  |  | 1/1/2032 | 12/31/2099 |  | 0 | 0 | 2027 |  |  |  | 0 | 0 | Real 2021 ¦ 5/8/2023 1:03:19 PM | 5406 | 0 |  |  | 0 | 0 | 0 |  |  |  | 0
REF | ATC | 2027 | 4 | ECR Portfolio | Area 1001 Solar 2032 | Area 1001 Solar 2032 | 0 | 0 | 0 |  | 0 |  |  |  | 0 |  |  | -1 | 0 | Solar |  | 0 |  | 0 | 0 | 0 | 0 | -1 | 0 | 0 | 0 | 0 | 0 |  |  | 0 |  | 0 |  |  | 1/1/2032 | 12/31/2099 |  | 0 | 0 | 2027 |  |  |  | 0 | 0 | Real 2021 ¦ 5/8/2023 1:03:19 PM | 5407 | 0 |  |  | 0 | 0 | 0 |  |  |  | 0
REF | ATC | 2027 | 8 | REF No Wind Portfolio | Area 1001 Solar 2032 | Area 1001 Solar 2032 | 0 | 0 | 0 |  | 0 |  |  |  | 0 |  |  | -1 | 0 | Solar |  | 0 |  | 0 | 0 | 0 | 0 | -1 | 0 | 0 | 0 | 0 | 0 |  |  | 0 |  | 0 |  |  | 1/1/2032 | 12/31/2099 |  | 0 | 0 | 2027 |  |  |  | 0 | 0 | Real 2021 ¦ 5/8/2023 1:03:19 PM | 5408 | 0 |  |  | 0 | 0 | 0 |  |  |  | 0
REF | ATC | 2027 | 8 | REF No Wind Portfolio | Area 1001 Solar 2035 | Area 1001 Solar 2035 | 0 | 0 | 0 |  | 0 |  |  |  | 0 |  |  | -1 | 0 | Solar |  | 0 |  | 0 | 0 | 0 | 0 | -1 | 0 | 0 | 0 | 0 | 0 |  |  | 0 |  | 0 |  |  | 1/1/2035 | 12/31/2099 |  | 0 | 0 | 2027 |  |  |  | 0 | 0 | Real 2021 ¦ 5/8/2023 1:03:19 PM | 5409 | 0 |  |  | 0 | 0 | 0 |  |  |  | 0
REF | ATC | 2027 | 4 | ECR Portfolio | Area 1001 Solar 2036 | Area 1001 Solar 2036 | 0 | 0 | 0 |  | 0 |  |  |  | 0 |  |  | -1 | 0 | Solar |  | 0 |  | 0 | 0 | 0 | 0 | -1 | 0 | 0 | 0 | 0 | 0 |  |  | 0 |  | 0 |  |  | 1/1/2036 | 12/31/2099 |  | 0 | 0 | 2027 |  |  |  | 0 | 0 | Real 2021 ¦ 5/8/2023 1:03:19 PM | 5410 | 0 |  |  | 0 | 0 | 0 |  |  |  | 0
REF | ATC | 2027 | 1 | REF Portfolio | Area 1001 Solar 2037 | Area 1001 Solar 2037 | 0 | 0 | 0 |  | 0 |  |  |  | 0 |  |  | -1 | 0 | Solar |  | 0 |  | 0 | 0 | 0 | 0 | -1 | 0 | 0 | 0 | 0 | 0 |  |  | 0 |  | 0 |  |  | 1/1/2037 | 12/31/2099 |  | 0 | 0 | 2027 |  |  |  | 0 | 0 | Real 2021 ¦ 5/8/2023 1:03:19 PM | 5411 | 0 |  |  | 0 | 0 | 0 |  |  |  | 0
REF | ATC | 2027 | 3 | CETA Portfolio | Area 1001 Solar 2037 | Area 1001 Solar 2037 | 0 | 0 | 0 |  | 0 |  |  |  | 0 |  |  | -1 | 0 | Solar |  | 0 |  | 0 | 0 | 0 | 0 | -1 | 0 | 0 | 0 | 0 | 0 |  |  | 0 |  | 0 |  |  | 1/1/2037 | 12/31/2099 |  | 0 | 0 | 2027 |  |  |  | 0 | 0 | Real 2021 ¦ 5/8/2023 1:03:19 PM | 5412 | 0 |  |  | 0 | 0 | 0 |  |  |  | 0
REF | ATC | 2027 | 7 | REF Mitchell Ext | Area 1001 Solar 2037 | Area 1001 Solar 2037 | 0 | 0 | 0 |  | 0 |  |  |  | 0 |  |  | -1 | 0 | Solar |  | 0 |  | 0 | 0 | 0 | 0 | -1 | 0 | 0 | 0 | 0 | 0 |  |  | 0 |  | 0 |  |  | 1/1/2037 | 12/31/2099 |  | 0 | 0 | 2027 |  |  |  | 0 | 0 | Real 2021 ¦ 5/8/2023 1:03:19 PM | 5413 | 0 |  |  | 0 | 0 | 0 |  |  |  | 0
REF | ATC | 2027 | 8 | REF No Wind Portfolio | Area 1001 Solar 2037 | Area 1001 Solar 2037 | 0 | 0 | 0 |  | 0 |  |  |  | 0 |  |  | -1 | 0 | Solar |  | 0 |  | 0 | 0 | 0 | 0 | -1 | 0 | 0 | 0 | 0 | 0 |  |  | 0 |  | 0 |  |  | 1/1/2037 | 12/31/2099 |  | 0 | 0 | 2027 |  |  |  | 0 | 0 | Real 2021 ¦ 5/8/2023 1:03:19 PM | 5414 | 0 |  |  | 0 | 0 | 0 |  |  |  | 0
REF | ATC | 2027 | 1 | REF Portfolio | Area 1001 Wind 2026 | Area 1001 Wind 2026 | 34.9119 | 100 | 34.9119 |  | 0 |  |  |  | 18154.2031 |  |  | -1 | 0 | Wind |  | 305828.6562 |  | 0 | 10045.3936 | 10045.3936 | 0 | -1 | 0 | 0 | 0 | 0 | 8760 | 0.34912 | 32.8465 | -10437.96 | -34.1301 | 20483.3535 | 66.9766 |  | 1/1/2026 | 12/31/2099 |  | 0 | 0 | 2027 |  |  |  | 0 | 0 | Real 2021 ¦ 5/8/2023 1:03:19 PM | 5415 | 100 |  |  | 305828.6562 | 0 | 0 |  |  |  | 0
REF | ATC | 2027 | 2 | REF-HC Portfolio | Area 1001 Wind 2026 | Area 1001 Wind 2026 | 34.9119 | 100 | 34.9119 |  | 0 |  |  |  | 18154.2031 |  |  | -1 | 0 | Wind |  | 305828.6562 |  | 0 | 10045.3936 | 10045.3936 | 0 | -1 | 0 | 0 | 0 | 0 | 8760 | 0.34912 | 32.8465 | -10437.96 | -34.1301 | 20483.3535 | 66.9766 |  | 1/1/2026 | 12/31/2099 |  | 0 | 0 | 2027 |  |  |  | 0 | 0 | Real 2021 ¦ 5/8/2023 1:03:19 PM | 5416 | 100 |  |  | 305828.6562 | 0 | 0 |  |  |  | 0
REF | ATC | 2027 | 3 | CETA Portfolio | Area 1001 Wind 2026 | Area 1001 Wind 2026 | 34.9119 | 100 | 34.9119 |  | 0 |  |  |  | 18154.2031 |  |  | -1 | 0 | Wind |  | 305828.6562 |  | 0 | 10045.3936 | 10045.3936 | 0 | -1 | 0 | 0 | 0 | 0 | 8760 | 0.34912 | 32.8465 | -10437.96 | -34.1301 | 20483.3535 | 66.9766 |  | 1/1/2026 | 12/31/2099 |  | 0 | 0 | 2027 |  |  |  | 0 | 0 | Real 2021 ¦ 5/8/2023 1:03:19 PM | 5417 | 100 |  |  | 305828.6562 | 0 | 0 |  |  |  | 0
REF | ATC | 2027 | 4 | ECR Portfolio | Area 1001 Wind 2026 | Area 1001 Wind 2026 | 34.9119 | 100 | 34.9119 |  | 0 |  |  |  | 18154.2031 |  |  | -1 | 0 | Wind |  | 305828.6562 |  | 0 | 10045.3936 | 10045.3936 | 0 | -1 | 0 | 0 | 0 | 0 | 8760 | 0.34912 | 32.8465 | -10437.96 | -34.1301 | 20483.3535 | 66.9766 |  | 1/1/2026 | 12/31/2099 |  | 0 | 0 | 2027 |  |  |  | 0 | 0 | Real 2021 ¦ 5/8/2023 1:03:19 PM | 5418 | 100 |  |  | 305828.6562 | 0 | 0 |  |  |  | 0
REF | ATC | 2027 | 5 | NCR Portfolio | Area 1001 Wind 2026 | Area 1001 Wind 2026 | 34.9119 | 100 | 34.9119 |  | 0 |  |  |  | 18154.2031 |  |  | -1 | 0 | Wind |  | 305828.6562 |  | 0 | 10045.3936 | 10045.3936 | 0 | -1 | 0 | 0 | 0 | 0 | 8760 | 0.34912 | 32.8465 | -10437.96 | -34.1301 | 20483.3535 | 66.9766 |  | 1/1/2026 | 12/31/2099 |  | 0 | 0 | 2027 |  |  |  | 0 | 0 | Real 2021 ¦ 5/8/2023 1:03:19 PM | 5419 | 100 |  |  | 305828.6562 | 0 | 0 |  |  |  | 0
REF | ATC | 2027 | 6 | CC Portfolio | Area 1001 Wind 2026 | Area 1001 Wind 2026 | 34.9119 | 100 | 34.9119 |  | 0 |  |  |  | 18154.2031 |  |  | -1 | 0 | Wind |  | 305828.6562 |  | 0 | 10045.3936 | 10045.3936 | 0 | -1 | 0 | 0 | 0 | 0 | 8760 | 0.34912 | 32.8465 | -10437.96 | -34.1301 | 20483.3535 | 66.9766 |  | 1/1/2026 | 12/31/2099 |  | 0 | 0 | 2027 |  |  |  | 0 | 0 | Real 2021 ¦ 5/8/2023 1:03:19 PM | 5420 | 100 |  |  | 305828.6562 | 0 | 0 |  |  |  | 0
REF | ATC | 2027 | 7 | REF Mitchell Ext | Area 1001 Wind 2026 | Area 1001 Wind 2026 | 34.9119 | 100 | 34.9119 |  | 0 |  |  |  | 18154.2031 |  |  | -1 | 0 | Wind |  | 305828.6562 |  | 0 | 10045.3936 | 10045.3936 | 0 | -1 | 0 | 0 | 0 | 0 | 8760 | 0.34912 | 32.8465 | -10437.96 | -34.1301 | 20483.3535 | 66.9766 |  | 1/1/2026 | 12/31/2099 |  | 0 | 0 | 2027 |  |  |  | 0 | 0 | Real 2021 ¦ 5/8/2023 1:03:19 PM | 5421 | 100 |  |  | 305828.6562 | 0 | 0 |  |  |  | 0
REF | ATC | 2027 | 9 | Preferred Plan | Area 1001 Wind 2026 | Area 1001 Wind 2026 | 34.9119 | 100 | 34.9119 |  | 0 |  |  |  | 18154.2031 |  |  | -1 | 0 | Wind |  | 305828.6562 |  | 0 | 10045.3936 | 10045.3936 | 0 | -1 | 0 | 0 | 0 | 0 | 8760 | 0.34912 | 32.8465 | -10437.96 | -34.1301 | 20483.3535 | 66.9766 |  | 1/1/2026 | 12/31/2099 |  | 0 | 0 | 2027 |  |  |  | 0 | 0 | Real 2021 ¦ 5/8/2023 1:03:19 PM | 5422 | 100 |  |  | 305828.6562 | 0 | 0 |  |  |  | 0
REF | ATC | 2027 | 1 | REF Portfolio | Area 1001 Wind 2027 | Area 1001 Wind 2027 | 34.9119 | 100 | 34.9119 |  | 0 |  |  |  | 17664.293 |  |  | -1 | 0 | Wind |  | 305828.6562 |  | 0 | 10045.3936 | 10045.3936 | 0 | -1 | 0 | 0 | 0 | 1 | 8760 | 0.34912 | 32.8465 | -10437.96 | -34.1301 | 20483.3535 | 66.9766 |  | 1/1/2027 | 12/31/2099 |  | 0 | 0 | 2027 |  |  |  | 0 | 0 | Real 2021 ¦ 5/8/2023 1:03:19 PM | 5423 | 100 |  |  | 305828.6562 | 0 | 0 |  |  |  | 0
REF | ATC | 2027 | 2 | REF-HC Portfolio | Area 1001 Wind 2027 | Area 1001 Wind 2027 | 34.9119 | 100 | 34.9119 |  | 0 |  |  |  | 17664.293 |  |  | -1 | 0 | Wind |  | 305828.6562 |  | 0 | 10045.3936 | 10045.3936 | 0 | -1 | 0 | 0 | 0 | 1 | 8760 | 0.34912 | 32.8465 | -10437.96 | -34.1301 | 20483.3535 | 66.9766 |  | 1/1/2027 | 12/31/2099 |  | 0 | 0 | 2027 |  |  |  | 0 | 0 | Real 2021 ¦ 5/8/2023 1:03:19 PM | 5424 | 100 |  |  | 305828.6562 | 0 | 0 |  |  |  | 0
REF | ATC | 2027 | 3 | CETA Portfolio | Area 1001 Wind 2027 | Area 1001 Wind 2027 | 34.9119 | 100 | 34.9119 |  | 0 |  |  |  | 17664.293 |  |  | -1 | 0 | Wind |  | 305828.6562 |  | 0 | 10045.3936 | 10045.3936 | 0 | -1 | 0 | 0 | 0 | 1 | 8760 | 0.34912 | 32.8465 | -10437.96 | -34.1301 | 20483.3535 | 66.9766 |  | 1/1/2027 | 12/31/2099 |  | 0 | 0 | 2027 |  |  |  | 0 | 0 | Real 2021 ¦ 5/8/2023 1:03:19 PM | 5425 | 100 |  |  | 305828.6562 | 0 | 0 |  |  |  | 0
REF | ATC | 2027 | 4 | ECR Portfolio | Area 1001 Wind 2027 | Area 1001 Wind 2027 | 34.9119 | 100 | 34.9119 |  | 0 |  |  |  | 17664.293 |  |  | -1 | 0 | Wind |  | 305828.6562 |  | 0 | 10045.3936 | 10045.3936 | 0 | -1 | 0 | 0 | 0 | 1 | 8760 | 0.34912 | 32.8465 | -10437.96 | -34.1301 | 20483.3535 | 66.9766 |  | 1/1/2027 | 12/31/2099 |  | 0 | 0 | 2027 |  |  |  | 0 | 0 | Real 2021 ¦ 5/8/2023 1:03:19 PM | 5426 | 100 |  |  | 305828.6562 | 0 | 0 |  |  |  | 0
REF | ATC | 2027 | 5 | NCR Portfolio | Area 1001 Wind 2027 | Area 1001 Wind 2027 | 34.9119 | 100 | 34.9119 |  | 0 |  |  |  | 17664.293 |  |  | -1 | 0 | Wind |  | 305828.6562 |  | 0 | 10045.3936 | 10045.3936 | 0 | -1 | 0 | 0 | 0 | 1 | 8760 | 0.34912 | 32.8465 | -10437.96 | -34.1301 | 20483.3535 | 66.9766 |  | 1/1/2027 | 12/31/2099 |  | 0 | 0 | 2027 |  |  |  | 0 | 0 | Real 2021 ¦ 5/8/2023 1:03:19 PM | 5427 | 100 |  |  | 305828.6562 | 0 | 0 |  |  |  | 0
REF | ATC | 2027 | 6 | CC Portfolio | Area 1001 Wind 2027 | Area 1001 Wind 2027 | 34.9119 | 100 | 34.9119 |  | 0 |  |  |  | 17664.293 |  |  | -1 | 0 | Wind |  | 305828.6562 |  | 0 | 10045.3936 | 10045.3936 | 0 | -1 | 0 | 0 | 0 | 1 | 8760 | 0.34912 | 32.8465 | -10437.96 | -34.1301 | 20483.3535 | 66.9766 |  | 1/1/2027 | 12/31/2099 |  | 0 | 0 | 2027 |  |  |  | 0 | 0 | Real 2021 ¦ 5/8/2023 1:03:19 PM | 5428 | 100 |  |  | 305828.6562 | 0 | 0 |  |  |  | 0
REF | ATC | 2027 | 7 | REF Mitchell Ext | Area 1001 Wind 2027 | Area 1001 Wind 2027 | 34.9119 | 100 | 34.9119 |  | 0 |  |  |  | 17664.293 |  |  | -1 | 0 | Wind |  | 305828.6562 |  | 0 | 10045.3936 | 10045.3936 | 0 | -1 | 0 | 0 | 0 | 1 | 8760 | 0.34912 | 32.8465 | -10437.96 | -34.1301 | 20483.3535 | 66.9766 |  | 1/1/2027 | 12/31/2099 |  | 0 | 0 | 2027 |  |  |  | 0 | 0 | Real 2021 ¦ 5/8/2023 1:03:19 PM | 5429 | 100 |  |  | 305828.6562 | 0 | 0 |  |  |  | 0
REF | ATC | 2027 | 9 | Preferred Plan | Area 1001 Wind 2027 | Area 1001 Wind 2027 | 34.9119 | 100 | 34.9119 |  | 0 |  |  |  | 17664.293 |  |  | -1 | 0 | Wind |  | 305828.6562 |  | 0 | 10045.3936 | 10045.3936 | 0 | -1 | 0 | 0 | 0 | 1 | 8760 | 0.34912 | 32.8465 | -10437.96 | -34.1301 | 20483.3535 | 66.9766 |  | 1/1/2027 | 12/31/2099 |  | 0 | 0 | 2027 |  |  |  | 0 | 0 | Real 2021 ¦ 5/8/2023 1:03:19 PM | 5430 | 100 |  |  | 305828.6562 | 0 | 0 |  |  |  | 0
REF | ATC | 2027 | 1 | REF Portfolio | Area 1001 Wind 2028 | Area 1001 Wind 2028 | 0 | 0 | 0 |  | 0 |  |  |  | 0 |  |  | -1 | 0 | Wind |  | 0 |  | 0 | 0 | 0 | 0 | -1 | 0 | 0 | 0 | 0 | 0 |  |  | 0 |  | 0 |  |  | 1/1/2028 | 12/31/2099 |  | 0 | 0 | 2027 |  |  |  | 0 | 0 | Real 2021 ¦ 5/8/2023 1:03:19 PM | 5431 | 0 |  |  | 0 | 0 | 0 |  |  |  | 0
REF | ATC | 2027 | 2 | REF-HC Portfolio | Area 1001 Wind 2028 | Area 1001 Wind 2028 | 0 | 0 | 0 |  | 0 |  |  |  | 0 |  |  | -1 | 0 | Wind |  | 0 |  | 0 | 0 | 0 | 0 | -1 | 0 | 0 | 0 | 0 | 0 |  |  | 0 |  | 0 |  |  | 1/1/2028 | 12/31/2099 |  | 0 | 0 | 2027 |  |  |  | 0 | 0 | Real 2021 ¦ 5/8/2023 1:03:19 PM | 5432 | 0 |  |  | 0 | 0 | 0 |  |  |  | 0
REF | ATC | 2027 | 3 | CETA Portfolio | Area 1001 Wind 2028 | Area 1001 Wind 2028 | 0 | 0 | 0 |  | 0 |  |  |  | 0 |  |  | -1 | 0 | Wind |  | 0 |  | 0 | 0 | 0 | 0 | -1 | 0 | 0 | 0 | 0 | 0 |  |  | 0 |  | 0 |  |  | 1/1/2028 | 12/31/2099 |  | 0 | 0 | 2027 |  |  |  | 0 | 0 | Real 2021 ¦ 5/8/2023 1:03:19 PM | 5433 | 0 |  |  | 0 | 0 | 0 |  |  |  | 0
REF | ATC | 2027 | 4 | ECR Portfolio | Area 1001 Wind 2028 | Area 1001 Wind 2028 | 0 | 0 | 0 |  | 0 |  |  |  | 0 |  |  | -1 | 0 | Wind |  | 0 |  | 0 | 0 | 0 | 0 | -1 | 0 | 0 | 0 | 0 | 0 |  |  | 0 |  | 0 |  |  | 1/1/2028 | 12/31/2099 |  | 0 | 0 | 2027 |  |  |  | 0 | 0 | Real 2021 ¦ 5/8/2023 1:03:19 PM | 5434 | 0 |  |  | 0 | 0 | 0 |  |  |  | 0
REF | ATC | 2027 | 5 | NCR Portfolio | Area 1001 Wind 2028 | Area 1001 Wind 2028 | 0 | 0 | 0 |  | 0 |  |  |  | 0 |  |  | -1 | 0 | Wind |  | 0 |  | 0 | 0 | 0 | 0 | -1 | 0 | 0 | 0 | 0 | 0 |  |  | 0 |  | 0 |  |  | 1/1/2028 | 12/31/2099 |  | 0 | 0 | 2027 |  |  |  | 0 | 0 | Real 2021 ¦ 5/8/2023 1:03:19 PM | 5435 | 0 |  |  | 0 | 0 | 0 |  |  |  | 0
REF | ATC | 2027 | 6 | CC Portfolio | Area 1001 Wind 2028 | Area 1001 Wind 2028 | 0 | 0 | 0 |  | 0 |  |  |  | 0 |  |  | -1 | 0 | Wind |  | 0 |  | 0 | 0 | 0 | 0 | -1 | 0 | 0 | 0 | 0 | 0 |  |  | 0 |  | 0 |  |  | 1/1/2028 | 12/31/2099 |  | 0 | 0 | 2027 |  |  |  | 0 | 0 | Real 2021 ¦ 5/8/2023 1:03:19 PM | 5436 | 0 |  |  | 0 | 0 | 0 |  |  |  | 0
REF | ATC | 2027 | 7 | REF Mitchell Ext | Area 1001 Wind 2028 | Area 1001 Wind 2028 | 0 | 0 | 0 |  | 0 |  |  |  | 0 |  |  | -1 | 0 | Wind |  | 0 |  | 0 | 0 | 0 | 0 | -1 | 0 | 0 | 0 | 0 | 0 |  |  | 0 |  | 0 |  |  | 1/1/2028 | 12/31/2099 |  | 0 | 0 | 2027 |  |  |  | 0 | 0 | Real 2021 ¦ 5/8/2023 1:03:19 PM | 5437 | 0 |  |  | 0 | 0 | 0 |  |  |  | 0
REF | ATC | 2027 | 9 | Preferred Plan | Area 1001 Wind 2028 | Area 1001 Wind 2028 | 0 | 0 | 0 |  | 0 |  |  |  | 0 |  |  | -1 | 0 | Wind |  | 0 |  | 0 | 0 | 0 | 0 | -1 | 0 | 0 | 0 | 0 | 0 |  |  | 0 |  | 0 |  |  | 1/1/2028 | 12/31/2099 |  | 0 | 0 | 2027 |  |  |  | 0 | 0 | Real 2021 ¦ 5/8/2023 1:03:19 PM | 5438 | 0 |  |  | 0 | 0 | 0 |  |  |  | 0
REF | ATC | 2027 | 1 | REF Portfolio | Area 1001 Wind 2029 | Area 1001 Wind 2029 | 0 | 0 | 0 |  | 0 |  |  |  | 0 |  |  | -1 | 0 | Wind |  | 0 |  | 0 | 0 | 0 | 0 | -1 | 0 | 0 | 0 | 0 | 0 |  |  | 0 |  | 0 |  |  | 1/1/2029 | 12/31/2099 |  | 0 | 0 | 2027 |  |  |  | 0 | 0 | Real 2021 ¦ 5/8/2023 1:03:19 PM | 5439 | 0 |  |  | 0 | 0 | 0 |  |  |  | 0
REF | ATC | 2027 | 2 | REF-HC Portfolio | Area 1001 Wind 2029 | Area 1001 Wind 2029 | 0 | 0 | 0 |  | 0 |  |  |  | 0 |  |  | -1 | 0 | Wind |  | 0 |  | 0 | 0 | 0 | 0 | -1 | 0 | 0 | 0 | 0 | 0 |  |  | 0 |  | 0 |  |  | 1/1/2029 | 12/31/2099 |  | 0 | 0 | 2027 |  |  |  | 0 | 0 | Real 2021 ¦ 5/8/2023 1:03:19 PM | 5440 | 0 |  |  | 0 | 0 | 0 |  |  |  | 0
REF | ATC | 2027 | 3 | CETA Portfolio | Area 1001 Wind 2029 | Area 1001 Wind 2029 | 0 | 0 | 0 |  | 0 |  |  |  | 0 |  |  | -1 | 0 | Wind |  | 0 |  | 0 | 0 | 0 | 0 | -1 | 0 | 0 | 0 | 0 | 0 |  |  | 0 |  | 0 |  |  | 1/1/2029 | 12/31/2099 |  | 0 | 0 | 2027 |  |  |  | 0 | 0 | Real 2021 ¦ 5/8/2023 1:03:19 PM | 5441 | 0 |  |  | 0 | 0 | 0 |  |  |  | 0
REF | ATC | 2027 | 4 | ECR Portfolio | Area 1001 Wind 2029 | Area 1001 Wind 2029 | 0 | 0 | 0 |  | 0 |  |  |  | 0 |  |  | -1 | 0 | Wind |  | 0 |  | 0 | 0 | 0 | 0 | -1 | 0 | 0 | 0 | 0 | 0 |  |  | 0 |  | 0 |  |  | 1/1/2029 | 12/31/2099 |  | 0 | 0 | 2027 |  |  |  | 0 | 0 | Real 2021 ¦ 5/8/2023 1:03:19 PM | 5442 | 0 |  |  | 0 | 0 | 0 |  |  |  | 0
REF | ATC | 2027 | 7 | REF Mitchell Ext | Area 1001 Wind 2029 | Area 1001 Wind 2029 | 0 | 0 | 0 |  | 0 |  |  |  | 0 |  |  | -1 | 0 | Wind |  | 0 |  | 0 | 0 | 0 | 0 | -1 | 0 | 0 | 0 | 0 | 0 |  |  | 0 |  | 0 |  |  | 1/1/2029 | 12/31/2099 |  | 0 | 0 | 2027 |  |  |  | 0 | 0 | Real 2021 ¦ 5/8/2023 1:03:19 PM | 5443 | 0 |  |  | 0 | 0 | 0 |  |  |  | 0
REF | ATC | 2027 | 1 | REF Portfolio | Area 1001 Wind 2030 | Area 1001 Wind 2030 | 0 | 0 | 0 |  | 0 |  |  |  | 0 |  |  | -1 | 0 | Wind |  | 0 |  | 0 | 0 | 0 | 0 | -1 | 0 | 0 | 0 | 0 | 0 |  |  | 0 |  | 0 |  |  | 1/1/2030 | 12/31/2099 |  | 0 | 0 | 2027 |  |  |  | 0 | 0 | Real 2021 ¦ 5/8/2023 1:03:19 PM | 5444 | 0 |  |  | 0 | 0 | 0 |  |  |  | 0
REF | ATC | 2027 | 2 | REF-HC Portfolio | Area 1001 Wind 2030 | Area 1001 Wind 2030 | 0 | 0 | 0 |  | 0 |  |  |  | 0 |  |  | -1 | 0 | Wind |  | 0 |  | 0 | 0 | 0 | 0 | -1 | 0 | 0 | 0 | 0 | 0 |  |  | 0 |  | 0 |  |  | 1/1/2030 | 12/31/2099 |  | 0 | 0 | 2027 |  |  |  | 0 | 0 | Real 2021 ¦ 5/8/2023 1:03:19 PM | 5445 | 0 |  |  | 0 | 0 | 0 |  |  |  | 0
REF | ATC | 2027 | 3 | CETA Portfolio | Area 1001 Wind 2030 | Area 1001 Wind 2030 | 0 | 0 | 0 |  | 0 |  |  |  | 0 |  |  | -1 | 0 | Wind |  | 0 |  | 0 | 0 | 0 | 0 | -1 | 0 | 0 | 0 | 0 | 0 |  |  | 0 |  | 0 |  |  | 1/1/2030 | 12/31/2099 |  | 0 | 0 | 2027 |  |  |  | 0 | 0 | Real 2021 ¦ 5/8/2023 1:03:19 PM | 5446 | 0 |  |  | 0 | 0 | 0 |  |  |  | 0
REF | ATC | 2027 | 4 | ECR Portfolio | Area 1001 Wind 2030 | Area 1001 Wind 2030 | 0 | 0 | 0 |  | 0 |  |  |  | 0 |  |  | -1 | 0 | Wind |  | 0 |  | 0 | 0 | 0 | 0 | -1 | 0 | 0 | 0 | 0 | 0 |  |  | 0 |  | 0 |  |  | 1/1/2030 | 12/31/2099 |  | 0 | 0 | 2027 |  |  |  | 0 | 0 | Real 2021 ¦ 5/8/2023 1:03:19 PM | 5447 | 0 |  |  | 0 | 0 | 0 |  |  |  | 0
REF | ATC | 2027 | 6 | CC Portfolio | Area 1001 Wind 2030 | Area 1001 Wind 2030 | 0 | 0 | 0 |  | 0 |  |  |  | 0 |  |  | -1 | 0 | Wind |  | 0 |  | 0 | 0 | 0 | 0 | -1 | 0 | 0 | 0 | 0 | 0 |  |  | 0 |  | 0 |  |  | 1/1/2030 | 12/31/2099 |  | 0 | 0 | 2027 |  |  |  | 0 | 0 | Real 2021 ¦ 5/8/2023 1:03:19 PM | 5448 | 0 |  |  | 0 | 0 | 0 |  |  |  | 0
REF | ATC | 2027 | 7 | REF Mitchell Ext | Area 1001 Wind 2030 | Area 1001 Wind 2030 | 0 | 0 | 0 |  | 0 |  |  |  | 0 |  |  | -1 | 0 | Wind |  | 0 |  | 0 | 0 | 0 | 0 | -1 | 0 | 0 | 0 | 0 | 0 |  |  | 0 |  | 0 |  |  | 1/1/2030 | 12/31/2099 |  | 0 | 0 | 2027 |  |  |  | 0 | 0 | Real 2021 ¦ 5/8/2023 1:03:19 PM | 5449 | 0 |  |  | 0 | 0 | 0 |  |  |  | 0
REF | ATC | 2027 | 9 | Preferred Plan | Area 1001 Wind 2030 | Area 1001 Wind 2030 | 0 | 0 | 0 |  | 0 |  |  |  | 0 |  |  | -1 | 0 | Wind |  | 0 |  | 0 | 0 | 0 | 0 | -1 | 0 | 0 | 0 | 0 | 0 |  |  | 0 |  | 0 |  |  | 1/1/2030 | 12/31/2099 |  | 0 | 0 | 2027 |  |  |  | 0 | 0 | Real 2021 ¦ 5/8/2023 1:03:19 PM | 5450 | 0 |  |  | 0 | 0 | 0 |  |  |  | 0
REF | ATC | 2027 | 1 | REF Portfolio | Area 1001 Wind 2031 | Area 1001 Wind 2031 | 0 | 0 | 0 |  | 0 |  |  |  | 0 |  |  | -1 | 0 | Wind |  | 0 |  | 0 | 0 | 0 | 0 | -1 | 0 | 0 | 0 | 0 | 0 |  |  | 0 |  | 0 |  |  | 1/1/2031 | 12/31/2099 |  | 0 | 0 | 2027 |  |  |  | 0 | 0 | Real 2021 ¦ 5/8/2023 1:03:19 PM | 5451 | 0 |  |  | 0 | 0 | 0 |  |  |  | 0
REF | ATC | 2027 | 2 | REF-HC Portfolio | Area 1001 Wind 2031 | Area 1001 Wind 2031 | 0 | 0 | 0 |  | 0 |  |  |  | 0 |  |  | -1 | 0 | Wind |  | 0 |  | 0 | 0 | 0 | 0 | -1 | 0 | 0 | 0 | 0 | 0 |  |  | 0 |  | 0 |  |  | 1/1/2031 | 12/31/2099 |  | 0 | 0 | 2027 |  |  |  | 0 | 0 | Real 2021 ¦ 5/8/2023 1:03:19 PM | 5452 | 0 |  |  | 0 | 0 | 0 |  |  |  | 0
REF | ATC | 2027 | 3 | CETA Portfolio | Area 1001 Wind 2031 | Area 1001 Wind 2031 | 0 | 0 | 0 |  | 0 |  |  |  | 0 |  |  | -1 | 0 | Wind |  | 0 |  | 0 | 0 | 0 | 0 | -1 | 0 | 0 | 0 | 0 | 0 |  |  | 0 |  | 0 |  |  | 1/1/2031 | 12/31/2099 |  | 0 | 0 | 2027 |  |  |  | 0 | 0 | Real 2021 ¦ 5/8/2023 1:03:19 PM | 5453 | 0 |  |  | 0 | 0 | 0 |  |  |  | 0
REF | ATC | 2027 | 4 | ECR Portfolio | Area 1001 Wind 2031 | Area 1001 Wind 2031 | 0 | 0 | 0 |  | 0 |  |  |  | 0 |  |  | -1 | 0 | Wind |  | 0 |  | 0 | 0 | 0 | 0 | -1 | 0 | 0 | 0 | 0 | 0 |  |  | 0 |  | 0 |  |  | 1/1/2031 | 12/31/2099 |  | 0 | 0 | 2027 |  |  |  | 0 | 0 | Real 2021 ¦ 5/8/2023 1:03:19 PM | 5454 | 0 |  |  | 0 | 0 | 0 |  |  |  | 0
REF | ATC | 2027 | 6 | CC Portfolio | Area 1001 Wind 2031 | Area 1001 Wind 2031 | 0 | 0 | 0 |  | 0 |  |  |  | 0 |  |  | -1 | 0 | Wind |  | 0 |  | 0 | 0 | 0 | 0 | -1 | 0 | 0 | 0 | 0 | 0 |  |  | 0 |  | 0 |  |  | 1/1/2031 | 12/31/2099 |  | 0 | 0 | 2027 |  |  |  | 0 | 0 | Real 2021 ¦ 5/8/2023 1:03:19 PM | 5455 | 0 |  |  | 0 | 0 | 0 |  |  |  | 0
REF | ATC | 2027 | 7 | REF Mitchell Ext | Area 1001 Wind 2031 | Area 1001 Wind 2031 | 0 | 0 | 0 |  | 0 |  |  |  | 0 |  |  | -1 | 0 | Wind |  | 0 |  | 0 | 0 | 0 | 0 | -1 | 0 | 0 | 0 | 0 | 0 |  |  | 0 |  | 0 |  |  | 1/1/2031 | 12/31/2099 |  | 0 | 0 | 2027 |  |  |  | 0 | 0 | Real 2021 ¦ 5/8/2023 1:03:19 PM | 5456 | 0 |  |  | 0 | 0 | 0 |  |  |  | 0
REF | ATC | 2027 | 9 | Preferred Plan | Area 1001 Wind 2031 | Area 1001 Wind 2031 | 0 | 0 | 0 |  | 0 |  |  |  | 0 |  |  | -1 | 0 | Wind |  | 0 |  | 0 | 0 | 0 | 0 | -1 | 0 | 0 | 0 | 0 | 0 |  |  | 0 |  | 0 |  |  | 1/1/2031 | 12/31/2099 |  | 0 | 0 | 2027 |  |  |  | 0 | 0 | Real 2021 ¦ 5/8/2023 1:03:19 PM | 5457 | 0 |  |  | 0 | 0 | 0 |  |  |  | 0
REF | ATC | 2027 | 1 | REF Portfolio | Area 1001 Wind 2032 | Area 1001 Wind 2032 | 0 | 0 | 0 |  | 0 |  |  |  | 0 |  |  | -1 | 0 | Wind |  | 0 |  | 0 | 0 | 0 | 0 | -1 | 0 | 0 | 0 | 0 | 0 |  |  | 0 |  | 0 |  |  | 1/1/2032 | 12/31/2099 |  | 0 | 0 | 2027 |  |  |  | 0 | 0 | Real 2021 ¦ 5/8/2023 1:03:19 PM | 5458 | 0 |  |  | 0 | 0 | 0 |  |  |  | 0
REF | ATC | 2027 | 2 | REF-HC Portfolio | Area 1001 Wind 2032 | Area 1001 Wind 2032 | 0 | 0 | 0 |  | 0 |  |  |  | 0 |  |  | -1 | 0 | Wind |  | 0 |  | 0 | 0 | 0 | 0 | -1 | 0 | 0 | 0 | 0 | 0 |  |  | 0 |  | 0 |  |  | 1/1/2032 | 12/31/2099 |  | 0 | 0 | 2027 |  |  |  | 0 | 0 | Real 2021 ¦ 5/8/2023 1:03:19 PM | 5459 | 0 |  |  | 0 | 0 | 0 |  |  |  | 0
REF | ATC | 2027 | 3 | CETA Portfolio | Area 1001 Wind 2032 | Area 1001 Wind 2032 | 0 | 0 | 0 |  | 0 |  |  |  | 0 |  |  | -1 | 0 | Wind |  | 0 |  | 0 | 0 | 0 | 0 | -1 | 0 | 0 | 0 | 0 | 0 |  |  | 0 |  | 0 |  |  | 1/1/2032 | 12/31/2099 |  | 0 | 0 | 2027 |  |  |  | 0 | 0 | Real 2021 ¦ 5/8/2023 1:03:19 PM | 5460 | 0 |  |  | 0 | 0 | 0 |  |  |  | 0
REF | ATC | 2027 | 4 | ECR Portfolio | Area 1001 Wind 2032 | Area 1001 Wind 2032 | 0 | 0 | 0 |  | 0 |  |  |  | 0 |  |  | -1 | 0 | Wind |  | 0 |  | 0 | 0 | 0 | 0 | -1 | 0 | 0 | 0 | 0 | 0 |  |  | 0 |  | 0 |  |  | 1/1/2032 | 12/31/2099 |  | 0 | 0 | 2027 |  |  |  | 0 | 0 | Real 2021 ¦ 5/8/2023 1:03:19 PM | 5461 | 0 |  |  | 0 | 0 | 0 |  |  |  | 0
REF | ATC | 2027 | 7 | REF Mitchell Ext | Area 1001 Wind 2032 | Area 1001 Wind 2032 | 0 | 0 | 0 |  | 0 |  |  |  | 0 |  |  | -1 | 0 | Wind |  | 0 |  | 0 | 0 | 0 | 0 | -1 | 0 | 0 | 0 | 0 | 0 |  |  | 0 |  | 0 |  |  | 1/1/2032 | 12/31/2099 |  | 0 | 0 | 2027 |  |  |  | 0 | 0 | Real 2021 ¦ 5/8/2023 1:03:19 PM | 5462 | 0 |  |  | 0 | 0 | 0 |  |  |  | 0
REF | ATC | 2027 | 1 | REF Portfolio | Area 1001 Wind 2033 | Area 1001 Wind 2033 | 0 | 0 | 0 |  | 0 |  |  |  | 0 |  |  | -1 | 0 | Wind |  | 0 |  | 0 | 0 | 0 | 0 | -1 | 0 | 0 | 0 | 0 | 0 |  |  | 0 |  | 0 |  |  | 1/1/2033 | 12/31/2099 |  | 0 | 0 | 2027 |  |  |  | 0 | 0 | Real 2021 ¦ 5/8/2023 1:03:19 PM | 5463 | 0 |  |  | 0 | 0 | 0 |  |  |  | 0
REF | ATC | 2027 | 2 | REF-HC Portfolio | Area 1001 Wind 2033 | Area 1001 Wind 2033 | 0 | 0 | 0 |  | 0 |  |  |  | 0 |  |  | -1 | 0 | Wind |  | 0 |  | 0 | 0 | 0 | 0 | -1 | 0 | 0 | 0 | 0 | 0 |  |  | 0 |  | 0 |  |  | 1/1/2033 | 12/31/2099 |  | 0 | 0 | 2027 |  |  |  | 0 | 0 | Real 2021 ¦ 5/8/2023 1:03:19 PM | 5464 | 0 |  |  | 0 | 0 | 0 |  |  |  | 0
REF | ATC | 2027 | 3 | CETA Portfolio | Area 1001 Wind 2033 | Area 1001 Wind 2033 | 0 | 0 | 0 |  | 0 |  |  |  | 0 |  |  | -1 | 0 | Wind |  | 0 |  | 0 | 0 | 0 | 0 | -1 | 0 | 0 | 0 | 0 | 0 |  |  | 0 |  | 0 |  |  | 1/1/2033 | 12/31/2099 |  | 0 | 0 | 2027 |  |  |  | 0 | 0 | Real 2021 ¦ 5/8/2023 1:03:19 PM | 5465 | 0 |  |  | 0 | 0 | 0 |  |  |  | 0
REF | ATC | 2027 | 4 | ECR Portfolio | Area 1001 Wind 2033 | Area 1001 Wind 2033 | 0 | 0 | 0 |  | 0 |  |  |  | 0 |  |  | -1 | 0 | Wind |  | 0 |  | 0 | 0 | 0 | 0 | -1 | 0 | 0 | 0 | 0 | 0 |  |  | 0 |  | 0 |  |  | 1/1/2033 | 12/31/2099 |  | 0 | 0 | 2027 |  |  |  | 0 | 0 | Real 2021 ¦ 5/8/2023 1:03:19 PM | 5466 | 0 |  |  | 0 | 0 | 0 |  |  |  | 0
REF | ATC | 2027 | 7 | REF Mitchell Ext | Area 1001 Wind 2033 | Area 1001 Wind 2033 | 0 | 0 | 0 |  | 0 |  |  |  | 0 |  |  | -1 | 0 | Wind |  | 0 |  | 0 | 0 | 0 | 0 | -1 | 0 | 0 | 0 | 0 | 0 |  |  | 0 |  | 0 |  |  | 1/1/2033 | 12/31/2099 |  | 0 | 0 | 2027 |  |  |  | 0 | 0 | Real 2021 ¦ 5/8/2023 1:03:19 PM | 5467 | 0 |  |  | 0 | 0 | 0 |  |  |  | 0
REF | ATC | 2027 | 1 | REF Portfolio | Area 1001 Wind 2034 | Area 1001 Wind 2034 | 0 | 0 | 0 |  | 0 |  |  |  | 0 |  |  | -1 | 0 | Wind |  | 0 |  | 0 | 0 | 0 | 0 | -1 | 0 | 0 | 0 | 0 | 0 |  |  | 0 |  | 0 |  |  | 1/1/2034 | 12/31/2099 |  | 0 | 0 | 2027 |  |  |  | 0 | 0 | Real 2021 ¦ 5/8/2023 1:03:19 PM | 5468 | 0 |  |  | 0 | 0 | 0 |  |  |  | 0
REF | ATC | 2027 | 7 | REF Mitchell Ext | Area 1001 Wind 2034 | Area 1001 Wind 2034 | 0 | 0 | 0 |  | 0 |  |  |  | 0 |  |  | -1 | 0 | Wind |  | 0 |  | 0 | 0 | 0 | 0 | -1 | 0 | 0 | 0 | 0 | 0 |  |  | 0 |  | 0 |  |  | 1/1/2034 | 12/31/2099 |  | 0 | 0 | 2027 |  |  |  | 0 | 0 | Real 2021 ¦ 5/8/2023 1:03:19 PM | 5469 | 0 |  |  | 0 | 0 | 0 |  |  |  | 0
REF | ATC | 2027 | 1 | REF Portfolio | Area 1001 Wind 2035 | Area 1001 Wind 2035 | 0 | 0 | 0 |  | 0 |  |  |  | 0 |  |  | -1 | 0 | Wind |  | 0 |  | 0 | 0 | 0 | 0 | -1 | 0 | 0 | 0 | 0 | 0 |  |  | 0 |  | 0 |  |  | 1/1/2035 | 12/31/2099 |  | 0 | 0 | 2027 |  |  |  | 0 | 0 | Real 2021 ¦ 5/8/2023 1:03:19 PM | 5470 | 0 |  |  | 0 | 0 | 0 |  |  |  | 0
REF | ATC | 2027 | 7 | REF Mitchell Ext | Area 1001 Wind 2035 | Area 1001 Wind 2035 | 0 | 0 | 0 |  | 0 |  |  |  | 0 |  |  | -1 | 0 | Wind |  | 0 |  | 0 | 0 | 0 | 0 | -1 | 0 | 0 | 0 | 0 | 0 |  |  | 0 |  | 0 |  |  | 1/1/2035 | 12/31/2099 |  | 0 | 0 | 2027 |  |  |  | 0 | 0 | Real 2021 ¦ 5/8/2023 1:03:19 PM | 5471 | 0 |  |  | 0 | 0 | 0 |  |  |  | 0
REF | ATC | 2027 | 2 | REF-HC Portfolio | Area 1001 Wind 2037 | Area 1001 Wind 2037 | 0 | 0 | 0 |  | 0 |  |  |  | 0 |  |  | -1 | 0 | Wind |  | 0 |  | 0 | 0 | 0 | 0 | -1 | 0 | 0 | 0 | 0 | 0 |  |  | 0 |  | 0 |  |  | 1/1/2037 | 12/31/2099 |  | 0 | 0 | 2027 |  |  |  | 0 | 0 | Real 2021 ¦ 5/8/2023 1:03:19 PM | 5472 | 0 |  |  | 0 | 0 | 0 |  |  |  | 0
REF | ATC | 2027 | 5 | NCR Portfolio | Area 1001 4-Hour Li-on Battery 2029 | Area 1001 4-Hour Li-on Battery 2029 | 0 | 0 | 0 |  | 3.5583e-06 |  |  |  | 0 |  |  | -1 | 0 | 4-Hour Li-on Battery Storage |  | 0 |  | 0 | 0 | 0 | 0 | -1 | 0 | 0 | 0 | 0 | 0 |  |  | 0 |  | 0 |  |  | 1/1/2029 | 12/31/2038 |  | 0 | 0 | 2027 |  |  |  | 0 | 0 | Real 2021 ¦ 5/8/2023 1:03:19 PM | 5473 | 0 |  |  | 0 | 0 | 0 |  |  |  | 0
REF | ATC | 2027 | 8 | REF No Wind Portfolio | Area 1001 4-Hour Li-on Battery 2029 | Area 1001 4-Hour Li-on Battery 2029 | 0 | 0 | 0 |  | 1.7791e-06 |  |  |  | 0 |  |  | -1 | 0 | 4-Hour Li-on Battery Storage |  | 0 |  | 0 | 0 | 0 | 0 | -1 | 0 | 0 | 0 | 0 | 0 |  |  | 0 |  | 0 |  |  | 1/1/2029 | 12/31/2038 |  | 0 | 0 | 2027 |  |  |  | 0 | 0 | Real 2021 ¦ 5/8/2023 1:03:19 PM | 5474 | 0 |  |  | 0 | 0 | 0 |  |  |  | 0
REF | ATC | 2027 | 4 | ECR Portfolio | Area 1001 4-Hour Li-on Battery 2032 | Area 1001 4-Hour Li-on Battery 2032 | 0 | 0 | 0 |  | 7.1165e-06 |  |  |  | 0 |  |  | -1 | 0 | 4-Hour Li-on Battery Storage |  | 0 |  | 0 | 0 | 0 | 0 | -1 | 0 | 0 | 0 | 0 | 0 |  |  | 0 |  | 0 |  |  | 1/1/2032 | 12/31/2041 |  | 0 | 0 | 2027 |  |  |  | 0 | 0 | Real 2021 ¦ 5/8/2023 1:03:19 PM | 5475 | 0 |  |  | 0 | 0 | 0 |  |  |  | 0
REF | ATC | 2027 | 3 | CETA Portfolio | Area 1001 4-Hour Li-on Battery 2035 | Area 1001 4-Hour Li-on Battery 2035 | 0 | 0 | 0 |  | 1.7791e-06 |  |  |  | 0 |  |  | -1 | 0 | 4-Hour Li-on Battery Storage |  | 0 |  | 0 | 0 | 0 | 0 | -1 | 0 | 0 | 0 | 0 | 0 |  |  | 0 |  | 0 |  |  | 1/1/2035 | 12/31/2044 |  | 0 | 0 | 2027 |  |  |  | 0 | 0 | Real 2021 ¦ 5/8/2023 1:03:19 PM | 5476 | 0 |  |  | 0 | 0 | 0 |  |  |  | 0
REF | ATC | 2027 | 5 | NCR Portfolio | Area 1001 4-Hour Li-on Battery 2035 | Area 1001 4-Hour Li-on Battery 2035 | 0 | 0 | 0 |  | 1.7791e-06 |  |  |  | 0 |  |  | -1 | 0 | 4-Hour Li-on Battery Storage |  | 0 |  | 0 | 0 | 0 | 0 | -1 | 0 | 0 | 0 | 0 | 0 |  |  | 0 |  | 0 |  |  | 1/1/2035 | 12/31/2044 |  | 0 | 0 | 2027 |  |  |  | 0 | 0 | Real 2021 ¦ 5/8/2023 1:03:19 PM | 5477 | 0 |  |  | 0 | 0 | 0 |  |  |  | 0
REF | ATC | 2027 | 6 | CC Portfolio | Area 1001 4-Hour Li-on Battery 2035 | Area 1001 4-Hour Li-on Battery 2035 | 0 | 0 | 0 |  | 1.7791e-06 |  |  |  | 0 |  |  | -1 | 0 | 4-Hour Li-on Battery Storage |  | 0 |  | 0 | 0 | 0 | 0 | -1 | 0 | 0 | 0 | 0 | 0 |  |  | 0 |  | 0 |  |  | 1/1/2035 | 12/31/2044 |  | 0 | 0 | 2027 |  |  |  | 0 | 0 | Real 2021 ¦ 5/8/2023 1:03:19 PM | 5478 | 0 |  |  | 0 | 0 | 0 |  |  |  | 0
REF | ATC | 2027 | 9 | Preferred Plan | Area 1001 4-Hour Li-on Battery 2035 | Area 1001 4-Hour Li-on Battery 2035 | 0 | 0 | 0 |  | 1.7791e-06 |  |  |  | 0 |  |  | -1 | 0 | 4-Hour Li-on Battery Storage |  | 0 |  | 0 | 0 | 0 | 0 | -1 | 0 | 0 | 0 | 0 | 0 |  |  | 0 |  | 0 |  |  | 1/1/2035 | 12/31/2044 |  | 0 | 0 | 2027 |  |  |  | 0 | 0 | Real 2021 ¦ 5/8/2023 1:03:19 PM | 5479 | 0 |  |  | 0 | 0 | 0 |  |  |  | 0
REF | ATC | 2027 | 4 | ECR Portfolio | Solar+Storage 3-1 2028 | Solar+Storage 3-1 2028 | 0 | 0 | 0 |  | 0 |  |  |  | 0 |  |  | -1 | 0 | Solar |  | 0 |  | 0 | 0 | 0 | 0 | -1 | 0 | 0 | 0 | 0 | 0 |  |  | 0 |  | 0 |  |  | 1/1/2028 | 12/31/2099 |  | 0 | 0 | 2027 |  |  |  | 0 | 0 | Real 2021 ¦ 5/8/2023 1:03:19 PM | 5480 | 0 |  |  | 0 | 0 | 0 |  |  |  | 0
REF | ATC | 2027 | 8 | REF No Wind Portfolio | Solar+Storage 3-1 2028 | Solar+Storage 3-1 2028 | 0 | 0 | 0 |  | 0 |  |  |  | 0 |  |  | -1 | 0 | Solar |  | 0 |  | 0 | 0 | 0 | 0 | -1 | 0 | 0 | 0 | 0 | 0 |  |  | 0 |  | 0 |  |  | 1/1/2028 | 12/31/2099 |  | 0 | 0 | 2027 |  |  |  | 0 | 0 | Real 2021 ¦ 5/8/2023 1:03:19 PM | 5481 | 0 |  |  | 0 | 0 | 0 |  |  |  | 0
REF | ATC | 2027 | 1 | REF Portfolio | Tier 2 Area 1001 Solar 2028 | Tier 2 Area 1001 Solar 2028 | 0 | 0 | 0 |  | 0 |  |  |  | 0 |  |  | -1 | 0 | Solar |  | 0 |  | 0 | 0 | 0 | 0 | -1 | 0 | 0 | 0 | 0 | 0 |  |  | 0 |  | 0 |  |  | 1/1/2028 | 12/31/2099 |  | 0 | 0 | 2027 |  |  |  | 0 | 0 | Real 2021 ¦ 5/8/2023 1:03:19 PM | 5482 | 0 |  |  | 0 | 0 | 0 |  |  |  | 0
REF | ATC | 2027 | 2 | REF-HC Portfolio | Tier 2 Area 1001 Solar 2028 | Tier 2 Area 1001 Solar 2028 | 0 | 0 | 0 |  | 0 |  |  |  | 0 |  |  | -1 | 0 | Solar |  | 0 |  | 0 | 0 | 0 | 0 | -1 | 0 | 0 | 0 | 0 | 0 |  |  | 0 |  | 0 |  |  | 1/1/2028 | 12/31/2099 |  | 0 | 0 | 2027 |  |  |  | 0 | 0 | Real 2021 ¦ 5/8/2023 1:03:19 PM | 5483 | 0 |  |  | 0 | 0 | 0 |  |  |  | 0
REF | ATC | 2027 | 3 | CETA Portfolio | Tier 2 Area 1001 Solar 2028 | Tier 2 Area 1001 Solar 2028 | 0 | 0 | 0 |  | 0 |  |  |  | 0 |  |  | -1 | 0 | Solar |  | 0 |  | 0 | 0 | 0 | 0 | -1 | 0 | 0 | 0 | 0 | 0 |  |  | 0 |  | 0 |  |  | 1/1/2028 | 12/31/2099 |  | 0 | 0 | 2027 |  |  |  | 0 | 0 | Real 2021 ¦ 5/8/2023 1:03:19 PM | 5484 | 0 |  |  | 0 | 0 | 0 |  |  |  | 0
REF | ATC | 2027 | 4 | ECR Portfolio | Tier 2 Area 1001 Solar 2028 | Tier 2 Area 1001 Solar 2028 | 0 | 0 | 0 |  | 0 |  |  |  | 0 |  |  | -1 | 0 | Solar |  | 0 |  | 0 | 0 | 0 | 0 | -1 | 0 | 0 | 0 | 0 | 0 |  |  | 0 |  | 0 |  |  | 1/1/2028 | 12/31/2099 |  | 0 | 0 | 2027 |  |  |  | 0 | 0 | Real 2021 ¦ 5/8/2023 1:03:19 PM | 5485 | 0 |  |  | 0 | 0 | 0 |  |  |  | 0
REF | ATC | 2027 | 5 | NCR Portfolio | Tier 2 Area 1001 Solar 2028 | Tier 2 Area 1001 Solar 2028 | 0 | 0 | 0 |  | 0 |  |  |  | 0 |  |  | -1 | 0 | Solar |  | 0 |  | 0 | 0 | 0 | 0 | -1 | 0 | 0 | 0 | 0 | 0 |  |  | 0 |  | 0 |  |  | 1/1/2028 | 12/31/2099 |  | 0 | 0 | 2027 |  |  |  | 0 | 0 | Real 2021 ¦ 5/8/2023 1:03:19 PM | 5486 | 0 |  |  | 0 | 0 | 0 |  |  |  | 0
REF | ATC | 2027 | 6 | CC Portfolio | Tier 2 Area 1001 Solar 2028 | Tier 2 Area 1001 Solar 2028 | 0 | 0 | 0 |  | 0 |  |  |  | 0 |  |  | -1 | 0 | Solar |  | 0 |  | 0 | 0 | 0 | 0 | -1 | 0 | 0 | 0 | 0 | 0 |  |  | 0 |  | 0 |  |  | 1/1/2028 | 12/31/2099 |  | 0 | 0 | 2027 |  |  |  | 0 | 0 | Real 2021 ¦ 5/8/2023 1:03:19 PM | 5487 | 0 |  |  | 0 | 0 | 0 |  |  |  | 0
REF | ATC | 2027 | 7 | REF Mitchell Ext | Tier 2 Area 1001 Solar 2028 | Tier 2 Area 1001 Solar 2028 | 0 | 0 | 0 |  | 0 |  |  |  | 0 |  |  | -1 | 0 | Solar |  | 0 |  | 0 | 0 | 0 | 0 | -1 | 0 | 0 | 0 | 0 | 0 |  |  | 0 |  | 0 |  |  | 1/1/2028 | 12/31/2099 |  | 0 | 0 | 2027 |  |  |  | 0 | 0 | Real 2021 ¦ 5/8/2023 1:03:19 PM | 5488 | 0 |  |  | 0 | 0 | 0 |  |  |  | 0
REF | ATC | 2027 | 8 | REF No Wind Portfolio | Tier 2 Area 1001 Solar 2028 | Tier 2 Area 1001 Solar 2028 | 0 | 0 | 0 |  | 0 |  |  |  | 0 |  |  | -1 | 0 | Solar |  | 0 |  | 0 | 0 | 0 | 0 | -1 | 0 | 0 | 0 | 0 | 0 |  |  | 0 |  | 0 |  |  | 1/1/2028 | 12/31/2099 |  | 0 | 0 | 2027 |  |  |  | 0 | 0 | Real 2021 ¦ 5/8/2023 1:03:19 PM | 5489 | 0 |  |  | 0 | 0 | 0 |  |  |  | 0
REF | ATC | 2027 | 9 | Preferred Plan | Tier 2 Area 1001 Solar 2028 | Tier 2 Area 1001 Solar 2028 | 0 | 0 | 0 |  | 0 |  |  |  | 0 |  |  | -1 | 0 | Solar |  | 0 |  | 0 | 0 | 0 | 0 | -1 | 0 | 0 | 0 | 0 | 0 |  |  | 0 |  | 0 |  |  | 1/1/2028 | 12/31/2099 |  | 0 | 0 | 2027 |  |  |  | 0 | 0 | Real 2021 ¦ 5/8/2023 1:03:19 PM | 5490 | 0 |  |  | 0 | 0 | 0 |  |  |  | 0
REF | ATC | 2027 | 4 | ECR Portfolio | Tier 2 Area 1001 Solar 2029 | Tier 2 Area 1001 Solar 2029 | 0 | 0 | 0 |  | 0 |  |  |  | 0 |  |  | -1 | 0 | Solar |  | 0 |  | 0 | 0 | 0 | 0 | -1 | 0 | 0 | 0 | 0 | 0 |  |  | 0 |  | 0 |  |  | 1/1/2029 | 12/31/2099 |  | 0 | 0 | 2027 |  |  |  | 0 | 0 | Real 2021 ¦ 5/8/2023 1:03:19 PM | 5491 | 0 |  |  | 0 | 0 | 0 |  |  |  | 0
REF | ATC | 2027 | 8 | REF No Wind Portfolio | Tier 2 Area 1001 Solar 2029 | Tier 2 Area 1001 Solar 2029 | 0 | 0 | 0 |  | 0 |  |  |  | 0 |  |  | -1 | 0 | Solar |  | 0 |  | 0 | 0 | 0 | 0 | -1 | 0 | 0 | 0 | 0 | 0 |  |  | 0 |  | 0 |  |  | 1/1/2029 | 12/31/2099 |  | 0 | 0 | 2027 |  |  |  | 0 | 0 | Real 2021 ¦ 5/8/2023 1:03:19 PM | 5492 | 0 |  |  | 0 | 0 | 0 |  |  |  | 0
REF | ATC | 2027 | 2 | REF-HC Portfolio | Tier 2 Area 1001 Wind 2026 | Tier 2 Area 1001 Wind 2026 | 34.9119 | 100 | 34.9119 |  | 0 |  |  |  | 19684.4844 |  |  | -1 | 0 | Wind |  | 305828.6562 |  | 0 | 10045.3936 | 10045.3936 | 0 | -1 | 0 | 0 | 0 | 0 | 8760 | 0.34912 | 32.8465 | -10437.96 | -34.1301 | 20483.3535 | 66.9766 |  | 1/1/2026 | 12/31/2099 |  | 0 | 0 | 2027 |  |  |  | 0 | 0 | Real 2021 ¦ 5/8/2023 1:03:19 PM | 5493 | 100 |  |  | 305828.6562 | 0 | 0 |  |  |  | 0
REF | ATC | 2027 | 3 | CETA Portfolio | Tier 2 Area 1001 Wind 2026 | Tier 2 Area 1001 Wind 2026 | 34.9119 | 100 | 34.9119 |  | 0 |  |  |  | 19684.4844 |  |  | -1 | 0 | Wind |  | 305828.6562 |  | 0 | 10045.3936 | 10045.3936 | 0 | -1 | 0 | 0 | 0 | 0 | 8760 | 0.34912 | 32.8465 | -10437.96 | -34.1301 | 20483.3535 | 66.9766 |  | 1/1/2026 | 12/31/2099 |  | 0 | 0 | 2027 |  |  |  | 0 | 0 | Real 2021 ¦ 5/8/2023 1:03:19 PM | 5494 | 100 |  |  | 305828.6562 | 0 | 0 |  |  |  | 0
REF | ATC | 2027 | 4 | ECR Portfolio | Tier 2 Area 1001 Wind 2026 | Tier 2 Area 1001 Wind 2026 | 34.9119 | 100 | 34.9119 |  | 0 |  |  |  | 19684.4844 |  |  | -1 | 0 | Wind |  | 305828.6562 |  | 0 | 10045.3936 | 10045.3936 | 0 | -1 | 0 | 0 | 0 | 0 | 8760 | 0.34912 | 32.8465 | -10437.96 | -34.1301 | 20483.3535 | 66.9766 |  | 1/1/2026 | 12/31/2099 |  | 0 | 0 | 2027 |  |  |  | 0 | 0 | Real 2021 ¦ 5/8/2023 1:03:19 PM | 5495 | 100 |  |  | 305828.6562 | 0 | 0 |  |  |  | 0
REF | ATC | 2027 | 5 | NCR Portfolio | Tier 2 Area 1001 Wind 2026 | Tier 2 Area 1001 Wind 2026 | 34.9119 | 100 | 34.9119 |  | 0 |  |  |  | 19684.4844 |  |  | -1 | 0 | Wind |  | 305828.6562 |  | 0 | 10045.3936 | 10045.3936 | 0 | -1 | 0 | 0 | 0 | 0 | 8760 | 0.34912 | 32.8465 | -10437.96 | -34.1301 | 20483.3535 | 66.9766 |  | 1/1/2026 | 12/31/2099 |  | 0 | 0 | 2027 |  |  |  | 0 | 0 | Real 2021 ¦ 5/8/2023 1:03:19 PM | 5496 | 100 |  |  | 305828.6562 | 0 | 0 |  |  |  | 0
REF | ATC | 2027 | 2 | REF-HC Portfolio | Tier 2 Area 1001 Wind 2027 | Tier 2 Area 1001 Wind 2027 | 34.9119 | 100 | 34.9119 |  | 0 |  |  |  | 19145.0332 |  |  | -1 | 0 | Wind |  | 305828.6562 |  | 0 | 10045.3936 | 10045.3936 | 0 | -1 | 0 | 0 | 0 | 1 | 8760 | 0.34912 | 32.8465 | -10437.96 | -34.1301 | 20483.3535 | 66.9766 |  | 1/1/2027 | 12/31/2099 |  | 0 | 0 | 2027 |  |  |  | 0 | 0 | Real 2021 ¦ 5/8/2023 1:03:19 PM | 5497 | 100 |  |  | 305828.6562 | 0 | 0 |  |  |  | 0
REF | ATC | 2027 | 3 | CETA Portfolio | Tier 2 Area 1001 Wind 2027 | Tier 2 Area 1001 Wind 2027 | 34.9119 | 100 | 34.9119 |  | 0 |  |  |  | 19145.0332 |  |  | -1 | 0 | Wind |  | 305828.6562 |  | 0 | 10045.3936 | 10045.3936 | 0 | -1 | 0 | 0 | 0 | 1 | 8760 | 0.34912 | 32.8465 | -10437.96 | -34.1301 | 20483.3535 | 66.9766 |  | 1/1/2027 | 12/31/2099 |  | 0 | 0 | 2027 |  |  |  | 0 | 0 | Real 2021 ¦ 5/8/2023 1:03:19 PM | 5498 | 100 |  |  | 305828.6562 | 0 | 0 |  |  |  | 0
REF | ATC | 2027 | 4 | ECR Portfolio | Tier 2 Area 1001 Wind 2027 | Tier 2 Area 1001 Wind 2027 | 34.9119 | 100 | 34.9119 |  | 0 |  |  |  | 19145.0332 |  |  | -1 | 0 | Wind |  | 305828.6562 |  | 0 | 10045.3936 | 10045.3936 | 0 | -1 | 0 | 0 | 0 | 1 | 8760 | 0.34912 | 32.8465 | -10437.96 | -34.1301 | 20483.3535 | 66.9766 |  | 1/1/2027 | 12/31/2099 |  | 0 | 0 | 2027 |  |  |  | 0 | 0 | Real 2021 ¦ 5/8/2023 1:03:19 PM | 5499 | 100 |  |  | 305828.6562 | 0 | 0 |  |  |  | 0
REF | ATC | 2027 | 5 | NCR Portfolio | Tier 2 Area 1001 Wind 2027 | Tier 2 Area 1001 Wind 2027 | 34.9119 | 100 | 34.9119 |  | 0 |  |  |  | 19145.0332 |  |  | -1 | 0 | Wind |  | 305828.6562 |  | 0 | 10045.3936 | 10045.3936 | 0 | -1 | 0 | 0 | 0 | 1 | 8760 | 0.34912 | 32.8465 | -10437.96 | -34.1301 | 20483.3535 | 66.9766 |  | 1/1/2027 | 12/31/2099 |  | 0 | 0 | 2027 |  |  |  | 0 | 0 | Real 2021 ¦ 5/8/2023 1:03:19 PM | 5500 | 100 |  |  | 305828.6562 | 0 | 0 |  |  |  | 0
REF | ATC | 2027 | 6 | CC Portfolio | Tier 2 Area 1001 Wind 2027 | Tier 2 Area 1001 Wind 2027 | 34.9119 | 100 | 34.9119 |  | 0 |  |  |  | 19145.0332 |  |  | -1 | 0 | Wind |  | 305828.6562 |  | 0 | 10045.3936 | 10045.3936 | 0 | -1 | 0 | 0 | 0 | 1 | 8760 | 0.34912 | 32.8465 | -10437.96 | -34.1301 | 20483.3535 | 66.9766 |  | 1/1/2027 | 12/31/2099 |  | 0 | 0 | 2027 |  |  |  | 0 | 0 | Real 2021 ¦ 5/8/2023 1:03:19 PM | 5501 | 100 |  |  | 305828.6562 | 0 | 0 |  |  |  | 0
REF | ATC | 2027 | 9 | Preferred Plan | Tier 2 Area 1001 Wind 2027 | Tier 2 Area 1001 Wind 2027 | 34.9119 | 100 | 34.9119 |  | 0 |  |  |  | 19145.0332 |  |  | -1 | 0 | Wind |  | 305828.6562 |  | 0 | 10045.3936 | 10045.3936 | 0 | -1 | 0 | 0 | 0 | 1 | 8760 | 0.34912 | 32.8465 | -10437.96 | -34.1301 | 20483.3535 | 66.9766 |  | 1/1/2027 | 12/31/2099 |  | 0 | 0 | 2027 |  |  |  | 0 | 0 | Real 2021 ¦ 5/8/2023 1:03:19 PM | 5502 | 100 |  |  | 305828.6562 | 0 | 0 |  |  |  | 0
REF | ATC | 2027 | 1 | REF Portfolio | Tier 2 Area 1001 Wind 2028 | Tier 2 Area 1001 Wind 2028 | 0 | 0 | 0 |  | 0 |  |  |  | 0 |  |  | -1 | 0 | Wind |  | 0 |  | 0 | 0 | 0 | 0 | -1 | 0 | 0 | 0 | 0 | 0 |  |  | 0 |  | 0 |  |  | 1/1/2028 | 12/31/2099 |  | 0 | 0 | 2027 |  |  |  | 0 | 0 | Real 2021 ¦ 5/8/2023 1:03:19 PM | 5503 | 0 |  |  | 0 | 0 | 0 |  |  |  | 0
REF | ATC | 2027 | 2 | REF-HC Portfolio | Tier 2 Area 1001 Wind 2028 | Tier 2 Area 1001 Wind 2028 | 0 | 0 | 0 |  | 0 |  |  |  | 0 |  |  | -1 | 0 | Wind |  | 0 |  | 0 | 0 | 0 | 0 | -1 | 0 | 0 | 0 | 0 | 0 |  |  | 0 |  | 0 |  |  | 1/1/2028 | 12/31/2099 |  | 0 | 0 | 2027 |  |  |  | 0 | 0 | Real 2021 ¦ 5/8/2023 1:03:19 PM | 5504 | 0 |  |  | 0 | 0 | 0 |  |  |  | 0
REF | ATC | 2027 | 3 | CETA Portfolio | Tier 2 Area 1001 Wind 2028 | Tier 2 Area 1001 Wind 2028 | 0 | 0 | 0 |  | 0 |  |  |  | 0 |  |  | -1 | 0 | Wind |  | 0 |  | 0 | 0 | 0 | 0 | -1 | 0 | 0 | 0 | 0 | 0 |  |  | 0 |  | 0 |  |  | 1/1/2028 | 12/31/2099 |  | 0 | 0 | 2027 |  |  |  | 0 | 0 | Real 2021 ¦ 5/8/2023 1:03:19 PM | 5505 | 0 |  |  | 0 | 0 | 0 |  |  |  | 0
REF | ATC | 2027 | 4 | ECR Portfolio | Tier 2 Area 1001 Wind 2028 | Tier 2 Area 1001 Wind 2028 | 0 | 0 | 0 |  | 0 |  |  |  | 0 |  |  | -1 | 0 | Wind |  | 0 |  | 0 | 0 | 0 | 0 | -1 | 0 | 0 | 0 | 0 | 0 |  |  | 0 |  | 0 |  |  | 1/1/2028 | 12/31/2099 |  | 0 | 0 | 2027 |  |  |  | 0 | 0 | Real 2021 ¦ 5/8/2023 1:03:19 PM | 5506 | 0 |  |  | 0 | 0 | 0 |  |  |  | 0
REF | ATC | 2027 | 5 | NCR Portfolio | Tier 2 Area 1001 Wind 2028 | Tier 2 Area 1001 Wind 2028 | 0 | 0 | 0 |  | 0 |  |  |  | 0 |  |  | -1 | 0 | Wind |  | 0 |  | 0 | 0 | 0 | 0 | -1 | 0 | 0 | 0 | 0 | 0 |  |  | 0 |  | 0 |  |  | 1/1/2028 | 12/31/2099 |  | 0 | 0 | 2027 |  |  |  | 0 | 0 | Real 2021 ¦ 5/8/2023 1:03:19 PM | 5507 | 0 |  |  | 0 | 0 | 0 |  |  |  | 0
REF | ATC | 2027 | 6 | CC Portfolio | Tier 2 Area 1001 Wind 2028 | Tier 2 Area 1001 Wind 2028 | 0 | 0 | 0 |  | 0 |  |  |  | 0 |  |  | -1 | 0 | Wind |  | 0 |  | 0 | 0 | 0 | 0 | -1 | 0 | 0 | 0 | 0 | 0 |  |  | 0 |  | 0 |  |  | 1/1/2028 | 12/31/2099 |  | 0 | 0 | 2027 |  |  |  | 0 | 0 | Real 2021 ¦ 5/8/2023 1:03:19 PM | 5508 | 0 |  |  | 0 | 0 | 0 |  |  |  | 0
REF | ATC | 2027 | 7 | REF Mitchell Ext | Tier 2 Area 1001 Wind 2028 | Tier 2 Area 1001 Wind 2028 | 0 | 0 | 0 |  | 0 |  |  |  | 0 |  |  | -1 | 0 | Wind |  | 0 |  | 0 | 0 | 0 | 0 | -1 | 0 | 0 | 0 | 0 | 0 |  |  | 0 |  | 0 |  |  | 1/1/2028 | 12/31/2099 |  | 0 | 0 | 2027 |  |  |  | 0 | 0 | Real 2021 ¦ 5/8/2023 1:03:19 PM | 5509 | 0 |  |  | 0 | 0 | 0 |  |  |  | 0
REF | ATC | 2027 | 9 | Preferred Plan | Tier 2 Area 1001 Wind 2028 | Tier 2 Area 1001 Wind 2028 | 0 | 0 | 0 |  | 0 |  |  |  | 0 |  |  | -1 | 0 | Wind |  | 0 |  | 0 | 0 | 0 | 0 | -1 | 0 | 0 | 0 | 0 | 0 |  |  | 0 |  | 0 |  |  | 1/1/2028 | 12/31/2099 |  | 0 | 0 | 2027 |  |  |  | 0 | 0 | Real 2021 ¦ 5/8/2023 1:03:19 PM | 5510 | 0 |  |  | 0 | 0 | 0 |  |  |  | 0
REF | ATC | 2027 | 1 | REF Portfolio | Tier 2 Area 1001 Wind 2029 | Tier 2 Area 1001 Wind 2029 | 0 | 0 | 0 |  | 0 |  |  |  | 0 |  |  | -1 | 0 | Wind |  | 0 |  | 0 | 0 | 0 | 0 | -1 | 0 | 0 | 0 | 0 | 0 |  |  | 0 |  | 0 |  |  | 1/1/2029 | 12/31/2099 |  | 0 | 0 | 2027 |  |  |  | 0 | 0 | Real 2021 ¦ 5/8/2023 1:03:19 PM | 5511 | 0 |  |  | 0 | 0 | 0 |  |  |  | 0
REF | ATC | 2027 | 3 | CETA Portfolio | Tier 2 Area 1001 Wind 2029 | Tier 2 Area 1001 Wind 2029 | 0 | 0 | 0 |  | 0 |  |  |  | 0 |  |  | -1 | 0 | Wind |  | 0 |  | 0 | 0 | 0 | 0 | -1 | 0 | 0 | 0 | 0 | 0 |  |  | 0 |  | 0 |  |  | 1/1/2029 | 12/31/2099 |  | 0 | 0 | 2027 |  |  |  | 0 | 0 | Real 2021 ¦ 5/8/2023 1:03:19 PM | 5512 | 0 |  |  | 0 | 0 | 0 |  |  |  | 0
REF | ATC | 2027 | 4 | ECR Portfolio | Tier 2 Area 1001 Wind 2029 | Tier 2 Area 1001 Wind 2029 | 0 | 0 | 0 |  | 0 |  |  |  | 0 |  |  | -1 | 0 | Wind |  | 0 |  | 0 | 0 | 0 | 0 | -1 | 0 | 0 | 0 | 0 | 0 |  |  | 0 |  | 0 |  |  | 1/1/2029 | 12/31/2099 |  | 0 | 0 | 2027 |  |  |  | 0 | 0 | Real 2021 ¦ 5/8/2023 1:03:19 PM | 5513 | 0 |  |  | 0 | 0 | 0 |  |  |  | 0
REF | ATC | 2027 | 7 | REF Mitchell Ext | Tier 2 Area 1001 Wind 2029 | Tier 2 Area 1001 Wind 2029 | 0 | 0 | 0 |  | 0 |  |  |  | 0 |  |  | -1 | 0 | Wind |  | 0 |  | 0 | 0 | 0 | 0 | -1 | 0 | 0 | 0 | 0 | 0 |  |  | 0 |  | 0 |  |  | 1/1/2029 | 12/31/2099 |  | 0 | 0 | 2027 |  |  |  | 0 | 0 | Real 2021 ¦ 5/8/2023 1:03:19 PM | 5514 | 0 |  |  | 0 | 0 | 0 |  |  |  | 0
REF | ATC | 2027 | 6 | CC Portfolio | Area 1001 Gas CC 1x1 2029 | Area 1001 Gas CC 1x1 2029 | 0 | 0 | 0 |  | 0 |  |  |  | 0 |  |  | -1 | 0 | TCO |  | 0 |  | 0 | 0 | 0 | 0 | -1 | 0 | 0 | 0 | 0 | 0 |  |  | 0 |  | 0 |  |  | 1/1/2029 | 12/31/2099 |  | 0 | 0 | 2027 |  |  |  | 0 | 0 | Real 2021 ¦ 5/8/2023 1:03:19 PM | 5515 | 0 |  |  | 0 | 0 | 0 |  |  |  | 0
REF | ATC | 2027 | 7 | REF Mitchell Ext | 3102 | Mitchell #1 (WV) | 279.8665 | 385 | 100.2422 |  | 0 |  |  |  | 9821.3291 |  |  | -1 | 8890866 | Mitchell 1 Coal Price |  | 878121.625 |  | 134.3359 | 34385.8203 | 34385.8203 | 0 | -1 | 0 | 0 | 906.0006 | 49 | 3579 | 0.26037 | 39.1584 | 28515.9199 | 32.4738 | 5869.8984 | 6.6846 |  | 5/1/1971 | 5/31/2028 |  | 0 | 0 | 2027 |  |  |  | 0 | 0 | Real 2021 ¦ 5/8/2023 1:03:19 PM | 5516 | 408 |  |  | 878121.625 | 0 | 0 |  |  |  | 0
REF | ATC | 2027 | 9 | Preferred Plan | 3102 | Mitchell #1 (WV) | 279.8665 | 385 | 100.2422 |  | 0 |  |  |  | 9821.3291 |  |  | -1 | 8890866 | Mitchell 1 Coal Price |  | 878121.625 |  | 134.3359 | 34385.8203 | 34385.8203 | 0 | -1 | 0 | 0 | 906.0006 | 49 | 3579 | 0.26037 | 39.1584 | 28515.9199 | 32.4738 | 5869.8984 | 6.6846 |  | 5/1/1971 | 5/31/2028 |  | 0 | 0 | 2027 |  |  |  | 0 | 0 | Real 2021 ¦ 5/8/2023 1:03:19 PM | 5517 | 408 |  |  | 878121.625 | 0 | 0 |  |  |  | 0
REF | ATC | 2027 | 7 | REF Mitchell Ext | 3105 | Mitchell #2 (WV) | 300.8635 | 395 | 73.68 |  | 0 |  |  |  | 10043.7451 |  |  | -1 | 6644801 | Mitchell 2 Coal Price |  | 645437.0625 |  | 144.4145 | 27899.0957 | 27899.0957 | 0 | -1 | 0 | 0 | 665.6331 | 36 | 2110 | 0.18653 | 43.2251 | 23625.2168 | 36.6034 | 4273.8799 | 6.6217 |  | 5/1/1971 | 5/31/2028 |  | 0 | 0 | 2027 |  |  |  | 0 | 0 | Real 2021 ¦ 5/8/2023 1:03:19 PM | 5518 | 408 |  |  | 645437.0625 | 0 | 0 |  |  |  | 0
REF | ATC | 2027 | 9 | Preferred Plan | 3105 | Mitchell #2 (WV) | 300.8635 | 395 | 73.68 |  | 0 |  |  |  | 10043.7451 |  |  | -1 | 6644801 | Mitchell 2 Coal Price |  | 645437.0625 |  | 144.4145 | 27899.0957 | 27899.0957 | 0 | -1 | 0 | 0 | 665.6331 | 36 | 2110 | 0.18653 | 43.2251 | 23625.2168 | 36.6034 | 4273.8799 | 6.6217 |  | 5/1/1971 | 5/31/2028 |  | 0 | 0 | 2027 |  |  |  | 0 | 0 | Real 2021 ¦ 5/8/2023 1:03:19 PM | 5519 | 408 |  |  | 645437.0625 | 0 | 0 |  |  |  | 0
REF | ATC | 2028 | 1 | REF Portfolio | 13555 | Big Sandy #1 Gas | 257.4875 | 295 | 91.0059 |  | 0 |  |  |  | 2330.1736 |  |  | -1 | 7760811.5 | TCO |  | 799395.5 |  | 51.4975 | 30729.9395 | 30729.9395 | 0 | -1 | 0 | 0 | 179.8048 | 9 | 3158 | 0.30849 | 38.4415 | 24670.291 | 30.8612 | 6059.6489 | 7.5803 |  | 5/30/2016 | 5/30/2031 |  | 0 | 0 | 2028 |  |  |  | 0 | 0 | Real 2021 ¦ 5/8/2023 1:03:19 PM | 6348 | 295.4 |  |  | 799395.5 | 0 | 0 |  |  |  | 0
REF | ATC | 2028 | 2 | REF-HC Portfolio | 13555 | Big Sandy #1 Gas | 257.4875 | 295 | 91.0059 |  | 0 |  |  |  | 2330.1736 |  |  | -1 | 7760811.5 | TCO |  | 799395.5 |  | 51.4975 | 30729.9395 | 30729.9395 | 0 | -1 | 0 | 0 | 179.8048 | 9 | 3158 | 0.30849 | 38.4415 | 24670.291 | 30.8612 | 6059.6489 | 7.5803 |  | 5/30/2016 | 5/30/2031 |  | 0 | 0 | 2028 |  |  |  | 0 | 0 | Real 2021 ¦ 5/8/2023 1:03:19 PM | 6349 | 295.4 |  |  | 799395.5 | 0 | 0 |  |  |  | 0
REF | ATC | 2028 | 3 | CETA Portfolio | 13555 | Big Sandy #1 Gas | 257.4875 | 295 | 91.0059 |  | 0 |  |  |  | 2330.1736 |  |  | -1 | 7760811.5 | TCO |  | 799395.5 |  | 51.4975 | 30729.9395 | 30729.9395 | 0 | -1 | 0 | 0 | 179.8048 | 9 | 3158 | 0.30849 | 38.4415 | 24670.291 | 30.8612 | 6059.6489 | 7.5803 |  | 5/30/2016 | 5/30/2031 |  | 0 | 0 | 2028 |  |  |  | 0 | 0 | Real 2021 ¦ 5/8/2023 1:03:19 PM | 6350 | 295.4 |  |  | 799395.5 | 0 | 0 |  |  |  | 0
REF | ATC | 2028 | 4 | ECR Portfolio | 13555 | Big Sandy #1 Gas | 257.4875 | 295 | 91.0059 |  | 0 |  |  |  | 2330.1736 |  |  | -1 | 7760811.5 | TCO |  | 799395.5 |  | 51.4975 | 30729.9395 | 30729.9395 | 0 | -1 | 0 | 0 | 179.8048 | 9 | 3158 | 0.30849 | 38.4415 | 24670.291 | 30.8612 | 6059.6489 | 7.5803 |  | 5/30/2016 | 5/30/2031 |  | 0 | 0 | 2028 |  |  |  | 0 | 0 | Real 2021 ¦ 5/8/2023 1:03:19 PM | 6351 | 295.4 |  |  | 799395.5 | 0 | 0 |  |  |  | 0
REF | ATC | 2028 | 5 | NCR Portfolio | 13555 | Big Sandy #1 Gas | 257.4875 | 295 | 91.0059 |  | 0 |  |  |  | 2330.1736 |  |  | -1 | 7760811.5 | TCO |  | 799395.5 |  | 51.4975 | 30729.9395 | 30729.9395 | 0 | -1 | 0 | 0 | 179.8048 | 9 | 3158 | 0.30849 | 38.4415 | 24670.291 | 30.8612 | 6059.6489 | 7.5803 |  | 5/30/2016 | 5/30/2031 |  | 0 | 0 | 2028 |  |  |  | 0 | 0 | Real 2021 ¦ 5/8/2023 1:03:19 PM | 6352 | 295.4 |  |  | 799395.5 | 0 | 0 |  |  |  | 0
REF | ATC | 2028 | 6 | CC Portfolio | 13555 | Big Sandy #1 Gas | 257.4875 | 295 | 91.0059 |  | 0 |  |  |  | 2330.1736 |  |  | -1 | 7760811.5 | TCO |  | 799395.5 |  | 51.4975 | 30729.9395 | 30729.9395 | 0 | -1 | 0 | 0 | 179.8048 | 9 | 3158 | 0.30849 | 38.4415 | 24670.291 | 30.8612 | 6059.6489 | 7.5803 |  | 5/30/2016 | 5/30/2031 |  | 0 | 0 | 2028 |  |  |  | 0 | 0 | Real 2021 ¦ 5/8/2023 1:03:19 PM | 6353 | 295.4 |  |  | 799395.5 | 0 | 0 |  |  |  | 0
REF | ATC | 2028 | 7 | REF Mitchell Ext | 13555 | Big Sandy #1 Gas | 257.4875 | 295 | 91.0059 |  | 0 |  |  |  | 2330.1736 |  |  | -1 | 7760811.5 | TCO |  | 799395.5 |  | 51.4975 | 30729.9395 | 30729.9395 | 0 | -1 | 0 | 0 | 179.8048 | 9 | 3158 | 0.30849 | 38.4415 | 24670.291 | 30.8612 | 6059.6489 | 7.5803 |  | 5/30/2016 | 5/30/2031 |  | 0 | 0 | 2028 |  |  |  | 0 | 0 | Real 2021 ¦ 5/8/2023 1:03:19 PM | 6354 | 295.4 |  |  | 799395.5 | 0 | 0 |  |  |  | 0
REF | ATC | 2028 | 8 | REF No Wind Portfolio | 13555 | Big Sandy #1 Gas | 257.4875 | 295 | 91.0059 |  | 0 |  |  |  | 2330.1736 |  |  | -1 | 7760811.5 | TCO |  | 799395.5 |  | 51.4975 | 30729.9395 | 30729.9395 | 0 | -1 | 0 | 0 | 179.8048 | 9 | 3158 | 0.30849 | 38.4415 | 24670.291 | 30.8612 | 6059.6489 | 7.5803 |  | 5/30/2016 | 5/30/2031 |  | 0 | 0 | 2028 |  |  |  | 0 | 0 | Real 2021 ¦ 5/8/2023 1:03:19 PM | 6355 | 295.4 |  |  | 799395.5 | 0 | 0 |  |  |  | 0
REF | ATC | 2028 | 9 | Preferred Plan | 13555 | Big Sandy #1 Gas | 257.4875 | 295 | 91.0059 |  | 0 |  |  |  | 2330.1736 |  |  | -1 | 7760811.5 | TCO |  | 799395.5 |  | 51.4975 | 30729.9395 | 30729.9395 | 0 | -1 | 0 | 0 | 179.8048 | 9 | 3158 | 0.30849 | 38.4415 | 24670.291 | 30.8612 | 6059.6489 | 7.5803 |  | 5/30/2016 | 5/30/2031 |  | 0 | 0 | 2028 |  |  |  | 0 | 0 | Real 2021 ¦ 5/8/2023 1:03:19 PM | 6356 | 295.4 |  |  | 799395.5 | 0 | 0 |  |  |  | 0
REF | ATC | 2028 | 1 | REF Portfolio | 3102 | Mitchell #1 (WV) | 121.21 | 159.8907 | 39.6319 |  | 0 |  |  |  | 4126.2222 |  |  | -1 | 3549591.5 | Mitchell 1 Coal Price |  | 348127 |  | 58.1808 | 14545.6123 | 14545.6123 | 0 | -1 | 0 | 0 | 263.7448 | 14 | 1590 | 0.24787 | 41.7825 | 13089.9873 | 37.6012 | 1455.6259 | 4.1813 |  | 5/1/1971 | 5/31/2028 |  | 0 | 0 | 2028 |  |  |  | 0 | 0 | Real 2021 ¦ 5/8/2023 1:03:19 PM | 6357 | 169.4426 |  |  | 348127 | 0 | 0 |  |  |  | 0
REF | ATC | 2028 | 2 | REF-HC Portfolio | 3102 | Mitchell #1 (WV) | 121.21 | 159.8907 | 39.6319 |  | 0 |  |  |  | 4126.2222 |  |  | -1 | 3549591.5 | Mitchell 1 Coal Price |  | 348127 |  | 58.1808 | 14545.6123 | 14545.6123 | 0 | -1 | 0 | 0 | 263.7448 | 14 | 1590 | 0.24787 | 41.7825 | 13089.9873 | 37.6012 | 1455.6259 | 4.1813 |  | 5/1/1971 | 5/31/2028 |  | 0 | 0 | 2028 |  |  |  | 0 | 0 | Real 2021 ¦ 5/8/2023 1:03:19 PM | 6358 | 169.4426 |  |  | 348127 | 0 | 0 |  |  |  | 0
REF | ATC | 2028 | 3 | CETA Portfolio | 3102 | Mitchell #1 (WV) | 121.21 | 159.8907 | 39.6319 |  | 0 |  |  |  | 4126.2222 |  |  | -1 | 3549591.5 | Mitchell 1 Coal Price |  | 348127 |  | 58.1808 | 14545.6123 | 14545.6123 | 0 | -1 | 0 | 0 | 263.7448 | 14 | 1590 | 0.24787 | 41.7825 | 13089.9873 | 37.6012 | 1455.6259 | 4.1813 |  | 5/1/1971 | 5/31/2028 |  | 0 | 0 | 2028 |  |  |  | 0 | 0 | Real 2021 ¦ 5/8/2023 1:03:19 PM | 6359 | 169.4426 |  |  | 348127 | 0 | 0 |  |  |  | 0
REF | ATC | 2028 | 4 | ECR Portfolio | 3102 | Mitchell #1 (WV) | 121.21 | 159.8907 | 39.6319 |  | 0 |  |  |  | 4126.2222 |  |  | -1 | 3549591.5 | Mitchell 1 Coal Price |  | 348127 |  | 58.1808 | 14545.6123 | 14545.6123 | 0 | -1 | 0 | 0 | 263.7448 | 14 | 1590 | 0.24787 | 41.7825 | 13089.9873 | 37.6012 | 1455.6259 | 4.1813 |  | 5/1/1971 | 5/31/2028 |  | 0 | 0 | 2028 |  |  |  | 0 | 0 | Real 2021 ¦ 5/8/2023 1:03:19 PM | 6360 | 169.4426 |  |  | 348127 | 0 | 0 |  |  |  | 0
REF | ATC | 2028 | 5 | NCR Portfolio | 3102 | Mitchell #1 (WV) | 121.21 | 159.8907 | 39.6319 |  | 0 |  |  |  | 4126.2222 |  |  | -1 | 3549591.5 | Mitchell 1 Coal Price |  | 348127 |  | 58.1808 | 14545.6123 | 14545.6123 | 0 | -1 | 0 | 0 | 263.7448 | 14 | 1590 | 0.24787 | 41.7825 | 13089.9873 | 37.6012 | 1455.6259 | 4.1813 |  | 5/1/1971 | 5/31/2028 |  | 0 | 0 | 2028 |  |  |  | 0 | 0 | Real 2021 ¦ 5/8/2023 1:03:19 PM | 6361 | 169.4426 |  |  | 348127 | 0 | 0 |  |  |  | 0
REF | ATC | 2028 | 6 | CC Portfolio | 3102 | Mitchell #1 (WV) | 121.21 | 159.8907 | 39.6319 |  | 0 |  |  |  | 4126.2222 |  |  | -1 | 3549591.5 | Mitchell 1 Coal Price |  | 348127 |  | 58.1808 | 14545.6123 | 14545.6123 | 0 | -1 | 0 | 0 | 263.7448 | 14 | 1590 | 0.24787 | 41.7825 | 13089.9873 | 37.6012 | 1455.6259 | 4.1813 |  | 5/1/1971 | 5/31/2028 |  | 0 | 0 | 2028 |  |  |  | 0 | 0 | Real 2021 ¦ 5/8/2023 1:03:19 PM | 6362 | 169.4426 |  |  | 348127 | 0 | 0 |  |  |  | 0
REF | ATC | 2028 | 8 | REF No Wind Portfolio | 3102 | Mitchell #1 (WV) | 121.21 | 159.8907 | 39.6319 |  | 0 |  |  |  | 4126.2222 |  |  | -1 | 3549591.5 | Mitchell 1 Coal Price |  | 348127 |  | 58.1808 | 14545.6123 | 14545.6123 | 0 | -1 | 0 | 0 | 263.7448 | 14 | 1590 | 0.24787 | 41.7825 | 13089.9873 | 37.6012 | 1455.6259 | 4.1813 |  | 5/1/1971 | 5/31/2028 |  | 0 | 0 | 2028 |  |  |  | 0 | 0 | Real 2021 ¦ 5/8/2023 1:03:19 PM | 6363 | 169.4426 |  |  | 348127 | 0 | 0 |  |  |  | 0
REF | ATC | 2028 | 1 | REF Portfolio | 3105 | Mitchell #2 (WV) | 133.46 | 164.0437 | 51.0392 |  | 0 |  |  |  | 3632.9036 |  |  | -1 | 4605372 | Mitchell 2 Coal Price |  | 448328.2812 |  | 64.0608 | 18984.082 | 18984.082 | 0 | -1 | 0 | 0 | 94.1946 | 5 | 1398 | 0.31113 | 42.3442 | 15202.8721 | 33.9101 | 3781.2104 | 8.434 |  | 5/1/1971 | 5/31/2028 |  | 0 | 0 | 2028 |  |  |  | 0 | 0 | Real 2021 ¦ 5/8/2023 1:03:19 PM | 6364 | 169.4426 |  |  | 448328.2812 | 0 | 0 |  |  |  | 0
REF | ATC | 2028 | 2 | REF-HC Portfolio | 3105 | Mitchell #2 (WV) | 133.46 | 164.0437 | 51.0392 |  | 0 |  |  |  | 3632.9036 |  |  | -1 | 4605372 | Mitchell 2 Coal Price |  | 448328.2812 |  | 64.0608 | 18984.082 | 18984.082 | 0 | -1 | 0 | 0 | 94.1946 | 5 | 1398 | 0.31113 | 42.3442 | 15202.8721 | 33.9101 | 3781.2104 | 8.434 |  | 5/1/1971 | 5/31/2028 |  | 0 | 0 | 2028 |  |  |  | 0 | 0 | Real 2021 ¦ 5/8/2023 1:03:19 PM | 6365 | 169.4426 |  |  | 448328.2812 | 0 | 0 |  |  |  | 0
REF | ATC | 2028 | 3 | CETA Portfolio | 3105 | Mitchell #2 (WV) | 133.46 | 164.0437 | 51.0392 |  | 0 |  |  |  | 3632.9036 |  |  | -1 | 4605372 | Mitchell 2 Coal Price |  | 448328.2812 |  | 64.0608 | 18984.082 | 18984.082 | 0 | -1 | 0 | 0 | 94.1946 | 5 | 1398 | 0.31113 | 42.3442 | 15202.8721 | 33.9101 | 3781.2104 | 8.434 |  | 5/1/1971 | 5/31/2028 |  | 0 | 0 | 2028 |  |  |  | 0 | 0 | Real 2021 ¦ 5/8/2023 1:03:19 PM | 6366 | 169.4426 |  |  | 448328.2812 | 0 | 0 |  |  |  | 0
REF | ATC | 2028 | 4 | ECR Portfolio | 3105 | Mitchell #2 (WV) | 133.46 | 164.0437 | 51.0392 |  | 0 |  |  |  | 3632.9036 |  |  | -1 | 4605372 | Mitchell 2 Coal Price |  | 448328.2812 |  | 64.0608 | 18984.082 | 18984.082 | 0 | -1 | 0 | 0 | 94.1946 | 5 | 1398 | 0.31113 | 42.3442 | 15202.8721 | 33.9101 | 3781.2104 | 8.434 |  | 5/1/1971 | 5/31/2028 |  | 0 | 0 | 2028 |  |  |  | 0 | 0 | Real 2021 ¦ 5/8/2023 1:03:19 PM | 6367 | 169.4426 |  |  | 448328.2812 | 0 | 0 |  |  |  | 0
REF | ATC | 2028 | 5 | NCR Portfolio | 3105 | Mitchell #2 (WV) | 133.46 | 164.0437 | 51.0392 |  | 0 |  |  |  | 3632.9036 |  |  | -1 | 4605372 | Mitchell 2 Coal Price |  | 448328.2812 |  | 64.0608 | 18984.082 | 18984.082 | 0 | -1 | 0 | 0 | 94.1946 | 5 | 1398 | 0.31113 | 42.3442 | 15202.8721 | 33.9101 | 3781.2104 | 8.434 |  | 5/1/1971 | 5/31/2028 |  | 0 | 0 | 2028 |  |  |  | 0 | 0 | Real 2021 ¦ 5/8/2023 1:03:19 PM | 6368 | 169.4426 |  |  | 448328.2812 | 0 | 0 |  |  |  | 0
REF | ATC | 2028 | 6 | CC Portfolio | 3105 | Mitchell #2 (WV) | 133.46 | 164.0437 | 51.0392 |  | 0 |  |  |  | 3632.9036 |  |  | -1 | 4605372 | Mitchell 2 Coal Price |  | 448328.2812 |  | 64.0608 | 18984.082 | 18984.082 | 0 | -1 | 0 | 0 | 94.1946 | 5 | 1398 | 0.31113 | 42.3442 | 15202.8721 | 33.9101 | 3781.2104 | 8.434 |  | 5/1/1971 | 5/31/2028 |  | 0 | 0 | 2028 |  |  |  | 0 | 0 | Real 2021 ¦ 5/8/2023 1:03:19 PM | 6369 | 169.4426 |  |  | 448328.2812 | 0 | 0 |  |  |  | 0
REF | ATC | 2028 | 8 | REF No Wind Portfolio | 3105 | Mitchell #2 (WV) | 133.46 | 164.0437 | 51.0392 |  | 0 |  |  |  | 3632.9036 |  |  | -1 | 4605372 | Mitchell 2 Coal Price |  | 448328.2812 |  | 64.0608 | 18984.082 | 18984.082 | 0 | -1 | 0 | 0 | 94.1946 | 5 | 1398 | 0.31113 | 42.3442 | 15202.8721 | 33.9101 | 3781.2104 | 8.434 |  | 5/1/1971 | 5/31/2028 |  | 0 | 0 | 2028 |  |  |  | 0 | 0 | Real 2021 ¦ 5/8/2023 1:03:19 PM | 6370 | 169.4426 |  |  | 448328.2812 | 0 | 0 |  |  |  | 0
REF | ATC | 2028 | 1 | REF Portfolio | Big Sandy #1_Ext Gas | Big Sandy #1_Ext Gas | 0 | 0 | 0 |  | 0 |  |  |  | 0 |  |  | -1 | 0 | TCO |  | 0 |  | 0 | 0 | 0 | 0 | -1 | 0 | 0 | 0 | 0 | 0 |  |  | 0 |  | 0 |  |  | 6/1/2031 | 5/31/2041 |  | 0 | 0 | 2028 |  |  |  | 0 | 0 | Real 2021 ¦ 5/8/2023 1:03:19 PM | 6371 | 0 |  |  | 0 | 0 | 0 |  |  |  | 0
REF | ATC | 2028 | 2 | REF-HC Portfolio | Big Sandy #1_Ext Gas | Big Sandy #1_Ext Gas | 0 | 0 | 0 |  | 0 |  |  |  | 0 |  |  | -1 | 0 | TCO |  | 0 |  | 0 | 0 | 0 | 0 | -1 | 0 | 0 | 0 | 0 | 0 |  |  | 0 |  | 0 |  |  | 6/1/2031 | 5/31/2041 |  | 0 | 0 | 2028 |  |  |  | 0 | 0 | Real 2021 ¦ 5/8/2023 1:03:19 PM | 6372 | 0 |  |  | 0 | 0 | 0 |  |  |  | 0
REF | ATC | 2028 | 3 | CETA Portfolio | Big Sandy #1_Ext Gas | Big Sandy #1_Ext Gas | 0 | 0 | 0 |  | 0 |  |  |  | 0 |  |  | -1 | 0 | TCO |  | 0 |  | 0 | 0 | 0 | 0 | -1 | 0 | 0 | 0 | 0 | 0 |  |  | 0 |  | 0 |  |  | 6/1/2031 | 5/31/2041 |  | 0 | 0 | 2028 |  |  |  | 0 | 0 | Real 2021 ¦ 5/8/2023 1:03:19 PM | 6373 | 0 |  |  | 0 | 0 | 0 |  |  |  | 0
REF | ATC | 2028 | 5 | NCR Portfolio | Big Sandy #1_Ext Gas | Big Sandy #1_Ext Gas | 0 | 0 | 0 |  | 0 |  |  |  | 0 |  |  | -1 | 0 | TCO |  | 0 |  | 0 | 0 | 0 | 0 | -1 | 0 | 0 | 0 | 0 | 0 |  |  | 0 |  | 0 |  |  | 6/1/2031 | 5/31/2041 |  | 0 | 0 | 2028 |  |  |  | 0 | 0 | Real 2021 ¦ 5/8/2023 1:03:19 PM | 6374 | 0 |  |  | 0 | 0 | 0 |  |  |  | 0
REF | ATC | 2028 | 6 | CC Portfolio | Big Sandy #1_Ext Gas | Big Sandy #1_Ext Gas | 0 | 0 | 0 |  | 0 |  |  |  | 0 |  |  | -1 | 0 | TCO |  | 0 |  | 0 | 0 | 0 | 0 | -1 | 0 | 0 | 0 | 0 | 0 |  |  | 0 |  | 0 |  |  | 6/1/2031 | 5/31/2041 |  | 0 | 0 | 2028 |  |  |  | 0 | 0 | Real 2021 ¦ 5/8/2023 1:03:19 PM | 6375 | 0 |  |  | 0 | 0 | 0 |  |  |  | 0
REF | ATC | 2028 | 7 | REF Mitchell Ext | Big Sandy #1_Ext Gas | Big Sandy #1_Ext Gas | 0 | 0 | 0 |  | 0 |  |  |  | 0 |  |  | -1 | 0 | TCO |  | 0 |  | 0 | 0 | 0 | 0 | -1 | 0 | 0 | 0 | 0 | 0 |  |  | 0 |  | 0 |  |  | 6/1/2031 | 5/31/2041 |  | 0 | 0 | 2028 |  |  |  | 0 | 0 | Real 2021 ¦ 5/8/2023 1:03:19 PM | 6376 | 0 |  |  | 0 | 0 | 0 |  |  |  | 0
REF | ATC | 2028 | 8 | REF No Wind Portfolio | Big Sandy #1_Ext Gas | Big Sandy #1_Ext Gas | 0 | 0 | 0 |  | 0 |  |  |  | 0 |  |  | -1 | 0 | TCO |  | 0 |  | 0 | 0 | 0 | 0 | -1 | 0 | 0 | 0 | 0 | 0 |  |  | 0 |  | 0 |  |  | 6/1/2031 | 5/31/2041 |  | 0 | 0 | 2028 |  |  |  | 0 | 0 | Real 2021 ¦ 5/8/2023 1:03:19 PM | 6377 | 0 |  |  | 0 | 0 | 0 |  |  |  | 0
REF | ATC | 2028 | 9 | Preferred Plan | Big Sandy #1_Ext Gas | Big Sandy #1_Ext Gas | 0 | 0 | 0 |  | 0 |  |  |  | 0 |  |  | -1 | 0 | TCO |  | 0 |  | 0 | 0 | 0 | 0 | -1 | 0 | 0 | 0 | 0 | 0 |  |  | 0 |  | 0 |  |  | 6/1/2031 | 5/31/2041 |  | 0 | 0 | 2028 |  |  |  | 0 | 0 | Real 2021 ¦ 5/8/2023 1:03:19 PM | 6378 | 0 |  |  | 0 | 0 | 0 |  |  |  | 0
REF | ATC | 2028 | 1 | REF Portfolio | Spicewood Solar 2027 | Spicewood Solar 2027 | 22.8598 | 100 | 22.8598 |  | 0 |  |  |  | 14594.0635 |  |  | -1 | 0 | Solar |  | 200800.8594 |  | 0 | 6497.9971 | 6497.9971 | 0 | -1 | 0 | 0 | 0 | 366 | 4394 | 0.2286 | 32.3604 | -6726.1626 | -33.4967 | 13224.1592 | 65.8571 |  | 1/1/2027 | 12/31/2099 |  | 0 | 0 | 2028 |  |  |  | 0 | 0 | Real 2021 ¦ 5/8/2023 1:03:19 PM | 6379 | 100 |  |  | 200800.8594 | 0 | 0 |  |  |  | 0
REF | ATC | 2028 | 2 | REF-HC Portfolio | Spicewood Solar 2027 | Spicewood Solar 2027 | 22.8598 | 100 | 22.8598 |  | 0 |  |  |  | 14594.0635 |  |  | -1 | 0 | Solar |  | 200800.8594 |  | 0 | 6497.9971 | 6497.9971 | 0 | -1 | 0 | 0 | 0 | 366 | 4394 | 0.2286 | 32.3604 | -6726.1626 | -33.4967 | 13224.1592 | 65.8571 |  | 1/1/2027 | 12/31/2099 |  | 0 | 0 | 2028 |  |  |  | 0 | 0 | Real 2021 ¦ 5/8/2023 1:03:19 PM | 6380 | 100 |  |  | 200800.8594 | 0 | 0 |  |  |  | 0
REF | ATC | 2028 | 3 | CETA Portfolio | Spicewood Solar 2027 | Spicewood Solar 2027 | 22.8598 | 100 | 22.8598 |  | 0 |  |  |  | 14594.0635 |  |  | -1 | 0 | Solar |  | 200800.8594 |  | 0 | 6497.9971 | 6497.9971 | 0 | -1 | 0 | 0 | 0 | 366 | 4394 | 0.2286 | 32.3604 | -6726.1626 | -33.4967 | 13224.1592 | 65.8571 |  | 1/1/2027 | 12/31/2099 |  | 0 | 0 | 2028 |  |  |  | 0 | 0 | Real 2021 ¦ 5/8/2023 1:03:19 PM | 6381 | 100 |  |  | 200800.8594 | 0 | 0 |  |  |  | 0
REF | ATC | 2028 | 4 | ECR Portfolio | Spicewood Solar 2027 | Spicewood Solar 2027 | 22.8598 | 100 | 22.8598 |  | 0 |  |  |  | 14594.0635 |  |  | -1 | 0 | Solar |  | 200800.8594 |  | 0 | 6497.9971 | 6497.9971 | 0 | -1 | 0 | 0 | 0 | 366 | 4394 | 0.2286 | 32.3604 | -6726.1626 | -33.4967 | 13224.1592 | 65.8571 |  | 1/1/2027 | 12/31/2099 |  | 0 | 0 | 2028 |  |  |  | 0 | 0 | Real 2021 ¦ 5/8/2023 1:03:19 PM | 6382 | 100 |  |  | 200800.8594 | 0 | 0 |  |  |  | 0
REF | ATC | 2028 | 5 | NCR Portfolio | Spicewood Solar 2027 | Spicewood Solar 2027 | 22.8598 | 100 | 22.8598 |  | 0 |  |  |  | 14594.0635 |  |  | -1 | 0 | Solar |  | 200800.8594 |  | 0 | 6497.9971 | 6497.9971 | 0 | -1 | 0 | 0 | 0 | 366 | 4394 | 0.2286 | 32.3604 | -6726.1626 | -33.4967 | 13224.1592 | 65.8571 |  | 1/1/2027 | 12/31/2099 |  | 0 | 0 | 2028 |  |  |  | 0 | 0 | Real 2021 ¦ 5/8/2023 1:03:19 PM | 6383 | 100 |  |  | 200800.8594 | 0 | 0 |  |  |  | 0
REF | ATC | 2028 | 6 | CC Portfolio | Spicewood Solar 2027 | Spicewood Solar 2027 | 22.8598 | 100 | 22.8598 |  | 0 |  |  |  | 14594.0635 |  |  | -1 | 0 | Solar |  | 200800.8594 |  | 0 | 6497.9971 | 6497.9971 | 0 | -1 | 0 | 0 | 0 | 366 | 4394 | 0.2286 | 32.3604 | -6726.1626 | -33.4967 | 13224.1592 | 65.8571 |  | 1/1/2027 | 12/31/2099 |  | 0 | 0 | 2028 |  |  |  | 0 | 0 | Real 2021 ¦ 5/8/2023 1:03:19 PM | 6384 | 100 |  |  | 200800.8594 | 0 | 0 |  |  |  | 0
REF | ATC | 2028 | 7 | REF Mitchell Ext | Spicewood Solar 2027 | Spicewood Solar 2027 | 22.8598 | 100 | 22.8598 |  | 0 |  |  |  | 14594.0635 |  |  | -1 | 0 | Solar |  | 200800.8594 |  | 0 | 6497.9971 | 6497.9971 | 0 | -1 | 0 | 0 | 0 | 366 | 4394 | 0.2286 | 32.3604 | -6726.1626 | -33.4967 | 13224.1592 | 65.8571 |  | 1/1/2027 | 12/31/2099 |  | 0 | 0 | 2028 |  |  |  | 0 | 0 | Real 2021 ¦ 5/8/2023 1:03:19 PM | 6385 | 100 |  |  | 200800.8594 | 0 | 0 |  |  |  | 0
REF | ATC | 2028 | 8 | REF No Wind Portfolio | Spicewood Solar 2027 | Spicewood Solar 2027 | 22.8598 | 100 | 22.8598 |  | 0 |  |  |  | 14594.0635 |  |  | -1 | 0 | Solar |  | 200800.8594 |  | 0 | 6497.9971 | 6497.9971 | 0 | -1 | 0 | 0 | 0 | 366 | 4394 | 0.2286 | 32.3604 | -6726.1626 | -33.4967 | 13224.1592 | 65.8571 |  | 1/1/2027 | 12/31/2099 |  | 0 | 0 | 2028 |  |  |  | 0 | 0 | Real 2021 ¦ 5/8/2023 1:03:19 PM | 6386 | 100 |  |  | 200800.8594 | 0 | 0 |  |  |  | 0
REF | ATC | 2028 | 9 | Preferred Plan | Spicewood Solar 2027 | Spicewood Solar 2027 | 22.8598 | 100 | 22.8598 |  | 0 |  |  |  | 14594.0635 |  |  | -1 | 0 | Solar |  | 200800.8594 |  | 0 | 6497.9971 | 6497.9971 | 0 | -1 | 0 | 0 | 0 | 366 | 4394 | 0.2286 | 32.3604 | -6726.1626 | -33.4967 | 13224.1592 | 65.8571 |  | 1/1/2027 | 12/31/2099 |  | 0 | 0 | 2028 |  |  |  | 0 | 0 | Real 2021 ¦ 5/8/2023 1:03:19 PM | 6387 | 100 |  |  | 200800.8594 | 0 | 0 |  |  |  | 0
REF | ATC | 2028 | 1 | REF Portfolio | DSM Resources | DSM Resources | 0.057172 | 5.4 | 0.057172 |  | 0 |  |  |  | 0 |  |  | -1 | 0 | DSM_EE |  | 502.2 |  | 0 | 19.8625 | 19.8625 | 0 | -1 | 0 | 0 | 0 | 92 | 93 | 0.010587 | 39.551 | 0 | 0 | 19.8625 | 39.551 |  | 1/1/2022 | 12/31/2099 |  | 0 | 0 | 2028 |  |  |  | 0 | 0 | Real 2021 ¦ 5/8/2023 1:03:19 PM | 6388 | 5.4 |  |  | 502.2 | 0 | 0 |  |  |  | 0
REF | ATC | 2028 | 2 | REF-HC Portfolio | DSM Resources | DSM Resources | 0.057172 | 5.4 | 0.057172 |  | 0 |  |  |  | 0 |  |  | -1 | 0 | DSM_EE |  | 502.2 |  | 0 | 19.8625 | 19.8625 | 0 | -1 | 0 | 0 | 0 | 92 | 93 | 0.010587 | 39.551 | 0 | 0 | 19.8625 | 39.551 |  | 1/1/2022 | 12/31/2099 |  | 0 | 0 | 2028 |  |  |  | 0 | 0 | Real 2021 ¦ 5/8/2023 1:03:19 PM | 6389 | 5.4 |  |  | 502.2 | 0 | 0 |  |  |  | 0
REF | ATC | 2028 | 3 | CETA Portfolio | DSM Resources | DSM Resources | 0.057172 | 5.4 | 0.057172 |  | 0 |  |  |  | 0 |  |  | -1 | 0 | DSM_EE |  | 502.2 |  | 0 | 19.8625 | 19.8625 | 0 | -1 | 0 | 0 | 0 | 92 | 93 | 0.010587 | 39.551 | 0 | 0 | 19.8625 | 39.551 |  | 1/1/2022 | 12/31/2099 |  | 0 | 0 | 2028 |  |  |  | 0 | 0 | Real 2021 ¦ 5/8/2023 1:03:19 PM | 6390 | 5.4 |  |  | 502.2 | 0 | 0 |  |  |  | 0
REF | ATC | 2028 | 4 | ECR Portfolio | DSM Resources | DSM Resources | 0.057172 | 5.4 | 0.057172 |  | 0 |  |  |  | 0 |  |  | -1 | 0 | DSM_EE |  | 502.2 |  | 0 | 19.8625 | 19.8625 | 0 | -1 | 0 | 0 | 0 | 92 | 93 | 0.010587 | 39.551 | 0 | 0 | 19.8625 | 39.551 |  | 1/1/2022 | 12/31/2099 |  | 0 | 0 | 2028 |  |  |  | 0 | 0 | Real 2021 ¦ 5/8/2023 1:03:19 PM | 6391 | 5.4 |  |  | 502.2 | 0 | 0 |  |  |  | 0
REF | ATC | 2028 | 5 | NCR Portfolio | DSM Resources | DSM Resources | 0.057172 | 5.4 | 0.057172 |  | 0 |  |  |  | 0 |  |  | -1 | 0 | DSM_EE |  | 502.2 |  | 0 | 19.8625 | 19.8625 | 0 | -1 | 0 | 0 | 0 | 92 | 93 | 0.010587 | 39.551 | 0 | 0 | 19.8625 | 39.551 |  | 1/1/2022 | 12/31/2099 |  | 0 | 0 | 2028 |  |  |  | 0 | 0 | Real 2021 ¦ 5/8/2023 1:03:19 PM | 6392 | 5.4 |  |  | 502.2 | 0 | 0 |  |  |  | 0
REF | ATC | 2028 | 6 | CC Portfolio | DSM Resources | DSM Resources | 0.057172 | 5.4 | 0.057172 |  | 0 |  |  |  | 0 |  |  | -1 | 0 | DSM_EE |  | 502.2 |  | 0 | 19.8625 | 19.8625 | 0 | -1 | 0 | 0 | 0 | 92 | 93 | 0.010587 | 39.551 | 0 | 0 | 19.8625 | 39.551 |  | 1/1/2022 | 12/31/2099 |  | 0 | 0 | 2028 |  |  |  | 0 | 0 | Real 2021 ¦ 5/8/2023 1:03:19 PM | 6393 | 5.4 |  |  | 502.2 | 0 | 0 |  |  |  | 0
REF | ATC | 2028 | 7 | REF Mitchell Ext | DSM Resources | DSM Resources | 0.057172 | 5.4 | 0.057172 |  | 0 |  |  |  | 0 |  |  | -1 | 0 | DSM_EE |  | 502.2 |  | 0 | 19.8625 | 19.8625 | 0 | -1 | 0 | 0 | 0 | 92 | 93 | 0.010587 | 39.551 | 0 | 0 | 19.8625 | 39.551 |  | 1/1/2022 | 12/31/2099 |  | 0 | 0 | 2028 |  |  |  | 0 | 0 | Real 2021 ¦ 5/8/2023 1:03:19 PM | 6394 | 5.4 |  |  | 502.2 | 0 | 0 |  |  |  | 0
REF | ATC | 2028 | 8 | REF No Wind Portfolio | DSM Resources | DSM Resources | 0.057172 | 5.4 | 0.057172 |  | 0 |  |  |  | 0 |  |  | -1 | 0 | DSM_EE |  | 502.2 |  | 0 | 19.8625 | 19.8625 | 0 | -1 | 0 | 0 | 0 | 92 | 93 | 0.010587 | 39.551 | 0 | 0 | 19.8625 | 39.551 |  | 1/1/2022 | 12/31/2099 |  | 0 | 0 | 2028 |  |  |  | 0 | 0 | Real 2021 ¦ 5/8/2023 1:03:19 PM | 6395 | 5.4 |  |  | 502.2 | 0 | 0 |  |  |  | 0
REF | ATC | 2028 | 9 | Preferred Plan | DSM Resources | DSM Resources | 0.057172 | 5.4 | 0.057172 |  | 0 |  |  |  | 0 |  |  | -1 | 0 | DSM_EE |  | 502.2 |  | 0 | 19.8625 | 19.8625 | 0 | -1 | 0 | 0 | 0 | 92 | 93 | 0.010587 | 39.551 | 0 | 0 | 19.8625 | 39.551 |  | 1/1/2022 | 12/31/2099 |  | 0 | 0 | 2028 |  |  |  | 0 | 0 | Real 2021 ¦ 5/8/2023 1:03:19 PM | 6396 | 5.4 |  |  | 502.2 | 0 | 0 |  |  |  | 0
REF | ATC | 2028 | 1 | REF Portfolio | Residential - Low/Medium_23-25 | Residential - Low/Medium_23-25 | 1.3571 | 11884.2676 | 1.3571 |  | 0 |  |  |  | 0 |  |  | -1 | 0 | DSM_EE |  | 11920.5322 |  | 0 | 400.4897 | 400.4897 | 0 | -1 | 0 | 0 | 0 | 366 | 8784 | 0.00011419 | 33.5966 | 0 | 0 | 400.4897 | 33.5966 |  | 1/1/2023 | 12/31/2099 |  | 0 | 0 | 2028 |  |  |  | 0 | 0 | Real 2021 ¦ 5/8/2023 1:03:19 PM | 6397 | 11884.2676 |  |  | 11920.5322 | 0 | 0 |  |  |  | 0
REF | ATC | 2028 | 5 | NCR Portfolio | Residential - Low/Medium_23-25 | Residential - Low/Medium_23-25 | 1.3571 | 11884.2676 | 1.3571 |  | 0 |  |  |  | 0 |  |  | -1 | 0 | DSM_EE |  | 11920.5322 |  | 0 | 400.4897 | 400.4897 | 0 | -1 | 0 | 0 | 0 | 366 | 8784 | 0.00011419 | 33.5966 | 0 | 0 | 400.4897 | 33.5966 |  | 1/1/2023 | 12/31/2099 |  | 0 | 0 | 2028 |  |  |  | 0 | 0 | Real 2021 ¦ 5/8/2023 1:03:19 PM | 6398 | 11884.2676 |  |  | 11920.5322 | 0 | 0 |  |  |  | 0
REF | ATC | 2028 | 6 | CC Portfolio | Residential - Low/Medium_23-25 | Residential - Low/Medium_23-25 | 1.3571 | 11884.2676 | 1.3571 |  | 0 |  |  |  | 0 |  |  | -1 | 0 | DSM_EE |  | 11920.5322 |  | 0 | 400.4897 | 400.4897 | 0 | -1 | 0 | 0 | 0 | 366 | 8784 | 0.00011419 | 33.5966 | 0 | 0 | 400.4897 | 33.5966 |  | 1/1/2023 | 12/31/2099 |  | 0 | 0 | 2028 |  |  |  | 0 | 0 | Real 2021 ¦ 5/8/2023 1:03:19 PM | 6399 | 11884.2676 |  |  | 11920.5322 | 0 | 0 |  |  |  | 0
REF | ATC | 2028 | 7 | REF Mitchell Ext | Residential - Low/Medium_23-25 | Residential - Low/Medium_23-25 | 1.3571 | 11884.2676 | 1.3571 |  | 0 |  |  |  | 0 |  |  | -1 | 0 | DSM_EE |  | 11920.5322 |  | 0 | 400.4897 | 400.4897 | 0 | -1 | 0 | 0 | 0 | 366 | 8784 | 0.00011419 | 33.5966 | 0 | 0 | 400.4897 | 33.5966 |  | 1/1/2023 | 12/31/2099 |  | 0 | 0 | 2028 |  |  |  | 0 | 0 | Real 2021 ¦ 5/8/2023 1:03:19 PM | 6400 | 11884.2676 |  |  | 11920.5322 | 0 | 0 |  |  |  | 0
REF | ATC | 2028 | 9 | Preferred Plan | Residential - Low/Medium_23-25 | Residential - Low/Medium_23-25 | 1.3571 | 11884.2676 | 1.3571 |  | 0 |  |  |  | 0 |  |  | -1 | 0 | DSM_EE |  | 11920.5322 |  | 0 | 400.4897 | 400.4897 | 0 | -1 | 0 | 0 | 0 | 366 | 8784 | 0.00011419 | 33.5966 | 0 | 0 | 400.4897 | 33.5966 |  | 1/1/2023 | 12/31/2099 |  | 0 | 0 | 2028 |  |  |  | 0 | 0 | Real 2021 ¦ 5/8/2023 1:03:19 PM | 6401 | 11884.2676 |  |  | 11920.5322 | 0 | 0 |  |  |  | 0
REF | ATC | 2028 | 5 | NCR Portfolio | Residential - High_23-25 | Residential - High_23-25 | 0.61882 | 5419.5908 | 0.61882 |  | 0 |  |  |  | 0 |  |  | -1 | 0 | DSM_EE |  | 5435.7251 |  | 0 | 188.4597 | 188.4597 | 0 | -1 | 0 | 0 | 0 | 366 | 8784 | 0.00011418 | 34.6706 | 0 | 0 | 188.4597 | 34.6706 |  | 1/1/2023 | 12/31/2099 |  | 0 | 0 | 2028 |  |  |  | 0 | 0 | Real 2021 ¦ 5/8/2023 1:03:19 PM | 6402 | 5419.5908 |  |  | 5435.7251 | 0 | 0 |  |  |  | 0
REF | ATC | 2028 | 1 | REF Portfolio | C&I - Low_23-25 | C&I - Low_23-25 | 4.8126 | 42128.0547 | 4.8126 |  | 0 |  |  |  | 0 |  |  | -1 | 0 | DSM_EE |  | 42274.2969 |  | 0 | 1389.0428 | 1389.0428 | 0 | -1 | 0 | 0 | 0 | 366 | 8784 | 0.00011424 | 32.8579 | 0 | 0 | 1389.0428 | 32.8579 |  | 1/1/2023 | 12/31/2099 |  | 0 | 0 | 2028 |  |  |  | 0 | 0 | Real 2021 ¦ 5/8/2023 1:03:19 PM | 6403 | 42128.0547 |  |  | 42274.2969 | 0 | 0 |  |  |  | 0
REF | ATC | 2028 | 2 | REF-HC Portfolio | C&I - Low_23-25 | C&I - Low_23-25 | 4.8126 | 42128.0547 | 4.8126 |  | 0 |  |  |  | 0 |  |  | -1 | 0 | DSM_EE |  | 42274.2969 |  | 0 | 1389.0428 | 1389.0428 | 0 | -1 | 0 | 0 | 0 | 366 | 8784 | 0.00011424 | 32.8579 | 0 | 0 | 1389.0428 | 32.8579 |  | 1/1/2023 | 12/31/2099 |  | 0 | 0 | 2028 |  |  |  | 0 | 0 | Real 2021 ¦ 5/8/2023 1:03:19 PM | 6404 | 42128.0547 |  |  | 42274.2969 | 0 | 0 |  |  |  | 0
REF | ATC | 2028 | 3 | CETA Portfolio | C&I - Low_23-25 | C&I - Low_23-25 | 4.8126 | 42128.0547 | 4.8126 |  | 0 |  |  |  | 0 |  |  | -1 | 0 | DSM_EE |  | 42274.2969 |  | 0 | 1389.0428 | 1389.0428 | 0 | -1 | 0 | 0 | 0 | 366 | 8784 | 0.00011424 | 32.8579 | 0 | 0 | 1389.0428 | 32.8579 |  | 1/1/2023 | 12/31/2099 |  | 0 | 0 | 2028 |  |  |  | 0 | 0 | Real 2021 ¦ 5/8/2023 1:03:19 PM | 6405 | 42128.0547 |  |  | 42274.2969 | 0 | 0 |  |  |  | 0
REF | ATC | 2028 | 5 | NCR Portfolio | C&I - Low_23-25 | C&I - Low_23-25 | 4.8126 | 42128.0547 | 4.8126 |  | 0 |  |  |  | 0 |  |  | -1 | 0 | DSM_EE |  | 42274.2969 |  | 0 | 1389.0428 | 1389.0428 | 0 | -1 | 0 | 0 | 0 | 366 | 8784 | 0.00011424 | 32.8579 | 0 | 0 | 1389.0428 | 32.8579 |  | 1/1/2023 | 12/31/2099 |  | 0 | 0 | 2028 |  |  |  | 0 | 0 | Real 2021 ¦ 5/8/2023 1:03:19 PM | 6406 | 42128.0547 |  |  | 42274.2969 | 0 | 0 |  |  |  | 0
REF | ATC | 2028 | 6 | CC Portfolio | C&I - Low_23-25 | C&I - Low_23-25 | 4.8126 | 42128.0547 | 4.8126 |  | 0 |  |  |  | 0 |  |  | -1 | 0 | DSM_EE |  | 42274.2969 |  | 0 | 1389.0428 | 1389.0428 | 0 | -1 | 0 | 0 | 0 | 366 | 8784 | 0.00011424 | 32.8579 | 0 | 0 | 1389.0428 | 32.8579 |  | 1/1/2023 | 12/31/2099 |  | 0 | 0 | 2028 |  |  |  | 0 | 0 | Real 2021 ¦ 5/8/2023 1:03:19 PM | 6407 | 42128.0547 |  |  | 42274.2969 | 0 | 0 |  |  |  | 0
REF | ATC | 2028 | 7 | REF Mitchell Ext | C&I - Low_23-25 | C&I - Low_23-25 | 4.8126 | 42128.0547 | 4.8126 |  | 0 |  |  |  | 0 |  |  | -1 | 0 | DSM_EE |  | 42274.2969 |  | 0 | 1389.0428 | 1389.0428 | 0 | -1 | 0 | 0 | 0 | 366 | 8784 | 0.00011424 | 32.8579 | 0 | 0 | 1389.0428 | 32.8579 |  | 1/1/2023 | 12/31/2099 |  | 0 | 0 | 2028 |  |  |  | 0 | 0 | Real 2021 ¦ 5/8/2023 1:03:19 PM | 6408 | 42128.0547 |  |  | 42274.2969 | 0 | 0 |  |  |  | 0
REF | ATC | 2028 | 9 | Preferred Plan | C&I - Low_23-25 | C&I - Low_23-25 | 4.8126 | 42128.0547 | 4.8126 |  | 0 |  |  |  | 0 |  |  | -1 | 0 | DSM_EE |  | 42274.2969 |  | 0 | 1389.0428 | 1389.0428 | 0 | -1 | 0 | 0 | 0 | 366 | 8784 | 0.00011424 | 32.8579 | 0 | 0 | 1389.0428 | 32.8579 |  | 1/1/2023 | 12/31/2099 |  | 0 | 0 | 2028 |  |  |  | 0 | 0 | Real 2021 ¦ 5/8/2023 1:03:19 PM | 6409 | 42128.0547 |  |  | 42274.2969 | 0 | 0 |  |  |  | 0
REF | ATC | 2028 | 1 | REF Portfolio | IQW_23-25 | IQW_23-25 | 0.067237 | 588.645 | 0.067237 |  | 0 |  |  |  | 0 |  |  | -1 | 0 | DSM_EE |  | 590.6078 |  | 0 | 20.0417 | 20.0417 | 0 | -1 | 0 | 0 | 0 | 366 | 8784 | 0.00011422 | 33.934 | 0 | 0 | 20.0417 | 33.934 |  | 1/1/2023 | 12/31/2099 |  | 0 | 0 | 2028 |  |  |  | 0 | 0 | Real 2021 ¦ 5/8/2023 1:03:19 PM | 6410 | 588.645 |  |  | 590.6078 | 0 | 0 |  |  |  | 0
REF | ATC | 2028 | 2 | REF-HC Portfolio | IQW_23-25 | IQW_23-25 | 0.067237 | 588.645 | 0.067237 |  | 0 |  |  |  | 0 |  |  | -1 | 0 | DSM_EE |  | 590.6078 |  | 0 | 20.0417 | 20.0417 | 0 | -1 | 0 | 0 | 0 | 366 | 8784 | 0.00011422 | 33.934 | 0 | 0 | 20.0417 | 33.934 |  | 1/1/2023 | 12/31/2099 |  | 0 | 0 | 2028 |  |  |  | 0 | 0 | Real 2021 ¦ 5/8/2023 1:03:19 PM | 6411 | 588.645 |  |  | 590.6078 | 0 | 0 |  |  |  | 0
REF | ATC | 2028 | 3 | CETA Portfolio | IQW_23-25 | IQW_23-25 | 0.067237 | 588.645 | 0.067237 |  | 0 |  |  |  | 0 |  |  | -1 | 0 | DSM_EE |  | 590.6078 |  | 0 | 20.0417 | 20.0417 | 0 | -1 | 0 | 0 | 0 | 366 | 8784 | 0.00011422 | 33.934 | 0 | 0 | 20.0417 | 33.934 |  | 1/1/2023 | 12/31/2099 |  | 0 | 0 | 2028 |  |  |  | 0 | 0 | Real 2021 ¦ 5/8/2023 1:03:19 PM | 6412 | 588.645 |  |  | 590.6078 | 0 | 0 |  |  |  | 0
REF | ATC | 2028 | 4 | ECR Portfolio | IQW_23-25 | IQW_23-25 | 0.067237 | 588.645 | 0.067237 |  | 0 |  |  |  | 0 |  |  | -1 | 0 | DSM_EE |  | 590.6078 |  | 0 | 20.0417 | 20.0417 | 0 | -1 | 0 | 0 | 0 | 366 | 8784 | 0.00011422 | 33.934 | 0 | 0 | 20.0417 | 33.934 |  | 1/1/2023 | 12/31/2099 |  | 0 | 0 | 2028 |  |  |  | 0 | 0 | Real 2021 ¦ 5/8/2023 1:03:19 PM | 6413 | 588.645 |  |  | 590.6078 | 0 | 0 |  |  |  | 0
REF | ATC | 2028 | 5 | NCR Portfolio | IQW_23-25 | IQW_23-25 | 0.067237 | 588.645 | 0.067237 |  | 0 |  |  |  | 0 |  |  | -1 | 0 | DSM_EE |  | 590.6078 |  | 0 | 20.0417 | 20.0417 | 0 | -1 | 0 | 0 | 0 | 366 | 8784 | 0.00011422 | 33.934 | 0 | 0 | 20.0417 | 33.934 |  | 1/1/2023 | 12/31/2099 |  | 0 | 0 | 2028 |  |  |  | 0 | 0 | Real 2021 ¦ 5/8/2023 1:03:19 PM | 6414 | 588.645 |  |  | 590.6078 | 0 | 0 |  |  |  | 0
REF | ATC | 2028 | 6 | CC Portfolio | IQW_23-25 | IQW_23-25 | 0.067237 | 588.645 | 0.067237 |  | 0 |  |  |  | 0 |  |  | -1 | 0 | DSM_EE |  | 590.6078 |  | 0 | 20.0417 | 20.0417 | 0 | -1 | 0 | 0 | 0 | 366 | 8784 | 0.00011422 | 33.934 | 0 | 0 | 20.0417 | 33.934 |  | 1/1/2023 | 12/31/2099 |  | 0 | 0 | 2028 |  |  |  | 0 | 0 | Real 2021 ¦ 5/8/2023 1:03:19 PM | 6415 | 588.645 |  |  | 590.6078 | 0 | 0 |  |  |  | 0
REF | ATC | 2028 | 7 | REF Mitchell Ext | IQW_23-25 | IQW_23-25 | 0.067237 | 588.645 | 0.067237 |  | 0 |  |  |  | 0 |  |  | -1 | 0 | DSM_EE |  | 590.6078 |  | 0 | 20.0417 | 20.0417 | 0 | -1 | 0 | 0 | 0 | 366 | 8784 | 0.00011422 | 33.934 | 0 | 0 | 20.0417 | 33.934 |  | 1/1/2023 | 12/31/2099 |  | 0 | 0 | 2028 |  |  |  | 0 | 0 | Real 2021 ¦ 5/8/2023 1:03:19 PM | 6416 | 588.645 |  |  | 590.6078 | 0 | 0 |  |  |  | 0
REF | ATC | 2028 | 8 | REF No Wind Portfolio | IQW_23-25 | IQW_23-25 | 0.067237 | 588.645 | 0.067237 |  | 0 |  |  |  | 0 |  |  | -1 | 0 | DSM_EE |  | 590.6078 |  | 0 | 20.0417 | 20.0417 | 0 | -1 | 0 | 0 | 0 | 366 | 8784 | 0.00011422 | 33.934 | 0 | 0 | 20.0417 | 33.934 |  | 1/1/2023 | 12/31/2099 |  | 0 | 0 | 2028 |  |  |  | 0 | 0 | Real 2021 ¦ 5/8/2023 1:03:19 PM | 6417 | 588.645 |  |  | 590.6078 | 0 | 0 |  |  |  | 0
REF | ATC | 2028 | 9 | Preferred Plan | IQW_23-25 | IQW_23-25 | 0.067237 | 588.645 | 0.067237 |  | 0 |  |  |  | 0 |  |  | -1 | 0 | DSM_EE |  | 590.6078 |  | 0 | 20.0417 | 20.0417 | 0 | -1 | 0 | 0 | 0 | 366 | 8784 | 0.00011422 | 33.934 | 0 | 0 | 20.0417 | 33.934 |  | 1/1/2023 | 12/31/2099 |  | 0 | 0 | 2028 |  |  |  | 0 | 0 | Real 2021 ¦ 5/8/2023 1:03:19 PM | 6418 | 588.645 |  |  | 590.6078 | 0 | 0 |  |  |  | 0
REF | ATC | 2028 | 1 | REF Portfolio | Residential - Low/Medium_26-30 | Residential - Low/Medium_26-30 | 3.4141 | 29888.0312 | 3.4141 |  | 0 |  |  |  | 2656.0605 |  |  | -1 | 0 | DSM_EE |  | 29989.1328 |  | 0 | 1011.6516 | 1011.6516 | 0 | -1 | 0 | 0 | 0 | 366 | 8784 | 0.00011423 | 33.7339 | 0 | 0 | 1011.6516 | 33.7339 |  | 1/1/2026 | 12/31/2099 |  | 0 | 0 | 2028 |  |  |  | 0 | 0 | Real 2021 ¦ 5/8/2023 1:03:19 PM | 6419 | 29888.0312 |  |  | 29989.1328 | 0 | 0 |  |  |  | 0
REF | ATC | 2028 | 3 | CETA Portfolio | Residential - Low/Medium_26-30 | Residential - Low/Medium_26-30 | 3.4141 | 29888.0312 | 3.4141 |  | 0 |  |  |  | 2656.0605 |  |  | -1 | 0 | DSM_EE |  | 29989.1328 |  | 0 | 1011.6516 | 1011.6516 | 0 | -1 | 0 | 0 | 0 | 366 | 8784 | 0.00011423 | 33.7339 | 0 | 0 | 1011.6516 | 33.7339 |  | 1/1/2026 | 12/31/2099 |  | 0 | 0 | 2028 |  |  |  | 0 | 0 | Real 2021 ¦ 5/8/2023 1:03:19 PM | 6420 | 29888.0312 |  |  | 29989.1328 | 0 | 0 |  |  |  | 0
REF | ATC | 2028 | 5 | NCR Portfolio | Residential - Low/Medium_26-30 | Residential - Low/Medium_26-30 | 3.4141 | 29888.0312 | 3.4141 |  | 0 |  |  |  | 2656.0605 |  |  | -1 | 0 | DSM_EE |  | 29989.1328 |  | 0 | 1011.6516 | 1011.6516 | 0 | -1 | 0 | 0 | 0 | 366 | 8784 | 0.00011423 | 33.7339 | 0 | 0 | 1011.6516 | 33.7339 |  | 1/1/2026 | 12/31/2099 |  | 0 | 0 | 2028 |  |  |  | 0 | 0 | Real 2021 ¦ 5/8/2023 1:03:19 PM | 6421 | 29888.0312 |  |  | 29989.1328 | 0 | 0 |  |  |  | 0
REF | ATC | 2028 | 6 | CC Portfolio | Residential - Low/Medium_26-30 | Residential - Low/Medium_26-30 | 3.4141 | 29888.0312 | 3.4141 |  | 0 |  |  |  | 2656.0605 |  |  | -1 | 0 | DSM_EE |  | 29989.1328 |  | 0 | 1011.6516 | 1011.6516 | 0 | -1 | 0 | 0 | 0 | 366 | 8784 | 0.00011423 | 33.7339 | 0 | 0 | 1011.6516 | 33.7339 |  | 1/1/2026 | 12/31/2099 |  | 0 | 0 | 2028 |  |  |  | 0 | 0 | Real 2021 ¦ 5/8/2023 1:03:19 PM | 6422 | 29888.0312 |  |  | 29989.1328 | 0 | 0 |  |  |  | 0
REF | ATC | 2028 | 7 | REF Mitchell Ext | Residential - Low/Medium_26-30 | Residential - Low/Medium_26-30 | 3.4141 | 29888.0312 | 3.4141 |  | 0 |  |  |  | 2656.0605 |  |  | -1 | 0 | DSM_EE |  | 29989.1328 |  | 0 | 1011.6516 | 1011.6516 | 0 | -1 | 0 | 0 | 0 | 366 | 8784 | 0.00011423 | 33.7339 | 0 | 0 | 1011.6516 | 33.7339 |  | 1/1/2026 | 12/31/2099 |  | 0 | 0 | 2028 |  |  |  | 0 | 0 | Real 2021 ¦ 5/8/2023 1:03:19 PM | 6423 | 29888.0312 |  |  | 29989.1328 | 0 | 0 |  |  |  | 0
REF | ATC | 2028 | 9 | Preferred Plan | Residential - Low/Medium_26-30 | Residential - Low/Medium_26-30 | 3.4141 | 29888.0312 | 3.4141 |  | 0 |  |  |  | 2656.0605 |  |  | -1 | 0 | DSM_EE |  | 29989.1328 |  | 0 | 1011.6516 | 1011.6516 | 0 | -1 | 0 | 0 | 0 | 366 | 8784 | 0.00011423 | 33.7339 | 0 | 0 | 1011.6516 | 33.7339 |  | 1/1/2026 | 12/31/2099 |  | 0 | 0 | 2028 |  |  |  | 0 | 0 | Real 2021 ¦ 5/8/2023 1:03:19 PM | 6424 | 29888.0312 |  |  | 29989.1328 | 0 | 0 |  |  |  | 0
REF | ATC | 2028 | 5 | NCR Portfolio | Residential - High_26-30 | Residential - High_26-30 | 1.1717 | 10257.79 | 1.1717 |  | 0 |  |  |  | 4196.6621 |  |  | -1 | 0 | DSM_EE |  | 10292.0791 |  | 0 | 359.5016 | 359.5016 | 0 | -1 | 0 | 0 | 0 | 366 | 8784 | 0.00011422 | 34.9299 | 0 | 0 | 359.5016 | 34.9299 |  | 1/1/2026 | 12/31/2099 |  | 0 | 0 | 2028 |  |  |  | 0 | 0 | Real 2021 ¦ 5/8/2023 1:03:19 PM | 6425 | 10257.79 |  |  | 10292.0791 | 0 | 0 |  |  |  | 0
REF | ATC | 2028 | 6 | CC Portfolio | Residential - High_26-30 | Residential - High_26-30 | 1.1717 | 10257.79 | 1.1717 |  | 0 |  |  |  | 4196.6621 |  |  | -1 | 0 | DSM_EE |  | 10292.0791 |  | 0 | 359.5016 | 359.5016 | 0 | -1 | 0 | 0 | 0 | 366 | 8784 | 0.00011422 | 34.9299 | 0 | 0 | 359.5016 | 34.9299 |  | 1/1/2026 | 12/31/2099 |  | 0 | 0 | 2028 |  |  |  | 0 | 0 | Real 2021 ¦ 5/8/2023 1:03:19 PM | 6426 | 10257.79 |  |  | 10292.0791 | 0 | 0 |  |  |  | 0
REF | ATC | 2028 | 9 | Preferred Plan | Residential - High_26-30 | Residential - High_26-30 | 1.1717 | 10257.79 | 1.1717 |  | 0 |  |  |  | 4196.6621 |  |  | -1 | 0 | DSM_EE |  | 10292.0791 |  | 0 | 359.5016 | 359.5016 | 0 | -1 | 0 | 0 | 0 | 366 | 8784 | 0.00011422 | 34.9299 | 0 | 0 | 359.5016 | 34.9299 |  | 1/1/2026 | 12/31/2099 |  | 0 | 0 | 2028 |  |  |  | 0 | 0 | Real 2021 ¦ 5/8/2023 1:03:19 PM | 6427 | 10257.79 |  |  | 10292.0791 | 0 | 0 |  |  |  | 0
REF | ATC | 2028 | 2 | REF-HC Portfolio | Residential - Behavior_26-30 | Residential - Behavior_26-30 | 1.1008 | 9638.0791 | 1.1008 |  | 0 |  |  |  | 616.0469 |  |  | -1 | 0 | DSM_EE |  | 9669.2764 |  | 0 | 331.0534 | 331.0534 | 0 | -1 | 0 | 0 | 0 | 366 | 8784 | 0.00011421 | 34.2377 | 0 | 0 | 331.0534 | 34.2377 |  | 1/1/2026 | 12/31/2099 |  | 0 | 0 | 2028 |  |  |  | 0 | 0 | Real 2021 ¦ 5/8/2023 1:03:19 PM | 6428 | 9638.0791 |  |  | 9669.2764 | 0 | 0 |  |  |  | 0
REF | ATC | 2028 | 5 | NCR Portfolio | Residential - Behavior_26-30 | Residential - Behavior_26-30 | 1.1008 | 9638.0791 | 1.1008 |  | 0 |  |  |  | 616.0469 |  |  | -1 | 0 | DSM_EE |  | 9669.2764 |  | 0 | 331.0534 | 331.0534 | 0 | -1 | 0 | 0 | 0 | 366 | 8784 | 0.00011421 | 34.2377 | 0 | 0 | 331.0534 | 34.2377 |  | 1/1/2026 | 12/31/2099 |  | 0 | 0 | 2028 |  |  |  | 0 | 0 | Real 2021 ¦ 5/8/2023 1:03:19 PM | 6429 | 9638.0791 |  |  | 9669.2764 | 0 | 0 |  |  |  | 0
REF | ATC | 2028 | 6 | CC Portfolio | Residential - Behavior_26-30 | Residential - Behavior_26-30 | 1.1008 | 9638.0791 | 1.1008 |  | 0 |  |  |  | 616.0469 |  |  | -1 | 0 | DSM_EE |  | 9669.2764 |  | 0 | 331.0534 | 331.0534 | 0 | -1 | 0 | 0 | 0 | 366 | 8784 | 0.00011421 | 34.2377 | 0 | 0 | 331.0534 | 34.2377 |  | 1/1/2026 | 12/31/2099 |  | 0 | 0 | 2028 |  |  |  | 0 | 0 | Real 2021 ¦ 5/8/2023 1:03:19 PM | 6430 | 9638.0791 |  |  | 9669.2764 | 0 | 0 |  |  |  | 0
REF | ATC | 2028 | 8 | REF No Wind Portfolio | Residential - Behavior_26-30 | Residential - Behavior_26-30 | 1.1008 | 9638.0791 | 1.1008 |  | 0 |  |  |  | 616.0469 |  |  | -1 | 0 | DSM_EE |  | 9669.2764 |  | 0 | 331.0534 | 331.0534 | 0 | -1 | 0 | 0 | 0 | 366 | 8784 | 0.00011421 | 34.2377 | 0 | 0 | 331.0534 | 34.2377 |  | 1/1/2026 | 12/31/2099 |  | 0 | 0 | 2028 |  |  |  | 0 | 0 | Real 2021 ¦ 5/8/2023 1:03:19 PM | 6431 | 9638.0791 |  |  | 9669.2764 | 0 | 0 |  |  |  | 0
REF | ATC | 2028 | 9 | Preferred Plan | Residential - Behavior_26-30 | Residential - Behavior_26-30 | 1.1008 | 9638.0791 | 1.1008 |  | 0 |  |  |  | 616.0469 |  |  | -1 | 0 | DSM_EE |  | 9669.2764 |  | 0 | 331.0534 | 331.0534 | 0 | -1 | 0 | 0 | 0 | 366 | 8784 | 0.00011421 | 34.2377 | 0 | 0 | 331.0534 | 34.2377 |  | 1/1/2026 | 12/31/2099 |  | 0 | 0 | 2028 |  |  |  | 0 | 0 | Real 2021 ¦ 5/8/2023 1:03:19 PM | 6432 | 9638.0791 |  |  | 9669.2764 | 0 | 0 |  |  |  | 0
REF | ATC | 2028 | 1 | REF Portfolio | C&I - Low_26-30 | C&I - Low_26-30 | 10.4635 | 91653.375 | 10.4635 |  | 0 |  |  |  | 5924.0693 |  |  | -1 | 0 | DSM_EE |  | 91911.4453 |  | 0 | 3025.9612 | 3025.9612 | 0 | -1 | 0 | 0 | 0 | 366 | 8784 | 0.00011416 | 32.9226 | 0 | 0 | 3025.9612 | 32.9226 |  | 1/1/2026 | 12/31/2099 |  | 0 | 0 | 2028 |  |  |  | 0 | 0 | Real 2021 ¦ 5/8/2023 1:03:19 PM | 6433 | 91653.375 |  |  | 91911.4453 | 0 | 0 |  |  |  | 0
REF | ATC | 2028 | 2 | REF-HC Portfolio | C&I - Low_26-30 | C&I - Low_26-30 | 10.4635 | 91653.375 | 10.4635 |  | 0 |  |  |  | 5924.0693 |  |  | -1 | 0 | DSM_EE |  | 91911.4453 |  | 0 | 3025.9612 | 3025.9612 | 0 | -1 | 0 | 0 | 0 | 366 | 8784 | 0.00011416 | 32.9226 | 0 | 0 | 3025.9612 | 32.9226 |  | 1/1/2026 | 12/31/2099 |  | 0 | 0 | 2028 |  |  |  | 0 | 0 | Real 2021 ¦ 5/8/2023 1:03:19 PM | 6434 | 91653.375 |  |  | 91911.4453 | 0 | 0 |  |  |  | 0
REF | ATC | 2028 | 3 | CETA Portfolio | C&I - Low_26-30 | C&I - Low_26-30 | 10.4635 | 91653.375 | 10.4635 |  | 0 |  |  |  | 5924.0693 |  |  | -1 | 0 | DSM_EE |  | 91911.4453 |  | 0 | 3025.9612 | 3025.9612 | 0 | -1 | 0 | 0 | 0 | 366 | 8784 | 0.00011416 | 32.9226 | 0 | 0 | 3025.9612 | 32.9226 |  | 1/1/2026 | 12/31/2099 |  | 0 | 0 | 2028 |  |  |  | 0 | 0 | Real 2021 ¦ 5/8/2023 1:03:19 PM | 6435 | 91653.375 |  |  | 91911.4453 | 0 | 0 |  |  |  | 0
REF | ATC | 2028 | 4 | ECR Portfolio | C&I - Low_26-30 | C&I - Low_26-30 | 10.4635 | 91653.375 | 10.4635 |  | 0 |  |  |  | 5924.0693 |  |  | -1 | 0 | DSM_EE |  | 91911.4453 |  | 0 | 3025.9612 | 3025.9612 | 0 | -1 | 0 | 0 | 0 | 366 | 8784 | 0.00011416 | 32.9226 | 0 | 0 | 3025.9612 | 32.9226 |  | 1/1/2026 | 12/31/2099 |  | 0 | 0 | 2028 |  |  |  | 0 | 0 | Real 2021 ¦ 5/8/2023 1:03:19 PM | 6436 | 91653.375 |  |  | 91911.4453 | 0 | 0 |  |  |  | 0
REF | ATC | 2028 | 5 | NCR Portfolio | C&I - Low_26-30 | C&I - Low_26-30 | 10.4635 | 91653.375 | 10.4635 |  | 0 |  |  |  | 5924.0693 |  |  | -1 | 0 | DSM_EE |  | 91911.4453 |  | 0 | 3025.9612 | 3025.9612 | 0 | -1 | 0 | 0 | 0 | 366 | 8784 | 0.00011416 | 32.9226 | 0 | 0 | 3025.9612 | 32.9226 |  | 1/1/2026 | 12/31/2099 |  | 0 | 0 | 2028 |  |  |  | 0 | 0 | Real 2021 ¦ 5/8/2023 1:03:19 PM | 6437 | 91653.375 |  |  | 91911.4453 | 0 | 0 |  |  |  | 0
REF | ATC | 2028 | 6 | CC Portfolio | C&I - Low_26-30 | C&I - Low_26-30 | 10.4635 | 91653.375 | 10.4635 |  | 0 |  |  |  | 5924.0693 |  |  | -1 | 0 | DSM_EE |  | 91911.4453 |  | 0 | 3025.9612 | 3025.9612 | 0 | -1 | 0 | 0 | 0 | 366 | 8784 | 0.00011416 | 32.9226 | 0 | 0 | 3025.9612 | 32.9226 |  | 1/1/2026 | 12/31/2099 |  | 0 | 0 | 2028 |  |  |  | 0 | 0 | Real 2021 ¦ 5/8/2023 1:03:19 PM | 6438 | 91653.375 |  |  | 91911.4453 | 0 | 0 |  |  |  | 0
REF | ATC | 2028 | 7 | REF Mitchell Ext | C&I - Low_26-30 | C&I - Low_26-30 | 10.4635 | 91653.375 | 10.4635 |  | 0 |  |  |  | 5924.0693 |  |  | -1 | 0 | DSM_EE |  | 91911.4453 |  | 0 | 3025.9612 | 3025.9612 | 0 | -1 | 0 | 0 | 0 | 366 | 8784 | 0.00011416 | 32.9226 | 0 | 0 | 3025.9612 | 32.9226 |  | 1/1/2026 | 12/31/2099 |  | 0 | 0 | 2028 |  |  |  | 0 | 0 | Real 2021 ¦ 5/8/2023 1:03:19 PM | 6439 | 91653.375 |  |  | 91911.4453 | 0 | 0 |  |  |  | 0
REF | ATC | 2028 | 8 | REF No Wind Portfolio | C&I - Low_26-30 | C&I - Low_26-30 | 10.4635 | 91653.375 | 10.4635 |  | 0 |  |  |  | 5924.0693 |  |  | -1 | 0 | DSM_EE |  | 91911.4453 |  | 0 | 3025.9612 | 3025.9612 | 0 | -1 | 0 | 0 | 0 | 366 | 8784 | 0.00011416 | 32.9226 | 0 | 0 | 3025.9612 | 32.9226 |  | 1/1/2026 | 12/31/2099 |  | 0 | 0 | 2028 |  |  |  | 0 | 0 | Real 2021 ¦ 5/8/2023 1:03:19 PM | 6440 | 91653.375 |  |  | 91911.4453 | 0 | 0 |  |  |  | 0
REF | ATC | 2028 | 9 | Preferred Plan | C&I - Low_26-30 | C&I - Low_26-30 | 10.4635 | 91653.375 | 10.4635 |  | 0 |  |  |  | 5924.0693 |  |  | -1 | 0 | DSM_EE |  | 91911.4453 |  | 0 | 3025.9612 | 3025.9612 | 0 | -1 | 0 | 0 | 0 | 366 | 8784 | 0.00011416 | 32.9226 | 0 | 0 | 3025.9612 | 32.9226 |  | 1/1/2026 | 12/31/2099 |  | 0 | 0 | 2028 |  |  |  | 0 | 0 | Real 2021 ¦ 5/8/2023 1:03:19 PM | 6441 | 91653.375 |  |  | 91911.4453 | 0 | 0 |  |  |  | 0
REF | ATC | 2028 | 5 | NCR Portfolio | C&I - High_26-30 | C&I - High_26-30 | 0.54694 | 4793.7002 | 0.54694 |  | 0 |  |  |  | 712.2963 |  |  | -1 | 0 | DSM_EE |  | 4804.3516 |  | 0 | 158.9168 | 158.9168 | 0 | -1 | 0 | 0 | 0 | 366 | 8784 | 0.0001141 | 33.0777 | 0 | 0 | 158.9168 | 33.0777 |  | 1/1/2026 | 12/31/2099 |  | 0 | 0 | 2028 |  |  |  | 0 | 0 | Real 2021 ¦ 5/8/2023 1:03:19 PM | 6442 | 4793.7002 |  |  | 4804.3516 | 0 | 0 |  |  |  | 0
REF | ATC | 2028 | 1 | REF Portfolio | IQW_26-30 | IQW_26-30 | 0.15057 | 1317.084 | 0.15057 |  | 0 |  |  |  | 761.5217 |  |  | -1 | 0 | DSM_EE |  | 1322.649 |  | 0 | 45.2394 | 45.2394 | 0 | -1 | 0 | 0 | 0 | 366 | 8784 | 0.00011432 | 34.2036 | 0 | 0 | 45.2394 | 34.2036 |  | 1/1/2026 | 12/31/2099 |  | 0 | 0 | 2028 |  |  |  | 0 | 0 | Real 2021 ¦ 5/8/2023 1:03:19 PM | 6443 | 1317.084 |  |  | 1322.649 | 0 | 0 |  |  |  | 0
REF | ATC | 2028 | 2 | REF-HC Portfolio | IQW_26-30 | IQW_26-30 | 0.15057 | 1317.084 | 0.15057 |  | 0 |  |  |  | 761.5217 |  |  | -1 | 0 | DSM_EE |  | 1322.649 |  | 0 | 45.2394 | 45.2394 | 0 | -1 | 0 | 0 | 0 | 366 | 8784 | 0.00011432 | 34.2036 | 0 | 0 | 45.2394 | 34.2036 |  | 1/1/2026 | 12/31/2099 |  | 0 | 0 | 2028 |  |  |  | 0 | 0 | Real 2021 ¦ 5/8/2023 1:03:19 PM | 6444 | 1317.084 |  |  | 1322.649 | 0 | 0 |  |  |  | 0
REF | ATC | 2028 | 3 | CETA Portfolio | IQW_26-30 | IQW_26-30 | 0.15057 | 1317.084 | 0.15057 |  | 0 |  |  |  | 761.5217 |  |  | -1 | 0 | DSM_EE |  | 1322.649 |  | 0 | 45.2394 | 45.2394 | 0 | -1 | 0 | 0 | 0 | 366 | 8784 | 0.00011432 | 34.2036 | 0 | 0 | 45.2394 | 34.2036 |  | 1/1/2026 | 12/31/2099 |  | 0 | 0 | 2028 |  |  |  | 0 | 0 | Real 2021 ¦ 5/8/2023 1:03:19 PM | 6445 | 1317.084 |  |  | 1322.649 | 0 | 0 |  |  |  | 0
REF | ATC | 2028 | 4 | ECR Portfolio | IQW_26-30 | IQW_26-30 | 0.15057 | 1317.084 | 0.15057 |  | 0 |  |  |  | 761.5217 |  |  | -1 | 0 | DSM_EE |  | 1322.649 |  | 0 | 45.2394 | 45.2394 | 0 | -1 | 0 | 0 | 0 | 366 | 8784 | 0.00011432 | 34.2036 | 0 | 0 | 45.2394 | 34.2036 |  | 1/1/2026 | 12/31/2099 |  | 0 | 0 | 2028 |  |  |  | 0 | 0 | Real 2021 ¦ 5/8/2023 1:03:19 PM | 6446 | 1317.084 |  |  | 1322.649 | 0 | 0 |  |  |  | 0
REF | ATC | 2028 | 5 | NCR Portfolio | IQW_26-30 | IQW_26-30 | 0.15057 | 1317.084 | 0.15057 |  | 0 |  |  |  | 761.5217 |  |  | -1 | 0 | DSM_EE |  | 1322.649 |  | 0 | 45.2394 | 45.2394 | 0 | -1 | 0 | 0 | 0 | 366 | 8784 | 0.00011432 | 34.2036 | 0 | 0 | 45.2394 | 34.2036 |  | 1/1/2026 | 12/31/2099 |  | 0 | 0 | 2028 |  |  |  | 0 | 0 | Real 2021 ¦ 5/8/2023 1:03:19 PM | 6447 | 1317.084 |  |  | 1322.649 | 0 | 0 |  |  |  | 0
REF | ATC | 2028 | 6 | CC Portfolio | IQW_26-30 | IQW_26-30 | 0.15057 | 1317.084 | 0.15057 |  | 0 |  |  |  | 761.5217 |  |  | -1 | 0 | DSM_EE |  | 1322.649 |  | 0 | 45.2394 | 45.2394 | 0 | -1 | 0 | 0 | 0 | 366 | 8784 | 0.00011432 | 34.2036 | 0 | 0 | 45.2394 | 34.2036 |  | 1/1/2026 | 12/31/2099 |  | 0 | 0 | 2028 |  |  |  | 0 | 0 | Real 2021 ¦ 5/8/2023 1:03:19 PM | 6448 | 1317.084 |  |  | 1322.649 | 0 | 0 |  |  |  | 0
REF | ATC | 2028 | 7 | REF Mitchell Ext | IQW_26-30 | IQW_26-30 | 0.15057 | 1317.084 | 0.15057 |  | 0 |  |  |  | 761.5217 |  |  | -1 | 0 | DSM_EE |  | 1322.649 |  | 0 | 45.2394 | 45.2394 | 0 | -1 | 0 | 0 | 0 | 366 | 8784 | 0.00011432 | 34.2036 | 0 | 0 | 45.2394 | 34.2036 |  | 1/1/2026 | 12/31/2099 |  | 0 | 0 | 2028 |  |  |  | 0 | 0 | Real 2021 ¦ 5/8/2023 1:03:19 PM | 6449 | 1317.084 |  |  | 1322.649 | 0 | 0 |  |  |  | 0
REF | ATC | 2028 | 8 | REF No Wind Portfolio | IQW_26-30 | IQW_26-30 | 0.15057 | 1317.084 | 0.15057 |  | 0 |  |  |  | 761.5217 |  |  | -1 | 0 | DSM_EE |  | 1322.649 |  | 0 | 45.2394 | 45.2394 | 0 | -1 | 0 | 0 | 0 | 366 | 8784 | 0.00011432 | 34.2036 | 0 | 0 | 45.2394 | 34.2036 |  | 1/1/2026 | 12/31/2099 |  | 0 | 0 | 2028 |  |  |  | 0 | 0 | Real 2021 ¦ 5/8/2023 1:03:19 PM | 6450 | 1317.084 |  |  | 1322.649 | 0 | 0 |  |  |  | 0
REF | ATC | 2028 | 9 | Preferred Plan | IQW_26-30 | IQW_26-30 | 0.15057 | 1317.084 | 0.15057 |  | 0 |  |  |  | 761.5217 |  |  | -1 | 0 | DSM_EE |  | 1322.649 |  | 0 | 45.2394 | 45.2394 | 0 | -1 | 0 | 0 | 0 | 366 | 8784 | 0.00011432 | 34.2036 | 0 | 0 | 45.2394 | 34.2036 |  | 1/1/2026 | 12/31/2099 |  | 0 | 0 | 2028 |  |  |  | 0 | 0 | Real 2021 ¦ 5/8/2023 1:03:19 PM | 6451 | 1317.084 |  |  | 1322.649 | 0 | 0 |  |  |  | 0
REF | ATC | 2028 | 2 | REF-HC Portfolio | Residential - Low/Medium_31-42 | Residential - Low/Medium_31-42 | 0 | 0 | 0 |  | 0 |  |  |  | 0 |  |  | -1 | 0 | DSM_EE |  | 0 |  | 0 | 0 | 0 | 0 | -1 | 0 | 0 | 0 | 0 | 0 |  |  | 0 |  | 0 |  |  | 1/1/2031 | 12/31/2099 |  | 0 | 0 | 2028 |  |  |  | 0 | 0 | Real 2021 ¦ 5/8/2023 1:03:19 PM | 6452 | 0 |  |  | 0 | 0 | 0 |  |  |  | 0
REF | ATC | 2028 | 4 | ECR Portfolio | Residential - Low/Medium_31-42 | Residential - Low/Medium_31-42 | 0 | 0 | 0 |  | 0 |  |  |  | 0 |  |  | -1 | 0 | DSM_EE |  | 0 |  | 0 | 0 | 0 | 0 | -1 | 0 | 0 | 0 | 0 | 0 |  |  | 0 |  | 0 |  |  | 1/1/2031 | 12/31/2099 |  | 0 | 0 | 2028 |  |  |  | 0 | 0 | Real 2021 ¦ 5/8/2023 1:03:19 PM | 6453 | 0 |  |  | 0 | 0 | 0 |  |  |  | 0
REF | ATC | 2028 | 6 | CC Portfolio | Residential - Low/Medium_31-42 | Residential - Low/Medium_31-42 | 0 | 0 | 0 |  | 0 |  |  |  | 0 |  |  | -1 | 0 | DSM_EE |  | 0 |  | 0 | 0 | 0 | 0 | -1 | 0 | 0 | 0 | 0 | 0 |  |  | 0 |  | 0 |  |  | 1/1/2031 | 12/31/2099 |  | 0 | 0 | 2028 |  |  |  | 0 | 0 | Real 2021 ¦ 5/8/2023 1:03:19 PM | 6454 | 0 |  |  | 0 | 0 | 0 |  |  |  | 0
REF | ATC | 2028 | 8 | REF No Wind Portfolio | Residential - Low/Medium_31-42 | Residential - Low/Medium_31-42 | 0 | 0 | 0 |  | 0 |  |  |  | 0 |  |  | -1 | 0 | DSM_EE |  | 0 |  | 0 | 0 | 0 | 0 | -1 | 0 | 0 | 0 | 0 | 0 |  |  | 0 |  | 0 |  |  | 1/1/2031 | 12/31/2099 |  | 0 | 0 | 2028 |  |  |  | 0 | 0 | Real 2021 ¦ 5/8/2023 1:03:19 PM | 6455 | 0 |  |  | 0 | 0 | 0 |  |  |  | 0
REF | ATC | 2028 | 9 | Preferred Plan | Residential - Low/Medium_31-42 | Residential - Low/Medium_31-42 | 0 | 0 | 0 |  | 0 |  |  |  | 0 |  |  | -1 | 0 | DSM_EE |  | 0 |  | 0 | 0 | 0 | 0 | -1 | 0 | 0 | 0 | 0 | 0 |  |  | 0 |  | 0 |  |  | 1/1/2031 | 12/31/2099 |  | 0 | 0 | 2028 |  |  |  | 0 | 0 | Real 2021 ¦ 5/8/2023 1:03:19 PM | 6456 | 0 |  |  | 0 | 0 | 0 |  |  |  | 0
REF | ATC | 2028 | 1 | REF Portfolio | C&I - Low_31-42 | C&I - Low_31-42 | 0 | 0 | 0 |  | 0 |  |  |  | 0 |  |  | -1 | 0 | DSM_EE |  | 0 |  | 0 | 0 | 0 | 0 | -1 | 0 | 0 | 0 | 0 | 0 |  |  | 0 |  | 0 |  |  | 1/1/2031 | 12/31/2099 |  | 0 | 0 | 2028 |  |  |  | 0 | 0 | Real 2021 ¦ 5/8/2023 1:03:19 PM | 6457 | 0 |  |  | 0 | 0 | 0 |  |  |  | 0
REF | ATC | 2028 | 3 | CETA Portfolio | C&I - Low_31-42 | C&I - Low_31-42 | 0 | 0 | 0 |  | 0 |  |  |  | 0 |  |  | -1 | 0 | DSM_EE |  | 0 |  | 0 | 0 | 0 | 0 | -1 | 0 | 0 | 0 | 0 | 0 |  |  | 0 |  | 0 |  |  | 1/1/2031 | 12/31/2099 |  | 0 | 0 | 2028 |  |  |  | 0 | 0 | Real 2021 ¦ 5/8/2023 1:03:19 PM | 6458 | 0 |  |  | 0 | 0 | 0 |  |  |  | 0
REF | ATC | 2028 | 4 | ECR Portfolio | C&I - Low_31-42 | C&I - Low_31-42 | 0 | 0 | 0 |  | 0 |  |  |  | 0 |  |  | -1 | 0 | DSM_EE |  | 0 |  | 0 | 0 | 0 | 0 | -1 | 0 | 0 | 0 | 0 | 0 |  |  | 0 |  | 0 |  |  | 1/1/2031 | 12/31/2099 |  | 0 | 0 | 2028 |  |  |  | 0 | 0 | Real 2021 ¦ 5/8/2023 1:03:19 PM | 6459 | 0 |  |  | 0 | 0 | 0 |  |  |  | 0
REF | ATC | 2028 | 6 | CC Portfolio | C&I - Low_31-42 | C&I - Low_31-42 | 0 | 0 | 0 |  | 0 |  |  |  | 0 |  |  | -1 | 0 | DSM_EE |  | 0 |  | 0 | 0 | 0 | 0 | -1 | 0 | 0 | 0 | 0 | 0 |  |  | 0 |  | 0 |  |  | 1/1/2031 | 12/31/2099 |  | 0 | 0 | 2028 |  |  |  | 0 | 0 | Real 2021 ¦ 5/8/2023 1:03:19 PM | 6460 | 0 |  |  | 0 | 0 | 0 |  |  |  | 0
REF | ATC | 2028 | 7 | REF Mitchell Ext | C&I - Low_31-42 | C&I - Low_31-42 | 0 | 0 | 0 |  | 0 |  |  |  | 0 |  |  | -1 | 0 | DSM_EE |  | 0 |  | 0 | 0 | 0 | 0 | -1 | 0 | 0 | 0 | 0 | 0 |  |  | 0 |  | 0 |  |  | 1/1/2031 | 12/31/2099 |  | 0 | 0 | 2028 |  |  |  | 0 | 0 | Real 2021 ¦ 5/8/2023 1:03:19 PM | 6461 | 0 |  |  | 0 | 0 | 0 |  |  |  | 0
REF | ATC | 2028 | 8 | REF No Wind Portfolio | C&I - Low_31-42 | C&I - Low_31-42 | 0 | 0 | 0 |  | 0 |  |  |  | 0 |  |  | -1 | 0 | DSM_EE |  | 0 |  | 0 | 0 | 0 | 0 | -1 | 0 | 0 | 0 | 0 | 0 |  |  | 0 |  | 0 |  |  | 1/1/2031 | 12/31/2099 |  | 0 | 0 | 2028 |  |  |  | 0 | 0 | Real 2021 ¦ 5/8/2023 1:03:19 PM | 6462 | 0 |  |  | 0 | 0 | 0 |  |  |  | 0
REF | ATC | 2028 | 9 | Preferred Plan | C&I - Low_31-42 | C&I - Low_31-42 | 0 | 0 | 0 |  | 0 |  |  |  | 0 |  |  | -1 | 0 | DSM_EE |  | 0 |  | 0 | 0 | 0 | 0 | -1 | 0 | 0 | 0 | 0 | 0 |  |  | 0 |  | 0 |  |  | 1/1/2031 | 12/31/2099 |  | 0 | 0 | 2028 |  |  |  | 0 | 0 | Real 2021 ¦ 5/8/2023 1:03:19 PM | 6463 | 0 |  |  | 0 | 0 | 0 |  |  |  | 0
REF | ATC | 2028 | 1 | REF Portfolio | IQW_31-42 | IQW_31-42 | 0 | 0 | 0 |  | 0 |  |  |  | 0 |  |  | -1 | 0 | DSM_EE |  | 0 |  | 0 | 0 | 0 | 0 | -1 | 0 | 0 | 0 | 0 | 0 |  |  | 0 |  | 0 |  |  | 1/1/2031 | 12/31/2099 |  | 0 | 0 | 2028 |  |  |  | 0 | 0 | Real 2021 ¦ 5/8/2023 1:03:19 PM | 6464 | 0 |  |  | 0 | 0 | 0 |  |  |  | 0
REF | ATC | 2028 | 2 | REF-HC Portfolio | IQW_31-42 | IQW_31-42 | 0 | 0 | 0 |  | 0 |  |  |  | 0 |  |  | -1 | 0 | DSM_EE |  | 0 |  | 0 | 0 | 0 | 0 | -1 | 0 | 0 | 0 | 0 | 0 |  |  | 0 |  | 0 |  |  | 1/1/2031 | 12/31/2099 |  | 0 | 0 | 2028 |  |  |  | 0 | 0 | Real 2021 ¦ 5/8/2023 1:03:19 PM | 6465 | 0 |  |  | 0 | 0 | 0 |  |  |  | 0
REF | ATC | 2028 | 3 | CETA Portfolio | IQW_31-42 | IQW_31-42 | 0 | 0 | 0 |  | 0 |  |  |  | 0 |  |  | -1 | 0 | DSM_EE |  | 0 |  | 0 | 0 | 0 | 0 | -1 | 0 | 0 | 0 | 0 | 0 |  |  | 0 |  | 0 |  |  | 1/1/2031 | 12/31/2099 |  | 0 | 0 | 2028 |  |  |  | 0 | 0 | Real 2021 ¦ 5/8/2023 1:03:19 PM | 6466 | 0 |  |  | 0 | 0 | 0 |  |  |  | 0
REF | ATC | 2028 | 4 | ECR Portfolio | IQW_31-42 | IQW_31-42 | 0 | 0 | 0 |  | 0 |  |  |  | 0 |  |  | -1 | 0 | DSM_EE |  | 0 |  | 0 | 0 | 0 | 0 | -1 | 0 | 0 | 0 | 0 | 0 |  |  | 0 |  | 0 |  |  | 1/1/2031 | 12/31/2099 |  | 0 | 0 | 2028 |  |  |  | 0 | 0 | Real 2021 ¦ 5/8/2023 1:03:19 PM | 6467 | 0 |  |  | 0 | 0 | 0 |  |  |  | 0
REF | ATC | 2028 | 5 | NCR Portfolio | IQW_31-42 | IQW_31-42 | 0 | 0 | 0 |  | 0 |  |  |  | 0 |  |  | -1 | 0 | DSM_EE |  | 0 |  | 0 | 0 | 0 | 0 | -1 | 0 | 0 | 0 | 0 | 0 |  |  | 0 |  | 0 |  |  | 1/1/2031 | 12/31/2099 |  | 0 | 0 | 2028 |  |  |  | 0 | 0 | Real 2021 ¦ 5/8/2023 1:03:19 PM | 6468 | 0 |  |  | 0 | 0 | 0 |  |  |  | 0
REF | ATC | 2028 | 6 | CC Portfolio | IQW_31-42 | IQW_31-42 | 0 | 0 | 0 |  | 0 |  |  |  | 0 |  |  | -1 | 0 | DSM_EE |  | 0 |  | 0 | 0 | 0 | 0 | -1 | 0 | 0 | 0 | 0 | 0 |  |  | 0 |  | 0 |  |  | 1/1/2031 | 12/31/2099 |  | 0 | 0 | 2028 |  |  |  | 0 | 0 | Real 2021 ¦ 5/8/2023 1:03:19 PM | 6469 | 0 |  |  | 0 | 0 | 0 |  |  |  | 0
REF | ATC | 2028 | 7 | REF Mitchell Ext | IQW_31-42 | IQW_31-42 | 0 | 0 | 0 |  | 0 |  |  |  | 0 |  |  | -1 | 0 | DSM_EE |  | 0 |  | 0 | 0 | 0 | 0 | -1 | 0 | 0 | 0 | 0 | 0 |  |  | 0 |  | 0 |  |  | 1/1/2031 | 12/31/2099 |  | 0 | 0 | 2028 |  |  |  | 0 | 0 | Real 2021 ¦ 5/8/2023 1:03:19 PM | 6470 | 0 |  |  | 0 | 0 | 0 |  |  |  | 0
REF | ATC | 2028 | 8 | REF No Wind Portfolio | IQW_31-42 | IQW_31-42 | 0 | 0 | 0 |  | 0 |  |  |  | 0 |  |  | -1 | 0 | DSM_EE |  | 0 |  | 0 | 0 | 0 | 0 | -1 | 0 | 0 | 0 | 0 | 0 |  |  | 0 |  | 0 |  |  | 1/1/2031 | 12/31/2099 |  | 0 | 0 | 2028 |  |  |  | 0 | 0 | Real 2021 ¦ 5/8/2023 1:03:19 PM | 6471 | 0 |  |  | 0 | 0 | 0 |  |  |  | 0
REF | ATC | 2028 | 9 | Preferred Plan | IQW_31-42 | IQW_31-42 | 0 | 0 | 0 |  | 0 |  |  |  | 0 |  |  | -1 | 0 | DSM_EE |  | 0 |  | 0 | 0 | 0 | 0 | -1 | 0 | 0 | 0 | 0 | 0 |  |  | 0 |  | 0 |  |  | 1/1/2031 | 12/31/2099 |  | 0 | 0 | 2028 |  |  |  | 0 | 0 | Real 2021 ¦ 5/8/2023 1:03:19 PM | 6472 | 0 |  |  | 0 | 0 | 0 |  |  |  | 0
REF | ATC | 2028 | 1 | REF Portfolio | Area 1001 Gas CT 2029 | Area 1001 Gas CT 2029 | 0 | 0 | 0 |  | 0 |  |  |  | 0 |  |  | -1 | 0 | TCO |  | 0 |  | 0 | 0 | 0 | 0 | -1 | 0 | 0 | 0 | 0 | 0 |  |  | 0 |  | 0 |  |  | 1/1/2029 | 12/31/2099 |  | 0 | 0 | 2028 |  |  |  | 0 | 0 | Real 2021 ¦ 5/8/2023 1:03:19 PM | 6473 | 0 |  |  | 0 | 0 | 0 |  |  |  | 0
REF | ATC | 2028 | 2 | REF-HC Portfolio | Area 1001 Gas CT 2029 | Area 1001 Gas CT 2029 | 0 | 0 | 0 |  | 0 |  |  |  | 0 |  |  | -1 | 0 | TCO |  | 0 |  | 0 | 0 | 0 | 0 | -1 | 0 | 0 | 0 | 0 | 0 |  |  | 0 |  | 0 |  |  | 1/1/2029 | 12/31/2099 |  | 0 | 0 | 2028 |  |  |  | 0 | 0 | Real 2021 ¦ 5/8/2023 1:03:19 PM | 6474 | 0 |  |  | 0 | 0 | 0 |  |  |  | 0
REF | ATC | 2028 | 3 | CETA Portfolio | Area 1001 Gas CT 2029 | Area 1001 Gas CT 2029 | 0 | 0 | 0 |  | 0 |  |  |  | 0 |  |  | -1 | 0 | TCO |  | 0 |  | 0 | 0 | 0 | 0 | -1 | 0 | 0 | 0 | 0 | 0 |  |  | 0 |  | 0 |  |  | 1/1/2029 | 12/31/2099 |  | 0 | 0 | 2028 |  |  |  | 0 | 0 | Real 2021 ¦ 5/8/2023 1:03:19 PM | 6475 | 0 |  |  | 0 | 0 | 0 |  |  |  | 0
REF | ATC | 2028 | 4 | ECR Portfolio | Area 1001 Gas CT 2029 | Area 1001 Gas CT 2029 | 0 | 0 | 0 |  | 0 |  |  |  | 0 |  |  | -1 | 0 | TCO |  | 0 |  | 0 | 0 | 0 | 0 | -1 | 0 | 0 | 0 | 0 | 0 |  |  | 0 |  | 0 |  |  | 1/1/2029 | 12/31/2099 |  | 0 | 0 | 2028 |  |  |  | 0 | 0 | Real 2021 ¦ 5/8/2023 1:03:19 PM | 6476 | 0 |  |  | 0 | 0 | 0 |  |  |  | 0
REF | ATC | 2028 | 5 | NCR Portfolio | Area 1001 Gas CT 2029 | Area 1001 Gas CT 2029 | 0 | 0 | 0 |  | 0 |  |  |  | 0 |  |  | -1 | 0 | TCO |  | 0 |  | 0 | 0 | 0 | 0 | -1 | 0 | 0 | 0 | 0 | 0 |  |  | 0 |  | 0 |  |  | 1/1/2029 | 12/31/2099 |  | 0 | 0 | 2028 |  |  |  | 0 | 0 | Real 2021 ¦ 5/8/2023 1:03:19 PM | 6477 | 0 |  |  | 0 | 0 | 0 |  |  |  | 0
REF | ATC | 2028 | 7 | REF Mitchell Ext | Area 1001 Gas CT 2029 | Area 1001 Gas CT 2029 | 0 | 0 | 0 |  | 0 |  |  |  | 0 |  |  | -1 | 0 | TCO |  | 0 |  | 0 | 0 | 0 | 0 | -1 | 0 | 0 | 0 | 0 | 0 |  |  | 0 |  | 0 |  |  | 1/1/2029 | 12/31/2099 |  | 0 | 0 | 2028 |  |  |  | 0 | 0 | Real 2021 ¦ 5/8/2023 1:03:19 PM | 6478 | 0 |  |  | 0 | 0 | 0 |  |  |  | 0
REF | ATC | 2028 | 8 | REF No Wind Portfolio | Area 1001 Gas CT 2029 | Area 1001 Gas CT 2029 | 0 | 0 | 0 |  | 0 |  |  |  | 0 |  |  | -1 | 0 | TCO |  | 0 |  | 0 | 0 | 0 | 0 | -1 | 0 | 0 | 0 | 0 | 0 |  |  | 0 |  | 0 |  |  | 1/1/2029 | 12/31/2099 |  | 0 | 0 | 2028 |  |  |  | 0 | 0 | Real 2021 ¦ 5/8/2023 1:03:19 PM | 6479 | 0 |  |  | 0 | 0 | 0 |  |  |  | 0
REF | ATC | 2028 | 9 | Preferred Plan | Area 1001 Gas CT 2029 | Area 1001 Gas CT 2029 | 0 | 0 | 0 |  | 0 |  |  |  | 0 |  |  | -1 | 0 | TCO |  | 0 |  | 0 | 0 | 0 | 0 | -1 | 0 | 0 | 0 | 0 | 0 |  |  | 0 |  | 0 |  |  | 1/1/2029 | 12/31/2099 |  | 0 | 0 | 2028 |  |  |  | 0 | 0 | Real 2021 ¦ 5/8/2023 1:03:19 PM | 6480 | 0 |  |  | 0 | 0 | 0 |  |  |  | 0
REF | ATC | 2028 | 8 | REF No Wind Portfolio | Area 1001 Solar 2026 | Area 1001 Solar 2026 | 22.8598 | 100 | 22.8598 |  | 0 |  |  |  | 15118.4336 |  |  | -1 | 0 | Solar |  | 200800.8594 |  | 0 | 6497.9971 | 6497.9971 | 0 | -1 | 0 | 0 | 0 | 366 | 4394 | 0.2286 | 32.3604 | -6726.1626 | -33.4967 | 13224.1592 | 65.8571 |  | 1/1/2026 | 12/31/2099 |  | 0 | 0 | 2028 |  |  |  | 0 | 0 | Real 2021 ¦ 5/8/2023 1:03:19 PM | 6481 | 100 |  |  | 200800.8594 | 0 | 0 |  |  |  | 0
REF | ATC | 2028 | 1 | REF Portfolio | Area 1001 Solar 2027 | Area 1001 Solar 2027 | 34.2898 | 150 | 34.2898 |  | 0 |  |  |  | 21891.0957 |  |  | -1 | 0 | Solar |  | 301201.2812 |  | 0 | 9746.9951 | 9746.9951 | 0 | -1 | 0 | 0 | 0 | 366 | 4394 | 0.2286 | 32.3604 | -10089.2432 | -33.4967 | 19836.2383 | 65.8571 |  | 1/1/2027 | 12/31/2099 |  | 0 | 0 | 2028 |  |  |  | 0 | 0 | Real 2021 ¦ 5/8/2023 1:03:19 PM | 6482 | 150 |  |  | 301201.2812 | 0 | 0 |  |  |  | 0
REF | ATC | 2028 | 2 | REF-HC Portfolio | Area 1001 Solar 2027 | Area 1001 Solar 2027 | 22.8598 | 100 | 22.8598 |  | 0 |  |  |  | 14594.0635 |  |  | -1 | 0 | Solar |  | 200800.8594 |  | 0 | 6497.9971 | 6497.9971 | 0 | -1 | 0 | 0 | 0 | 366 | 4394 | 0.2286 | 32.3604 | -6726.1626 | -33.4967 | 13224.1592 | 65.8571 |  | 1/1/2027 | 12/31/2099 |  | 0 | 0 | 2028 |  |  |  | 0 | 0 | Real 2021 ¦ 5/8/2023 1:03:19 PM | 6483 | 100 |  |  | 200800.8594 | 0 | 0 |  |  |  | 0
REF | ATC | 2028 | 3 | CETA Portfolio | Area 1001 Solar 2027 | Area 1001 Solar 2027 | 34.2898 | 150 | 34.2898 |  | 0 |  |  |  | 21891.0957 |  |  | -1 | 0 | Solar |  | 301201.2812 |  | 0 | 9746.9951 | 9746.9951 | 0 | -1 | 0 | 0 | 0 | 366 | 4394 | 0.2286 | 32.3604 | -10089.2432 | -33.4967 | 19836.2383 | 65.8571 |  | 1/1/2027 | 12/31/2099 |  | 0 | 0 | 2028 |  |  |  | 0 | 0 | Real 2021 ¦ 5/8/2023 1:03:19 PM | 6484 | 150 |  |  | 301201.2812 | 0 | 0 |  |  |  | 0
REF | ATC | 2028 | 5 | NCR Portfolio | Area 1001 Solar 2027 | Area 1001 Solar 2027 | 11.4299 | 50 | 11.4299 |  | 0 |  |  |  | 7297.0317 |  |  | -1 | 0 | Solar |  | 100400.4297 |  | 0 | 3248.9985 | 3248.9985 | 0 | -1 | 0 | 0 | 0 | 366 | 4394 | 0.2286 | 32.3604 | -3363.0813 | -33.4967 | 6612.0796 | 65.8571 |  | 1/1/2027 | 12/31/2099 |  | 0 | 0 | 2028 |  |  |  | 0 | 0 | Real 2021 ¦ 5/8/2023 1:03:19 PM | 6485 | 50 |  |  | 100400.4297 | 0 | 0 |  |  |  | 0
REF | ATC | 2028 | 6 | CC Portfolio | Area 1001 Solar 2027 | Area 1001 Solar 2027 | 34.2898 | 150 | 34.2898 |  | 0 |  |  |  | 21891.0957 |  |  | -1 | 0 | Solar |  | 301201.2812 |  | 0 | 9746.9951 | 9746.9951 | 0 | -1 | 0 | 0 | 0 | 366 | 4394 | 0.2286 | 32.3604 | -10089.2432 | -33.4967 | 19836.2383 | 65.8571 |  | 1/1/2027 | 12/31/2099 |  | 0 | 0 | 2028 |  |  |  | 0 | 0 | Real 2021 ¦ 5/8/2023 1:03:19 PM | 6486 | 150 |  |  | 301201.2812 | 0 | 0 |  |  |  | 0
REF | ATC | 2028 | 7 | REF Mitchell Ext | Area 1001 Solar 2027 | Area 1001 Solar 2027 | 34.2898 | 150 | 34.2898 |  | 0 |  |  |  | 21891.0957 |  |  | -1 | 0 | Solar |  | 301201.2812 |  | 0 | 9746.9951 | 9746.9951 | 0 | -1 | 0 | 0 | 0 | 366 | 4394 | 0.2286 | 32.3604 | -10089.2432 | -33.4967 | 19836.2383 | 65.8571 |  | 1/1/2027 | 12/31/2099 |  | 0 | 0 | 2028 |  |  |  | 0 | 0 | Real 2021 ¦ 5/8/2023 1:03:19 PM | 6487 | 150 |  |  | 301201.2812 | 0 | 0 |  |  |  | 0
REF | ATC | 2028 | 8 | REF No Wind Portfolio | Area 1001 Solar 2027 | Area 1001 Solar 2027 | 34.2898 | 150 | 34.2898 |  | 0 |  |  |  | 21891.0957 |  |  | -1 | 0 | Solar |  | 301201.2812 |  | 0 | 9746.9951 | 9746.9951 | 0 | -1 | 0 | 0 | 0 | 366 | 4394 | 0.2286 | 32.3604 | -10089.2432 | -33.4967 | 19836.2383 | 65.8571 |  | 1/1/2027 | 12/31/2099 |  | 0 | 0 | 2028 |  |  |  | 0 | 0 | Real 2021 ¦ 5/8/2023 1:03:19 PM | 6488 | 150 |  |  | 301201.2812 | 0 | 0 |  |  |  | 0
REF | ATC | 2028 | 9 | Preferred Plan | Area 1001 Solar 2027 | Area 1001 Solar 2027 | 34.2898 | 150 | 34.2898 |  | 0 |  |  |  | 21891.0957 |  |  | -1 | 0 | Solar |  | 301201.2812 |  | 0 | 9746.9951 | 9746.9951 | 0 | -1 | 0 | 0 | 0 | 366 | 4394 | 0.2286 | 32.3604 | -10089.2432 | -33.4967 | 19836.2383 | 65.8571 |  | 1/1/2027 | 12/31/2099 |  | 0 | 0 | 2028 |  |  |  | 0 | 0 | Real 2021 ¦ 5/8/2023 1:03:19 PM | 6489 | 150 |  |  | 301201.2812 | 0 | 0 |  |  |  | 0
REF | ATC | 2028 | 1 | REF Portfolio | Area 1001 Solar 2028 | Area 1001 Solar 2028 | 34.2898 | 150 | 34.2898 |  | 0 |  |  |  | 21030.0234 |  |  | -1 | 0 | Solar |  | 301201.2812 |  | 0 | 9746.9951 | 9746.9951 | 0 | -1 | 0 | 0 | 0 | 366 | 4394 | 0.2286 | 32.3604 | -10089.2432 | -33.4967 | 19836.2383 | 65.8571 |  | 1/1/2028 | 12/31/2099 |  | 0 | 0 | 2028 |  |  |  | 0 | 0 | Real 2021 ¦ 5/8/2023 1:03:19 PM | 6490 | 150 |  |  | 301201.2812 | 0 | 0 |  |  |  | 0
REF | ATC | 2028 | 2 | REF-HC Portfolio | Area 1001 Solar 2028 | Area 1001 Solar 2028 | 34.2898 | 150 | 34.2898 |  | 0 |  |  |  | 21030.0234 |  |  | -1 | 0 | Solar |  | 301201.2812 |  | 0 | 9746.9951 | 9746.9951 | 0 | -1 | 0 | 0 | 0 | 366 | 4394 | 0.2286 | 32.3604 | -10089.2432 | -33.4967 | 19836.2383 | 65.8571 |  | 1/1/2028 | 12/31/2099 |  | 0 | 0 | 2028 |  |  |  | 0 | 0 | Real 2021 ¦ 5/8/2023 1:03:19 PM | 6491 | 150 |  |  | 301201.2812 | 0 | 0 |  |  |  | 0
REF | ATC | 2028 | 3 | CETA Portfolio | Area 1001 Solar 2028 | Area 1001 Solar 2028 | 34.2898 | 150 | 34.2898 |  | 0 |  |  |  | 21030.0234 |  |  | -1 | 0 | Solar |  | 301201.2812 |  | 0 | 9746.9951 | 9746.9951 | 0 | -1 | 0 | 0 | 0 | 366 | 4394 | 0.2286 | 32.3604 | -10089.2432 | -33.4967 | 19836.2383 | 65.8571 |  | 1/1/2028 | 12/31/2099 |  | 0 | 0 | 2028 |  |  |  | 0 | 0 | Real 2021 ¦ 5/8/2023 1:03:19 PM | 6492 | 150 |  |  | 301201.2812 | 0 | 0 |  |  |  | 0
REF | ATC | 2028 | 4 | ECR Portfolio | Area 1001 Solar 2028 | Area 1001 Solar 2028 | 34.2898 | 150 | 34.2898 |  | 0 |  |  |  | 21030.0234 |  |  | -1 | 0 | Solar |  | 301201.2812 |  | 0 | 9746.9951 | 9746.9951 | 0 | -1 | 0 | 0 | 0 | 366 | 4394 | 0.2286 | 32.3604 | -10089.2432 | -33.4967 | 19836.2383 | 65.8571 |  | 1/1/2028 | 12/31/2099 |  | 0 | 0 | 2028 |  |  |  | 0 | 0 | Real 2021 ¦ 5/8/2023 1:03:19 PM | 6493 | 150 |  |  | 301201.2812 | 0 | 0 |  |  |  | 0
REF | ATC | 2028 | 5 | NCR Portfolio | Area 1001 Solar 2028 | Area 1001 Solar 2028 | 34.2898 | 150 | 34.2898 |  | 0 |  |  |  | 21030.0234 |  |  | -1 | 0 | Solar |  | 301201.2812 |  | 0 | 9746.9951 | 9746.9951 | 0 | -1 | 0 | 0 | 0 | 366 | 4394 | 0.2286 | 32.3604 | -10089.2432 | -33.4967 | 19836.2383 | 65.8571 |  | 1/1/2028 | 12/31/2099 |  | 0 | 0 | 2028 |  |  |  | 0 | 0 | Real 2021 ¦ 5/8/2023 1:03:19 PM | 6494 | 150 |  |  | 301201.2812 | 0 | 0 |  |  |  | 0
REF | ATC | 2028 | 6 | CC Portfolio | Area 1001 Solar 2028 | Area 1001 Solar 2028 | 34.2898 | 150 | 34.2898 |  | 0 |  |  |  | 21030.0234 |  |  | -1 | 0 | Solar |  | 301201.2812 |  | 0 | 9746.9951 | 9746.9951 | 0 | -1 | 0 | 0 | 0 | 366 | 4394 | 0.2286 | 32.3604 | -10089.2432 | -33.4967 | 19836.2383 | 65.8571 |  | 1/1/2028 | 12/31/2099 |  | 0 | 0 | 2028 |  |  |  | 0 | 0 | Real 2021 ¦ 5/8/2023 1:03:19 PM | 6495 | 150 |  |  | 301201.2812 | 0 | 0 |  |  |  | 0
REF | ATC | 2028 | 7 | REF Mitchell Ext | Area 1001 Solar 2028 | Area 1001 Solar 2028 | 34.2898 | 150 | 34.2898 |  | 0 |  |  |  | 21030.0234 |  |  | -1 | 0 | Solar |  | 301201.2812 |  | 0 | 9746.9951 | 9746.9951 | 0 | -1 | 0 | 0 | 0 | 366 | 4394 | 0.2286 | 32.3604 | -10089.2432 | -33.4967 | 19836.2383 | 65.8571 |  | 1/1/2028 | 12/31/2099 |  | 0 | 0 | 2028 |  |  |  | 0 | 0 | Real 2021 ¦ 5/8/2023 1:03:19 PM | 6496 | 150 |  |  | 301201.2812 | 0 | 0 |  |  |  | 0
REF | ATC | 2028 | 8 | REF No Wind Portfolio | Area 1001 Solar 2028 | Area 1001 Solar 2028 | 34.2898 | 150 | 34.2898 |  | 0 |  |  |  | 21030.0234 |  |  | -1 | 0 | Solar |  | 301201.2812 |  | 0 | 9746.9951 | 9746.9951 | 0 | -1 | 0 | 0 | 0 | 366 | 4394 | 0.2286 | 32.3604 | -10089.2432 | -33.4967 | 19836.2383 | 65.8571 |  | 1/1/2028 | 12/31/2099 |  | 0 | 0 | 2028 |  |  |  | 0 | 0 | Real 2021 ¦ 5/8/2023 1:03:19 PM | 6497 | 150 |  |  | 301201.2812 | 0 | 0 |  |  |  | 0
REF | ATC | 2028 | 9 | Preferred Plan | Area 1001 Solar 2028 | Area 1001 Solar 2028 | 34.2898 | 150 | 34.2898 |  | 0 |  |  |  | 21030.0234 |  |  | -1 | 0 | Solar |  | 301201.2812 |  | 0 | 9746.9951 | 9746.9951 | 0 | -1 | 0 | 0 | 0 | 366 | 4394 | 0.2286 | 32.3604 | -10089.2432 | -33.4967 | 19836.2383 | 65.8571 |  | 1/1/2028 | 12/31/2099 |  | 0 | 0 | 2028 |  |  |  | 0 | 0 | Real 2021 ¦ 5/8/2023 1:03:19 PM | 6498 | 150 |  |  | 301201.2812 | 0 | 0 |  |  |  | 0
REF | ATC | 2028 | 1 | REF Portfolio | Area 1001 Solar 2029 | Area 1001 Solar 2029 | 0 | 0 | 0 |  | 0 |  |  |  | 0 |  |  | -1 | 0 | Solar |  | 0 |  | 0 | 0 | 0 | 0 | -1 | 0 | 0 | 0 | 0 | 0 |  |  | 0 |  | 0 |  |  | 1/1/2029 | 12/31/2099 |  | 0 | 0 | 2028 |  |  |  | 0 | 0 | Real 2021 ¦ 5/8/2023 1:03:19 PM | 6499 | 0 |  |  | 0 | 0 | 0 |  |  |  | 0
REF | ATC | 2028 | 3 | CETA Portfolio | Area 1001 Solar 2029 | Area 1001 Solar 2029 | 0 | 0 | 0 |  | 0 |  |  |  | 0 |  |  | -1 | 0 | Solar |  | 0 |  | 0 | 0 | 0 | 0 | -1 | 0 | 0 | 0 | 0 | 0 |  |  | 0 |  | 0 |  |  | 1/1/2029 | 12/31/2099 |  | 0 | 0 | 2028 |  |  |  | 0 | 0 | Real 2021 ¦ 5/8/2023 1:03:19 PM | 6500 | 0 |  |  | 0 | 0 | 0 |  |  |  | 0
REF | ATC | 2028 | 4 | ECR Portfolio | Area 1001 Solar 2029 | Area 1001 Solar 2029 | 0 | 0 | 0 |  | 0 |  |  |  | 0 |  |  | -1 | 0 | Solar |  | 0 |  | 0 | 0 | 0 | 0 | -1 | 0 | 0 | 0 | 0 | 0 |  |  | 0 |  | 0 |  |  | 1/1/2029 | 12/31/2099 |  | 0 | 0 | 2028 |  |  |  | 0 | 0 | Real 2021 ¦ 5/8/2023 1:03:19 PM | 6501 | 0 |  |  | 0 | 0 | 0 |  |  |  | 0
REF | ATC | 2028 | 6 | CC Portfolio | Area 1001 Solar 2029 | Area 1001 Solar 2029 | 0 | 0 | 0 |  | 0 |  |  |  | 0 |  |  | -1 | 0 | Solar |  | 0 |  | 0 | 0 | 0 | 0 | -1 | 0 | 0 | 0 | 0 | 0 |  |  | 0 |  | 0 |  |  | 1/1/2029 | 12/31/2099 |  | 0 | 0 | 2028 |  |  |  | 0 | 0 | Real 2021 ¦ 5/8/2023 1:03:19 PM | 6502 | 0 |  |  | 0 | 0 | 0 |  |  |  | 0
REF | ATC | 2028 | 7 | REF Mitchell Ext | Area 1001 Solar 2029 | Area 1001 Solar 2029 | 0 | 0 | 0 |  | 0 |  |  |  | 0 |  |  | -1 | 0 | Solar |  | 0 |  | 0 | 0 | 0 | 0 | -1 | 0 | 0 | 0 | 0 | 0 |  |  | 0 |  | 0 |  |  | 1/1/2029 | 12/31/2099 |  | 0 | 0 | 2028 |  |  |  | 0 | 0 | Real 2021 ¦ 5/8/2023 1:03:19 PM | 6503 | 0 |  |  | 0 | 0 | 0 |  |  |  | 0
REF | ATC | 2028 | 8 | REF No Wind Portfolio | Area 1001 Solar 2029 | Area 1001 Solar 2029 | 0 | 0 | 0 |  | 0 |  |  |  | 0 |  |  | -1 | 0 | Solar |  | 0 |  | 0 | 0 | 0 | 0 | -1 | 0 | 0 | 0 | 0 | 0 |  |  | 0 |  | 0 |  |  | 1/1/2029 | 12/31/2099 |  | 0 | 0 | 2028 |  |  |  | 0 | 0 | Real 2021 ¦ 5/8/2023 1:03:19 PM | 6504 | 0 |  |  | 0 | 0 | 0 |  |  |  | 0
REF | ATC | 2028 | 9 | Preferred Plan | Area 1001 Solar 2029 | Area 1001 Solar 2029 | 0 | 0 | 0 |  | 0 |  |  |  | 0 |  |  | -1 | 0 | Solar |  | 0 |  | 0 | 0 | 0 | 0 | -1 | 0 | 0 | 0 | 0 | 0 |  |  | 0 |  | 0 |  |  | 1/1/2029 | 12/31/2099 |  | 0 | 0 | 2028 |  |  |  | 0 | 0 | Real 2021 ¦ 5/8/2023 1:03:19 PM | 6505 | 0 |  |  | 0 | 0 | 0 |  |  |  | 0
REF | ATC | 2028 | 3 | CETA Portfolio | Area 1001 Solar 2030 | Area 1001 Solar 2030 | 0 | 0 | 0 |  | 0 |  |  |  | 0 |  |  | -1 | 0 | Solar |  | 0 |  | 0 | 0 | 0 | 0 | -1 | 0 | 0 | 0 | 0 | 0 |  |  | 0 |  | 0 |  |  | 1/1/2030 | 12/31/2099 |  | 0 | 0 | 2028 |  |  |  | 0 | 0 | Real 2021 ¦ 5/8/2023 1:03:19 PM | 6506 | 0 |  |  | 0 | 0 | 0 |  |  |  | 0
REF | ATC | 2028 | 8 | REF No Wind Portfolio | Area 1001 Solar 2030 | Area 1001 Solar 2030 | 0 | 0 | 0 |  | 0 |  |  |  | 0 |  |  | -1 | 0 | Solar |  | 0 |  | 0 | 0 | 0 | 0 | -1 | 0 | 0 | 0 | 0 | 0 |  |  | 0 |  | 0 |  |  | 1/1/2030 | 12/31/2099 |  | 0 | 0 | 2028 |  |  |  | 0 | 0 | Real 2021 ¦ 5/8/2023 1:03:19 PM | 6507 | 0 |  |  | 0 | 0 | 0 |  |  |  | 0
REF | ATC | 2028 | 4 | ECR Portfolio | Area 1001 Solar 2031 | Area 1001 Solar 2031 | 0 | 0 | 0 |  | 0 |  |  |  | 0 |  |  | -1 | 0 | Solar |  | 0 |  | 0 | 0 | 0 | 0 | -1 | 0 | 0 | 0 | 0 | 0 |  |  | 0 |  | 0 |  |  | 1/1/2031 | 12/31/2099 |  | 0 | 0 | 2028 |  |  |  | 0 | 0 | Real 2021 ¦ 5/8/2023 1:03:19 PM | 6508 | 0 |  |  | 0 | 0 | 0 |  |  |  | 0
REF | ATC | 2028 | 8 | REF No Wind Portfolio | Area 1001 Solar 2031 | Area 1001 Solar 2031 | 0 | 0 | 0 |  | 0 |  |  |  | 0 |  |  | -1 | 0 | Solar |  | 0 |  | 0 | 0 | 0 | 0 | -1 | 0 | 0 | 0 | 0 | 0 |  |  | 0 |  | 0 |  |  | 1/1/2031 | 12/31/2099 |  | 0 | 0 | 2028 |  |  |  | 0 | 0 | Real 2021 ¦ 5/8/2023 1:03:19 PM | 6509 | 0 |  |  | 0 | 0 | 0 |  |  |  | 0
REF | ATC | 2028 | 3 | CETA Portfolio | Area 1001 Solar 2032 | Area 1001 Solar 2032 | 0 | 0 | 0 |  | 0 |  |  |  | 0 |  |  | -1 | 0 | Solar |  | 0 |  | 0 | 0 | 0 | 0 | -1 | 0 | 0 | 0 | 0 | 0 |  |  | 0 |  | 0 |  |  | 1/1/2032 | 12/31/2099 |  | 0 | 0 | 2028 |  |  |  | 0 | 0 | Real 2021 ¦ 5/8/2023 1:03:19 PM | 6510 | 0 |  |  | 0 | 0 | 0 |  |  |  | 0
REF | ATC | 2028 | 4 | ECR Portfolio | Area 1001 Solar 2032 | Area 1001 Solar 2032 | 0 | 0 | 0 |  | 0 |  |  |  | 0 |  |  | -1 | 0 | Solar |  | 0 |  | 0 | 0 | 0 | 0 | -1 | 0 | 0 | 0 | 0 | 0 |  |  | 0 |  | 0 |  |  | 1/1/2032 | 12/31/2099 |  | 0 | 0 | 2028 |  |  |  | 0 | 0 | Real 2021 ¦ 5/8/2023 1:03:19 PM | 6511 | 0 |  |  | 0 | 0 | 0 |  |  |  | 0
REF | ATC | 2028 | 8 | REF No Wind Portfolio | Area 1001 Solar 2032 | Area 1001 Solar 2032 | 0 | 0 | 0 |  | 0 |  |  |  | 0 |  |  | -1 | 0 | Solar |  | 0 |  | 0 | 0 | 0 | 0 | -1 | 0 | 0 | 0 | 0 | 0 |  |  | 0 |  | 0 |  |  | 1/1/2032 | 12/31/2099 |  | 0 | 0 | 2028 |  |  |  | 0 | 0 | Real 2021 ¦ 5/8/2023 1:03:19 PM | 6512 | 0 |  |  | 0 | 0 | 0 |  |  |  | 0
REF | ATC | 2028 | 8 | REF No Wind Portfolio | Area 1001 Solar 2035 | Area 1001 Solar 2035 | 0 | 0 | 0 |  | 0 |  |  |  | 0 |  |  | -1 | 0 | Solar |  | 0 |  | 0 | 0 | 0 | 0 | -1 | 0 | 0 | 0 | 0 | 0 |  |  | 0 |  | 0 |  |  | 1/1/2035 | 12/31/2099 |  | 0 | 0 | 2028 |  |  |  | 0 | 0 | Real 2021 ¦ 5/8/2023 1:03:19 PM | 6513 | 0 |  |  | 0 | 0 | 0 |  |  |  | 0
REF | ATC | 2028 | 4 | ECR Portfolio | Area 1001 Solar 2036 | Area 1001 Solar 2036 | 0 | 0 | 0 |  | 0 |  |  |  | 0 |  |  | -1 | 0 | Solar |  | 0 |  | 0 | 0 | 0 | 0 | -1 | 0 | 0 | 0 | 0 | 0 |  |  | 0 |  | 0 |  |  | 1/1/2036 | 12/31/2099 |  | 0 | 0 | 2028 |  |  |  | 0 | 0 | Real 2021 ¦ 5/8/2023 1:03:19 PM | 6514 | 0 |  |  | 0 | 0 | 0 |  |  |  | 0
REF | ATC | 2028 | 1 | REF Portfolio | Area 1001 Solar 2037 | Area 1001 Solar 2037 | 0 | 0 | 0 |  | 0 |  |  |  | 0 |  |  | -1 | 0 | Solar |  | 0 |  | 0 | 0 | 0 | 0 | -1 | 0 | 0 | 0 | 0 | 0 |  |  | 0 |  | 0 |  |  | 1/1/2037 | 12/31/2099 |  | 0 | 0 | 2028 |  |  |  | 0 | 0 | Real 2021 ¦ 5/8/2023 1:03:19 PM | 6515 | 0 |  |  | 0 | 0 | 0 |  |  |  | 0
REF | ATC | 2028 | 3 | CETA Portfolio | Area 1001 Solar 2037 | Area 1001 Solar 2037 | 0 | 0 | 0 |  | 0 |  |  |  | 0 |  |  | -1 | 0 | Solar |  | 0 |  | 0 | 0 | 0 | 0 | -1 | 0 | 0 | 0 | 0 | 0 |  |  | 0 |  | 0 |  |  | 1/1/2037 | 12/31/2099 |  | 0 | 0 | 2028 |  |  |  | 0 | 0 | Real 2021 ¦ 5/8/2023 1:03:19 PM | 6516 | 0 |  |  | 0 | 0 | 0 |  |  |  | 0
REF | ATC | 2028 | 7 | REF Mitchell Ext | Area 1001 Solar 2037 | Area 1001 Solar 2037 | 0 | 0 | 0 |  | 0 |  |  |  | 0 |  |  | -1 | 0 | Solar |  | 0 |  | 0 | 0 | 0 | 0 | -1 | 0 | 0 | 0 | 0 | 0 |  |  | 0 |  | 0 |  |  | 1/1/2037 | 12/31/2099 |  | 0 | 0 | 2028 |  |  |  | 0 | 0 | Real 2021 ¦ 5/8/2023 1:03:19 PM | 6517 | 0 |  |  | 0 | 0 | 0 |  |  |  | 0
REF | ATC | 2028 | 8 | REF No Wind Portfolio | Area 1001 Solar 2037 | Area 1001 Solar 2037 | 0 | 0 | 0 |  | 0 |  |  |  | 0 |  |  | -1 | 0 | Solar |  | 0 |  | 0 | 0 | 0 | 0 | -1 | 0 | 0 | 0 | 0 | 0 |  |  | 0 |  | 0 |  |  | 1/1/2037 | 12/31/2099 |  | 0 | 0 | 2028 |  |  |  | 0 | 0 | Real 2021 ¦ 5/8/2023 1:03:19 PM | 6518 | 0 |  |  | 0 | 0 | 0 |  |  |  | 0
REF | ATC | 2028 | 1 | REF Portfolio | Area 1001 Wind 2026 | Area 1001 Wind 2026 | 34.7195 | 100 | 34.7195 |  | 0 |  |  |  | 18203.9414 |  |  | -1 | 0 | Wind |  | 304976.1562 |  | 0 | 9942.7188 | 9942.7188 | 0 | -1 | 0 | 0 | 0 | 0 | 8784 | 0.3472 | 32.6016 | -10215.6895 | -33.4967 | 20158.4082 | 66.0983 |  | 1/1/2026 | 12/31/2099 |  | 0 | 0 | 2028 |  |  |  | 0 | 0 | Real 2021 ¦ 5/8/2023 1:03:19 PM | 6519 | 100 |  |  | 304976.1562 | 0 | 0 |  |  |  | 0
REF | ATC | 2028 | 2 | REF-HC Portfolio | Area 1001 Wind 2026 | Area 1001 Wind 2026 | 34.7195 | 100 | 34.7195 |  | 0 |  |  |  | 18203.9414 |  |  | -1 | 0 | Wind |  | 304976.1562 |  | 0 | 9942.7188 | 9942.7188 | 0 | -1 | 0 | 0 | 0 | 0 | 8784 | 0.3472 | 32.6016 | -10215.6895 | -33.4967 | 20158.4082 | 66.0983 |  | 1/1/2026 | 12/31/2099 |  | 0 | 0 | 2028 |  |  |  | 0 | 0 | Real 2021 ¦ 5/8/2023 1:03:19 PM | 6520 | 100 |  |  | 304976.1562 | 0 | 0 |  |  |  | 0
REF | ATC | 2028 | 3 | CETA Portfolio | Area 1001 Wind 2026 | Area 1001 Wind 2026 | 34.7195 | 100 | 34.7195 |  | 0 |  |  |  | 18203.9414 |  |  | -1 | 0 | Wind |  | 304976.1562 |  | 0 | 9942.7188 | 9942.7188 | 0 | -1 | 0 | 0 | 0 | 0 | 8784 | 0.3472 | 32.6016 | -10215.6895 | -33.4967 | 20158.4082 | 66.0983 |  | 1/1/2026 | 12/31/2099 |  | 0 | 0 | 2028 |  |  |  | 0 | 0 | Real 2021 ¦ 5/8/2023 1:03:19 PM | 6521 | 100 |  |  | 304976.1562 | 0 | 0 |  |  |  | 0
REF | ATC | 2028 | 4 | ECR Portfolio | Area 1001 Wind 2026 | Area 1001 Wind 2026 | 34.7195 | 100 | 34.7195 |  | 0 |  |  |  | 18203.9414 |  |  | -1 | 0 | Wind |  | 304976.1562 |  | 0 | 9942.7188 | 9942.7188 | 0 | -1 | 0 | 0 | 0 | 0 | 8784 | 0.3472 | 32.6016 | -10215.6895 | -33.4967 | 20158.4082 | 66.0983 |  | 1/1/2026 | 12/31/2099 |  | 0 | 0 | 2028 |  |  |  | 0 | 0 | Real 2021 ¦ 5/8/2023 1:03:19 PM | 6522 | 100 |  |  | 304976.1562 | 0 | 0 |  |  |  | 0
REF | ATC | 2028 | 5 | NCR Portfolio | Area 1001 Wind 2026 | Area 1001 Wind 2026 | 34.7195 | 100 | 34.7195 |  | 0 |  |  |  | 18203.9414 |  |  | -1 | 0 | Wind |  | 304976.1562 |  | 0 | 9942.7188 | 9942.7188 | 0 | -1 | 0 | 0 | 0 | 0 | 8784 | 0.3472 | 32.6016 | -10215.6895 | -33.4967 | 20158.4082 | 66.0983 |  | 1/1/2026 | 12/31/2099 |  | 0 | 0 | 2028 |  |  |  | 0 | 0 | Real 2021 ¦ 5/8/2023 1:03:19 PM | 6523 | 100 |  |  | 304976.1562 | 0 | 0 |  |  |  | 0
REF | ATC | 2028 | 6 | CC Portfolio | Area 1001 Wind 2026 | Area 1001 Wind 2026 | 34.7195 | 100 | 34.7195 |  | 0 |  |  |  | 18203.9414 |  |  | -1 | 0 | Wind |  | 304976.1562 |  | 0 | 9942.7188 | 9942.7188 | 0 | -1 | 0 | 0 | 0 | 0 | 8784 | 0.3472 | 32.6016 | -10215.6895 | -33.4967 | 20158.4082 | 66.0983 |  | 1/1/2026 | 12/31/2099 |  | 0 | 0 | 2028 |  |  |  | 0 | 0 | Real 2021 ¦ 5/8/2023 1:03:19 PM | 6524 | 100 |  |  | 304976.1562 | 0 | 0 |  |  |  | 0
REF | ATC | 2028 | 7 | REF Mitchell Ext | Area 1001 Wind 2026 | Area 1001 Wind 2026 | 34.7195 | 100 | 34.7195 |  | 0 |  |  |  | 18203.9414 |  |  | -1 | 0 | Wind |  | 304976.1562 |  | 0 | 9942.7188 | 9942.7188 | 0 | -1 | 0 | 0 | 0 | 0 | 8784 | 0.3472 | 32.6016 | -10215.6895 | -33.4967 | 20158.4082 | 66.0983 |  | 1/1/2026 | 12/31/2099 |  | 0 | 0 | 2028 |  |  |  | 0 | 0 | Real 2021 ¦ 5/8/2023 1:03:19 PM | 6525 | 100 |  |  | 304976.1562 | 0 | 0 |  |  |  | 0
REF | ATC | 2028 | 9 | Preferred Plan | Area 1001 Wind 2026 | Area 1001 Wind 2026 | 34.7195 | 100 | 34.7195 |  | 0 |  |  |  | 18203.9414 |  |  | -1 | 0 | Wind |  | 304976.1562 |  | 0 | 9942.7188 | 9942.7188 | 0 | -1 | 0 | 0 | 0 | 0 | 8784 | 0.3472 | 32.6016 | -10215.6895 | -33.4967 | 20158.4082 | 66.0983 |  | 1/1/2026 | 12/31/2099 |  | 0 | 0 | 2028 |  |  |  | 0 | 0 | Real 2021 ¦ 5/8/2023 1:03:19 PM | 6526 | 100 |  |  | 304976.1562 | 0 | 0 |  |  |  | 0
REF | ATC | 2028 | 1 | REF Portfolio | Area 1001 Wind 2027 | Area 1001 Wind 2027 | 34.7195 | 100 | 34.7195 |  | 0 |  |  |  | 17712.6895 |  |  | -1 | 0 | Wind |  | 304976.1562 |  | 0 | 9942.7188 | 9942.7188 | 0 | -1 | 0 | 0 | 0 | 0 | 8784 | 0.3472 | 32.6016 | -10215.6895 | -33.4967 | 20158.4082 | 66.0983 |  | 1/1/2027 | 12/31/2099 |  | 0 | 0 | 2028 |  |  |  | 0 | 0 | Real 2021 ¦ 5/8/2023 1:03:19 PM | 6527 | 100 |  |  | 304976.1562 | 0 | 0 |  |  |  | 0
REF | ATC | 2028 | 2 | REF-HC Portfolio | Area 1001 Wind 2027 | Area 1001 Wind 2027 | 34.7195 | 100 | 34.7195 |  | 0 |  |  |  | 17712.6895 |  |  | -1 | 0 | Wind |  | 304976.1562 |  | 0 | 9942.7188 | 9942.7188 | 0 | -1 | 0 | 0 | 0 | 0 | 8784 | 0.3472 | 32.6016 | -10215.6895 | -33.4967 | 20158.4082 | 66.0983 |  | 1/1/2027 | 12/31/2099 |  | 0 | 0 | 2028 |  |  |  | 0 | 0 | Real 2021 ¦ 5/8/2023 1:03:19 PM | 6528 | 100 |  |  | 304976.1562 | 0 | 0 |  |  |  | 0
REF | ATC | 2028 | 3 | CETA Portfolio | Area 1001 Wind 2027 | Area 1001 Wind 2027 | 34.7195 | 100 | 34.7195 |  | 0 |  |  |  | 17712.6895 |  |  | -1 | 0 | Wind |  | 304976.1562 |  | 0 | 9942.7188 | 9942.7188 | 0 | -1 | 0 | 0 | 0 | 0 | 8784 | 0.3472 | 32.6016 | -10215.6895 | -33.4967 | 20158.4082 | 66.0983 |  | 1/1/2027 | 12/31/2099 |  | 0 | 0 | 2028 |  |  |  | 0 | 0 | Real 2021 ¦ 5/8/2023 1:03:19 PM | 6529 | 100 |  |  | 304976.1562 | 0 | 0 |  |  |  | 0
REF | ATC | 2028 | 4 | ECR Portfolio | Area 1001 Wind 2027 | Area 1001 Wind 2027 | 34.7195 | 100 | 34.7195 |  | 0 |  |  |  | 17712.6895 |  |  | -1 | 0 | Wind |  | 304976.1562 |  | 0 | 9942.7188 | 9942.7188 | 0 | -1 | 0 | 0 | 0 | 0 | 8784 | 0.3472 | 32.6016 | -10215.6895 | -33.4967 | 20158.4082 | 66.0983 |  | 1/1/2027 | 12/31/2099 |  | 0 | 0 | 2028 |  |  |  | 0 | 0 | Real 2021 ¦ 5/8/2023 1:03:19 PM | 6530 | 100 |  |  | 304976.1562 | 0 | 0 |  |  |  | 0
REF | ATC | 2028 | 5 | NCR Portfolio | Area 1001 Wind 2027 | Area 1001 Wind 2027 | 34.7195 | 100 | 34.7195 |  | 0 |  |  |  | 17712.6895 |  |  | -1 | 0 | Wind |  | 304976.1562 |  | 0 | 9942.7188 | 9942.7188 | 0 | -1 | 0 | 0 | 0 | 0 | 8784 | 0.3472 | 32.6016 | -10215.6895 | -33.4967 | 20158.4082 | 66.0983 |  | 1/1/2027 | 12/31/2099 |  | 0 | 0 | 2028 |  |  |  | 0 | 0 | Real 2021 ¦ 5/8/2023 1:03:19 PM | 6531 | 100 |  |  | 304976.1562 | 0 | 0 |  |  |  | 0
REF | ATC | 2028 | 6 | CC Portfolio | Area 1001 Wind 2027 | Area 1001 Wind 2027 | 34.7195 | 100 | 34.7195 |  | 0 |  |  |  | 17712.6895 |  |  | -1 | 0 | Wind |  | 304976.1562 |  | 0 | 9942.7188 | 9942.7188 | 0 | -1 | 0 | 0 | 0 | 0 | 8784 | 0.3472 | 32.6016 | -10215.6895 | -33.4967 | 20158.4082 | 66.0983 |  | 1/1/2027 | 12/31/2099 |  | 0 | 0 | 2028 |  |  |  | 0 | 0 | Real 2021 ¦ 5/8/2023 1:03:19 PM | 6532 | 100 |  |  | 304976.1562 | 0 | 0 |  |  |  | 0
REF | ATC | 2028 | 7 | REF Mitchell Ext | Area 1001 Wind 2027 | Area 1001 Wind 2027 | 34.7195 | 100 | 34.7195 |  | 0 |  |  |  | 17712.6895 |  |  | -1 | 0 | Wind |  | 304976.1562 |  | 0 | 9942.7188 | 9942.7188 | 0 | -1 | 0 | 0 | 0 | 0 | 8784 | 0.3472 | 32.6016 | -10215.6895 | -33.4967 | 20158.4082 | 66.0983 |  | 1/1/2027 | 12/31/2099 |  | 0 | 0 | 2028 |  |  |  | 0 | 0 | Real 2021 ¦ 5/8/2023 1:03:19 PM | 6533 | 100 |  |  | 304976.1562 | 0 | 0 |  |  |  | 0
REF | ATC | 2028 | 9 | Preferred Plan | Area 1001 Wind 2027 | Area 1001 Wind 2027 | 34.7195 | 100 | 34.7195 |  | 0 |  |  |  | 17712.6895 |  |  | -1 | 0 | Wind |  | 304976.1562 |  | 0 | 9942.7188 | 9942.7188 | 0 | -1 | 0 | 0 | 0 | 0 | 8784 | 0.3472 | 32.6016 | -10215.6895 | -33.4967 | 20158.4082 | 66.0983 |  | 1/1/2027 | 12/31/2099 |  | 0 | 0 | 2028 |  |  |  | 0 | 0 | Real 2021 ¦ 5/8/2023 1:03:19 PM | 6534 | 100 |  |  | 304976.1562 | 0 | 0 |  |  |  | 0
REF | ATC | 2028 | 1 | REF Portfolio | Area 1001 Wind 2028 | Area 1001 Wind 2028 | 34.7195 | 100 | 34.7195 |  | 0 |  |  |  | 17171.7598 |  |  | -1 | 0 | Wind |  | 304976.1562 |  | 0 | 9942.7188 | 9942.7188 | 0 | -1 | 0 | 0 | 0 | 1 | 8784 | 0.3472 | 32.6016 | -10215.6895 | -33.4967 | 20158.4082 | 66.0983 |  | 1/1/2028 | 12/31/2099 |  | 0 | 0 | 2028 |  |  |  | 0 | 0 | Real 2021 ¦ 5/8/2023 1:03:19 PM | 6535 | 100 |  |  | 304976.1562 | 0 | 0 |  |  |  | 0
REF | ATC | 2028 | 2 | REF-HC Portfolio | Area 1001 Wind 2028 | Area 1001 Wind 2028 | 34.7195 | 100 | 34.7195 |  | 0 |  |  |  | 17171.7598 |  |  | -1 | 0 | Wind |  | 304976.1562 |  | 0 | 9942.7188 | 9942.7188 | 0 | -1 | 0 | 0 | 0 | 1 | 8784 | 0.3472 | 32.6016 | -10215.6895 | -33.4967 | 20158.4082 | 66.0983 |  | 1/1/2028 | 12/31/2099 |  | 0 | 0 | 2028 |  |  |  | 0 | 0 | Real 2021 ¦ 5/8/2023 1:03:19 PM | 6536 | 100 |  |  | 304976.1562 | 0 | 0 |  |  |  | 0
REF | ATC | 2028 | 3 | CETA Portfolio | Area 1001 Wind 2028 | Area 1001 Wind 2028 | 34.7195 | 100 | 34.7195 |  | 0 |  |  |  | 17171.7598 |  |  | -1 | 0 | Wind |  | 304976.1562 |  | 0 | 9942.7188 | 9942.7188 | 0 | -1 | 0 | 0 | 0 | 1 | 8784 | 0.3472 | 32.6016 | -10215.6895 | -33.4967 | 20158.4082 | 66.0983 |  | 1/1/2028 | 12/31/2099 |  | 0 | 0 | 2028 |  |  |  | 0 | 0 | Real 2021 ¦ 5/8/2023 1:03:19 PM | 6537 | 100 |  |  | 304976.1562 | 0 | 0 |  |  |  | 0
REF | ATC | 2028 | 4 | ECR Portfolio | Area 1001 Wind 2028 | Area 1001 Wind 2028 | 34.7195 | 100 | 34.7195 |  | 0 |  |  |  | 17171.7598 |  |  | -1 | 0 | Wind |  | 304976.1562 |  | 0 | 9942.7188 | 9942.7188 | 0 | -1 | 0 | 0 | 0 | 1 | 8784 | 0.3472 | 32.6016 | -10215.6895 | -33.4967 | 20158.4082 | 66.0983 |  | 1/1/2028 | 12/31/2099 |  | 0 | 0 | 2028 |  |  |  | 0 | 0 | Real 2021 ¦ 5/8/2023 1:03:19 PM | 6538 | 100 |  |  | 304976.1562 | 0 | 0 |  |  |  | 0
REF | ATC | 2028 | 5 | NCR Portfolio | Area 1001 Wind 2028 | Area 1001 Wind 2028 | 34.7195 | 100 | 34.7195 |  | 0 |  |  |  | 17171.7598 |  |  | -1 | 0 | Wind |  | 304976.1562 |  | 0 | 9942.7188 | 9942.7188 | 0 | -1 | 0 | 0 | 0 | 1 | 8784 | 0.3472 | 32.6016 | -10215.6895 | -33.4967 | 20158.4082 | 66.0983 |  | 1/1/2028 | 12/31/2099 |  | 0 | 0 | 2028 |  |  |  | 0 | 0 | Real 2021 ¦ 5/8/2023 1:03:19 PM | 6539 | 100 |  |  | 304976.1562 | 0 | 0 |  |  |  | 0
REF | ATC | 2028 | 6 | CC Portfolio | Area 1001 Wind 2028 | Area 1001 Wind 2028 | 34.7195 | 100 | 34.7195 |  | 0 |  |  |  | 17171.7598 |  |  | -1 | 0 | Wind |  | 304976.1562 |  | 0 | 9942.7188 | 9942.7188 | 0 | -1 | 0 | 0 | 0 | 1 | 8784 | 0.3472 | 32.6016 | -10215.6895 | -33.4967 | 20158.4082 | 66.0983 |  | 1/1/2028 | 12/31/2099 |  | 0 | 0 | 2028 |  |  |  | 0 | 0 | Real 2021 ¦ 5/8/2023 1:03:19 PM | 6540 | 100 |  |  | 304976.1562 | 0 | 0 |  |  |  | 0
REF | ATC | 2028 | 7 | REF Mitchell Ext | Area 1001 Wind 2028 | Area 1001 Wind 2028 | 34.7195 | 100 | 34.7195 |  | 0 |  |  |  | 17171.7598 |  |  | -1 | 0 | Wind |  | 304976.1562 |  | 0 | 9942.7188 | 9942.7188 | 0 | -1 | 0 | 0 | 0 | 1 | 8784 | 0.3472 | 32.6016 | -10215.6895 | -33.4967 | 20158.4082 | 66.0983 |  | 1/1/2028 | 12/31/2099 |  | 0 | 0 | 2028 |  |  |  | 0 | 0 | Real 2021 ¦ 5/8/2023 1:03:19 PM | 6541 | 100 |  |  | 304976.1562 | 0 | 0 |  |  |  | 0
REF | ATC | 2028 | 9 | Preferred Plan | Area 1001 Wind 2028 | Area 1001 Wind 2028 | 34.7195 | 100 | 34.7195 |  | 0 |  |  |  | 17171.7598 |  |  | -1 | 0 | Wind |  | 304976.1562 |  | 0 | 9942.7188 | 9942.7188 | 0 | -1 | 0 | 0 | 0 | 1 | 8784 | 0.3472 | 32.6016 | -10215.6895 | -33.4967 | 20158.4082 | 66.0983 |  | 1/1/2028 | 12/31/2099 |  | 0 | 0 | 2028 |  |  |  | 0 | 0 | Real 2021 ¦ 5/8/2023 1:03:19 PM | 6542 | 100 |  |  | 304976.1562 | 0 | 0 |  |  |  | 0
REF | ATC | 2028 | 1 | REF Portfolio | Area 1001 Wind 2029 | Area 1001 Wind 2029 | 0 | 0 | 0 |  | 0 |  |  |  | 0 |  |  | -1 | 0 | Wind |  | 0 |  | 0 | 0 | 0 | 0 | -1 | 0 | 0 | 0 | 0 | 0 |  |  | 0 |  | 0 |  |  | 1/1/2029 | 12/31/2099 |  | 0 | 0 | 2028 |  |  |  | 0 | 0 | Real 2021 ¦ 5/8/2023 1:03:19 PM | 6543 | 0 |  |  | 0 | 0 | 0 |  |  |  | 0
REF | ATC | 2028 | 2 | REF-HC Portfolio | Area 1001 Wind 2029 | Area 1001 Wind 2029 | 0 | 0 | 0 |  | 0 |  |  |  | 0 |  |  | -1 | 0 | Wind |  | 0 |  | 0 | 0 | 0 | 0 | -1 | 0 | 0 | 0 | 0 | 0 |  |  | 0 |  | 0 |  |  | 1/1/2029 | 12/31/2099 |  | 0 | 0 | 2028 |  |  |  | 0 | 0 | Real 2021 ¦ 5/8/2023 1:03:19 PM | 6544 | 0 |  |  | 0 | 0 | 0 |  |  |  | 0
REF | ATC | 2028 | 3 | CETA Portfolio | Area 1001 Wind 2029 | Area 1001 Wind 2029 | 0 | 0 | 0 |  | 0 |  |  |  | 0 |  |  | -1 | 0 | Wind |  | 0 |  | 0 | 0 | 0 | 0 | -1 | 0 | 0 | 0 | 0 | 0 |  |  | 0 |  | 0 |  |  | 1/1/2029 | 12/31/2099 |  | 0 | 0 | 2028 |  |  |  | 0 | 0 | Real 2021 ¦ 5/8/2023 1:03:19 PM | 6545 | 0 |  |  | 0 | 0 | 0 |  |  |  | 0
REF | ATC | 2028 | 4 | ECR Portfolio | Area 1001 Wind 2029 | Area 1001 Wind 2029 | 0 | 0 | 0 |  | 0 |  |  |  | 0 |  |  | -1 | 0 | Wind |  | 0 |  | 0 | 0 | 0 | 0 | -1 | 0 | 0 | 0 | 0 | 0 |  |  | 0 |  | 0 |  |  | 1/1/2029 | 12/31/2099 |  | 0 | 0 | 2028 |  |  |  | 0 | 0 | Real 2021 ¦ 5/8/2023 1:03:19 PM | 6546 | 0 |  |  | 0 | 0 | 0 |  |  |  | 0
REF | ATC | 2028 | 7 | REF Mitchell Ext | Area 1001 Wind 2029 | Area 1001 Wind 2029 | 0 | 0 | 0 |  | 0 |  |  |  | 0 |  |  | -1 | 0 | Wind |  | 0 |  | 0 | 0 | 0 | 0 | -1 | 0 | 0 | 0 | 0 | 0 |  |  | 0 |  | 0 |  |  | 1/1/2029 | 12/31/2099 |  | 0 | 0 | 2028 |  |  |  | 0 | 0 | Real 2021 ¦ 5/8/2023 1:03:19 PM | 6547 | 0 |  |  | 0 | 0 | 0 |  |  |  | 0
REF | ATC | 2028 | 1 | REF Portfolio | Area 1001 Wind 2030 | Area 1001 Wind 2030 | 0 | 0 | 0 |  | 0 |  |  |  | 0 |  |  | -1 | 0 | Wind |  | 0 |  | 0 | 0 | 0 | 0 | -1 | 0 | 0 | 0 | 0 | 0 |  |  | 0 |  | 0 |  |  | 1/1/2030 | 12/31/2099 |  | 0 | 0 | 2028 |  |  |  | 0 | 0 | Real 2021 ¦ 5/8/2023 1:03:19 PM | 6548 | 0 |  |  | 0 | 0 | 0 |  |  |  | 0
REF | ATC | 2028 | 2 | REF-HC Portfolio | Area 1001 Wind 2030 | Area 1001 Wind 2030 | 0 | 0 | 0 |  | 0 |  |  |  | 0 |  |  | -1 | 0 | Wind |  | 0 |  | 0 | 0 | 0 | 0 | -1 | 0 | 0 | 0 | 0 | 0 |  |  | 0 |  | 0 |  |  | 1/1/2030 | 12/31/2099 |  | 0 | 0 | 2028 |  |  |  | 0 | 0 | Real 2021 ¦ 5/8/2023 1:03:19 PM | 6549 | 0 |  |  | 0 | 0 | 0 |  |  |  | 0
REF | ATC | 2028 | 3 | CETA Portfolio | Area 1001 Wind 2030 | Area 1001 Wind 2030 | 0 | 0 | 0 |  | 0 |  |  |  | 0 |  |  | -1 | 0 | Wind |  | 0 |  | 0 | 0 | 0 | 0 | -1 | 0 | 0 | 0 | 0 | 0 |  |  | 0 |  | 0 |  |  | 1/1/2030 | 12/31/2099 |  | 0 | 0 | 2028 |  |  |  | 0 | 0 | Real 2021 ¦ 5/8/2023 1:03:19 PM | 6550 | 0 |  |  | 0 | 0 | 0 |  |  |  | 0
REF | ATC | 2028 | 4 | ECR Portfolio | Area 1001 Wind 2030 | Area 1001 Wind 2030 | 0 | 0 | 0 |  | 0 |  |  |  | 0 |  |  | -1 | 0 | Wind |  | 0 |  | 0 | 0 | 0 | 0 | -1 | 0 | 0 | 0 | 0 | 0 |  |  | 0 |  | 0 |  |  | 1/1/2030 | 12/31/2099 |  | 0 | 0 | 2028 |  |  |  | 0 | 0 | Real 2021 ¦ 5/8/2023 1:03:19 PM | 6551 | 0 |  |  | 0 | 0 | 0 |  |  |  | 0
REF | ATC | 2028 | 6 | CC Portfolio | Area 1001 Wind 2030 | Area 1001 Wind 2030 | 0 | 0 | 0 |  | 0 |  |  |  | 0 |  |  | -1 | 0 | Wind |  | 0 |  | 0 | 0 | 0 | 0 | -1 | 0 | 0 | 0 | 0 | 0 |  |  | 0 |  | 0 |  |  | 1/1/2030 | 12/31/2099 |  | 0 | 0 | 2028 |  |  |  | 0 | 0 | Real 2021 ¦ 5/8/2023 1:03:19 PM | 6552 | 0 |  |  | 0 | 0 | 0 |  |  |  | 0
REF | ATC | 2028 | 7 | REF Mitchell Ext | Area 1001 Wind 2030 | Area 1001 Wind 2030 | 0 | 0 | 0 |  | 0 |  |  |  | 0 |  |  | -1 | 0 | Wind |  | 0 |  | 0 | 0 | 0 | 0 | -1 | 0 | 0 | 0 | 0 | 0 |  |  | 0 |  | 0 |  |  | 1/1/2030 | 12/31/2099 |  | 0 | 0 | 2028 |  |  |  | 0 | 0 | Real 2021 ¦ 5/8/2023 1:03:19 PM | 6553 | 0 |  |  | 0 | 0 | 0 |  |  |  | 0
REF | ATC | 2028 | 9 | Preferred Plan | Area 1001 Wind 2030 | Area 1001 Wind 2030 | 0 | 0 | 0 |  | 0 |  |  |  | 0 |  |  | -1 | 0 | Wind |  | 0 |  | 0 | 0 | 0 | 0 | -1 | 0 | 0 | 0 | 0 | 0 |  |  | 0 |  | 0 |  |  | 1/1/2030 | 12/31/2099 |  | 0 | 0 | 2028 |  |  |  | 0 | 0 | Real 2021 ¦ 5/8/2023 1:03:19 PM | 6554 | 0 |  |  | 0 | 0 | 0 |  |  |  | 0
REF | ATC | 2028 | 1 | REF Portfolio | Area 1001 Wind 2031 | Area 1001 Wind 2031 | 0 | 0 | 0 |  | 0 |  |  |  | 0 |  |  | -1 | 0 | Wind |  | 0 |  | 0 | 0 | 0 | 0 | -1 | 0 | 0 | 0 | 0 | 0 |  |  | 0 |  | 0 |  |  | 1/1/2031 | 12/31/2099 |  | 0 | 0 | 2028 |  |  |  | 0 | 0 | Real 2021 ¦ 5/8/2023 1:03:19 PM | 6555 | 0 |  |  | 0 | 0 | 0 |  |  |  | 0
REF | ATC | 2028 | 2 | REF-HC Portfolio | Area 1001 Wind 2031 | Area 1001 Wind 2031 | 0 | 0 | 0 |  | 0 |  |  |  | 0 |  |  | -1 | 0 | Wind |  | 0 |  | 0 | 0 | 0 | 0 | -1 | 0 | 0 | 0 | 0 | 0 |  |  | 0 |  | 0 |  |  | 1/1/2031 | 12/31/2099 |  | 0 | 0 | 2028 |  |  |  | 0 | 0 | Real 2021 ¦ 5/8/2023 1:03:19 PM | 6556 | 0 |  |  | 0 | 0 | 0 |  |  |  | 0
REF | ATC | 2028 | 3 | CETA Portfolio | Area 1001 Wind 2031 | Area 1001 Wind 2031 | 0 | 0 | 0 |  | 0 |  |  |  | 0 |  |  | -1 | 0 | Wind |  | 0 |  | 0 | 0 | 0 | 0 | -1 | 0 | 0 | 0 | 0 | 0 |  |  | 0 |  | 0 |  |  | 1/1/2031 | 12/31/2099 |  | 0 | 0 | 2028 |  |  |  | 0 | 0 | Real 2021 ¦ 5/8/2023 1:03:19 PM | 6557 | 0 |  |  | 0 | 0 | 0 |  |  |  | 0
REF | ATC | 2028 | 4 | ECR Portfolio | Area 1001 Wind 2031 | Area 1001 Wind 2031 | 0 | 0 | 0 |  | 0 |  |  |  | 0 |  |  | -1 | 0 | Wind |  | 0 |  | 0 | 0 | 0 | 0 | -1 | 0 | 0 | 0 | 0 | 0 |  |  | 0 |  | 0 |  |  | 1/1/2031 | 12/31/2099 |  | 0 | 0 | 2028 |  |  |  | 0 | 0 | Real 2021 ¦ 5/8/2023 1:03:19 PM | 6558 | 0 |  |  | 0 | 0 | 0 |  |  |  | 0
REF | ATC | 2028 | 6 | CC Portfolio | Area 1001 Wind 2031 | Area 1001 Wind 2031 | 0 | 0 | 0 |  | 0 |  |  |  | 0 |  |  | -1 | 0 | Wind |  | 0 |  | 0 | 0 | 0 | 0 | -1 | 0 | 0 | 0 | 0 | 0 |  |  | 0 |  | 0 |  |  | 1/1/2031 | 12/31/2099 |  | 0 | 0 | 2028 |  |  |  | 0 | 0 | Real 2021 ¦ 5/8/2023 1:03:19 PM | 6559 | 0 |  |  | 0 | 0 | 0 |  |  |  | 0
REF | ATC | 2028 | 7 | REF Mitchell Ext | Area 1001 Wind 2031 | Area 1001 Wind 2031 | 0 | 0 | 0 |  | 0 |  |  |  | 0 |  |  | -1 | 0 | Wind |  | 0 |  | 0 | 0 | 0 | 0 | -1 | 0 | 0 | 0 | 0 | 0 |  |  | 0 |  | 0 |  |  | 1/1/2031 | 12/31/2099 |  | 0 | 0 | 2028 |  |  |  | 0 | 0 | Real 2021 ¦ 5/8/2023 1:03:19 PM | 6560 | 0 |  |  | 0 | 0 | 0 |  |  |  | 0
REF | ATC | 2028 | 9 | Preferred Plan | Area 1001 Wind 2031 | Area 1001 Wind 2031 | 0 | 0 | 0 |  | 0 |  |  |  | 0 |  |  | -1 | 0 | Wind |  | 0 |  | 0 | 0 | 0 | 0 | -1 | 0 | 0 | 0 | 0 | 0 |  |  | 0 |  | 0 |  |  | 1/1/2031 | 12/31/2099 |  | 0 | 0 | 2028 |  |  |  | 0 | 0 | Real 2021 ¦ 5/8/2023 1:03:19 PM | 6561 | 0 |  |  | 0 | 0 | 0 |  |  |  | 0
REF | ATC | 2028 | 1 | REF Portfolio | Area 1001 Wind 2032 | Area 1001 Wind 2032 | 0 | 0 | 0 |  | 0 |  |  |  | 0 |  |  | -1 | 0 | Wind |  | 0 |  | 0 | 0 | 0 | 0 | -1 | 0 | 0 | 0 | 0 | 0 |  |  | 0 |  | 0 |  |  | 1/1/2032 | 12/31/2099 |  | 0 | 0 | 2028 |  |  |  | 0 | 0 | Real 2021 ¦ 5/8/2023 1:03:19 PM | 6562 | 0 |  |  | 0 | 0 | 0 |  |  |  | 0
REF | ATC | 2028 | 2 | REF-HC Portfolio | Area 1001 Wind 2032 | Area 1001 Wind 2032 | 0 | 0 | 0 |  | 0 |  |  |  | 0 |  |  | -1 | 0 | Wind |  | 0 |  | 0 | 0 | 0 | 0 | -1 | 0 | 0 | 0 | 0 | 0 |  |  | 0 |  | 0 |  |  | 1/1/2032 | 12/31/2099 |  | 0 | 0 | 2028 |  |  |  | 0 | 0 | Real 2021 ¦ 5/8/2023 1:03:19 PM | 6563 | 0 |  |  | 0 | 0 | 0 |  |  |  | 0
REF | ATC | 2028 | 3 | CETA Portfolio | Area 1001 Wind 2032 | Area 1001 Wind 2032 | 0 | 0 | 0 |  | 0 |  |  |  | 0 |  |  | -1 | 0 | Wind |  | 0 |  | 0 | 0 | 0 | 0 | -1 | 0 | 0 | 0 | 0 | 0 |  |  | 0 |  | 0 |  |  | 1/1/2032 | 12/31/2099 |  | 0 | 0 | 2028 |  |  |  | 0 | 0 | Real 2021 ¦ 5/8/2023 1:03:19 PM | 6564 | 0 |  |  | 0 | 0 | 0 |  |  |  | 0
REF | ATC | 2028 | 4 | ECR Portfolio | Area 1001 Wind 2032 | Area 1001 Wind 2032 | 0 | 0 | 0 |  | 0 |  |  |  | 0 |  |  | -1 | 0 | Wind |  | 0 |  | 0 | 0 | 0 | 0 | -1 | 0 | 0 | 0 | 0 | 0 |  |  | 0 |  | 0 |  |  | 1/1/2032 | 12/31/2099 |  | 0 | 0 | 2028 |  |  |  | 0 | 0 | Real 2021 ¦ 5/8/2023 1:03:19 PM | 6565 | 0 |  |  | 0 | 0 | 0 |  |  |  | 0
REF | ATC | 2028 | 7 | REF Mitchell Ext | Area 1001 Wind 2032 | Area 1001 Wind 2032 | 0 | 0 | 0 |  | 0 |  |  |  | 0 |  |  | -1 | 0 | Wind |  | 0 |  | 0 | 0 | 0 | 0 | -1 | 0 | 0 | 0 | 0 | 0 |  |  | 0 |  | 0 |  |  | 1/1/2032 | 12/31/2099 |  | 0 | 0 | 2028 |  |  |  | 0 | 0 | Real 2021 ¦ 5/8/2023 1:03:19 PM | 6566 | 0 |  |  | 0 | 0 | 0 |  |  |  | 0
REF | ATC | 2028 | 1 | REF Portfolio | Area 1001 Wind 2033 | Area 1001 Wind 2033 | 0 | 0 | 0 |  | 0 |  |  |  | 0 |  |  | -1 | 0 | Wind |  | 0 |  | 0 | 0 | 0 | 0 | -1 | 0 | 0 | 0 | 0 | 0 |  |  | 0 |  | 0 |  |  | 1/1/2033 | 12/31/2099 |  | 0 | 0 | 2028 |  |  |  | 0 | 0 | Real 2021 ¦ 5/8/2023 1:03:19 PM | 6567 | 0 |  |  | 0 | 0 | 0 |  |  |  | 0
REF | ATC | 2028 | 2 | REF-HC Portfolio | Area 1001 Wind 2033 | Area 1001 Wind 2033 | 0 | 0 | 0 |  | 0 |  |  |  | 0 |  |  | -1 | 0 | Wind |  | 0 |  | 0 | 0 | 0 | 0 | -1 | 0 | 0 | 0 | 0 | 0 |  |  | 0 |  | 0 |  |  | 1/1/2033 | 12/31/2099 |  | 0 | 0 | 2028 |  |  |  | 0 | 0 | Real 2021 ¦ 5/8/2023 1:03:19 PM | 6568 | 0 |  |  | 0 | 0 | 0 |  |  |  | 0
REF | ATC | 2028 | 3 | CETA Portfolio | Area 1001 Wind 2033 | Area 1001 Wind 2033 | 0 | 0 | 0 |  | 0 |  |  |  | 0 |  |  | -1 | 0 | Wind |  | 0 |  | 0 | 0 | 0 | 0 | -1 | 0 | 0 | 0 | 0 | 0 |  |  | 0 |  | 0 |  |  | 1/1/2033 | 12/31/2099 |  | 0 | 0 | 2028 |  |  |  | 0 | 0 | Real 2021 ¦ 5/8/2023 1:03:19 PM | 6569 | 0 |  |  | 0 | 0 | 0 |  |  |  | 0
REF | ATC | 2028 | 4 | ECR Portfolio | Area 1001 Wind 2033 | Area 1001 Wind 2033 | 0 | 0 | 0 |  | 0 |  |  |  | 0 |  |  | -1 | 0 | Wind |  | 0 |  | 0 | 0 | 0 | 0 | -1 | 0 | 0 | 0 | 0 | 0 |  |  | 0 |  | 0 |  |  | 1/1/2033 | 12/31/2099 |  | 0 | 0 | 2028 |  |  |  | 0 | 0 | Real 2021 ¦ 5/8/2023 1:03:19 PM | 6570 | 0 |  |  | 0 | 0 | 0 |  |  |  | 0
REF | ATC | 2028 | 7 | REF Mitchell Ext | Area 1001 Wind 2033 | Area 1001 Wind 2033 | 0 | 0 | 0 |  | 0 |  |  |  | 0 |  |  | -1 | 0 | Wind |  | 0 |  | 0 | 0 | 0 | 0 | -1 | 0 | 0 | 0 | 0 | 0 |  |  | 0 |  | 0 |  |  | 1/1/2033 | 12/31/2099 |  | 0 | 0 | 2028 |  |  |  | 0 | 0 | Real 2021 ¦ 5/8/2023 1:03:19 PM | 6571 | 0 |  |  | 0 | 0 | 0 |  |  |  | 0
REF | ATC | 2028 | 1 | REF Portfolio | Area 1001 Wind 2034 | Area 1001 Wind 2034 | 0 | 0 | 0 |  | 0 |  |  |  | 0 |  |  | -1 | 0 | Wind |  | 0 |  | 0 | 0 | 0 | 0 | -1 | 0 | 0 | 0 | 0 | 0 |  |  | 0 |  | 0 |  |  | 1/1/2034 | 12/31/2099 |  | 0 | 0 | 2028 |  |  |  | 0 | 0 | Real 2021 ¦ 5/8/2023 1:03:19 PM | 6572 | 0 |  |  | 0 | 0 | 0 |  |  |  | 0
REF | ATC | 2028 | 7 | REF Mitchell Ext | Area 1001 Wind 2034 | Area 1001 Wind 2034 | 0 | 0 | 0 |  | 0 |  |  |  | 0 |  |  | -1 | 0 | Wind |  | 0 |  | 0 | 0 | 0 | 0 | -1 | 0 | 0 | 0 | 0 | 0 |  |  | 0 |  | 0 |  |  | 1/1/2034 | 12/31/2099 |  | 0 | 0 | 2028 |  |  |  | 0 | 0 | Real 2021 ¦ 5/8/2023 1:03:19 PM | 6573 | 0 |  |  | 0 | 0 | 0 |  |  |  | 0
REF | ATC | 2028 | 1 | REF Portfolio | Area 1001 Wind 2035 | Area 1001 Wind 2035 | 0 | 0 | 0 |  | 0 |  |  |  | 0 |  |  | -1 | 0 | Wind |  | 0 |  | 0 | 0 | 0 | 0 | -1 | 0 | 0 | 0 | 0 | 0 |  |  | 0 |  | 0 |  |  | 1/1/2035 | 12/31/2099 |  | 0 | 0 | 2028 |  |  |  | 0 | 0 | Real 2021 ¦ 5/8/2023 1:03:19 PM | 6574 | 0 |  |  | 0 | 0 | 0 |  |  |  | 0
REF | ATC | 2028 | 7 | REF Mitchell Ext | Area 1001 Wind 2035 | Area 1001 Wind 2035 | 0 | 0 | 0 |  | 0 |  |  |  | 0 |  |  | -1 | 0 | Wind |  | 0 |  | 0 | 0 | 0 | 0 | -1 | 0 | 0 | 0 | 0 | 0 |  |  | 0 |  | 0 |  |  | 1/1/2035 | 12/31/2099 |  | 0 | 0 | 2028 |  |  |  | 0 | 0 | Real 2021 ¦ 5/8/2023 1:03:19 PM | 6575 | 0 |  |  | 0 | 0 | 0 |  |  |  | 0
REF | ATC | 2028 | 2 | REF-HC Portfolio | Area 1001 Wind 2037 | Area 1001 Wind 2037 | 0 | 0 | 0 |  | 0 |  |  |  | 0 |  |  | -1 | 0 | Wind |  | 0 |  | 0 | 0 | 0 | 0 | -1 | 0 | 0 | 0 | 0 | 0 |  |  | 0 |  | 0 |  |  | 1/1/2037 | 12/31/2099 |  | 0 | 0 | 2028 |  |  |  | 0 | 0 | Real 2021 ¦ 5/8/2023 1:03:19 PM | 6576 | 0 |  |  | 0 | 0 | 0 |  |  |  | 0
REF | ATC | 2028 | 5 | NCR Portfolio | Area 1001 4-Hour Li-on Battery 2029 | Area 1001 4-Hour Li-on Battery 2029 | 0 | 0 | 0 |  | 3.6268e-06 |  |  |  | 0 |  |  | -1 | 0 | 4-Hour Li-on Battery Storage |  | 0 |  | 0 | 0 | 0 | 0 | -1 | 0 | 0 | 0 | 0 | 0 |  |  | 0 |  | 0 |  |  | 1/1/2029 | 12/31/2038 |  | 0 | 0 | 2028 |  |  |  | 0 | 0 | Real 2021 ¦ 5/8/2023 1:03:19 PM | 6577 | 0 |  |  | 0 | 0 | 0 |  |  |  | 0
REF | ATC | 2028 | 8 | REF No Wind Portfolio | Area 1001 4-Hour Li-on Battery 2029 | Area 1001 4-Hour Li-on Battery 2029 | 0 | 0 | 0 |  | 1.8134e-06 |  |  |  | 0 |  |  | -1 | 0 | 4-Hour Li-on Battery Storage |  | 0 |  | 0 | 0 | 0 | 0 | -1 | 0 | 0 | 0 | 0 | 0 |  |  | 0 |  | 0 |  |  | 1/1/2029 | 12/31/2038 |  | 0 | 0 | 2028 |  |  |  | 0 | 0 | Real 2021 ¦ 5/8/2023 1:03:19 PM | 6578 | 0 |  |  | 0 | 0 | 0 |  |  |  | 0
REF | ATC | 2028 | 4 | ECR Portfolio | Area 1001 4-Hour Li-on Battery 2032 | Area 1001 4-Hour Li-on Battery 2032 | 0 | 0 | 0 |  | 7.2535e-06 |  |  |  | 0 |  |  | -1 | 0 | 4-Hour Li-on Battery Storage |  | 0 |  | 0 | 0 | 0 | 0 | -1 | 0 | 0 | 0 | 0 | 0 |  |  | 0 |  | 0 |  |  | 1/1/2032 | 12/31/2041 |  | 0 | 0 | 2028 |  |  |  | 0 | 0 | Real 2021 ¦ 5/8/2023 1:03:19 PM | 6579 | 0 |  |  | 0 | 0 | 0 |  |  |  | 0
REF | ATC | 2028 | 3 | CETA Portfolio | Area 1001 4-Hour Li-on Battery 2035 | Area 1001 4-Hour Li-on Battery 2035 | 0 | 0 | 0 |  | 1.813e-06 |  |  |  | 0 |  |  | -1 | 0 | 4-Hour Li-on Battery Storage |  | 0 |  | 0 | 0 | 0 | 0 | -1 | 0 | 0 | 0 | 0 | 0 |  |  | 0 |  | 0 |  |  | 1/1/2035 | 12/31/2044 |  | 0 | 0 | 2028 |  |  |  | 0 | 0 | Real 2021 ¦ 5/8/2023 1:03:19 PM | 6580 | 0 |  |  | 0 | 0 | 0 |  |  |  | 0
REF | ATC | 2028 | 5 | NCR Portfolio | Area 1001 4-Hour Li-on Battery 2035 | Area 1001 4-Hour Li-on Battery 2035 | 0 | 0 | 0 |  | 1.813e-06 |  |  |  | 0 |  |  | -1 | 0 | 4-Hour Li-on Battery Storage |  | 0 |  | 0 | 0 | 0 | 0 | -1 | 0 | 0 | 0 | 0 | 0 |  |  | 0 |  | 0 |  |  | 1/1/2035 | 12/31/2044 |  | 0 | 0 | 2028 |  |  |  | 0 | 0 | Real 2021 ¦ 5/8/2023 1:03:19 PM | 6581 | 0 |  |  | 0 | 0 | 0 |  |  |  | 0
REF | ATC | 2028 | 6 | CC Portfolio | Area 1001 4-Hour Li-on Battery 2035 | Area 1001 4-Hour Li-on Battery 2035 | 0 | 0 | 0 |  | 1.813e-06 |  |  |  | 0 |  |  | -1 | 0 | 4-Hour Li-on Battery Storage |  | 0 |  | 0 | 0 | 0 | 0 | -1 | 0 | 0 | 0 | 0 | 0 |  |  | 0 |  | 0 |  |  | 1/1/2035 | 12/31/2044 |  | 0 | 0 | 2028 |  |  |  | 0 | 0 | Real 2021 ¦ 5/8/2023 1:03:19 PM | 6582 | 0 |  |  | 0 | 0 | 0 |  |  |  | 0
REF | ATC | 2028 | 9 | Preferred Plan | Area 1001 4-Hour Li-on Battery 2035 | Area 1001 4-Hour Li-on Battery 2035 | 0 | 0 | 0 |  | 1.813e-06 |  |  |  | 0 |  |  | -1 | 0 | 4-Hour Li-on Battery Storage |  | 0 |  | 0 | 0 | 0 | 0 | -1 | 0 | 0 | 0 | 0 | 0 |  |  | 0 |  | 0 |  |  | 1/1/2035 | 12/31/2044 |  | 0 | 0 | 2028 |  |  |  | 0 | 0 | Real 2021 ¦ 5/8/2023 1:03:19 PM | 6583 | 0 |  |  | 0 | 0 | 0 |  |  |  | 0
REF | ATC | 2028 | 4 | ECR Portfolio | Solar+Storage 3-1 2028 | Solar+Storage 3-1 2028 | 33.2182 | 33.2182 | 33.2182 |  | 0 |  |  |  | 25346.4219 |  |  | -1 | 0 | Solar |  | 291788.25 |  | 0 | 9902.5303 | 9902.5303 | 0 | -1 | 0 | 0 | 0 | 605 | 4256 | 1 | 33.9374 | 0 | 0 | 9902.5303 | 33.9374 |  | 1/1/2028 | 12/31/2099 |  | 0 | 0 | 2028 |  |  |  | 0 | 0 | Real 2021 ¦ 5/8/2023 1:03:19 PM | 6584 | 200 |  |  | 291788.25 | 0 | 0 |  |  |  | 0
REF | ATC | 2028 | 8 | REF No Wind Portfolio | Solar+Storage 3-1 2028 | Solar+Storage 3-1 2028 | 49.8272 | 49.8272 | 49.8272 |  | 0 |  |  |  | 38019.6328 |  |  | -1 | 0 | Solar |  | 437682.4062 |  | 0 | 14853.7959 | 14853.7959 | 0 | -1 | 0 | 0 | 0 | 605 | 4256 | 1 | 33.9374 | 0 | 0 | 14853.7959 | 33.9374 |  | 1/1/2028 | 12/31/2099 |  | 0 | 0 | 2028 |  |  |  | 0 | 0 | Real 2021 ¦ 5/8/2023 1:03:19 PM | 6585 | 300 |  |  | 437682.4062 | 0 | 0 |  |  |  | 0
REF | ATC | 2028 | 1 | REF Portfolio | Tier 2 Area 1001 Solar 2028 | Tier 2 Area 1001 Solar 2028 | 22.8598 | 100 | 22.8598 |  | 0 |  |  |  | 15278.5049 |  |  | -1 | 0 | Solar |  | 200800.8594 |  | 0 | 6497.9971 | 6497.9971 | 0 | -1 | 0 | 0 | 0 | 366 | 4394 | 0.2286 | 32.3604 | -6726.1626 | -33.4967 | 13224.1592 | 65.8571 |  | 1/1/2028 | 12/31/2099 |  | 0 | 0 | 2028 |  |  |  | 0 | 0 | Real 2021 ¦ 5/8/2023 1:03:19 PM | 6586 | 100 |  |  | 200800.8594 | 0 | 0 |  |  |  | 0
REF | ATC | 2028 | 2 | REF-HC Portfolio | Tier 2 Area 1001 Solar 2028 | Tier 2 Area 1001 Solar 2028 | 57.1496 | 250 | 57.1496 |  | 0 |  |  |  | 38196.2617 |  |  | -1 | 0 | Solar |  | 502002.125 |  | 0 | 16244.9922 | 16244.9922 | 0 | -1 | 0 | 0 | 0 | 366 | 4394 | 0.2286 | 32.3604 | -16815.4062 | -33.4967 | 33060.3984 | 65.8571 |  | 1/1/2028 | 12/31/2099 |  | 0 | 0 | 2028 |  |  |  | 0 | 0 | Real 2021 ¦ 5/8/2023 1:03:19 PM | 6587 | 250 |  |  | 502002.125 | 0 | 0 |  |  |  | 0
REF | ATC | 2028 | 3 | CETA Portfolio | Tier 2 Area 1001 Solar 2028 | Tier 2 Area 1001 Solar 2028 | 68.5795 | 300 | 68.5795 |  | 0 |  |  |  | 45835.5156 |  |  | -1 | 0 | Solar |  | 602402.5625 |  | 0 | 19493.9902 | 19493.9902 | 0 | -1 | 0 | 0 | 0 | 366 | 4394 | 0.2286 | 32.3604 | -20178.4863 | -33.4967 | 39672.4766 | 65.8571 |  | 1/1/2028 | 12/31/2099 |  | 0 | 0 | 2028 |  |  |  | 0 | 0 | Real 2021 ¦ 5/8/2023 1:03:19 PM | 6588 | 300 |  |  | 602402.5625 | 0 | 0 |  |  |  | 0
REF | ATC | 2028 | 4 | ECR Portfolio | Tier 2 Area 1001 Solar 2028 | Tier 2 Area 1001 Solar 2028 | 68.5795 | 300 | 68.5795 |  | 0 |  |  |  | 45835.5156 |  |  | -1 | 0 | Solar |  | 602402.5625 |  | 0 | 19493.9902 | 19493.9902 | 0 | -1 | 0 | 0 | 0 | 366 | 4394 | 0.2286 | 32.3604 | -20178.4863 | -33.4967 | 39672.4766 | 65.8571 |  | 1/1/2028 | 12/31/2099 |  | 0 | 0 | 2028 |  |  |  | 0 | 0 | Real 2021 ¦ 5/8/2023 1:03:19 PM | 6589 | 300 |  |  | 602402.5625 | 0 | 0 |  |  |  | 0
REF | ATC | 2028 | 5 | NCR Portfolio | Tier 2 Area 1001 Solar 2028 | Tier 2 Area 1001 Solar 2028 | 22.8598 | 100 | 22.8598 |  | 0 |  |  |  | 15278.5049 |  |  | -1 | 0 | Solar |  | 200800.8594 |  | 0 | 6497.9971 | 6497.9971 | 0 | -1 | 0 | 0 | 0 | 366 | 4394 | 0.2286 | 32.3604 | -6726.1626 | -33.4967 | 13224.1592 | 65.8571 |  | 1/1/2028 | 12/31/2099 |  | 0 | 0 | 2028 |  |  |  | 0 | 0 | Real 2021 ¦ 5/8/2023 1:03:19 PM | 6590 | 100 |  |  | 200800.8594 | 0 | 0 |  |  |  | 0
REF | ATC | 2028 | 6 | CC Portfolio | Tier 2 Area 1001 Solar 2028 | Tier 2 Area 1001 Solar 2028 | 68.5795 | 300 | 68.5795 |  | 0 |  |  |  | 45835.5156 |  |  | -1 | 0 | Solar |  | 602402.5625 |  | 0 | 19493.9902 | 19493.9902 | 0 | -1 | 0 | 0 | 0 | 366 | 4394 | 0.2286 | 32.3604 | -20178.4863 | -33.4967 | 39672.4766 | 65.8571 |  | 1/1/2028 | 12/31/2099 |  | 0 | 0 | 2028 |  |  |  | 0 | 0 | Real 2021 ¦ 5/8/2023 1:03:19 PM | 6591 | 300 |  |  | 602402.5625 | 0 | 0 |  |  |  | 0
REF | ATC | 2028 | 7 | REF Mitchell Ext | Tier 2 Area 1001 Solar 2028 | Tier 2 Area 1001 Solar 2028 | 22.8598 | 100 | 22.8598 |  | 0 |  |  |  | 15278.5049 |  |  | -1 | 0 | Solar |  | 200800.8594 |  | 0 | 6497.9971 | 6497.9971 | 0 | -1 | 0 | 0 | 0 | 366 | 4394 | 0.2286 | 32.3604 | -6726.1626 | -33.4967 | 13224.1592 | 65.8571 |  | 1/1/2028 | 12/31/2099 |  | 0 | 0 | 2028 |  |  |  | 0 | 0 | Real 2021 ¦ 5/8/2023 1:03:19 PM | 6592 | 100 |  |  | 200800.8594 | 0 | 0 |  |  |  | 0
REF | ATC | 2028 | 8 | REF No Wind Portfolio | Tier 2 Area 1001 Solar 2028 | Tier 2 Area 1001 Solar 2028 | 68.5795 | 300 | 68.5795 |  | 0 |  |  |  | 45835.5156 |  |  | -1 | 0 | Solar |  | 602402.5625 |  | 0 | 19493.9902 | 19493.9902 | 0 | -1 | 0 | 0 | 0 | 366 | 4394 | 0.2286 | 32.3604 | -20178.4863 | -33.4967 | 39672.4766 | 65.8571 |  | 1/1/2028 | 12/31/2099 |  | 0 | 0 | 2028 |  |  |  | 0 | 0 | Real 2021 ¦ 5/8/2023 1:03:19 PM | 6593 | 300 |  |  | 602402.5625 | 0 | 0 |  |  |  | 0
REF | ATC | 2028 | 9 | Preferred Plan | Tier 2 Area 1001 Solar 2028 | Tier 2 Area 1001 Solar 2028 | 68.5795 | 300 | 68.5795 |  | 0 |  |  |  | 45835.5156 |  |  | -1 | 0 | Solar |  | 602402.5625 |  | 0 | 19493.9902 | 19493.9902 | 0 | -1 | 0 | 0 | 0 | 366 | 4394 | 0.2286 | 32.3604 | -20178.4863 | -33.4967 | 39672.4766 | 65.8571 |  | 1/1/2028 | 12/31/2099 |  | 0 | 0 | 2028 |  |  |  | 0 | 0 | Real 2021 ¦ 5/8/2023 1:03:19 PM | 6594 | 300 |  |  | 602402.5625 | 0 | 0 |  |  |  | 0
REF | ATC | 2028 | 4 | ECR Portfolio | Tier 2 Area 1001 Solar 2029 | Tier 2 Area 1001 Solar 2029 | 0 | 0 | 0 |  | 0 |  |  |  | 0 |  |  | -1 | 0 | Solar |  | 0 |  | 0 | 0 | 0 | 0 | -1 | 0 | 0 | 0 | 0 | 0 |  |  | 0 |  | 0 |  |  | 1/1/2029 | 12/31/2099 |  | 0 | 0 | 2028 |  |  |  | 0 | 0 | Real 2021 ¦ 5/8/2023 1:03:19 PM | 6595 | 0 |  |  | 0 | 0 | 0 |  |  |  | 0
REF | ATC | 2028 | 8 | REF No Wind Portfolio | Tier 2 Area 1001 Solar 2029 | Tier 2 Area 1001 Solar 2029 | 0 | 0 | 0 |  | 0 |  |  |  | 0 |  |  | -1 | 0 | Solar |  | 0 |  | 0 | 0 | 0 | 0 | -1 | 0 | 0 | 0 | 0 | 0 |  |  | 0 |  | 0 |  |  | 1/1/2029 | 12/31/2099 |  | 0 | 0 | 2028 |  |  |  | 0 | 0 | Real 2021 ¦ 5/8/2023 1:03:19 PM | 6596 | 0 |  |  | 0 | 0 | 0 |  |  |  | 0
REF | ATC | 2028 | 2 | REF-HC Portfolio | Tier 2 Area 1001 Wind 2026 | Tier 2 Area 1001 Wind 2026 | 34.7195 | 100 | 34.7195 |  | 0 |  |  |  | 19738.416 |  |  | -1 | 0 | Wind |  | 304976.1562 |  | 0 | 9942.7188 | 9942.7188 | 0 | -1 | 0 | 0 | 0 | 0 | 8784 | 0.3472 | 32.6016 | -10215.6895 | -33.4967 | 20158.4082 | 66.0983 |  | 1/1/2026 | 12/31/2099 |  | 0 | 0 | 2028 |  |  |  | 0 | 0 | Real 2021 ¦ 5/8/2023 1:03:19 PM | 6597 | 100 |  |  | 304976.1562 | 0 | 0 |  |  |  | 0
REF | ATC | 2028 | 3 | CETA Portfolio | Tier 2 Area 1001 Wind 2026 | Tier 2 Area 1001 Wind 2026 | 34.7195 | 100 | 34.7195 |  | 0 |  |  |  | 19738.416 |  |  | -1 | 0 | Wind |  | 304976.1562 |  | 0 | 9942.7188 | 9942.7188 | 0 | -1 | 0 | 0 | 0 | 0 | 8784 | 0.3472 | 32.6016 | -10215.6895 | -33.4967 | 20158.4082 | 66.0983 |  | 1/1/2026 | 12/31/2099 |  | 0 | 0 | 2028 |  |  |  | 0 | 0 | Real 2021 ¦ 5/8/2023 1:03:19 PM | 6598 | 100 |  |  | 304976.1562 | 0 | 0 |  |  |  | 0
REF | ATC | 2028 | 4 | ECR Portfolio | Tier 2 Area 1001 Wind 2026 | Tier 2 Area 1001 Wind 2026 | 34.7195 | 100 | 34.7195 |  | 0 |  |  |  | 19738.416 |  |  | -1 | 0 | Wind |  | 304976.1562 |  | 0 | 9942.7188 | 9942.7188 | 0 | -1 | 0 | 0 | 0 | 0 | 8784 | 0.3472 | 32.6016 | -10215.6895 | -33.4967 | 20158.4082 | 66.0983 |  | 1/1/2026 | 12/31/2099 |  | 0 | 0 | 2028 |  |  |  | 0 | 0 | Real 2021 ¦ 5/8/2023 1:03:19 PM | 6599 | 100 |  |  | 304976.1562 | 0 | 0 |  |  |  | 0
REF | ATC | 2028 | 5 | NCR Portfolio | Tier 2 Area 1001 Wind 2026 | Tier 2 Area 1001 Wind 2026 | 34.7195 | 100 | 34.7195 |  | 0 |  |  |  | 19738.416 |  |  | -1 | 0 | Wind |  | 304976.1562 |  | 0 | 9942.7188 | 9942.7188 | 0 | -1 | 0 | 0 | 0 | 0 | 8784 | 0.3472 | 32.6016 | -10215.6895 | -33.4967 | 20158.4082 | 66.0983 |  | 1/1/2026 | 12/31/2099 |  | 0 | 0 | 2028 |  |  |  | 0 | 0 | Real 2021 ¦ 5/8/2023 1:03:19 PM | 6600 | 100 |  |  | 304976.1562 | 0 | 0 |  |  |  | 0
REF | ATC | 2028 | 2 | REF-HC Portfolio | Tier 2 Area 1001 Wind 2027 | Tier 2 Area 1001 Wind 2027 | 34.7195 | 100 | 34.7195 |  | 0 |  |  |  | 19197.4863 |  |  | -1 | 0 | Wind |  | 304976.1562 |  | 0 | 9942.7188 | 9942.7188 | 0 | -1 | 0 | 0 | 0 | 0 | 8784 | 0.3472 | 32.6016 | -10215.6895 | -33.4967 | 20158.4082 | 66.0983 |  | 1/1/2027 | 12/31/2099 |  | 0 | 0 | 2028 |  |  |  | 0 | 0 | Real 2021 ¦ 5/8/2023 1:03:19 PM | 6601 | 100 |  |  | 304976.1562 | 0 | 0 |  |  |  | 0
REF | ATC | 2028 | 3 | CETA Portfolio | Tier 2 Area 1001 Wind 2027 | Tier 2 Area 1001 Wind 2027 | 34.7195 | 100 | 34.7195 |  | 0 |  |  |  | 19197.4863 |  |  | -1 | 0 | Wind |  | 304976.1562 |  | 0 | 9942.7188 | 9942.7188 | 0 | -1 | 0 | 0 | 0 | 0 | 8784 | 0.3472 | 32.6016 | -10215.6895 | -33.4967 | 20158.4082 | 66.0983 |  | 1/1/2027 | 12/31/2099 |  | 0 | 0 | 2028 |  |  |  | 0 | 0 | Real 2021 ¦ 5/8/2023 1:03:19 PM | 6602 | 100 |  |  | 304976.1562 | 0 | 0 |  |  |  | 0
REF | ATC | 2028 | 4 | ECR Portfolio | Tier 2 Area 1001 Wind 2027 | Tier 2 Area 1001 Wind 2027 | 34.7195 | 100 | 34.7195 |  | 0 |  |  |  | 19197.4863 |  |  | -1 | 0 | Wind |  | 304976.1562 |  | 0 | 9942.7188 | 9942.7188 | 0 | -1 | 0 | 0 | 0 | 0 | 8784 | 0.3472 | 32.6016 | -10215.6895 | -33.4967 | 20158.4082 | 66.0983 |  | 1/1/2027 | 12/31/2099 |  | 0 | 0 | 2028 |  |  |  | 0 | 0 | Real 2021 ¦ 5/8/2023 1:03:19 PM | 6603 | 100 |  |  | 304976.1562 | 0 | 0 |  |  |  | 0
REF | ATC | 2028 | 5 | NCR Portfolio | Tier 2 Area 1001 Wind 2027 | Tier 2 Area 1001 Wind 2027 | 34.7195 | 100 | 34.7195 |  | 0 |  |  |  | 19197.4863 |  |  | -1 | 0 | Wind |  | 304976.1562 |  | 0 | 9942.7188 | 9942.7188 | 0 | -1 | 0 | 0 | 0 | 0 | 8784 | 0.3472 | 32.6016 | -10215.6895 | -33.4967 | 20158.4082 | 66.0983 |  | 1/1/2027 | 12/31/2099 |  | 0 | 0 | 2028 |  |  |  | 0 | 0 | Real 2021 ¦ 5/8/2023 1:03:19 PM | 6604 | 100 |  |  | 304976.1562 | 0 | 0 |  |  |  | 0
REF | ATC | 2028 | 6 | CC Portfolio | Tier 2 Area 1001 Wind 2027 | Tier 2 Area 1001 Wind 2027 | 34.7195 | 100 | 34.7195 |  | 0 |  |  |  | 19197.4863 |  |  | -1 | 0 | Wind |  | 304976.1562 |  | 0 | 9942.7188 | 9942.7188 | 0 | -1 | 0 | 0 | 0 | 0 | 8784 | 0.3472 | 32.6016 | -10215.6895 | -33.4967 | 20158.4082 | 66.0983 |  | 1/1/2027 | 12/31/2099 |  | 0 | 0 | 2028 |  |  |  | 0 | 0 | Real 2021 ¦ 5/8/2023 1:03:19 PM | 6605 | 100 |  |  | 304976.1562 | 0 | 0 |  |  |  | 0
REF | ATC | 2028 | 9 | Preferred Plan | Tier 2 Area 1001 Wind 2027 | Tier 2 Area 1001 Wind 2027 | 34.7195 | 100 | 34.7195 |  | 0 |  |  |  | 19197.4863 |  |  | -1 | 0 | Wind |  | 304976.1562 |  | 0 | 9942.7188 | 9942.7188 | 0 | -1 | 0 | 0 | 0 | 0 | 8784 | 0.3472 | 32.6016 | -10215.6895 | -33.4967 | 20158.4082 | 66.0983 |  | 1/1/2027 | 12/31/2099 |  | 0 | 0 | 2028 |  |  |  | 0 | 0 | Real 2021 ¦ 5/8/2023 1:03:19 PM | 6606 | 100 |  |  | 304976.1562 | 0 | 0 |  |  |  | 0
REF | ATC | 2028 | 1 | REF Portfolio | Tier 2 Area 1001 Wind 2028 | Tier 2 Area 1001 Wind 2028 | 34.7195 | 100 | 34.7195 |  | 0 |  |  |  | 18606.8789 |  |  | -1 | 0 | Wind |  | 304976.1562 |  | 0 | 9942.7188 | 9942.7188 | 0 | -1 | 0 | 0 | 0 | 1 | 8784 | 0.3472 | 32.6016 | -10215.6895 | -33.4967 | 20158.4082 | 66.0983 |  | 1/1/2028 | 12/31/2099 |  | 0 | 0 | 2028 |  |  |  | 0 | 0 | Real 2021 ¦ 5/8/2023 1:03:19 PM | 6607 | 100 |  |  | 304976.1562 | 0 | 0 |  |  |  | 0
REF | ATC | 2028 | 2 | REF-HC Portfolio | Tier 2 Area 1001 Wind 2028 | Tier 2 Area 1001 Wind 2028 | 34.7195 | 100 | 34.7195 |  | 0 |  |  |  | 18606.8789 |  |  | -1 | 0 | Wind |  | 304976.1562 |  | 0 | 9942.7188 | 9942.7188 | 0 | -1 | 0 | 0 | 0 | 1 | 8784 | 0.3472 | 32.6016 | -10215.6895 | -33.4967 | 20158.4082 | 66.0983 |  | 1/1/2028 | 12/31/2099 |  | 0 | 0 | 2028 |  |  |  | 0 | 0 | Real 2021 ¦ 5/8/2023 1:03:19 PM | 6608 | 100 |  |  | 304976.1562 | 0 | 0 |  |  |  | 0
REF | ATC | 2028 | 3 | CETA Portfolio | Tier 2 Area 1001 Wind 2028 | Tier 2 Area 1001 Wind 2028 | 34.7195 | 100 | 34.7195 |  | 0 |  |  |  | 18606.8789 |  |  | -1 | 0 | Wind |  | 304976.1562 |  | 0 | 9942.7188 | 9942.7188 | 0 | -1 | 0 | 0 | 0 | 1 | 8784 | 0.3472 | 32.6016 | -10215.6895 | -33.4967 | 20158.4082 | 66.0983 |  | 1/1/2028 | 12/31/2099 |  | 0 | 0 | 2028 |  |  |  | 0 | 0 | Real 2021 ¦ 5/8/2023 1:03:19 PM | 6609 | 100 |  |  | 304976.1562 | 0 | 0 |  |  |  | 0
REF | ATC | 2028 | 4 | ECR Portfolio | Tier 2 Area 1001 Wind 2028 | Tier 2 Area 1001 Wind 2028 | 34.7195 | 100 | 34.7195 |  | 0 |  |  |  | 18606.8789 |  |  | -1 | 0 | Wind |  | 304976.1562 |  | 0 | 9942.7188 | 9942.7188 | 0 | -1 | 0 | 0 | 0 | 1 | 8784 | 0.3472 | 32.6016 | -10215.6895 | -33.4967 | 20158.4082 | 66.0983 |  | 1/1/2028 | 12/31/2099 |  | 0 | 0 | 2028 |  |  |  | 0 | 0 | Real 2021 ¦ 5/8/2023 1:03:19 PM | 6610 | 100 |  |  | 304976.1562 | 0 | 0 |  |  |  | 0
REF | ATC | 2028 | 5 | NCR Portfolio | Tier 2 Area 1001 Wind 2028 | Tier 2 Area 1001 Wind 2028 | 34.7195 | 100 | 34.7195 |  | 0 |  |  |  | 18606.8789 |  |  | -1 | 0 | Wind |  | 304976.1562 |  | 0 | 9942.7188 | 9942.7188 | 0 | -1 | 0 | 0 | 0 | 1 | 8784 | 0.3472 | 32.6016 | -10215.6895 | -33.4967 | 20158.4082 | 66.0983 |  | 1/1/2028 | 12/31/2099 |  | 0 | 0 | 2028 |  |  |  | 0 | 0 | Real 2021 ¦ 5/8/2023 1:03:19 PM | 6611 | 100 |  |  | 304976.1562 | 0 | 0 |  |  |  | 0
REF | ATC | 2028 | 6 | CC Portfolio | Tier 2 Area 1001 Wind 2028 | Tier 2 Area 1001 Wind 2028 | 34.7195 | 100 | 34.7195 |  | 0 |  |  |  | 18606.8789 |  |  | -1 | 0 | Wind |  | 304976.1562 |  | 0 | 9942.7188 | 9942.7188 | 0 | -1 | 0 | 0 | 0 | 1 | 8784 | 0.3472 | 32.6016 | -10215.6895 | -33.4967 | 20158.4082 | 66.0983 |  | 1/1/2028 | 12/31/2099 |  | 0 | 0 | 2028 |  |  |  | 0 | 0 | Real 2021 ¦ 5/8/2023 1:03:19 PM | 6612 | 100 |  |  | 304976.1562 | 0 | 0 |  |  |  | 0
REF | ATC | 2028 | 7 | REF Mitchell Ext | Tier 2 Area 1001 Wind 2028 | Tier 2 Area 1001 Wind 2028 | 34.7195 | 100 | 34.7195 |  | 0 |  |  |  | 18606.8789 |  |  | -1 | 0 | Wind |  | 304976.1562 |  | 0 | 9942.7188 | 9942.7188 | 0 | -1 | 0 | 0 | 0 | 1 | 8784 | 0.3472 | 32.6016 | -10215.6895 | -33.4967 | 20158.4082 | 66.0983 |  | 1/1/2028 | 12/31/2099 |  | 0 | 0 | 2028 |  |  |  | 0 | 0 | Real 2021 ¦ 5/8/2023 1:03:19 PM | 6613 | 100 |  |  | 304976.1562 | 0 | 0 |  |  |  | 0
REF | ATC | 2028 | 9 | Preferred Plan | Tier 2 Area 1001 Wind 2028 | Tier 2 Area 1001 Wind 2028 | 34.7195 | 100 | 34.7195 |  | 0 |  |  |  | 18606.8789 |  |  | -1 | 0 | Wind |  | 304976.1562 |  | 0 | 9942.7188 | 9942.7188 | 0 | -1 | 0 | 0 | 0 | 1 | 8784 | 0.3472 | 32.6016 | -10215.6895 | -33.4967 | 20158.4082 | 66.0983 |  | 1/1/2028 | 12/31/2099 |  | 0 | 0 | 2028 |  |  |  | 0 | 0 | Real 2021 ¦ 5/8/2023 1:03:19 PM | 6614 | 100 |  |  | 304976.1562 | 0 | 0 |  |  |  | 0
REF | ATC | 2028 | 1 | REF Portfolio | Tier 2 Area 1001 Wind 2029 | Tier 2 Area 1001 Wind 2029 | 0 | 0 | 0 |  | 0 |  |  |  | 0 |  |  | -1 | 0 | Wind |  | 0 |  | 0 | 0 | 0 | 0 | -1 | 0 | 0 | 0 | 0 | 0 |  |  | 0 |  | 0 |  |  | 1/1/2029 | 12/31/2099 |  | 0 | 0 | 2028 |  |  |  | 0 | 0 | Real 2021 ¦ 5/8/2023 1:03:19 PM | 6615 | 0 |  |  | 0 | 0 | 0 |  |  |  | 0
REF | ATC | 2028 | 3 | CETA Portfolio | Tier 2 Area 1001 Wind 2029 | Tier 2 Area 1001 Wind 2029 | 0 | 0 | 0 |  | 0 |  |  |  | 0 |  |  | -1 | 0 | Wind |  | 0 |  | 0 | 0 | 0 | 0 | -1 | 0 | 0 | 0 | 0 | 0 |  |  | 0 |  | 0 |  |  | 1/1/2029 | 12/31/2099 |  | 0 | 0 | 2028 |  |  |  | 0 | 0 | Real 2021 ¦ 5/8/2023 1:03:19 PM | 6616 | 0 |  |  | 0 | 0 | 0 |  |  |  | 0
REF | ATC | 2028 | 4 | ECR Portfolio | Tier 2 Area 1001 Wind 2029 | Tier 2 Area 1001 Wind 2029 | 0 | 0 | 0 |  | 0 |  |  |  | 0 |  |  | -1 | 0 | Wind |  | 0 |  | 0 | 0 | 0 | 0 | -1 | 0 | 0 | 0 | 0 | 0 |  |  | 0 |  | 0 |  |  | 1/1/2029 | 12/31/2099 |  | 0 | 0 | 2028 |  |  |  | 0 | 0 | Real 2021 ¦ 5/8/2023 1:03:19 PM | 6617 | 0 |  |  | 0 | 0 | 0 |  |  |  | 0
REF | ATC | 2028 | 7 | REF Mitchell Ext | Tier 2 Area 1001 Wind 2029 | Tier 2 Area 1001 Wind 2029 | 0 | 0 | 0 |  | 0 |  |  |  | 0 |  |  | -1 | 0 | Wind |  | 0 |  | 0 | 0 | 0 | 0 | -1 | 0 | 0 | 0 | 0 | 0 |  |  | 0 |  | 0 |  |  | 1/1/2029 | 12/31/2099 |  | 0 | 0 | 2028 |  |  |  | 0 | 0 | Real 2021 ¦ 5/8/2023 1:03:19 PM | 6618 | 0 |  |  | 0 | 0 | 0 |  |  |  | 0
REF | ATC | 2028 | 6 | CC Portfolio | Area 1001 Gas CC 1x1 2029 | Area 1001 Gas CC 1x1 2029 | 0 | 0 | 0 |  | 0 |  |  |  | 0 |  |  | -1 | 0 | TCO |  | 0 |  | 0 | 0 | 0 | 0 | -1 | 0 | 0 | 0 | 0 | 0 |  |  | 0 |  | 0 |  |  | 1/1/2029 | 12/31/2099 |  | 0 | 0 | 2028 |  |  |  | 0 | 0 | Real 2021 ¦ 5/8/2023 1:03:19 PM | 6619 | 0 |  |  | 0 | 0 | 0 |  |  |  | 0
REF | ATC | 2028 | 7 | REF Mitchell Ext | 3102 | Mitchell #1 (WV) | 121.21 | 159.8907 | 39.6319 |  | 0 |  |  |  | 4126.2222 |  |  | -1 | 3549591.5 | Mitchell 1 Coal Price |  | 348127 |  | 58.1808 | 14545.6123 | 14545.6123 | 0 | -1 | 0 | 0 | 263.7448 | 14 | 1590 | 0.24787 | 41.7825 | 13089.9873 | 37.6012 | 1455.6259 | 4.1813 |  | 5/1/1971 | 5/31/2028 |  | 0 | 0 | 2028 |  |  |  | 0 | 0 | Real 2021 ¦ 5/8/2023 1:03:19 PM | 6620 | 169.4426 |  |  | 348127 | 0 | 0 |  |  |  | 0
REF | ATC | 2028 | 9 | Preferred Plan | 3102 | Mitchell #1 (WV) | 121.21 | 159.8907 | 39.6319 |  | 0 |  |  |  | 4126.2222 |  |  | -1 | 3549591.5 | Mitchell 1 Coal Price |  | 348127 |  | 58.1808 | 14545.6123 | 14545.6123 | 0 | -1 | 0 | 0 | 263.7448 | 14 | 1590 | 0.24787 | 41.7825 | 13089.9873 | 37.6012 | 1455.6259 | 4.1813 |  | 5/1/1971 | 5/31/2028 |  | 0 | 0 | 2028 |  |  |  | 0 | 0 | Real 2021 ¦ 5/8/2023 1:03:19 PM | 6621 | 169.4426 |  |  | 348127 | 0 | 0 |  |  |  | 0
REF | ATC | 2028 | 7 | REF Mitchell Ext | 3105 | Mitchell #2 (WV) | 133.46 | 164.0437 | 51.0392 |  | 0 |  |  |  | 3632.9036 |  |  | -1 | 4605372 | Mitchell 2 Coal Price |  | 448328.2812 |  | 64.0608 | 18984.082 | 18984.082 | 0 | -1 | 0 | 0 | 94.1946 | 5 | 1398 | 0.31113 | 42.3442 | 15202.8721 | 33.9101 | 3781.2104 | 8.434 |  | 5/1/1971 | 5/31/2028 |  | 0 | 0 | 2028 |  |  |  | 0 | 0 | Real 2021 ¦ 5/8/2023 1:03:19 PM | 6622 | 169.4426 |  |  | 448328.2812 | 0 | 0 |  |  |  | 0
REF | ATC | 2028 | 9 | Preferred Plan | 3105 | Mitchell #2 (WV) | 133.46 | 164.0437 | 51.0392 |  | 0 |  |  |  | 3632.9036 |  |  | -1 | 4605372 | Mitchell 2 Coal Price |  | 448328.2812 |  | 64.0608 | 18984.082 | 18984.082 | 0 | -1 | 0 | 0 | 94.1946 | 5 | 1398 | 0.31113 | 42.3442 | 15202.8721 | 33.9101 | 3781.2104 | 8.434 |  | 5/1/1971 | 5/31/2028 |  | 0 | 0 | 2028 |  |  |  | 0 | 0 | Real 2021 ¦ 5/8/2023 1:03:19 PM | 6623 | 169.4426 |  |  | 448328.2812 | 0 | 0 |  |  |  | 0
REF | ATC | 2029 | 1 | REF Portfolio | 13555 | Big Sandy #1 Gas | 263.6864 | 295 | 146.1879 |  | 0 |  |  |  | 2280.48 |  |  | -1 | 12717342 | TCO |  | 1280606.125 |  | 52.7373 | 49301.3906 | 49301.3906 | 0 | -1 | 0 | 0 | 203.3903 | 10 | 6493 | 0.49555 | 38.4985 | 42520.2812 | 33.2032 | 6781.1094 | 5.2952 |  | 5/30/2016 | 5/30/2031 |  | 0 | 0 | 2029 |  |  |  | 0 | 0 | Real 2021 ¦ 5/8/2023 1:03:19 PM | 7452 | 295.4 |  |  | 1280606.125 | 0 | 0 |  |  |  | 0
REF | ATC | 2029 | 2 | REF-HC Portfolio | 13555 | Big Sandy #1 Gas | 263.6864 | 295 | 146.1879 |  | 0 |  |  |  | 2280.48 |  |  | -1 | 12717342 | TCO |  | 1280606.125 |  | 52.7373 | 49301.3906 | 49301.3906 | 0 | -1 | 0 | 0 | 203.3903 | 10 | 6493 | 0.49555 | 38.4985 | 42520.2812 | 33.2032 | 6781.1094 | 5.2952 |  | 5/30/2016 | 5/30/2031 |  | 0 | 0 | 2029 |  |  |  | 0 | 0 | Real 2021 ¦ 5/8/2023 1:03:19 PM | 7453 | 295.4 |  |  | 1280606.125 | 0 | 0 |  |  |  | 0
REF | ATC | 2029 | 3 | CETA Portfolio | 13555 | Big Sandy #1 Gas | 263.6864 | 295 | 146.1879 |  | 0 |  |  |  | 2280.48 |  |  | -1 | 12717342 | TCO |  | 1280606.125 |  | 52.7373 | 49301.3906 | 49301.3906 | 0 | -1 | 0 | 0 | 203.3903 | 10 | 6493 | 0.49555 | 38.4985 | 42520.2812 | 33.2032 | 6781.1094 | 5.2952 |  | 5/30/2016 | 5/30/2031 |  | 0 | 0 | 2029 |  |  |  | 0 | 0 | Real 2021 ¦ 5/8/2023 1:03:19 PM | 7454 | 295.4 |  |  | 1280606.125 | 0 | 0 |  |  |  | 0
REF | ATC | 2029 | 4 | ECR Portfolio | 13555 | Big Sandy #1 Gas | 263.6864 | 295 | 146.1879 |  | 0 |  |  |  | 2280.48 |  |  | -1 | 12717342 | TCO |  | 1280606.125 |  | 52.7373 | 49301.3906 | 49301.3906 | 0 | -1 | 0 | 0 | 203.3903 | 10 | 6493 | 0.49555 | 38.4985 | 42520.2812 | 33.2032 | 6781.1094 | 5.2952 |  | 5/30/2016 | 5/30/2031 |  | 0 | 0 | 2029 |  |  |  | 0 | 0 | Real 2021 ¦ 5/8/2023 1:03:19 PM | 7455 | 295.4 |  |  | 1280606.125 | 0 | 0 |  |  |  | 0
REF | ATC | 2029 | 5 | NCR Portfolio | 13555 | Big Sandy #1 Gas | 263.6864 | 295 | 146.1879 |  | 0 |  |  |  | 2280.48 |  |  | -1 | 12717342 | TCO |  | 1280606.125 |  | 52.7373 | 49301.3906 | 49301.3906 | 0 | -1 | 0 | 0 | 203.3903 | 10 | 6493 | 0.49555 | 38.4985 | 42520.2812 | 33.2032 | 6781.1094 | 5.2952 |  | 5/30/2016 | 5/30/2031 |  | 0 | 0 | 2029 |  |  |  | 0 | 0 | Real 2021 ¦ 5/8/2023 1:03:19 PM | 7456 | 295.4 |  |  | 1280606.125 | 0 | 0 |  |  |  | 0
REF | ATC | 2029 | 6 | CC Portfolio | 13555 | Big Sandy #1 Gas | 263.6864 | 295 | 146.1879 |  | 0 |  |  |  | 2280.48 |  |  | -1 | 12717342 | TCO |  | 1280606.125 |  | 52.7373 | 49301.3906 | 49301.3906 | 0 | -1 | 0 | 0 | 203.3903 | 10 | 6493 | 0.49555 | 38.4985 | 42520.2812 | 33.2032 | 6781.1094 | 5.2952 |  | 5/30/2016 | 5/30/2031 |  | 0 | 0 | 2029 |  |  |  | 0 | 0 | Real 2021 ¦ 5/8/2023 1:03:19 PM | 7457 | 295.4 |  |  | 1280606.125 | 0 | 0 |  |  |  | 0
REF | ATC | 2029 | 7 | REF Mitchell Ext | 13555 | Big Sandy #1 Gas | 263.6864 | 295 | 146.1879 |  | 0 |  |  |  | 2280.48 |  |  | -1 | 12717342 | TCO |  | 1280606.125 |  | 52.7373 | 49301.3906 | 49301.3906 | 0 | -1 | 0 | 0 | 203.3903 | 10 | 6493 | 0.49555 | 38.4985 | 42520.2812 | 33.2032 | 6781.1094 | 5.2952 |  | 5/30/2016 | 5/30/2031 |  | 0 | 0 | 2029 |  |  |  | 0 | 0 | Real 2021 ¦ 5/8/2023 1:03:19 PM | 7458 | 295.4 |  |  | 1280606.125 | 0 | 0 |  |  |  | 0
REF | ATC | 2029 | 8 | REF No Wind Portfolio | 13555 | Big Sandy #1 Gas | 263.6864 | 295 | 146.1879 |  | 0 |  |  |  | 2280.48 |  |  | -1 | 12717342 | TCO |  | 1280606.125 |  | 52.7373 | 49301.3906 | 49301.3906 | 0 | -1 | 0 | 0 | 203.3903 | 10 | 6493 | 0.49555 | 38.4985 | 42520.2812 | 33.2032 | 6781.1094 | 5.2952 |  | 5/30/2016 | 5/30/2031 |  | 0 | 0 | 2029 |  |  |  | 0 | 0 | Real 2021 ¦ 5/8/2023 1:03:19 PM | 7459 | 295.4 |  |  | 1280606.125 | 0 | 0 |  |  |  | 0
REF | ATC | 2029 | 9 | Preferred Plan | 13555 | Big Sandy #1 Gas | 263.6864 | 295 | 146.1879 |  | 0 |  |  |  | 2280.48 |  |  | -1 | 12717342 | TCO |  | 1280606.125 |  | 52.7373 | 49301.3906 | 49301.3906 | 0 | -1 | 0 | 0 | 203.3903 | 10 | 6493 | 0.49555 | 38.4985 | 42520.2812 | 33.2032 | 6781.1094 | 5.2952 |  | 5/30/2016 | 5/30/2031 |  | 0 | 0 | 2029 |  |  |  | 0 | 0 | Real 2021 ¦ 5/8/2023 1:03:19 PM | 7460 | 295.4 |  |  | 1280606.125 | 0 | 0 |  |  |  | 0
REF | ATC | 2029 | 1 | REF Portfolio | 3102 | Mitchell #1 (WV) | 0 | 0 | 0 |  | 0 |  |  |  | 0 |  |  | -1 | 0 | Mitchell 1 Coal Price |  | 0 |  | 0 | 0 | 0 | 0 | -1 | 0 | 0 | 0 | 0 | 0 |  |  | 0 |  | 0 |  |  | 5/1/1971 | 5/31/2028 |  | 0 | 0 | 2029 |  |  |  | 0 | 0 | Real 2021 ¦ 5/8/2023 1:03:19 PM | 7461 | 0 |  |  | 0 | 0 | 0 |  |  |  | 0
REF | ATC | 2029 | 2 | REF-HC Portfolio | 3102 | Mitchell #1 (WV) | 0 | 0 | 0 |  | 0 |  |  |  | 0 |  |  | -1 | 0 | Mitchell 1 Coal Price |  | 0 |  | 0 | 0 | 0 | 0 | -1 | 0 | 0 | 0 | 0 | 0 |  |  | 0 |  | 0 |  |  | 5/1/1971 | 5/31/2028 |  | 0 | 0 | 2029 |  |  |  | 0 | 0 | Real 2021 ¦ 5/8/2023 1:03:19 PM | 7462 | 0 |  |  | 0 | 0 | 0 |  |  |  | 0
REF | ATC | 2029 | 3 | CETA Portfolio | 3102 | Mitchell #1 (WV) | 0 | 0 | 0 |  | 0 |  |  |  | 0 |  |  | -1 | 0 | Mitchell 1 Coal Price |  | 0 |  | 0 | 0 | 0 | 0 | -1 | 0 | 0 | 0 | 0 | 0 |  |  | 0 |  | 0 |  |  | 5/1/1971 | 5/31/2028 |  | 0 | 0 | 2029 |  |  |  | 0 | 0 | Real 2021 ¦ 5/8/2023 1:03:19 PM | 7463 | 0 |  |  | 0 | 0 | 0 |  |  |  | 0
REF | ATC | 2029 | 4 | ECR Portfolio | 3102 | Mitchell #1 (WV) | 0 | 0 | 0 |  | 0 |  |  |  | 0 |  |  | -1 | 0 | Mitchell 1 Coal Price |  | 0 |  | 0 | 0 | 0 | 0 | -1 | 0 | 0 | 0 | 0 | 0 |  |  | 0 |  | 0 |  |  | 5/1/1971 | 5/31/2028 |  | 0 | 0 | 2029 |  |  |  | 0 | 0 | Real 2021 ¦ 5/8/2023 1:03:19 PM | 7464 | 0 |  |  | 0 | 0 | 0 |  |  |  | 0
REF | ATC | 2029 | 5 | NCR Portfolio | 3102 | Mitchell #1 (WV) | 0 | 0 | 0 |  | 0 |  |  |  | 0 |  |  | -1 | 0 | Mitchell 1 Coal Price |  | 0 |  | 0 | 0 | 0 | 0 | -1 | 0 | 0 | 0 | 0 | 0 |  |  | 0 |  | 0 |  |  | 5/1/1971 | 5/31/2028 |  | 0 | 0 | 2029 |  |  |  | 0 | 0 | Real 2021 ¦ 5/8/2023 1:03:19 PM | 7465 | 0 |  |  | 0 | 0 | 0 |  |  |  | 0
REF | ATC | 2029 | 6 | CC Portfolio | 3102 | Mitchell #1 (WV) | 0 | 0 | 0 |  | 0 |  |  |  | 0 |  |  | -1 | 0 | Mitchell 1 Coal Price |  | 0 |  | 0 | 0 | 0 | 0 | -1 | 0 | 0 | 0 | 0 | 0 |  |  | 0 |  | 0 |  |  | 5/1/1971 | 5/31/2028 |  | 0 | 0 | 2029 |  |  |  | 0 | 0 | Real 2021 ¦ 5/8/2023 1:03:19 PM | 7466 | 0 |  |  | 0 | 0 | 0 |  |  |  | 0
REF | ATC | 2029 | 8 | REF No Wind Portfolio | 3102 | Mitchell #1 (WV) | 0 | 0 | 0 |  | 0 |  |  |  | 0 |  |  | -1 | 0 | Mitchell 1 Coal Price |  | 0 |  | 0 | 0 | 0 | 0 | -1 | 0 | 0 | 0 | 0 | 0 |  |  | 0 |  | 0 |  |  | 5/1/1971 | 5/31/2028 |  | 0 | 0 | 2029 |  |  |  | 0 | 0 | Real 2021 ¦ 5/8/2023 1:03:19 PM | 7467 | 0 |  |  | 0 | 0 | 0 |  |  |  | 0
REF | ATC | 2029 | 1 | REF Portfolio | 3105 | Mitchell #2 (WV) | 0 | 0 | 0 |  | 0 |  |  |  | 0 |  |  | -1 | 0 | Mitchell 2 Coal Price |  | 0 |  | 0 | 0 | 0 | 0 | -1 | 0 | 0 | 0 | 0 | 0 |  |  | 0 |  | 0 |  |  | 5/1/1971 | 5/31/2028 |  | 0 | 0 | 2029 |  |  |  | 0 | 0 | Real 2021 ¦ 5/8/2023 1:03:19 PM | 7468 | 0 |  |  | 0 | 0 | 0 |  |  |  | 0
REF | ATC | 2029 | 2 | REF-HC Portfolio | 3105 | Mitchell #2 (WV) | 0 | 0 | 0 |  | 0 |  |  |  | 0 |  |  | -1 | 0 | Mitchell 2 Coal Price |  | 0 |  | 0 | 0 | 0 | 0 | -1 | 0 | 0 | 0 | 0 | 0 |  |  | 0 |  | 0 |  |  | 5/1/1971 | 5/31/2028 |  | 0 | 0 | 2029 |  |  |  | 0 | 0 | Real 2021 ¦ 5/8/2023 1:03:19 PM | 7469 | 0 |  |  | 0 | 0 | 0 |  |  |  | 0
REF | ATC | 2029 | 3 | CETA Portfolio | 3105 | Mitchell #2 (WV) | 0 | 0 | 0 |  | 0 |  |  |  | 0 |  |  | -1 | 0 | Mitchell 2 Coal Price |  | 0 |  | 0 | 0 | 0 | 0 | -1 | 0 | 0 | 0 | 0 | 0 |  |  | 0 |  | 0 |  |  | 5/1/1971 | 5/31/2028 |  | 0 | 0 | 2029 |  |  |  | 0 | 0 | Real 2021 ¦ 5/8/2023 1:03:19 PM | 7470 | 0 |  |  | 0 | 0 | 0 |  |  |  | 0
REF | ATC | 2029 | 4 | ECR Portfolio | 3105 | Mitchell #2 (WV) | 0 | 0 | 0 |  | 0 |  |  |  | 0 |  |  | -1 | 0 | Mitchell 2 Coal Price |  | 0 |  | 0 | 0 | 0 | 0 | -1 | 0 | 0 | 0 | 0 | 0 |  |  | 0 |  | 0 |  |  | 5/1/1971 | 5/31/2028 |  | 0 | 0 | 2029 |  |  |  | 0 | 0 | Real 2021 ¦ 5/8/2023 1:03:19 PM | 7471 | 0 |  |  | 0 | 0 | 0 |  |  |  | 0
REF | ATC | 2029 | 5 | NCR Portfolio | 3105 | Mitchell #2 (WV) | 0 | 0 | 0 |  | 0 |  |  |  | 0 |  |  | -1 | 0 | Mitchell 2 Coal Price |  | 0 |  | 0 | 0 | 0 | 0 | -1 | 0 | 0 | 0 | 0 | 0 |  |  | 0 |  | 0 |  |  | 5/1/1971 | 5/31/2028 |  | 0 | 0 | 2029 |  |  |  | 0 | 0 | Real 2021 ¦ 5/8/2023 1:03:19 PM | 7472 | 0 |  |  | 0 | 0 | 0 |  |  |  | 0
REF | ATC | 2029 | 6 | CC Portfolio | 3105 | Mitchell #2 (WV) | 0 | 0 | 0 |  | 0 |  |  |  | 0 |  |  | -1 | 0 | Mitchell 2 Coal Price |  | 0 |  | 0 | 0 | 0 | 0 | -1 | 0 | 0 | 0 | 0 | 0 |  |  | 0 |  | 0 |  |  | 5/1/1971 | 5/31/2028 |  | 0 | 0 | 2029 |  |  |  | 0 | 0 | Real 2021 ¦ 5/8/2023 1:03:19 PM | 7473 | 0 |  |  | 0 | 0 | 0 |  |  |  | 0
REF | ATC | 2029 | 8 | REF No Wind Portfolio | 3105 | Mitchell #2 (WV) | 0 | 0 | 0 |  | 0 |  |  |  | 0 |  |  | -1 | 0 | Mitchell 2 Coal Price |  | 0 |  | 0 | 0 | 0 | 0 | -1 | 0 | 0 | 0 | 0 | 0 |  |  | 0 |  | 0 |  |  | 5/1/1971 | 5/31/2028 |  | 0 | 0 | 2029 |  |  |  | 0 | 0 | Real 2021 ¦ 5/8/2023 1:03:19 PM | 7474 | 0 |  |  | 0 | 0 | 0 |  |  |  | 0
REF | ATC | 2029 | 1 | REF Portfolio | Big Sandy #1_Ext Gas | Big Sandy #1_Ext Gas | 0 | 0 | 0 |  | 0 |  |  |  | 0 |  |  | -1 | 0 | TCO |  | 0 |  | 0 | 0 | 0 | 0 | -1 | 0 | 0 | 0 | 0 | 0 |  |  | 0 |  | 0 |  |  | 6/1/2031 | 5/31/2041 |  | 0 | 0 | 2029 |  |  |  | 0 | 0 | Real 2021 ¦ 5/8/2023 1:03:19 PM | 7475 | 0 |  |  | 0 | 0 | 0 |  |  |  | 0
REF | ATC | 2029 | 2 | REF-HC Portfolio | Big Sandy #1_Ext Gas | Big Sandy #1_Ext Gas | 0 | 0 | 0 |  | 0 |  |  |  | 0 |  |  | -1 | 0 | TCO |  | 0 |  | 0 | 0 | 0 | 0 | -1 | 0 | 0 | 0 | 0 | 0 |  |  | 0 |  | 0 |  |  | 6/1/2031 | 5/31/2041 |  | 0 | 0 | 2029 |  |  |  | 0 | 0 | Real 2021 ¦ 5/8/2023 1:03:19 PM | 7476 | 0 |  |  | 0 | 0 | 0 |  |  |  | 0
REF | ATC | 2029 | 3 | CETA Portfolio | Big Sandy #1_Ext Gas | Big Sandy #1_Ext Gas | 0 | 0 | 0 |  | 0 |  |  |  | 0 |  |  | -1 | 0 | TCO |  | 0 |  | 0 | 0 | 0 | 0 | -1 | 0 | 0 | 0 | 0 | 0 |  |  | 0 |  | 0 |  |  | 6/1/2031 | 5/31/2041 |  | 0 | 0 | 2029 |  |  |  | 0 | 0 | Real 2021 ¦ 5/8/2023 1:03:19 PM | 7477 | 0 |  |  | 0 | 0 | 0 |  |  |  | 0
REF | ATC | 2029 | 5 | NCR Portfolio | Big Sandy #1_Ext Gas | Big Sandy #1_Ext Gas | 0 | 0 | 0 |  | 0 |  |  |  | 0 |  |  | -1 | 0 | TCO |  | 0 |  | 0 | 0 | 0 | 0 | -1 | 0 | 0 | 0 | 0 | 0 |  |  | 0 |  | 0 |  |  | 6/1/2031 | 5/31/2041 |  | 0 | 0 | 2029 |  |  |  | 0 | 0 | Real 2021 ¦ 5/8/2023 1:03:19 PM | 7478 | 0 |  |  | 0 | 0 | 0 |  |  |  | 0
REF | ATC | 2029 | 6 | CC Portfolio | Big Sandy #1_Ext Gas | Big Sandy #1_Ext Gas | 0 | 0 | 0 |  | 0 |  |  |  | 0 |  |  | -1 | 0 | TCO |  | 0 |  | 0 | 0 | 0 | 0 | -1 | 0 | 0 | 0 | 0 | 0 |  |  | 0 |  | 0 |  |  | 6/1/2031 | 5/31/2041 |  | 0 | 0 | 2029 |  |  |  | 0 | 0 | Real 2021 ¦ 5/8/2023 1:03:19 PM | 7479 | 0 |  |  | 0 | 0 | 0 |  |  |  | 0
REF | ATC | 2029 | 7 | REF Mitchell Ext | Big Sandy #1_Ext Gas | Big Sandy #1_Ext Gas | 0 | 0 | 0 |  | 0 |  |  |  | 0 |  |  | -1 | 0 | TCO |  | 0 |  | 0 | 0 | 0 | 0 | -1 | 0 | 0 | 0 | 0 | 0 |  |  | 0 |  | 0 |  |  | 6/1/2031 | 5/31/2041 |  | 0 | 0 | 2029 |  |  |  | 0 | 0 | Real 2021 ¦ 5/8/2023 1:03:19 PM | 7480 | 0 |  |  | 0 | 0 | 0 |  |  |  | 0
REF | ATC | 2029 | 8 | REF No Wind Portfolio | Big Sandy #1_Ext Gas | Big Sandy #1_Ext Gas | 0 | 0 | 0 |  | 0 |  |  |  | 0 |  |  | -1 | 0 | TCO |  | 0 |  | 0 | 0 | 0 | 0 | -1 | 0 | 0 | 0 | 0 | 0 |  |  | 0 |  | 0 |  |  | 6/1/2031 | 5/31/2041 |  | 0 | 0 | 2029 |  |  |  | 0 | 0 | Real 2021 ¦ 5/8/2023 1:03:19 PM | 7481 | 0 |  |  | 0 | 0 | 0 |  |  |  | 0
REF | ATC | 2029 | 9 | Preferred Plan | Big Sandy #1_Ext Gas | Big Sandy #1_Ext Gas | 0 | 0 | 0 |  | 0 |  |  |  | 0 |  |  | -1 | 0 | TCO |  | 0 |  | 0 | 0 | 0 | 0 | -1 | 0 | 0 | 0 | 0 | 0 |  |  | 0 |  | 0 |  |  | 6/1/2031 | 5/31/2041 |  | 0 | 0 | 2029 |  |  |  | 0 | 0 | Real 2021 ¦ 5/8/2023 1:03:19 PM | 7482 | 0 |  |  | 0 | 0 | 0 |  |  |  | 0
REF | ATC | 2029 | 1 | REF Portfolio | Spicewood Solar 2027 | Spicewood Solar 2027 | 22.8336 | 100 | 22.8336 |  | 0 |  |  |  | 14554.1885 |  |  | -1 | 0 | Solar |  | 200022.6875 |  | 0 | 6452.937 | 6452.937 | 0 | -1 | 0 | 0 | 0 | 365 | 4383 | 0.22834 | 32.261 | -6581.8472 | -32.9055 | 13034.7842 | 65.1665 |  | 1/1/2027 | 12/31/2099 |  | 0 | 0 | 2029 |  |  |  | 0 | 0 | Real 2021 ¦ 5/8/2023 1:03:19 PM | 7483 | 100 |  |  | 200022.6875 | 0 | 0 |  |  |  | 0
REF | ATC | 2029 | 2 | REF-HC Portfolio | Spicewood Solar 2027 | Spicewood Solar 2027 | 22.8336 | 100 | 22.8336 |  | 0 |  |  |  | 14554.1885 |  |  | -1 | 0 | Solar |  | 200022.6875 |  | 0 | 6452.937 | 6452.937 | 0 | -1 | 0 | 0 | 0 | 365 | 4383 | 0.22834 | 32.261 | -6581.8472 | -32.9055 | 13034.7842 | 65.1665 |  | 1/1/2027 | 12/31/2099 |  | 0 | 0 | 2029 |  |  |  | 0 | 0 | Real 2021 ¦ 5/8/2023 1:03:19 PM | 7484 | 100 |  |  | 200022.6875 | 0 | 0 |  |  |  | 0
REF | ATC | 2029 | 3 | CETA Portfolio | Spicewood Solar 2027 | Spicewood Solar 2027 | 22.8336 | 100 | 22.8336 |  | 0 |  |  |  | 14554.1885 |  |  | -1 | 0 | Solar |  | 200022.6875 |  | 0 | 6452.937 | 6452.937 | 0 | -1 | 0 | 0 | 0 | 365 | 4383 | 0.22834 | 32.261 | -6581.8472 | -32.9055 | 13034.7842 | 65.1665 |  | 1/1/2027 | 12/31/2099 |  | 0 | 0 | 2029 |  |  |  | 0 | 0 | Real 2021 ¦ 5/8/2023 1:03:19 PM | 7485 | 100 |  |  | 200022.6875 | 0 | 0 |  |  |  | 0
REF | ATC | 2029 | 4 | ECR Portfolio | Spicewood Solar 2027 | Spicewood Solar 2027 | 22.8336 | 100 | 22.8336 |  | 0 |  |  |  | 14554.1885 |  |  | -1 | 0 | Solar |  | 200022.6875 |  | 0 | 6452.937 | 6452.937 | 0 | -1 | 0 | 0 | 0 | 365 | 4383 | 0.22834 | 32.261 | -6581.8472 | -32.9055 | 13034.7842 | 65.1665 |  | 1/1/2027 | 12/31/2099 |  | 0 | 0 | 2029 |  |  |  | 0 | 0 | Real 2021 ¦ 5/8/2023 1:03:19 PM | 7486 | 100 |  |  | 200022.6875 | 0 | 0 |  |  |  | 0
REF | ATC | 2029 | 5 | NCR Portfolio | Spicewood Solar 2027 | Spicewood Solar 2027 | 22.8336 | 100 | 22.8336 |  | 0 |  |  |  | 14554.1885 |  |  | -1 | 0 | Solar |  | 200022.6875 |  | 0 | 6452.937 | 6452.937 | 0 | -1 | 0 | 0 | 0 | 365 | 4383 | 0.22834 | 32.261 | -6581.8472 | -32.9055 | 13034.7842 | 65.1665 |  | 1/1/2027 | 12/31/2099 |  | 0 | 0 | 2029 |  |  |  | 0 | 0 | Real 2021 ¦ 5/8/2023 1:03:19 PM | 7487 | 100 |  |  | 200022.6875 | 0 | 0 |  |  |  | 0
REF | ATC | 2029 | 6 | CC Portfolio | Spicewood Solar 2027 | Spicewood Solar 2027 | 22.8336 | 100 | 22.8336 |  | 0 |  |  |  | 14554.1885 |  |  | -1 | 0 | Solar |  | 200022.6875 |  | 0 | 6452.937 | 6452.937 | 0 | -1 | 0 | 0 | 0 | 365 | 4383 | 0.22834 | 32.261 | -6581.8472 | -32.9055 | 13034.7842 | 65.1665 |  | 1/1/2027 | 12/31/2099 |  | 0 | 0 | 2029 |  |  |  | 0 | 0 | Real 2021 ¦ 5/8/2023 1:03:19 PM | 7488 | 100 |  |  | 200022.6875 | 0 | 0 |  |  |  | 0
REF | ATC | 2029 | 7 | REF Mitchell Ext | Spicewood Solar 2027 | Spicewood Solar 2027 | 22.8336 | 100 | 22.8336 |  | 0 |  |  |  | 14554.1885 |  |  | -1 | 0 | Solar |  | 200022.6875 |  | 0 | 6452.937 | 6452.937 | 0 | -1 | 0 | 0 | 0 | 365 | 4383 | 0.22834 | 32.261 | -6581.8472 | -32.9055 | 13034.7842 | 65.1665 |  | 1/1/2027 | 12/31/2099 |  | 0 | 0 | 2029 |  |  |  | 0 | 0 | Real 2021 ¦ 5/8/2023 1:03:19 PM | 7489 | 100 |  |  | 200022.6875 | 0 | 0 |  |  |  | 0
REF | ATC | 2029 | 8 | REF No Wind Portfolio | Spicewood Solar 2027 | Spicewood Solar 2027 | 22.8336 | 100 | 22.8336 |  | 0 |  |  |  | 14554.1885 |  |  | -1 | 0 | Solar |  | 200022.6875 |  | 0 | 6452.937 | 6452.937 | 0 | -1 | 0 | 0 | 0 | 365 | 4383 | 0.22834 | 32.261 | -6581.8472 | -32.9055 | 13034.7842 | 65.1665 |  | 1/1/2027 | 12/31/2099 |  | 0 | 0 | 2029 |  |  |  | 0 | 0 | Real 2021 ¦ 5/8/2023 1:03:19 PM | 7490 | 100 |  |  | 200022.6875 | 0 | 0 |  |  |  | 0
REF | ATC | 2029 | 9 | Preferred Plan | Spicewood Solar 2027 | Spicewood Solar 2027 | 22.8336 | 100 | 22.8336 |  | 0 |  |  |  | 14554.1885 |  |  | -1 | 0 | Solar |  | 200022.6875 |  | 0 | 6452.937 | 6452.937 | 0 | -1 | 0 | 0 | 0 | 365 | 4383 | 0.22834 | 32.261 | -6581.8472 | -32.9055 | 13034.7842 | 65.1665 |  | 1/1/2027 | 12/31/2099 |  | 0 | 0 | 2029 |  |  |  | 0 | 0 | Real 2021 ¦ 5/8/2023 1:03:19 PM | 7491 | 100 |  |  | 200022.6875 | 0 | 0 |  |  |  | 0
REF | ATC | 2029 | 1 | REF Portfolio | DSM Resources | DSM Resources | 0.057329 | 5.4 | 0.057329 |  | 0 |  |  |  | 0 |  |  | -1 | 0 | DSM_EE |  | 502.2 |  | 0 | 19.6876 | 19.6876 | 0 | -1 | 0 | 0 | 0 | 92 | 93 | 0.010616 | 39.2027 | 0 | 0 | 19.6876 | 39.2027 |  | 1/1/2022 | 12/31/2099 |  | 0 | 0 | 2029 |  |  |  | 0 | 0 | Real 2021 ¦ 5/8/2023 1:03:19 PM | 7492 | 5.4 |  |  | 502.2 | 0 | 0 |  |  |  | 0
REF | ATC | 2029 | 2 | REF-HC Portfolio | DSM Resources | DSM Resources | 0.057329 | 5.4 | 0.057329 |  | 0 |  |  |  | 0 |  |  | -1 | 0 | DSM_EE |  | 502.2 |  | 0 | 19.6876 | 19.6876 | 0 | -1 | 0 | 0 | 0 | 92 | 93 | 0.010616 | 39.2027 | 0 | 0 | 19.6876 | 39.2027 |  | 1/1/2022 | 12/31/2099 |  | 0 | 0 | 2029 |  |  |  | 0 | 0 | Real 2021 ¦ 5/8/2023 1:03:19 PM | 7493 | 5.4 |  |  | 502.2 | 0 | 0 |  |  |  | 0
REF | ATC | 2029 | 3 | CETA Portfolio | DSM Resources | DSM Resources | 0.057329 | 5.4 | 0.057329 |  | 0 |  |  |  | 0 |  |  | -1 | 0 | DSM_EE |  | 502.2 |  | 0 | 19.6876 | 19.6876 | 0 | -1 | 0 | 0 | 0 | 92 | 93 | 0.010616 | 39.2027 | 0 | 0 | 19.6876 | 39.2027 |  | 1/1/2022 | 12/31/2099 |  | 0 | 0 | 2029 |  |  |  | 0 | 0 | Real 2021 ¦ 5/8/2023 1:03:19 PM | 7494 | 5.4 |  |  | 502.2 | 0 | 0 |  |  |  | 0
REF | ATC | 2029 | 4 | ECR Portfolio | DSM Resources | DSM Resources | 0.057329 | 5.4 | 0.057329 |  | 0 |  |  |  | 0 |  |  | -1 | 0 | DSM_EE |  | 502.2 |  | 0 | 19.6876 | 19.6876 | 0 | -1 | 0 | 0 | 0 | 92 | 93 | 0.010616 | 39.2027 | 0 | 0 | 19.6876 | 39.2027 |  | 1/1/2022 | 12/31/2099 |  | 0 | 0 | 2029 |  |  |  | 0 | 0 | Real 2021 ¦ 5/8/2023 1:03:19 PM | 7495 | 5.4 |  |  | 502.2 | 0 | 0 |  |  |  | 0
REF | ATC | 2029 | 5 | NCR Portfolio | DSM Resources | DSM Resources | 0.057329 | 5.4 | 0.057329 |  | 0 |  |  |  | 0 |  |  | -1 | 0 | DSM_EE |  | 502.2 |  | 0 | 19.6876 | 19.6876 | 0 | -1 | 0 | 0 | 0 | 92 | 93 | 0.010616 | 39.2027 | 0 | 0 | 19.6876 | 39.2027 |  | 1/1/2022 | 12/31/2099 |  | 0 | 0 | 2029 |  |  |  | 0 | 0 | Real 2021 ¦ 5/8/2023 1:03:19 PM | 7496 | 5.4 |  |  | 502.2 | 0 | 0 |  |  |  | 0
REF | ATC | 2029 | 6 | CC Portfolio | DSM Resources | DSM Resources | 0.057329 | 5.4 | 0.057329 |  | 0 |  |  |  | 0 |  |  | -1 | 0 | DSM_EE |  | 502.2 |  | 0 | 19.6876 | 19.6876 | 0 | -1 | 0 | 0 | 0 | 92 | 93 | 0.010616 | 39.2027 | 0 | 0 | 19.6876 | 39.2027 |  | 1/1/2022 | 12/31/2099 |  | 0 | 0 | 2029 |  |  |  | 0 | 0 | Real 2021 ¦ 5/8/2023 1:03:19 PM | 7497 | 5.4 |  |  | 502.2 | 0 | 0 |  |  |  | 0
REF | ATC | 2029 | 7 | REF Mitchell Ext | DSM Resources | DSM Resources | 0.057329 | 5.4 | 0.057329 |  | 0 |  |  |  | 0 |  |  | -1 | 0 | DSM_EE |  | 502.2 |  | 0 | 19.6876 | 19.6876 | 0 | -1 | 0 | 0 | 0 | 92 | 93 | 0.010616 | 39.2027 | 0 | 0 | 19.6876 | 39.2027 |  | 1/1/2022 | 12/31/2099 |  | 0 | 0 | 2029 |  |  |  | 0 | 0 | Real 2021 ¦ 5/8/2023 1:03:19 PM | 7498 | 5.4 |  |  | 502.2 | 0 | 0 |  |  |  | 0
REF | ATC | 2029 | 8 | REF No Wind Portfolio | DSM Resources | DSM Resources | 0.057329 | 5.4 | 0.057329 |  | 0 |  |  |  | 0 |  |  | -1 | 0 | DSM_EE |  | 502.2 |  | 0 | 19.6876 | 19.6876 | 0 | -1 | 0 | 0 | 0 | 92 | 93 | 0.010616 | 39.2027 | 0 | 0 | 19.6876 | 39.2027 |  | 1/1/2022 | 12/31/2099 |  | 0 | 0 | 2029 |  |  |  | 0 | 0 | Real 2021 ¦ 5/8/2023 1:03:19 PM | 7499 | 5.4 |  |  | 502.2 | 0 | 0 |  |  |  | 0
REF | ATC | 2029 | 9 | Preferred Plan | DSM Resources | DSM Resources | 0.057329 | 5.4 | 0.057329 |  | 0 |  |  |  | 0 |  |  | -1 | 0 | DSM_EE |  | 502.2 |  | 0 | 19.6876 | 19.6876 | 0 | -1 | 0 | 0 | 0 | 92 | 93 | 0.010616 | 39.2027 | 0 | 0 | 19.6876 | 39.2027 |  | 1/1/2022 | 12/31/2099 |  | 0 | 0 | 2029 |  |  |  | 0 | 0 | Real 2021 ¦ 5/8/2023 1:03:19 PM | 7500 | 5.4 |  |  | 502.2 | 0 | 0 |  |  |  | 0
REF | ATC | 2029 | 1 | REF Portfolio | Residential - Low/Medium_23-25 | Residential - Low/Medium_23-25 | 1.0011 | 8770.0479 | 1.0011 |  | 0 |  |  |  | 0 |  |  | -1 | 0 | DSM_EE |  | 8770.0479 |  | 0 | 303.895 | 303.895 | 0 | -1 | 0 | 0 | 0 | 365 | 8760 | 0.00011416 | 34.6515 | 0 | 0 | 303.895 | 34.6515 |  | 1/1/2023 | 12/31/2099 |  | 0 | 0 | 2029 |  |  |  | 0 | 0 | Real 2021 ¦ 5/8/2023 1:03:19 PM | 7501 | 8770.0479 |  |  | 8770.0479 | 0 | 0 |  |  |  | 0
REF | ATC | 2029 | 5 | NCR Portfolio | Residential - Low/Medium_23-25 | Residential - Low/Medium_23-25 | 1.0011 | 8770.0479 | 1.0011 |  | 0 |  |  |  | 0 |  |  | -1 | 0 | DSM_EE |  | 8770.0479 |  | 0 | 303.895 | 303.895 | 0 | -1 | 0 | 0 | 0 | 365 | 8760 | 0.00011416 | 34.6515 | 0 | 0 | 303.895 | 34.6515 |  | 1/1/2023 | 12/31/2099 |  | 0 | 0 | 2029 |  |  |  | 0 | 0 | Real 2021 ¦ 5/8/2023 1:03:19 PM | 7502 | 8770.0479 |  |  | 8770.0479 | 0 | 0 |  |  |  | 0
REF | ATC | 2029 | 6 | CC Portfolio | Residential - Low/Medium_23-25 | Residential - Low/Medium_23-25 | 1.0011 | 8770.0479 | 1.0011 |  | 0 |  |  |  | 0 |  |  | -1 | 0 | DSM_EE |  | 8770.0479 |  | 0 | 303.895 | 303.895 | 0 | -1 | 0 | 0 | 0 | 365 | 8760 | 0.00011416 | 34.6515 | 0 | 0 | 303.895 | 34.6515 |  | 1/1/2023 | 12/31/2099 |  | 0 | 0 | 2029 |  |  |  | 0 | 0 | Real 2021 ¦ 5/8/2023 1:03:19 PM | 7503 | 8770.0479 |  |  | 8770.0479 | 0 | 0 |  |  |  | 0
REF | ATC | 2029 | 7 | REF Mitchell Ext | Residential - Low/Medium_23-25 | Residential - Low/Medium_23-25 | 1.0011 | 8770.0479 | 1.0011 |  | 0 |  |  |  | 0 |  |  | -1 | 0 | DSM_EE |  | 8770.0479 |  | 0 | 303.895 | 303.895 | 0 | -1 | 0 | 0 | 0 | 365 | 8760 | 0.00011416 | 34.6515 | 0 | 0 | 303.895 | 34.6515 |  | 1/1/2023 | 12/31/2099 |  | 0 | 0 | 2029 |  |  |  | 0 | 0 | Real 2021 ¦ 5/8/2023 1:03:19 PM | 7504 | 8770.0479 |  |  | 8770.0479 | 0 | 0 |  |  |  | 0
REF | ATC | 2029 | 9 | Preferred Plan | Residential - Low/Medium_23-25 | Residential - Low/Medium_23-25 | 1.0011 | 8770.0479 | 1.0011 |  | 0 |  |  |  | 0 |  |  | -1 | 0 | DSM_EE |  | 8770.0479 |  | 0 | 303.895 | 303.895 | 0 | -1 | 0 | 0 | 0 | 365 | 8760 | 0.00011416 | 34.6515 | 0 | 0 | 303.895 | 34.6515 |  | 1/1/2023 | 12/31/2099 |  | 0 | 0 | 2029 |  |  |  | 0 | 0 | Real 2021 ¦ 5/8/2023 1:03:19 PM | 7505 | 8770.0479 |  |  | 8770.0479 | 0 | 0 |  |  |  | 0
REF | ATC | 2029 | 5 | NCR Portfolio | Residential - High_23-25 | Residential - High_23-25 | 0.53612 | 4696.4268 | 0.53612 |  | 0 |  |  |  | 0 |  |  | -1 | 0 | DSM_EE |  | 4696.4268 |  | 0 | 168.3935 | 168.3935 | 0 | -1 | 0 | 0 | 0 | 365 | 8760 | 0.00011416 | 35.8557 | 0 | 0 | 168.3935 | 35.8557 |  | 1/1/2023 | 12/31/2099 |  | 0 | 0 | 2029 |  |  |  | 0 | 0 | Real 2021 ¦ 5/8/2023 1:03:19 PM | 7506 | 4696.4268 |  |  | 4696.4268 | 0 | 0 |  |  |  | 0
REF | ATC | 2029 | 1 | REF Portfolio | C&I - Low_23-25 | C&I - Low_23-25 | 4.1781 | 36600.1016 | 4.1781 |  | 0 |  |  |  | 0 |  |  | -1 | 0 | DSM_EE |  | 36600.1016 |  | 0 | 1232.9688 | 1232.9688 | 0 | -1 | 0 | 0 | 0 | 365 | 8760 | 0.00011416 | 33.6876 | 0 | 0 | 1232.9688 | 33.6876 |  | 1/1/2023 | 12/31/2099 |  | 0 | 0 | 2029 |  |  |  | 0 | 0 | Real 2021 ¦ 5/8/2023 1:03:19 PM | 7507 | 36600.1016 |  |  | 36600.1016 | 0 | 0 |  |  |  | 0
REF | ATC | 2029 | 2 | REF-HC Portfolio | C&I - Low_23-25 | C&I - Low_23-25 | 4.1781 | 36600.1016 | 4.1781 |  | 0 |  |  |  | 0 |  |  | -1 | 0 | DSM_EE |  | 36600.1016 |  | 0 | 1232.9688 | 1232.9688 | 0 | -1 | 0 | 0 | 0 | 365 | 8760 | 0.00011416 | 33.6876 | 0 | 0 | 1232.9688 | 33.6876 |  | 1/1/2023 | 12/31/2099 |  | 0 | 0 | 2029 |  |  |  | 0 | 0 | Real 2021 ¦ 5/8/2023 1:03:19 PM | 7508 | 36600.1016 |  |  | 36600.1016 | 0 | 0 |  |  |  | 0
REF | ATC | 2029 | 3 | CETA Portfolio | C&I - Low_23-25 | C&I - Low_23-25 | 4.1781 | 36600.1016 | 4.1781 |  | 0 |  |  |  | 0 |  |  | -1 | 0 | DSM_EE |  | 36600.1016 |  | 0 | 1232.9688 | 1232.9688 | 0 | -1 | 0 | 0 | 0 | 365 | 8760 | 0.00011416 | 33.6876 | 0 | 0 | 1232.9688 | 33.6876 |  | 1/1/2023 | 12/31/2099 |  | 0 | 0 | 2029 |  |  |  | 0 | 0 | Real 2021 ¦ 5/8/2023 1:03:19 PM | 7509 | 36600.1016 |  |  | 36600.1016 | 0 | 0 |  |  |  | 0
REF | ATC | 2029 | 5 | NCR Portfolio | C&I - Low_23-25 | C&I - Low_23-25 | 4.1781 | 36600.1016 | 4.1781 |  | 0 |  |  |  | 0 |  |  | -1 | 0 | DSM_EE |  | 36600.1016 |  | 0 | 1232.9688 | 1232.9688 | 0 | -1 | 0 | 0 | 0 | 365 | 8760 | 0.00011416 | 33.6876 | 0 | 0 | 1232.9688 | 33.6876 |  | 1/1/2023 | 12/31/2099 |  | 0 | 0 | 2029 |  |  |  | 0 | 0 | Real 2021 ¦ 5/8/2023 1:03:19 PM | 7510 | 36600.1016 |  |  | 36600.1016 | 0 | 0 |  |  |  | 0
REF | ATC | 2029 | 6 | CC Portfolio | C&I - Low_23-25 | C&I - Low_23-25 | 4.1781 | 36600.1016 | 4.1781 |  | 0 |  |  |  | 0 |  |  | -1 | 0 | DSM_EE |  | 36600.1016 |  | 0 | 1232.9688 | 1232.9688 | 0 | -1 | 0 | 0 | 0 | 365 | 8760 | 0.00011416 | 33.6876 | 0 | 0 | 1232.9688 | 33.6876 |  | 1/1/2023 | 12/31/2099 |  | 0 | 0 | 2029 |  |  |  | 0 | 0 | Real 2021 ¦ 5/8/2023 1:03:19 PM | 7511 | 36600.1016 |  |  | 36600.1016 | 0 | 0 |  |  |  | 0
REF | ATC | 2029 | 7 | REF Mitchell Ext | C&I - Low_23-25 | C&I - Low_23-25 | 4.1781 | 36600.1016 | 4.1781 |  | 0 |  |  |  | 0 |  |  | -1 | 0 | DSM_EE |  | 36600.1016 |  | 0 | 1232.9688 | 1232.9688 | 0 | -1 | 0 | 0 | 0 | 365 | 8760 | 0.00011416 | 33.6876 | 0 | 0 | 1232.9688 | 33.6876 |  | 1/1/2023 | 12/31/2099 |  | 0 | 0 | 2029 |  |  |  | 0 | 0 | Real 2021 ¦ 5/8/2023 1:03:19 PM | 7512 | 36600.1016 |  |  | 36600.1016 | 0 | 0 |  |  |  | 0
REF | ATC | 2029 | 9 | Preferred Plan | C&I - Low_23-25 | C&I - Low_23-25 | 4.1781 | 36600.1016 | 4.1781 |  | 0 |  |  |  | 0 |  |  | -1 | 0 | DSM_EE |  | 36600.1016 |  | 0 | 1232.9688 | 1232.9688 | 0 | -1 | 0 | 0 | 0 | 365 | 8760 | 0.00011416 | 33.6876 | 0 | 0 | 1232.9688 | 33.6876 |  | 1/1/2023 | 12/31/2099 |  | 0 | 0 | 2029 |  |  |  | 0 | 0 | Real 2021 ¦ 5/8/2023 1:03:19 PM | 7513 | 36600.1016 |  |  | 36600.1016 | 0 | 0 |  |  |  | 0
REF | ATC | 2029 | 1 | REF Portfolio | IQW_23-25 | IQW_23-25 | 0.058316 | 510.845 | 0.058316 |  | 0 |  |  |  | 0 |  |  | -1 | 0 | DSM_EE |  | 510.845 |  | 0 | 18.0431 | 18.0431 | 0 | -1 | 0 | 0 | 0 | 365 | 8760 | 0.00011416 | 35.3201 | 0 | 0 | 18.0431 | 35.3201 |  | 1/1/2023 | 12/31/2099 |  | 0 | 0 | 2029 |  |  |  | 0 | 0 | Real 2021 ¦ 5/8/2023 1:03:19 PM | 7514 | 510.845 |  |  | 510.845 | 0 | 0 |  |  |  | 0
REF | ATC | 2029 | 2 | REF-HC Portfolio | IQW_23-25 | IQW_23-25 | 0.058316 | 510.845 | 0.058316 |  | 0 |  |  |  | 0 |  |  | -1 | 0 | DSM_EE |  | 510.845 |  | 0 | 18.0431 | 18.0431 | 0 | -1 | 0 | 0 | 0 | 365 | 8760 | 0.00011416 | 35.3201 | 0 | 0 | 18.0431 | 35.3201 |  | 1/1/2023 | 12/31/2099 |  | 0 | 0 | 2029 |  |  |  | 0 | 0 | Real 2021 ¦ 5/8/2023 1:03:19 PM | 7515 | 510.845 |  |  | 510.845 | 0 | 0 |  |  |  | 0
REF | ATC | 2029 | 3 | CETA Portfolio | IQW_23-25 | IQW_23-25 | 0.058316 | 510.845 | 0.058316 |  | 0 |  |  |  | 0 |  |  | -1 | 0 | DSM_EE |  | 510.845 |  | 0 | 18.0431 | 18.0431 | 0 | -1 | 0 | 0 | 0 | 365 | 8760 | 0.00011416 | 35.3201 | 0 | 0 | 18.0431 | 35.3201 |  | 1/1/2023 | 12/31/2099 |  | 0 | 0 | 2029 |  |  |  | 0 | 0 | Real 2021 ¦ 5/8/2023 1:03:19 PM | 7516 | 510.845 |  |  | 510.845 | 0 | 0 |  |  |  | 0
REF | ATC | 2029 | 4 | ECR Portfolio | IQW_23-25 | IQW_23-25 | 0.058316 | 510.845 | 0.058316 |  | 0 |  |  |  | 0 |  |  | -1 | 0 | DSM_EE |  | 510.845 |  | 0 | 18.0431 | 18.0431 | 0 | -1 | 0 | 0 | 0 | 365 | 8760 | 0.00011416 | 35.3201 | 0 | 0 | 18.0431 | 35.3201 |  | 1/1/2023 | 12/31/2099 |  | 0 | 0 | 2029 |  |  |  | 0 | 0 | Real 2021 ¦ 5/8/2023 1:03:19 PM | 7517 | 510.845 |  |  | 510.845 | 0 | 0 |  |  |  | 0
REF | ATC | 2029 | 5 | NCR Portfolio | IQW_23-25 | IQW_23-25 | 0.058316 | 510.845 | 0.058316 |  | 0 |  |  |  | 0 |  |  | -1 | 0 | DSM_EE |  | 510.845 |  | 0 | 18.0431 | 18.0431 | 0 | -1 | 0 | 0 | 0 | 365 | 8760 | 0.00011416 | 35.3201 | 0 | 0 | 18.0431 | 35.3201 |  | 1/1/2023 | 12/31/2099 |  | 0 | 0 | 2029 |  |  |  | 0 | 0 | Real 2021 ¦ 5/8/2023 1:03:19 PM | 7518 | 510.845 |  |  | 510.845 | 0 | 0 |  |  |  | 0
REF | ATC | 2029 | 6 | CC Portfolio | IQW_23-25 | IQW_23-25 | 0.058316 | 510.845 | 0.058316 |  | 0 |  |  |  | 0 |  |  | -1 | 0 | DSM_EE |  | 510.845 |  | 0 | 18.0431 | 18.0431 | 0 | -1 | 0 | 0 | 0 | 365 | 8760 | 0.00011416 | 35.3201 | 0 | 0 | 18.0431 | 35.3201 |  | 1/1/2023 | 12/31/2099 |  | 0 | 0 | 2029 |  |  |  | 0 | 0 | Real 2021 ¦ 5/8/2023 1:03:19 PM | 7519 | 510.845 |  |  | 510.845 | 0 | 0 |  |  |  | 0
REF | ATC | 2029 | 7 | REF Mitchell Ext | IQW_23-25 | IQW_23-25 | 0.058316 | 510.845 | 0.058316 |  | 0 |  |  |  | 0 |  |  | -1 | 0 | DSM_EE |  | 510.845 |  | 0 | 18.0431 | 18.0431 | 0 | -1 | 0 | 0 | 0 | 365 | 8760 | 0.00011416 | 35.3201 | 0 | 0 | 18.0431 | 35.3201 |  | 1/1/2023 | 12/31/2099 |  | 0 | 0 | 2029 |  |  |  | 0 | 0 | Real 2021 ¦ 5/8/2023 1:03:19 PM | 7520 | 510.845 |  |  | 510.845 | 0 | 0 |  |  |  | 0
REF | ATC | 2029 | 8 | REF No Wind Portfolio | IQW_23-25 | IQW_23-25 | 0.058316 | 510.845 | 0.058316 |  | 0 |  |  |  | 0 |  |  | -1 | 0 | DSM_EE |  | 510.845 |  | 0 | 18.0431 | 18.0431 | 0 | -1 | 0 | 0 | 0 | 365 | 8760 | 0.00011416 | 35.3201 | 0 | 0 | 18.0431 | 35.3201 |  | 1/1/2023 | 12/31/2099 |  | 0 | 0 | 2029 |  |  |  | 0 | 0 | Real 2021 ¦ 5/8/2023 1:03:19 PM | 7521 | 510.845 |  |  | 510.845 | 0 | 0 |  |  |  | 0
REF | ATC | 2029 | 9 | Preferred Plan | IQW_23-25 | IQW_23-25 | 0.058316 | 510.845 | 0.058316 |  | 0 |  |  |  | 0 |  |  | -1 | 0 | DSM_EE |  | 510.845 |  | 0 | 18.0431 | 18.0431 | 0 | -1 | 0 | 0 | 0 | 365 | 8760 | 0.00011416 | 35.3201 | 0 | 0 | 18.0431 | 35.3201 |  | 1/1/2023 | 12/31/2099 |  | 0 | 0 | 2029 |  |  |  | 0 | 0 | Real 2021 ¦ 5/8/2023 1:03:19 PM | 7522 | 510.845 |  |  | 510.845 | 0 | 0 |  |  |  | 0
REF | ATC | 2029 | 1 | REF Portfolio | Residential - Low/Medium_26-30 | Residential - Low/Medium_26-30 | 4.2231 | 36994.6211 | 4.2231 |  | 0 |  |  |  | 2637.1506 |  |  | -1 | 0 | DSM_EE |  | 36994.6211 |  | 0 | 1285.3282 | 1285.3282 | 0 | -1 | 0 | 0 | 0 | 365 | 8760 | 0.00011416 | 34.7437 | 0 | 0 | 1285.3282 | 34.7437 |  | 1/1/2026 | 12/31/2099 |  | 0 | 0 | 2029 |  |  |  | 0 | 0 | Real 2021 ¦ 5/8/2023 1:03:19 PM | 7523 | 36994.6211 |  |  | 36994.6211 | 0 | 0 |  |  |  | 0
REF | ATC | 2029 | 3 | CETA Portfolio | Residential - Low/Medium_26-30 | Residential - Low/Medium_26-30 | 4.2231 | 36994.6211 | 4.2231 |  | 0 |  |  |  | 2637.1506 |  |  | -1 | 0 | DSM_EE |  | 36994.6211 |  | 0 | 1285.3282 | 1285.3282 | 0 | -1 | 0 | 0 | 0 | 365 | 8760 | 0.00011416 | 34.7437 | 0 | 0 | 1285.3282 | 34.7437 |  | 1/1/2026 | 12/31/2099 |  | 0 | 0 | 2029 |  |  |  | 0 | 0 | Real 2021 ¦ 5/8/2023 1:03:19 PM | 7524 | 36994.6211 |  |  | 36994.6211 | 0 | 0 |  |  |  | 0
REF | ATC | 2029 | 5 | NCR Portfolio | Residential - Low/Medium_26-30 | Residential - Low/Medium_26-30 | 4.2231 | 36994.6211 | 4.2231 |  | 0 |  |  |  | 2637.1506 |  |  | -1 | 0 | DSM_EE |  | 36994.6211 |  | 0 | 1285.3282 | 1285.3282 | 0 | -1 | 0 | 0 | 0 | 365 | 8760 | 0.00011416 | 34.7437 | 0 | 0 | 1285.3282 | 34.7437 |  | 1/1/2026 | 12/31/2099 |  | 0 | 0 | 2029 |  |  |  | 0 | 0 | Real 2021 ¦ 5/8/2023 1:03:19 PM | 7525 | 36994.6211 |  |  | 36994.6211 | 0 | 0 |  |  |  | 0
REF | ATC | 2029 | 6 | CC Portfolio | Residential - Low/Medium_26-30 | Residential - Low/Medium_26-30 | 4.2231 | 36994.6211 | 4.2231 |  | 0 |  |  |  | 2637.1506 |  |  | -1 | 0 | DSM_EE |  | 36994.6211 |  | 0 | 1285.3282 | 1285.3282 | 0 | -1 | 0 | 0 | 0 | 365 | 8760 | 0.00011416 | 34.7437 | 0 | 0 | 1285.3282 | 34.7437 |  | 1/1/2026 | 12/31/2099 |  | 0 | 0 | 2029 |  |  |  | 0 | 0 | Real 2021 ¦ 5/8/2023 1:03:19 PM | 7526 | 36994.6211 |  |  | 36994.6211 | 0 | 0 |  |  |  | 0
REF | ATC | 2029 | 7 | REF Mitchell Ext | Residential - Low/Medium_26-30 | Residential - Low/Medium_26-30 | 4.2231 | 36994.6211 | 4.2231 |  | 0 |  |  |  | 2637.1506 |  |  | -1 | 0 | DSM_EE |  | 36994.6211 |  | 0 | 1285.3282 | 1285.3282 | 0 | -1 | 0 | 0 | 0 | 365 | 8760 | 0.00011416 | 34.7437 | 0 | 0 | 1285.3282 | 34.7437 |  | 1/1/2026 | 12/31/2099 |  | 0 | 0 | 2029 |  |  |  | 0 | 0 | Real 2021 ¦ 5/8/2023 1:03:19 PM | 7527 | 36994.6211 |  |  | 36994.6211 | 0 | 0 |  |  |  | 0
REF | ATC | 2029 | 9 | Preferred Plan | Residential - Low/Medium_26-30 | Residential - Low/Medium_26-30 | 4.2231 | 36994.6211 | 4.2231 |  | 0 |  |  |  | 2637.1506 |  |  | -1 | 0 | DSM_EE |  | 36994.6211 |  | 0 | 1285.3282 | 1285.3282 | 0 | -1 | 0 | 0 | 0 | 365 | 8760 | 0.00011416 | 34.7437 | 0 | 0 | 1285.3282 | 34.7437 |  | 1/1/2026 | 12/31/2099 |  | 0 | 0 | 2029 |  |  |  | 0 | 0 | Real 2021 ¦ 5/8/2023 1:03:19 PM | 7528 | 36994.6211 |  |  | 36994.6211 | 0 | 0 |  |  |  | 0
REF | ATC | 2029 | 5 | NCR Portfolio | Residential - High_26-30 | Residential - High_26-30 | 1.4626 | 12812.7207 | 1.4626 |  | 0 |  |  |  | 4084.3362 |  |  | -1 | 0 | DSM_EE |  | 12812.7207 |  | 0 | 459.7185 | 459.7185 | 0 | -1 | 0 | 0 | 0 | 365 | 8760 | 0.00011416 | 35.8798 | 0 | 0 | 459.7185 | 35.8798 |  | 1/1/2026 | 12/31/2099 |  | 0 | 0 | 2029 |  |  |  | 0 | 0 | Real 2021 ¦ 5/8/2023 1:03:19 PM | 7529 | 12812.7207 |  |  | 12812.7207 | 0 | 0 |  |  |  | 0
REF | ATC | 2029 | 6 | CC Portfolio | Residential - High_26-30 | Residential - High_26-30 | 1.4626 | 12812.7207 | 1.4626 |  | 0 |  |  |  | 4084.3362 |  |  | -1 | 0 | DSM_EE |  | 12812.7207 |  | 0 | 459.7185 | 459.7185 | 0 | -1 | 0 | 0 | 0 | 365 | 8760 | 0.00011416 | 35.8798 | 0 | 0 | 459.7185 | 35.8798 |  | 1/1/2026 | 12/31/2099 |  | 0 | 0 | 2029 |  |  |  | 0 | 0 | Real 2021 ¦ 5/8/2023 1:03:19 PM | 7530 | 12812.7207 |  |  | 12812.7207 | 0 | 0 |  |  |  | 0
REF | ATC | 2029 | 9 | Preferred Plan | Residential - High_26-30 | Residential - High_26-30 | 1.4626 | 12812.7207 | 1.4626 |  | 0 |  |  |  | 4084.3362 |  |  | -1 | 0 | DSM_EE |  | 12812.7207 |  | 0 | 459.7185 | 459.7185 | 0 | -1 | 0 | 0 | 0 | 365 | 8760 | 0.00011416 | 35.8798 | 0 | 0 | 459.7185 | 35.8798 |  | 1/1/2026 | 12/31/2099 |  | 0 | 0 | 2029 |  |  |  | 0 | 0 | Real 2021 ¦ 5/8/2023 1:03:19 PM | 7531 | 12812.7207 |  |  | 12812.7207 | 0 | 0 |  |  |  | 0
REF | ATC | 2029 | 2 | REF-HC Portfolio | Residential - Behavior_26-30 | Residential - Behavior_26-30 | 1.1104 | 9726.8643 | 1.1104 |  | 0 |  |  |  | 638.2277 |  |  | -1 | 0 | DSM_EE |  | 9726.8643 |  | 0 | 342.67 | 342.67 | 0 | -1 | 0 | 0 | 0 | 365 | 8760 | 0.00011416 | 35.2292 | 0 | 0 | 342.67 | 35.2292 |  | 1/1/2026 | 12/31/2099 |  | 0 | 0 | 2029 |  |  |  | 0 | 0 | Real 2021 ¦ 5/8/2023 1:03:19 PM | 7532 | 9726.8643 |  |  | 9726.8643 | 0 | 0 |  |  |  | 0
REF | ATC | 2029 | 5 | NCR Portfolio | Residential - Behavior_26-30 | Residential - Behavior_26-30 | 1.1104 | 9726.8643 | 1.1104 |  | 0 |  |  |  | 638.2277 |  |  | -1 | 0 | DSM_EE |  | 9726.8643 |  | 0 | 342.67 | 342.67 | 0 | -1 | 0 | 0 | 0 | 365 | 8760 | 0.00011416 | 35.2292 | 0 | 0 | 342.67 | 35.2292 |  | 1/1/2026 | 12/31/2099 |  | 0 | 0 | 2029 |  |  |  | 0 | 0 | Real 2021 ¦ 5/8/2023 1:03:19 PM | 7533 | 9726.8643 |  |  | 9726.8643 | 0 | 0 |  |  |  | 0
REF | ATC | 2029 | 6 | CC Portfolio | Residential - Behavior_26-30 | Residential - Behavior_26-30 | 1.1104 | 9726.8643 | 1.1104 |  | 0 |  |  |  | 638.2277 |  |  | -1 | 0 | DSM_EE |  | 9726.8643 |  | 0 | 342.67 | 342.67 | 0 | -1 | 0 | 0 | 0 | 365 | 8760 | 0.00011416 | 35.2292 | 0 | 0 | 342.67 | 35.2292 |  | 1/1/2026 | 12/31/2099 |  | 0 | 0 | 2029 |  |  |  | 0 | 0 | Real 2021 ¦ 5/8/2023 1:03:19 PM | 7534 | 9726.8643 |  |  | 9726.8643 | 0 | 0 |  |  |  | 0
REF | ATC | 2029 | 8 | REF No Wind Portfolio | Residential - Behavior_26-30 | Residential - Behavior_26-30 | 1.1104 | 9726.8643 | 1.1104 |  | 0 |  |  |  | 638.2277 |  |  | -1 | 0 | DSM_EE |  | 9726.8643 |  | 0 | 342.67 | 342.67 | 0 | -1 | 0 | 0 | 0 | 365 | 8760 | 0.00011416 | 35.2292 | 0 | 0 | 342.67 | 35.2292 |  | 1/1/2026 | 12/31/2099 |  | 0 | 0 | 2029 |  |  |  | 0 | 0 | Real 2021 ¦ 5/8/2023 1:03:19 PM | 7535 | 9726.8643 |  |  | 9726.8643 | 0 | 0 |  |  |  | 0
REF | ATC | 2029 | 9 | Preferred Plan | Residential - Behavior_26-30 | Residential - Behavior_26-30 | 1.1104 | 9726.8643 | 1.1104 |  | 0 |  |  |  | 638.2277 |  |  | -1 | 0 | DSM_EE |  | 9726.8643 |  | 0 | 342.67 | 342.67 | 0 | -1 | 0 | 0 | 0 | 365 | 8760 | 0.00011416 | 35.2292 | 0 | 0 | 342.67 | 35.2292 |  | 1/1/2026 | 12/31/2099 |  | 0 | 0 | 2029 |  |  |  | 0 | 0 | Real 2021 ¦ 5/8/2023 1:03:19 PM | 7536 | 9726.8643 |  |  | 9726.8643 | 0 | 0 |  |  |  | 0
REF | ATC | 2029 | 1 | REF Portfolio | C&I - Low_26-30 | C&I - Low_26-30 | 13.1045 | 114795.0469 | 13.1045 |  | 0 |  |  |  | 5712.3936 |  |  | -1 | 0 | DSM_EE |  | 114795.0469 |  | 0 | 3875.3181 | 3875.3181 | 0 | -1 | 0 | 0 | 0 | 365 | 8760 | 0.00011416 | 33.7586 | 0 | 0 | 3875.3181 | 33.7586 |  | 1/1/2026 | 12/31/2099 |  | 0 | 0 | 2029 |  |  |  | 0 | 0 | Real 2021 ¦ 5/8/2023 1:03:19 PM | 7537 | 114795.0469 |  |  | 114795.0469 | 0 | 0 |  |  |  | 0
REF | ATC | 2029 | 2 | REF-HC Portfolio | C&I - Low_26-30 | C&I - Low_26-30 | 13.1045 | 114795.0469 | 13.1045 |  | 0 |  |  |  | 5712.3936 |  |  | -1 | 0 | DSM_EE |  | 114795.0469 |  | 0 | 3875.3181 | 3875.3181 | 0 | -1 | 0 | 0 | 0 | 365 | 8760 | 0.00011416 | 33.7586 | 0 | 0 | 3875.3181 | 33.7586 |  | 1/1/2026 | 12/31/2099 |  | 0 | 0 | 2029 |  |  |  | 0 | 0 | Real 2021 ¦ 5/8/2023 1:03:19 PM | 7538 | 114795.0469 |  |  | 114795.0469 | 0 | 0 |  |  |  | 0
REF | ATC | 2029 | 3 | CETA Portfolio | C&I - Low_26-30 | C&I - Low_26-30 | 13.1045 | 114795.0469 | 13.1045 |  | 0 |  |  |  | 5712.3936 |  |  | -1 | 0 | DSM_EE |  | 114795.0469 |  | 0 | 3875.3181 | 3875.3181 | 0 | -1 | 0 | 0 | 0 | 365 | 8760 | 0.00011416 | 33.7586 | 0 | 0 | 3875.3181 | 33.7586 |  | 1/1/2026 | 12/31/2099 |  | 0 | 0 | 2029 |  |  |  | 0 | 0 | Real 2021 ¦ 5/8/2023 1:03:19 PM | 7539 | 114795.0469 |  |  | 114795.0469 | 0 | 0 |  |  |  | 0
REF | ATC | 2029 | 4 | ECR Portfolio | C&I - Low_26-30 | C&I - Low_26-30 | 13.1045 | 114795.0469 | 13.1045 |  | 0 |  |  |  | 5712.3936 |  |  | -1 | 0 | DSM_EE |  | 114795.0469 |  | 0 | 3875.3181 | 3875.3181 | 0 | -1 | 0 | 0 | 0 | 365 | 8760 | 0.00011416 | 33.7586 | 0 | 0 | 3875.3181 | 33.7586 |  | 1/1/2026 | 12/31/2099 |  | 0 | 0 | 2029 |  |  |  | 0 | 0 | Real 2021 ¦ 5/8/2023 1:03:19 PM | 7540 | 114795.0469 |  |  | 114795.0469 | 0 | 0 |  |  |  | 0
REF | ATC | 2029 | 5 | NCR Portfolio | C&I - Low_26-30 | C&I - Low_26-30 | 13.1045 | 114795.0469 | 13.1045 |  | 0 |  |  |  | 5712.3936 |  |  | -1 | 0 | DSM_EE |  | 114795.0469 |  | 0 | 3875.3181 | 3875.3181 | 0 | -1 | 0 | 0 | 0 | 365 | 8760 | 0.00011416 | 33.7586 | 0 | 0 | 3875.3181 | 33.7586 |  | 1/1/2026 | 12/31/2099 |  | 0 | 0 | 2029 |  |  |  | 0 | 0 | Real 2021 ¦ 5/8/2023 1:03:19 PM | 7541 | 114795.0469 |  |  | 114795.0469 | 0 | 0 |  |  |  | 0
REF | ATC | 2029 | 6 | CC Portfolio | C&I - Low_26-30 | C&I - Low_26-30 | 13.1045 | 114795.0469 | 13.1045 |  | 0 |  |  |  | 5712.3936 |  |  | -1 | 0 | DSM_EE |  | 114795.0469 |  | 0 | 3875.3181 | 3875.3181 | 0 | -1 | 0 | 0 | 0 | 365 | 8760 | 0.00011416 | 33.7586 | 0 | 0 | 3875.3181 | 33.7586 |  | 1/1/2026 | 12/31/2099 |  | 0 | 0 | 2029 |  |  |  | 0 | 0 | Real 2021 ¦ 5/8/2023 1:03:19 PM | 7542 | 114795.0469 |  |  | 114795.0469 | 0 | 0 |  |  |  | 0
REF | ATC | 2029 | 7 | REF Mitchell Ext | C&I - Low_26-30 | C&I - Low_26-30 | 13.1045 | 114795.0469 | 13.1045 |  | 0 |  |  |  | 5712.3936 |  |  | -1 | 0 | DSM_EE |  | 114795.0469 |  | 0 | 3875.3181 | 3875.3181 | 0 | -1 | 0 | 0 | 0 | 365 | 8760 | 0.00011416 | 33.7586 | 0 | 0 | 3875.3181 | 33.7586 |  | 1/1/2026 | 12/31/2099 |  | 0 | 0 | 2029 |  |  |  | 0 | 0 | Real 2021 ¦ 5/8/2023 1:03:19 PM | 7543 | 114795.0469 |  |  | 114795.0469 | 0 | 0 |  |  |  | 0
REF | ATC | 2029 | 8 | REF No Wind Portfolio | C&I - Low_26-30 | C&I - Low_26-30 | 13.1045 | 114795.0469 | 13.1045 |  | 0 |  |  |  | 5712.3936 |  |  | -1 | 0 | DSM_EE |  | 114795.0469 |  | 0 | 3875.3181 | 3875.3181 | 0 | -1 | 0 | 0 | 0 | 365 | 8760 | 0.00011416 | 33.7586 | 0 | 0 | 3875.3181 | 33.7586 |  | 1/1/2026 | 12/31/2099 |  | 0 | 0 | 2029 |  |  |  | 0 | 0 | Real 2021 ¦ 5/8/2023 1:03:19 PM | 7544 | 114795.0469 |  |  | 114795.0469 | 0 | 0 |  |  |  | 0
REF | ATC | 2029 | 9 | Preferred Plan | C&I - Low_26-30 | C&I - Low_26-30 | 13.1045 | 114795.0469 | 13.1045 |  | 0 |  |  |  | 5712.3936 |  |  | -1 | 0 | DSM_EE |  | 114795.0469 |  | 0 | 3875.3181 | 3875.3181 | 0 | -1 | 0 | 0 | 0 | 365 | 8760 | 0.00011416 | 33.7586 | 0 | 0 | 3875.3181 | 33.7586 |  | 1/1/2026 | 12/31/2099 |  | 0 | 0 | 2029 |  |  |  | 0 | 0 | Real 2021 ¦ 5/8/2023 1:03:19 PM | 7545 | 114795.0469 |  |  | 114795.0469 | 0 | 0 |  |  |  | 0
REF | ATC | 2029 | 5 | NCR Portfolio | C&I - High_26-30 | C&I - High_26-30 | 0.67223 | 5888.7642 | 0.67223 |  | 0 |  |  |  | 871.6487 |  |  | -1 | 0 | DSM_EE |  | 5888.7642 |  | 0 | 199.055 | 199.055 | 0 | -1 | 0 | 0 | 0 | 365 | 8760 | 0.00011416 | 33.8025 | 0 | 0 | 199.055 | 33.8025 |  | 1/1/2026 | 12/31/2099 |  | 0 | 0 | 2029 |  |  |  | 0 | 0 | Real 2021 ¦ 5/8/2023 1:03:19 PM | 7546 | 5888.7642 |  |  | 5888.7642 | 0 | 0 |  |  |  | 0
REF | ATC | 2029 | 1 | REF Portfolio | IQW_26-30 | IQW_26-30 | 0.19174 | 1679.644 | 0.19174 |  | 0 |  |  |  | 774.7043 |  |  | -1 | 0 | DSM_EE |  | 1679.644 |  | 0 | 59.3579 | 59.3579 | 0 | -1 | 0 | 0 | 0 | 365 | 8760 | 0.00011416 | 35.3396 | 0 | 0 | 59.3579 | 35.3396 |  | 1/1/2026 | 12/31/2099 |  | 0 | 0 | 2029 |  |  |  | 0 | 0 | Real 2021 ¦ 5/8/2023 1:03:19 PM | 7547 | 1679.644 |  |  | 1679.644 | 0 | 0 |  |  |  | 0
REF | ATC | 2029 | 2 | REF-HC Portfolio | IQW_26-30 | IQW_26-30 | 0.19174 | 1679.644 | 0.19174 |  | 0 |  |  |  | 774.7043 |  |  | -1 | 0 | DSM_EE |  | 1679.644 |  | 0 | 59.3579 | 59.3579 | 0 | -1 | 0 | 0 | 0 | 365 | 8760 | 0.00011416 | 35.3396 | 0 | 0 | 59.3579 | 35.3396 |  | 1/1/2026 | 12/31/2099 |  | 0 | 0 | 2029 |  |  |  | 0 | 0 | Real 2021 ¦ 5/8/2023 1:03:19 PM | 7548 | 1679.644 |  |  | 1679.644 | 0 | 0 |  |  |  | 0
REF | ATC | 2029 | 3 | CETA Portfolio | IQW_26-30 | IQW_26-30 | 0.19174 | 1679.644 | 0.19174 |  | 0 |  |  |  | 774.7043 |  |  | -1 | 0 | DSM_EE |  | 1679.644 |  | 0 | 59.3579 | 59.3579 | 0 | -1 | 0 | 0 | 0 | 365 | 8760 | 0.00011416 | 35.3396 | 0 | 0 | 59.3579 | 35.3396 |  | 1/1/2026 | 12/31/2099 |  | 0 | 0 | 2029 |  |  |  | 0 | 0 | Real 2021 ¦ 5/8/2023 1:03:19 PM | 7549 | 1679.644 |  |  | 1679.644 | 0 | 0 |  |  |  | 0
REF | ATC | 2029 | 4 | ECR Portfolio | IQW_26-30 | IQW_26-30 | 0.19174 | 1679.644 | 0.19174 |  | 0 |  |  |  | 774.7043 |  |  | -1 | 0 | DSM_EE |  | 1679.644 |  | 0 | 59.3579 | 59.3579 | 0 | -1 | 0 | 0 | 0 | 365 | 8760 | 0.00011416 | 35.3396 | 0 | 0 | 59.3579 | 35.3396 |  | 1/1/2026 | 12/31/2099 |  | 0 | 0 | 2029 |  |  |  | 0 | 0 | Real 2021 ¦ 5/8/2023 1:03:19 PM | 7550 | 1679.644 |  |  | 1679.644 | 0 | 0 |  |  |  | 0
REF | ATC | 2029 | 5 | NCR Portfolio | IQW_26-30 | IQW_26-30 | 0.19174 | 1679.644 | 0.19174 |  | 0 |  |  |  | 774.7043 |  |  | -1 | 0 | DSM_EE |  | 1679.644 |  | 0 | 59.3579 | 59.3579 | 0 | -1 | 0 | 0 | 0 | 365 | 8760 | 0.00011416 | 35.3396 | 0 | 0 | 59.3579 | 35.3396 |  | 1/1/2026 | 12/31/2099 |  | 0 | 0 | 2029 |  |  |  | 0 | 0 | Real 2021 ¦ 5/8/2023 1:03:19 PM | 7551 | 1679.644 |  |  | 1679.644 | 0 | 0 |  |  |  | 0
REF | ATC | 2029 | 6 | CC Portfolio | IQW_26-30 | IQW_26-30 | 0.19174 | 1679.644 | 0.19174 |  | 0 |  |  |  | 774.7043 |  |  | -1 | 0 | DSM_EE |  | 1679.644 |  | 0 | 59.3579 | 59.3579 | 0 | -1 | 0 | 0 | 0 | 365 | 8760 | 0.00011416 | 35.3396 | 0 | 0 | 59.3579 | 35.3396 |  | 1/1/2026 | 12/31/2099 |  | 0 | 0 | 2029 |  |  |  | 0 | 0 | Real 2021 ¦ 5/8/2023 1:03:19 PM | 7552 | 1679.644 |  |  | 1679.644 | 0 | 0 |  |  |  | 0
REF | ATC | 2029 | 7 | REF Mitchell Ext | IQW_26-30 | IQW_26-30 | 0.19174 | 1679.644 | 0.19174 |  | 0 |  |  |  | 774.7043 |  |  | -1 | 0 | DSM_EE |  | 1679.644 |  | 0 | 59.3579 | 59.3579 | 0 | -1 | 0 | 0 | 0 | 365 | 8760 | 0.00011416 | 35.3396 | 0 | 0 | 59.3579 | 35.3396 |  | 1/1/2026 | 12/31/2099 |  | 0 | 0 | 2029 |  |  |  | 0 | 0 | Real 2021 ¦ 5/8/2023 1:03:19 PM | 7553 | 1679.644 |  |  | 1679.644 | 0 | 0 |  |  |  | 0
REF | ATC | 2029 | 8 | REF No Wind Portfolio | IQW_26-30 | IQW_26-30 | 0.19174 | 1679.644 | 0.19174 |  | 0 |  |  |  | 774.7043 |  |  | -1 | 0 | DSM_EE |  | 1679.644 |  | 0 | 59.3579 | 59.3579 | 0 | -1 | 0 | 0 | 0 | 365 | 8760 | 0.00011416 | 35.3396 | 0 | 0 | 59.3579 | 35.3396 |  | 1/1/2026 | 12/31/2099 |  | 0 | 0 | 2029 |  |  |  | 0 | 0 | Real 2021 ¦ 5/8/2023 1:03:19 PM | 7554 | 1679.644 |  |  | 1679.644 | 0 | 0 |  |  |  | 0
REF | ATC | 2029 | 9 | Preferred Plan | IQW_26-30 | IQW_26-30 | 0.19174 | 1679.644 | 0.19174 |  | 0 |  |  |  | 774.7043 |  |  | -1 | 0 | DSM_EE |  | 1679.644 |  | 0 | 59.3579 | 59.3579 | 0 | -1 | 0 | 0 | 0 | 365 | 8760 | 0.00011416 | 35.3396 | 0 | 0 | 59.3579 | 35.3396 |  | 1/1/2026 | 12/31/2099 |  | 0 | 0 | 2029 |  |  |  | 0 | 0 | Real 2021 ¦ 5/8/2023 1:03:19 PM | 7555 | 1679.644 |  |  | 1679.644 | 0 | 0 |  |  |  | 0
REF | ATC | 2029 | 2 | REF-HC Portfolio | Residential - Low/Medium_31-42 | Residential - Low/Medium_31-42 | 0 | 0 | 0 |  | 0 |  |  |  | 0 |  |  | -1 | 0 | DSM_EE |  | 0 |  | 0 | 0 | 0 | 0 | -1 | 0 | 0 | 0 | 0 | 0 |  |  | 0 |  | 0 |  |  | 1/1/2031 | 12/31/2099 |  | 0 | 0 | 2029 |  |  |  | 0 | 0 | Real 2021 ¦ 5/8/2023 1:03:19 PM | 7556 | 0 |  |  | 0 | 0 | 0 |  |  |  | 0
REF | ATC | 2029 | 4 | ECR Portfolio | Residential - Low/Medium_31-42 | Residential - Low/Medium_31-42 | 0 | 0 | 0 |  | 0 |  |  |  | 0 |  |  | -1 | 0 | DSM_EE |  | 0 |  | 0 | 0 | 0 | 0 | -1 | 0 | 0 | 0 | 0 | 0 |  |  | 0 |  | 0 |  |  | 1/1/2031 | 12/31/2099 |  | 0 | 0 | 2029 |  |  |  | 0 | 0 | Real 2021 ¦ 5/8/2023 1:03:19 PM | 7557 | 0 |  |  | 0 | 0 | 0 |  |  |  | 0
REF | ATC | 2029 | 6 | CC Portfolio | Residential - Low/Medium_31-42 | Residential - Low/Medium_31-42 | 0 | 0 | 0 |  | 0 |  |  |  | 0 |  |  | -1 | 0 | DSM_EE |  | 0 |  | 0 | 0 | 0 | 0 | -1 | 0 | 0 | 0 | 0 | 0 |  |  | 0 |  | 0 |  |  | 1/1/2031 | 12/31/2099 |  | 0 | 0 | 2029 |  |  |  | 0 | 0 | Real 2021 ¦ 5/8/2023 1:03:19 PM | 7558 | 0 |  |  | 0 | 0 | 0 |  |  |  | 0
REF | ATC | 2029 | 8 | REF No Wind Portfolio | Residential - Low/Medium_31-42 | Residential - Low/Medium_31-42 | 0 | 0 | 0 |  | 0 |  |  |  | 0 |  |  | -1 | 0 | DSM_EE |  | 0 |  | 0 | 0 | 0 | 0 | -1 | 0 | 0 | 0 | 0 | 0 |  |  | 0 |  | 0 |  |  | 1/1/2031 | 12/31/2099 |  | 0 | 0 | 2029 |  |  |  | 0 | 0 | Real 2021 ¦ 5/8/2023 1:03:19 PM | 7559 | 0 |  |  | 0 | 0 | 0 |  |  |  | 0
REF | ATC | 2029 | 9 | Preferred Plan | Residential - Low/Medium_31-42 | Residential - Low/Medium_31-42 | 0 | 0 | 0 |  | 0 |  |  |  | 0 |  |  | -1 | 0 | DSM_EE |  | 0 |  | 0 | 0 | 0 | 0 | -1 | 0 | 0 | 0 | 0 | 0 |  |  | 0 |  | 0 |  |  | 1/1/2031 | 12/31/2099 |  | 0 | 0 | 2029 |  |  |  | 0 | 0 | Real 2021 ¦ 5/8/2023 1:03:19 PM | 7560 | 0 |  |  | 0 | 0 | 0 |  |  |  | 0
REF | ATC | 2029 | 1 | REF Portfolio | C&I - Low_31-42 | C&I - Low_31-42 | 0 | 0 | 0 |  | 0 |  |  |  | 0 |  |  | -1 | 0 | DSM_EE |  | 0 |  | 0 | 0 | 0 | 0 | -1 | 0 | 0 | 0 | 0 | 0 |  |  | 0 |  | 0 |  |  | 1/1/2031 | 12/31/2099 |  | 0 | 0 | 2029 |  |  |  | 0 | 0 | Real 2021 ¦ 5/8/2023 1:03:19 PM | 7561 | 0 |  |  | 0 | 0 | 0 |  |  |  | 0
REF | ATC | 2029 | 3 | CETA Portfolio | C&I - Low_31-42 | C&I - Low_31-42 | 0 | 0 | 0 |  | 0 |  |  |  | 0 |  |  | -1 | 0 | DSM_EE |  | 0 |  | 0 | 0 | 0 | 0 | -1 | 0 | 0 | 0 | 0 | 0 |  |  | 0 |  | 0 |  |  | 1/1/2031 | 12/31/2099 |  | 0 | 0 | 2029 |  |  |  | 0 | 0 | Real 2021 ¦ 5/8/2023 1:03:19 PM | 7562 | 0 |  |  | 0 | 0 | 0 |  |  |  | 0
REF | ATC | 2029 | 4 | ECR Portfolio | C&I - Low_31-42 | C&I - Low_31-42 | 0 | 0 | 0 |  | 0 |  |  |  | 0 |  |  | -1 | 0 | DSM_EE |  | 0 |  | 0 | 0 | 0 | 0 | -1 | 0 | 0 | 0 | 0 | 0 |  |  | 0 |  | 0 |  |  | 1/1/2031 | 12/31/2099 |  | 0 | 0 | 2029 |  |  |  | 0 | 0 | Real 2021 ¦ 5/8/2023 1:03:19 PM | 7563 | 0 |  |  | 0 | 0 | 0 |  |  |  | 0
REF | ATC | 2029 | 6 | CC Portfolio | C&I - Low_31-42 | C&I - Low_31-42 | 0 | 0 | 0 |  | 0 |  |  |  | 0 |  |  | -1 | 0 | DSM_EE |  | 0 |  | 0 | 0 | 0 | 0 | -1 | 0 | 0 | 0 | 0 | 0 |  |  | 0 |  | 0 |  |  | 1/1/2031 | 12/31/2099 |  | 0 | 0 | 2029 |  |  |  | 0 | 0 | Real 2021 ¦ 5/8/2023 1:03:19 PM | 7564 | 0 |  |  | 0 | 0 | 0 |  |  |  | 0
REF | ATC | 2029 | 7 | REF Mitchell Ext | C&I - Low_31-42 | C&I - Low_31-42 | 0 | 0 | 0 |  | 0 |  |  |  | 0 |  |  | -1 | 0 | DSM_EE |  | 0 |  | 0 | 0 | 0 | 0 | -1 | 0 | 0 | 0 | 0 | 0 |  |  | 0 |  | 0 |  |  | 1/1/2031 | 12/31/2099 |  | 0 | 0 | 2029 |  |  |  | 0 | 0 | Real 2021 ¦ 5/8/2023 1:03:19 PM | 7565 | 0 |  |  | 0 | 0 | 0 |  |  |  | 0
REF | ATC | 2029 | 8 | REF No Wind Portfolio | C&I - Low_31-42 | C&I - Low_31-42 | 0 | 0 | 0 |  | 0 |  |  |  | 0 |  |  | -1 | 0 | DSM_EE |  | 0 |  | 0 | 0 | 0 | 0 | -1 | 0 | 0 | 0 | 0 | 0 |  |  | 0 |  | 0 |  |  | 1/1/2031 | 12/31/2099 |  | 0 | 0 | 2029 |  |  |  | 0 | 0 | Real 2021 ¦ 5/8/2023 1:03:19 PM | 7566 | 0 |  |  | 0 | 0 | 0 |  |  |  | 0
REF | ATC | 2029 | 9 | Preferred Plan | C&I - Low_31-42 | C&I - Low_31-42 | 0 | 0 | 0 |  | 0 |  |  |  | 0 |  |  | -1 | 0 | DSM_EE |  | 0 |  | 0 | 0 | 0 | 0 | -1 | 0 | 0 | 0 | 0 | 0 |  |  | 0 |  | 0 |  |  | 1/1/2031 | 12/31/2099 |  | 0 | 0 | 2029 |  |  |  | 0 | 0 | Real 2021 ¦ 5/8/2023 1:03:19 PM | 7567 | 0 |  |  | 0 | 0 | 0 |  |  |  | 0
REF | ATC | 2029 | 1 | REF Portfolio | IQW_31-42 | IQW_31-42 | 0 | 0 | 0 |  | 0 |  |  |  | 0 |  |  | -1 | 0 | DSM_EE |  | 0 |  | 0 | 0 | 0 | 0 | -1 | 0 | 0 | 0 | 0 | 0 |  |  | 0 |  | 0 |  |  | 1/1/2031 | 12/31/2099 |  | 0 | 0 | 2029 |  |  |  | 0 | 0 | Real 2021 ¦ 5/8/2023 1:03:19 PM | 7568 | 0 |  |  | 0 | 0 | 0 |  |  |  | 0
REF | ATC | 2029 | 2 | REF-HC Portfolio | IQW_31-42 | IQW_31-42 | 0 | 0 | 0 |  | 0 |  |  |  | 0 |  |  | -1 | 0 | DSM_EE |  | 0 |  | 0 | 0 | 0 | 0 | -1 | 0 | 0 | 0 | 0 | 0 |  |  | 0 |  | 0 |  |  | 1/1/2031 | 12/31/2099 |  | 0 | 0 | 2029 |  |  |  | 0 | 0 | Real 2021 ¦ 5/8/2023 1:03:19 PM | 7569 | 0 |  |  | 0 | 0 | 0 |  |  |  | 0
REF | ATC | 2029 | 3 | CETA Portfolio | IQW_31-42 | IQW_31-42 | 0 | 0 | 0 |  | 0 |  |  |  | 0 |  |  | -1 | 0 | DSM_EE |  | 0 |  | 0 | 0 | 0 | 0 | -1 | 0 | 0 | 0 | 0 | 0 |  |  | 0 |  | 0 |  |  | 1/1/2031 | 12/31/2099 |  | 0 | 0 | 2029 |  |  |  | 0 | 0 | Real 2021 ¦ 5/8/2023 1:03:19 PM | 7570 | 0 |  |  | 0 | 0 | 0 |  |  |  | 0
REF | ATC | 2029 | 4 | ECR Portfolio | IQW_31-42 | IQW_31-42 | 0 | 0 | 0 |  | 0 |  |  |  | 0 |  |  | -1 | 0 | DSM_EE |  | 0 |  | 0 | 0 | 0 | 0 | -1 | 0 | 0 | 0 | 0 | 0 |  |  | 0 |  | 0 |  |  | 1/1/2031 | 12/31/2099 |  | 0 | 0 | 2029 |  |  |  | 0 | 0 | Real 2021 ¦ 5/8/2023 1:03:19 PM | 7571 | 0 |  |  | 0 | 0 | 0 |  |  |  | 0
REF | ATC | 2029 | 5 | NCR Portfolio | IQW_31-42 | IQW_31-42 | 0 | 0 | 0 |  | 0 |  |  |  | 0 |  |  | -1 | 0 | DSM_EE |  | 0 |  | 0 | 0 | 0 | 0 | -1 | 0 | 0 | 0 | 0 | 0 |  |  | 0 |  | 0 |  |  | 1/1/2031 | 12/31/2099 |  | 0 | 0 | 2029 |  |  |  | 0 | 0 | Real 2021 ¦ 5/8/2023 1:03:19 PM | 7572 | 0 |  |  | 0 | 0 | 0 |  |  |  | 0
REF | ATC | 2029 | 6 | CC Portfolio | IQW_31-42 | IQW_31-42 | 0 | 0 | 0 |  | 0 |  |  |  | 0 |  |  | -1 | 0 | DSM_EE |  | 0 |  | 0 | 0 | 0 | 0 | -1 | 0 | 0 | 0 | 0 | 0 |  |  | 0 |  | 0 |  |  | 1/1/2031 | 12/31/2099 |  | 0 | 0 | 2029 |  |  |  | 0 | 0 | Real 2021 ¦ 5/8/2023 1:03:19 PM | 7573 | 0 |  |  | 0 | 0 | 0 |  |  |  | 0
REF | ATC | 2029 | 7 | REF Mitchell Ext | IQW_31-42 | IQW_31-42 | 0 | 0 | 0 |  | 0 |  |  |  | 0 |  |  | -1 | 0 | DSM_EE |  | 0 |  | 0 | 0 | 0 | 0 | -1 | 0 | 0 | 0 | 0 | 0 |  |  | 0 |  | 0 |  |  | 1/1/2031 | 12/31/2099 |  | 0 | 0 | 2029 |  |  |  | 0 | 0 | Real 2021 ¦ 5/8/2023 1:03:19 PM | 7574 | 0 |  |  | 0 | 0 | 0 |  |  |  | 0
REF | ATC | 2029 | 8 | REF No Wind Portfolio | IQW_31-42 | IQW_31-42 | 0 | 0 | 0 |  | 0 |  |  |  | 0 |  |  | -1 | 0 | DSM_EE |  | 0 |  | 0 | 0 | 0 | 0 | -1 | 0 | 0 | 0 | 0 | 0 |  |  | 0 |  | 0 |  |  | 1/1/2031 | 12/31/2099 |  | 0 | 0 | 2029 |  |  |  | 0 | 0 | Real 2021 ¦ 5/8/2023 1:03:19 PM | 7575 | 0 |  |  | 0 | 0 | 0 |  |  |  | 0
REF | ATC | 2029 | 9 | Preferred Plan | IQW_31-42 | IQW_31-42 | 0 | 0 | 0 |  | 0 |  |  |  | 0 |  |  | -1 | 0 | DSM_EE |  | 0 |  | 0 | 0 | 0 | 0 | -1 | 0 | 0 | 0 | 0 | 0 |  |  | 0 |  | 0 |  |  | 1/1/2031 | 12/31/2099 |  | 0 | 0 | 2029 |  |  |  | 0 | 0 | Real 2021 ¦ 5/8/2023 1:03:19 PM | 7576 | 0 |  |  | 0 | 0 | 0 |  |  |  | 0
REF | ATC | 2029 | 1 | REF Portfolio | Area 1001 Gas CT 2029 | Area 1001 Gas CT 2029 | 419.156 | 458.2816 | 265.0838 |  | 0 |  |  |  | 48907.3594 |  |  | -1 | 23287576 | TCO |  | 2322134 |  | 125.7468 | 86493.6016 | 86493.6016 | 0 | -1 | 0 | 0 | 584.1199 | 13 | 7121 | 0.57843 | 37.2475 | 64589.7266 | 27.8148 | 21903.8789 | 9.4327 |  | 1/1/2029 | 12/31/2099 |  | 0 | 0 | 2029 |  |  |  | 0 | 0 | Real 2021 ¦ 5/8/2023 1:03:19 PM | 7577 | 480 |  |  | 2322134 | 0 | 0 |  |  |  | 0
REF | ATC | 2029 | 2 | REF-HC Portfolio | Area 1001 Gas CT 2029 | Area 1001 Gas CT 2029 | 419.156 | 458.2816 | 265.0838 |  | 0 |  |  |  | 48907.3594 |  |  | -1 | 23287576 | TCO |  | 2322134 |  | 125.7468 | 86493.6016 | 86493.6016 | 0 | -1 | 0 | 0 | 584.1199 | 13 | 7121 | 0.57843 | 37.2475 | 64589.7266 | 27.8148 | 21903.8789 | 9.4327 |  | 1/1/2029 | 12/31/2099 |  | 0 | 0 | 2029 |  |  |  | 0 | 0 | Real 2021 ¦ 5/8/2023 1:03:19 PM | 7578 | 480 |  |  | 2322134 | 0 | 0 |  |  |  | 0
REF | ATC | 2029 | 3 | CETA Portfolio | Area 1001 Gas CT 2029 | Area 1001 Gas CT 2029 | 419.156 | 458.2816 | 265.0838 |  | 0 |  |  |  | 48907.3594 |  |  | -1 | 23287576 | TCO |  | 2322134 |  | 125.7468 | 86493.6016 | 86493.6016 | 0 | -1 | 0 | 0 | 584.1199 | 13 | 7121 | 0.57843 | 37.2475 | 64589.7266 | 27.8148 | 21903.8789 | 9.4327 |  | 1/1/2029 | 12/31/2099 |  | 0 | 0 | 2029 |  |  |  | 0 | 0 | Real 2021 ¦ 5/8/2023 1:03:19 PM | 7579 | 480 |  |  | 2322134 | 0 | 0 |  |  |  | 0
REF | ATC | 2029 | 4 | ECR Portfolio | Area 1001 Gas CT 2029 | Area 1001 Gas CT 2029 | 209.578 | 229.1408 | 132.5419 |  | 0 |  |  |  | 24453.6797 |  |  | -1 | 11643788 | TCO |  | 1161067 |  | 62.8734 | 43246.8008 | 43246.8008 | 0 | -1 | 0 | 0 | 292.0599 | 13 | 7121 | 0.57843 | 37.2475 | 32294.8633 | 27.8148 | 10951.9395 | 9.4327 |  | 1/1/2029 | 12/31/2099 |  | 0 | 0 | 2029 |  |  |  | 0 | 0 | Real 2021 ¦ 5/8/2023 1:03:19 PM | 7580 | 240 |  |  | 1161067 | 0 | 0 |  |  |  | 0
REF | ATC | 2029 | 5 | NCR Portfolio | Area 1001 Gas CT 2029 | Area 1001 Gas CT 2029 | 419.156 | 458.2816 | 265.0838 |  | 0 |  |  |  | 48907.3594 |  |  | -1 | 23287576 | TCO |  | 2322134 |  | 125.7468 | 86493.6016 | 86493.6016 | 0 | -1 | 0 | 0 | 584.1199 | 13 | 7121 | 0.57843 | 37.2475 | 64589.7266 | 27.8148 | 21903.8789 | 9.4327 |  | 1/1/2029 | 12/31/2099 |  | 0 | 0 | 2029 |  |  |  | 0 | 0 | Real 2021 ¦ 5/8/2023 1:03:19 PM | 7581 | 480 |  |  | 2322134 | 0 | 0 |  |  |  | 0
REF | ATC | 2029 | 7 | REF Mitchell Ext | Area 1001 Gas CT 2029 | Area 1001 Gas CT 2029 | 419.156 | 458.2816 | 265.0838 |  | 0 |  |  |  | 48907.3594 |  |  | -1 | 23287576 | TCO |  | 2322134 |  | 125.7468 | 86493.6016 | 86493.6016 | 0 | -1 | 0 | 0 | 584.1199 | 13 | 7121 | 0.57843 | 37.2475 | 64589.7266 | 27.8148 | 21903.8789 | 9.4327 |  | 1/1/2029 | 12/31/2099 |  | 0 | 0 | 2029 |  |  |  | 0 | 0 | Real 2021 ¦ 5/8/2023 1:03:19 PM | 7582 | 480 |  |  | 2322134 | 0 | 0 |  |  |  | 0
REF | ATC | 2029 | 8 | REF No Wind Portfolio | Area 1001 Gas CT 2029 | Area 1001 Gas CT 2029 | 209.578 | 229.1408 | 132.5419 |  | 0 |  |  |  | 24453.6797 |  |  | -1 | 11643788 | TCO |  | 1161067 |  | 62.8734 | 43246.8008 | 43246.8008 | 0 | -1 | 0 | 0 | 292.0599 | 13 | 7121 | 0.57843 | 37.2475 | 32294.8633 | 27.8148 | 10951.9395 | 9.4327 |  | 1/1/2029 | 12/31/2099 |  | 0 | 0 | 2029 |  |  |  | 0 | 0 | Real 2021 ¦ 5/8/2023 1:03:19 PM | 7583 | 240 |  |  | 1161067 | 0 | 0 |  |  |  | 0
REF | ATC | 2029 | 9 | Preferred Plan | Area 1001 Gas CT 2029 | Area 1001 Gas CT 2029 | 419.156 | 458.2816 | 265.0838 |  | 0 |  |  |  | 48907.3594 |  |  | -1 | 23287576 | TCO |  | 2322134 |  | 125.7468 | 86493.6016 | 86493.6016 | 0 | -1 | 0 | 0 | 584.1199 | 13 | 7121 | 0.57843 | 37.2475 | 64589.7266 | 27.8148 | 21903.8789 | 9.4327 |  | 1/1/2029 | 12/31/2099 |  | 0 | 0 | 2029 |  |  |  | 0 | 0 | Real 2021 ¦ 5/8/2023 1:03:19 PM | 7584 | 480 |  |  | 2322134 | 0 | 0 |  |  |  | 0
REF | ATC | 2029 | 8 | REF No Wind Portfolio | Area 1001 Solar 2026 | Area 1001 Solar 2026 | 22.8336 | 100 | 22.8336 |  | 0 |  |  |  | 15077.127 |  |  | -1 | 0 | Solar |  | 200022.6875 |  | 0 | 6452.937 | 6452.937 | 0 | -1 | 0 | 0 | 0 | 365 | 4383 | 0.22834 | 32.261 | -6581.8472 | -32.9055 | 13034.7842 | 65.1665 |  | 1/1/2026 | 12/31/2099 |  | 0 | 0 | 2029 |  |  |  | 0 | 0 | Real 2021 ¦ 5/8/2023 1:03:19 PM | 7585 | 100 |  |  | 200022.6875 | 0 | 0 |  |  |  | 0
REF | ATC | 2029 | 1 | REF Portfolio | Area 1001 Solar 2027 | Area 1001 Solar 2027 | 34.2505 | 150 | 34.2505 |  | 0 |  |  |  | 21831.2832 |  |  | -1 | 0 | Solar |  | 300034.0312 |  | 0 | 9679.4062 | 9679.4062 | 0 | -1 | 0 | 0 | 0 | 365 | 4383 | 0.22834 | 32.261 | -9872.7705 | -32.9055 | 19552.1758 | 65.1665 |  | 1/1/2027 | 12/31/2099 |  | 0 | 0 | 2029 |  |  |  | 0 | 0 | Real 2021 ¦ 5/8/2023 1:03:19 PM | 7586 | 150 |  |  | 300034.0312 | 0 | 0 |  |  |  | 0
REF | ATC | 2029 | 2 | REF-HC Portfolio | Area 1001 Solar 2027 | Area 1001 Solar 2027 | 22.8336 | 100 | 22.8336 |  | 0 |  |  |  | 14554.1885 |  |  | -1 | 0 | Solar |  | 200022.6875 |  | 0 | 6452.937 | 6452.937 | 0 | -1 | 0 | 0 | 0 | 365 | 4383 | 0.22834 | 32.261 | -6581.8472 | -32.9055 | 13034.7842 | 65.1665 |  | 1/1/2027 | 12/31/2099 |  | 0 | 0 | 2029 |  |  |  | 0 | 0 | Real 2021 ¦ 5/8/2023 1:03:19 PM | 7587 | 100 |  |  | 200022.6875 | 0 | 0 |  |  |  | 0
REF | ATC | 2029 | 3 | CETA Portfolio | Area 1001 Solar 2027 | Area 1001 Solar 2027 | 34.2505 | 150 | 34.2505 |  | 0 |  |  |  | 21831.2832 |  |  | -1 | 0 | Solar |  | 300034.0312 |  | 0 | 9679.4062 | 9679.4062 | 0 | -1 | 0 | 0 | 0 | 365 | 4383 | 0.22834 | 32.261 | -9872.7705 | -32.9055 | 19552.1758 | 65.1665 |  | 1/1/2027 | 12/31/2099 |  | 0 | 0 | 2029 |  |  |  | 0 | 0 | Real 2021 ¦ 5/8/2023 1:03:19 PM | 7588 | 150 |  |  | 300034.0312 | 0 | 0 |  |  |  | 0
REF | ATC | 2029 | 5 | NCR Portfolio | Area 1001 Solar 2027 | Area 1001 Solar 2027 | 11.4168 | 50 | 11.4168 |  | 0 |  |  |  | 7277.0942 |  |  | -1 | 0 | Solar |  | 100011.3438 |  | 0 | 3226.4685 | 3226.4685 | 0 | -1 | 0 | 0 | 0 | 365 | 4383 | 0.22834 | 32.261 | -3290.9236 | -32.9055 | 6517.3921 | 65.1665 |  | 1/1/2027 | 12/31/2099 |  | 0 | 0 | 2029 |  |  |  | 0 | 0 | Real 2021 ¦ 5/8/2023 1:03:19 PM | 7589 | 50 |  |  | 100011.3438 | 0 | 0 |  |  |  | 0
REF | ATC | 2029 | 6 | CC Portfolio | Area 1001 Solar 2027 | Area 1001 Solar 2027 | 34.2505 | 150 | 34.2505 |  | 0 |  |  |  | 21831.2832 |  |  | -1 | 0 | Solar |  | 300034.0312 |  | 0 | 9679.4062 | 9679.4062 | 0 | -1 | 0 | 0 | 0 | 365 | 4383 | 0.22834 | 32.261 | -9872.7705 | -32.9055 | 19552.1758 | 65.1665 |  | 1/1/2027 | 12/31/2099 |  | 0 | 0 | 2029 |  |  |  | 0 | 0 | Real 2021 ¦ 5/8/2023 1:03:19 PM | 7590 | 150 |  |  | 300034.0312 | 0 | 0 |  |  |  | 0
REF | ATC | 2029 | 7 | REF Mitchell Ext | Area 1001 Solar 2027 | Area 1001 Solar 2027 | 34.2505 | 150 | 34.2505 |  | 0 |  |  |  | 21831.2832 |  |  | -1 | 0 | Solar |  | 300034.0312 |  | 0 | 9679.4062 | 9679.4062 | 0 | -1 | 0 | 0 | 0 | 365 | 4383 | 0.22834 | 32.261 | -9872.7705 | -32.9055 | 19552.1758 | 65.1665 |  | 1/1/2027 | 12/31/2099 |  | 0 | 0 | 2029 |  |  |  | 0 | 0 | Real 2021 ¦ 5/8/2023 1:03:19 PM | 7591 | 150 |  |  | 300034.0312 | 0 | 0 |  |  |  | 0
REF | ATC | 2029 | 8 | REF No Wind Portfolio | Area 1001 Solar 2027 | Area 1001 Solar 2027 | 34.2505 | 150 | 34.2505 |  | 0 |  |  |  | 21831.2832 |  |  | -1 | 0 | Solar |  | 300034.0312 |  | 0 | 9679.4062 | 9679.4062 | 0 | -1 | 0 | 0 | 0 | 365 | 4383 | 0.22834 | 32.261 | -9872.7705 | -32.9055 | 19552.1758 | 65.1665 |  | 1/1/2027 | 12/31/2099 |  | 0 | 0 | 2029 |  |  |  | 0 | 0 | Real 2021 ¦ 5/8/2023 1:03:19 PM | 7592 | 150 |  |  | 300034.0312 | 0 | 0 |  |  |  | 0
REF | ATC | 2029 | 9 | Preferred Plan | Area 1001 Solar 2027 | Area 1001 Solar 2027 | 34.2505 | 150 | 34.2505 |  | 0 |  |  |  | 21831.2832 |  |  | -1 | 0 | Solar |  | 300034.0312 |  | 0 | 9679.4062 | 9679.4062 | 0 | -1 | 0 | 0 | 0 | 365 | 4383 | 0.22834 | 32.261 | -9872.7705 | -32.9055 | 19552.1758 | 65.1665 |  | 1/1/2027 | 12/31/2099 |  | 0 | 0 | 2029 |  |  |  | 0 | 0 | Real 2021 ¦ 5/8/2023 1:03:19 PM | 7593 | 150 |  |  | 300034.0312 | 0 | 0 |  |  |  | 0
REF | ATC | 2029 | 1 | REF Portfolio | Area 1001 Solar 2028 | Area 1001 Solar 2028 | 34.2505 | 150 | 34.2505 |  | 0 |  |  |  | 20972.5645 |  |  | -1 | 0 | Solar |  | 300034.0312 |  | 0 | 9679.4062 | 9679.4062 | 0 | -1 | 0 | 0 | 0 | 365 | 4383 | 0.22834 | 32.261 | -9872.7705 | -32.9055 | 19552.1758 | 65.1665 |  | 1/1/2028 | 12/31/2099 |  | 0 | 0 | 2029 |  |  |  | 0 | 0 | Real 2021 ¦ 5/8/2023 1:03:19 PM | 7594 | 150 |  |  | 300034.0312 | 0 | 0 |  |  |  | 0
REF | ATC | 2029 | 2 | REF-HC Portfolio | Area 1001 Solar 2028 | Area 1001 Solar 2028 | 34.2505 | 150 | 34.2505 |  | 0 |  |  |  | 20972.5645 |  |  | -1 | 0 | Solar |  | 300034.0312 |  | 0 | 9679.4062 | 9679.4062 | 0 | -1 | 0 | 0 | 0 | 365 | 4383 | 0.22834 | 32.261 | -9872.7705 | -32.9055 | 19552.1758 | 65.1665 |  | 1/1/2028 | 12/31/2099 |  | 0 | 0 | 2029 |  |  |  | 0 | 0 | Real 2021 ¦ 5/8/2023 1:03:19 PM | 7595 | 150 |  |  | 300034.0312 | 0 | 0 |  |  |  | 0
REF | ATC | 2029 | 3 | CETA Portfolio | Area 1001 Solar 2028 | Area 1001 Solar 2028 | 34.2505 | 150 | 34.2505 |  | 0 |  |  |  | 20972.5645 |  |  | -1 | 0 | Solar |  | 300034.0312 |  | 0 | 9679.4062 | 9679.4062 | 0 | -1 | 0 | 0 | 0 | 365 | 4383 | 0.22834 | 32.261 | -9872.7705 | -32.9055 | 19552.1758 | 65.1665 |  | 1/1/2028 | 12/31/2099 |  | 0 | 0 | 2029 |  |  |  | 0 | 0 | Real 2021 ¦ 5/8/2023 1:03:19 PM | 7596 | 150 |  |  | 300034.0312 | 0 | 0 |  |  |  | 0
REF | ATC | 2029 | 4 | ECR Portfolio | Area 1001 Solar 2028 | Area 1001 Solar 2028 | 34.2505 | 150 | 34.2505 |  | 0 |  |  |  | 20972.5645 |  |  | -1 | 0 | Solar |  | 300034.0312 |  | 0 | 9679.4062 | 9679.4062 | 0 | -1 | 0 | 0 | 0 | 365 | 4383 | 0.22834 | 32.261 | -9872.7705 | -32.9055 | 19552.1758 | 65.1665 |  | 1/1/2028 | 12/31/2099 |  | 0 | 0 | 2029 |  |  |  | 0 | 0 | Real 2021 ¦ 5/8/2023 1:03:19 PM | 7597 | 150 |  |  | 300034.0312 | 0 | 0 |  |  |  | 0
REF | ATC | 2029 | 5 | NCR Portfolio | Area 1001 Solar 2028 | Area 1001 Solar 2028 | 34.2505 | 150 | 34.2505 |  | 0 |  |  |  | 20972.5645 |  |  | -1 | 0 | Solar |  | 300034.0312 |  | 0 | 9679.4062 | 9679.4062 | 0 | -1 | 0 | 0 | 0 | 365 | 4383 | 0.22834 | 32.261 | -9872.7705 | -32.9055 | 19552.1758 | 65.1665 |  | 1/1/2028 | 12/31/2099 |  | 0 | 0 | 2029 |  |  |  | 0 | 0 | Real 2021 ¦ 5/8/2023 1:03:19 PM | 7598 | 150 |  |  | 300034.0312 | 0 | 0 |  |  |  | 0
REF | ATC | 2029 | 6 | CC Portfolio | Area 1001 Solar 2028 | Area 1001 Solar 2028 | 34.2505 | 150 | 34.2505 |  | 0 |  |  |  | 20972.5645 |  |  | -1 | 0 | Solar |  | 300034.0312 |  | 0 | 9679.4062 | 9679.4062 | 0 | -1 | 0 | 0 | 0 | 365 | 4383 | 0.22834 | 32.261 | -9872.7705 | -32.9055 | 19552.1758 | 65.1665 |  | 1/1/2028 | 12/31/2099 |  | 0 | 0 | 2029 |  |  |  | 0 | 0 | Real 2021 ¦ 5/8/2023 1:03:19 PM | 7599 | 150 |  |  | 300034.0312 | 0 | 0 |  |  |  | 0
REF | ATC | 2029 | 7 | REF Mitchell Ext | Area 1001 Solar 2028 | Area 1001 Solar 2028 | 34.2505 | 150 | 34.2505 |  | 0 |  |  |  | 20972.5645 |  |  | -1 | 0 | Solar |  | 300034.0312 |  | 0 | 9679.4062 | 9679.4062 | 0 | -1 | 0 | 0 | 0 | 365 | 4383 | 0.22834 | 32.261 | -9872.7705 | -32.9055 | 19552.1758 | 65.1665 |  | 1/1/2028 | 12/31/2099 |  | 0 | 0 | 2029 |  |  |  | 0 | 0 | Real 2021 ¦ 5/8/2023 1:03:19 PM | 7600 | 150 |  |  | 300034.0312 | 0 | 0 |  |  |  | 0
REF | ATC | 2029 | 8 | REF No Wind Portfolio | Area 1001 Solar 2028 | Area 1001 Solar 2028 | 34.2505 | 150 | 34.2505 |  | 0 |  |  |  | 20972.5645 |  |  | -1 | 0 | Solar |  | 300034.0312 |  | 0 | 9679.4062 | 9679.4062 | 0 | -1 | 0 | 0 | 0 | 365 | 4383 | 0.22834 | 32.261 | -9872.7705 | -32.9055 | 19552.1758 | 65.1665 |  | 1/1/2028 | 12/31/2099 |  | 0 | 0 | 2029 |  |  |  | 0 | 0 | Real 2021 ¦ 5/8/2023 1:03:19 PM | 7601 | 150 |  |  | 300034.0312 | 0 | 0 |  |  |  | 0
REF | ATC | 2029 | 9 | Preferred Plan | Area 1001 Solar 2028 | Area 1001 Solar 2028 | 34.2505 | 150 | 34.2505 |  | 0 |  |  |  | 20972.5645 |  |  | -1 | 0 | Solar |  | 300034.0312 |  | 0 | 9679.4062 | 9679.4062 | 0 | -1 | 0 | 0 | 0 | 365 | 4383 | 0.22834 | 32.261 | -9872.7705 | -32.9055 | 19552.1758 | 65.1665 |  | 1/1/2028 | 12/31/2099 |  | 0 | 0 | 2029 |  |  |  | 0 | 0 | Real 2021 ¦ 5/8/2023 1:03:19 PM | 7602 | 150 |  |  | 300034.0312 | 0 | 0 |  |  |  | 0
REF | ATC | 2029 | 1 | REF Portfolio | Area 1001 Solar 2029 | Area 1001 Solar 2029 | 22.8336 | 100 | 22.8336 |  | 0 |  |  |  | 13453.2666 |  |  | -1 | 0 | Solar |  | 200022.6875 |  | 0 | 6452.937 | 6452.937 | 0 | -1 | 0 | 0 | 0 | 365 | 4383 | 0.22834 | 32.261 | -6581.8472 | -32.9055 | 13034.7842 | 65.1665 |  | 1/1/2029 | 12/31/2099 |  | 0 | 0 | 2029 |  |  |  | 0 | 0 | Real 2021 ¦ 5/8/2023 1:03:19 PM | 7603 | 100 |  |  | 200022.6875 | 0 | 0 |  |  |  | 0
REF | ATC | 2029 | 3 | CETA Portfolio | Area 1001 Solar 2029 | Area 1001 Solar 2029 | 22.8336 | 100 | 22.8336 |  | 0 |  |  |  | 13453.2666 |  |  | -1 | 0 | Solar |  | 200022.6875 |  | 0 | 6452.937 | 6452.937 | 0 | -1 | 0 | 0 | 0 | 365 | 4383 | 0.22834 | 32.261 | -6581.8472 | -32.9055 | 13034.7842 | 65.1665 |  | 1/1/2029 | 12/31/2099 |  | 0 | 0 | 2029 |  |  |  | 0 | 0 | Real 2021 ¦ 5/8/2023 1:03:19 PM | 7604 | 100 |  |  | 200022.6875 | 0 | 0 |  |  |  | 0
REF | ATC | 2029 | 4 | ECR Portfolio | Area 1001 Solar 2029 | Area 1001 Solar 2029 | 34.2505 | 150 | 34.2505 |  | 0 |  |  |  | 20179.9004 |  |  | -1 | 0 | Solar |  | 300034.0312 |  | 0 | 9679.4062 | 9679.4062 | 0 | -1 | 0 | 0 | 0 | 365 | 4383 | 0.22834 | 32.261 | -9872.7705 | -32.9055 | 19552.1758 | 65.1665 |  | 1/1/2029 | 12/31/2099 |  | 0 | 0 | 2029 |  |  |  | 0 | 0 | Real 2021 ¦ 5/8/2023 1:03:19 PM | 7605 | 150 |  |  | 300034.0312 | 0 | 0 |  |  |  | 0
REF | ATC | 2029 | 6 | CC Portfolio | Area 1001 Solar 2029 | Area 1001 Solar 2029 | 22.8336 | 100 | 22.8336 |  | 0 |  |  |  | 13453.2666 |  |  | -1 | 0 | Solar |  | 200022.6875 |  | 0 | 6452.937 | 6452.937 | 0 | -1 | 0 | 0 | 0 | 365 | 4383 | 0.22834 | 32.261 | -6581.8472 | -32.9055 | 13034.7842 | 65.1665 |  | 1/1/2029 | 12/31/2099 |  | 0 | 0 | 2029 |  |  |  | 0 | 0 | Real 2021 ¦ 5/8/2023 1:03:19 PM | 7606 | 100 |  |  | 200022.6875 | 0 | 0 |  |  |  | 0
REF | ATC | 2029 | 7 | REF Mitchell Ext | Area 1001 Solar 2029 | Area 1001 Solar 2029 | 22.8336 | 100 | 22.8336 |  | 0 |  |  |  | 13453.2666 |  |  | -1 | 0 | Solar |  | 200022.6875 |  | 0 | 6452.937 | 6452.937 | 0 | -1 | 0 | 0 | 0 | 365 | 4383 | 0.22834 | 32.261 | -6581.8472 | -32.9055 | 13034.7842 | 65.1665 |  | 1/1/2029 | 12/31/2099 |  | 0 | 0 | 2029 |  |  |  | 0 | 0 | Real 2021 ¦ 5/8/2023 1:03:19 PM | 7607 | 100 |  |  | 200022.6875 | 0 | 0 |  |  |  | 0
REF | ATC | 2029 | 8 | REF No Wind Portfolio | Area 1001 Solar 2029 | Area 1001 Solar 2029 | 34.2505 | 150 | 34.2505 |  | 0 |  |  |  | 20179.9004 |  |  | -1 | 0 | Solar |  | 300034.0312 |  | 0 | 9679.4062 | 9679.4062 | 0 | -1 | 0 | 0 | 0 | 365 | 4383 | 0.22834 | 32.261 | -9872.7705 | -32.9055 | 19552.1758 | 65.1665 |  | 1/1/2029 | 12/31/2099 |  | 0 | 0 | 2029 |  |  |  | 0 | 0 | Real 2021 ¦ 5/8/2023 1:03:19 PM | 7608 | 150 |  |  | 300034.0312 | 0 | 0 |  |  |  | 0
REF | ATC | 2029 | 9 | Preferred Plan | Area 1001 Solar 2029 | Area 1001 Solar 2029 | 22.8336 | 100 | 22.8336 |  | 0 |  |  |  | 13453.2666 |  |  | -1 | 0 | Solar |  | 200022.6875 |  | 0 | 6452.937 | 6452.937 | 0 | -1 | 0 | 0 | 0 | 365 | 4383 | 0.22834 | 32.261 | -6581.8472 | -32.9055 | 13034.7842 | 65.1665 |  | 1/1/2029 | 12/31/2099 |  | 0 | 0 | 2029 |  |  |  | 0 | 0 | Real 2021 ¦ 5/8/2023 1:03:19 PM | 7609 | 100 |  |  | 200022.6875 | 0 | 0 |  |  |  | 0
REF | ATC | 2029 | 3 | CETA Portfolio | Area 1001 Solar 2030 | Area 1001 Solar 2030 | 0 | 0 | 0 |  | 0 |  |  |  | 0 |  |  | -1 | 0 | Solar |  | 0 |  | 0 | 0 | 0 | 0 | -1 | 0 | 0 | 0 | 0 | 0 |  |  | 0 |  | 0 |  |  | 1/1/2030 | 12/31/2099 |  | 0 | 0 | 2029 |  |  |  | 0 | 0 | Real 2021 ¦ 5/8/2023 1:03:19 PM | 7610 | 0 |  |  | 0 | 0 | 0 |  |  |  | 0
REF | ATC | 2029 | 8 | REF No Wind Portfolio | Area 1001 Solar 2030 | Area 1001 Solar 2030 | 0 | 0 | 0 |  | 0 |  |  |  | 0 |  |  | -1 | 0 | Solar |  | 0 |  | 0 | 0 | 0 | 0 | -1 | 0 | 0 | 0 | 0 | 0 |  |  | 0 |  | 0 |  |  | 1/1/2030 | 12/31/2099 |  | 0 | 0 | 2029 |  |  |  | 0 | 0 | Real 2021 ¦ 5/8/2023 1:03:19 PM | 7611 | 0 |  |  | 0 | 0 | 0 |  |  |  | 0
REF | ATC | 2029 | 4 | ECR Portfolio | Area 1001 Solar 2031 | Area 1001 Solar 2031 | 0 | 0 | 0 |  | 0 |  |  |  | 0 |  |  | -1 | 0 | Solar |  | 0 |  | 0 | 0 | 0 | 0 | -1 | 0 | 0 | 0 | 0 | 0 |  |  | 0 |  | 0 |  |  | 1/1/2031 | 12/31/2099 |  | 0 | 0 | 2029 |  |  |  | 0 | 0 | Real 2021 ¦ 5/8/2023 1:03:19 PM | 7612 | 0 |  |  | 0 | 0 | 0 |  |  |  | 0
REF | ATC | 2029 | 8 | REF No Wind Portfolio | Area 1001 Solar 2031 | Area 1001 Solar 2031 | 0 | 0 | 0 |  | 0 |  |  |  | 0 |  |  | -1 | 0 | Solar |  | 0 |  | 0 | 0 | 0 | 0 | -1 | 0 | 0 | 0 | 0 | 0 |  |  | 0 |  | 0 |  |  | 1/1/2031 | 12/31/2099 |  | 0 | 0 | 2029 |  |  |  | 0 | 0 | Real 2021 ¦ 5/8/2023 1:03:19 PM | 7613 | 0 |  |  | 0 | 0 | 0 |  |  |  | 0
REF | ATC | 2029 | 3 | CETA Portfolio | Area 1001 Solar 2032 | Area 1001 Solar 2032 | 0 | 0 | 0 |  | 0 |  |  |  | 0 |  |  | -1 | 0 | Solar |  | 0 |  | 0 | 0 | 0 | 0 | -1 | 0 | 0 | 0 | 0 | 0 |  |  | 0 |  | 0 |  |  | 1/1/2032 | 12/31/2099 |  | 0 | 0 | 2029 |  |  |  | 0 | 0 | Real 2021 ¦ 5/8/2023 1:03:19 PM | 7614 | 0 |  |  | 0 | 0 | 0 |  |  |  | 0
REF | ATC | 2029 | 4 | ECR Portfolio | Area 1001 Solar 2032 | Area 1001 Solar 2032 | 0 | 0 | 0 |  | 0 |  |  |  | 0 |  |  | -1 | 0 | Solar |  | 0 |  | 0 | 0 | 0 | 0 | -1 | 0 | 0 | 0 | 0 | 0 |  |  | 0 |  | 0 |  |  | 1/1/2032 | 12/31/2099 |  | 0 | 0 | 2029 |  |  |  | 0 | 0 | Real 2021 ¦ 5/8/2023 1:03:19 PM | 7615 | 0 |  |  | 0 | 0 | 0 |  |  |  | 0
REF | ATC | 2029 | 8 | REF No Wind Portfolio | Area 1001 Solar 2032 | Area 1001 Solar 2032 | 0 | 0 | 0 |  | 0 |  |  |  | 0 |  |  | -1 | 0 | Solar |  | 0 |  | 0 | 0 | 0 | 0 | -1 | 0 | 0 | 0 | 0 | 0 |  |  | 0 |  | 0 |  |  | 1/1/2032 | 12/31/2099 |  | 0 | 0 | 2029 |  |  |  | 0 | 0 | Real 2021 ¦ 5/8/2023 1:03:19 PM | 7616 | 0 |  |  | 0 | 0 | 0 |  |  |  | 0
REF | ATC | 2029 | 8 | REF No Wind Portfolio | Area 1001 Solar 2035 | Area 1001 Solar 2035 | 0 | 0 | 0 |  | 0 |  |  |  | 0 |  |  | -1 | 0 | Solar |  | 0 |  | 0 | 0 | 0 | 0 | -1 | 0 | 0 | 0 | 0 | 0 |  |  | 0 |  | 0 |  |  | 1/1/2035 | 12/31/2099 |  | 0 | 0 | 2029 |  |  |  | 0 | 0 | Real 2021 ¦ 5/8/2023 1:03:19 PM | 7617 | 0 |  |  | 0 | 0 | 0 |  |  |  | 0
REF | ATC | 2029 | 4 | ECR Portfolio | Area 1001 Solar 2036 | Area 1001 Solar 2036 | 0 | 0 | 0 |  | 0 |  |  |  | 0 |  |  | -1 | 0 | Solar |  | 0 |  | 0 | 0 | 0 | 0 | -1 | 0 | 0 | 0 | 0 | 0 |  |  | 0 |  | 0 |  |  | 1/1/2036 | 12/31/2099 |  | 0 | 0 | 2029 |  |  |  | 0 | 0 | Real 2021 ¦ 5/8/2023 1:03:19 PM | 7618 | 0 |  |  | 0 | 0 | 0 |  |  |  | 0
REF | ATC | 2029 | 1 | REF Portfolio | Area 1001 Solar 2037 | Area 1001 Solar 2037 | 0 | 0 | 0 |  | 0 |  |  |  | 0 |  |  | -1 | 0 | Solar |  | 0 |  | 0 | 0 | 0 | 0 | -1 | 0 | 0 | 0 | 0 | 0 |  |  | 0 |  | 0 |  |  | 1/1/2037 | 12/31/2099 |  | 0 | 0 | 2029 |  |  |  | 0 | 0 | Real 2021 ¦ 5/8/2023 1:03:19 PM | 7619 | 0 |  |  | 0 | 0 | 0 |  |  |  | 0
REF | ATC | 2029 | 3 | CETA Portfolio | Area 1001 Solar 2037 | Area 1001 Solar 2037 | 0 | 0 | 0 |  | 0 |  |  |  | 0 |  |  | -1 | 0 | Solar |  | 0 |  | 0 | 0 | 0 | 0 | -1 | 0 | 0 | 0 | 0 | 0 |  |  | 0 |  | 0 |  |  | 1/1/2037 | 12/31/2099 |  | 0 | 0 | 2029 |  |  |  | 0 | 0 | Real 2021 ¦ 5/8/2023 1:03:19 PM | 7620 | 0 |  |  | 0 | 0 | 0 |  |  |  | 0
REF | ATC | 2029 | 7 | REF Mitchell Ext | Area 1001 Solar 2037 | Area 1001 Solar 2037 | 0 | 0 | 0 |  | 0 |  |  |  | 0 |  |  | -1 | 0 | Solar |  | 0 |  | 0 | 0 | 0 | 0 | -1 | 0 | 0 | 0 | 0 | 0 |  |  | 0 |  | 0 |  |  | 1/1/2037 | 12/31/2099 |  | 0 | 0 | 2029 |  |  |  | 0 | 0 | Real 2021 ¦ 5/8/2023 1:03:19 PM | 7621 | 0 |  |  | 0 | 0 | 0 |  |  |  | 0
REF | ATC | 2029 | 8 | REF No Wind Portfolio | Area 1001 Solar 2037 | Area 1001 Solar 2037 | 0 | 0 | 0 |  | 0 |  |  |  | 0 |  |  | -1 | 0 | Solar |  | 0 |  | 0 | 0 | 0 | 0 | -1 | 0 | 0 | 0 | 0 | 0 |  |  | 0 |  | 0 |  |  | 1/1/2037 | 12/31/2099 |  | 0 | 0 | 2029 |  |  |  | 0 | 0 | Real 2021 ¦ 5/8/2023 1:03:19 PM | 7622 | 0 |  |  | 0 | 0 | 0 |  |  |  | 0
REF | ATC | 2029 | 1 | REF Portfolio | Area 1001 Wind 2026 | Area 1001 Wind 2026 | 34.6852 | 100 | 34.6852 |  | 0 |  |  |  | 18154.2031 |  |  | -1 | 0 | Wind |  | 303842.1562 |  | 0 | 10260.4727 | 10260.4727 | 0 | -1 | 0 | 0 | 0 | 0 | 8760 | 0.34685 | 33.7691 | -9998.0791 | -32.9055 | 20258.5508 | 66.6746 |  | 1/1/2026 | 12/31/2099 |  | 0 | 0 | 2029 |  |  |  | 0 | 0 | Real 2021 ¦ 5/8/2023 1:03:19 PM | 7623 | 100 |  |  | 303842.1562 | 0 | 0 |  |  |  | 0
REF | ATC | 2029 | 2 | REF-HC Portfolio | Area 1001 Wind 2026 | Area 1001 Wind 2026 | 34.6852 | 100 | 34.6852 |  | 0 |  |  |  | 18154.2031 |  |  | -1 | 0 | Wind |  | 303842.1562 |  | 0 | 10260.4727 | 10260.4727 | 0 | -1 | 0 | 0 | 0 | 0 | 8760 | 0.34685 | 33.7691 | -9998.0791 | -32.9055 | 20258.5508 | 66.6746 |  | 1/1/2026 | 12/31/2099 |  | 0 | 0 | 2029 |  |  |  | 0 | 0 | Real 2021 ¦ 5/8/2023 1:03:19 PM | 7624 | 100 |  |  | 303842.1562 | 0 | 0 |  |  |  | 0
REF | ATC | 2029 | 3 | CETA Portfolio | Area 1001 Wind 2026 | Area 1001 Wind 2026 | 34.6852 | 100 | 34.6852 |  | 0 |  |  |  | 18154.2031 |  |  | -1 | 0 | Wind |  | 303842.1562 |  | 0 | 10260.4727 | 10260.4727 | 0 | -1 | 0 | 0 | 0 | 0 | 8760 | 0.34685 | 33.7691 | -9998.0791 | -32.9055 | 20258.5508 | 66.6746 |  | 1/1/2026 | 12/31/2099 |  | 0 | 0 | 2029 |  |  |  | 0 | 0 | Real 2021 ¦ 5/8/2023 1:03:19 PM | 7625 | 100 |  |  | 303842.1562 | 0 | 0 |  |  |  | 0
REF | ATC | 2029 | 4 | ECR Portfolio | Area 1001 Wind 2026 | Area 1001 Wind 2026 | 34.6852 | 100 | 34.6852 |  | 0 |  |  |  | 18154.2031 |  |  | -1 | 0 | Wind |  | 303842.1562 |  | 0 | 10260.4727 | 10260.4727 | 0 | -1 | 0 | 0 | 0 | 0 | 8760 | 0.34685 | 33.7691 | -9998.0791 | -32.9055 | 20258.5508 | 66.6746 |  | 1/1/2026 | 12/31/2099 |  | 0 | 0 | 2029 |  |  |  | 0 | 0 | Real 2021 ¦ 5/8/2023 1:03:19 PM | 7626 | 100 |  |  | 303842.1562 | 0 | 0 |  |  |  | 0
REF | ATC | 2029 | 5 | NCR Portfolio | Area 1001 Wind 2026 | Area 1001 Wind 2026 | 34.6852 | 100 | 34.6852 |  | 0 |  |  |  | 18154.2031 |  |  | -1 | 0 | Wind |  | 303842.1562 |  | 0 | 10260.4727 | 10260.4727 | 0 | -1 | 0 | 0 | 0 | 0 | 8760 | 0.34685 | 33.7691 | -9998.0791 | -32.9055 | 20258.5508 | 66.6746 |  | 1/1/2026 | 12/31/2099 |  | 0 | 0 | 2029 |  |  |  | 0 | 0 | Real 2021 ¦ 5/8/2023 1:03:19 PM | 7627 | 100 |  |  | 303842.1562 | 0 | 0 |  |  |  | 0
REF | ATC | 2029 | 6 | CC Portfolio | Area 1001 Wind 2026 | Area 1001 Wind 2026 | 34.6852 | 100 | 34.6852 |  | 0 |  |  |  | 18154.2031 |  |  | -1 | 0 | Wind |  | 303842.1562 |  | 0 | 10260.4727 | 10260.4727 | 0 | -1 | 0 | 0 | 0 | 0 | 8760 | 0.34685 | 33.7691 | -9998.0791 | -32.9055 | 20258.5508 | 66.6746 |  | 1/1/2026 | 12/31/2099 |  | 0 | 0 | 2029 |  |  |  | 0 | 0 | Real 2021 ¦ 5/8/2023 1:03:19 PM | 7628 | 100 |  |  | 303842.1562 | 0 | 0 |  |  |  | 0
REF | ATC | 2029 | 7 | REF Mitchell Ext | Area 1001 Wind 2026 | Area 1001 Wind 2026 | 34.6852 | 100 | 34.6852 |  | 0 |  |  |  | 18154.2031 |  |  | -1 | 0 | Wind |  | 303842.1562 |  | 0 | 10260.4727 | 10260.4727 | 0 | -1 | 0 | 0 | 0 | 0 | 8760 | 0.34685 | 33.7691 | -9998.0791 | -32.9055 | 20258.5508 | 66.6746 |  | 1/1/2026 | 12/31/2099 |  | 0 | 0 | 2029 |  |  |  | 0 | 0 | Real 2021 ¦ 5/8/2023 1:03:19 PM | 7629 | 100 |  |  | 303842.1562 | 0 | 0 |  |  |  | 0
REF | ATC | 2029 | 9 | Preferred Plan | Area 1001 Wind 2026 | Area 1001 Wind 2026 | 34.6852 | 100 | 34.6852 |  | 0 |  |  |  | 18154.2031 |  |  | -1 | 0 | Wind |  | 303842.1562 |  | 0 | 10260.4727 | 10260.4727 | 0 | -1 | 0 | 0 | 0 | 0 | 8760 | 0.34685 | 33.7691 | -9998.0791 | -32.9055 | 20258.5508 | 66.6746 |  | 1/1/2026 | 12/31/2099 |  | 0 | 0 | 2029 |  |  |  | 0 | 0 | Real 2021 ¦ 5/8/2023 1:03:19 PM | 7630 | 100 |  |  | 303842.1562 | 0 | 0 |  |  |  | 0
REF | ATC | 2029 | 1 | REF Portfolio | Area 1001 Wind 2027 | Area 1001 Wind 2027 | 34.6852 | 100 | 34.6852 |  | 0 |  |  |  | 17664.293 |  |  | -1 | 0 | Wind |  | 303842.1562 |  | 0 | 10260.4727 | 10260.4727 | 0 | -1 | 0 | 0 | 0 | 0 | 8760 | 0.34685 | 33.7691 | -9998.0791 | -32.9055 | 20258.5508 | 66.6746 |  | 1/1/2027 | 12/31/2099 |  | 0 | 0 | 2029 |  |  |  | 0 | 0 | Real 2021 ¦ 5/8/2023 1:03:19 PM | 7631 | 100 |  |  | 303842.1562 | 0 | 0 |  |  |  | 0
REF | ATC | 2029 | 2 | REF-HC Portfolio | Area 1001 Wind 2027 | Area 1001 Wind 2027 | 34.6852 | 100 | 34.6852 |  | 0 |  |  |  | 17664.293 |  |  | -1 | 0 | Wind |  | 303842.1562 |  | 0 | 10260.4727 | 10260.4727 | 0 | -1 | 0 | 0 | 0 | 0 | 8760 | 0.34685 | 33.7691 | -9998.0791 | -32.9055 | 20258.5508 | 66.6746 |  | 1/1/2027 | 12/31/2099 |  | 0 | 0 | 2029 |  |  |  | 0 | 0 | Real 2021 ¦ 5/8/2023 1:03:19 PM | 7632 | 100 |  |  | 303842.1562 | 0 | 0 |  |  |  | 0
REF | ATC | 2029 | 3 | CETA Portfolio | Area 1001 Wind 2027 | Area 1001 Wind 2027 | 34.6852 | 100 | 34.6852 |  | 0 |  |  |  | 17664.293 |  |  | -1 | 0 | Wind |  | 303842.1562 |  | 0 | 10260.4727 | 10260.4727 | 0 | -1 | 0 | 0 | 0 | 0 | 8760 | 0.34685 | 33.7691 | -9998.0791 | -32.9055 | 20258.5508 | 66.6746 |  | 1/1/2027 | 12/31/2099 |  | 0 | 0 | 2029 |  |  |  | 0 | 0 | Real 2021 ¦ 5/8/2023 1:03:19 PM | 7633 | 100 |  |  | 303842.1562 | 0 | 0 |  |  |  | 0
REF | ATC | 2029 | 4 | ECR Portfolio | Area 1001 Wind 2027 | Area 1001 Wind 2027 | 34.6852 | 100 | 34.6852 |  | 0 |  |  |  | 17664.293 |  |  | -1 | 0 | Wind |  | 303842.1562 |  | 0 | 10260.4727 | 10260.4727 | 0 | -1 | 0 | 0 | 0 | 0 | 8760 | 0.34685 | 33.7691 | -9998.0791 | -32.9055 | 20258.5508 | 66.6746 |  | 1/1/2027 | 12/31/2099 |  | 0 | 0 | 2029 |  |  |  | 0 | 0 | Real 2021 ¦ 5/8/2023 1:03:19 PM | 7634 | 100 |  |  | 303842.1562 | 0 | 0 |  |  |  | 0
REF | ATC | 2029 | 5 | NCR Portfolio | Area 1001 Wind 2027 | Area 1001 Wind 2027 | 34.6852 | 100 | 34.6852 |  | 0 |  |  |  | 17664.293 |  |  | -1 | 0 | Wind |  | 303842.1562 |  | 0 | 10260.4727 | 10260.4727 | 0 | -1 | 0 | 0 | 0 | 0 | 8760 | 0.34685 | 33.7691 | -9998.0791 | -32.9055 | 20258.5508 | 66.6746 |  | 1/1/2027 | 12/31/2099 |  | 0 | 0 | 2029 |  |  |  | 0 | 0 | Real 2021 ¦ 5/8/2023 1:03:19 PM | 7635 | 100 |  |  | 303842.1562 | 0 | 0 |  |  |  | 0
REF | ATC | 2029 | 6 | CC Portfolio | Area 1001 Wind 2027 | Area 1001 Wind 2027 | 34.6852 | 100 | 34.6852 |  | 0 |  |  |  | 17664.293 |  |  | -1 | 0 | Wind |  | 303842.1562 |  | 0 | 10260.4727 | 10260.4727 | 0 | -1 | 0 | 0 | 0 | 0 | 8760 | 0.34685 | 33.7691 | -9998.0791 | -32.9055 | 20258.5508 | 66.6746 |  | 1/1/2027 | 12/31/2099 |  | 0 | 0 | 2029 |  |  |  | 0 | 0 | Real 2021 ¦ 5/8/2023 1:03:19 PM | 7636 | 100 |  |  | 303842.1562 | 0 | 0 |  |  |  | 0
REF | ATC | 2029 | 7 | REF Mitchell Ext | Area 1001 Wind 2027 | Area 1001 Wind 2027 | 34.6852 | 100 | 34.6852 |  | 0 |  |  |  | 17664.293 |  |  | -1 | 0 | Wind |  | 303842.1562 |  | 0 | 10260.4727 | 10260.4727 | 0 | -1 | 0 | 0 | 0 | 0 | 8760 | 0.34685 | 33.7691 | -9998.0791 | -32.9055 | 20258.5508 | 66.6746 |  | 1/1/2027 | 12/31/2099 |  | 0 | 0 | 2029 |  |  |  | 0 | 0 | Real 2021 ¦ 5/8/2023 1:03:19 PM | 7637 | 100 |  |  | 303842.1562 | 0 | 0 |  |  |  | 0
REF | ATC | 2029 | 9 | Preferred Plan | Area 1001 Wind 2027 | Area 1001 Wind 2027 | 34.6852 | 100 | 34.6852 |  | 0 |  |  |  | 17664.293 |  |  | -1 | 0 | Wind |  | 303842.1562 |  | 0 | 10260.4727 | 10260.4727 | 0 | -1 | 0 | 0 | 0 | 0 | 8760 | 0.34685 | 33.7691 | -9998.0791 | -32.9055 | 20258.5508 | 66.6746 |  | 1/1/2027 | 12/31/2099 |  | 0 | 0 | 2029 |  |  |  | 0 | 0 | Real 2021 ¦ 5/8/2023 1:03:19 PM | 7638 | 100 |  |  | 303842.1562 | 0 | 0 |  |  |  | 0
REF | ATC | 2029 | 1 | REF Portfolio | Area 1001 Wind 2028 | Area 1001 Wind 2028 | 34.6852 | 100 | 34.6852 |  | 0 |  |  |  | 17124.8418 |  |  | -1 | 0 | Wind |  | 303842.1562 |  | 0 | 10260.4727 | 10260.4727 | 0 | -1 | 0 | 0 | 0 | 0 | 8760 | 0.34685 | 33.7691 | -9998.0791 | -32.9055 | 20258.5508 | 66.6746 |  | 1/1/2028 | 12/31/2099 |  | 0 | 0 | 2029 |  |  |  | 0 | 0 | Real 2021 ¦ 5/8/2023 1:03:19 PM | 7639 | 100 |  |  | 303842.1562 | 0 | 0 |  |  |  | 0
REF | ATC | 2029 | 2 | REF-HC Portfolio | Area 1001 Wind 2028 | Area 1001 Wind 2028 | 34.6852 | 100 | 34.6852 |  | 0 |  |  |  | 17124.8418 |  |  | -1 | 0 | Wind |  | 303842.1562 |  | 0 | 10260.4727 | 10260.4727 | 0 | -1 | 0 | 0 | 0 | 0 | 8760 | 0.34685 | 33.7691 | -9998.0791 | -32.9055 | 20258.5508 | 66.6746 |  | 1/1/2028 | 12/31/2099 |  | 0 | 0 | 2029 |  |  |  | 0 | 0 | Real 2021 ¦ 5/8/2023 1:03:19 PM | 7640 | 100 |  |  | 303842.1562 | 0 | 0 |  |  |  | 0
REF | ATC | 2029 | 3 | CETA Portfolio | Area 1001 Wind 2028 | Area 1001 Wind 2028 | 34.6852 | 100 | 34.6852 |  | 0 |  |  |  | 17124.8418 |  |  | -1 | 0 | Wind |  | 303842.1562 |  | 0 | 10260.4727 | 10260.4727 | 0 | -1 | 0 | 0 | 0 | 0 | 8760 | 0.34685 | 33.7691 | -9998.0791 | -32.9055 | 20258.5508 | 66.6746 |  | 1/1/2028 | 12/31/2099 |  | 0 | 0 | 2029 |  |  |  | 0 | 0 | Real 2021 ¦ 5/8/2023 1:03:19 PM | 7641 | 100 |  |  | 303842.1562 | 0 | 0 |  |  |  | 0
REF | ATC | 2029 | 4 | ECR Portfolio | Area 1001 Wind 2028 | Area 1001 Wind 2028 | 34.6852 | 100 | 34.6852 |  | 0 |  |  |  | 17124.8418 |  |  | -1 | 0 | Wind |  | 303842.1562 |  | 0 | 10260.4727 | 10260.4727 | 0 | -1 | 0 | 0 | 0 | 0 | 8760 | 0.34685 | 33.7691 | -9998.0791 | -32.9055 | 20258.5508 | 66.6746 |  | 1/1/2028 | 12/31/2099 |  | 0 | 0 | 2029 |  |  |  | 0 | 0 | Real 2021 ¦ 5/8/2023 1:03:19 PM | 7642 | 100 |  |  | 303842.1562 | 0 | 0 |  |  |  | 0
REF | ATC | 2029 | 5 | NCR Portfolio | Area 1001 Wind 2028 | Area 1001 Wind 2028 | 34.6852 | 100 | 34.6852 |  | 0 |  |  |  | 17124.8418 |  |  | -1 | 0 | Wind |  | 303842.1562 |  | 0 | 10260.4727 | 10260.4727 | 0 | -1 | 0 | 0 | 0 | 0 | 8760 | 0.34685 | 33.7691 | -9998.0791 | -32.9055 | 20258.5508 | 66.6746 |  | 1/1/2028 | 12/31/2099 |  | 0 | 0 | 2029 |  |  |  | 0 | 0 | Real 2021 ¦ 5/8/2023 1:03:19 PM | 7643 | 100 |  |  | 303842.1562 | 0 | 0 |  |  |  | 0
REF | ATC | 2029 | 6 | CC Portfolio | Area 1001 Wind 2028 | Area 1001 Wind 2028 | 34.6852 | 100 | 34.6852 |  | 0 |  |  |  | 17124.8418 |  |  | -1 | 0 | Wind |  | 303842.1562 |  | 0 | 10260.4727 | 10260.4727 | 0 | -1 | 0 | 0 | 0 | 0 | 8760 | 0.34685 | 33.7691 | -9998.0791 | -32.9055 | 20258.5508 | 66.6746 |  | 1/1/2028 | 12/31/2099 |  | 0 | 0 | 2029 |  |  |  | 0 | 0 | Real 2021 ¦ 5/8/2023 1:03:19 PM | 7644 | 100 |  |  | 303842.1562 | 0 | 0 |  |  |  | 0
REF | ATC | 2029 | 7 | REF Mitchell Ext | Area 1001 Wind 2028 | Area 1001 Wind 2028 | 34.6852 | 100 | 34.6852 |  | 0 |  |  |  | 17124.8418 |  |  | -1 | 0 | Wind |  | 303842.1562 |  | 0 | 10260.4727 | 10260.4727 | 0 | -1 | 0 | 0 | 0 | 0 | 8760 | 0.34685 | 33.7691 | -9998.0791 | -32.9055 | 20258.5508 | 66.6746 |  | 1/1/2028 | 12/31/2099 |  | 0 | 0 | 2029 |  |  |  | 0 | 0 | Real 2021 ¦ 5/8/2023 1:03:19 PM | 7645 | 100 |  |  | 303842.1562 | 0 | 0 |  |  |  | 0
REF | ATC | 2029 | 9 | Preferred Plan | Area 1001 Wind 2028 | Area 1001 Wind 2028 | 34.6852 | 100 | 34.6852 |  | 0 |  |  |  | 17124.8418 |  |  | -1 | 0 | Wind |  | 303842.1562 |  | 0 | 10260.4727 | 10260.4727 | 0 | -1 | 0 | 0 | 0 | 0 | 8760 | 0.34685 | 33.7691 | -9998.0791 | -32.9055 | 20258.5508 | 66.6746 |  | 1/1/2028 | 12/31/2099 |  | 0 | 0 | 2029 |  |  |  | 0 | 0 | Real 2021 ¦ 5/8/2023 1:03:19 PM | 7646 | 100 |  |  | 303842.1562 | 0 | 0 |  |  |  | 0
REF | ATC | 2029 | 1 | REF Portfolio | Area 1001 Wind 2029 | Area 1001 Wind 2029 | 34.6852 | 100 | 34.6852 |  | 0 |  |  |  | 16640.4355 |  |  | -1 | 0 | Wind |  | 303842.1562 |  | 0 | 10260.4727 | 10260.4727 | 0 | -1 | 0 | 0 | 0 | 1 | 8760 | 0.34685 | 33.7691 | -9998.0791 | -32.9055 | 20258.5508 | 66.6746 |  | 1/1/2029 | 12/31/2099 |  | 0 | 0 | 2029 |  |  |  | 0 | 0 | Real 2021 ¦ 5/8/2023 1:03:19 PM | 7647 | 100 |  |  | 303842.1562 | 0 | 0 |  |  |  | 0
REF | ATC | 2029 | 2 | REF-HC Portfolio | Area 1001 Wind 2029 | Area 1001 Wind 2029 | 34.6852 | 100 | 34.6852 |  | 0 |  |  |  | 16640.4355 |  |  | -1 | 0 | Wind |  | 303842.1562 |  | 0 | 10260.4727 | 10260.4727 | 0 | -1 | 0 | 0 | 0 | 1 | 8760 | 0.34685 | 33.7691 | -9998.0791 | -32.9055 | 20258.5508 | 66.6746 |  | 1/1/2029 | 12/31/2099 |  | 0 | 0 | 2029 |  |  |  | 0 | 0 | Real 2021 ¦ 5/8/2023 1:03:19 PM | 7648 | 100 |  |  | 303842.1562 | 0 | 0 |  |  |  | 0
REF | ATC | 2029 | 3 | CETA Portfolio | Area 1001 Wind 2029 | Area 1001 Wind 2029 | 34.6852 | 100 | 34.6852 |  | 0 |  |  |  | 16640.4355 |  |  | -1 | 0 | Wind |  | 303842.1562 |  | 0 | 10260.4727 | 10260.4727 | 0 | -1 | 0 | 0 | 0 | 1 | 8760 | 0.34685 | 33.7691 | -9998.0791 | -32.9055 | 20258.5508 | 66.6746 |  | 1/1/2029 | 12/31/2099 |  | 0 | 0 | 2029 |  |  |  | 0 | 0 | Real 2021 ¦ 5/8/2023 1:03:19 PM | 7649 | 100 |  |  | 303842.1562 | 0 | 0 |  |  |  | 0
REF | ATC | 2029 | 4 | ECR Portfolio | Area 1001 Wind 2029 | Area 1001 Wind 2029 | 34.6852 | 100 | 34.6852 |  | 0 |  |  |  | 16640.4355 |  |  | -1 | 0 | Wind |  | 303842.1562 |  | 0 | 10260.4727 | 10260.4727 | 0 | -1 | 0 | 0 | 0 | 1 | 8760 | 0.34685 | 33.7691 | -9998.0791 | -32.9055 | 20258.5508 | 66.6746 |  | 1/1/2029 | 12/31/2099 |  | 0 | 0 | 2029 |  |  |  | 0 | 0 | Real 2021 ¦ 5/8/2023 1:03:19 PM | 7650 | 100 |  |  | 303842.1562 | 0 | 0 |  |  |  | 0
REF | ATC | 2029 | 7 | REF Mitchell Ext | Area 1001 Wind 2029 | Area 1001 Wind 2029 | 34.6852 | 100 | 34.6852 |  | 0 |  |  |  | 16640.4355 |  |  | -1 | 0 | Wind |  | 303842.1562 |  | 0 | 10260.4727 | 10260.4727 | 0 | -1 | 0 | 0 | 0 | 1 | 8760 | 0.34685 | 33.7691 | -9998.0791 | -32.9055 | 20258.5508 | 66.6746 |  | 1/1/2029 | 12/31/2099 |  | 0 | 0 | 2029 |  |  |  | 0 | 0 | Real 2021 ¦ 5/8/2023 1:03:19 PM | 7651 | 100 |  |  | 303842.1562 | 0 | 0 |  |  |  | 0
REF | ATC | 2029 | 1 | REF Portfolio | Area 1001 Wind 2030 | Area 1001 Wind 2030 | 0 | 0 | 0 |  | 0 |  |  |  | 0 |  |  | -1 | 0 | Wind |  | 0 |  | 0 | 0 | 0 | 0 | -1 | 0 | 0 | 0 | 0 | 0 |  |  | 0 |  | 0 |  |  | 1/1/2030 | 12/31/2099 |  | 0 | 0 | 2029 |  |  |  | 0 | 0 | Real 2021 ¦ 5/8/2023 1:03:19 PM | 7652 | 0 |  |  | 0 | 0 | 0 |  |  |  | 0
REF | ATC | 2029 | 2 | REF-HC Portfolio | Area 1001 Wind 2030 | Area 1001 Wind 2030 | 0 | 0 | 0 |  | 0 |  |  |  | 0 |  |  | -1 | 0 | Wind |  | 0 |  | 0 | 0 | 0 | 0 | -1 | 0 | 0 | 0 | 0 | 0 |  |  | 0 |  | 0 |  |  | 1/1/2030 | 12/31/2099 |  | 0 | 0 | 2029 |  |  |  | 0 | 0 | Real 2021 ¦ 5/8/2023 1:03:19 PM | 7653 | 0 |  |  | 0 | 0 | 0 |  |  |  | 0
REF | ATC | 2029 | 3 | CETA Portfolio | Area 1001 Wind 2030 | Area 1001 Wind 2030 | 0 | 0 | 0 |  | 0 |  |  |  | 0 |  |  | -1 | 0 | Wind |  | 0 |  | 0 | 0 | 0 | 0 | -1 | 0 | 0 | 0 | 0 | 0 |  |  | 0 |  | 0 |  |  | 1/1/2030 | 12/31/2099 |  | 0 | 0 | 2029 |  |  |  | 0 | 0 | Real 2021 ¦ 5/8/2023 1:03:19 PM | 7654 | 0 |  |  | 0 | 0 | 0 |  |  |  | 0
REF | ATC | 2029 | 4 | ECR Portfolio | Area 1001 Wind 2030 | Area 1001 Wind 2030 | 0 | 0 | 0 |  | 0 |  |  |  | 0 |  |  | -1 | 0 | Wind |  | 0 |  | 0 | 0 | 0 | 0 | -1 | 0 | 0 | 0 | 0 | 0 |  |  | 0 |  | 0 |  |  | 1/1/2030 | 12/31/2099 |  | 0 | 0 | 2029 |  |  |  | 0 | 0 | Real 2021 ¦ 5/8/2023 1:03:19 PM | 7655 | 0 |  |  | 0 | 0 | 0 |  |  |  | 0
REF | ATC | 2029 | 6 | CC Portfolio | Area 1001 Wind 2030 | Area 1001 Wind 2030 | 0 | 0 | 0 |  | 0 |  |  |  | 0 |  |  | -1 | 0 | Wind |  | 0 |  | 0 | 0 | 0 | 0 | -1 | 0 | 0 | 0 | 0 | 0 |  |  | 0 |  | 0 |  |  | 1/1/2030 | 12/31/2099 |  | 0 | 0 | 2029 |  |  |  | 0 | 0 | Real 2021 ¦ 5/8/2023 1:03:19 PM | 7656 | 0 |  |  | 0 | 0 | 0 |  |  |  | 0
REF | ATC | 2029 | 7 | REF Mitchell Ext | Area 1001 Wind 2030 | Area 1001 Wind 2030 | 0 | 0 | 0 |  | 0 |  |  |  | 0 |  |  | -1 | 0 | Wind |  | 0 |  | 0 | 0 | 0 | 0 | -1 | 0 | 0 | 0 | 0 | 0 |  |  | 0 |  | 0 |  |  | 1/1/2030 | 12/31/2099 |  | 0 | 0 | 2029 |  |  |  | 0 | 0 | Real 2021 ¦ 5/8/2023 1:03:19 PM | 7657 | 0 |  |  | 0 | 0 | 0 |  |  |  | 0
REF | ATC | 2029 | 9 | Preferred Plan | Area 1001 Wind 2030 | Area 1001 Wind 2030 | 0 | 0 | 0 |  | 0 |  |  |  | 0 |  |  | -1 | 0 | Wind |  | 0 |  | 0 | 0 | 0 | 0 | -1 | 0 | 0 | 0 | 0 | 0 |  |  | 0 |  | 0 |  |  | 1/1/2030 | 12/31/2099 |  | 0 | 0 | 2029 |  |  |  | 0 | 0 | Real 2021 ¦ 5/8/2023 1:03:19 PM | 7658 | 0 |  |  | 0 | 0 | 0 |  |  |  | 0
REF | ATC | 2029 | 1 | REF Portfolio | Area 1001 Wind 2031 | Area 1001 Wind 2031 | 0 | 0 | 0 |  | 0 |  |  |  | 0 |  |  | -1 | 0 | Wind |  | 0 |  | 0 | 0 | 0 | 0 | -1 | 0 | 0 | 0 | 0 | 0 |  |  | 0 |  | 0 |  |  | 1/1/2031 | 12/31/2099 |  | 0 | 0 | 2029 |  |  |  | 0 | 0 | Real 2021 ¦ 5/8/2023 1:03:19 PM | 7659 | 0 |  |  | 0 | 0 | 0 |  |  |  | 0
REF | ATC | 2029 | 2 | REF-HC Portfolio | Area 1001 Wind 2031 | Area 1001 Wind 2031 | 0 | 0 | 0 |  | 0 |  |  |  | 0 |  |  | -1 | 0 | Wind |  | 0 |  | 0 | 0 | 0 | 0 | -1 | 0 | 0 | 0 | 0 | 0 |  |  | 0 |  | 0 |  |  | 1/1/2031 | 12/31/2099 |  | 0 | 0 | 2029 |  |  |  | 0 | 0 | Real 2021 ¦ 5/8/2023 1:03:19 PM | 7660 | 0 |  |  | 0 | 0 | 0 |  |  |  | 0
REF | ATC | 2029 | 3 | CETA Portfolio | Area 1001 Wind 2031 | Area 1001 Wind 2031 | 0 | 0 | 0 |  | 0 |  |  |  | 0 |  |  | -1 | 0 | Wind |  | 0 |  | 0 | 0 | 0 | 0 | -1 | 0 | 0 | 0 | 0 | 0 |  |  | 0 |  | 0 |  |  | 1/1/2031 | 12/31/2099 |  | 0 | 0 | 2029 |  |  |  | 0 | 0 | Real 2021 ¦ 5/8/2023 1:03:19 PM | 7661 | 0 |  |  | 0 | 0 | 0 |  |  |  | 0
REF | ATC | 2029 | 4 | ECR Portfolio | Area 1001 Wind 2031 | Area 1001 Wind 2031 | 0 | 0 | 0 |  | 0 |  |  |  | 0 |  |  | -1 | 0 | Wind |  | 0 |  | 0 | 0 | 0 | 0 | -1 | 0 | 0 | 0 | 0 | 0 |  |  | 0 |  | 0 |  |  | 1/1/2031 | 12/31/2099 |  | 0 | 0 | 2029 |  |  |  | 0 | 0 | Real 2021 ¦ 5/8/2023 1:03:19 PM | 7662 | 0 |  |  | 0 | 0 | 0 |  |  |  | 0
REF | ATC | 2029 | 6 | CC Portfolio | Area 1001 Wind 2031 | Area 1001 Wind 2031 | 0 | 0 | 0 |  | 0 |  |  |  | 0 |  |  | -1 | 0 | Wind |  | 0 |  | 0 | 0 | 0 | 0 | -1 | 0 | 0 | 0 | 0 | 0 |  |  | 0 |  | 0 |  |  | 1/1/2031 | 12/31/2099 |  | 0 | 0 | 2029 |  |  |  | 0 | 0 | Real 2021 ¦ 5/8/2023 1:03:19 PM | 7663 | 0 |  |  | 0 | 0 | 0 |  |  |  | 0
REF | ATC | 2029 | 7 | REF Mitchell Ext | Area 1001 Wind 2031 | Area 1001 Wind 2031 | 0 | 0 | 0 |  | 0 |  |  |  | 0 |  |  | -1 | 0 | Wind |  | 0 |  | 0 | 0 | 0 | 0 | -1 | 0 | 0 | 0 | 0 | 0 |  |  | 0 |  | 0 |  |  | 1/1/2031 | 12/31/2099 |  | 0 | 0 | 2029 |  |  |  | 0 | 0 | Real 2021 ¦ 5/8/2023 1:03:19 PM | 7664 | 0 |  |  | 0 | 0 | 0 |  |  |  | 0
REF | ATC | 2029 | 9 | Preferred Plan | Area 1001 Wind 2031 | Area 1001 Wind 2031 | 0 | 0 | 0 |  | 0 |  |  |  | 0 |  |  | -1 | 0 | Wind |  | 0 |  | 0 | 0 | 0 | 0 | -1 | 0 | 0 | 0 | 0 | 0 |  |  | 0 |  | 0 |  |  | 1/1/2031 | 12/31/2099 |  | 0 | 0 | 2029 |  |  |  | 0 | 0 | Real 2021 ¦ 5/8/2023 1:03:19 PM | 7665 | 0 |  |  | 0 | 0 | 0 |  |  |  | 0
REF | ATC | 2029 | 1 | REF Portfolio | Area 1001 Wind 2032 | Area 1001 Wind 2032 | 0 | 0 | 0 |  | 0 |  |  |  | 0 |  |  | -1 | 0 | Wind |  | 0 |  | 0 | 0 | 0 | 0 | -1 | 0 | 0 | 0 | 0 | 0 |  |  | 0 |  | 0 |  |  | 1/1/2032 | 12/31/2099 |  | 0 | 0 | 2029 |  |  |  | 0 | 0 | Real 2021 ¦ 5/8/2023 1:03:19 PM | 7666 | 0 |  |  | 0 | 0 | 0 |  |  |  | 0
REF | ATC | 2029 | 2 | REF-HC Portfolio | Area 1001 Wind 2032 | Area 1001 Wind 2032 | 0 | 0 | 0 |  | 0 |  |  |  | 0 |  |  | -1 | 0 | Wind |  | 0 |  | 0 | 0 | 0 | 0 | -1 | 0 | 0 | 0 | 0 | 0 |  |  | 0 |  | 0 |  |  | 1/1/2032 | 12/31/2099 |  | 0 | 0 | 2029 |  |  |  | 0 | 0 | Real 2021 ¦ 5/8/2023 1:03:19 PM | 7667 | 0 |  |  | 0 | 0 | 0 |  |  |  | 0
REF | ATC | 2029 | 3 | CETA Portfolio | Area 1001 Wind 2032 | Area 1001 Wind 2032 | 0 | 0 | 0 |  | 0 |  |  |  | 0 |  |  | -1 | 0 | Wind |  | 0 |  | 0 | 0 | 0 | 0 | -1 | 0 | 0 | 0 | 0 | 0 |  |  | 0 |  | 0 |  |  | 1/1/2032 | 12/31/2099 |  | 0 | 0 | 2029 |  |  |  | 0 | 0 | Real 2021 ¦ 5/8/2023 1:03:19 PM | 7668 | 0 |  |  | 0 | 0 | 0 |  |  |  | 0
REF | ATC | 2029 | 4 | ECR Portfolio | Area 1001 Wind 2032 | Area 1001 Wind 2032 | 0 | 0 | 0 |  | 0 |  |  |  | 0 |  |  | -1 | 0 | Wind |  | 0 |  | 0 | 0 | 0 | 0 | -1 | 0 | 0 | 0 | 0 | 0 |  |  | 0 |  | 0 |  |  | 1/1/2032 | 12/31/2099 |  | 0 | 0 | 2029 |  |  |  | 0 | 0 | Real 2021 ¦ 5/8/2023 1:03:19 PM | 7669 | 0 |  |  | 0 | 0 | 0 |  |  |  | 0
REF | ATC | 2029 | 7 | REF Mitchell Ext | Area 1001 Wind 2032 | Area 1001 Wind 2032 | 0 | 0 | 0 |  | 0 |  |  |  | 0 |  |  | -1 | 0 | Wind |  | 0 |  | 0 | 0 | 0 | 0 | -1 | 0 | 0 | 0 | 0 | 0 |  |  | 0 |  | 0 |  |  | 1/1/2032 | 12/31/2099 |  | 0 | 0 | 2029 |  |  |  | 0 | 0 | Real 2021 ¦ 5/8/2023 1:03:19 PM | 7670 | 0 |  |  | 0 | 0 | 0 |  |  |  | 0
REF | ATC | 2029 | 1 | REF Portfolio | Area 1001 Wind 2033 | Area 1001 Wind 2033 | 0 | 0 | 0 |  | 0 |  |  |  | 0 |  |  | -1 | 0 | Wind |  | 0 |  | 0 | 0 | 0 | 0 | -1 | 0 | 0 | 0 | 0 | 0 |  |  | 0 |  | 0 |  |  | 1/1/2033 | 12/31/2099 |  | 0 | 0 | 2029 |  |  |  | 0 | 0 | Real 2021 ¦ 5/8/2023 1:03:19 PM | 7671 | 0 |  |  | 0 | 0 | 0 |  |  |  | 0
REF | ATC | 2029 | 2 | REF-HC Portfolio | Area 1001 Wind 2033 | Area 1001 Wind 2033 | 0 | 0 | 0 |  | 0 |  |  |  | 0 |  |  | -1 | 0 | Wind |  | 0 |  | 0 | 0 | 0 | 0 | -1 | 0 | 0 | 0 | 0 | 0 |  |  | 0 |  | 0 |  |  | 1/1/2033 | 12/31/2099 |  | 0 | 0 | 2029 |  |  |  | 0 | 0 | Real 2021 ¦ 5/8/2023 1:03:19 PM | 7672 | 0 |  |  | 0 | 0 | 0 |  |  |  | 0
REF | ATC | 2029 | 3 | CETA Portfolio | Area 1001 Wind 2033 | Area 1001 Wind 2033 | 0 | 0 | 0 |  | 0 |  |  |  | 0 |  |  | -1 | 0 | Wind |  | 0 |  | 0 | 0 | 0 | 0 | -1 | 0 | 0 | 0 | 0 | 0 |  |  | 0 |  | 0 |  |  | 1/1/2033 | 12/31/2099 |  | 0 | 0 | 2029 |  |  |  | 0 | 0 | Real 2021 ¦ 5/8/2023 1:03:19 PM | 7673 | 0 |  |  | 0 | 0 | 0 |  |  |  | 0
REF | ATC | 2029 | 4 | ECR Portfolio | Area 1001 Wind 2033 | Area 1001 Wind 2033 | 0 | 0 | 0 |  | 0 |  |  |  | 0 |  |  | -1 | 0 | Wind |  | 0 |  | 0 | 0 | 0 | 0 | -1 | 0 | 0 | 0 | 0 | 0 |  |  | 0 |  | 0 |  |  | 1/1/2033 | 12/31/2099 |  | 0 | 0 | 2029 |  |  |  | 0 | 0 | Real 2021 ¦ 5/8/2023 1:03:19 PM | 7674 | 0 |  |  | 0 | 0 | 0 |  |  |  | 0
REF | ATC | 2029 | 7 | REF Mitchell Ext | Area 1001 Wind 2033 | Area 1001 Wind 2033 | 0 | 0 | 0 |  | 0 |  |  |  | 0 |  |  | -1 | 0 | Wind |  | 0 |  | 0 | 0 | 0 | 0 | -1 | 0 | 0 | 0 | 0 | 0 |  |  | 0 |  | 0 |  |  | 1/1/2033 | 12/31/2099 |  | 0 | 0 | 2029 |  |  |  | 0 | 0 | Real 2021 ¦ 5/8/2023 1:03:19 PM | 7675 | 0 |  |  | 0 | 0 | 0 |  |  |  | 0
REF | ATC | 2029 | 1 | REF Portfolio | Area 1001 Wind 2034 | Area 1001 Wind 2034 | 0 | 0 | 0 |  | 0 |  |  |  | 0 |  |  | -1 | 0 | Wind |  | 0 |  | 0 | 0 | 0 | 0 | -1 | 0 | 0 | 0 | 0 | 0 |  |  | 0 |  | 0 |  |  | 1/1/2034 | 12/31/2099 |  | 0 | 0 | 2029 |  |  |  | 0 | 0 | Real 2021 ¦ 5/8/2023 1:03:19 PM | 7676 | 0 |  |  | 0 | 0 | 0 |  |  |  | 0
REF | ATC | 2029 | 7 | REF Mitchell Ext | Area 1001 Wind 2034 | Area 1001 Wind 2034 | 0 | 0 | 0 |  | 0 |  |  |  | 0 |  |  | -1 | 0 | Wind |  | 0 |  | 0 | 0 | 0 | 0 | -1 | 0 | 0 | 0 | 0 | 0 |  |  | 0 |  | 0 |  |  | 1/1/2034 | 12/31/2099 |  | 0 | 0 | 2029 |  |  |  | 0 | 0 | Real 2021 ¦ 5/8/2023 1:03:19 PM | 7677 | 0 |  |  | 0 | 0 | 0 |  |  |  | 0
REF | ATC | 2029 | 1 | REF Portfolio | Area 1001 Wind 2035 | Area 1001 Wind 2035 | 0 | 0 | 0 |  | 0 |  |  |  | 0 |  |  | -1 | 0 | Wind |  | 0 |  | 0 | 0 | 0 | 0 | -1 | 0 | 0 | 0 | 0 | 0 |  |  | 0 |  | 0 |  |  | 1/1/2035 | 12/31/2099 |  | 0 | 0 | 2029 |  |  |  | 0 | 0 | Real 2021 ¦ 5/8/2023 1:03:19 PM | 7678 | 0 |  |  | 0 | 0 | 0 |  |  |  | 0
REF | ATC | 2029 | 7 | REF Mitchell Ext | Area 1001 Wind 2035 | Area 1001 Wind 2035 | 0 | 0 | 0 |  | 0 |  |  |  | 0 |  |  | -1 | 0 | Wind |  | 0 |  | 0 | 0 | 0 | 0 | -1 | 0 | 0 | 0 | 0 | 0 |  |  | 0 |  | 0 |  |  | 1/1/2035 | 12/31/2099 |  | 0 | 0 | 2029 |  |  |  | 0 | 0 | Real 2021 ¦ 5/8/2023 1:03:19 PM | 7679 | 0 |  |  | 0 | 0 | 0 |  |  |  | 0
REF | ATC | 2029 | 2 | REF-HC Portfolio | Area 1001 Wind 2037 | Area 1001 Wind 2037 | 0 | 0 | 0 |  | 0 |  |  |  | 0 |  |  | -1 | 0 | Wind |  | 0 |  | 0 | 0 | 0 | 0 | -1 | 0 | 0 | 0 | 0 | 0 |  |  | 0 |  | 0 |  |  | 1/1/2037 | 12/31/2099 |  | 0 | 0 | 2029 |  |  |  | 0 | 0 | Real 2021 ¦ 5/8/2023 1:03:19 PM | 7680 | 0 |  |  | 0 | 0 | 0 |  |  |  | 0
REF | ATC | 2029 | 5 | NCR Portfolio | Area 1001 4-Hour Li-on Battery 2029 | Area 1001 4-Hour Li-on Battery 2029 | 100 | 100 | -1.8506 |  | 102.8419 |  |  |  | 14873.4561 |  |  | -1 | 0 | 4-Hour Li-on Battery Storage |  | -16211.2344 |  | 0 | 3345.021 | 3345.021 | 0 | -1 | 0 | 0 | 0 | 643 | 4408 | -0.018506 |  | 0 |  | 658.6023 |  |  | 1/1/2029 | 12/31/2038 |  | 0 | 0 | 2029 |  |  |  | 0 | 0 | Real 2021 ¦ 5/8/2023 1:03:19 PM | 7681 | 100 |  |  | 79820.1328 | 81626.6641 | 3258.0483 |  |  |  | 0
REF | ATC | 2029 | 8 | REF No Wind Portfolio | Area 1001 4-Hour Li-on Battery 2029 | Area 1001 4-Hour Li-on Battery 2029 | 50 | 50 | -0.9253 |  | 51.4209 |  |  |  | 7436.728 |  |  | -1 | 0 | 4-Hour Li-on Battery Storage |  | -8105.6172 |  | 0 | 1672.5105 | 1672.5105 | 0 | -1 | 0 | 0 | 0 | 643 | 4408 | -0.018506 |  | 0 |  | 329.3011 |  |  | 1/1/2029 | 12/31/2038 |  | 0 | 0 | 2029 |  |  |  | 0 | 0 | Real 2021 ¦ 5/8/2023 1:03:19 PM | 7682 | 50 |  |  | 39910.0664 | 40813.332 | 1629.0242 |  |  |  | 0
REF | ATC | 2029 | 4 | ECR Portfolio | Area 1001 4-Hour Li-on Battery 2032 | Area 1001 4-Hour Li-on Battery 2032 | 0 | 0 | 0 |  | 7.0259e-06 |  |  |  | 0 |  |  | -1 | 0 | 4-Hour Li-on Battery Storage |  | 0 |  | 0 | 0 | 0 | 0 | -1 | 0 | 0 | 0 | 0 | 0 |  |  | 0 |  | 0 |  |  | 1/1/2032 | 12/31/2041 |  | 0 | 0 | 2029 |  |  |  | 0 | 0 | Real 2021 ¦ 5/8/2023 1:03:19 PM | 7683 | 0 |  |  | 0 | 0 | 0 |  |  |  | 0
REF | ATC | 2029 | 3 | CETA Portfolio | Area 1001 4-Hour Li-on Battery 2035 | Area 1001 4-Hour Li-on Battery 2035 | 0 | 0 | 0 |  | 1.7565e-06 |  |  |  | 0 |  |  | -1 | 0 | 4-Hour Li-on Battery Storage |  | 0 |  | 0 | 0 | 0 | 0 | -1 | 0 | 0 | 0 | 0 | 0 |  |  | 0 |  | 0 |  |  | 1/1/2035 | 12/31/2044 |  | 0 | 0 | 2029 |  |  |  | 0 | 0 | Real 2021 ¦ 5/8/2023 1:03:19 PM | 7684 | 0 |  |  | 0 | 0 | 0 |  |  |  | 0
REF | ATC | 2029 | 5 | NCR Portfolio | Area 1001 4-Hour Li-on Battery 2035 | Area 1001 4-Hour Li-on Battery 2035 | 0 | 0 | 0 |  | 1.7565e-06 |  |  |  | 0 |  |  | -1 | 0 | 4-Hour Li-on Battery Storage |  | 0 |  | 0 | 0 | 0 | 0 | -1 | 0 | 0 | 0 | 0 | 0 |  |  | 0 |  | 0 |  |  | 1/1/2035 | 12/31/2044 |  | 0 | 0 | 2029 |  |  |  | 0 | 0 | Real 2021 ¦ 5/8/2023 1:03:19 PM | 7685 | 0 |  |  | 0 | 0 | 0 |  |  |  | 0
REF | ATC | 2029 | 6 | CC Portfolio | Area 1001 4-Hour Li-on Battery 2035 | Area 1001 4-Hour Li-on Battery 2035 | 0 | 0 | 0 |  | 1.7565e-06 |  |  |  | 0 |  |  | -1 | 0 | 4-Hour Li-on Battery Storage |  | 0 |  | 0 | 0 | 0 | 0 | -1 | 0 | 0 | 0 | 0 | 0 |  |  | 0 |  | 0 |  |  | 1/1/2035 | 12/31/2044 |  | 0 | 0 | 2029 |  |  |  | 0 | 0 | Real 2021 ¦ 5/8/2023 1:03:19 PM | 7686 | 0 |  |  | 0 | 0 | 0 |  |  |  | 0
REF | ATC | 2029 | 9 | Preferred Plan | Area 1001 4-Hour Li-on Battery 2035 | Area 1001 4-Hour Li-on Battery 2035 | 0 | 0 | 0 |  | 1.7565e-06 |  |  |  | 0 |  |  | -1 | 0 | 4-Hour Li-on Battery Storage |  | 0 |  | 0 | 0 | 0 | 0 | -1 | 0 | 0 | 0 | 0 | 0 |  |  | 0 |  | 0 |  |  | 1/1/2035 | 12/31/2044 |  | 0 | 0 | 2029 |  |  |  | 0 | 0 | Real 2021 ¦ 5/8/2023 1:03:19 PM | 7687 | 0 |  |  | 0 | 0 | 0 |  |  |  | 0
REF | ATC | 2029 | 4 | ECR Portfolio | Solar+Storage 3-1 2028 | Solar+Storage 3-1 2028 | 33.2554 | 33.2554 | 33.2554 |  | 0 |  |  |  | 25277.168 |  |  | -1 | 0 | Solar |  | 291317.7188 |  | 0 | 10016.8682 | 10016.8682 | 0 | -1 | 0 | 0 | 0 | 617 | 4260 | 1 | 34.3847 | 0 | 0 | 10016.8682 | 34.3847 |  | 1/1/2028 | 12/31/2099 |  | 0 | 0 | 2029 |  |  |  | 0 | 0 | Real 2021 ¦ 5/8/2023 1:03:19 PM | 7688 | 200 |  |  | 291317.7188 | 0 | 0 |  |  |  | 0
REF | ATC | 2029 | 8 | REF No Wind Portfolio | Solar+Storage 3-1 2028 | Solar+Storage 3-1 2028 | 49.8832 | 49.8832 | 49.8832 |  | 0 |  |  |  | 37915.7539 |  |  | -1 | 0 | Solar |  | 436976.5938 |  | 0 | 15025.3027 | 15025.3027 | 0 | -1 | 0 | 0 | 0 | 617 | 4260 | 1 | 34.3847 | 0 | 0 | 15025.3027 | 34.3847 |  | 1/1/2028 | 12/31/2099 |  | 0 | 0 | 2029 |  |  |  | 0 | 0 | Real 2021 ¦ 5/8/2023 1:03:19 PM | 7689 | 300 |  |  | 436976.5938 | 0 | 0 |  |  |  | 0
REF | ATC | 2029 | 1 | REF Portfolio | Tier 2 Area 1001 Solar 2028 | Tier 2 Area 1001 Solar 2028 | 22.8336 | 100 | 22.8336 |  | 0 |  |  |  | 15236.7607 |  |  | -1 | 0 | Solar |  | 200022.6875 |  | 0 | 6452.937 | 6452.937 | 0 | -1 | 0 | 0 | 0 | 365 | 4383 | 0.22834 | 32.261 | -6581.8472 | -32.9055 | 13034.7842 | 65.1665 |  | 1/1/2028 | 12/31/2099 |  | 0 | 0 | 2029 |  |  |  | 0 | 0 | Real 2021 ¦ 5/8/2023 1:03:19 PM | 7690 | 100 |  |  | 200022.6875 | 0 | 0 |  |  |  | 0
REF | ATC | 2029 | 2 | REF-HC Portfolio | Tier 2 Area 1001 Solar 2028 | Tier 2 Area 1001 Solar 2028 | 57.0841 | 250 | 57.0841 |  | 0 |  |  |  | 38091.9023 |  |  | -1 | 0 | Solar |  | 500056.75 |  | 0 | 16132.3428 | 16132.3428 | 0 | -1 | 0 | 0 | 0 | 365 | 4383 | 0.22834 | 32.261 | -16454.6172 | -32.9055 | 32586.9609 | 65.1665 |  | 1/1/2028 | 12/31/2099 |  | 0 | 0 | 2029 |  |  |  | 0 | 0 | Real 2021 ¦ 5/8/2023 1:03:19 PM | 7691 | 250 |  |  | 500056.75 | 0 | 0 |  |  |  | 0
REF | ATC | 2029 | 3 | CETA Portfolio | Tier 2 Area 1001 Solar 2028 | Tier 2 Area 1001 Solar 2028 | 68.5009 | 300 | 68.5009 |  | 0 |  |  |  | 45710.2812 |  |  | -1 | 0 | Solar |  | 600068.0625 |  | 0 | 19358.8125 | 19358.8125 | 0 | -1 | 0 | 0 | 0 | 365 | 4383 | 0.22834 | 32.261 | -19745.541 | -32.9055 | 39104.3516 | 65.1665 |  | 1/1/2028 | 12/31/2099 |  | 0 | 0 | 2029 |  |  |  | 0 | 0 | Real 2021 ¦ 5/8/2023 1:03:19 PM | 7692 | 300 |  |  | 600068.0625 | 0 | 0 |  |  |  | 0
REF | ATC | 2029 | 4 | ECR Portfolio | Tier 2 Area 1001 Solar 2028 | Tier 2 Area 1001 Solar 2028 | 68.5009 | 300 | 68.5009 |  | 0 |  |  |  | 45710.2812 |  |  | -1 | 0 | Solar |  | 600068.0625 |  | 0 | 19358.8125 | 19358.8125 | 0 | -1 | 0 | 0 | 0 | 365 | 4383 | 0.22834 | 32.261 | -19745.541 | -32.9055 | 39104.3516 | 65.1665 |  | 1/1/2028 | 12/31/2099 |  | 0 | 0 | 2029 |  |  |  | 0 | 0 | Real 2021 ¦ 5/8/2023 1:03:19 PM | 7693 | 300 |  |  | 600068.0625 | 0 | 0 |  |  |  | 0
REF | ATC | 2029 | 5 | NCR Portfolio | Tier 2 Area 1001 Solar 2028 | Tier 2 Area 1001 Solar 2028 | 22.8336 | 100 | 22.8336 |  | 0 |  |  |  | 15236.7607 |  |  | -1 | 0 | Solar |  | 200022.6875 |  | 0 | 6452.937 | 6452.937 | 0 | -1 | 0 | 0 | 0 | 365 | 4383 | 0.22834 | 32.261 | -6581.8472 | -32.9055 | 13034.7842 | 65.1665 |  | 1/1/2028 | 12/31/2099 |  | 0 | 0 | 2029 |  |  |  | 0 | 0 | Real 2021 ¦ 5/8/2023 1:03:19 PM | 7694 | 100 |  |  | 200022.6875 | 0 | 0 |  |  |  | 0
REF | ATC | 2029 | 6 | CC Portfolio | Tier 2 Area 1001 Solar 2028 | Tier 2 Area 1001 Solar 2028 | 68.5009 | 300 | 68.5009 |  | 0 |  |  |  | 45710.2812 |  |  | -1 | 0 | Solar |  | 600068.0625 |  | 0 | 19358.8125 | 19358.8125 | 0 | -1 | 0 | 0 | 0 | 365 | 4383 | 0.22834 | 32.261 | -19745.541 | -32.9055 | 39104.3516 | 65.1665 |  | 1/1/2028 | 12/31/2099 |  | 0 | 0 | 2029 |  |  |  | 0 | 0 | Real 2021 ¦ 5/8/2023 1:03:19 PM | 7695 | 300 |  |  | 600068.0625 | 0 | 0 |  |  |  | 0
REF | ATC | 2029 | 7 | REF Mitchell Ext | Tier 2 Area 1001 Solar 2028 | Tier 2 Area 1001 Solar 2028 | 22.8336 | 100 | 22.8336 |  | 0 |  |  |  | 15236.7607 |  |  | -1 | 0 | Solar |  | 200022.6875 |  | 0 | 6452.937 | 6452.937 | 0 | -1 | 0 | 0 | 0 | 365 | 4383 | 0.22834 | 32.261 | -6581.8472 | -32.9055 | 13034.7842 | 65.1665 |  | 1/1/2028 | 12/31/2099 |  | 0 | 0 | 2029 |  |  |  | 0 | 0 | Real 2021 ¦ 5/8/2023 1:03:19 PM | 7696 | 100 |  |  | 200022.6875 | 0 | 0 |  |  |  | 0
REF | ATC | 2029 | 8 | REF No Wind Portfolio | Tier 2 Area 1001 Solar 2028 | Tier 2 Area 1001 Solar 2028 | 68.5009 | 300 | 68.5009 |  | 0 |  |  |  | 45710.2812 |  |  | -1 | 0 | Solar |  | 600068.0625 |  | 0 | 19358.8125 | 19358.8125 | 0 | -1 | 0 | 0 | 0 | 365 | 4383 | 0.22834 | 32.261 | -19745.541 | -32.9055 | 39104.3516 | 65.1665 |  | 1/1/2028 | 12/31/2099 |  | 0 | 0 | 2029 |  |  |  | 0 | 0 | Real 2021 ¦ 5/8/2023 1:03:19 PM | 7697 | 300 |  |  | 600068.0625 | 0 | 0 |  |  |  | 0
REF | ATC | 2029 | 9 | Preferred Plan | Tier 2 Area 1001 Solar 2028 | Tier 2 Area 1001 Solar 2028 | 68.5009 | 300 | 68.5009 |  | 0 |  |  |  | 45710.2812 |  |  | -1 | 0 | Solar |  | 600068.0625 |  | 0 | 19358.8125 | 19358.8125 | 0 | -1 | 0 | 0 | 0 | 365 | 4383 | 0.22834 | 32.261 | -19745.541 | -32.9055 | 39104.3516 | 65.1665 |  | 1/1/2028 | 12/31/2099 |  | 0 | 0 | 2029 |  |  |  | 0 | 0 | Real 2021 ¦ 5/8/2023 1:03:19 PM | 7698 | 300 |  |  | 600068.0625 | 0 | 0 |  |  |  | 0
REF | ATC | 2029 | 4 | ECR Portfolio | Tier 2 Area 1001 Solar 2029 | Tier 2 Area 1001 Solar 2029 | 34.2505 | 150 | 34.2505 |  | 0 |  |  |  | 21988.1641 |  |  | -1 | 0 | Solar |  | 300034.0312 |  | 0 | 9679.4062 | 9679.4062 | 0 | -1 | 0 | 0 | 0 | 365 | 4383 | 0.22834 | 32.261 | -9872.7705 | -32.9055 | 19552.1758 | 65.1665 |  | 1/1/2029 | 12/31/2099 |  | 0 | 0 | 2029 |  |  |  | 0 | 0 | Real 2021 ¦ 5/8/2023 1:03:19 PM | 7699 | 150 |  |  | 300034.0312 | 0 | 0 |  |  |  | 0
REF | ATC | 2029 | 8 | REF No Wind Portfolio | Tier 2 Area 1001 Solar 2029 | Tier 2 Area 1001 Solar 2029 | 22.8336 | 100 | 22.8336 |  | 0 |  |  |  | 14658.7764 |  |  | -1 | 0 | Solar |  | 200022.6875 |  | 0 | 6452.937 | 6452.937 | 0 | -1 | 0 | 0 | 0 | 365 | 4383 | 0.22834 | 32.261 | -6581.8472 | -32.9055 | 13034.7842 | 65.1665 |  | 1/1/2029 | 12/31/2099 |  | 0 | 0 | 2029 |  |  |  | 0 | 0 | Real 2021 ¦ 5/8/2023 1:03:19 PM | 7700 | 100 |  |  | 200022.6875 | 0 | 0 |  |  |  | 0
REF | ATC | 2029 | 2 | REF-HC Portfolio | Tier 2 Area 1001 Wind 2026 | Tier 2 Area 1001 Wind 2026 | 34.6852 | 100 | 34.6852 |  | 0 |  |  |  | 19684.4844 |  |  | -1 | 0 | Wind |  | 303842.1562 |  | 0 | 10260.4727 | 10260.4727 | 0 | -1 | 0 | 0 | 0 | 0 | 8760 | 0.34685 | 33.7691 | -9998.0791 | -32.9055 | 20258.5508 | 66.6746 |  | 1/1/2026 | 12/31/2099 |  | 0 | 0 | 2029 |  |  |  | 0 | 0 | Real 2021 ¦ 5/8/2023 1:03:19 PM | 7701 | 100 |  |  | 303842.1562 | 0 | 0 |  |  |  | 0
REF | ATC | 2029 | 3 | CETA Portfolio | Tier 2 Area 1001 Wind 2026 | Tier 2 Area 1001 Wind 2026 | 34.6852 | 100 | 34.6852 |  | 0 |  |  |  | 19684.4844 |  |  | -1 | 0 | Wind |  | 303842.1562 |  | 0 | 10260.4727 | 10260.4727 | 0 | -1 | 0 | 0 | 0 | 0 | 8760 | 0.34685 | 33.7691 | -9998.0791 | -32.9055 | 20258.5508 | 66.6746 |  | 1/1/2026 | 12/31/2099 |  | 0 | 0 | 2029 |  |  |  | 0 | 0 | Real 2021 ¦ 5/8/2023 1:03:19 PM | 7702 | 100 |  |  | 303842.1562 | 0 | 0 |  |  |  | 0
REF | ATC | 2029 | 4 | ECR Portfolio | Tier 2 Area 1001 Wind 2026 | Tier 2 Area 1001 Wind 2026 | 34.6852 | 100 | 34.6852 |  | 0 |  |  |  | 19684.4844 |  |  | -1 | 0 | Wind |  | 303842.1562 |  | 0 | 10260.4727 | 10260.4727 | 0 | -1 | 0 | 0 | 0 | 0 | 8760 | 0.34685 | 33.7691 | -9998.0791 | -32.9055 | 20258.5508 | 66.6746 |  | 1/1/2026 | 12/31/2099 |  | 0 | 0 | 2029 |  |  |  | 0 | 0 | Real 2021 ¦ 5/8/2023 1:03:19 PM | 7703 | 100 |  |  | 303842.1562 | 0 | 0 |  |  |  | 0
REF | ATC | 2029 | 5 | NCR Portfolio | Tier 2 Area 1001 Wind 2026 | Tier 2 Area 1001 Wind 2026 | 34.6852 | 100 | 34.6852 |  | 0 |  |  |  | 19684.4844 |  |  | -1 | 0 | Wind |  | 303842.1562 |  | 0 | 10260.4727 | 10260.4727 | 0 | -1 | 0 | 0 | 0 | 0 | 8760 | 0.34685 | 33.7691 | -9998.0791 | -32.9055 | 20258.5508 | 66.6746 |  | 1/1/2026 | 12/31/2099 |  | 0 | 0 | 2029 |  |  |  | 0 | 0 | Real 2021 ¦ 5/8/2023 1:03:19 PM | 7704 | 100 |  |  | 303842.1562 | 0 | 0 |  |  |  | 0
REF | ATC | 2029 | 2 | REF-HC Portfolio | Tier 2 Area 1001 Wind 2027 | Tier 2 Area 1001 Wind 2027 | 34.6852 | 100 | 34.6852 |  | 0 |  |  |  | 19145.0332 |  |  | -1 | 0 | Wind |  | 303842.1562 |  | 0 | 10260.4727 | 10260.4727 | 0 | -1 | 0 | 0 | 0 | 0 | 8760 | 0.34685 | 33.7691 | -9998.0791 | -32.9055 | 20258.5508 | 66.6746 |  | 1/1/2027 | 12/31/2099 |  | 0 | 0 | 2029 |  |  |  | 0 | 0 | Real 2021 ¦ 5/8/2023 1:03:19 PM | 7705 | 100 |  |  | 303842.1562 | 0 | 0 |  |  |  | 0
REF | ATC | 2029 | 3 | CETA Portfolio | Tier 2 Area 1001 Wind 2027 | Tier 2 Area 1001 Wind 2027 | 34.6852 | 100 | 34.6852 |  | 0 |  |  |  | 19145.0332 |  |  | -1 | 0 | Wind |  | 303842.1562 |  | 0 | 10260.4727 | 10260.4727 | 0 | -1 | 0 | 0 | 0 | 0 | 8760 | 0.34685 | 33.7691 | -9998.0791 | -32.9055 | 20258.5508 | 66.6746 |  | 1/1/2027 | 12/31/2099 |  | 0 | 0 | 2029 |  |  |  | 0 | 0 | Real 2021 ¦ 5/8/2023 1:03:19 PM | 7706 | 100 |  |  | 303842.1562 | 0 | 0 |  |  |  | 0
REF | ATC | 2029 | 4 | ECR Portfolio | Tier 2 Area 1001 Wind 2027 | Tier 2 Area 1001 Wind 2027 | 34.6852 | 100 | 34.6852 |  | 0 |  |  |  | 19145.0332 |  |  | -1 | 0 | Wind |  | 303842.1562 |  | 0 | 10260.4727 | 10260.4727 | 0 | -1 | 0 | 0 | 0 | 0 | 8760 | 0.34685 | 33.7691 | -9998.0791 | -32.9055 | 20258.5508 | 66.6746 |  | 1/1/2027 | 12/31/2099 |  | 0 | 0 | 2029 |  |  |  | 0 | 0 | Real 2021 ¦ 5/8/2023 1:03:19 PM | 7707 | 100 |  |  | 303842.1562 | 0 | 0 |  |  |  | 0
REF | ATC | 2029 | 5 | NCR Portfolio | Tier 2 Area 1001 Wind 2027 | Tier 2 Area 1001 Wind 2027 | 34.6852 | 100 | 34.6852 |  | 0 |  |  |  | 19145.0332 |  |  | -1 | 0 | Wind |  | 303842.1562 |  | 0 | 10260.4727 | 10260.4727 | 0 | -1 | 0 | 0 | 0 | 0 | 8760 | 0.34685 | 33.7691 | -9998.0791 | -32.9055 | 20258.5508 | 66.6746 |  | 1/1/2027 | 12/31/2099 |  | 0 | 0 | 2029 |  |  |  | 0 | 0 | Real 2021 ¦ 5/8/2023 1:03:19 PM | 7708 | 100 |  |  | 303842.1562 | 0 | 0 |  |  |  | 0
REF | ATC | 2029 | 6 | CC Portfolio | Tier 2 Area 1001 Wind 2027 | Tier 2 Area 1001 Wind 2027 | 34.6852 | 100 | 34.6852 |  | 0 |  |  |  | 19145.0332 |  |  | -1 | 0 | Wind |  | 303842.1562 |  | 0 | 10260.4727 | 10260.4727 | 0 | -1 | 0 | 0 | 0 | 0 | 8760 | 0.34685 | 33.7691 | -9998.0791 | -32.9055 | 20258.5508 | 66.6746 |  | 1/1/2027 | 12/31/2099 |  | 0 | 0 | 2029 |  |  |  | 0 | 0 | Real 2021 ¦ 5/8/2023 1:03:19 PM | 7709 | 100 |  |  | 303842.1562 | 0 | 0 |  |  |  | 0
REF | ATC | 2029 | 9 | Preferred Plan | Tier 2 Area 1001 Wind 2027 | Tier 2 Area 1001 Wind 2027 | 34.6852 | 100 | 34.6852 |  | 0 |  |  |  | 19145.0332 |  |  | -1 | 0 | Wind |  | 303842.1562 |  | 0 | 10260.4727 | 10260.4727 | 0 | -1 | 0 | 0 | 0 | 0 | 8760 | 0.34685 | 33.7691 | -9998.0791 | -32.9055 | 20258.5508 | 66.6746 |  | 1/1/2027 | 12/31/2099 |  | 0 | 0 | 2029 |  |  |  | 0 | 0 | Real 2021 ¦ 5/8/2023 1:03:19 PM | 7710 | 100 |  |  | 303842.1562 | 0 | 0 |  |  |  | 0
REF | ATC | 2029 | 1 | REF Portfolio | Tier 2 Area 1001 Wind 2028 | Tier 2 Area 1001 Wind 2028 | 34.6852 | 100 | 34.6852 |  | 0 |  |  |  | 18556.041 |  |  | -1 | 0 | Wind |  | 303842.1562 |  | 0 | 10260.4727 | 10260.4727 | 0 | -1 | 0 | 0 | 0 | 0 | 8760 | 0.34685 | 33.7691 | -9998.0791 | -32.9055 | 20258.5508 | 66.6746 |  | 1/1/2028 | 12/31/2099 |  | 0 | 0 | 2029 |  |  |  | 0 | 0 | Real 2021 ¦ 5/8/2023 1:03:19 PM | 7711 | 100 |  |  | 303842.1562 | 0 | 0 |  |  |  | 0
REF | ATC | 2029 | 2 | REF-HC Portfolio | Tier 2 Area 1001 Wind 2028 | Tier 2 Area 1001 Wind 2028 | 34.6852 | 100 | 34.6852 |  | 0 |  |  |  | 18556.041 |  |  | -1 | 0 | Wind |  | 303842.1562 |  | 0 | 10260.4727 | 10260.4727 | 0 | -1 | 0 | 0 | 0 | 0 | 8760 | 0.34685 | 33.7691 | -9998.0791 | -32.9055 | 20258.5508 | 66.6746 |  | 1/1/2028 | 12/31/2099 |  | 0 | 0 | 2029 |  |  |  | 0 | 0 | Real 2021 ¦ 5/8/2023 1:03:19 PM | 7712 | 100 |  |  | 303842.1562 | 0 | 0 |  |  |  | 0
REF | ATC | 2029 | 3 | CETA Portfolio | Tier 2 Area 1001 Wind 2028 | Tier 2 Area 1001 Wind 2028 | 34.6852 | 100 | 34.6852 |  | 0 |  |  |  | 18556.041 |  |  | -1 | 0 | Wind |  | 303842.1562 |  | 0 | 10260.4727 | 10260.4727 | 0 | -1 | 0 | 0 | 0 | 0 | 8760 | 0.34685 | 33.7691 | -9998.0791 | -32.9055 | 20258.5508 | 66.6746 |  | 1/1/2028 | 12/31/2099 |  | 0 | 0 | 2029 |  |  |  | 0 | 0 | Real 2021 ¦ 5/8/2023 1:03:19 PM | 7713 | 100 |  |  | 303842.1562 | 0 | 0 |  |  |  | 0
REF | ATC | 2029 | 4 | ECR Portfolio | Tier 2 Area 1001 Wind 2028 | Tier 2 Area 1001 Wind 2028 | 34.6852 | 100 | 34.6852 |  | 0 |  |  |  | 18556.041 |  |  | -1 | 0 | Wind |  | 303842.1562 |  | 0 | 10260.4727 | 10260.4727 | 0 | -1 | 0 | 0 | 0 | 0 | 8760 | 0.34685 | 33.7691 | -9998.0791 | -32.9055 | 20258.5508 | 66.6746 |  | 1/1/2028 | 12/31/2099 |  | 0 | 0 | 2029 |  |  |  | 0 | 0 | Real 2021 ¦ 5/8/2023 1:03:19 PM | 7714 | 100 |  |  | 303842.1562 | 0 | 0 |  |  |  | 0
REF | ATC | 2029 | 5 | NCR Portfolio | Tier 2 Area 1001 Wind 2028 | Tier 2 Area 1001 Wind 2028 | 34.6852 | 100 | 34.6852 |  | 0 |  |  |  | 18556.041 |  |  | -1 | 0 | Wind |  | 303842.1562 |  | 0 | 10260.4727 | 10260.4727 | 0 | -1 | 0 | 0 | 0 | 0 | 8760 | 0.34685 | 33.7691 | -9998.0791 | -32.9055 | 20258.5508 | 66.6746 |  | 1/1/2028 | 12/31/2099 |  | 0 | 0 | 2029 |  |  |  | 0 | 0 | Real 2021 ¦ 5/8/2023 1:03:19 PM | 7715 | 100 |  |  | 303842.1562 | 0 | 0 |  |  |  | 0
REF | ATC | 2029 | 6 | CC Portfolio | Tier 2 Area 1001 Wind 2028 | Tier 2 Area 1001 Wind 2028 | 34.6852 | 100 | 34.6852 |  | 0 |  |  |  | 18556.041 |  |  | -1 | 0 | Wind |  | 303842.1562 |  | 0 | 10260.4727 | 10260.4727 | 0 | -1 | 0 | 0 | 0 | 0 | 8760 | 0.34685 | 33.7691 | -9998.0791 | -32.9055 | 20258.5508 | 66.6746 |  | 1/1/2028 | 12/31/2099 |  | 0 | 0 | 2029 |  |  |  | 0 | 0 | Real 2021 ¦ 5/8/2023 1:03:19 PM | 7716 | 100 |  |  | 303842.1562 | 0 | 0 |  |  |  | 0
REF | ATC | 2029 | 7 | REF Mitchell Ext | Tier 2 Area 1001 Wind 2028 | Tier 2 Area 1001 Wind 2028 | 34.6852 | 100 | 34.6852 |  | 0 |  |  |  | 18556.041 |  |  | -1 | 0 | Wind |  | 303842.1562 |  | 0 | 10260.4727 | 10260.4727 | 0 | -1 | 0 | 0 | 0 | 0 | 8760 | 0.34685 | 33.7691 | -9998.0791 | -32.9055 | 20258.5508 | 66.6746 |  | 1/1/2028 | 12/31/2099 |  | 0 | 0 | 2029 |  |  |  | 0 | 0 | Real 2021 ¦ 5/8/2023 1:03:19 PM | 7717 | 100 |  |  | 303842.1562 | 0 | 0 |  |  |  | 0
REF | ATC | 2029 | 9 | Preferred Plan | Tier 2 Area 1001 Wind 2028 | Tier 2 Area 1001 Wind 2028 | 34.6852 | 100 | 34.6852 |  | 0 |  |  |  | 18556.041 |  |  | -1 | 0 | Wind |  | 303842.1562 |  | 0 | 10260.4727 | 10260.4727 | 0 | -1 | 0 | 0 | 0 | 0 | 8760 | 0.34685 | 33.7691 | -9998.0791 | -32.9055 | 20258.5508 | 66.6746 |  | 1/1/2028 | 12/31/2099 |  | 0 | 0 | 2029 |  |  |  | 0 | 0 | Real 2021 ¦ 5/8/2023 1:03:19 PM | 7718 | 100 |  |  | 303842.1562 | 0 | 0 |  |  |  | 0
REF | ATC | 2029 | 1 | REF Portfolio | Tier 2 Area 1001 Wind 2029 | Tier 2 Area 1001 Wind 2029 | 34.6852 | 100 | 34.6852 |  | 0 |  |  |  | 18022.0938 |  |  | -1 | 0 | Wind |  | 303842.1562 |  | 0 | 10260.4727 | 10260.4727 | 0 | -1 | 0 | 0 | 0 | 1 | 8760 | 0.34685 | 33.7691 | -9998.0791 | -32.9055 | 20258.5508 | 66.6746 |  | 1/1/2029 | 12/31/2099 |  | 0 | 0 | 2029 |  |  |  | 0 | 0 | Real 2021 ¦ 5/8/2023 1:03:19 PM | 7719 | 100 |  |  | 303842.1562 | 0 | 0 |  |  |  | 0
REF | ATC | 2029 | 3 | CETA Portfolio | Tier 2 Area 1001 Wind 2029 | Tier 2 Area 1001 Wind 2029 | 34.6852 | 100 | 34.6852 |  | 0 |  |  |  | 18022.0938 |  |  | -1 | 0 | Wind |  | 303842.1562 |  | 0 | 10260.4727 | 10260.4727 | 0 | -1 | 0 | 0 | 0 | 1 | 8760 | 0.34685 | 33.7691 | -9998.0791 | -32.9055 | 20258.5508 | 66.6746 |  | 1/1/2029 | 12/31/2099 |  | 0 | 0 | 2029 |  |  |  | 0 | 0 | Real 2021 ¦ 5/8/2023 1:03:19 PM | 7720 | 100 |  |  | 303842.1562 | 0 | 0 |  |  |  | 0
REF | ATC | 2029 | 4 | ECR Portfolio | Tier 2 Area 1001 Wind 2029 | Tier 2 Area 1001 Wind 2029 | 34.6852 | 100 | 34.6852 |  | 0 |  |  |  | 18022.0938 |  |  | -1 | 0 | Wind |  | 303842.1562 |  | 0 | 10260.4727 | 10260.4727 | 0 | -1 | 0 | 0 | 0 | 1 | 8760 | 0.34685 | 33.7691 | -9998.0791 | -32.9055 | 20258.5508 | 66.6746 |  | 1/1/2029 | 12/31/2099 |  | 0 | 0 | 2029 |  |  |  | 0 | 0 | Real 2021 ¦ 5/8/2023 1:03:19 PM | 7721 | 100 |  |  | 303842.1562 | 0 | 0 |  |  |  | 0
REF | ATC | 2029 | 7 | REF Mitchell Ext | Tier 2 Area 1001 Wind 2029 | Tier 2 Area 1001 Wind 2029 | 34.6852 | 100 | 34.6852 |  | 0 |  |  |  | 18022.0938 |  |  | -1 | 0 | Wind |  | 303842.1562 |  | 0 | 10260.4727 | 10260.4727 | 0 | -1 | 0 | 0 | 0 | 1 | 8760 | 0.34685 | 33.7691 | -9998.0791 | -32.9055 | 20258.5508 | 66.6746 |  | 1/1/2029 | 12/31/2099 |  | 0 | 0 | 2029 |  |  |  | 0 | 0 | Real 2021 ¦ 5/8/2023 1:03:19 PM | 7722 | 100 |  |  | 303842.1562 | 0 | 0 |  |  |  | 0
REF | ATC | 2029 | 6 | CC Portfolio | Area 1001 Gas CC 1x1 2029 | Area 1001 Gas CC 1x1 2029 | 362.0284 | 399.0869 | 336.3549 |  | 0 |  |  |  | 71512.8125 |  |  | -1 | 19032184 | TCO |  | 2946469 |  | 108.6085 | 101440.5781 | 101440.5781 | 0 | -1 | 0 | 0 | 42.5728 | 4 | 8683 | 0.84281 | 34.4278 | 59406.7227 | 20.162 | 42033.8594 | 14.2658 |  | 1/1/2029 | 12/31/2099 |  | 0 | 0 | 2029 |  |  |  | 0 | 0 | Real 2021 ¦ 5/8/2023 1:03:19 PM | 7723 | 418 |  |  | 2946469 | 0 | 0 |  |  |  | 0
REF | ATC | 2029 | 7 | REF Mitchell Ext | 3102 | Mitchell #1 (WV) | 0 | 0 | 0 |  | 0 |  |  |  | 0 |  |  | -1 | 0 | Mitchell 1 Coal Price |  | 0 |  | 0 | 0 | 0 | 0 | -1 | 0 | 0 | 0 | 0 | 0 |  |  | 0 |  | 0 |  |  | 5/1/1971 | 5/31/2028 |  | 0 | 0 | 2029 |  |  |  | 0 | 0 | Real 2021 ¦ 5/8/2023 1:03:19 PM | 7724 | 0 |  |  | 0 | 0 | 0 |  |  |  | 0
REF | ATC | 2029 | 9 | Preferred Plan | 3102 | Mitchell #1 (WV) | 0 | 0 | 0 |  | 0 |  |  |  | 0 |  |  | -1 | 0 | Mitchell 1 Coal Price |  | 0 |  | 0 | 0 | 0 | 0 | -1 | 0 | 0 | 0 | 0 | 0 |  |  | 0 |  | 0 |  |  | 5/1/1971 | 5/31/2028 |  | 0 | 0 | 2029 |  |  |  | 0 | 0 | Real 2021 ¦ 5/8/2023 1:03:19 PM | 7725 | 0 |  |  | 0 | 0 | 0 |  |  |  | 0
REF | ATC | 2029 | 7 | REF Mitchell Ext | 3105 | Mitchell #2 (WV) | 0 | 0 | 0 |  | 0 |  |  |  | 0 |  |  | -1 | 0 | Mitchell 2 Coal Price |  | 0 |  | 0 | 0 | 0 | 0 | -1 | 0 | 0 | 0 | 0 | 0 |  |  | 0 |  | 0 |  |  | 5/1/1971 | 5/31/2028 |  | 0 | 0 | 2029 |  |  |  | 0 | 0 | Real 2021 ¦ 5/8/2023 1:03:19 PM | 7726 | 0 |  |  | 0 | 0 | 0 |  |  |  | 0
REF | ATC | 2029 | 9 | Preferred Plan | 3105 | Mitchell #2 (WV) | 0 | 0 | 0 |  | 0 |  |  |  | 0 |  |  | -1 | 0 | Mitchell 2 Coal Price |  | 0 |  | 0 | 0 | 0 | 0 | -1 | 0 | 0 | 0 | 0 | 0 |  |  | 0 |  | 0 |  |  | 5/1/1971 | 5/31/2028 |  | 0 | 0 | 2029 |  |  |  | 0 | 0 | Real 2021 ¦ 5/8/2023 1:03:19 PM | 7727 | 0 |  |  | 0 | 0 | 0 |  |  |  | 0
REF | ATC | 2030 | 1 | REF Portfolio | 13555 | Big Sandy #1 Gas | 280.1667 | 295 | 100.8847 |  | 0 |  |  |  | 2249.8916 |  |  | -1 | 8778475 | TCO |  | 883749.625 |  | 56.0334 | 41472.0078 | 41472.0078 | 0 | -1 | 0 | 0 | 207.0259 | 10 | 4477 | 0.34198 | 46.9273 | 35898.8945 | 40.6211 | 5573.1143 | 6.3062 |  | 5/30/2016 | 5/30/2031 |  | 0 | 0 | 2030 |  |  |  | 0 | 0 | Real 2021 ¦ 5/8/2023 1:03:19 PM | 8556 | 295.4 |  |  | 883749.625 | 0 | 0 |  |  |  | 0
REF | ATC | 2030 | 2 | REF-HC Portfolio | 13555 | Big Sandy #1 Gas | 280.1667 | 295 | 100.8847 |  | 0 |  |  |  | 2249.8916 |  |  | -1 | 8778475 | TCO |  | 883749.625 |  | 56.0334 | 41472.0078 | 41472.0078 | 0 | -1 | 0 | 0 | 207.0259 | 10 | 4477 | 0.34198 | 46.9273 | 35898.8945 | 40.6211 | 5573.1143 | 6.3062 |  | 5/30/2016 | 5/30/2031 |  | 0 | 0 | 2030 |  |  |  | 0 | 0 | Real 2021 ¦ 5/8/2023 1:03:19 PM | 8557 | 295.4 |  |  | 883749.625 | 0 | 0 |  |  |  | 0
REF | ATC | 2030 | 3 | CETA Portfolio | 13555 | Big Sandy #1 Gas | 280.1667 | 295 | 100.8847 |  | 0 |  |  |  | 2249.8916 |  |  | -1 | 8778475 | TCO |  | 883749.625 |  | 56.0334 | 41472.0078 | 41472.0078 | 0 | -1 | 0 | 0 | 207.0259 | 10 | 4477 | 0.34198 | 46.9273 | 35898.8945 | 40.6211 | 5573.1143 | 6.3062 |  | 5/30/2016 | 5/30/2031 |  | 0 | 0 | 2030 |  |  |  | 0 | 0 | Real 2021 ¦ 5/8/2023 1:03:19 PM | 8558 | 295.4 |  |  | 883749.625 | 0 | 0 |  |  |  | 0
REF | ATC | 2030 | 4 | ECR Portfolio | 13555 | Big Sandy #1 Gas | 280.1667 | 295 | 100.8847 |  | 0 |  |  |  | 2249.8916 |  |  | -1 | 8778475 | TCO |  | 883749.625 |  | 56.0334 | 41472.0078 | 41472.0078 | 0 | -1 | 0 | 0 | 207.0259 | 10 | 4477 | 0.34198 | 46.9273 | 35898.8945 | 40.6211 | 5573.1143 | 6.3062 |  | 5/30/2016 | 5/30/2031 |  | 0 | 0 | 2030 |  |  |  | 0 | 0 | Real 2021 ¦ 5/8/2023 1:03:19 PM | 8559 | 295.4 |  |  | 883749.625 | 0 | 0 |  |  |  | 0
REF | ATC | 2030 | 5 | NCR Portfolio | 13555 | Big Sandy #1 Gas | 280.1667 | 295 | 100.8847 |  | 0 |  |  |  | 2249.8916 |  |  | -1 | 8778475 | TCO |  | 883749.625 |  | 56.0334 | 41472.0078 | 41472.0078 | 0 | -1 | 0 | 0 | 207.0259 | 10 | 4477 | 0.34198 | 46.9273 | 35898.8945 | 40.6211 | 5573.1143 | 6.3062 |  | 5/30/2016 | 5/30/2031 |  | 0 | 0 | 2030 |  |  |  | 0 | 0 | Real 2021 ¦ 5/8/2023 1:03:19 PM | 8560 | 295.4 |  |  | 883749.625 | 0 | 0 |  |  |  | 0
REF | ATC | 2030 | 6 | CC Portfolio | 13555 | Big Sandy #1 Gas | 280.1667 | 295 | 100.8847 |  | 0 |  |  |  | 2249.8916 |  |  | -1 | 8778475 | TCO |  | 883749.625 |  | 56.0334 | 41472.0078 | 41472.0078 | 0 | -1 | 0 | 0 | 207.0259 | 10 | 4477 | 0.34198 | 46.9273 | 35898.8945 | 40.6211 | 5573.1143 | 6.3062 |  | 5/30/2016 | 5/30/2031 |  | 0 | 0 | 2030 |  |  |  | 0 | 0 | Real 2021 ¦ 5/8/2023 1:03:19 PM | 8561 | 295.4 |  |  | 883749.625 | 0 | 0 |  |  |  | 0
REF | ATC | 2030 | 7 | REF Mitchell Ext | 13555 | Big Sandy #1 Gas | 280.1667 | 295 | 100.8847 |  | 0 |  |  |  | 2249.8916 |  |  | -1 | 8778475 | TCO |  | 883749.625 |  | 56.0334 | 41472.0078 | 41472.0078 | 0 | -1 | 0 | 0 | 207.0259 | 10 | 4477 | 0.34198 | 46.9273 | 35898.8945 | 40.6211 | 5573.1143 | 6.3062 |  | 5/30/2016 | 5/30/2031 |  | 0 | 0 | 2030 |  |  |  | 0 | 0 | Real 2021 ¦ 5/8/2023 1:03:19 PM | 8562 | 295.4 |  |  | 883749.625 | 0 | 0 |  |  |  | 0
REF | ATC | 2030 | 8 | REF No Wind Portfolio | 13555 | Big Sandy #1 Gas | 280.1667 | 295 | 100.8847 |  | 0 |  |  |  | 2249.8916 |  |  | -1 | 8778475 | TCO |  | 883749.625 |  | 56.0334 | 41472.0078 | 41472.0078 | 0 | -1 | 0 | 0 | 207.0259 | 10 | 4477 | 0.34198 | 46.9273 | 35898.8945 | 40.6211 | 5573.1143 | 6.3062 |  | 5/30/2016 | 5/30/2031 |  | 0 | 0 | 2030 |  |  |  | 0 | 0 | Real 2021 ¦ 5/8/2023 1:03:19 PM | 8563 | 295.4 |  |  | 883749.625 | 0 | 0 |  |  |  | 0
REF | ATC | 2030 | 9 | Preferred Plan | 13555 | Big Sandy #1 Gas | 280.1667 | 295 | 100.8847 |  | 0 |  |  |  | 2249.8916 |  |  | -1 | 8778475 | TCO |  | 883749.625 |  | 56.0334 | 41472.0078 | 41472.0078 | 0 | -1 | 0 | 0 | 207.0259 | 10 | 4477 | 0.34198 | 46.9273 | 35898.8945 | 40.6211 | 5573.1143 | 6.3062 |  | 5/30/2016 | 5/30/2031 |  | 0 | 0 | 2030 |  |  |  | 0 | 0 | Real 2021 ¦ 5/8/2023 1:03:19 PM | 8564 | 295.4 |  |  | 883749.625 | 0 | 0 |  |  |  | 0
REF | ATC | 2030 | 1 | REF Portfolio | 3102 | Mitchell #1 (WV) | 0 | 0 | 0 |  | 0 |  |  |  | 0 |  |  | -1 | 0 | Mitchell 1 Coal Price |  | 0 |  | 0 | 0 | 0 | 0 | -1 | 0 | 0 | 0 | 0 | 0 |  |  | 0 |  | 0 |  |  | 5/1/1971 | 5/31/2028 |  | 0 | 0 | 2030 |  |  |  | 0 | 0 | Real 2021 ¦ 5/8/2023 1:03:19 PM | 8565 | 0 |  |  | 0 | 0 | 0 |  |  |  | 0
REF | ATC | 2030 | 2 | REF-HC Portfolio | 3102 | Mitchell #1 (WV) | 0 | 0 | 0 |  | 0 |  |  |  | 0 |  |  | -1 | 0 | Mitchell 1 Coal Price |  | 0 |  | 0 | 0 | 0 | 0 | -1 | 0 | 0 | 0 | 0 | 0 |  |  | 0 |  | 0 |  |  | 5/1/1971 | 5/31/2028 |  | 0 | 0 | 2030 |  |  |  | 0 | 0 | Real 2021 ¦ 5/8/2023 1:03:19 PM | 8566 | 0 |  |  | 0 | 0 | 0 |  |  |  | 0
REF | ATC | 2030 | 3 | CETA Portfolio | 3102 | Mitchell #1 (WV) | 0 | 0 | 0 |  | 0 |  |  |  | 0 |  |  | -1 | 0 | Mitchell 1 Coal Price |  | 0 |  | 0 | 0 | 0 | 0 | -1 | 0 | 0 | 0 | 0 | 0 |  |  | 0 |  | 0 |  |  | 5/1/1971 | 5/31/2028 |  | 0 | 0 | 2030 |  |  |  | 0 | 0 | Real 2021 ¦ 5/8/2023 1:03:19 PM | 8567 | 0 |  |  | 0 | 0 | 0 |  |  |  | 0
REF | ATC | 2030 | 4 | ECR Portfolio | 3102 | Mitchell #1 (WV) | 0 | 0 | 0 |  | 0 |  |  |  | 0 |  |  | -1 | 0 | Mitchell 1 Coal Price |  | 0 |  | 0 | 0 | 0 | 0 | -1 | 0 | 0 | 0 | 0 | 0 |  |  | 0 |  | 0 |  |  | 5/1/1971 | 5/31/2028 |  | 0 | 0 | 2030 |  |  |  | 0 | 0 | Real 2021 ¦ 5/8/2023 1:03:19 PM | 8568 | 0 |  |  | 0 | 0 | 0 |  |  |  | 0
REF | ATC | 2030 | 5 | NCR Portfolio | 3102 | Mitchell #1 (WV) | 0 | 0 | 0 |  | 0 |  |  |  | 0 |  |  | -1 | 0 | Mitchell 1 Coal Price |  | 0 |  | 0 | 0 | 0 | 0 | -1 | 0 | 0 | 0 | 0 | 0 |  |  | 0 |  | 0 |  |  | 5/1/1971 | 5/31/2028 |  | 0 | 0 | 2030 |  |  |  | 0 | 0 | Real 2021 ¦ 5/8/2023 1:03:19 PM | 8569 | 0 |  |  | 0 | 0 | 0 |  |  |  | 0
REF | ATC | 2030 | 6 | CC Portfolio | 3102 | Mitchell #1 (WV) | 0 | 0 | 0 |  | 0 |  |  |  | 0 |  |  | -1 | 0 | Mitchell 1 Coal Price |  | 0 |  | 0 | 0 | 0 | 0 | -1 | 0 | 0 | 0 | 0 | 0 |  |  | 0 |  | 0 |  |  | 5/1/1971 | 5/31/2028 |  | 0 | 0 | 2030 |  |  |  | 0 | 0 | Real 2021 ¦ 5/8/2023 1:03:19 PM | 8570 | 0 |  |  | 0 | 0 | 0 |  |  |  | 0
REF | ATC | 2030 | 8 | REF No Wind Portfolio | 3102 | Mitchell #1 (WV) | 0 | 0 | 0 |  | 0 |  |  |  | 0 |  |  | -1 | 0 | Mitchell 1 Coal Price |  | 0 |  | 0 | 0 | 0 | 0 | -1 | 0 | 0 | 0 | 0 | 0 |  |  | 0 |  | 0 |  |  | 5/1/1971 | 5/31/2028 |  | 0 | 0 | 2030 |  |  |  | 0 | 0 | Real 2021 ¦ 5/8/2023 1:03:19 PM | 8571 | 0 |  |  | 0 | 0 | 0 |  |  |  | 0
REF | ATC | 2030 | 1 | REF Portfolio | 3105 | Mitchell #2 (WV) | 0 | 0 | 0 |  | 0 |  |  |  | 0 |  |  | -1 | 0 | Mitchell 2 Coal Price |  | 0 |  | 0 | 0 | 0 | 0 | -1 | 0 | 0 | 0 | 0 | 0 |  |  | 0 |  | 0 |  |  | 5/1/1971 | 5/31/2028 |  | 0 | 0 | 2030 |  |  |  | 0 | 0 | Real 2021 ¦ 5/8/2023 1:03:19 PM | 8572 | 0 |  |  | 0 | 0 | 0 |  |  |  | 0
REF | ATC | 2030 | 2 | REF-HC Portfolio | 3105 | Mitchell #2 (WV) | 0 | 0 | 0 |  | 0 |  |  |  | 0 |  |  | -1 | 0 | Mitchell 2 Coal Price |  | 0 |  | 0 | 0 | 0 | 0 | -1 | 0 | 0 | 0 | 0 | 0 |  |  | 0 |  | 0 |  |  | 5/1/1971 | 5/31/2028 |  | 0 | 0 | 2030 |  |  |  | 0 | 0 | Real 2021 ¦ 5/8/2023 1:03:19 PM | 8573 | 0 |  |  | 0 | 0 | 0 |  |  |  | 0
REF | ATC | 2030 | 3 | CETA Portfolio | 3105 | Mitchell #2 (WV) | 0 | 0 | 0 |  | 0 |  |  |  | 0 |  |  | -1 | 0 | Mitchell 2 Coal Price |  | 0 |  | 0 | 0 | 0 | 0 | -1 | 0 | 0 | 0 | 0 | 0 |  |  | 0 |  | 0 |  |  | 5/1/1971 | 5/31/2028 |  | 0 | 0 | 2030 |  |  |  | 0 | 0 | Real 2021 ¦ 5/8/2023 1:03:19 PM | 8574 | 0 |  |  | 0 | 0 | 0 |  |  |  | 0
REF | ATC | 2030 | 4 | ECR Portfolio | 3105 | Mitchell #2 (WV) | 0 | 0 | 0 |  | 0 |  |  |  | 0 |  |  | -1 | 0 | Mitchell 2 Coal Price |  | 0 |  | 0 | 0 | 0 | 0 | -1 | 0 | 0 | 0 | 0 | 0 |  |  | 0 |  | 0 |  |  | 5/1/1971 | 5/31/2028 |  | 0 | 0 | 2030 |  |  |  | 0 | 0 | Real 2021 ¦ 5/8/2023 1:03:19 PM | 8575 | 0 |  |  | 0 | 0 | 0 |  |  |  | 0
REF | ATC | 2030 | 5 | NCR Portfolio | 3105 | Mitchell #2 (WV) | 0 | 0 | 0 |  | 0 |  |  |  | 0 |  |  | -1 | 0 | Mitchell 2 Coal Price |  | 0 |  | 0 | 0 | 0 | 0 | -1 | 0 | 0 | 0 | 0 | 0 |  |  | 0 |  | 0 |  |  | 5/1/1971 | 5/31/2028 |  | 0 | 0 | 2030 |  |  |  | 0 | 0 | Real 2021 ¦ 5/8/2023 1:03:19 PM | 8576 | 0 |  |  | 0 | 0 | 0 |  |  |  | 0
REF | ATC | 2030 | 6 | CC Portfolio | 3105 | Mitchell #2 (WV) | 0 | 0 | 0 |  | 0 |  |  |  | 0 |  |  | -1 | 0 | Mitchell 2 Coal Price |  | 0 |  | 0 | 0 | 0 | 0 | -1 | 0 | 0 | 0 | 0 | 0 |  |  | 0 |  | 0 |  |  | 5/1/1971 | 5/31/2028 |  | 0 | 0 | 2030 |  |  |  | 0 | 0 | Real 2021 ¦ 5/8/2023 1:03:19 PM | 8577 | 0 |  |  | 0 | 0 | 0 |  |  |  | 0
REF | ATC | 2030 | 8 | REF No Wind Portfolio | 3105 | Mitchell #2 (WV) | 0 | 0 | 0 |  | 0 |  |  |  | 0 |  |  | -1 | 0 | Mitchell 2 Coal Price |  | 0 |  | 0 | 0 | 0 | 0 | -1 | 0 | 0 | 0 | 0 | 0 |  |  | 0 |  | 0 |  |  | 5/1/1971 | 5/31/2028 |  | 0 | 0 | 2030 |  |  |  | 0 | 0 | Real 2021 ¦ 5/8/2023 1:03:19 PM | 8578 | 0 |  |  | 0 | 0 | 0 |  |  |  | 0
REF | ATC | 2030 | 1 | REF Portfolio | Big Sandy #1_Ext Gas | Big Sandy #1_Ext Gas | 0 | 0 | 0 |  | 0 |  |  |  | 0 |  |  | -1 | 0 | TCO |  | 0 |  | 0 | 0 | 0 | 0 | -1 | 0 | 0 | 0 | 0 | 0 |  |  | 0 |  | 0 |  |  | 6/1/2031 | 5/31/2041 |  | 0 | 0 | 2030 |  |  |  | 0 | 0 | Real 2021 ¦ 5/8/2023 1:03:19 PM | 8579 | 0 |  |  | 0 | 0 | 0 |  |  |  | 0
REF | ATC | 2030 | 2 | REF-HC Portfolio | Big Sandy #1_Ext Gas | Big Sandy #1_Ext Gas | 0 | 0 | 0 |  | 0 |  |  |  | 0 |  |  | -1 | 0 | TCO |  | 0 |  | 0 | 0 | 0 | 0 | -1 | 0 | 0 | 0 | 0 | 0 |  |  | 0 |  | 0 |  |  | 6/1/2031 | 5/31/2041 |  | 0 | 0 | 2030 |  |  |  | 0 | 0 | Real 2021 ¦ 5/8/2023 1:03:19 PM | 8580 | 0 |  |  | 0 | 0 | 0 |  |  |  | 0
REF | ATC | 2030 | 3 | CETA Portfolio | Big Sandy #1_Ext Gas | Big Sandy #1_Ext Gas | 0 | 0 | 0 |  | 0 |  |  |  | 0 |  |  | -1 | 0 | TCO |  | 0 |  | 0 | 0 | 0 | 0 | -1 | 0 | 0 | 0 | 0 | 0 |  |  | 0 |  | 0 |  |  | 6/1/2031 | 5/31/2041 |  | 0 | 0 | 2030 |  |  |  | 0 | 0 | Real 2021 ¦ 5/8/2023 1:03:19 PM | 8581 | 0 |  |  | 0 | 0 | 0 |  |  |  | 0
REF | ATC | 2030 | 5 | NCR Portfolio | Big Sandy #1_Ext Gas | Big Sandy #1_Ext Gas | 0 | 0 | 0 |  | 0 |  |  |  | 0 |  |  | -1 | 0 | TCO |  | 0 |  | 0 | 0 | 0 | 0 | -1 | 0 | 0 | 0 | 0 | 0 |  |  | 0 |  | 0 |  |  | 6/1/2031 | 5/31/2041 |  | 0 | 0 | 2030 |  |  |  | 0 | 0 | Real 2021 ¦ 5/8/2023 1:03:19 PM | 8582 | 0 |  |  | 0 | 0 | 0 |  |  |  | 0
REF | ATC | 2030 | 6 | CC Portfolio | Big Sandy #1_Ext Gas | Big Sandy #1_Ext Gas | 0 | 0 | 0 |  | 0 |  |  |  | 0 |  |  | -1 | 0 | TCO |  | 0 |  | 0 | 0 | 0 | 0 | -1 | 0 | 0 | 0 | 0 | 0 |  |  | 0 |  | 0 |  |  | 6/1/2031 | 5/31/2041 |  | 0 | 0 | 2030 |  |  |  | 0 | 0 | Real 2021 ¦ 5/8/2023 1:03:19 PM | 8583 | 0 |  |  | 0 | 0 | 0 |  |  |  | 0
REF | ATC | 2030 | 7 | REF Mitchell Ext | Big Sandy #1_Ext Gas | Big Sandy #1_Ext Gas | 0 | 0 | 0 |  | 0 |  |  |  | 0 |  |  | -1 | 0 | TCO |  | 0 |  | 0 | 0 | 0 | 0 | -1 | 0 | 0 | 0 | 0 | 0 |  |  | 0 |  | 0 |  |  | 6/1/2031 | 5/31/2041 |  | 0 | 0 | 2030 |  |  |  | 0 | 0 | Real 2021 ¦ 5/8/2023 1:03:19 PM | 8584 | 0 |  |  | 0 | 0 | 0 |  |  |  | 0
REF | ATC | 2030 | 8 | REF No Wind Portfolio | Big Sandy #1_Ext Gas | Big Sandy #1_Ext Gas | 0 | 0 | 0 |  | 0 |  |  |  | 0 |  |  | -1 | 0 | TCO |  | 0 |  | 0 | 0 | 0 | 0 | -1 | 0 | 0 | 0 | 0 | 0 |  |  | 0 |  | 0 |  |  | 6/1/2031 | 5/31/2041 |  | 0 | 0 | 2030 |  |  |  | 0 | 0 | Real 2021 ¦ 5/8/2023 1:03:19 PM | 8585 | 0 |  |  | 0 | 0 | 0 |  |  |  | 0
REF | ATC | 2030 | 9 | Preferred Plan | Big Sandy #1_Ext Gas | Big Sandy #1_Ext Gas | 0 | 0 | 0 |  | 0 |  |  |  | 0 |  |  | -1 | 0 | TCO |  | 0 |  | 0 | 0 | 0 | 0 | -1 | 0 | 0 | 0 | 0 | 0 |  |  | 0 |  | 0 |  |  | 6/1/2031 | 5/31/2041 |  | 0 | 0 | 2030 |  |  |  | 0 | 0 | Real 2021 ¦ 5/8/2023 1:03:19 PM | 8586 | 0 |  |  | 0 | 0 | 0 |  |  |  | 0
REF | ATC | 2030 | 1 | REF Portfolio | Spicewood Solar 2027 | Spicewood Solar 2027 | 22.8336 | 100 | 22.8336 |  | 0 |  |  |  | 14554.1885 |  |  | -1 | 0 | Solar |  | 200022.6875 |  | 0 | 7227.104 | 7227.104 | 0 | -1 | 0 | 0 | 0 | 365 | 4383 | 0.22834 | 36.1314 | -6465.7095 | -32.3249 | 13692.8135 | 68.4563 |  | 1/1/2027 | 12/31/2099 |  | 0 | 0 | 2030 |  |  |  | 0 | 0 | Real 2021 ¦ 5/8/2023 1:03:19 PM | 8587 | 100 |  |  | 200022.6875 | 0 | 0 |  |  |  | 0
REF | ATC | 2030 | 2 | REF-HC Portfolio | Spicewood Solar 2027 | Spicewood Solar 2027 | 22.8336 | 100 | 22.8336 |  | 0 |  |  |  | 14554.1885 |  |  | -1 | 0 | Solar |  | 200022.6875 |  | 0 | 7227.104 | 7227.104 | 0 | -1 | 0 | 0 | 0 | 365 | 4383 | 0.22834 | 36.1314 | -6465.7095 | -32.3249 | 13692.8135 | 68.4563 |  | 1/1/2027 | 12/31/2099 |  | 0 | 0 | 2030 |  |  |  | 0 | 0 | Real 2021 ¦ 5/8/2023 1:03:19 PM | 8588 | 100 |  |  | 200022.6875 | 0 | 0 |  |  |  | 0
REF | ATC | 2030 | 3 | CETA Portfolio | Spicewood Solar 2027 | Spicewood Solar 2027 | 22.8336 | 100 | 22.8336 |  | 0 |  |  |  | 14554.1885 |  |  | -1 | 0 | Solar |  | 200022.6875 |  | 0 | 7227.104 | 7227.104 | 0 | -1 | 0 | 0 | 0 | 365 | 4383 | 0.22834 | 36.1314 | -6465.7095 | -32.3249 | 13692.8135 | 68.4563 |  | 1/1/2027 | 12/31/2099 |  | 0 | 0 | 2030 |  |  |  | 0 | 0 | Real 2021 ¦ 5/8/2023 1:03:19 PM | 8589 | 100 |  |  | 200022.6875 | 0 | 0 |  |  |  | 0
REF | ATC | 2030 | 4 | ECR Portfolio | Spicewood Solar 2027 | Spicewood Solar 2027 | 22.8336 | 100 | 22.8336 |  | 0 |  |  |  | 14554.1885 |  |  | -1 | 0 | Solar |  | 200022.6875 |  | 0 | 7227.104 | 7227.104 | 0 | -1 | 0 | 0 | 0 | 365 | 4383 | 0.22834 | 36.1314 | -6465.7095 | -32.3249 | 13692.8135 | 68.4563 |  | 1/1/2027 | 12/31/2099 |  | 0 | 0 | 2030 |  |  |  | 0 | 0 | Real 2021 ¦ 5/8/2023 1:03:19 PM | 8590 | 100 |  |  | 200022.6875 | 0 | 0 |  |  |  | 0
REF | ATC | 2030 | 5 | NCR Portfolio | Spicewood Solar 2027 | Spicewood Solar 2027 | 22.8336 | 100 | 22.8336 |  | 0 |  |  |  | 14554.1885 |  |  | -1 | 0 | Solar |  | 200022.6875 |  | 0 | 7227.104 | 7227.104 | 0 | -1 | 0 | 0 | 0 | 365 | 4383 | 0.22834 | 36.1314 | -6465.7095 | -32.3249 | 13692.8135 | 68.4563 |  | 1/1/2027 | 12/31/2099 |  | 0 | 0 | 2030 |  |  |  | 0 | 0 | Real 2021 ¦ 5/8/2023 1:03:19 PM | 8591 | 100 |  |  | 200022.6875 | 0 | 0 |  |  |  | 0
REF | ATC | 2030 | 6 | CC Portfolio | Spicewood Solar 2027 | Spicewood Solar 2027 | 22.8336 | 100 | 22.8336 |  | 0 |  |  |  | 14554.1885 |  |  | -1 | 0 | Solar |  | 200022.6875 |  | 0 | 7227.104 | 7227.104 | 0 | -1 | 0 | 0 | 0 | 365 | 4383 | 0.22834 | 36.1314 | -6465.7095 | -32.3249 | 13692.8135 | 68.4563 |  | 1/1/2027 | 12/31/2099 |  | 0 | 0 | 2030 |  |  |  | 0 | 0 | Real 2021 ¦ 5/8/2023 1:03:19 PM | 8592 | 100 |  |  | 200022.6875 | 0 | 0 |  |  |  | 0
REF | ATC | 2030 | 7 | REF Mitchell Ext | Spicewood Solar 2027 | Spicewood Solar 2027 | 22.8336 | 100 | 22.8336 |  | 0 |  |  |  | 14554.1885 |  |  | -1 | 0 | Solar |  | 200022.6875 |  | 0 | 7227.104 | 7227.104 | 0 | -1 | 0 | 0 | 0 | 365 | 4383 | 0.22834 | 36.1314 | -6465.7095 | -32.3249 | 13692.8135 | 68.4563 |  | 1/1/2027 | 12/31/2099 |  | 0 | 0 | 2030 |  |  |  | 0 | 0 | Real 2021 ¦ 5/8/2023 1:03:19 PM | 8593 | 100 |  |  | 200022.6875 | 0 | 0 |  |  |  | 0
REF | ATC | 2030 | 8 | REF No Wind Portfolio | Spicewood Solar 2027 | Spicewood Solar 2027 | 22.8336 | 100 | 22.8336 |  | 0 |  |  |  | 14554.1885 |  |  | -1 | 0 | Solar |  | 200022.6875 |  | 0 | 7227.104 | 7227.104 | 0 | -1 | 0 | 0 | 0 | 365 | 4383 | 0.22834 | 36.1314 | -6465.7095 | -32.3249 | 13692.8135 | 68.4563 |  | 1/1/2027 | 12/31/2099 |  | 0 | 0 | 2030 |  |  |  | 0 | 0 | Real 2021 ¦ 5/8/2023 1:03:19 PM | 8594 | 100 |  |  | 200022.6875 | 0 | 0 |  |  |  | 0
REF | ATC | 2030 | 9 | Preferred Plan | Spicewood Solar 2027 | Spicewood Solar 2027 | 22.8336 | 100 | 22.8336 |  | 0 |  |  |  | 14554.1885 |  |  | -1 | 0 | Solar |  | 200022.6875 |  | 0 | 7227.104 | 7227.104 | 0 | -1 | 0 | 0 | 0 | 365 | 4383 | 0.22834 | 36.1314 | -6465.7095 | -32.3249 | 13692.8135 | 68.4563 |  | 1/1/2027 | 12/31/2099 |  | 0 | 0 | 2030 |  |  |  | 0 | 0 | Real 2021 ¦ 5/8/2023 1:03:19 PM | 8595 | 100 |  |  | 200022.6875 | 0 | 0 |  |  |  | 0
REF | ATC | 2030 | 1 | REF Portfolio | DSM Resources | DSM Resources | 0.057329 | 5.4 | 0.057329 |  | 0 |  |  |  | 0 |  |  | -1 | 0 | DSM_EE |  | 502.2 |  | 0 | 22.772 | 22.772 | 0 | -1 | 0 | 0 | 0 | 92 | 93 | 0.010616 | 45.3445 | 0 | 0 | 22.772 | 45.3445 |  | 1/1/2022 | 12/31/2099 |  | 0 | 0 | 2030 |  |  |  | 0 | 0 | Real 2021 ¦ 5/8/2023 1:03:19 PM | 8596 | 5.4 |  |  | 502.2 | 0 | 0 |  |  |  | 0
REF | ATC | 2030 | 2 | REF-HC Portfolio | DSM Resources | DSM Resources | 0.057329 | 5.4 | 0.057329 |  | 0 |  |  |  | 0 |  |  | -1 | 0 | DSM_EE |  | 502.2 |  | 0 | 22.772 | 22.772 | 0 | -1 | 0 | 0 | 0 | 92 | 93 | 0.010616 | 45.3445 | 0 | 0 | 22.772 | 45.3445 |  | 1/1/2022 | 12/31/2099 |  | 0 | 0 | 2030 |  |  |  | 0 | 0 | Real 2021 ¦ 5/8/2023 1:03:19 PM | 8597 | 5.4 |  |  | 502.2 | 0 | 0 |  |  |  | 0
REF | ATC | 2030 | 3 | CETA Portfolio | DSM Resources | DSM Resources | 0.057329 | 5.4 | 0.057329 |  | 0 |  |  |  | 0 |  |  | -1 | 0 | DSM_EE |  | 502.2 |  | 0 | 22.772 | 22.772 | 0 | -1 | 0 | 0 | 0 | 92 | 93 | 0.010616 | 45.3445 | 0 | 0 | 22.772 | 45.3445 |  | 1/1/2022 | 12/31/2099 |  | 0 | 0 | 2030 |  |  |  | 0 | 0 | Real 2021 ¦ 5/8/2023 1:03:19 PM | 8598 | 5.4 |  |  | 502.2 | 0 | 0 |  |  |  | 0
REF | ATC | 2030 | 4 | ECR Portfolio | DSM Resources | DSM Resources | 0.057329 | 5.4 | 0.057329 |  | 0 |  |  |  | 0 |  |  | -1 | 0 | DSM_EE |  | 502.2 |  | 0 | 22.772 | 22.772 | 0 | -1 | 0 | 0 | 0 | 92 | 93 | 0.010616 | 45.3445 | 0 | 0 | 22.772 | 45.3445 |  | 1/1/2022 | 12/31/2099 |  | 0 | 0 | 2030 |  |  |  | 0 | 0 | Real 2021 ¦ 5/8/2023 1:03:19 PM | 8599 | 5.4 |  |  | 502.2 | 0 | 0 |  |  |  | 0
REF | ATC | 2030 | 5 | NCR Portfolio | DSM Resources | DSM Resources | 0.057329 | 5.4 | 0.057329 |  | 0 |  |  |  | 0 |  |  | -1 | 0 | DSM_EE |  | 502.2 |  | 0 | 22.772 | 22.772 | 0 | -1 | 0 | 0 | 0 | 92 | 93 | 0.010616 | 45.3445 | 0 | 0 | 22.772 | 45.3445 |  | 1/1/2022 | 12/31/2099 |  | 0 | 0 | 2030 |  |  |  | 0 | 0 | Real 2021 ¦ 5/8/2023 1:03:19 PM | 8600 | 5.4 |  |  | 502.2 | 0 | 0 |  |  |  | 0
REF | ATC | 2030 | 6 | CC Portfolio | DSM Resources | DSM Resources | 0.057329 | 5.4 | 0.057329 |  | 0 |  |  |  | 0 |  |  | -1 | 0 | DSM_EE |  | 502.2 |  | 0 | 22.772 | 22.772 | 0 | -1 | 0 | 0 | 0 | 92 | 93 | 0.010616 | 45.3445 | 0 | 0 | 22.772 | 45.3445 |  | 1/1/2022 | 12/31/2099 |  | 0 | 0 | 2030 |  |  |  | 0 | 0 | Real 2021 ¦ 5/8/2023 1:03:19 PM | 8601 | 5.4 |  |  | 502.2 | 0 | 0 |  |  |  | 0
REF | ATC | 2030 | 7 | REF Mitchell Ext | DSM Resources | DSM Resources | 0.057329 | 5.4 | 0.057329 |  | 0 |  |  |  | 0 |  |  | -1 | 0 | DSM_EE |  | 502.2 |  | 0 | 22.772 | 22.772 | 0 | -1 | 0 | 0 | 0 | 92 | 93 | 0.010616 | 45.3445 | 0 | 0 | 22.772 | 45.3445 |  | 1/1/2022 | 12/31/2099 |  | 0 | 0 | 2030 |  |  |  | 0 | 0 | Real 2021 ¦ 5/8/2023 1:03:19 PM | 8602 | 5.4 |  |  | 502.2 | 0 | 0 |  |  |  | 0
REF | ATC | 2030 | 8 | REF No Wind Portfolio | DSM Resources | DSM Resources | 0.057329 | 5.4 | 0.057329 |  | 0 |  |  |  | 0 |  |  | -1 | 0 | DSM_EE |  | 502.2 |  | 0 | 22.772 | 22.772 | 0 | -1 | 0 | 0 | 0 | 92 | 93 | 0.010616 | 45.3445 | 0 | 0 | 22.772 | 45.3445 |  | 1/1/2022 | 12/31/2099 |  | 0 | 0 | 2030 |  |  |  | 0 | 0 | Real 2021 ¦ 5/8/2023 1:03:19 PM | 8603 | 5.4 |  |  | 502.2 | 0 | 0 |  |  |  | 0
REF | ATC | 2030 | 9 | Preferred Plan | DSM Resources | DSM Resources | 0.057329 | 5.4 | 0.057329 |  | 0 |  |  |  | 0 |  |  | -1 | 0 | DSM_EE |  | 502.2 |  | 0 | 22.772 | 22.772 | 0 | -1 | 0 | 0 | 0 | 92 | 93 | 0.010616 | 45.3445 | 0 | 0 | 22.772 | 45.3445 |  | 1/1/2022 | 12/31/2099 |  | 0 | 0 | 2030 |  |  |  | 0 | 0 | Real 2021 ¦ 5/8/2023 1:03:19 PM | 8604 | 5.4 |  |  | 502.2 | 0 | 0 |  |  |  | 0
REF | ATC | 2030 | 1 | REF Portfolio | Residential - Low/Medium_23-25 | Residential - Low/Medium_23-25 | 0.67604 | 5922.105 | 0.67604 |  | 0 |  |  |  | 0 |  |  | -1 | 0 | DSM_EE |  | 5922.105 |  | 0 | 233.9602 | 233.9602 | 0 | -1 | 0 | 0 | 0 | 365 | 8760 | 0.00011416 | 39.5063 | 0 | 0 | 233.9602 | 39.5063 |  | 1/1/2023 | 12/31/2099 |  | 0 | 0 | 2030 |  |  |  | 0 | 0 | Real 2021 ¦ 5/8/2023 1:03:19 PM | 8605 | 5922.105 |  |  | 5922.105 | 0 | 0 |  |  |  | 0
REF | ATC | 2030 | 5 | NCR Portfolio | Residential - Low/Medium_23-25 | Residential - Low/Medium_23-25 | 0.67604 | 5922.105 | 0.67604 |  | 0 |  |  |  | 0 |  |  | -1 | 0 | DSM_EE |  | 5922.105 |  | 0 | 233.9602 | 233.9602 | 0 | -1 | 0 | 0 | 0 | 365 | 8760 | 0.00011416 | 39.5063 | 0 | 0 | 233.9602 | 39.5063 |  | 1/1/2023 | 12/31/2099 |  | 0 | 0 | 2030 |  |  |  | 0 | 0 | Real 2021 ¦ 5/8/2023 1:03:19 PM | 8606 | 5922.105 |  |  | 5922.105 | 0 | 0 |  |  |  | 0
REF | ATC | 2030 | 6 | CC Portfolio | Residential - Low/Medium_23-25 | Residential - Low/Medium_23-25 | 0.67604 | 5922.105 | 0.67604 |  | 0 |  |  |  | 0 |  |  | -1 | 0 | DSM_EE |  | 5922.105 |  | 0 | 233.9602 | 233.9602 | 0 | -1 | 0 | 0 | 0 | 365 | 8760 | 0.00011416 | 39.5063 | 0 | 0 | 233.9602 | 39.5063 |  | 1/1/2023 | 12/31/2099 |  | 0 | 0 | 2030 |  |  |  | 0 | 0 | Real 2021 ¦ 5/8/2023 1:03:19 PM | 8607 | 5922.105 |  |  | 5922.105 | 0 | 0 |  |  |  | 0
REF | ATC | 2030 | 7 | REF Mitchell Ext | Residential - Low/Medium_23-25 | Residential - Low/Medium_23-25 | 0.67604 | 5922.105 | 0.67604 |  | 0 |  |  |  | 0 |  |  | -1 | 0 | DSM_EE |  | 5922.105 |  | 0 | 233.9602 | 233.9602 | 0 | -1 | 0 | 0 | 0 | 365 | 8760 | 0.00011416 | 39.5063 | 0 | 0 | 233.9602 | 39.5063 |  | 1/1/2023 | 12/31/2099 |  | 0 | 0 | 2030 |  |  |  | 0 | 0 | Real 2021 ¦ 5/8/2023 1:03:19 PM | 8608 | 5922.105 |  |  | 5922.105 | 0 | 0 |  |  |  | 0
REF | ATC | 2030 | 9 | Preferred Plan | Residential - Low/Medium_23-25 | Residential - Low/Medium_23-25 | 0.67604 | 5922.105 | 0.67604 |  | 0 |  |  |  | 0 |  |  | -1 | 0 | DSM_EE |  | 5922.105 |  | 0 | 233.9602 | 233.9602 | 0 | -1 | 0 | 0 | 0 | 365 | 8760 | 0.00011416 | 39.5063 | 0 | 0 | 233.9602 | 39.5063 |  | 1/1/2023 | 12/31/2099 |  | 0 | 0 | 2030 |  |  |  | 0 | 0 | Real 2021 ¦ 5/8/2023 1:03:19 PM | 8609 | 5922.105 |  |  | 5922.105 | 0 | 0 |  |  |  | 0
REF | ATC | 2030 | 5 | NCR Portfolio | Residential - High_23-25 | Residential - High_23-25 | 0.45284 | 3966.8491 | 0.45284 |  | 0 |  |  |  | 0 |  |  | -1 | 0 | DSM_EE |  | 3966.8491 |  | 0 | 162.3047 | 162.3047 | 0 | -1 | 0 | 0 | 0 | 365 | 8760 | 0.00011416 | 40.9153 | 0 | 0 | 162.3047 | 40.9153 |  | 1/1/2023 | 12/31/2099 |  | 0 | 0 | 2030 |  |  |  | 0 | 0 | Real 2021 ¦ 5/8/2023 1:03:19 PM | 8610 | 3966.8491 |  |  | 3966.8491 | 0 | 0 |  |  |  | 0
REF | ATC | 2030 | 1 | REF Portfolio | C&I - Low_23-25 | C&I - Low_23-25 | 3.5396 | 31007.1172 | 3.5396 |  | 0 |  |  |  | 0 |  |  | -1 | 0 | DSM_EE |  | 31007.1172 |  | 0 | 1185.6378 | 1185.6378 | 0 | -1 | 0 | 0 | 0 | 365 | 8760 | 0.00011416 | 38.2376 | 0 | 0 | 1185.6378 | 38.2376 |  | 1/1/2023 | 12/31/2099 |  | 0 | 0 | 2030 |  |  |  | 0 | 0 | Real 2021 ¦ 5/8/2023 1:03:19 PM | 8611 | 31007.1172 |  |  | 31007.1172 | 0 | 0 |  |  |  | 0
REF | ATC | 2030 | 2 | REF-HC Portfolio | C&I - Low_23-25 | C&I - Low_23-25 | 3.5396 | 31007.1172 | 3.5396 |  | 0 |  |  |  | 0 |  |  | -1 | 0 | DSM_EE |  | 31007.1172 |  | 0 | 1185.6378 | 1185.6378 | 0 | -1 | 0 | 0 | 0 | 365 | 8760 | 0.00011416 | 38.2376 | 0 | 0 | 1185.6378 | 38.2376 |  | 1/1/2023 | 12/31/2099 |  | 0 | 0 | 2030 |  |  |  | 0 | 0 | Real 2021 ¦ 5/8/2023 1:03:19 PM | 8612 | 31007.1172 |  |  | 31007.1172 | 0 | 0 |  |  |  | 0
REF | ATC | 2030 | 3 | CETA Portfolio | C&I - Low_23-25 | C&I - Low_23-25 | 3.5396 | 31007.1172 | 3.5396 |  | 0 |  |  |  | 0 |  |  | -1 | 0 | DSM_EE |  | 31007.1172 |  | 0 | 1185.6378 | 1185.6378 | 0 | -1 | 0 | 0 | 0 | 365 | 8760 | 0.00011416 | 38.2376 | 0 | 0 | 1185.6378 | 38.2376 |  | 1/1/2023 | 12/31/2099 |  | 0 | 0 | 2030 |  |  |  | 0 | 0 | Real 2021 ¦ 5/8/2023 1:03:19 PM | 8613 | 31007.1172 |  |  | 31007.1172 | 0 | 0 |  |  |  | 0
REF | ATC | 2030 | 5 | NCR Portfolio | C&I - Low_23-25 | C&I - Low_23-25 | 3.5396 | 31007.1172 | 3.5396 |  | 0 |  |  |  | 0 |  |  | -1 | 0 | DSM_EE |  | 31007.1172 |  | 0 | 1185.6378 | 1185.6378 | 0 | -1 | 0 | 0 | 0 | 365 | 8760 | 0.00011416 | 38.2376 | 0 | 0 | 1185.6378 | 38.2376 |  | 1/1/2023 | 12/31/2099 |  | 0 | 0 | 2030 |  |  |  | 0 | 0 | Real 2021 ¦ 5/8/2023 1:03:19 PM | 8614 | 31007.1172 |  |  | 31007.1172 | 0 | 0 |  |  |  | 0
REF | ATC | 2030 | 6 | CC Portfolio | C&I - Low_23-25 | C&I - Low_23-25 | 3.5396 | 31007.1172 | 3.5396 |  | 0 |  |  |  | 0 |  |  | -1 | 0 | DSM_EE |  | 31007.1172 |  | 0 | 1185.6378 | 1185.6378 | 0 | -1 | 0 | 0 | 0 | 365 | 8760 | 0.00011416 | 38.2376 | 0 | 0 | 1185.6378 | 38.2376 |  | 1/1/2023 | 12/31/2099 |  | 0 | 0 | 2030 |  |  |  | 0 | 0 | Real 2021 ¦ 5/8/2023 1:03:19 PM | 8615 | 31007.1172 |  |  | 31007.1172 | 0 | 0 |  |  |  | 0
REF | ATC | 2030 | 7 | REF Mitchell Ext | C&I - Low_23-25 | C&I - Low_23-25 | 3.5396 | 31007.1172 | 3.5396 |  | 0 |  |  |  | 0 |  |  | -1 | 0 | DSM_EE |  | 31007.1172 |  | 0 | 1185.6378 | 1185.6378 | 0 | -1 | 0 | 0 | 0 | 365 | 8760 | 0.00011416 | 38.2376 | 0 | 0 | 1185.6378 | 38.2376 |  | 1/1/2023 | 12/31/2099 |  | 0 | 0 | 2030 |  |  |  | 0 | 0 | Real 2021 ¦ 5/8/2023 1:03:19 PM | 8616 | 31007.1172 |  |  | 31007.1172 | 0 | 0 |  |  |  | 0
REF | ATC | 2030 | 9 | Preferred Plan | C&I - Low_23-25 | C&I - Low_23-25 | 3.5396 | 31007.1172 | 3.5396 |  | 0 |  |  |  | 0 |  |  | -1 | 0 | DSM_EE |  | 31007.1172 |  | 0 | 1185.6378 | 1185.6378 | 0 | -1 | 0 | 0 | 0 | 365 | 8760 | 0.00011416 | 38.2376 | 0 | 0 | 1185.6378 | 38.2376 |  | 1/1/2023 | 12/31/2099 |  | 0 | 0 | 2030 |  |  |  | 0 | 0 | Real 2021 ¦ 5/8/2023 1:03:19 PM | 8617 | 31007.1172 |  |  | 31007.1172 | 0 | 0 |  |  |  | 0
REF | ATC | 2030 | 1 | REF Portfolio | IQW_23-25 | IQW_23-25 | 0.049341 | 432.229 | 0.049341 |  | 0 |  |  |  | 0 |  |  | -1 | 0 | DSM_EE |  | 432.229 |  | 0 | 17.3772 | 17.3772 | 0 | -1 | 0 | 0 | 0 | 365 | 8760 | 0.00011416 | 40.2038 | 0 | 0 | 17.3772 | 40.2038 |  | 1/1/2023 | 12/31/2099 |  | 0 | 0 | 2030 |  |  |  | 0 | 0 | Real 2021 ¦ 5/8/2023 1:03:19 PM | 8618 | 432.229 |  |  | 432.229 | 0 | 0 |  |  |  | 0
REF | ATC | 2030 | 2 | REF-HC Portfolio | IQW_23-25 | IQW_23-25 | 0.049341 | 432.229 | 0.049341 |  | 0 |  |  |  | 0 |  |  | -1 | 0 | DSM_EE |  | 432.229 |  | 0 | 17.3772 | 17.3772 | 0 | -1 | 0 | 0 | 0 | 365 | 8760 | 0.00011416 | 40.2038 | 0 | 0 | 17.3772 | 40.2038 |  | 1/1/2023 | 12/31/2099 |  | 0 | 0 | 2030 |  |  |  | 0 | 0 | Real 2021 ¦ 5/8/2023 1:03:19 PM | 8619 | 432.229 |  |  | 432.229 | 0 | 0 |  |  |  | 0
REF | ATC | 2030 | 3 | CETA Portfolio | IQW_23-25 | IQW_23-25 | 0.049341 | 432.229 | 0.049341 |  | 0 |  |  |  | 0 |  |  | -1 | 0 | DSM_EE |  | 432.229 |  | 0 | 17.3772 | 17.3772 | 0 | -1 | 0 | 0 | 0 | 365 | 8760 | 0.00011416 | 40.2038 | 0 | 0 | 17.3772 | 40.2038 |  | 1/1/2023 | 12/31/2099 |  | 0 | 0 | 2030 |  |  |  | 0 | 0 | Real 2021 ¦ 5/8/2023 1:03:19 PM | 8620 | 432.229 |  |  | 432.229 | 0 | 0 |  |  |  | 0
REF | ATC | 2030 | 4 | ECR Portfolio | IQW_23-25 | IQW_23-25 | 0.049341 | 432.229 | 0.049341 |  | 0 |  |  |  | 0 |  |  | -1 | 0 | DSM_EE |  | 432.229 |  | 0 | 17.3772 | 17.3772 | 0 | -1 | 0 | 0 | 0 | 365 | 8760 | 0.00011416 | 40.2038 | 0 | 0 | 17.3772 | 40.2038 |  | 1/1/2023 | 12/31/2099 |  | 0 | 0 | 2030 |  |  |  | 0 | 0 | Real 2021 ¦ 5/8/2023 1:03:19 PM | 8621 | 432.229 |  |  | 432.229 | 0 | 0 |  |  |  | 0
REF | ATC | 2030 | 5 | NCR Portfolio | IQW_23-25 | IQW_23-25 | 0.049341 | 432.229 | 0.049341 |  | 0 |  |  |  | 0 |  |  | -1 | 0 | DSM_EE |  | 432.229 |  | 0 | 17.3772 | 17.3772 | 0 | -1 | 0 | 0 | 0 | 365 | 8760 | 0.00011416 | 40.2038 | 0 | 0 | 17.3772 | 40.2038 |  | 1/1/2023 | 12/31/2099 |  | 0 | 0 | 2030 |  |  |  | 0 | 0 | Real 2021 ¦ 5/8/2023 1:03:19 PM | 8622 | 432.229 |  |  | 432.229 | 0 | 0 |  |  |  | 0
REF | ATC | 2030 | 6 | CC Portfolio | IQW_23-25 | IQW_23-25 | 0.049341 | 432.229 | 0.049341 |  | 0 |  |  |  | 0 |  |  | -1 | 0 | DSM_EE |  | 432.229 |  | 0 | 17.3772 | 17.3772 | 0 | -1 | 0 | 0 | 0 | 365 | 8760 | 0.00011416 | 40.2038 | 0 | 0 | 17.3772 | 40.2038 |  | 1/1/2023 | 12/31/2099 |  | 0 | 0 | 2030 |  |  |  | 0 | 0 | Real 2021 ¦ 5/8/2023 1:03:19 PM | 8623 | 432.229 |  |  | 432.229 | 0 | 0 |  |  |  | 0
REF | ATC | 2030 | 7 | REF Mitchell Ext | IQW_23-25 | IQW_23-25 | 0.049341 | 432.229 | 0.049341 |  | 0 |  |  |  | 0 |  |  | -1 | 0 | DSM_EE |  | 432.229 |  | 0 | 17.3772 | 17.3772 | 0 | -1 | 0 | 0 | 0 | 365 | 8760 | 0.00011416 | 40.2038 | 0 | 0 | 17.3772 | 40.2038 |  | 1/1/2023 | 12/31/2099 |  | 0 | 0 | 2030 |  |  |  | 0 | 0 | Real 2021 ¦ 5/8/2023 1:03:19 PM | 8624 | 432.229 |  |  | 432.229 | 0 | 0 |  |  |  | 0
REF | ATC | 2030 | 8 | REF No Wind Portfolio | IQW_23-25 | IQW_23-25 | 0.049341 | 432.229 | 0.049341 |  | 0 |  |  |  | 0 |  |  | -1 | 0 | DSM_EE |  | 432.229 |  | 0 | 17.3772 | 17.3772 | 0 | -1 | 0 | 0 | 0 | 365 | 8760 | 0.00011416 | 40.2038 | 0 | 0 | 17.3772 | 40.2038 |  | 1/1/2023 | 12/31/2099 |  | 0 | 0 | 2030 |  |  |  | 0 | 0 | Real 2021 ¦ 5/8/2023 1:03:19 PM | 8625 | 432.229 |  |  | 432.229 | 0 | 0 |  |  |  | 0
REF | ATC | 2030 | 9 | Preferred Plan | IQW_23-25 | IQW_23-25 | 0.049341 | 432.229 | 0.049341 |  | 0 |  |  |  | 0 |  |  | -1 | 0 | DSM_EE |  | 432.229 |  | 0 | 17.3772 | 17.3772 | 0 | -1 | 0 | 0 | 0 | 365 | 8760 | 0.00011416 | 40.2038 | 0 | 0 | 17.3772 | 40.2038 |  | 1/1/2023 | 12/31/2099 |  | 0 | 0 | 2030 |  |  |  | 0 | 0 | Real 2021 ¦ 5/8/2023 1:03:19 PM | 8626 | 432.229 |  |  | 432.229 | 0 | 0 |  |  |  | 0
REF | ATC | 2030 | 1 | REF Portfolio | Residential - Low/Medium_26-30 | Residential - Low/Medium_26-30 | 4.9118 | 43027.2461 | 4.9118 |  | 0 |  |  |  | 2626.6467 |  |  | -1 | 0 | DSM_EE |  | 43027.2461 |  | 0 | 1699.2184 | 1699.2184 | 0 | -1 | 0 | 0 | 0 | 365 | 8760 | 0.00011416 | 39.4917 | 0 | 0 | 1699.2184 | 39.4917 |  | 1/1/2026 | 12/31/2099 |  | 0 | 0 | 2030 |  |  |  | 0 | 0 | Real 2021 ¦ 5/8/2023 1:03:19 PM | 8627 | 43027.2461 |  |  | 43027.2461 | 0 | 0 |  |  |  | 0
REF | ATC | 2030 | 3 | CETA Portfolio | Residential - Low/Medium_26-30 | Residential - Low/Medium_26-30 | 4.9118 | 43027.2461 | 4.9118 |  | 0 |  |  |  | 2626.6467 |  |  | -1 | 0 | DSM_EE |  | 43027.2461 |  | 0 | 1699.2184 | 1699.2184 | 0 | -1 | 0 | 0 | 0 | 365 | 8760 | 0.00011416 | 39.4917 | 0 | 0 | 1699.2184 | 39.4917 |  | 1/1/2026 | 12/31/2099 |  | 0 | 0 | 2030 |  |  |  | 0 | 0 | Real 2021 ¦ 5/8/2023 1:03:19 PM | 8628 | 43027.2461 |  |  | 43027.2461 | 0 | 0 |  |  |  | 0
REF | ATC | 2030 | 5 | NCR Portfolio | Residential - Low/Medium_26-30 | Residential - Low/Medium_26-30 | 4.9118 | 43027.2461 | 4.9118 |  | 0 |  |  |  | 2626.6467 |  |  | -1 | 0 | DSM_EE |  | 43027.2461 |  | 0 | 1699.2184 | 1699.2184 | 0 | -1 | 0 | 0 | 0 | 365 | 8760 | 0.00011416 | 39.4917 | 0 | 0 | 1699.2184 | 39.4917 |  | 1/1/2026 | 12/31/2099 |  | 0 | 0 | 2030 |  |  |  | 0 | 0 | Real 2021 ¦ 5/8/2023 1:03:19 PM | 8629 | 43027.2461 |  |  | 43027.2461 | 0 | 0 |  |  |  | 0
REF | ATC | 2030 | 6 | CC Portfolio | Residential - Low/Medium_26-30 | Residential - Low/Medium_26-30 | 4.9118 | 43027.2461 | 4.9118 |  | 0 |  |  |  | 2626.6467 |  |  | -1 | 0 | DSM_EE |  | 43027.2461 |  | 0 | 1699.2184 | 1699.2184 | 0 | -1 | 0 | 0 | 0 | 365 | 8760 | 0.00011416 | 39.4917 | 0 | 0 | 1699.2184 | 39.4917 |  | 1/1/2026 | 12/31/2099 |  | 0 | 0 | 2030 |  |  |  | 0 | 0 | Real 2021 ¦ 5/8/2023 1:03:19 PM | 8630 | 43027.2461 |  |  | 43027.2461 | 0 | 0 |  |  |  | 0
REF | ATC | 2030 | 7 | REF Mitchell Ext | Residential - Low/Medium_26-30 | Residential - Low/Medium_26-30 | 4.9118 | 43027.2461 | 4.9118 |  | 0 |  |  |  | 2626.6467 |  |  | -1 | 0 | DSM_EE |  | 43027.2461 |  | 0 | 1699.2184 | 1699.2184 | 0 | -1 | 0 | 0 | 0 | 365 | 8760 | 0.00011416 | 39.4917 | 0 | 0 | 1699.2184 | 39.4917 |  | 1/1/2026 | 12/31/2099 |  | 0 | 0 | 2030 |  |  |  | 0 | 0 | Real 2021 ¦ 5/8/2023 1:03:19 PM | 8631 | 43027.2461 |  |  | 43027.2461 | 0 | 0 |  |  |  | 0
REF | ATC | 2030 | 9 | Preferred Plan | Residential - Low/Medium_26-30 | Residential - Low/Medium_26-30 | 4.9118 | 43027.2461 | 4.9118 |  | 0 |  |  |  | 2626.6467 |  |  | -1 | 0 | DSM_EE |  | 43027.2461 |  | 0 | 1699.2184 | 1699.2184 | 0 | -1 | 0 | 0 | 0 | 365 | 8760 | 0.00011416 | 39.4917 | 0 | 0 | 1699.2184 | 39.4917 |  | 1/1/2026 | 12/31/2099 |  | 0 | 0 | 2030 |  |  |  | 0 | 0 | Real 2021 ¦ 5/8/2023 1:03:19 PM | 8632 | 43027.2461 |  |  | 43027.2461 | 0 | 0 |  |  |  | 0
REF | ATC | 2030 | 5 | NCR Portfolio | Residential - High_26-30 | Residential - High_26-30 | 1.7045 | 14931.1709 | 1.7045 |  | 0 |  |  |  | 3987.8721 |  |  | -1 | 0 | DSM_EE |  | 14931.1709 |  | 0 | 608.3574 | 608.3574 | 0 | -1 | 0 | 0 | 0 | 365 | 8760 | 0.00011416 | 40.7441 | 0 | 0 | 608.3574 | 40.7441 |  | 1/1/2026 | 12/31/2099 |  | 0 | 0 | 2030 |  |  |  | 0 | 0 | Real 2021 ¦ 5/8/2023 1:03:19 PM | 8633 | 14931.1709 |  |  | 14931.1709 | 0 | 0 |  |  |  | 0
REF | ATC | 2030 | 6 | CC Portfolio | Residential - High_26-30 | Residential - High_26-30 | 1.7045 | 14931.1709 | 1.7045 |  | 0 |  |  |  | 3987.8721 |  |  | -1 | 0 | DSM_EE |  | 14931.1709 |  | 0 | 608.3574 | 608.3574 | 0 | -1 | 0 | 0 | 0 | 365 | 8760 | 0.00011416 | 40.7441 | 0 | 0 | 608.3574 | 40.7441 |  | 1/1/2026 | 12/31/2099 |  | 0 | 0 | 2030 |  |  |  | 0 | 0 | Real 2021 ¦ 5/8/2023 1:03:19 PM | 8634 | 14931.1709 |  |  | 14931.1709 | 0 | 0 |  |  |  | 0
REF | ATC | 2030 | 9 | Preferred Plan | Residential - High_26-30 | Residential - High_26-30 | 1.7045 | 14931.1709 | 1.7045 |  | 0 |  |  |  | 3987.8721 |  |  | -1 | 0 | DSM_EE |  | 14931.1709 |  | 0 | 608.3574 | 608.3574 | 0 | -1 | 0 | 0 | 0 | 365 | 8760 | 0.00011416 | 40.7441 | 0 | 0 | 608.3574 | 40.7441 |  | 1/1/2026 | 12/31/2099 |  | 0 | 0 | 2030 |  |  |  | 0 | 0 | Real 2021 ¦ 5/8/2023 1:03:19 PM | 8635 | 14931.1709 |  |  | 14931.1709 | 0 | 0 |  |  |  | 0
REF | ATC | 2030 | 2 | REF-HC Portfolio | Residential - Behavior_26-30 | Residential - Behavior_26-30 | 1.1071 | 9697.7695 | 1.1071 |  | 0 |  |  |  | 655.0026 |  |  | -1 | 0 | DSM_EE |  | 9697.7695 |  | 0 | 388.2252 | 388.2252 | 0 | -1 | 0 | 0 | 0 | 365 | 8760 | 0.00011416 | 40.0324 | 0 | 0 | 388.2252 | 40.0324 |  | 1/1/2026 | 12/31/2099 |  | 0 | 0 | 2030 |  |  |  | 0 | 0 | Real 2021 ¦ 5/8/2023 1:03:19 PM | 8636 | 9697.7695 |  |  | 9697.7695 | 0 | 0 |  |  |  | 0
REF | ATC | 2030 | 5 | NCR Portfolio | Residential - Behavior_26-30 | Residential - Behavior_26-30 | 1.1071 | 9697.7695 | 1.1071 |  | 0 |  |  |  | 655.0026 |  |  | -1 | 0 | DSM_EE |  | 9697.7695 |  | 0 | 388.2252 | 388.2252 | 0 | -1 | 0 | 0 | 0 | 365 | 8760 | 0.00011416 | 40.0324 | 0 | 0 | 388.2252 | 40.0324 |  | 1/1/2026 | 12/31/2099 |  | 0 | 0 | 2030 |  |  |  | 0 | 0 | Real 2021 ¦ 5/8/2023 1:03:19 PM | 8637 | 9697.7695 |  |  | 9697.7695 | 0 | 0 |  |  |  | 0
REF | ATC | 2030 | 6 | CC Portfolio | Residential - Behavior_26-30 | Residential - Behavior_26-30 | 1.1071 | 9697.7695 | 1.1071 |  | 0 |  |  |  | 655.0026 |  |  | -1 | 0 | DSM_EE |  | 9697.7695 |  | 0 | 388.2252 | 388.2252 | 0 | -1 | 0 | 0 | 0 | 365 | 8760 | 0.00011416 | 40.0324 | 0 | 0 | 388.2252 | 40.0324 |  | 1/1/2026 | 12/31/2099 |  | 0 | 0 | 2030 |  |  |  | 0 | 0 | Real 2021 ¦ 5/8/2023 1:03:19 PM | 8638 | 9697.7695 |  |  | 9697.7695 | 0 | 0 |  |  |  | 0
REF | ATC | 2030 | 8 | REF No Wind Portfolio | Residential - Behavior_26-30 | Residential - Behavior_26-30 | 1.1071 | 9697.7695 | 1.1071 |  | 0 |  |  |  | 655.0026 |  |  | -1 | 0 | DSM_EE |  | 9697.7695 |  | 0 | 388.2252 | 388.2252 | 0 | -1 | 0 | 0 | 0 | 365 | 8760 | 0.00011416 | 40.0324 | 0 | 0 | 388.2252 | 40.0324 |  | 1/1/2026 | 12/31/2099 |  | 0 | 0 | 2030 |  |  |  | 0 | 0 | Real 2021 ¦ 5/8/2023 1:03:19 PM | 8639 | 9697.7695 |  |  | 9697.7695 | 0 | 0 |  |  |  | 0
REF | ATC | 2030 | 9 | Preferred Plan | Residential - Behavior_26-30 | Residential - Behavior_26-30 | 1.1071 | 9697.7695 | 1.1071 |  | 0 |  |  |  | 655.0026 |  |  | -1 | 0 | DSM_EE |  | 9697.7695 |  | 0 | 388.2252 | 388.2252 | 0 | -1 | 0 | 0 | 0 | 365 | 8760 | 0.00011416 | 40.0324 | 0 | 0 | 388.2252 | 40.0324 |  | 1/1/2026 | 12/31/2099 |  | 0 | 0 | 2030 |  |  |  | 0 | 0 | Real 2021 ¦ 5/8/2023 1:03:19 PM | 8640 | 9697.7695 |  |  | 9697.7695 | 0 | 0 |  |  |  | 0
REF | ATC | 2030 | 1 | REF Portfolio | C&I - Low_26-30 | C&I - Low_26-30 | 15.292 | 133957.8281 | 15.292 |  | 0 |  |  |  | 5626.2524 |  |  | -1 | 0 | DSM_EE |  | 133957.8281 |  | 0 | 5130.9136 | 5130.9136 | 0 | -1 | 0 | 0 | 0 | 365 | 8760 | 0.00011416 | 38.3025 | 0 | 0 | 5130.9136 | 38.3025 |  | 1/1/2026 | 12/31/2099 |  | 0 | 0 | 2030 |  |  |  | 0 | 0 | Real 2021 ¦ 5/8/2023 1:03:19 PM | 8641 | 133957.8281 |  |  | 133957.8281 | 0 | 0 |  |  |  | 0
REF | ATC | 2030 | 2 | REF-HC Portfolio | C&I - Low_26-30 | C&I - Low_26-30 | 15.292 | 133957.8281 | 15.292 |  | 0 |  |  |  | 5626.2524 |  |  | -1 | 0 | DSM_EE |  | 133957.8281 |  | 0 | 5130.9136 | 5130.9136 | 0 | -1 | 0 | 0 | 0 | 365 | 8760 | 0.00011416 | 38.3025 | 0 | 0 | 5130.9136 | 38.3025 |  | 1/1/2026 | 12/31/2099 |  | 0 | 0 | 2030 |  |  |  | 0 | 0 | Real 2021 ¦ 5/8/2023 1:03:19 PM | 8642 | 133957.8281 |  |  | 133957.8281 | 0 | 0 |  |  |  | 0
REF | ATC | 2030 | 3 | CETA Portfolio | C&I - Low_26-30 | C&I - Low_26-30 | 15.292 | 133957.8281 | 15.292 |  | 0 |  |  |  | 5626.2524 |  |  | -1 | 0 | DSM_EE |  | 133957.8281 |  | 0 | 5130.9136 | 5130.9136 | 0 | -1 | 0 | 0 | 0 | 365 | 8760 | 0.00011416 | 38.3025 | 0 | 0 | 5130.9136 | 38.3025 |  | 1/1/2026 | 12/31/2099 |  | 0 | 0 | 2030 |  |  |  | 0 | 0 | Real 2021 ¦ 5/8/2023 1:03:19 PM | 8643 | 133957.8281 |  |  | 133957.8281 | 0 | 0 |  |  |  | 0
REF | ATC | 2030 | 4 | ECR Portfolio | C&I - Low_26-30 | C&I - Low_26-30 | 15.292 | 133957.8281 | 15.292 |  | 0 |  |  |  | 5626.2524 |  |  | -1 | 0 | DSM_EE |  | 133957.8281 |  | 0 | 5130.9136 | 5130.9136 | 0 | -1 | 0 | 0 | 0 | 365 | 8760 | 0.00011416 | 38.3025 | 0 | 0 | 5130.9136 | 38.3025 |  | 1/1/2026 | 12/31/2099 |  | 0 | 0 | 2030 |  |  |  | 0 | 0 | Real 2021 ¦ 5/8/2023 1:03:19 PM | 8644 | 133957.8281 |  |  | 133957.8281 | 0 | 0 |  |  |  | 0
REF | ATC | 2030 | 5 | NCR Portfolio | C&I - Low_26-30 | C&I - Low_26-30 | 15.292 | 133957.8281 | 15.292 |  | 0 |  |  |  | 5626.2524 |  |  | -1 | 0 | DSM_EE |  | 133957.8281 |  | 0 | 5130.9136 | 5130.9136 | 0 | -1 | 0 | 0 | 0 | 365 | 8760 | 0.00011416 | 38.3025 | 0 | 0 | 5130.9136 | 38.3025 |  | 1/1/2026 | 12/31/2099 |  | 0 | 0 | 2030 |  |  |  | 0 | 0 | Real 2021 ¦ 5/8/2023 1:03:19 PM | 8645 | 133957.8281 |  |  | 133957.8281 | 0 | 0 |  |  |  | 0
REF | ATC | 2030 | 6 | CC Portfolio | C&I - Low_26-30 | C&I - Low_26-30 | 15.292 | 133957.8281 | 15.292 |  | 0 |  |  |  | 5626.2524 |  |  | -1 | 0 | DSM_EE |  | 133957.8281 |  | 0 | 5130.9136 | 5130.9136 | 0 | -1 | 0 | 0 | 0 | 365 | 8760 | 0.00011416 | 38.3025 | 0 | 0 | 5130.9136 | 38.3025 |  | 1/1/2026 | 12/31/2099 |  | 0 | 0 | 2030 |  |  |  | 0 | 0 | Real 2021 ¦ 5/8/2023 1:03:19 PM | 8646 | 133957.8281 |  |  | 133957.8281 | 0 | 0 |  |  |  | 0
REF | ATC | 2030 | 7 | REF Mitchell Ext | C&I - Low_26-30 | C&I - Low_26-30 | 15.292 | 133957.8281 | 15.292 |  | 0 |  |  |  | 5626.2524 |  |  | -1 | 0 | DSM_EE |  | 133957.8281 |  | 0 | 5130.9136 | 5130.9136 | 0 | -1 | 0 | 0 | 0 | 365 | 8760 | 0.00011416 | 38.3025 | 0 | 0 | 5130.9136 | 38.3025 |  | 1/1/2026 | 12/31/2099 |  | 0 | 0 | 2030 |  |  |  | 0 | 0 | Real 2021 ¦ 5/8/2023 1:03:19 PM | 8647 | 133957.8281 |  |  | 133957.8281 | 0 | 0 |  |  |  | 0
REF | ATC | 2030 | 8 | REF No Wind Portfolio | C&I - Low_26-30 | C&I - Low_26-30 | 15.292 | 133957.8281 | 15.292 |  | 0 |  |  |  | 5626.2524 |  |  | -1 | 0 | DSM_EE |  | 133957.8281 |  | 0 | 5130.9136 | 5130.9136 | 0 | -1 | 0 | 0 | 0 | 365 | 8760 | 0.00011416 | 38.3025 | 0 | 0 | 5130.9136 | 38.3025 |  | 1/1/2026 | 12/31/2099 |  | 0 | 0 | 2030 |  |  |  | 0 | 0 | Real 2021 ¦ 5/8/2023 1:03:19 PM | 8648 | 133957.8281 |  |  | 133957.8281 | 0 | 0 |  |  |  | 0
REF | ATC | 2030 | 9 | Preferred Plan | C&I - Low_26-30 | C&I - Low_26-30 | 15.292 | 133957.8281 | 15.292 |  | 0 |  |  |  | 5626.2524 |  |  | -1 | 0 | DSM_EE |  | 133957.8281 |  | 0 | 5130.9136 | 5130.9136 | 0 | -1 | 0 | 0 | 0 | 365 | 8760 | 0.00011416 | 38.3025 | 0 | 0 | 5130.9136 | 38.3025 |  | 1/1/2026 | 12/31/2099 |  | 0 | 0 | 2030 |  |  |  | 0 | 0 | Real 2021 ¦ 5/8/2023 1:03:19 PM | 8649 | 133957.8281 |  |  | 133957.8281 | 0 | 0 |  |  |  | 0
REF | ATC | 2030 | 5 | NCR Portfolio | C&I - High_26-30 | C&I - High_26-30 | 0.79677 | 6979.6699 | 0.79677 |  | 0 |  |  |  | 1032.7393 |  |  | -1 | 0 | DSM_EE |  | 6979.6699 |  | 0 | 268.0699 | 268.0699 | 0 | -1 | 0 | 0 | 0 | 365 | 8760 | 0.00011416 | 38.4072 | 0 | 0 | 268.0699 | 38.4072 |  | 1/1/2026 | 12/31/2099 |  | 0 | 0 | 2030 |  |  |  | 0 | 0 | Real 2021 ¦ 5/8/2023 1:03:19 PM | 8650 | 6979.6699 |  |  | 6979.6699 | 0 | 0 |  |  |  | 0
REF | ATC | 2030 | 1 | REF Portfolio | IQW_26-30 | IQW_26-30 | 0.22826 | 1999.573 | 0.22826 |  | 0 |  |  |  | 790.1832 |  |  | -1 | 0 | DSM_EE |  | 1999.573 |  | 0 | 79.8121 | 79.8121 | 0 | -1 | 0 | 0 | 0 | 365 | 8760 | 0.00011416 | 39.9146 | 0 | 0 | 79.8121 | 39.9146 |  | 1/1/2026 | 12/31/2099 |  | 0 | 0 | 2030 |  |  |  | 0 | 0 | Real 2021 ¦ 5/8/2023 1:03:19 PM | 8651 | 1999.573 |  |  | 1999.573 | 0 | 0 |  |  |  | 0
REF | ATC | 2030 | 2 | REF-HC Portfolio | IQW_26-30 | IQW_26-30 | 0.22826 | 1999.573 | 0.22826 |  | 0 |  |  |  | 790.1832 |  |  | -1 | 0 | DSM_EE |  | 1999.573 |  | 0 | 79.8121 | 79.8121 | 0 | -1 | 0 | 0 | 0 | 365 | 8760 | 0.00011416 | 39.9146 | 0 | 0 | 79.8121 | 39.9146 |  | 1/1/2026 | 12/31/2099 |  | 0 | 0 | 2030 |  |  |  | 0 | 0 | Real 2021 ¦ 5/8/2023 1:03:19 PM | 8652 | 1999.573 |  |  | 1999.573 | 0 | 0 |  |  |  | 0
REF | ATC | 2030 | 3 | CETA Portfolio | IQW_26-30 | IQW_26-30 | 0.22826 | 1999.573 | 0.22826 |  | 0 |  |  |  | 790.1832 |  |  | -1 | 0 | DSM_EE |  | 1999.573 |  | 0 | 79.8121 | 79.8121 | 0 | -1 | 0 | 0 | 0 | 365 | 8760 | 0.00011416 | 39.9146 | 0 | 0 | 79.8121 | 39.9146 |  | 1/1/2026 | 12/31/2099 |  | 0 | 0 | 2030 |  |  |  | 0 | 0 | Real 2021 ¦ 5/8/2023 1:03:19 PM | 8653 | 1999.573 |  |  | 1999.573 | 0 | 0 |  |  |  | 0
REF | ATC | 2030 | 4 | ECR Portfolio | IQW_26-30 | IQW_26-30 | 0.22826 | 1999.573 | 0.22826 |  | 0 |  |  |  | 790.1832 |  |  | -1 | 0 | DSM_EE |  | 1999.573 |  | 0 | 79.8121 | 79.8121 | 0 | -1 | 0 | 0 | 0 | 365 | 8760 | 0.00011416 | 39.9146 | 0 | 0 | 79.8121 | 39.9146 |  | 1/1/2026 | 12/31/2099 |  | 0 | 0 | 2030 |  |  |  | 0 | 0 | Real 2021 ¦ 5/8/2023 1:03:19 PM | 8654 | 1999.573 |  |  | 1999.573 | 0 | 0 |  |  |  | 0
REF | ATC | 2030 | 5 | NCR Portfolio | IQW_26-30 | IQW_26-30 | 0.22826 | 1999.573 | 0.22826 |  | 0 |  |  |  | 790.1832 |  |  | -1 | 0 | DSM_EE |  | 1999.573 |  | 0 | 79.8121 | 79.8121 | 0 | -1 | 0 | 0 | 0 | 365 | 8760 | 0.00011416 | 39.9146 | 0 | 0 | 79.8121 | 39.9146 |  | 1/1/2026 | 12/31/2099 |  | 0 | 0 | 2030 |  |  |  | 0 | 0 | Real 2021 ¦ 5/8/2023 1:03:19 PM | 8655 | 1999.573 |  |  | 1999.573 | 0 | 0 |  |  |  | 0
REF | ATC | 2030 | 6 | CC Portfolio | IQW_26-30 | IQW_26-30 | 0.22826 | 1999.573 | 0.22826 |  | 0 |  |  |  | 790.1832 |  |  | -1 | 0 | DSM_EE |  | 1999.573 |  | 0 | 79.8121 | 79.8121 | 0 | -1 | 0 | 0 | 0 | 365 | 8760 | 0.00011416 | 39.9146 | 0 | 0 | 79.8121 | 39.9146 |  | 1/1/2026 | 12/31/2099 |  | 0 | 0 | 2030 |  |  |  | 0 | 0 | Real 2021 ¦ 5/8/2023 1:03:19 PM | 8656 | 1999.573 |  |  | 1999.573 | 0 | 0 |  |  |  | 0
REF | ATC | 2030 | 7 | REF Mitchell Ext | IQW_26-30 | IQW_26-30 | 0.22826 | 1999.573 | 0.22826 |  | 0 |  |  |  | 790.1832 |  |  | -1 | 0 | DSM_EE |  | 1999.573 |  | 0 | 79.8121 | 79.8121 | 0 | -1 | 0 | 0 | 0 | 365 | 8760 | 0.00011416 | 39.9146 | 0 | 0 | 79.8121 | 39.9146 |  | 1/1/2026 | 12/31/2099 |  | 0 | 0 | 2030 |  |  |  | 0 | 0 | Real 2021 ¦ 5/8/2023 1:03:19 PM | 8657 | 1999.573 |  |  | 1999.573 | 0 | 0 |  |  |  | 0
REF | ATC | 2030 | 8 | REF No Wind Portfolio | IQW_26-30 | IQW_26-30 | 0.22826 | 1999.573 | 0.22826 |  | 0 |  |  |  | 790.1832 |  |  | -1 | 0 | DSM_EE |  | 1999.573 |  | 0 | 79.8121 | 79.8121 | 0 | -1 | 0 | 0 | 0 | 365 | 8760 | 0.00011416 | 39.9146 | 0 | 0 | 79.8121 | 39.9146 |  | 1/1/2026 | 12/31/2099 |  | 0 | 0 | 2030 |  |  |  | 0 | 0 | Real 2021 ¦ 5/8/2023 1:03:19 PM | 8658 | 1999.573 |  |  | 1999.573 | 0 | 0 |  |  |  | 0
REF | ATC | 2030 | 9 | Preferred Plan | IQW_26-30 | IQW_26-30 | 0.22826 | 1999.573 | 0.22826 |  | 0 |  |  |  | 790.1832 |  |  | -1 | 0 | DSM_EE |  | 1999.573 |  | 0 | 79.8121 | 79.8121 | 0 | -1 | 0 | 0 | 0 | 365 | 8760 | 0.00011416 | 39.9146 | 0 | 0 | 79.8121 | 39.9146 |  | 1/1/2026 | 12/31/2099 |  | 0 | 0 | 2030 |  |  |  | 0 | 0 | Real 2021 ¦ 5/8/2023 1:03:19 PM | 8659 | 1999.573 |  |  | 1999.573 | 0 | 0 |  |  |  | 0
REF | ATC | 2030 | 2 | REF-HC Portfolio | Residential - Low/Medium_31-42 | Residential - Low/Medium_31-42 | 0 | 0 | 0 |  | 0 |  |  |  | 0 |  |  | -1 | 0 | DSM_EE |  | 0 |  | 0 | 0 | 0 | 0 | -1 | 0 | 0 | 0 | 0 | 0 |  |  | 0 |  | 0 |  |  | 1/1/2031 | 12/31/2099 |  | 0 | 0 | 2030 |  |  |  | 0 | 0 | Real 2021 ¦ 5/8/2023 1:03:19 PM | 8660 | 0 |  |  | 0 | 0 | 0 |  |  |  | 0
REF | ATC | 2030 | 4 | ECR Portfolio | Residential - Low/Medium_31-42 | Residential - Low/Medium_31-42 | 0 | 0 | 0 |  | 0 |  |  |  | 0 |  |  | -1 | 0 | DSM_EE |  | 0 |  | 0 | 0 | 0 | 0 | -1 | 0 | 0 | 0 | 0 | 0 |  |  | 0 |  | 0 |  |  | 1/1/2031 | 12/31/2099 |  | 0 | 0 | 2030 |  |  |  | 0 | 0 | Real 2021 ¦ 5/8/2023 1:03:19 PM | 8661 | 0 |  |  | 0 | 0 | 0 |  |  |  | 0
REF | ATC | 2030 | 6 | CC Portfolio | Residential - Low/Medium_31-42 | Residential - Low/Medium_31-42 | 0 | 0 | 0 |  | 0 |  |  |  | 0 |  |  | -1 | 0 | DSM_EE |  | 0 |  | 0 | 0 | 0 | 0 | -1 | 0 | 0 | 0 | 0 | 0 |  |  | 0 |  | 0 |  |  | 1/1/2031 | 12/31/2099 |  | 0 | 0 | 2030 |  |  |  | 0 | 0 | Real 2021 ¦ 5/8/2023 1:03:19 PM | 8662 | 0 |  |  | 0 | 0 | 0 |  |  |  | 0
REF | ATC | 2030 | 8 | REF No Wind Portfolio | Residential - Low/Medium_31-42 | Residential - Low/Medium_31-42 | 0 | 0 | 0 |  | 0 |  |  |  | 0 |  |  | -1 | 0 | DSM_EE |  | 0 |  | 0 | 0 | 0 | 0 | -1 | 0 | 0 | 0 | 0 | 0 |  |  | 0 |  | 0 |  |  | 1/1/2031 | 12/31/2099 |  | 0 | 0 | 2030 |  |  |  | 0 | 0 | Real 2021 ¦ 5/8/2023 1:03:19 PM | 8663 | 0 |  |  | 0 | 0 | 0 |  |  |  | 0
REF | ATC | 2030 | 9 | Preferred Plan | Residential - Low/Medium_31-42 | Residential - Low/Medium_31-42 | 0 | 0 | 0 |  | 0 |  |  |  | 0 |  |  | -1 | 0 | DSM_EE |  | 0 |  | 0 | 0 | 0 | 0 | -1 | 0 | 0 | 0 | 0 | 0 |  |  | 0 |  | 0 |  |  | 1/1/2031 | 12/31/2099 |  | 0 | 0 | 2030 |  |  |  | 0 | 0 | Real 2021 ¦ 5/8/2023 1:03:19 PM | 8664 | 0 |  |  | 0 | 0 | 0 |  |  |  | 0
REF | ATC | 2030 | 1 | REF Portfolio | C&I - Low_31-42 | C&I - Low_31-42 | 0 | 0 | 0 |  | 0 |  |  |  | 0 |  |  | -1 | 0 | DSM_EE |  | 0 |  | 0 | 0 | 0 | 0 | -1 | 0 | 0 | 0 | 0 | 0 |  |  | 0 |  | 0 |  |  | 1/1/2031 | 12/31/2099 |  | 0 | 0 | 2030 |  |  |  | 0 | 0 | Real 2021 ¦ 5/8/2023 1:03:19 PM | 8665 | 0 |  |  | 0 | 0 | 0 |  |  |  | 0
REF | ATC | 2030 | 3 | CETA Portfolio | C&I - Low_31-42 | C&I - Low_31-42 | 0 | 0 | 0 |  | 0 |  |  |  | 0 |  |  | -1 | 0 | DSM_EE |  | 0 |  | 0 | 0 | 0 | 0 | -1 | 0 | 0 | 0 | 0 | 0 |  |  | 0 |  | 0 |  |  | 1/1/2031 | 12/31/2099 |  | 0 | 0 | 2030 |  |  |  | 0 | 0 | Real 2021 ¦ 5/8/2023 1:03:19 PM | 8666 | 0 |  |  | 0 | 0 | 0 |  |  |  | 0
REF | ATC | 2030 | 4 | ECR Portfolio | C&I - Low_31-42 | C&I - Low_31-42 | 0 | 0 | 0 |  | 0 |  |  |  | 0 |  |  | -1 | 0 | DSM_EE |  | 0 |  | 0 | 0 | 0 | 0 | -1 | 0 | 0 | 0 | 0 | 0 |  |  | 0 |  | 0 |  |  | 1/1/2031 | 12/31/2099 |  | 0 | 0 | 2030 |  |  |  | 0 | 0 | Real 2021 ¦ 5/8/2023 1:03:19 PM | 8667 | 0 |  |  | 0 | 0 | 0 |  |  |  | 0
REF | ATC | 2030 | 6 | CC Portfolio | C&I - Low_31-42 | C&I - Low_31-42 | 0 | 0 | 0 |  | 0 |  |  |  | 0 |  |  | -1 | 0 | DSM_EE |  | 0 |  | 0 | 0 | 0 | 0 | -1 | 0 | 0 | 0 | 0 | 0 |  |  | 0 |  | 0 |  |  | 1/1/2031 | 12/31/2099 |  | 0 | 0 | 2030 |  |  |  | 0 | 0 | Real 2021 ¦ 5/8/2023 1:03:19 PM | 8668 | 0 |  |  | 0 | 0 | 0 |  |  |  | 0
REF | ATC | 2030 | 7 | REF Mitchell Ext | C&I - Low_31-42 | C&I - Low_31-42 | 0 | 0 | 0 |  | 0 |  |  |  | 0 |  |  | -1 | 0 | DSM_EE |  | 0 |  | 0 | 0 | 0 | 0 | -1 | 0 | 0 | 0 | 0 | 0 |  |  | 0 |  | 0 |  |  | 1/1/2031 | 12/31/2099 |  | 0 | 0 | 2030 |  |  |  | 0 | 0 | Real 2021 ¦ 5/8/2023 1:03:19 PM | 8669 | 0 |  |  | 0 | 0 | 0 |  |  |  | 0
REF | ATC | 2030 | 8 | REF No Wind Portfolio | C&I - Low_31-42 | C&I - Low_31-42 | 0 | 0 | 0 |  | 0 |  |  |  | 0 |  |  | -1 | 0 | DSM_EE |  | 0 |  | 0 | 0 | 0 | 0 | -1 | 0 | 0 | 0 | 0 | 0 |  |  | 0 |  | 0 |  |  | 1/1/2031 | 12/31/2099 |  | 0 | 0 | 2030 |  |  |  | 0 | 0 | Real 2021 ¦ 5/8/2023 1:03:19 PM | 8670 | 0 |  |  | 0 | 0 | 0 |  |  |  | 0
REF | ATC | 2030 | 9 | Preferred Plan | C&I - Low_31-42 | C&I - Low_31-42 | 0 | 0 | 0 |  | 0 |  |  |  | 0 |  |  | -1 | 0 | DSM_EE |  | 0 |  | 0 | 0 | 0 | 0 | -1 | 0 | 0 | 0 | 0 | 0 |  |  | 0 |  | 0 |  |  | 1/1/2031 | 12/31/2099 |  | 0 | 0 | 2030 |  |  |  | 0 | 0 | Real 2021 ¦ 5/8/2023 1:03:19 PM | 8671 | 0 |  |  | 0 | 0 | 0 |  |  |  | 0
REF | ATC | 2030 | 1 | REF Portfolio | IQW_31-42 | IQW_31-42 | 0 | 0 | 0 |  | 0 |  |  |  | 0 |  |  | -1 | 0 | DSM_EE |  | 0 |  | 0 | 0 | 0 | 0 | -1 | 0 | 0 | 0 | 0 | 0 |  |  | 0 |  | 0 |  |  | 1/1/2031 | 12/31/2099 |  | 0 | 0 | 2030 |  |  |  | 0 | 0 | Real 2021 ¦ 5/8/2023 1:03:19 PM | 8672 | 0 |  |  | 0 | 0 | 0 |  |  |  | 0
REF | ATC | 2030 | 2 | REF-HC Portfolio | IQW_31-42 | IQW_31-42 | 0 | 0 | 0 |  | 0 |  |  |  | 0 |  |  | -1 | 0 | DSM_EE |  | 0 |  | 0 | 0 | 0 | 0 | -1 | 0 | 0 | 0 | 0 | 0 |  |  | 0 |  | 0 |  |  | 1/1/2031 | 12/31/2099 |  | 0 | 0 | 2030 |  |  |  | 0 | 0 | Real 2021 ¦ 5/8/2023 1:03:19 PM | 8673 | 0 |  |  | 0 | 0 | 0 |  |  |  | 0
REF | ATC | 2030 | 3 | CETA Portfolio | IQW_31-42 | IQW_31-42 | 0 | 0 | 0 |  | 0 |  |  |  | 0 |  |  | -1 | 0 | DSM_EE |  | 0 |  | 0 | 0 | 0 | 0 | -1 | 0 | 0 | 0 | 0 | 0 |  |  | 0 |  | 0 |  |  | 1/1/2031 | 12/31/2099 |  | 0 | 0 | 2030 |  |  |  | 0 | 0 | Real 2021 ¦ 5/8/2023 1:03:19 PM | 8674 | 0 |  |  | 0 | 0 | 0 |  |  |  | 0
REF | ATC | 2030 | 4 | ECR Portfolio | IQW_31-42 | IQW_31-42 | 0 | 0 | 0 |  | 0 |  |  |  | 0 |  |  | -1 | 0 | DSM_EE |  | 0 |  | 0 | 0 | 0 | 0 | -1 | 0 | 0 | 0 | 0 | 0 |  |  | 0 |  | 0 |  |  | 1/1/2031 | 12/31/2099 |  | 0 | 0 | 2030 |  |  |  | 0 | 0 | Real 2021 ¦ 5/8/2023 1:03:19 PM | 8675 | 0 |  |  | 0 | 0 | 0 |  |  |  | 0
REF | ATC | 2030 | 5 | NCR Portfolio | IQW_31-42 | IQW_31-42 | 0 | 0 | 0 |  | 0 |  |  |  | 0 |  |  | -1 | 0 | DSM_EE |  | 0 |  | 0 | 0 | 0 | 0 | -1 | 0 | 0 | 0 | 0 | 0 |  |  | 0 |  | 0 |  |  | 1/1/2031 | 12/31/2099 |  | 0 | 0 | 2030 |  |  |  | 0 | 0 | Real 2021 ¦ 5/8/2023 1:03:19 PM | 8676 | 0 |  |  | 0 | 0 | 0 |  |  |  | 0
REF | ATC | 2030 | 6 | CC Portfolio | IQW_31-42 | IQW_31-42 | 0 | 0 | 0 |  | 0 |  |  |  | 0 |  |  | -1 | 0 | DSM_EE |  | 0 |  | 0 | 0 | 0 | 0 | -1 | 0 | 0 | 0 | 0 | 0 |  |  | 0 |  | 0 |  |  | 1/1/2031 | 12/31/2099 |  | 0 | 0 | 2030 |  |  |  | 0 | 0 | Real 2021 ¦ 5/8/2023 1:03:19 PM | 8677 | 0 |  |  | 0 | 0 | 0 |  |  |  | 0
REF | ATC | 2030 | 7 | REF Mitchell Ext | IQW_31-42 | IQW_31-42 | 0 | 0 | 0 |  | 0 |  |  |  | 0 |  |  | -1 | 0 | DSM_EE |  | 0 |  | 0 | 0 | 0 | 0 | -1 | 0 | 0 | 0 | 0 | 0 |  |  | 0 |  | 0 |  |  | 1/1/2031 | 12/31/2099 |  | 0 | 0 | 2030 |  |  |  | 0 | 0 | Real 2021 ¦ 5/8/2023 1:03:19 PM | 8678 | 0 |  |  | 0 | 0 | 0 |  |  |  | 0
REF | ATC | 2030 | 8 | REF No Wind Portfolio | IQW_31-42 | IQW_31-42 | 0 | 0 | 0 |  | 0 |  |  |  | 0 |  |  | -1 | 0 | DSM_EE |  | 0 |  | 0 | 0 | 0 | 0 | -1 | 0 | 0 | 0 | 0 | 0 |  |  | 0 |  | 0 |  |  | 1/1/2031 | 12/31/2099 |  | 0 | 0 | 2030 |  |  |  | 0 | 0 | Real 2021 ¦ 5/8/2023 1:03:19 PM | 8679 | 0 |  |  | 0 | 0 | 0 |  |  |  | 0
REF | ATC | 2030 | 9 | Preferred Plan | IQW_31-42 | IQW_31-42 | 0 | 0 | 0 |  | 0 |  |  |  | 0 |  |  | -1 | 0 | DSM_EE |  | 0 |  | 0 | 0 | 0 | 0 | -1 | 0 | 0 | 0 | 0 | 0 |  |  | 0 |  | 0 |  |  | 1/1/2031 | 12/31/2099 |  | 0 | 0 | 2030 |  |  |  | 0 | 0 | Real 2021 ¦ 5/8/2023 1:03:19 PM | 8680 | 0 |  |  | 0 | 0 | 0 |  |  |  | 0
REF | ATC | 2030 | 1 | REF Portfolio | Area 1001 Gas CT 2029 | Area 1001 Gas CT 2029 | 419.156 | 458.2816 | 179.4304 |  | 0 |  |  |  | 48907.3594 |  |  | -1 | 15778316 | TCO |  | 1571810.625 |  | 125.7468 | 72593.9531 | 72593.9531 | 0 | -1 | 0 | 0 | 2905.6582 | 64 | 4876 | 0.39153 | 46.1849 | 58000.5312 | 36.9005 | 14593.4238 | 9.2845 |  | 1/1/2029 | 12/31/2099 |  | 0 | 0 | 2030 |  |  |  | 0 | 0 | Real 2021 ¦ 5/8/2023 1:03:19 PM | 8681 | 480 |  |  | 1571810.625 | 0 | 0 |  |  |  | 0
REF | ATC | 2030 | 2 | REF-HC Portfolio | Area 1001 Gas CT 2029 | Area 1001 Gas CT 2029 | 419.156 | 458.2816 | 179.4304 |  | 0 |  |  |  | 48907.3594 |  |  | -1 | 15778316 | TCO |  | 1571810.625 |  | 125.7468 | 72593.9531 | 72593.9531 | 0 | -1 | 0 | 0 | 2905.6582 | 64 | 4876 | 0.39153 | 46.1849 | 58000.5312 | 36.9005 | 14593.4238 | 9.2845 |  | 1/1/2029 | 12/31/2099 |  | 0 | 0 | 2030 |  |  |  | 0 | 0 | Real 2021 ¦ 5/8/2023 1:03:19 PM | 8682 | 480 |  |  | 1571810.625 | 0 | 0 |  |  |  | 0
REF | ATC | 2030 | 3 | CETA Portfolio | Area 1001 Gas CT 2029 | Area 1001 Gas CT 2029 | 419.156 | 458.2816 | 179.4304 |  | 0 |  |  |  | 48907.3594 |  |  | -1 | 15778316 | TCO |  | 1571810.625 |  | 125.7468 | 72593.9531 | 72593.9531 | 0 | -1 | 0 | 0 | 2905.6582 | 64 | 4876 | 0.39153 | 46.1849 | 58000.5312 | 36.9005 | 14593.4238 | 9.2845 |  | 1/1/2029 | 12/31/2099 |  | 0 | 0 | 2030 |  |  |  | 0 | 0 | Real 2021 ¦ 5/8/2023 1:03:19 PM | 8683 | 480 |  |  | 1571810.625 | 0 | 0 |  |  |  | 0
REF | ATC | 2030 | 4 | ECR Portfolio | Area 1001 Gas CT 2029 | Area 1001 Gas CT 2029 | 209.578 | 229.1408 | 89.7152 |  | 0 |  |  |  | 24453.6797 |  |  | -1 | 7889158 | TCO |  | 785905.3125 |  | 62.8734 | 36296.9766 | 36296.9766 | 0 | -1 | 0 | 0 | 1452.8291 | 64 | 4876 | 0.39153 | 46.1849 | 29000.2656 | 36.9005 | 7296.7119 | 9.2845 |  | 1/1/2029 | 12/31/2099 |  | 0 | 0 | 2030 |  |  |  | 0 | 0 | Real 2021 ¦ 5/8/2023 1:03:19 PM | 8684 | 240 |  |  | 785905.3125 | 0 | 0 |  |  |  | 0
REF | ATC | 2030 | 5 | NCR Portfolio | Area 1001 Gas CT 2029 | Area 1001 Gas CT 2029 | 419.156 | 458.2816 | 179.4304 |  | 0 |  |  |  | 48907.3594 |  |  | -1 | 15778316 | TCO |  | 1571810.625 |  | 125.7468 | 72593.9531 | 72593.9531 | 0 | -1 | 0 | 0 | 2905.6582 | 64 | 4876 | 0.39153 | 46.1849 | 58000.5312 | 36.9005 | 14593.4238 | 9.2845 |  | 1/1/2029 | 12/31/2099 |  | 0 | 0 | 2030 |  |  |  | 0 | 0 | Real 2021 ¦ 5/8/2023 1:03:19 PM | 8685 | 480 |  |  | 1571810.625 | 0 | 0 |  |  |  | 0
REF | ATC | 2030 | 7 | REF Mitchell Ext | Area 1001 Gas CT 2029 | Area 1001 Gas CT 2029 | 419.156 | 458.2816 | 179.4304 |  | 0 |  |  |  | 48907.3594 |  |  | -1 | 15778316 | TCO |  | 1571810.625 |  | 125.7468 | 72593.9531 | 72593.9531 | 0 | -1 | 0 | 0 | 2905.6582 | 64 | 4876 | 0.39153 | 46.1849 | 58000.5312 | 36.9005 | 14593.4238 | 9.2845 |  | 1/1/2029 | 12/31/2099 |  | 0 | 0 | 2030 |  |  |  | 0 | 0 | Real 2021 ¦ 5/8/2023 1:03:19 PM | 8686 | 480 |  |  | 1571810.625 | 0 | 0 |  |  |  | 0
REF | ATC | 2030 | 8 | REF No Wind Portfolio | Area 1001 Gas CT 2029 | Area 1001 Gas CT 2029 | 209.578 | 229.1408 | 89.7152 |  | 0 |  |  |  | 24453.6797 |  |  | -1 | 7889158 | TCO |  | 785905.3125 |  | 62.8734 | 36296.9766 | 36296.9766 | 0 | -1 | 0 | 0 | 1452.8291 | 64 | 4876 | 0.39153 | 46.1849 | 29000.2656 | 36.9005 | 7296.7119 | 9.2845 |  | 1/1/2029 | 12/31/2099 |  | 0 | 0 | 2030 |  |  |  | 0 | 0 | Real 2021 ¦ 5/8/2023 1:03:19 PM | 8687 | 240 |  |  | 785905.3125 | 0 | 0 |  |  |  | 0
REF | ATC | 2030 | 9 | Preferred Plan | Area 1001 Gas CT 2029 | Area 1001 Gas CT 2029 | 419.156 | 458.2816 | 179.4304 |  | 0 |  |  |  | 48907.3594 |  |  | -1 | 15778316 | TCO |  | 1571810.625 |  | 125.7468 | 72593.9531 | 72593.9531 | 0 | -1 | 0 | 0 | 2905.6582 | 64 | 4876 | 0.39153 | 46.1849 | 58000.5312 | 36.9005 | 14593.4238 | 9.2845 |  | 1/1/2029 | 12/31/2099 |  | 0 | 0 | 2030 |  |  |  | 0 | 0 | Real 2021 ¦ 5/8/2023 1:03:19 PM | 8688 | 480 |  |  | 1571810.625 | 0 | 0 |  |  |  | 0
REF | ATC | 2030 | 8 | REF No Wind Portfolio | Area 1001 Solar 2026 | Area 1001 Solar 2026 | 22.8336 | 100 | 22.8336 |  | 0 |  |  |  | 15077.127 |  |  | -1 | 0 | Solar |  | 200022.6875 |  | 0 | 7227.104 | 7227.104 | 0 | -1 | 0 | 0 | 0 | 365 | 4383 | 0.22834 | 36.1314 | -6465.7095 | -32.3249 | 13692.8135 | 68.4563 |  | 1/1/2026 | 12/31/2099 |  | 0 | 0 | 2030 |  |  |  | 0 | 0 | Real 2021 ¦ 5/8/2023 1:03:19 PM | 8689 | 100 |  |  | 200022.6875 | 0 | 0 |  |  |  | 0
REF | ATC | 2030 | 1 | REF Portfolio | Area 1001 Solar 2027 | Area 1001 Solar 2027 | 34.2505 | 150 | 34.2505 |  | 0 |  |  |  | 21831.2832 |  |  | -1 | 0 | Solar |  | 300034.0312 |  | 0 | 10840.6562 | 10840.6562 | 0 | -1 | 0 | 0 | 0 | 365 | 4383 | 0.22834 | 36.1314 | -9698.5645 | -32.3249 | 20539.2207 | 68.4563 |  | 1/1/2027 | 12/31/2099 |  | 0 | 0 | 2030 |  |  |  | 0 | 0 | Real 2021 ¦ 5/8/2023 1:03:19 PM | 8690 | 150 |  |  | 300034.0312 | 0 | 0 |  |  |  | 0
REF | ATC | 2030 | 2 | REF-HC Portfolio | Area 1001 Solar 2027 | Area 1001 Solar 2027 | 22.8336 | 100 | 22.8336 |  | 0 |  |  |  | 14554.1885 |  |  | -1 | 0 | Solar |  | 200022.6875 |  | 0 | 7227.104 | 7227.104 | 0 | -1 | 0 | 0 | 0 | 365 | 4383 | 0.22834 | 36.1314 | -6465.7095 | -32.3249 | 13692.8135 | 68.4563 |  | 1/1/2027 | 12/31/2099 |  | 0 | 0 | 2030 |  |  |  | 0 | 0 | Real 2021 ¦ 5/8/2023 1:03:19 PM | 8691 | 100 |  |  | 200022.6875 | 0 | 0 |  |  |  | 0
REF | ATC | 2030 | 3 | CETA Portfolio | Area 1001 Solar 2027 | Area 1001 Solar 2027 | 34.2505 | 150 | 34.2505 |  | 0 |  |  |  | 21831.2832 |  |  | -1 | 0 | Solar |  | 300034.0312 |  | 0 | 10840.6562 | 10840.6562 | 0 | -1 | 0 | 0 | 0 | 365 | 4383 | 0.22834 | 36.1314 | -9698.5645 | -32.3249 | 20539.2207 | 68.4563 |  | 1/1/2027 | 12/31/2099 |  | 0 | 0 | 2030 |  |  |  | 0 | 0 | Real 2021 ¦ 5/8/2023 1:03:19 PM | 8692 | 150 |  |  | 300034.0312 | 0 | 0 |  |  |  | 0
REF | ATC | 2030 | 5 | NCR Portfolio | Area 1001 Solar 2027 | Area 1001 Solar 2027 | 11.4168 | 50 | 11.4168 |  | 0 |  |  |  | 7277.0942 |  |  | -1 | 0 | Solar |  | 100011.3438 |  | 0 | 3613.552 | 3613.552 | 0 | -1 | 0 | 0 | 0 | 365 | 4383 | 0.22834 | 36.1314 | -3232.8547 | -32.3249 | 6846.4067 | 68.4563 |  | 1/1/2027 | 12/31/2099 |  | 0 | 0 | 2030 |  |  |  | 0 | 0 | Real 2021 ¦ 5/8/2023 1:03:19 PM | 8693 | 50 |  |  | 100011.3438 | 0 | 0 |  |  |  | 0
REF | ATC | 2030 | 6 | CC Portfolio | Area 1001 Solar 2027 | Area 1001 Solar 2027 | 34.2505 | 150 | 34.2505 |  | 0 |  |  |  | 21831.2832 |  |  | -1 | 0 | Solar |  | 300034.0312 |  | 0 | 10840.6562 | 10840.6562 | 0 | -1 | 0 | 0 | 0 | 365 | 4383 | 0.22834 | 36.1314 | -9698.5645 | -32.3249 | 20539.2207 | 68.4563 |  | 1/1/2027 | 12/31/2099 |  | 0 | 0 | 2030 |  |  |  | 0 | 0 | Real 2021 ¦ 5/8/2023 1:03:19 PM | 8694 | 150 |  |  | 300034.0312 | 0 | 0 |  |  |  | 0
REF | ATC | 2030 | 7 | REF Mitchell Ext | Area 1001 Solar 2027 | Area 1001 Solar 2027 | 34.2505 | 150 | 34.2505 |  | 0 |  |  |  | 21831.2832 |  |  | -1 | 0 | Solar |  | 300034.0312 |  | 0 | 10840.6562 | 10840.6562 | 0 | -1 | 0 | 0 | 0 | 365 | 4383 | 0.22834 | 36.1314 | -9698.5645 | -32.3249 | 20539.2207 | 68.4563 |  | 1/1/2027 | 12/31/2099 |  | 0 | 0 | 2030 |  |  |  | 0 | 0 | Real 2021 ¦ 5/8/2023 1:03:19 PM | 8695 | 150 |  |  | 300034.0312 | 0 | 0 |  |  |  | 0
REF | ATC | 2030 | 8 | REF No Wind Portfolio | Area 1001 Solar 2027 | Area 1001 Solar 2027 | 34.2505 | 150 | 34.2505 |  | 0 |  |  |  | 21831.2832 |  |  | -1 | 0 | Solar |  | 300034.0312 |  | 0 | 10840.6562 | 10840.6562 | 0 | -1 | 0 | 0 | 0 | 365 | 4383 | 0.22834 | 36.1314 | -9698.5645 | -32.3249 | 20539.2207 | 68.4563 |  | 1/1/2027 | 12/31/2099 |  | 0 | 0 | 2030 |  |  |  | 0 | 0 | Real 2021 ¦ 5/8/2023 1:03:19 PM | 8696 | 150 |  |  | 300034.0312 | 0 | 0 |  |  |  | 0
REF | ATC | 2030 | 9 | Preferred Plan | Area 1001 Solar 2027 | Area 1001 Solar 2027 | 34.2505 | 150 | 34.2505 |  | 0 |  |  |  | 21831.2832 |  |  | -1 | 0 | Solar |  | 300034.0312 |  | 0 | 10840.6562 | 10840.6562 | 0 | -1 | 0 | 0 | 0 | 365 | 4383 | 0.22834 | 36.1314 | -9698.5645 | -32.3249 | 20539.2207 | 68.4563 |  | 1/1/2027 | 12/31/2099 |  | 0 | 0 | 2030 |  |  |  | 0 | 0 | Real 2021 ¦ 5/8/2023 1:03:19 PM | 8697 | 150 |  |  | 300034.0312 | 0 | 0 |  |  |  | 0
REF | ATC | 2030 | 1 | REF Portfolio | Area 1001 Solar 2028 | Area 1001 Solar 2028 | 34.2505 | 150 | 34.2505 |  | 0 |  |  |  | 20972.5645 |  |  | -1 | 0 | Solar |  | 300034.0312 |  | 0 | 10840.6562 | 10840.6562 | 0 | -1 | 0 | 0 | 0 | 365 | 4383 | 0.22834 | 36.1314 | -9698.5645 | -32.3249 | 20539.2207 | 68.4563 |  | 1/1/2028 | 12/31/2099 |  | 0 | 0 | 2030 |  |  |  | 0 | 0 | Real 2021 ¦ 5/8/2023 1:03:19 PM | 8698 | 150 |  |  | 300034.0312 | 0 | 0 |  |  |  | 0
REF | ATC | 2030 | 2 | REF-HC Portfolio | Area 1001 Solar 2028 | Area 1001 Solar 2028 | 34.2505 | 150 | 34.2505 |  | 0 |  |  |  | 20972.5645 |  |  | -1 | 0 | Solar |  | 300034.0312 |  | 0 | 10840.6562 | 10840.6562 | 0 | -1 | 0 | 0 | 0 | 365 | 4383 | 0.22834 | 36.1314 | -9698.5645 | -32.3249 | 20539.2207 | 68.4563 |  | 1/1/2028 | 12/31/2099 |  | 0 | 0 | 2030 |  |  |  | 0 | 0 | Real 2021 ¦ 5/8/2023 1:03:19 PM | 8699 | 150 |  |  | 300034.0312 | 0 | 0 |  |  |  | 0
REF | ATC | 2030 | 3 | CETA Portfolio | Area 1001 Solar 2028 | Area 1001 Solar 2028 | 34.2505 | 150 | 34.2505 |  | 0 |  |  |  | 20972.5645 |  |  | -1 | 0 | Solar |  | 300034.0312 |  | 0 | 10840.6562 | 10840.6562 | 0 | -1 | 0 | 0 | 0 | 365 | 4383 | 0.22834 | 36.1314 | -9698.5645 | -32.3249 | 20539.2207 | 68.4563 |  | 1/1/2028 | 12/31/2099 |  | 0 | 0 | 2030 |  |  |  | 0 | 0 | Real 2021 ¦ 5/8/2023 1:03:19 PM | 8700 | 150 |  |  | 300034.0312 | 0 | 0 |  |  |  | 0
REF | ATC | 2030 | 4 | ECR Portfolio | Area 1001 Solar 2028 | Area 1001 Solar 2028 | 34.2505 | 150 | 34.2505 |  | 0 |  |  |  | 20972.5645 |  |  | -1 | 0 | Solar |  | 300034.0312 |  | 0 | 10840.6562 | 10840.6562 | 0 | -1 | 0 | 0 | 0 | 365 | 4383 | 0.22834 | 36.1314 | -9698.5645 | -32.3249 | 20539.2207 | 68.4563 |  | 1/1/2028 | 12/31/2099 |  | 0 | 0 | 2030 |  |  |  | 0 | 0 | Real 2021 ¦ 5/8/2023 1:03:19 PM | 8701 | 150 |  |  | 300034.0312 | 0 | 0 |  |  |  | 0
REF | ATC | 2030 | 5 | NCR Portfolio | Area 1001 Solar 2028 | Area 1001 Solar 2028 | 34.2505 | 150 | 34.2505 |  | 0 |  |  |  | 20972.5645 |  |  | -1 | 0 | Solar |  | 300034.0312 |  | 0 | 10840.6562 | 10840.6562 | 0 | -1 | 0 | 0 | 0 | 365 | 4383 | 0.22834 | 36.1314 | -9698.5645 | -32.3249 | 20539.2207 | 68.4563 |  | 1/1/2028 | 12/31/2099 |  | 0 | 0 | 2030 |  |  |  | 0 | 0 | Real 2021 ¦ 5/8/2023 1:03:19 PM | 8702 | 150 |  |  | 300034.0312 | 0 | 0 |  |  |  | 0
REF | ATC | 2030 | 6 | CC Portfolio | Area 1001 Solar 2028 | Area 1001 Solar 2028 | 34.2505 | 150 | 34.2505 |  | 0 |  |  |  | 20972.5645 |  |  | -1 | 0 | Solar |  | 300034.0312 |  | 0 | 10840.6562 | 10840.6562 | 0 | -1 | 0 | 0 | 0 | 365 | 4383 | 0.22834 | 36.1314 | -9698.5645 | -32.3249 | 20539.2207 | 68.4563 |  | 1/1/2028 | 12/31/2099 |  | 0 | 0 | 2030 |  |  |  | 0 | 0 | Real 2021 ¦ 5/8/2023 1:03:19 PM | 8703 | 150 |  |  | 300034.0312 | 0 | 0 |  |  |  | 0
REF | ATC | 2030 | 7 | REF Mitchell Ext | Area 1001 Solar 2028 | Area 1001 Solar 2028 | 34.2505 | 150 | 34.2505 |  | 0 |  |  |  | 20972.5645 |  |  | -1 | 0 | Solar |  | 300034.0312 |  | 0 | 10840.6562 | 10840.6562 | 0 | -1 | 0 | 0 | 0 | 365 | 4383 | 0.22834 | 36.1314 | -9698.5645 | -32.3249 | 20539.2207 | 68.4563 |  | 1/1/2028 | 12/31/2099 |  | 0 | 0 | 2030 |  |  |  | 0 | 0 | Real 2021 ¦ 5/8/2023 1:03:19 PM | 8704 | 150 |  |  | 300034.0312 | 0 | 0 |  |  |  | 0
REF | ATC | 2030 | 8 | REF No Wind Portfolio | Area 1001 Solar 2028 | Area 1001 Solar 2028 | 34.2505 | 150 | 34.2505 |  | 0 |  |  |  | 20972.5645 |  |  | -1 | 0 | Solar |  | 300034.0312 |  | 0 | 10840.6562 | 10840.6562 | 0 | -1 | 0 | 0 | 0 | 365 | 4383 | 0.22834 | 36.1314 | -9698.5645 | -32.3249 | 20539.2207 | 68.4563 |  | 1/1/2028 | 12/31/2099 |  | 0 | 0 | 2030 |  |  |  | 0 | 0 | Real 2021 ¦ 5/8/2023 1:03:19 PM | 8705 | 150 |  |  | 300034.0312 | 0 | 0 |  |  |  | 0
REF | ATC | 2030 | 9 | Preferred Plan | Area 1001 Solar 2028 | Area 1001 Solar 2028 | 34.2505 | 150 | 34.2505 |  | 0 |  |  |  | 20972.5645 |  |  | -1 | 0 | Solar |  | 300034.0312 |  | 0 | 10840.6562 | 10840.6562 | 0 | -1 | 0 | 0 | 0 | 365 | 4383 | 0.22834 | 36.1314 | -9698.5645 | -32.3249 | 20539.2207 | 68.4563 |  | 1/1/2028 | 12/31/2099 |  | 0 | 0 | 2030 |  |  |  | 0 | 0 | Real 2021 ¦ 5/8/2023 1:03:19 PM | 8706 | 150 |  |  | 300034.0312 | 0 | 0 |  |  |  | 0
REF | ATC | 2030 | 1 | REF Portfolio | Area 1001 Solar 2029 | Area 1001 Solar 2029 | 22.8336 | 100 | 22.8336 |  | 0 |  |  |  | 13453.2666 |  |  | -1 | 0 | Solar |  | 200022.6875 |  | 0 | 7227.104 | 7227.104 | 0 | -1 | 0 | 0 | 0 | 365 | 4383 | 0.22834 | 36.1314 | -6465.7095 | -32.3249 | 13692.8135 | 68.4563 |  | 1/1/2029 | 12/31/2099 |  | 0 | 0 | 2030 |  |  |  | 0 | 0 | Real 2021 ¦ 5/8/2023 1:03:19 PM | 8707 | 100 |  |  | 200022.6875 | 0 | 0 |  |  |  | 0
REF | ATC | 2030 | 3 | CETA Portfolio | Area 1001 Solar 2029 | Area 1001 Solar 2029 | 22.8336 | 100 | 22.8336 |  | 0 |  |  |  | 13453.2666 |  |  | -1 | 0 | Solar |  | 200022.6875 |  | 0 | 7227.104 | 7227.104 | 0 | -1 | 0 | 0 | 0 | 365 | 4383 | 0.22834 | 36.1314 | -6465.7095 | -32.3249 | 13692.8135 | 68.4563 |  | 1/1/2029 | 12/31/2099 |  | 0 | 0 | 2030 |  |  |  | 0 | 0 | Real 2021 ¦ 5/8/2023 1:03:19 PM | 8708 | 100 |  |  | 200022.6875 | 0 | 0 |  |  |  | 0
REF | ATC | 2030 | 4 | ECR Portfolio | Area 1001 Solar 2029 | Area 1001 Solar 2029 | 34.2505 | 150 | 34.2505 |  | 0 |  |  |  | 20179.9004 |  |  | -1 | 0 | Solar |  | 300034.0312 |  | 0 | 10840.6562 | 10840.6562 | 0 | -1 | 0 | 0 | 0 | 365 | 4383 | 0.22834 | 36.1314 | -9698.5645 | -32.3249 | 20539.2207 | 68.4563 |  | 1/1/2029 | 12/31/2099 |  | 0 | 0 | 2030 |  |  |  | 0 | 0 | Real 2021 ¦ 5/8/2023 1:03:19 PM | 8709 | 150 |  |  | 300034.0312 | 0 | 0 |  |  |  | 0
REF | ATC | 2030 | 6 | CC Portfolio | Area 1001 Solar 2029 | Area 1001 Solar 2029 | 22.8336 | 100 | 22.8336 |  | 0 |  |  |  | 13453.2666 |  |  | -1 | 0 | Solar |  | 200022.6875 |  | 0 | 7227.104 | 7227.104 | 0 | -1 | 0 | 0 | 0 | 365 | 4383 | 0.22834 | 36.1314 | -6465.7095 | -32.3249 | 13692.8135 | 68.4563 |  | 1/1/2029 | 12/31/2099 |  | 0 | 0 | 2030 |  |  |  | 0 | 0 | Real 2021 ¦ 5/8/2023 1:03:19 PM | 8710 | 100 |  |  | 200022.6875 | 0 | 0 |  |  |  | 0
REF | ATC | 2030 | 7 | REF Mitchell Ext | Area 1001 Solar 2029 | Area 1001 Solar 2029 | 22.8336 | 100 | 22.8336 |  | 0 |  |  |  | 13453.2666 |  |  | -1 | 0 | Solar |  | 200022.6875 |  | 0 | 7227.104 | 7227.104 | 0 | -1 | 0 | 0 | 0 | 365 | 4383 | 0.22834 | 36.1314 | -6465.7095 | -32.3249 | 13692.8135 | 68.4563 |  | 1/1/2029 | 12/31/2099 |  | 0 | 0 | 2030 |  |  |  | 0 | 0 | Real 2021 ¦ 5/8/2023 1:03:19 PM | 8711 | 100 |  |  | 200022.6875 | 0 | 0 |  |  |  | 0
REF | ATC | 2030 | 8 | REF No Wind Portfolio | Area 1001 Solar 2029 | Area 1001 Solar 2029 | 34.2505 | 150 | 34.2505 |  | 0 |  |  |  | 20179.9004 |  |  | -1 | 0 | Solar |  | 300034.0312 |  | 0 | 10840.6562 | 10840.6562 | 0 | -1 | 0 | 0 | 0 | 365 | 4383 | 0.22834 | 36.1314 | -9698.5645 | -32.3249 | 20539.2207 | 68.4563 |  | 1/1/2029 | 12/31/2099 |  | 0 | 0 | 2030 |  |  |  | 0 | 0 | Real 2021 ¦ 5/8/2023 1:03:19 PM | 8712 | 150 |  |  | 300034.0312 | 0 | 0 |  |  |  | 0
REF | ATC | 2030 | 9 | Preferred Plan | Area 1001 Solar 2029 | Area 1001 Solar 2029 | 22.8336 | 100 | 22.8336 |  | 0 |  |  |  | 13453.2666 |  |  | -1 | 0 | Solar |  | 200022.6875 |  | 0 | 7227.104 | 7227.104 | 0 | -1 | 0 | 0 | 0 | 365 | 4383 | 0.22834 | 36.1314 | -6465.7095 | -32.3249 | 13692.8135 | 68.4563 |  | 1/1/2029 | 12/31/2099 |  | 0 | 0 | 2030 |  |  |  | 0 | 0 | Real 2021 ¦ 5/8/2023 1:03:19 PM | 8713 | 100 |  |  | 200022.6875 | 0 | 0 |  |  |  | 0
REF | ATC | 2030 | 3 | CETA Portfolio | Area 1001 Solar 2030 | Area 1001 Solar 2030 | 11.4168 | 50 | 11.4168 |  | 0 |  |  |  | 6451.4028 |  |  | -1 | 0 | Solar |  | 100011.3438 |  | 0 | 3613.552 | 3613.552 | 0 | -1 | 0 | 0 | 0 | 365 | 4383 | 0.22834 | 36.1314 | -3232.8547 | -32.3249 | 6846.4067 | 68.4563 |  | 1/1/2030 | 12/31/2099 |  | 0 | 0 | 2030 |  |  |  | 0 | 0 | Real 2021 ¦ 5/8/2023 1:03:19 PM | 8714 | 50 |  |  | 100011.3438 | 0 | 0 |  |  |  | 0
REF | ATC | 2030 | 8 | REF No Wind Portfolio | Area 1001 Solar 2030 | Area 1001 Solar 2030 | 11.4168 | 50 | 11.4168 |  | 0 |  |  |  | 6451.4028 |  |  | -1 | 0 | Solar |  | 100011.3438 |  | 0 | 3613.552 | 3613.552 | 0 | -1 | 0 | 0 | 0 | 365 | 4383 | 0.22834 | 36.1314 | -3232.8547 | -32.3249 | 6846.4067 | 68.4563 |  | 1/1/2030 | 12/31/2099 |  | 0 | 0 | 2030 |  |  |  | 0 | 0 | Real 2021 ¦ 5/8/2023 1:03:19 PM | 8715 | 50 |  |  | 100011.3438 | 0 | 0 |  |  |  | 0
REF | ATC | 2030 | 4 | ECR Portfolio | Area 1001 Solar 2031 | Area 1001 Solar 2031 | 0 | 0 | 0 |  | 0 |  |  |  | 0 |  |  | -1 | 0 | Solar |  | 0 |  | 0 | 0 | 0 | 0 | -1 | 0 | 0 | 0 | 0 | 0 |  |  | 0 |  | 0 |  |  | 1/1/2031 | 12/31/2099 |  | 0 | 0 | 2030 |  |  |  | 0 | 0 | Real 2021 ¦ 5/8/2023 1:03:19 PM | 8716 | 0 |  |  | 0 | 0 | 0 |  |  |  | 0
REF | ATC | 2030 | 8 | REF No Wind Portfolio | Area 1001 Solar 2031 | Area 1001 Solar 2031 | 0 | 0 | 0 |  | 0 |  |  |  | 0 |  |  | -1 | 0 | Solar |  | 0 |  | 0 | 0 | 0 | 0 | -1 | 0 | 0 | 0 | 0 | 0 |  |  | 0 |  | 0 |  |  | 1/1/2031 | 12/31/2099 |  | 0 | 0 | 2030 |  |  |  | 0 | 0 | Real 2021 ¦ 5/8/2023 1:03:19 PM | 8717 | 0 |  |  | 0 | 0 | 0 |  |  |  | 0
REF | ATC | 2030 | 3 | CETA Portfolio | Area 1001 Solar 2032 | Area 1001 Solar 2032 | 0 | 0 | 0 |  | 0 |  |  |  | 0 |  |  | -1 | 0 | Solar |  | 0 |  | 0 | 0 | 0 | 0 | -1 | 0 | 0 | 0 | 0 | 0 |  |  | 0 |  | 0 |  |  | 1/1/2032 | 12/31/2099 |  | 0 | 0 | 2030 |  |  |  | 0 | 0 | Real 2021 ¦ 5/8/2023 1:03:19 PM | 8718 | 0 |  |  | 0 | 0 | 0 |  |  |  | 0
REF | ATC | 2030 | 4 | ECR Portfolio | Area 1001 Solar 2032 | Area 1001 Solar 2032 | 0 | 0 | 0 |  | 0 |  |  |  | 0 |  |  | -1 | 0 | Solar |  | 0 |  | 0 | 0 | 0 | 0 | -1 | 0 | 0 | 0 | 0 | 0 |  |  | 0 |  | 0 |  |  | 1/1/2032 | 12/31/2099 |  | 0 | 0 | 2030 |  |  |  | 0 | 0 | Real 2021 ¦ 5/8/2023 1:03:19 PM | 8719 | 0 |  |  | 0 | 0 | 0 |  |  |  | 0
REF | ATC | 2030 | 8 | REF No Wind Portfolio | Area 1001 Solar 2032 | Area 1001 Solar 2032 | 0 | 0 | 0 |  | 0 |  |  |  | 0 |  |  | -1 | 0 | Solar |  | 0 |  | 0 | 0 | 0 | 0 | -1 | 0 | 0 | 0 | 0 | 0 |  |  | 0 |  | 0 |  |  | 1/1/2032 | 12/31/2099 |  | 0 | 0 | 2030 |  |  |  | 0 | 0 | Real 2021 ¦ 5/8/2023 1:03:19 PM | 8720 | 0 |  |  | 0 | 0 | 0 |  |  |  | 0
REF | ATC | 2030 | 8 | REF No Wind Portfolio | Area 1001 Solar 2035 | Area 1001 Solar 2035 | 0 | 0 | 0 |  | 0 |  |  |  | 0 |  |  | -1 | 0 | Solar |  | 0 |  | 0 | 0 | 0 | 0 | -1 | 0 | 0 | 0 | 0 | 0 |  |  | 0 |  | 0 |  |  | 1/1/2035 | 12/31/2099 |  | 0 | 0 | 2030 |  |  |  | 0 | 0 | Real 2021 ¦ 5/8/2023 1:03:19 PM | 8721 | 0 |  |  | 0 | 0 | 0 |  |  |  | 0
REF | ATC | 2030 | 4 | ECR Portfolio | Area 1001 Solar 2036 | Area 1001 Solar 2036 | 0 | 0 | 0 |  | 0 |  |  |  | 0 |  |  | -1 | 0 | Solar |  | 0 |  | 0 | 0 | 0 | 0 | -1 | 0 | 0 | 0 | 0 | 0 |  |  | 0 |  | 0 |  |  | 1/1/2036 | 12/31/2099 |  | 0 | 0 | 2030 |  |  |  | 0 | 0 | Real 2021 ¦ 5/8/2023 1:03:19 PM | 8722 | 0 |  |  | 0 | 0 | 0 |  |  |  | 0
REF | ATC | 2030 | 1 | REF Portfolio | Area 1001 Solar 2037 | Area 1001 Solar 2037 | 0 | 0 | 0 |  | 0 |  |  |  | 0 |  |  | -1 | 0 | Solar |  | 0 |  | 0 | 0 | 0 | 0 | -1 | 0 | 0 | 0 | 0 | 0 |  |  | 0 |  | 0 |  |  | 1/1/2037 | 12/31/2099 |  | 0 | 0 | 2030 |  |  |  | 0 | 0 | Real 2021 ¦ 5/8/2023 1:03:19 PM | 8723 | 0 |  |  | 0 | 0 | 0 |  |  |  | 0
REF | ATC | 2030 | 3 | CETA Portfolio | Area 1001 Solar 2037 | Area 1001 Solar 2037 | 0 | 0 | 0 |  | 0 |  |  |  | 0 |  |  | -1 | 0 | Solar |  | 0 |  | 0 | 0 | 0 | 0 | -1 | 0 | 0 | 0 | 0 | 0 |  |  | 0 |  | 0 |  |  | 1/1/2037 | 12/31/2099 |  | 0 | 0 | 2030 |  |  |  | 0 | 0 | Real 2021 ¦ 5/8/2023 1:03:19 PM | 8724 | 0 |  |  | 0 | 0 | 0 |  |  |  | 0
REF | ATC | 2030 | 7 | REF Mitchell Ext | Area 1001 Solar 2037 | Area 1001 Solar 2037 | 0 | 0 | 0 |  | 0 |  |  |  | 0 |  |  | -1 | 0 | Solar |  | 0 |  | 0 | 0 | 0 | 0 | -1 | 0 | 0 | 0 | 0 | 0 |  |  | 0 |  | 0 |  |  | 1/1/2037 | 12/31/2099 |  | 0 | 0 | 2030 |  |  |  | 0 | 0 | Real 2021 ¦ 5/8/2023 1:03:19 PM | 8725 | 0 |  |  | 0 | 0 | 0 |  |  |  | 0
REF | ATC | 2030 | 8 | REF No Wind Portfolio | Area 1001 Solar 2037 | Area 1001 Solar 2037 | 0 | 0 | 0 |  | 0 |  |  |  | 0 |  |  | -1 | 0 | Solar |  | 0 |  | 0 | 0 | 0 | 0 | -1 | 0 | 0 | 0 | 0 | 0 |  |  | 0 |  | 0 |  |  | 1/1/2037 | 12/31/2099 |  | 0 | 0 | 2030 |  |  |  | 0 | 0 | Real 2021 ¦ 5/8/2023 1:03:19 PM | 8726 | 0 |  |  | 0 | 0 | 0 |  |  |  | 0
REF | ATC | 2030 | 1 | REF Portfolio | Area 1001 Wind 2026 | Area 1001 Wind 2026 | 34.9204 | 100 | 34.9204 |  | 0 |  |  |  | 18154.2031 |  |  | -1 | 0 | Wind |  | 305902.8125 |  | 0 | 11784.2158 | 11784.2158 | 0 | -1 | 0 | 0 | 0 | 0 | 8760 | 0.3492 | 38.5227 | -9888.2715 | -32.3249 | 21672.4883 | 70.8476 |  | 1/1/2026 | 12/31/2099 |  | 0 | 0 | 2030 |  |  |  | 0 | 0 | Real 2021 ¦ 5/8/2023 1:03:19 PM | 8727 | 100 |  |  | 305902.8125 | 0 | 0 |  |  |  | 0
REF | ATC | 2030 | 2 | REF-HC Portfolio | Area 1001 Wind 2026 | Area 1001 Wind 2026 | 34.9204 | 100 | 34.9204 |  | 0 |  |  |  | 18154.2031 |  |  | -1 | 0 | Wind |  | 305902.8125 |  | 0 | 11784.2158 | 11784.2158 | 0 | -1 | 0 | 0 | 0 | 0 | 8760 | 0.3492 | 38.5227 | -9888.2715 | -32.3249 | 21672.4883 | 70.8476 |  | 1/1/2026 | 12/31/2099 |  | 0 | 0 | 2030 |  |  |  | 0 | 0 | Real 2021 ¦ 5/8/2023 1:03:19 PM | 8728 | 100 |  |  | 305902.8125 | 0 | 0 |  |  |  | 0
REF | ATC | 2030 | 3 | CETA Portfolio | Area 1001 Wind 2026 | Area 1001 Wind 2026 | 34.9204 | 100 | 34.9204 |  | 0 |  |  |  | 18154.2031 |  |  | -1 | 0 | Wind |  | 305902.8125 |  | 0 | 11784.2158 | 11784.2158 | 0 | -1 | 0 | 0 | 0 | 0 | 8760 | 0.3492 | 38.5227 | -9888.2715 | -32.3249 | 21672.4883 | 70.8476 |  | 1/1/2026 | 12/31/2099 |  | 0 | 0 | 2030 |  |  |  | 0 | 0 | Real 2021 ¦ 5/8/2023 1:03:19 PM | 8729 | 100 |  |  | 305902.8125 | 0 | 0 |  |  |  | 0
REF | ATC | 2030 | 4 | ECR Portfolio | Area 1001 Wind 2026 | Area 1001 Wind 2026 | 34.9204 | 100 | 34.9204 |  | 0 |  |  |  | 18154.2031 |  |  | -1 | 0 | Wind |  | 305902.8125 |  | 0 | 11784.2158 | 11784.2158 | 0 | -1 | 0 | 0 | 0 | 0 | 8760 | 0.3492 | 38.5227 | -9888.2715 | -32.3249 | 21672.4883 | 70.8476 |  | 1/1/2026 | 12/31/2099 |  | 0 | 0 | 2030 |  |  |  | 0 | 0 | Real 2021 ¦ 5/8/2023 1:03:19 PM | 8730 | 100 |  |  | 305902.8125 | 0 | 0 |  |  |  | 0
REF | ATC | 2030 | 5 | NCR Portfolio | Area 1001 Wind 2026 | Area 1001 Wind 2026 | 34.9204 | 100 | 34.9204 |  | 0 |  |  |  | 18154.2031 |  |  | -1 | 0 | Wind |  | 305902.8125 |  | 0 | 11784.2158 | 11784.2158 | 0 | -1 | 0 | 0 | 0 | 0 | 8760 | 0.3492 | 38.5227 | -9888.2715 | -32.3249 | 21672.4883 | 70.8476 |  | 1/1/2026 | 12/31/2099 |  | 0 | 0 | 2030 |  |  |  | 0 | 0 | Real 2021 ¦ 5/8/2023 1:03:19 PM | 8731 | 100 |  |  | 305902.8125 | 0 | 0 |  |  |  | 0
REF | ATC | 2030 | 6 | CC Portfolio | Area 1001 Wind 2026 | Area 1001 Wind 2026 | 34.9204 | 100 | 34.9204 |  | 0 |  |  |  | 18154.2031 |  |  | -1 | 0 | Wind |  | 305902.8125 |  | 0 | 11784.2158 | 11784.2158 | 0 | -1 | 0 | 0 | 0 | 0 | 8760 | 0.3492 | 38.5227 | -9888.2715 | -32.3249 | 21672.4883 | 70.8476 |  | 1/1/2026 | 12/31/2099 |  | 0 | 0 | 2030 |  |  |  | 0 | 0 | Real 2021 ¦ 5/8/2023 1:03:19 PM | 8732 | 100 |  |  | 305902.8125 | 0 | 0 |  |  |  | 0
REF | ATC | 2030 | 7 | REF Mitchell Ext | Area 1001 Wind 2026 | Area 1001 Wind 2026 | 34.9204 | 100 | 34.9204 |  | 0 |  |  |  | 18154.2031 |  |  | -1 | 0 | Wind |  | 305902.8125 |  | 0 | 11784.2158 | 11784.2158 | 0 | -1 | 0 | 0 | 0 | 0 | 8760 | 0.3492 | 38.5227 | -9888.2715 | -32.3249 | 21672.4883 | 70.8476 |  | 1/1/2026 | 12/31/2099 |  | 0 | 0 | 2030 |  |  |  | 0 | 0 | Real 2021 ¦ 5/8/2023 1:03:19 PM | 8733 | 100 |  |  | 305902.8125 | 0 | 0 |  |  |  | 0
REF | ATC | 2030 | 9 | Preferred Plan | Area 1001 Wind 2026 | Area 1001 Wind 2026 | 34.9204 | 100 | 34.9204 |  | 0 |  |  |  | 18154.2031 |  |  | -1 | 0 | Wind |  | 305902.8125 |  | 0 | 11784.2158 | 11784.2158 | 0 | -1 | 0 | 0 | 0 | 0 | 8760 | 0.3492 | 38.5227 | -9888.2715 | -32.3249 | 21672.4883 | 70.8476 |  | 1/1/2026 | 12/31/2099 |  | 0 | 0 | 2030 |  |  |  | 0 | 0 | Real 2021 ¦ 5/8/2023 1:03:19 PM | 8734 | 100 |  |  | 305902.8125 | 0 | 0 |  |  |  | 0
REF | ATC | 2030 | 1 | REF Portfolio | Area 1001 Wind 2027 | Area 1001 Wind 2027 | 34.9204 | 100 | 34.9204 |  | 0 |  |  |  | 17664.293 |  |  | -1 | 0 | Wind |  | 305902.8125 |  | 0 | 11784.2158 | 11784.2158 | 0 | -1 | 0 | 0 | 0 | 0 | 8760 | 0.3492 | 38.5227 | -9888.2715 | -32.3249 | 21672.4883 | 70.8476 |  | 1/1/2027 | 12/31/2099 |  | 0 | 0 | 2030 |  |  |  | 0 | 0 | Real 2021 ¦ 5/8/2023 1:03:19 PM | 8735 | 100 |  |  | 305902.8125 | 0 | 0 |  |  |  | 0
REF | ATC | 2030 | 2 | REF-HC Portfolio | Area 1001 Wind 2027 | Area 1001 Wind 2027 | 34.9204 | 100 | 34.9204 |  | 0 |  |  |  | 17664.293 |  |  | -1 | 0 | Wind |  | 305902.8125 |  | 0 | 11784.2158 | 11784.2158 | 0 | -1 | 0 | 0 | 0 | 0 | 8760 | 0.3492 | 38.5227 | -9888.2715 | -32.3249 | 21672.4883 | 70.8476 |  | 1/1/2027 | 12/31/2099 |  | 0 | 0 | 2030 |  |  |  | 0 | 0 | Real 2021 ¦ 5/8/2023 1:03:19 PM | 8736 | 100 |  |  | 305902.8125 | 0 | 0 |  |  |  | 0
REF | ATC | 2030 | 3 | CETA Portfolio | Area 1001 Wind 2027 | Area 1001 Wind 2027 | 34.9204 | 100 | 34.9204 |  | 0 |  |  |  | 17664.293 |  |  | -1 | 0 | Wind |  | 305902.8125 |  | 0 | 11784.2158 | 11784.2158 | 0 | -1 | 0 | 0 | 0 | 0 | 8760 | 0.3492 | 38.5227 | -9888.2715 | -32.3249 | 21672.4883 | 70.8476 |  | 1/1/2027 | 12/31/2099 |  | 0 | 0 | 2030 |  |  |  | 0 | 0 | Real 2021 ¦ 5/8/2023 1:03:19 PM | 8737 | 100 |  |  | 305902.8125 | 0 | 0 |  |  |  | 0
REF | ATC | 2030 | 4 | ECR Portfolio | Area 1001 Wind 2027 | Area 1001 Wind 2027 | 34.9204 | 100 | 34.9204 |  | 0 |  |  |  | 17664.293 |  |  | -1 | 0 | Wind |  | 305902.8125 |  | 0 | 11784.2158 | 11784.2158 | 0 | -1 | 0 | 0 | 0 | 0 | 8760 | 0.3492 | 38.5227 | -9888.2715 | -32.3249 | 21672.4883 | 70.8476 |  | 1/1/2027 | 12/31/2099 |  | 0 | 0 | 2030 |  |  |  | 0 | 0 | Real 2021 ¦ 5/8/2023 1:03:19 PM | 8738 | 100 |  |  | 305902.8125 | 0 | 0 |  |  |  | 0
REF | ATC | 2030 | 5 | NCR Portfolio | Area 1001 Wind 2027 | Area 1001 Wind 2027 | 34.9204 | 100 | 34.9204 |  | 0 |  |  |  | 17664.293 |  |  | -1 | 0 | Wind |  | 305902.8125 |  | 0 | 11784.2158 | 11784.2158 | 0 | -1 | 0 | 0 | 0 | 0 | 8760 | 0.3492 | 38.5227 | -9888.2715 | -32.3249 | 21672.4883 | 70.8476 |  | 1/1/2027 | 12/31/2099 |  | 0 | 0 | 2030 |  |  |  | 0 | 0 | Real 2021 ¦ 5/8/2023 1:03:19 PM | 8739 | 100 |  |  | 305902.8125 | 0 | 0 |  |  |  | 0
REF | ATC | 2030 | 6 | CC Portfolio | Area 1001 Wind 2027 | Area 1001 Wind 2027 | 34.9204 | 100 | 34.9204 |  | 0 |  |  |  | 17664.293 |  |  | -1 | 0 | Wind |  | 305902.8125 |  | 0 | 11784.2158 | 11784.2158 | 0 | -1 | 0 | 0 | 0 | 0 | 8760 | 0.3492 | 38.5227 | -9888.2715 | -32.3249 | 21672.4883 | 70.8476 |  | 1/1/2027 | 12/31/2099 |  | 0 | 0 | 2030 |  |  |  | 0 | 0 | Real 2021 ¦ 5/8/2023 1:03:19 PM | 8740 | 100 |  |  | 305902.8125 | 0 | 0 |  |  |  | 0
REF | ATC | 2030 | 7 | REF Mitchell Ext | Area 1001 Wind 2027 | Area 1001 Wind 2027 | 34.9204 | 100 | 34.9204 |  | 0 |  |  |  | 17664.293 |  |  | -1 | 0 | Wind |  | 305902.8125 |  | 0 | 11784.2158 | 11784.2158 | 0 | -1 | 0 | 0 | 0 | 0 | 8760 | 0.3492 | 38.5227 | -9888.2715 | -32.3249 | 21672.4883 | 70.8476 |  | 1/1/2027 | 12/31/2099 |  | 0 | 0 | 2030 |  |  |  | 0 | 0 | Real 2021 ¦ 5/8/2023 1:03:19 PM | 8741 | 100 |  |  | 305902.8125 | 0 | 0 |  |  |  | 0
REF | ATC | 2030 | 9 | Preferred Plan | Area 1001 Wind 2027 | Area 1001 Wind 2027 | 34.9204 | 100 | 34.9204 |  | 0 |  |  |  | 17664.293 |  |  | -1 | 0 | Wind |  | 305902.8125 |  | 0 | 11784.2158 | 11784.2158 | 0 | -1 | 0 | 0 | 0 | 0 | 8760 | 0.3492 | 38.5227 | -9888.2715 | -32.3249 | 21672.4883 | 70.8476 |  | 1/1/2027 | 12/31/2099 |  | 0 | 0 | 2030 |  |  |  | 0 | 0 | Real 2021 ¦ 5/8/2023 1:03:19 PM | 8742 | 100 |  |  | 305902.8125 | 0 | 0 |  |  |  | 0
REF | ATC | 2030 | 1 | REF Portfolio | Area 1001 Wind 2028 | Area 1001 Wind 2028 | 34.9204 | 100 | 34.9204 |  | 0 |  |  |  | 17124.8418 |  |  | -1 | 0 | Wind |  | 305902.8125 |  | 0 | 11784.2158 | 11784.2158 | 0 | -1 | 0 | 0 | 0 | 0 | 8760 | 0.3492 | 38.5227 | -9888.2715 | -32.3249 | 21672.4883 | 70.8476 |  | 1/1/2028 | 12/31/2099 |  | 0 | 0 | 2030 |  |  |  | 0 | 0 | Real 2021 ¦ 5/8/2023 1:03:19 PM | 8743 | 100 |  |  | 305902.8125 | 0 | 0 |  |  |  | 0
REF | ATC | 2030 | 2 | REF-HC Portfolio | Area 1001 Wind 2028 | Area 1001 Wind 2028 | 34.9204 | 100 | 34.9204 |  | 0 |  |  |  | 17124.8418 |  |  | -1 | 0 | Wind |  | 305902.8125 |  | 0 | 11784.2158 | 11784.2158 | 0 | -1 | 0 | 0 | 0 | 0 | 8760 | 0.3492 | 38.5227 | -9888.2715 | -32.3249 | 21672.4883 | 70.8476 |  | 1/1/2028 | 12/31/2099 |  | 0 | 0 | 2030 |  |  |  | 0 | 0 | Real 2021 ¦ 5/8/2023 1:03:19 PM | 8744 | 100 |  |  | 305902.8125 | 0 | 0 |  |  |  | 0
REF | ATC | 2030 | 3 | CETA Portfolio | Area 1001 Wind 2028 | Area 1001 Wind 2028 | 34.9204 | 100 | 34.9204 |  | 0 |  |  |  | 17124.8418 |  |  | -1 | 0 | Wind |  | 305902.8125 |  | 0 | 11784.2158 | 11784.2158 | 0 | -1 | 0 | 0 | 0 | 0 | 8760 | 0.3492 | 38.5227 | -9888.2715 | -32.3249 | 21672.4883 | 70.8476 |  | 1/1/2028 | 12/31/2099 |  | 0 | 0 | 2030 |  |  |  | 0 | 0 | Real 2021 ¦ 5/8/2023 1:03:19 PM | 8745 | 100 |  |  | 305902.8125 | 0 | 0 |  |  |  | 0
REF | ATC | 2030 | 4 | ECR Portfolio | Area 1001 Wind 2028 | Area 1001 Wind 2028 | 34.9204 | 100 | 34.9204 |  | 0 |  |  |  | 17124.8418 |  |  | -1 | 0 | Wind |  | 305902.8125 |  | 0 | 11784.2158 | 11784.2158 | 0 | -1 | 0 | 0 | 0 | 0 | 8760 | 0.3492 | 38.5227 | -9888.2715 | -32.3249 | 21672.4883 | 70.8476 |  | 1/1/2028 | 12/31/2099 |  | 0 | 0 | 2030 |  |  |  | 0 | 0 | Real 2021 ¦ 5/8/2023 1:03:19 PM | 8746 | 100 |  |  | 305902.8125 | 0 | 0 |  |  |  | 0
REF | ATC | 2030 | 5 | NCR Portfolio | Area 1001 Wind 2028 | Area 1001 Wind 2028 | 34.9204 | 100 | 34.9204 |  | 0 |  |  |  | 17124.8418 |  |  | -1 | 0 | Wind |  | 305902.8125 |  | 0 | 11784.2158 | 11784.2158 | 0 | -1 | 0 | 0 | 0 | 0 | 8760 | 0.3492 | 38.5227 | -9888.2715 | -32.3249 | 21672.4883 | 70.8476 |  | 1/1/2028 | 12/31/2099 |  | 0 | 0 | 2030 |  |  |  | 0 | 0 | Real 2021 ¦ 5/8/2023 1:03:19 PM | 8747 | 100 |  |  | 305902.8125 | 0 | 0 |  |  |  | 0
REF | ATC | 2030 | 6 | CC Portfolio | Area 1001 Wind 2028 | Area 1001 Wind 2028 | 34.9204 | 100 | 34.9204 |  | 0 |  |  |  | 17124.8418 |  |  | -1 | 0 | Wind |  | 305902.8125 |  | 0 | 11784.2158 | 11784.2158 | 0 | -1 | 0 | 0 | 0 | 0 | 8760 | 0.3492 | 38.5227 | -9888.2715 | -32.3249 | 21672.4883 | 70.8476 |  | 1/1/2028 | 12/31/2099 |  | 0 | 0 | 2030 |  |  |  | 0 | 0 | Real 2021 ¦ 5/8/2023 1:03:19 PM | 8748 | 100 |  |  | 305902.8125 | 0 | 0 |  |  |  | 0
REF | ATC | 2030 | 7 | REF Mitchell Ext | Area 1001 Wind 2028 | Area 1001 Wind 2028 | 34.9204 | 100 | 34.9204 |  | 0 |  |  |  | 17124.8418 |  |  | -1 | 0 | Wind |  | 305902.8125 |  | 0 | 11784.2158 | 11784.2158 | 0 | -1 | 0 | 0 | 0 | 0 | 8760 | 0.3492 | 38.5227 | -9888.2715 | -32.3249 | 21672.4883 | 70.8476 |  | 1/1/2028 | 12/31/2099 |  | 0 | 0 | 2030 |  |  |  | 0 | 0 | Real 2021 ¦ 5/8/2023 1:03:19 PM | 8749 | 100 |  |  | 305902.8125 | 0 | 0 |  |  |  | 0
REF | ATC | 2030 | 9 | Preferred Plan | Area 1001 Wind 2028 | Area 1001 Wind 2028 | 34.9204 | 100 | 34.9204 |  | 0 |  |  |  | 17124.8418 |  |  | -1 | 0 | Wind |  | 305902.8125 |  | 0 | 11784.2158 | 11784.2158 | 0 | -1 | 0 | 0 | 0 | 0 | 8760 | 0.3492 | 38.5227 | -9888.2715 | -32.3249 | 21672.4883 | 70.8476 |  | 1/1/2028 | 12/31/2099 |  | 0 | 0 | 2030 |  |  |  | 0 | 0 | Real 2021 ¦ 5/8/2023 1:03:19 PM | 8750 | 100 |  |  | 305902.8125 | 0 | 0 |  |  |  | 0
REF | ATC | 2030 | 1 | REF Portfolio | Area 1001 Wind 2029 | Area 1001 Wind 2029 | 34.9204 | 100 | 34.9204 |  | 0 |  |  |  | 16640.4355 |  |  | -1 | 0 | Wind |  | 305902.8125 |  | 0 | 11784.2158 | 11784.2158 | 0 | -1 | 0 | 0 | 0 | 0 | 8760 | 0.3492 | 38.5227 | -9888.2715 | -32.3249 | 21672.4883 | 70.8476 |  | 1/1/2029 | 12/31/2099 |  | 0 | 0 | 2030 |  |  |  | 0 | 0 | Real 2021 ¦ 5/8/2023 1:03:19 PM | 8751 | 100 |  |  | 305902.8125 | 0 | 0 |  |  |  | 0
REF | ATC | 2030 | 2 | REF-HC Portfolio | Area 1001 Wind 2029 | Area 1001 Wind 2029 | 34.9204 | 100 | 34.9204 |  | 0 |  |  |  | 16640.4355 |  |  | -1 | 0 | Wind |  | 305902.8125 |  | 0 | 11784.2158 | 11784.2158 | 0 | -1 | 0 | 0 | 0 | 0 | 8760 | 0.3492 | 38.5227 | -9888.2715 | -32.3249 | 21672.4883 | 70.8476 |  | 1/1/2029 | 12/31/2099 |  | 0 | 0 | 2030 |  |  |  | 0 | 0 | Real 2021 ¦ 5/8/2023 1:03:19 PM | 8752 | 100 |  |  | 305902.8125 | 0 | 0 |  |  |  | 0
REF | ATC | 2030 | 3 | CETA Portfolio | Area 1001 Wind 2029 | Area 1001 Wind 2029 | 34.9204 | 100 | 34.9204 |  | 0 |  |  |  | 16640.4355 |  |  | -1 | 0 | Wind |  | 305902.8125 |  | 0 | 11784.2158 | 11784.2158 | 0 | -1 | 0 | 0 | 0 | 0 | 8760 | 0.3492 | 38.5227 | -9888.2715 | -32.3249 | 21672.4883 | 70.8476 |  | 1/1/2029 | 12/31/2099 |  | 0 | 0 | 2030 |  |  |  | 0 | 0 | Real 2021 ¦ 5/8/2023 1:03:19 PM | 8753 | 100 |  |  | 305902.8125 | 0 | 0 |  |  |  | 0
REF | ATC | 2030 | 4 | ECR Portfolio | Area 1001 Wind 2029 | Area 1001 Wind 2029 | 34.9204 | 100 | 34.9204 |  | 0 |  |  |  | 16640.4355 |  |  | -1 | 0 | Wind |  | 305902.8125 |  | 0 | 11784.2158 | 11784.2158 | 0 | -1 | 0 | 0 | 0 | 0 | 8760 | 0.3492 | 38.5227 | -9888.2715 | -32.3249 | 21672.4883 | 70.8476 |  | 1/1/2029 | 12/31/2099 |  | 0 | 0 | 2030 |  |  |  | 0 | 0 | Real 2021 ¦ 5/8/2023 1:03:19 PM | 8754 | 100 |  |  | 305902.8125 | 0 | 0 |  |  |  | 0
REF | ATC | 2030 | 7 | REF Mitchell Ext | Area 1001 Wind 2029 | Area 1001 Wind 2029 | 34.9204 | 100 | 34.9204 |  | 0 |  |  |  | 16640.4355 |  |  | -1 | 0 | Wind |  | 305902.8125 |  | 0 | 11784.2158 | 11784.2158 | 0 | -1 | 0 | 0 | 0 | 0 | 8760 | 0.3492 | 38.5227 | -9888.2715 | -32.3249 | 21672.4883 | 70.8476 |  | 1/1/2029 | 12/31/2099 |  | 0 | 0 | 2030 |  |  |  | 0 | 0 | Real 2021 ¦ 5/8/2023 1:03:19 PM | 8755 | 100 |  |  | 305902.8125 | 0 | 0 |  |  |  | 0
REF | ATC | 2030 | 1 | REF Portfolio | Area 1001 Wind 2030 | Area 1001 Wind 2030 | 34.9204 | 100 | 34.9204 |  | 0 |  |  |  | 16123.0029 |  |  | -1 | 0 | Wind |  | 305902.8125 |  | 0 | 11784.2158 | 11784.2158 | 0 | -1 | 0 | 0 | 0 | 1 | 8760 | 0.3492 | 38.5227 | -9888.2715 | -32.3249 | 21672.4883 | 70.8476 |  | 1/1/2030 | 12/31/2099 |  | 0 | 0 | 2030 |  |  |  | 0 | 0 | Real 2021 ¦ 5/8/2023 1:03:19 PM | 8756 | 100 |  |  | 305902.8125 | 0 | 0 |  |  |  | 0
REF | ATC | 2030 | 2 | REF-HC Portfolio | Area 1001 Wind 2030 | Area 1001 Wind 2030 | 34.9204 | 100 | 34.9204 |  | 0 |  |  |  | 16123.0029 |  |  | -1 | 0 | Wind |  | 305902.8125 |  | 0 | 11784.2158 | 11784.2158 | 0 | -1 | 0 | 0 | 0 | 1 | 8760 | 0.3492 | 38.5227 | -9888.2715 | -32.3249 | 21672.4883 | 70.8476 |  | 1/1/2030 | 12/31/2099 |  | 0 | 0 | 2030 |  |  |  | 0 | 0 | Real 2021 ¦ 5/8/2023 1:03:19 PM | 8757 | 100 |  |  | 305902.8125 | 0 | 0 |  |  |  | 0
REF | ATC | 2030 | 3 | CETA Portfolio | Area 1001 Wind 2030 | Area 1001 Wind 2030 | 34.9204 | 100 | 34.9204 |  | 0 |  |  |  | 16123.0029 |  |  | -1 | 0 | Wind |  | 305902.8125 |  | 0 | 11784.2158 | 11784.2158 | 0 | -1 | 0 | 0 | 0 | 1 | 8760 | 0.3492 | 38.5227 | -9888.2715 | -32.3249 | 21672.4883 | 70.8476 |  | 1/1/2030 | 12/31/2099 |  | 0 | 0 | 2030 |  |  |  | 0 | 0 | Real 2021 ¦ 5/8/2023 1:03:19 PM | 8758 | 100 |  |  | 305902.8125 | 0 | 0 |  |  |  | 0
REF | ATC | 2030 | 4 | ECR Portfolio | Area 1001 Wind 2030 | Area 1001 Wind 2030 | 34.9204 | 100 | 34.9204 |  | 0 |  |  |  | 16123.0029 |  |  | -1 | 0 | Wind |  | 305902.8125 |  | 0 | 11784.2158 | 11784.2158 | 0 | -1 | 0 | 0 | 0 | 1 | 8760 | 0.3492 | 38.5227 | -9888.2715 | -32.3249 | 21672.4883 | 70.8476 |  | 1/1/2030 | 12/31/2099 |  | 0 | 0 | 2030 |  |  |  | 0 | 0 | Real 2021 ¦ 5/8/2023 1:03:19 PM | 8759 | 100 |  |  | 305902.8125 | 0 | 0 |  |  |  | 0
REF | ATC | 2030 | 6 | CC Portfolio | Area 1001 Wind 2030 | Area 1001 Wind 2030 | 34.9204 | 100 | 34.9204 |  | 0 |  |  |  | 16123.0029 |  |  | -1 | 0 | Wind |  | 305902.8125 |  | 0 | 11784.2158 | 11784.2158 | 0 | -1 | 0 | 0 | 0 | 1 | 8760 | 0.3492 | 38.5227 | -9888.2715 | -32.3249 | 21672.4883 | 70.8476 |  | 1/1/2030 | 12/31/2099 |  | 0 | 0 | 2030 |  |  |  | 0 | 0 | Real 2021 ¦ 5/8/2023 1:03:19 PM | 8760 | 100 |  |  | 305902.8125 | 0 | 0 |  |  |  | 0
REF | ATC | 2030 | 7 | REF Mitchell Ext | Area 1001 Wind 2030 | Area 1001 Wind 2030 | 34.9204 | 100 | 34.9204 |  | 0 |  |  |  | 16123.0029 |  |  | -1 | 0 | Wind |  | 305902.8125 |  | 0 | 11784.2158 | 11784.2158 | 0 | -1 | 0 | 0 | 0 | 1 | 8760 | 0.3492 | 38.5227 | -9888.2715 | -32.3249 | 21672.4883 | 70.8476 |  | 1/1/2030 | 12/31/2099 |  | 0 | 0 | 2030 |  |  |  | 0 | 0 | Real 2021 ¦ 5/8/2023 1:03:19 PM | 8761 | 100 |  |  | 305902.8125 | 0 | 0 |  |  |  | 0
REF | ATC | 2030 | 9 | Preferred Plan | Area 1001 Wind 2030 | Area 1001 Wind 2030 | 34.9204 | 100 | 34.9204 |  | 0 |  |  |  | 16123.0029 |  |  | -1 | 0 | Wind |  | 305902.8125 |  | 0 | 11784.2158 | 11784.2158 | 0 | -1 | 0 | 0 | 0 | 1 | 8760 | 0.3492 | 38.5227 | -9888.2715 | -32.3249 | 21672.4883 | 70.8476 |  | 1/1/2030 | 12/31/2099 |  | 0 | 0 | 2030 |  |  |  | 0 | 0 | Real 2021 ¦ 5/8/2023 1:03:19 PM | 8762 | 100 |  |  | 305902.8125 | 0 | 0 |  |  |  | 0
REF | ATC | 2030 | 1 | REF Portfolio | Area 1001 Wind 2031 | Area 1001 Wind 2031 | 0 | 0 | 0 |  | 0 |  |  |  | 0 |  |  | -1 | 0 | Wind |  | 0 |  | 0 | 0 | 0 | 0 | -1 | 0 | 0 | 0 | 0 | 0 |  |  | 0 |  | 0 |  |  | 1/1/2031 | 12/31/2099 |  | 0 | 0 | 2030 |  |  |  | 0 | 0 | Real 2021 ¦ 5/8/2023 1:03:19 PM | 8763 | 0 |  |  | 0 | 0 | 0 |  |  |  | 0
REF | ATC | 2030 | 2 | REF-HC Portfolio | Area 1001 Wind 2031 | Area 1001 Wind 2031 | 0 | 0 | 0 |  | 0 |  |  |  | 0 |  |  | -1 | 0 | Wind |  | 0 |  | 0 | 0 | 0 | 0 | -1 | 0 | 0 | 0 | 0 | 0 |  |  | 0 |  | 0 |  |  | 1/1/2031 | 12/31/2099 |  | 0 | 0 | 2030 |  |  |  | 0 | 0 | Real 2021 ¦ 5/8/2023 1:03:19 PM | 8764 | 0 |  |  | 0 | 0 | 0 |  |  |  | 0
REF | ATC | 2030 | 3 | CETA Portfolio | Area 1001 Wind 2031 | Area 1001 Wind 2031 | 0 | 0 | 0 |  | 0 |  |  |  | 0 |  |  | -1 | 0 | Wind |  | 0 |  | 0 | 0 | 0 | 0 | -1 | 0 | 0 | 0 | 0 | 0 |  |  | 0 |  | 0 |  |  | 1/1/2031 | 12/31/2099 |  | 0 | 0 | 2030 |  |  |  | 0 | 0 | Real 2021 ¦ 5/8/2023 1:03:19 PM | 8765 | 0 |  |  | 0 | 0 | 0 |  |  |  | 0
REF | ATC | 2030 | 4 | ECR Portfolio | Area 1001 Wind 2031 | Area 1001 Wind 2031 | 0 | 0 | 0 |  | 0 |  |  |  | 0 |  |  | -1 | 0 | Wind |  | 0 |  | 0 | 0 | 0 | 0 | -1 | 0 | 0 | 0 | 0 | 0 |  |  | 0 |  | 0 |  |  | 1/1/2031 | 12/31/2099 |  | 0 | 0 | 2030 |  |  |  | 0 | 0 | Real 2021 ¦ 5/8/2023 1:03:19 PM | 8766 | 0 |  |  | 0 | 0 | 0 |  |  |  | 0
REF | ATC | 2030 | 6 | CC Portfolio | Area 1001 Wind 2031 | Area 1001 Wind 2031 | 0 | 0 | 0 |  | 0 |  |  |  | 0 |  |  | -1 | 0 | Wind |  | 0 |  | 0 | 0 | 0 | 0 | -1 | 0 | 0 | 0 | 0 | 0 |  |  | 0 |  | 0 |  |  | 1/1/2031 | 12/31/2099 |  | 0 | 0 | 2030 |  |  |  | 0 | 0 | Real 2021 ¦ 5/8/2023 1:03:19 PM | 8767 | 0 |  |  | 0 | 0 | 0 |  |  |  | 0
REF | ATC | 2030 | 7 | REF Mitchell Ext | Area 1001 Wind 2031 | Area 1001 Wind 2031 | 0 | 0 | 0 |  | 0 |  |  |  | 0 |  |  | -1 | 0 | Wind |  | 0 |  | 0 | 0 | 0 | 0 | -1 | 0 | 0 | 0 | 0 | 0 |  |  | 0 |  | 0 |  |  | 1/1/2031 | 12/31/2099 |  | 0 | 0 | 2030 |  |  |  | 0 | 0 | Real 2021 ¦ 5/8/2023 1:03:19 PM | 8768 | 0 |  |  | 0 | 0 | 0 |  |  |  | 0
REF | ATC | 2030 | 9 | Preferred Plan | Area 1001 Wind 2031 | Area 1001 Wind 2031 | 0 | 0 | 0 |  | 0 |  |  |  | 0 |  |  | -1 | 0 | Wind |  | 0 |  | 0 | 0 | 0 | 0 | -1 | 0 | 0 | 0 | 0 | 0 |  |  | 0 |  | 0 |  |  | 1/1/2031 | 12/31/2099 |  | 0 | 0 | 2030 |  |  |  | 0 | 0 | Real 2021 ¦ 5/8/2023 1:03:19 PM | 8769 | 0 |  |  | 0 | 0 | 0 |  |  |  | 0
REF | ATC | 2030 | 1 | REF Portfolio | Area 1001 Wind 2032 | Area 1001 Wind 2032 | 0 | 0 | 0 |  | 0 |  |  |  | 0 |  |  | -1 | 0 | Wind |  | 0 |  | 0 | 0 | 0 | 0 | -1 | 0 | 0 | 0 | 0 | 0 |  |  | 0 |  | 0 |  |  | 1/1/2032 | 12/31/2099 |  | 0 | 0 | 2030 |  |  |  | 0 | 0 | Real 2021 ¦ 5/8/2023 1:03:19 PM | 8770 | 0 |  |  | 0 | 0 | 0 |  |  |  | 0
REF | ATC | 2030 | 2 | REF-HC Portfolio | Area 1001 Wind 2032 | Area 1001 Wind 2032 | 0 | 0 | 0 |  | 0 |  |  |  | 0 |  |  | -1 | 0 | Wind |  | 0 |  | 0 | 0 | 0 | 0 | -1 | 0 | 0 | 0 | 0 | 0 |  |  | 0 |  | 0 |  |  | 1/1/2032 | 12/31/2099 |  | 0 | 0 | 2030 |  |  |  | 0 | 0 | Real 2021 ¦ 5/8/2023 1:03:19 PM | 8771 | 0 |  |  | 0 | 0 | 0 |  |  |  | 0
REF | ATC | 2030 | 3 | CETA Portfolio | Area 1001 Wind 2032 | Area 1001 Wind 2032 | 0 | 0 | 0 |  | 0 |  |  |  | 0 |  |  | -1 | 0 | Wind |  | 0 |  | 0 | 0 | 0 | 0 | -1 | 0 | 0 | 0 | 0 | 0 |  |  | 0 |  | 0 |  |  | 1/1/2032 | 12/31/2099 |  | 0 | 0 | 2030 |  |  |  | 0 | 0 | Real 2021 ¦ 5/8/2023 1:03:19 PM | 8772 | 0 |  |  | 0 | 0 | 0 |  |  |  | 0
REF | ATC | 2030 | 4 | ECR Portfolio | Area 1001 Wind 2032 | Area 1001 Wind 2032 | 0 | 0 | 0 |  | 0 |  |  |  | 0 |  |  | -1 | 0 | Wind |  | 0 |  | 0 | 0 | 0 | 0 | -1 | 0 | 0 | 0 | 0 | 0 |  |  | 0 |  | 0 |  |  | 1/1/2032 | 12/31/2099 |  | 0 | 0 | 2030 |  |  |  | 0 | 0 | Real 2021 ¦ 5/8/2023 1:03:19 PM | 8773 | 0 |  |  | 0 | 0 | 0 |  |  |  | 0
REF | ATC | 2030 | 7 | REF Mitchell Ext | Area 1001 Wind 2032 | Area 1001 Wind 2032 | 0 | 0 | 0 |  | 0 |  |  |  | 0 |  |  | -1 | 0 | Wind |  | 0 |  | 0 | 0 | 0 | 0 | -1 | 0 | 0 | 0 | 0 | 0 |  |  | 0 |  | 0 |  |  | 1/1/2032 | 12/31/2099 |  | 0 | 0 | 2030 |  |  |  | 0 | 0 | Real 2021 ¦ 5/8/2023 1:03:19 PM | 8774 | 0 |  |  | 0 | 0 | 0 |  |  |  | 0
REF | ATC | 2030 | 1 | REF Portfolio | Area 1001 Wind 2033 | Area 1001 Wind 2033 | 0 | 0 | 0 |  | 0 |  |  |  | 0 |  |  | -1 | 0 | Wind |  | 0 |  | 0 | 0 | 0 | 0 | -1 | 0 | 0 | 0 | 0 | 0 |  |  | 0 |  | 0 |  |  | 1/1/2033 | 12/31/2099 |  | 0 | 0 | 2030 |  |  |  | 0 | 0 | Real 2021 ¦ 5/8/2023 1:03:19 PM | 8775 | 0 |  |  | 0 | 0 | 0 |  |  |  | 0
REF | ATC | 2030 | 2 | REF-HC Portfolio | Area 1001 Wind 2033 | Area 1001 Wind 2033 | 0 | 0 | 0 |  | 0 |  |  |  | 0 |  |  | -1 | 0 | Wind |  | 0 |  | 0 | 0 | 0 | 0 | -1 | 0 | 0 | 0 | 0 | 0 |  |  | 0 |  | 0 |  |  | 1/1/2033 | 12/31/2099 |  | 0 | 0 | 2030 |  |  |  | 0 | 0 | Real 2021 ¦ 5/8/2023 1:03:19 PM | 8776 | 0 |  |  | 0 | 0 | 0 |  |  |  | 0
REF | ATC | 2030 | 3 | CETA Portfolio | Area 1001 Wind 2033 | Area 1001 Wind 2033 | 0 | 0 | 0 |  | 0 |  |  |  | 0 |  |  | -1 | 0 | Wind |  | 0 |  | 0 | 0 | 0 | 0 | -1 | 0 | 0 | 0 | 0 | 0 |  |  | 0 |  | 0 |  |  | 1/1/2033 | 12/31/2099 |  | 0 | 0 | 2030 |  |  |  | 0 | 0 | Real 2021 ¦ 5/8/2023 1:03:19 PM | 8777 | 0 |  |  | 0 | 0 | 0 |  |  |  | 0
REF | ATC | 2030 | 4 | ECR Portfolio | Area 1001 Wind 2033 | Area 1001 Wind 2033 | 0 | 0 | 0 |  | 0 |  |  |  | 0 |  |  | -1 | 0 | Wind |  | 0 |  | 0 | 0 | 0 | 0 | -1 | 0 | 0 | 0 | 0 | 0 |  |  | 0 |  | 0 |  |  | 1/1/2033 | 12/31/2099 |  | 0 | 0 | 2030 |  |  |  | 0 | 0 | Real 2021 ¦ 5/8/2023 1:03:19 PM | 8778 | 0 |  |  | 0 | 0 | 0 |  |  |  | 0
REF | ATC | 2030 | 7 | REF Mitchell Ext | Area 1001 Wind 2033 | Area 1001 Wind 2033 | 0 | 0 | 0 |  | 0 |  |  |  | 0 |  |  | -1 | 0 | Wind |  | 0 |  | 0 | 0 | 0 | 0 | -1 | 0 | 0 | 0 | 0 | 0 |  |  | 0 |  | 0 |  |  | 1/1/2033 | 12/31/2099 |  | 0 | 0 | 2030 |  |  |  | 0 | 0 | Real 2021 ¦ 5/8/2023 1:03:19 PM | 8779 | 0 |  |  | 0 | 0 | 0 |  |  |  | 0
REF | ATC | 2030 | 1 | REF Portfolio | Area 1001 Wind 2034 | Area 1001 Wind 2034 | 0 | 0 | 0 |  | 0 |  |  |  | 0 |  |  | -1 | 0 | Wind |  | 0 |  | 0 | 0 | 0 | 0 | -1 | 0 | 0 | 0 | 0 | 0 |  |  | 0 |  | 0 |  |  | 1/1/2034 | 12/31/2099 |  | 0 | 0 | 2030 |  |  |  | 0 | 0 | Real 2021 ¦ 5/8/2023 1:03:19 PM | 8780 | 0 |  |  | 0 | 0 | 0 |  |  |  | 0
REF | ATC | 2030 | 7 | REF Mitchell Ext | Area 1001 Wind 2034 | Area 1001 Wind 2034 | 0 | 0 | 0 |  | 0 |  |  |  | 0 |  |  | -1 | 0 | Wind |  | 0 |  | 0 | 0 | 0 | 0 | -1 | 0 | 0 | 0 | 0 | 0 |  |  | 0 |  | 0 |  |  | 1/1/2034 | 12/31/2099 |  | 0 | 0 | 2030 |  |  |  | 0 | 0 | Real 2021 ¦ 5/8/2023 1:03:19 PM | 8781 | 0 |  |  | 0 | 0 | 0 |  |  |  | 0
REF | ATC | 2030 | 1 | REF Portfolio | Area 1001 Wind 2035 | Area 1001 Wind 2035 | 0 | 0 | 0 |  | 0 |  |  |  | 0 |  |  | -1 | 0 | Wind |  | 0 |  | 0 | 0 | 0 | 0 | -1 | 0 | 0 | 0 | 0 | 0 |  |  | 0 |  | 0 |  |  | 1/1/2035 | 12/31/2099 |  | 0 | 0 | 2030 |  |  |  | 0 | 0 | Real 2021 ¦ 5/8/2023 1:03:19 PM | 8782 | 0 |  |  | 0 | 0 | 0 |  |  |  | 0
REF | ATC | 2030 | 7 | REF Mitchell Ext | Area 1001 Wind 2035 | Area 1001 Wind 2035 | 0 | 0 | 0 |  | 0 |  |  |  | 0 |  |  | -1 | 0 | Wind |  | 0 |  | 0 | 0 | 0 | 0 | -1 | 0 | 0 | 0 | 0 | 0 |  |  | 0 |  | 0 |  |  | 1/1/2035 | 12/31/2099 |  | 0 | 0 | 2030 |  |  |  | 0 | 0 | Real 2021 ¦ 5/8/2023 1:03:19 PM | 8783 | 0 |  |  | 0 | 0 | 0 |  |  |  | 0
REF | ATC | 2030 | 2 | REF-HC Portfolio | Area 1001 Wind 2037 | Area 1001 Wind 2037 | 0 | 0 | 0 |  | 0 |  |  |  | 0 |  |  | -1 | 0 | Wind |  | 0 |  | 0 | 0 | 0 | 0 | -1 | 0 | 0 | 0 | 0 | 0 |  |  | 0 |  | 0 |  |  | 1/1/2037 | 12/31/2099 |  | 0 | 0 | 2030 |  |  |  | 0 | 0 | Real 2021 ¦ 5/8/2023 1:03:19 PM | 8784 | 0 |  |  | 0 | 0 | 0 |  |  |  | 0
REF | ATC | 2030 | 5 | NCR Portfolio | Area 1001 4-Hour Li-on Battery 2029 | Area 1001 4-Hour Li-on Battery 2029 | 100 | 100 | -1.8608 |  | 97.0774 |  |  |  | 14873.4561 |  |  | -1 | 0 | 4-Hour Li-on Battery Storage |  | -16300.2168 |  | 0 | 3913.2583 | 3913.2583 | 0 | -1 | 0 | 0 | 0 | 665 | 4620 | -0.018608 |  | 0 |  | 827.3921 |  |  | 1/1/2029 | 12/31/2038 |  | 0 | 0 | 2030 |  |  |  | 0 | 0 | Real 2021 ¦ 5/8/2023 1:03:19 PM | 8785 | 100 |  |  | 80998.7266 | 82704.1016 | 3809.3894 |  |  |  | 0
REF | ATC | 2030 | 8 | REF No Wind Portfolio | Area 1001 4-Hour Li-on Battery 2029 | Area 1001 4-Hour Li-on Battery 2029 | 50 | 50 | -0.93038 |  | 48.5387 |  |  |  | 7436.728 |  |  | -1 | 0 | 4-Hour Li-on Battery Storage |  | -8150.1084 |  | 0 | 1956.6292 | 1956.6292 | 0 | -1 | 0 | 0 | 0 | 665 | 4620 | -0.018608 |  | 0 |  | 413.696 |  |  | 1/1/2029 | 12/31/2038 |  | 0 | 0 | 2030 |  |  |  | 0 | 0 | Real 2021 ¦ 5/8/2023 1:03:19 PM | 8786 | 50 |  |  | 40499.3633 | 41352.0508 | 1904.6947 |  |  |  | 0
REF | ATC | 2030 | 4 | ECR Portfolio | Area 1001 4-Hour Li-on Battery 2032 | Area 1001 4-Hour Li-on Battery 2032 | 0 | 0 | 0 |  | 7.7658e-06 |  |  |  | 0 |  |  | -1 | 0 | 4-Hour Li-on Battery Storage |  | 0 |  | 0 | 0 | 0 | 0 | -1 | 0 | 0 | 0 | 0 | 0 |  |  | 0 |  | 0 |  |  | 1/1/2032 | 12/31/2041 |  | 0 | 0 | 2030 |  |  |  | 0 | 0 | Real 2021 ¦ 5/8/2023 1:03:19 PM | 8787 | 0 |  |  | 0 | 0 | 0 |  |  |  | 0
REF | ATC | 2030 | 3 | CETA Portfolio | Area 1001 4-Hour Li-on Battery 2035 | Area 1001 4-Hour Li-on Battery 2035 | 0 | 0 | 0 |  | 1.9415e-06 |  |  |  | 0 |  |  | -1 | 0 | 4-Hour Li-on Battery Storage |  | 0 |  | 0 | 0 | 0 | 0 | -1 | 0 | 0 | 0 | 0 | 0 |  |  | 0 |  | 0 |  |  | 1/1/2035 | 12/31/2044 |  | 0 | 0 | 2030 |  |  |  | 0 | 0 | Real 2021 ¦ 5/8/2023 1:03:19 PM | 8788 | 0 |  |  | 0 | 0 | 0 |  |  |  | 0
REF | ATC | 2030 | 5 | NCR Portfolio | Area 1001 4-Hour Li-on Battery 2035 | Area 1001 4-Hour Li-on Battery 2035 | 0 | 0 | 0 |  | 1.9415e-06 |  |  |  | 0 |  |  | -1 | 0 | 4-Hour Li-on Battery Storage |  | 0 |  | 0 | 0 | 0 | 0 | -1 | 0 | 0 | 0 | 0 | 0 |  |  | 0 |  | 0 |  |  | 1/1/2035 | 12/31/2044 |  | 0 | 0 | 2030 |  |  |  | 0 | 0 | Real 2021 ¦ 5/8/2023 1:03:19 PM | 8789 | 0 |  |  | 0 | 0 | 0 |  |  |  | 0
REF | ATC | 2030 | 6 | CC Portfolio | Area 1001 4-Hour Li-on Battery 2035 | Area 1001 4-Hour Li-on Battery 2035 | 0 | 0 | 0 |  | 1.9415e-06 |  |  |  | 0 |  |  | -1 | 0 | 4-Hour Li-on Battery Storage |  | 0 |  | 0 | 0 | 0 | 0 | -1 | 0 | 0 | 0 | 0 | 0 |  |  | 0 |  | 0 |  |  | 1/1/2035 | 12/31/2044 |  | 0 | 0 | 2030 |  |  |  | 0 | 0 | Real 2021 ¦ 5/8/2023 1:03:19 PM | 8790 | 0 |  |  | 0 | 0 | 0 |  |  |  | 0
REF | ATC | 2030 | 9 | Preferred Plan | Area 1001 4-Hour Li-on Battery 2035 | Area 1001 4-Hour Li-on Battery 2035 | 0 | 0 | 0 |  | 1.9415e-06 |  |  |  | 0 |  |  | -1 | 0 | 4-Hour Li-on Battery Storage |  | 0 |  | 0 | 0 | 0 | 0 | -1 | 0 | 0 | 0 | 0 | 0 |  |  | 0 |  | 0 |  |  | 1/1/2035 | 12/31/2044 |  | 0 | 0 | 2030 |  |  |  | 0 | 0 | Real 2021 ¦ 5/8/2023 1:03:19 PM | 8791 | 0 |  |  | 0 | 0 | 0 |  |  |  | 0
REF | ATC | 2030 | 4 | ECR Portfolio | Solar+Storage 3-1 2028 | Solar+Storage 3-1 2028 | 33.2062 | 33.2062 | 33.2062 |  | 0 |  |  |  | 25277.168 |  |  | -1 | 0 | Solar |  | 290886.4688 |  | 0 | 11417.2842 | 11417.2842 | 0 | -1 | 0 | 0 | 0 | 626 | 4316 | 1 | 39.25 | 0 | 0 | 11417.2842 | 39.25 |  | 1/1/2028 | 12/31/2099 |  | 0 | 0 | 2030 |  |  |  | 0 | 0 | Real 2021 ¦ 5/8/2023 1:03:19 PM | 8792 | 200 |  |  | 290886.4688 | 0 | 0 |  |  |  | 0
REF | ATC | 2030 | 8 | REF No Wind Portfolio | Solar+Storage 3-1 2028 | Solar+Storage 3-1 2028 | 49.8093 | 49.8093 | 49.8093 |  | 0 |  |  |  | 37915.7539 |  |  | -1 | 0 | Solar |  | 436329.6875 |  | 0 | 17125.9258 | 17125.9258 | 0 | -1 | 0 | 0 | 0 | 626 | 4316 | 1 | 39.25 | 0 | 0 | 17125.9258 | 39.25 |  | 1/1/2028 | 12/31/2099 |  | 0 | 0 | 2030 |  |  |  | 0 | 0 | Real 2021 ¦ 5/8/2023 1:03:19 PM | 8793 | 300 |  |  | 436329.6875 | 0 | 0 |  |  |  | 0
REF | ATC | 2030 | 1 | REF Portfolio | Tier 2 Area 1001 Solar 2028 | Tier 2 Area 1001 Solar 2028 | 22.8336 | 100 | 22.8336 |  | 0 |  |  |  | 15236.7607 |  |  | -1 | 0 | Solar |  | 200022.6875 |  | 0 | 7227.104 | 7227.104 | 0 | -1 | 0 | 0 | 0 | 365 | 4383 | 0.22834 | 36.1314 | -6465.7095 | -32.3249 | 13692.8135 | 68.4563 |  | 1/1/2028 | 12/31/2099 |  | 0 | 0 | 2030 |  |  |  | 0 | 0 | Real 2021 ¦ 5/8/2023 1:03:19 PM | 8794 | 100 |  |  | 200022.6875 | 0 | 0 |  |  |  | 0
REF | ATC | 2030 | 2 | REF-HC Portfolio | Tier 2 Area 1001 Solar 2028 | Tier 2 Area 1001 Solar 2028 | 57.0841 | 250 | 57.0841 |  | 0 |  |  |  | 38091.9023 |  |  | -1 | 0 | Solar |  | 500056.75 |  | 0 | 18067.7598 | 18067.7598 | 0 | -1 | 0 | 0 | 0 | 365 | 4383 | 0.22834 | 36.1314 | -16164.2734 | -32.3249 | 34232.0352 | 68.4563 |  | 1/1/2028 | 12/31/2099 |  | 0 | 0 | 2030 |  |  |  | 0 | 0 | Real 2021 ¦ 5/8/2023 1:03:19 PM | 8795 | 250 |  |  | 500056.75 | 0 | 0 |  |  |  | 0
REF | ATC | 2030 | 3 | CETA Portfolio | Tier 2 Area 1001 Solar 2028 | Tier 2 Area 1001 Solar 2028 | 68.5009 | 300 | 68.5009 |  | 0 |  |  |  | 45710.2812 |  |  | -1 | 0 | Solar |  | 600068.0625 |  | 0 | 21681.3125 | 21681.3125 | 0 | -1 | 0 | 0 | 0 | 365 | 4383 | 0.22834 | 36.1314 | -19397.1289 | -32.3249 | 41078.4414 | 68.4563 |  | 1/1/2028 | 12/31/2099 |  | 0 | 0 | 2030 |  |  |  | 0 | 0 | Real 2021 ¦ 5/8/2023 1:03:19 PM | 8796 | 300 |  |  | 600068.0625 | 0 | 0 |  |  |  | 0
REF | ATC | 2030 | 4 | ECR Portfolio | Tier 2 Area 1001 Solar 2028 | Tier 2 Area 1001 Solar 2028 | 68.5009 | 300 | 68.5009 |  | 0 |  |  |  | 45710.2812 |  |  | -1 | 0 | Solar |  | 600068.0625 |  | 0 | 21681.3125 | 21681.3125 | 0 | -1 | 0 | 0 | 0 | 365 | 4383 | 0.22834 | 36.1314 | -19397.1289 | -32.3249 | 41078.4414 | 68.4563 |  | 1/1/2028 | 12/31/2099 |  | 0 | 0 | 2030 |  |  |  | 0 | 0 | Real 2021 ¦ 5/8/2023 1:03:19 PM | 8797 | 300 |  |  | 600068.0625 | 0 | 0 |  |  |  | 0
REF | ATC | 2030 | 5 | NCR Portfolio | Tier 2 Area 1001 Solar 2028 | Tier 2 Area 1001 Solar 2028 | 22.8336 | 100 | 22.8336 |  | 0 |  |  |  | 15236.7607 |  |  | -1 | 0 | Solar |  | 200022.6875 |  | 0 | 7227.104 | 7227.104 | 0 | -1 | 0 | 0 | 0 | 365 | 4383 | 0.22834 | 36.1314 | -6465.7095 | -32.3249 | 13692.8135 | 68.4563 |  | 1/1/2028 | 12/31/2099 |  | 0 | 0 | 2030 |  |  |  | 0 | 0 | Real 2021 ¦ 5/8/2023 1:03:19 PM | 8798 | 100 |  |  | 200022.6875 | 0 | 0 |  |  |  | 0
REF | ATC | 2030 | 6 | CC Portfolio | Tier 2 Area 1001 Solar 2028 | Tier 2 Area 1001 Solar 2028 | 68.5009 | 300 | 68.5009 |  | 0 |  |  |  | 45710.2812 |  |  | -1 | 0 | Solar |  | 600068.0625 |  | 0 | 21681.3125 | 21681.3125 | 0 | -1 | 0 | 0 | 0 | 365 | 4383 | 0.22834 | 36.1314 | -19397.1289 | -32.3249 | 41078.4414 | 68.4563 |  | 1/1/2028 | 12/31/2099 |  | 0 | 0 | 2030 |  |  |  | 0 | 0 | Real 2021 ¦ 5/8/2023 1:03:19 PM | 8799 | 300 |  |  | 600068.0625 | 0 | 0 |  |  |  | 0
REF | ATC | 2030 | 7 | REF Mitchell Ext | Tier 2 Area 1001 Solar 2028 | Tier 2 Area 1001 Solar 2028 | 22.8336 | 100 | 22.8336 |  | 0 |  |  |  | 15236.7607 |  |  | -1 | 0 | Solar |  | 200022.6875 |  | 0 | 7227.104 | 7227.104 | 0 | -1 | 0 | 0 | 0 | 365 | 4383 | 0.22834 | 36.1314 | -6465.7095 | -32.3249 | 13692.8135 | 68.4563 |  | 1/1/2028 | 12/31/2099 |  | 0 | 0 | 2030 |  |  |  | 0 | 0 | Real 2021 ¦ 5/8/2023 1:03:19 PM | 8800 | 100 |  |  | 200022.6875 | 0 | 0 |  |  |  | 0
REF | ATC | 2030 | 8 | REF No Wind Portfolio | Tier 2 Area 1001 Solar 2028 | Tier 2 Area 1001 Solar 2028 | 68.5009 | 300 | 68.5009 |  | 0 |  |  |  | 45710.2812 |  |  | -1 | 0 | Solar |  | 600068.0625 |  | 0 | 21681.3125 | 21681.3125 | 0 | -1 | 0 | 0 | 0 | 365 | 4383 | 0.22834 | 36.1314 | -19397.1289 | -32.3249 | 41078.4414 | 68.4563 |  | 1/1/2028 | 12/31/2099 |  | 0 | 0 | 2030 |  |  |  | 0 | 0 | Real 2021 ¦ 5/8/2023 1:03:19 PM | 8801 | 300 |  |  | 600068.0625 | 0 | 0 |  |  |  | 0
REF | ATC | 2030 | 9 | Preferred Plan | Tier 2 Area 1001 Solar 2028 | Tier 2 Area 1001 Solar 2028 | 68.5009 | 300 | 68.5009 |  | 0 |  |  |  | 45710.2812 |  |  | -1 | 0 | Solar |  | 600068.0625 |  | 0 | 21681.3125 | 21681.3125 | 0 | -1 | 0 | 0 | 0 | 365 | 4383 | 0.22834 | 36.1314 | -19397.1289 | -32.3249 | 41078.4414 | 68.4563 |  | 1/1/2028 | 12/31/2099 |  | 0 | 0 | 2030 |  |  |  | 0 | 0 | Real 2021 ¦ 5/8/2023 1:03:19 PM | 8802 | 300 |  |  | 600068.0625 | 0 | 0 |  |  |  | 0
REF | ATC | 2030 | 4 | ECR Portfolio | Tier 2 Area 1001 Solar 2029 | Tier 2 Area 1001 Solar 2029 | 34.2505 | 150 | 34.2505 |  | 0 |  |  |  | 21988.1641 |  |  | -1 | 0 | Solar |  | 300034.0312 |  | 0 | 10840.6562 | 10840.6562 | 0 | -1 | 0 | 0 | 0 | 365 | 4383 | 0.22834 | 36.1314 | -9698.5645 | -32.3249 | 20539.2207 | 68.4563 |  | 1/1/2029 | 12/31/2099 |  | 0 | 0 | 2030 |  |  |  | 0 | 0 | Real 2021 ¦ 5/8/2023 1:03:19 PM | 8803 | 150 |  |  | 300034.0312 | 0 | 0 |  |  |  | 0
REF | ATC | 2030 | 8 | REF No Wind Portfolio | Tier 2 Area 1001 Solar 2029 | Tier 2 Area 1001 Solar 2029 | 22.8336 | 100 | 22.8336 |  | 0 |  |  |  | 14658.7764 |  |  | -1 | 0 | Solar |  | 200022.6875 |  | 0 | 7227.104 | 7227.104 | 0 | -1 | 0 | 0 | 0 | 365 | 4383 | 0.22834 | 36.1314 | -6465.7095 | -32.3249 | 13692.8135 | 68.4563 |  | 1/1/2029 | 12/31/2099 |  | 0 | 0 | 2030 |  |  |  | 0 | 0 | Real 2021 ¦ 5/8/2023 1:03:19 PM | 8804 | 100 |  |  | 200022.6875 | 0 | 0 |  |  |  | 0
REF | ATC | 2030 | 2 | REF-HC Portfolio | Tier 2 Area 1001 Wind 2026 | Tier 2 Area 1001 Wind 2026 | 34.9204 | 100 | 34.9204 |  | 0 |  |  |  | 19684.4844 |  |  | -1 | 0 | Wind |  | 305902.8125 |  | 0 | 11784.2158 | 11784.2158 | 0 | -1 | 0 | 0 | 0 | 0 | 8760 | 0.3492 | 38.5227 | -9888.2715 | -32.3249 | 21672.4883 | 70.8476 |  | 1/1/2026 | 12/31/2099 |  | 0 | 0 | 2030 |  |  |  | 0 | 0 | Real 2021 ¦ 5/8/2023 1:03:19 PM | 8805 | 100 |  |  | 305902.8125 | 0 | 0 |  |  |  | 0
REF | ATC | 2030 | 3 | CETA Portfolio | Tier 2 Area 1001 Wind 2026 | Tier 2 Area 1001 Wind 2026 | 34.9204 | 100 | 34.9204 |  | 0 |  |  |  | 19684.4844 |  |  | -1 | 0 | Wind |  | 305902.8125 |  | 0 | 11784.2158 | 11784.2158 | 0 | -1 | 0 | 0 | 0 | 0 | 8760 | 0.3492 | 38.5227 | -9888.2715 | -32.3249 | 21672.4883 | 70.8476 |  | 1/1/2026 | 12/31/2099 |  | 0 | 0 | 2030 |  |  |  | 0 | 0 | Real 2021 ¦ 5/8/2023 1:03:19 PM | 8806 | 100 |  |  | 305902.8125 | 0 | 0 |  |  |  | 0
REF | ATC | 2030 | 4 | ECR Portfolio | Tier 2 Area 1001 Wind 2026 | Tier 2 Area 1001 Wind 2026 | 34.9204 | 100 | 34.9204 |  | 0 |  |  |  | 19684.4844 |  |  | -1 | 0 | Wind |  | 305902.8125 |  | 0 | 11784.2158 | 11784.2158 | 0 | -1 | 0 | 0 | 0 | 0 | 8760 | 0.3492 | 38.5227 | -9888.2715 | -32.3249 | 21672.4883 | 70.8476 |  | 1/1/2026 | 12/31/2099 |  | 0 | 0 | 2030 |  |  |  | 0 | 0 | Real 2021 ¦ 5/8/2023 1:03:19 PM | 8807 | 100 |  |  | 305902.8125 | 0 | 0 |  |  |  | 0
REF | ATC | 2030 | 5 | NCR Portfolio | Tier 2 Area 1001 Wind 2026 | Tier 2 Area 1001 Wind 2026 | 34.9204 | 100 | 34.9204 |  | 0 |  |  |  | 19684.4844 |  |  | -1 | 0 | Wind |  | 305902.8125 |  | 0 | 11784.2158 | 11784.2158 | 0 | -1 | 0 | 0 | 0 | 0 | 8760 | 0.3492 | 38.5227 | -9888.2715 | -32.3249 | 21672.4883 | 70.8476 |  | 1/1/2026 | 12/31/2099 |  | 0 | 0 | 2030 |  |  |  | 0 | 0 | Real 2021 ¦ 5/8/2023 1:03:19 PM | 8808 | 100 |  |  | 305902.8125 | 0 | 0 |  |  |  | 0
REF | ATC | 2030 | 2 | REF-HC Portfolio | Tier 2 Area 1001 Wind 2027 | Tier 2 Area 1001 Wind 2027 | 34.9204 | 100 | 34.9204 |  | 0 |  |  |  | 19145.0332 |  |  | -1 | 0 | Wind |  | 305902.8125 |  | 0 | 11784.2158 | 11784.2158 | 0 | -1 | 0 | 0 | 0 | 0 | 8760 | 0.3492 | 38.5227 | -9888.2715 | -32.3249 | 21672.4883 | 70.8476 |  | 1/1/2027 | 12/31/2099 |  | 0 | 0 | 2030 |  |  |  | 0 | 0 | Real 2021 ¦ 5/8/2023 1:03:19 PM | 8809 | 100 |  |  | 305902.8125 | 0 | 0 |  |  |  | 0
REF | ATC | 2030 | 3 | CETA Portfolio | Tier 2 Area 1001 Wind 2027 | Tier 2 Area 1001 Wind 2027 | 34.9204 | 100 | 34.9204 |  | 0 |  |  |  | 19145.0332 |  |  | -1 | 0 | Wind |  | 305902.8125 |  | 0 | 11784.2158 | 11784.2158 | 0 | -1 | 0 | 0 | 0 | 0 | 8760 | 0.3492 | 38.5227 | -9888.2715 | -32.3249 | 21672.4883 | 70.8476 |  | 1/1/2027 | 12/31/2099 |  | 0 | 0 | 2030 |  |  |  | 0 | 0 | Real 2021 ¦ 5/8/2023 1:03:19 PM | 8810 | 100 |  |  | 305902.8125 | 0 | 0 |  |  |  | 0
REF | ATC | 2030 | 4 | ECR Portfolio | Tier 2 Area 1001 Wind 2027 | Tier 2 Area 1001 Wind 2027 | 34.9204 | 100 | 34.9204 |  | 0 |  |  |  | 19145.0332 |  |  | -1 | 0 | Wind |  | 305902.8125 |  | 0 | 11784.2158 | 11784.2158 | 0 | -1 | 0 | 0 | 0 | 0 | 8760 | 0.3492 | 38.5227 | -9888.2715 | -32.3249 | 21672.4883 | 70.8476 |  | 1/1/2027 | 12/31/2099 |  | 0 | 0 | 2030 |  |  |  | 0 | 0 | Real 2021 ¦ 5/8/2023 1:03:19 PM | 8811 | 100 |  |  | 305902.8125 | 0 | 0 |  |  |  | 0
REF | ATC | 2030 | 5 | NCR Portfolio | Tier 2 Area 1001 Wind 2027 | Tier 2 Area 1001 Wind 2027 | 34.9204 | 100 | 34.9204 |  | 0 |  |  |  | 19145.0332 |  |  | -1 | 0 | Wind |  | 305902.8125 |  | 0 | 11784.2158 | 11784.2158 | 0 | -1 | 0 | 0 | 0 | 0 | 8760 | 0.3492 | 38.5227 | -9888.2715 | -32.3249 | 21672.4883 | 70.8476 |  | 1/1/2027 | 12/31/2099 |  | 0 | 0 | 2030 |  |  |  | 0 | 0 | Real 2021 ¦ 5/8/2023 1:03:19 PM | 8812 | 100 |  |  | 305902.8125 | 0 | 0 |  |  |  | 0
REF | ATC | 2030 | 6 | CC Portfolio | Tier 2 Area 1001 Wind 2027 | Tier 2 Area 1001 Wind 2027 | 34.9204 | 100 | 34.9204 |  | 0 |  |  |  | 19145.0332 |  |  | -1 | 0 | Wind |  | 305902.8125 |  | 0 | 11784.2158 | 11784.2158 | 0 | -1 | 0 | 0 | 0 | 0 | 8760 | 0.3492 | 38.5227 | -9888.2715 | -32.3249 | 21672.4883 | 70.8476 |  | 1/1/2027 | 12/31/2099 |  | 0 | 0 | 2030 |  |  |  | 0 | 0 | Real 2021 ¦ 5/8/2023 1:03:19 PM | 8813 | 100 |  |  | 305902.8125 | 0 | 0 |  |  |  | 0
REF | ATC | 2030 | 9 | Preferred Plan | Tier 2 Area 1001 Wind 2027 | Tier 2 Area 1001 Wind 2027 | 34.9204 | 100 | 34.9204 |  | 0 |  |  |  | 19145.0332 |  |  | -1 | 0 | Wind |  | 305902.8125 |  | 0 | 11784.2158 | 11784.2158 | 0 | -1 | 0 | 0 | 0 | 0 | 8760 | 0.3492 | 38.5227 | -9888.2715 | -32.3249 | 21672.4883 | 70.8476 |  | 1/1/2027 | 12/31/2099 |  | 0 | 0 | 2030 |  |  |  | 0 | 0 | Real 2021 ¦ 5/8/2023 1:03:19 PM | 8814 | 100 |  |  | 305902.8125 | 0 | 0 |  |  |  | 0
REF | ATC | 2030 | 1 | REF Portfolio | Tier 2 Area 1001 Wind 2028 | Tier 2 Area 1001 Wind 2028 | 34.9204 | 100 | 34.9204 |  | 0 |  |  |  | 18556.041 |  |  | -1 | 0 | Wind |  | 305902.8125 |  | 0 | 11784.2158 | 11784.2158 | 0 | -1 | 0 | 0 | 0 | 0 | 8760 | 0.3492 | 38.5227 | -9888.2715 | -32.3249 | 21672.4883 | 70.8476 |  | 1/1/2028 | 12/31/2099 |  | 0 | 0 | 2030 |  |  |  | 0 | 0 | Real 2021 ¦ 5/8/2023 1:03:19 PM | 8815 | 100 |  |  | 305902.8125 | 0 | 0 |  |  |  | 0
REF | ATC | 2030 | 2 | REF-HC Portfolio | Tier 2 Area 1001 Wind 2028 | Tier 2 Area 1001 Wind 2028 | 34.9204 | 100 | 34.9204 |  | 0 |  |  |  | 18556.041 |  |  | -1 | 0 | Wind |  | 305902.8125 |  | 0 | 11784.2158 | 11784.2158 | 0 | -1 | 0 | 0 | 0 | 0 | 8760 | 0.3492 | 38.5227 | -9888.2715 | -32.3249 | 21672.4883 | 70.8476 |  | 1/1/2028 | 12/31/2099 |  | 0 | 0 | 2030 |  |  |  | 0 | 0 | Real 2021 ¦ 5/8/2023 1:03:19 PM | 8816 | 100 |  |  | 305902.8125 | 0 | 0 |  |  |  | 0
REF | ATC | 2030 | 3 | CETA Portfolio | Tier 2 Area 1001 Wind 2028 | Tier 2 Area 1001 Wind 2028 | 34.9204 | 100 | 34.9204 |  | 0 |  |  |  | 18556.041 |  |  | -1 | 0 | Wind |  | 305902.8125 |  | 0 | 11784.2158 | 11784.2158 | 0 | -1 | 0 | 0 | 0 | 0 | 8760 | 0.3492 | 38.5227 | -9888.2715 | -32.3249 | 21672.4883 | 70.8476 |  | 1/1/2028 | 12/31/2099 |  | 0 | 0 | 2030 |  |  |  | 0 | 0 | Real 2021 ¦ 5/8/2023 1:03:19 PM | 8817 | 100 |  |  | 305902.8125 | 0 | 0 |  |  |  | 0
REF | ATC | 2030 | 4 | ECR Portfolio | Tier 2 Area 1001 Wind 2028 | Tier 2 Area 1001 Wind 2028 | 34.9204 | 100 | 34.9204 |  | 0 |  |  |  | 18556.041 |  |  | -1 | 0 | Wind |  | 305902.8125 |  | 0 | 11784.2158 | 11784.2158 | 0 | -1 | 0 | 0 | 0 | 0 | 8760 | 0.3492 | 38.5227 | -9888.2715 | -32.3249 | 21672.4883 | 70.8476 |  | 1/1/2028 | 12/31/2099 |  | 0 | 0 | 2030 |  |  |  | 0 | 0 | Real 2021 ¦ 5/8/2023 1:03:19 PM | 8818 | 100 |  |  | 305902.8125 | 0 | 0 |  |  |  | 0
REF | ATC | 2030 | 5 | NCR Portfolio | Tier 2 Area 1001 Wind 2028 | Tier 2 Area 1001 Wind 2028 | 34.9204 | 100 | 34.9204 |  | 0 |  |  |  | 18556.041 |  |  | -1 | 0 | Wind |  | 305902.8125 |  | 0 | 11784.2158 | 11784.2158 | 0 | -1 | 0 | 0 | 0 | 0 | 8760 | 0.3492 | 38.5227 | -9888.2715 | -32.3249 | 21672.4883 | 70.8476 |  | 1/1/2028 | 12/31/2099 |  | 0 | 0 | 2030 |  |  |  | 0 | 0 | Real 2021 ¦ 5/8/2023 1:03:19 PM | 8819 | 100 |  |  | 305902.8125 | 0 | 0 |  |  |  | 0
REF | ATC | 2030 | 6 | CC Portfolio | Tier 2 Area 1001 Wind 2028 | Tier 2 Area 1001 Wind 2028 | 34.9204 | 100 | 34.9204 |  | 0 |  |  |  | 18556.041 |  |  | -1 | 0 | Wind |  | 305902.8125 |  | 0 | 11784.2158 | 11784.2158 | 0 | -1 | 0 | 0 | 0 | 0 | 8760 | 0.3492 | 38.5227 | -9888.2715 | -32.3249 | 21672.4883 | 70.8476 |  | 1/1/2028 | 12/31/2099 |  | 0 | 0 | 2030 |  |  |  | 0 | 0 | Real 2021 ¦ 5/8/2023 1:03:19 PM | 8820 | 100 |  |  | 305902.8125 | 0 | 0 |  |  |  | 0
REF | ATC | 2030 | 7 | REF Mitchell Ext | Tier 2 Area 1001 Wind 2028 | Tier 2 Area 1001 Wind 2028 | 34.9204 | 100 | 34.9204 |  | 0 |  |  |  | 18556.041 |  |  | -1 | 0 | Wind |  | 305902.8125 |  | 0 | 11784.2158 | 11784.2158 | 0 | -1 | 0 | 0 | 0 | 0 | 8760 | 0.3492 | 38.5227 | -9888.2715 | -32.3249 | 21672.4883 | 70.8476 |  | 1/1/2028 | 12/31/2099 |  | 0 | 0 | 2030 |  |  |  | 0 | 0 | Real 2021 ¦ 5/8/2023 1:03:19 PM | 8821 | 100 |  |  | 305902.8125 | 0 | 0 |  |  |  | 0
REF | ATC | 2030 | 9 | Preferred Plan | Tier 2 Area 1001 Wind 2028 | Tier 2 Area 1001 Wind 2028 | 34.9204 | 100 | 34.9204 |  | 0 |  |  |  | 18556.041 |  |  | -1 | 0 | Wind |  | 305902.8125 |  | 0 | 11784.2158 | 11784.2158 | 0 | -1 | 0 | 0 | 0 | 0 | 8760 | 0.3492 | 38.5227 | -9888.2715 | -32.3249 | 21672.4883 | 70.8476 |  | 1/1/2028 | 12/31/2099 |  | 0 | 0 | 2030 |  |  |  | 0 | 0 | Real 2021 ¦ 5/8/2023 1:03:19 PM | 8822 | 100 |  |  | 305902.8125 | 0 | 0 |  |  |  | 0
REF | ATC | 2030 | 1 | REF Portfolio | Tier 2 Area 1001 Wind 2029 | Tier 2 Area 1001 Wind 2029 | 34.9204 | 100 | 34.9204 |  | 0 |  |  |  | 18022.0938 |  |  | -1 | 0 | Wind |  | 305902.8125 |  | 0 | 11784.2158 | 11784.2158 | 0 | -1 | 0 | 0 | 0 | 0 | 8760 | 0.3492 | 38.5227 | -9888.2715 | -32.3249 | 21672.4883 | 70.8476 |  | 1/1/2029 | 12/31/2099 |  | 0 | 0 | 2030 |  |  |  | 0 | 0 | Real 2021 ¦ 5/8/2023 1:03:19 PM | 8823 | 100 |  |  | 305902.8125 | 0 | 0 |  |  |  | 0
REF | ATC | 2030 | 3 | CETA Portfolio | Tier 2 Area 1001 Wind 2029 | Tier 2 Area 1001 Wind 2029 | 34.9204 | 100 | 34.9204 |  | 0 |  |  |  | 18022.0938 |  |  | -1 | 0 | Wind |  | 305902.8125 |  | 0 | 11784.2158 | 11784.2158 | 0 | -1 | 0 | 0 | 0 | 0 | 8760 | 0.3492 | 38.5227 | -9888.2715 | -32.3249 | 21672.4883 | 70.8476 |  | 1/1/2029 | 12/31/2099 |  | 0 | 0 | 2030 |  |  |  | 0 | 0 | Real 2021 ¦ 5/8/2023 1:03:19 PM | 8824 | 100 |  |  | 305902.8125 | 0 | 0 |  |  |  | 0
REF | ATC | 2030 | 4 | ECR Portfolio | Tier 2 Area 1001 Wind 2029 | Tier 2 Area 1001 Wind 2029 | 34.9204 | 100 | 34.9204 |  | 0 |  |  |  | 18022.0938 |  |  | -1 | 0 | Wind |  | 305902.8125 |  | 0 | 11784.2158 | 11784.2158 | 0 | -1 | 0 | 0 | 0 | 0 | 8760 | 0.3492 | 38.5227 | -9888.2715 | -32.3249 | 21672.4883 | 70.8476 |  | 1/1/2029 | 12/31/2099 |  | 0 | 0 | 2030 |  |  |  | 0 | 0 | Real 2021 ¦ 5/8/2023 1:03:19 PM | 8825 | 100 |  |  | 305902.8125 | 0 | 0 |  |  |  | 0
REF | ATC | 2030 | 7 | REF Mitchell Ext | Tier 2 Area 1001 Wind 2029 | Tier 2 Area 1001 Wind 2029 | 34.9204 | 100 | 34.9204 |  | 0 |  |  |  | 18022.0938 |  |  | -1 | 0 | Wind |  | 305902.8125 |  | 0 | 11784.2158 | 11784.2158 | 0 | -1 | 0 | 0 | 0 | 0 | 8760 | 0.3492 | 38.5227 | -9888.2715 | -32.3249 | 21672.4883 | 70.8476 |  | 1/1/2029 | 12/31/2099 |  | 0 | 0 | 2030 |  |  |  | 0 | 0 | Real 2021 ¦ 5/8/2023 1:03:19 PM | 8826 | 100 |  |  | 305902.8125 | 0 | 0 |  |  |  | 0
REF | ATC | 2030 | 6 | CC Portfolio | Area 1001 Gas CC 1x1 2029 | Area 1001 Gas CC 1x1 2029 | 362.0284 | 399.0869 | 324.6923 |  | 0 |  |  |  | 71512.8125 |  |  | -1 | 18409910 | TCO |  | 2844304.75 |  | 108.6085 | 113054.2266 | 113054.2266 | 0 | -1 | 0 | 0 | 31.4585 | 3 | 8616 | 0.81359 | 39.7476 | 71181.8047 | 25.0261 | 41872.4219 | 14.7215 |  | 1/1/2029 | 12/31/2099 |  | 0 | 0 | 2030 |  |  |  | 0 | 0 | Real 2021 ¦ 5/8/2023 1:03:19 PM | 8827 | 418 |  |  | 2844304.75 | 0 | 0 |  |  |  | 0
REF | ATC | 2030 | 7 | REF Mitchell Ext | 3102 | Mitchell #1 (WV) | 0 | 0 | 0 |  | 0 |  |  |  | 0 |  |  | -1 | 0 | Mitchell 1 Coal Price |  | 0 |  | 0 | 0 | 0 | 0 | -1 | 0 | 0 | 0 | 0 | 0 |  |  | 0 |  | 0 |  |  | 5/1/1971 | 5/31/2028 |  | 0 | 0 | 2030 |  |  |  | 0 | 0 | Real 2021 ¦ 5/8/2023 1:03:19 PM | 8828 | 0 |  |  | 0 | 0 | 0 |  |  |  | 0
REF | ATC | 2030 | 9 | Preferred Plan | 3102 | Mitchell #1 (WV) | 0 | 0 | 0 |  | 0 |  |  |  | 0 |  |  | -1 | 0 | Mitchell 1 Coal Price |  | 0 |  | 0 | 0 | 0 | 0 | -1 | 0 | 0 | 0 | 0 | 0 |  |  | 0 |  | 0 |  |  | 5/1/1971 | 5/31/2028 |  | 0 | 0 | 2030 |  |  |  | 0 | 0 | Real 2021 ¦ 5/8/2023 1:03:19 PM | 8829 | 0 |  |  | 0 | 0 | 0 |  |  |  | 0
REF | ATC | 2030 | 7 | REF Mitchell Ext | 3105 | Mitchell #2 (WV) | 0 | 0 | 0 |  | 0 |  |  |  | 0 |  |  | -1 | 0 | Mitchell 2 Coal Price |  | 0 |  | 0 | 0 | 0 | 0 | -1 | 0 | 0 | 0 | 0 | 0 |  |  | 0 |  | 0 |  |  | 5/1/1971 | 5/31/2028 |  | 0 | 0 | 2030 |  |  |  | 0 | 0 | Real 2021 ¦ 5/8/2023 1:03:19 PM | 8830 | 0 |  |  | 0 | 0 | 0 |  |  |  | 0
REF | ATC | 2030 | 9 | Preferred Plan | 3105 | Mitchell #2 (WV) | 0 | 0 | 0 |  | 0 |  |  |  | 0 |  |  | -1 | 0 | Mitchell 2 Coal Price |  | 0 |  | 0 | 0 | 0 | 0 | -1 | 0 | 0 | 0 | 0 | 0 |  |  | 0 |  | 0 |  |  | 5/1/1971 | 5/31/2028 |  | 0 | 0 | 2030 |  |  |  | 0 | 0 | Real 2021 ¦ 5/8/2023 1:03:19 PM | 8831 | 0 |  |  | 0 | 0 | 0 |  |  |  | 0
REF | ATC | 2031 | 1 | REF Portfolio | 13555 | Big Sandy #1 Gas | 117.7171 | 121.2329 | 33.4815 |  | 0 |  |  |  | 927.0782 |  |  | -1 | 2890072.75 | TCO |  | 293297.7812 |  | 23.5434 | 14844.4541 | 14844.4541 | 0 | -1 | 0 | 0 | 42.1368 | 2 | 1367 | 0.27617 | 50.6122 | 12186.8193 | 41.551 | 2657.635 | 9.0612 |  | 5/30/2016 | 5/30/2031 |  | 0 | 0 | 2031 |  |  |  | 0 | 0 | Real 2021 ¦ 5/8/2023 1:03:19 PM | 9660 | 121.3973 |  |  | 293297.7812 | 0 | 0 |  |  |  | 0
REF | ATC | 2031 | 2 | REF-HC Portfolio | 13555 | Big Sandy #1 Gas | 117.7171 | 121.2329 | 33.4815 |  | 0 |  |  |  | 927.0782 |  |  | -1 | 2890072.75 | TCO |  | 293297.7812 |  | 23.5434 | 14844.4541 | 14844.4541 | 0 | -1 | 0 | 0 | 42.1368 | 2 | 1367 | 0.27617 | 50.6122 | 12186.8193 | 41.551 | 2657.635 | 9.0612 |  | 5/30/2016 | 5/30/2031 |  | 0 | 0 | 2031 |  |  |  | 0 | 0 | Real 2021 ¦ 5/8/2023 1:03:19 PM | 9661 | 121.3973 |  |  | 293297.7812 | 0 | 0 |  |  |  | 0
REF | ATC | 2031 | 3 | CETA Portfolio | 13555 | Big Sandy #1 Gas | 117.7171 | 121.2329 | 33.4815 |  | 0 |  |  |  | 927.0782 |  |  | -1 | 2890072.75 | TCO |  | 293297.7812 |  | 23.5434 | 14844.4541 | 14844.4541 | 0 | -1 | 0 | 0 | 42.1368 | 2 | 1367 | 0.27617 | 50.6122 | 12186.8193 | 41.551 | 2657.635 | 9.0612 |  | 5/30/2016 | 5/30/2031 |  | 0 | 0 | 2031 |  |  |  | 0 | 0 | Real 2021 ¦ 5/8/2023 1:03:19 PM | 9662 | 121.3973 |  |  | 293297.7812 | 0 | 0 |  |  |  | 0
REF | ATC | 2031 | 4 | ECR Portfolio | 13555 | Big Sandy #1 Gas | 117.7171 | 121.2329 | 33.4815 |  | 0 |  |  |  | 927.0782 |  |  | -1 | 2890072.75 | TCO |  | 293297.7812 |  | 23.5434 | 14844.4541 | 14844.4541 | 0 | -1 | 0 | 0 | 42.1368 | 2 | 1367 | 0.27617 | 50.6122 | 12186.8193 | 41.551 | 2657.635 | 9.0612 |  | 5/30/2016 | 5/30/2031 |  | 0 | 0 | 2031 |  |  |  | 0 | 0 | Real 2021 ¦ 5/8/2023 1:03:19 PM | 9663 | 121.3973 |  |  | 293297.7812 | 0 | 0 |  |  |  | 0
REF | ATC | 2031 | 5 | NCR Portfolio | 13555 | Big Sandy #1 Gas | 117.7171 | 121.2329 | 33.4815 |  | 0 |  |  |  | 927.0782 |  |  | -1 | 2890072.75 | TCO |  | 293297.7812 |  | 23.5434 | 14844.4541 | 14844.4541 | 0 | -1 | 0 | 0 | 42.1368 | 2 | 1367 | 0.27617 | 50.6122 | 12186.8193 | 41.551 | 2657.635 | 9.0612 |  | 5/30/2016 | 5/30/2031 |  | 0 | 0 | 2031 |  |  |  | 0 | 0 | Real 2021 ¦ 5/8/2023 1:03:19 PM | 9664 | 121.3973 |  |  | 293297.7812 | 0 | 0 |  |  |  | 0
REF | ATC | 2031 | 6 | CC Portfolio | 13555 | Big Sandy #1 Gas | 117.7171 | 121.2329 | 33.4815 |  | 0 |  |  |  | 927.0782 |  |  | -1 | 2890072.75 | TCO |  | 293297.7812 |  | 23.5434 | 14844.4541 | 14844.4541 | 0 | -1 | 0 | 0 | 42.1368 | 2 | 1367 | 0.27617 | 50.6122 | 12186.8193 | 41.551 | 2657.635 | 9.0612 |  | 5/30/2016 | 5/30/2031 |  | 0 | 0 | 2031 |  |  |  | 0 | 0 | Real 2021 ¦ 5/8/2023 1:03:19 PM | 9665 | 121.3973 |  |  | 293297.7812 | 0 | 0 |  |  |  | 0
REF | ATC | 2031 | 7 | REF Mitchell Ext | 13555 | Big Sandy #1 Gas | 117.7171 | 121.2329 | 33.4815 |  | 0 |  |  |  | 927.0782 |  |  | -1 | 2890072.75 | TCO |  | 293297.7812 |  | 23.5434 | 14844.4541 | 14844.4541 | 0 | -1 | 0 | 0 | 42.1368 | 2 | 1367 | 0.27617 | 50.6122 | 12186.8193 | 41.551 | 2657.635 | 9.0612 |  | 5/30/2016 | 5/30/2031 |  | 0 | 0 | 2031 |  |  |  | 0 | 0 | Real 2021 ¦ 5/8/2023 1:03:19 PM | 9666 | 121.3973 |  |  | 293297.7812 | 0 | 0 |  |  |  | 0
REF | ATC | 2031 | 8 | REF No Wind Portfolio | 13555 | Big Sandy #1 Gas | 117.7171 | 121.2329 | 33.4815 |  | 0 |  |  |  | 927.0782 |  |  | -1 | 2890072.75 | TCO |  | 293297.7812 |  | 23.5434 | 14844.4541 | 14844.4541 | 0 | -1 | 0 | 0 | 42.1368 | 2 | 1367 | 0.27617 | 50.6122 | 12186.8193 | 41.551 | 2657.635 | 9.0612 |  | 5/30/2016 | 5/30/2031 |  | 0 | 0 | 2031 |  |  |  | 0 | 0 | Real 2021 ¦ 5/8/2023 1:03:19 PM | 9667 | 121.3973 |  |  | 293297.7812 | 0 | 0 |  |  |  | 0
REF | ATC | 2031 | 9 | Preferred Plan | 13555 | Big Sandy #1 Gas | 117.7171 | 121.2329 | 33.4815 |  | 0 |  |  |  | 927.0782 |  |  | -1 | 2890072.75 | TCO |  | 293297.7812 |  | 23.5434 | 14844.4541 | 14844.4541 | 0 | -1 | 0 | 0 | 42.1368 | 2 | 1367 | 0.27617 | 50.6122 | 12186.8193 | 41.551 | 2657.635 | 9.0612 |  | 5/30/2016 | 5/30/2031 |  | 0 | 0 | 2031 |  |  |  | 0 | 0 | Real 2021 ¦ 5/8/2023 1:03:19 PM | 9668 | 121.3973 |  |  | 293297.7812 | 0 | 0 |  |  |  | 0
REF | ATC | 2031 | 1 | REF Portfolio | 3102 | Mitchell #1 (WV) | 0 | 0 | 0 |  | 0 |  |  |  | 0 |  |  | -1 | 0 | Mitchell 1 Coal Price |  | 0 |  | 0 | 0 | 0 | 0 | -1 | 0 | 0 | 0 | 0 | 0 |  |  | 0 |  | 0 |  |  | 5/1/1971 | 5/31/2028 |  | 0 | 0 | 2031 |  |  |  | 0 | 0 | Real 2021 ¦ 5/8/2023 1:03:19 PM | 9669 | 0 |  |  | 0 | 0 | 0 |  |  |  | 0
REF | ATC | 2031 | 2 | REF-HC Portfolio | 3102 | Mitchell #1 (WV) | 0 | 0 | 0 |  | 0 |  |  |  | 0 |  |  | -1 | 0 | Mitchell 1 Coal Price |  | 0 |  | 0 | 0 | 0 | 0 | -1 | 0 | 0 | 0 | 0 | 0 |  |  | 0 |  | 0 |  |  | 5/1/1971 | 5/31/2028 |  | 0 | 0 | 2031 |  |  |  | 0 | 0 | Real 2021 ¦ 5/8/2023 1:03:19 PM | 9670 | 0 |  |  | 0 | 0 | 0 |  |  |  | 0
REF | ATC | 2031 | 3 | CETA Portfolio | 3102 | Mitchell #1 (WV) | 0 | 0 | 0 |  | 0 |  |  |  | 0 |  |  | -1 | 0 | Mitchell 1 Coal Price |  | 0 |  | 0 | 0 | 0 | 0 | -1 | 0 | 0 | 0 | 0 | 0 |  |  | 0 |  | 0 |  |  | 5/1/1971 | 5/31/2028 |  | 0 | 0 | 2031 |  |  |  | 0 | 0 | Real 2021 ¦ 5/8/2023 1:03:19 PM | 9671 | 0 |  |  | 0 | 0 | 0 |  |  |  | 0
REF | ATC | 2031 | 4 | ECR Portfolio | 3102 | Mitchell #1 (WV) | 0 | 0 | 0 |  | 0 |  |  |  | 0 |  |  | -1 | 0 | Mitchell 1 Coal Price |  | 0 |  | 0 | 0 | 0 | 0 | -1 | 0 | 0 | 0 | 0 | 0 |  |  | 0 |  | 0 |  |  | 5/1/1971 | 5/31/2028 |  | 0 | 0 | 2031 |  |  |  | 0 | 0 | Real 2021 ¦ 5/8/2023 1:03:19 PM | 9672 | 0 |  |  | 0 | 0 | 0 |  |  |  | 0
REF | ATC | 2031 | 5 | NCR Portfolio | 3102 | Mitchell #1 (WV) | 0 | 0 | 0 |  | 0 |  |  |  | 0 |  |  | -1 | 0 | Mitchell 1 Coal Price |  | 0 |  | 0 | 0 | 0 | 0 | -1 | 0 | 0 | 0 | 0 | 0 |  |  | 0 |  | 0 |  |  | 5/1/1971 | 5/31/2028 |  | 0 | 0 | 2031 |  |  |  | 0 | 0 | Real 2021 ¦ 5/8/2023 1:03:19 PM | 9673 | 0 |  |  | 0 | 0 | 0 |  |  |  | 0
REF | ATC | 2031 | 6 | CC Portfolio | 3102 | Mitchell #1 (WV) | 0 | 0 | 0 |  | 0 |  |  |  | 0 |  |  | -1 | 0 | Mitchell 1 Coal Price |  | 0 |  | 0 | 0 | 0 | 0 | -1 | 0 | 0 | 0 | 0 | 0 |  |  | 0 |  | 0 |  |  | 5/1/1971 | 5/31/2028 |  | 0 | 0 | 2031 |  |  |  | 0 | 0 | Real 2021 ¦ 5/8/2023 1:03:19 PM | 9674 | 0 |  |  | 0 | 0 | 0 |  |  |  | 0
REF | ATC | 2031 | 8 | REF No Wind Portfolio | 3102 | Mitchell #1 (WV) | 0 | 0 | 0 |  | 0 |  |  |  | 0 |  |  | -1 | 0 | Mitchell 1 Coal Price |  | 0 |  | 0 | 0 | 0 | 0 | -1 | 0 | 0 | 0 | 0 | 0 |  |  | 0 |  | 0 |  |  | 5/1/1971 | 5/31/2028 |  | 0 | 0 | 2031 |  |  |  | 0 | 0 | Real 2021 ¦ 5/8/2023 1:03:19 PM | 9675 | 0 |  |  | 0 | 0 | 0 |  |  |  | 0
REF | ATC | 2031 | 1 | REF Portfolio | 3105 | Mitchell #2 (WV) | 0 | 0 | 0 |  | 0 |  |  |  | 0 |  |  | -1 | 0 | Mitchell 2 Coal Price |  | 0 |  | 0 | 0 | 0 | 0 | -1 | 0 | 0 | 0 | 0 | 0 |  |  | 0 |  | 0 |  |  | 5/1/1971 | 5/31/2028 |  | 0 | 0 | 2031 |  |  |  | 0 | 0 | Real 2021 ¦ 5/8/2023 1:03:19 PM | 9676 | 0 |  |  | 0 | 0 | 0 |  |  |  | 0
REF | ATC | 2031 | 2 | REF-HC Portfolio | 3105 | Mitchell #2 (WV) | 0 | 0 | 0 |  | 0 |  |  |  | 0 |  |  | -1 | 0 | Mitchell 2 Coal Price |  | 0 |  | 0 | 0 | 0 | 0 | -1 | 0 | 0 | 0 | 0 | 0 |  |  | 0 |  | 0 |  |  | 5/1/1971 | 5/31/2028 |  | 0 | 0 | 2031 |  |  |  | 0 | 0 | Real 2021 ¦ 5/8/2023 1:03:19 PM | 9677 | 0 |  |  | 0 | 0 | 0 |  |  |  | 0
REF | ATC | 2031 | 3 | CETA Portfolio | 3105 | Mitchell #2 (WV) | 0 | 0 | 0 |  | 0 |  |  |  | 0 |  |  | -1 | 0 | Mitchell 2 Coal Price |  | 0 |  | 0 | 0 | 0 | 0 | -1 | 0 | 0 | 0 | 0 | 0 |  |  | 0 |  | 0 |  |  | 5/1/1971 | 5/31/2028 |  | 0 | 0 | 2031 |  |  |  | 0 | 0 | Real 2021 ¦ 5/8/2023 1:03:19 PM | 9678 | 0 |  |  | 0 | 0 | 0 |  |  |  | 0
REF | ATC | 2031 | 4 | ECR Portfolio | 3105 | Mitchell #2 (WV) | 0 | 0 | 0 |  | 0 |  |  |  | 0 |  |  | -1 | 0 | Mitchell 2 Coal Price |  | 0 |  | 0 | 0 | 0 | 0 | -1 | 0 | 0 | 0 | 0 | 0 |  |  | 0 |  | 0 |  |  | 5/1/1971 | 5/31/2028 |  | 0 | 0 | 2031 |  |  |  | 0 | 0 | Real 2021 ¦ 5/8/2023 1:03:19 PM | 9679 | 0 |  |  | 0 | 0 | 0 |  |  |  | 0
REF | ATC | 2031 | 5 | NCR Portfolio | 3105 | Mitchell #2 (WV) | 0 | 0 | 0 |  | 0 |  |  |  | 0 |  |  | -1 | 0 | Mitchell 2 Coal Price |  | 0 |  | 0 | 0 | 0 | 0 | -1 | 0 | 0 | 0 | 0 | 0 |  |  | 0 |  | 0 |  |  | 5/1/1971 | 5/31/2028 |  | 0 | 0 | 2031 |  |  |  | 0 | 0 | Real 2021 ¦ 5/8/2023 1:03:19 PM | 9680 | 0 |  |  | 0 | 0 | 0 |  |  |  | 0
REF | ATC | 2031 | 6 | CC Portfolio | 3105 | Mitchell #2 (WV) | 0 | 0 | 0 |  | 0 |  |  |  | 0 |  |  | -1 | 0 | Mitchell 2 Coal Price |  | 0 |  | 0 | 0 | 0 | 0 | -1 | 0 | 0 | 0 | 0 | 0 |  |  | 0 |  | 0 |  |  | 5/1/1971 | 5/31/2028 |  | 0 | 0 | 2031 |  |  |  | 0 | 0 | Real 2021 ¦ 5/8/2023 1:03:19 PM | 9681 | 0 |  |  | 0 | 0 | 0 |  |  |  | 0
REF | ATC | 2031 | 8 | REF No Wind Portfolio | 3105 | Mitchell #2 (WV) | 0 | 0 | 0 |  | 0 |  |  |  | 0 |  |  | -1 | 0 | Mitchell 2 Coal Price |  | 0 |  | 0 | 0 | 0 | 0 | -1 | 0 | 0 | 0 | 0 | 0 |  |  | 0 |  | 0 |  |  | 5/1/1971 | 5/31/2028 |  | 0 | 0 | 2031 |  |  |  | 0 | 0 | Real 2021 ¦ 5/8/2023 1:03:19 PM | 9682 | 0 |  |  | 0 | 0 | 0 |  |  |  | 0
REF | ATC | 2031 | 1 | REF Portfolio | Big Sandy #1_Ext Gas | Big Sandy #1_Ext Gas | 145.1844 | 172.9589 | 25.3513 |  | 0 |  |  |  | 1621.4154 |  |  | -1 | 2178451.25 | TCO |  | 222077.7812 |  | 29.0369 | 9846.9893 | 9846.9893 | 0 | -1 | 0 | 0 | 147.4787 | 7 | 996 | 0.14657 | 44.3403 | 8567.2959 | 38.5779 | 1279.694 | 5.7624 |  | 6/1/2031 | 5/31/2041 |  | 0 | 0 | 2031 |  |  |  | 0 | 0 | Real 2021 ¦ 5/8/2023 1:03:19 PM | 9683 | 173.1934 |  |  | 222077.7812 | 0 | 0 |  |  |  | 0
REF | ATC | 2031 | 2 | REF-HC Portfolio | Big Sandy #1_Ext Gas | Big Sandy #1_Ext Gas | 145.1844 | 172.9589 | 25.3513 |  | 0 |  |  |  | 1621.4154 |  |  | -1 | 2178451.25 | TCO |  | 222077.7812 |  | 29.0369 | 9846.9893 | 9846.9893 | 0 | -1 | 0 | 0 | 147.4787 | 7 | 996 | 0.14657 | 44.3403 | 8567.2959 | 38.5779 | 1279.694 | 5.7624 |  | 6/1/2031 | 5/31/2041 |  | 0 | 0 | 2031 |  |  |  | 0 | 0 | Real 2021 ¦ 5/8/2023 1:03:19 PM | 9684 | 173.1934 |  |  | 222077.7812 | 0 | 0 |  |  |  | 0
REF | ATC | 2031 | 3 | CETA Portfolio | Big Sandy #1_Ext Gas | Big Sandy #1_Ext Gas | 145.1844 | 172.9589 | 25.3513 |  | 0 |  |  |  | 1621.4154 |  |  | -1 | 2178451.25 | TCO |  | 222077.7812 |  | 29.0369 | 9846.9893 | 9846.9893 | 0 | -1 | 0 | 0 | 147.4787 | 7 | 996 | 0.14657 | 44.3403 | 8567.2959 | 38.5779 | 1279.694 | 5.7624 |  | 6/1/2031 | 5/31/2041 |  | 0 | 0 | 2031 |  |  |  | 0 | 0 | Real 2021 ¦ 5/8/2023 1:03:19 PM | 9685 | 173.1934 |  |  | 222077.7812 | 0 | 0 |  |  |  | 0
REF | ATC | 2031 | 5 | NCR Portfolio | Big Sandy #1_Ext Gas | Big Sandy #1_Ext Gas | 145.1844 | 172.9589 | 25.3513 |  | 0 |  |  |  | 1621.4154 |  |  | -1 | 2178451.25 | TCO |  | 222077.7812 |  | 29.0369 | 9846.9893 | 9846.9893 | 0 | -1 | 0 | 0 | 147.4787 | 7 | 996 | 0.14657 | 44.3403 | 8567.2959 | 38.5779 | 1279.694 | 5.7624 |  | 6/1/2031 | 5/31/2041 |  | 0 | 0 | 2031 |  |  |  | 0 | 0 | Real 2021 ¦ 5/8/2023 1:03:19 PM | 9686 | 173.1934 |  |  | 222077.7812 | 0 | 0 |  |  |  | 0
REF | ATC | 2031 | 6 | CC Portfolio | Big Sandy #1_Ext Gas | Big Sandy #1_Ext Gas | 145.1844 | 172.9589 | 25.3513 |  | 0 |  |  |  | 1621.4154 |  |  | -1 | 2178451.25 | TCO |  | 222077.7812 |  | 29.0369 | 9846.9893 | 9846.9893 | 0 | -1 | 0 | 0 | 147.4787 | 7 | 996 | 0.14657 | 44.3403 | 8567.2959 | 38.5779 | 1279.694 | 5.7624 |  | 6/1/2031 | 5/31/2041 |  | 0 | 0 | 2031 |  |  |  | 0 | 0 | Real 2021 ¦ 5/8/2023 1:03:19 PM | 9687 | 173.1934 |  |  | 222077.7812 | 0 | 0 |  |  |  | 0
REF | ATC | 2031 | 7 | REF Mitchell Ext | Big Sandy #1_Ext Gas | Big Sandy #1_Ext Gas | 145.1844 | 172.9589 | 25.3513 |  | 0 |  |  |  | 1621.4154 |  |  | -1 | 2178451.25 | TCO |  | 222077.7812 |  | 29.0369 | 9846.9893 | 9846.9893 | 0 | -1 | 0 | 0 | 147.4787 | 7 | 996 | 0.14657 | 44.3403 | 8567.2959 | 38.5779 | 1279.694 | 5.7624 |  | 6/1/2031 | 5/31/2041 |  | 0 | 0 | 2031 |  |  |  | 0 | 0 | Real 2021 ¦ 5/8/2023 1:03:19 PM | 9688 | 173.1934 |  |  | 222077.7812 | 0 | 0 |  |  |  | 0
REF | ATC | 2031 | 8 | REF No Wind Portfolio | Big Sandy #1_Ext Gas | Big Sandy #1_Ext Gas | 145.1844 | 172.9589 | 25.3513 |  | 0 |  |  |  | 1621.4154 |  |  | -1 | 2178451.25 | TCO |  | 222077.7812 |  | 29.0369 | 9846.9893 | 9846.9893 | 0 | -1 | 0 | 0 | 147.4787 | 7 | 996 | 0.14657 | 44.3403 | 8567.2959 | 38.5779 | 1279.694 | 5.7624 |  | 6/1/2031 | 5/31/2041 |  | 0 | 0 | 2031 |  |  |  | 0 | 0 | Real 2021 ¦ 5/8/2023 1:03:19 PM | 9689 | 173.1934 |  |  | 222077.7812 | 0 | 0 |  |  |  | 0
REF | ATC | 2031 | 9 | Preferred Plan | Big Sandy #1_Ext Gas | Big Sandy #1_Ext Gas | 145.1844 | 172.9589 | 25.3513 |  | 0 |  |  |  | 1621.4154 |  |  | -1 | 2178451.25 | TCO |  | 222077.7812 |  | 29.0369 | 9846.9893 | 9846.9893 | 0 | -1 | 0 | 0 | 147.4787 | 7 | 996 | 0.14657 | 44.3403 | 8567.2959 | 38.5779 | 1279.694 | 5.7624 |  | 6/1/2031 | 5/31/2041 |  | 0 | 0 | 2031 |  |  |  | 0 | 0 | Real 2021 ¦ 5/8/2023 1:03:19 PM | 9690 | 173.1934 |  |  | 222077.7812 | 0 | 0 |  |  |  | 0
REF | ATC | 2031 | 1 | REF Portfolio | Spicewood Solar 2027 | Spicewood Solar 2027 | 22.8336 | 100 | 22.8336 |  | 0 |  |  |  | 14554.1885 |  |  | -1 | 0 | Solar |  | 200022.6875 |  | 0 | 7138.231 | 7138.231 | 0 | -1 | 0 | 0 | 0 | 365 | 4383 | 0.22834 | 35.6871 | -6353.7949 | -31.7654 | 13492.0254 | 67.4525 |  | 1/1/2027 | 12/31/2099 |  | 0 | 0 | 2031 |  |  |  | 0 | 0 | Real 2021 ¦ 5/8/2023 1:03:19 PM | 9691 | 100 |  |  | 200022.6875 | 0 | 0 |  |  |  | 0
REF | ATC | 2031 | 2 | REF-HC Portfolio | Spicewood Solar 2027 | Spicewood Solar 2027 | 22.8336 | 100 | 22.8336 |  | 0 |  |  |  | 14554.1885 |  |  | -1 | 0 | Solar |  | 200022.6875 |  | 0 | 7138.231 | 7138.231 | 0 | -1 | 0 | 0 | 0 | 365 | 4383 | 0.22834 | 35.6871 | -6353.7949 | -31.7654 | 13492.0254 | 67.4525 |  | 1/1/2027 | 12/31/2099 |  | 0 | 0 | 2031 |  |  |  | 0 | 0 | Real 2021 ¦ 5/8/2023 1:03:19 PM | 9692 | 100 |  |  | 200022.6875 | 0 | 0 |  |  |  | 0
REF | ATC | 2031 | 3 | CETA Portfolio | Spicewood Solar 2027 | Spicewood Solar 2027 | 22.8336 | 100 | 22.8336 |  | 0 |  |  |  | 14554.1885 |  |  | -1 | 0 | Solar |  | 200022.6875 |  | 0 | 7138.231 | 7138.231 | 0 | -1 | 0 | 0 | 0 | 365 | 4383 | 0.22834 | 35.6871 | -6353.7949 | -31.7654 | 13492.0254 | 67.4525 |  | 1/1/2027 | 12/31/2099 |  | 0 | 0 | 2031 |  |  |  | 0 | 0 | Real 2021 ¦ 5/8/2023 1:03:19 PM | 9693 | 100 |  |  | 200022.6875 | 0 | 0 |  |  |  | 0
REF | ATC | 2031 | 4 | ECR Portfolio | Spicewood Solar 2027 | Spicewood Solar 2027 | 22.8336 | 100 | 22.8336 |  | 0 |  |  |  | 14554.1885 |  |  | -1 | 0 | Solar |  | 200022.6875 |  | 0 | 7138.231 | 7138.231 | 0 | -1 | 0 | 0 | 0 | 365 | 4383 | 0.22834 | 35.6871 | -6353.7949 | -31.7654 | 13492.0254 | 67.4525 |  | 1/1/2027 | 12/31/2099 |  | 0 | 0 | 2031 |  |  |  | 0 | 0 | Real 2021 ¦ 5/8/2023 1:03:19 PM | 9694 | 100 |  |  | 200022.6875 | 0 | 0 |  |  |  | 0
REF | ATC | 2031 | 5 | NCR Portfolio | Spicewood Solar 2027 | Spicewood Solar 2027 | 22.8336 | 100 | 22.8336 |  | 0 |  |  |  | 14554.1885 |  |  | -1 | 0 | Solar |  | 200022.6875 |  | 0 | 7138.231 | 7138.231 | 0 | -1 | 0 | 0 | 0 | 365 | 4383 | 0.22834 | 35.6871 | -6353.7949 | -31.7654 | 13492.0254 | 67.4525 |  | 1/1/2027 | 12/31/2099 |  | 0 | 0 | 2031 |  |  |  | 0 | 0 | Real 2021 ¦ 5/8/2023 1:03:19 PM | 9695 | 100 |  |  | 200022.6875 | 0 | 0 |  |  |  | 0
REF | ATC | 2031 | 6 | CC Portfolio | Spicewood Solar 2027 | Spicewood Solar 2027 | 22.8336 | 100 | 22.8336 |  | 0 |  |  |  | 14554.1885 |  |  | -1 | 0 | Solar |  | 200022.6875 |  | 0 | 7138.231 | 7138.231 | 0 | -1 | 0 | 0 | 0 | 365 | 4383 | 0.22834 | 35.6871 | -6353.7949 | -31.7654 | 13492.0254 | 67.4525 |  | 1/1/2027 | 12/31/2099 |  | 0 | 0 | 2031 |  |  |  | 0 | 0 | Real 2021 ¦ 5/8/2023 1:03:19 PM | 9696 | 100 |  |  | 200022.6875 | 0 | 0 |  |  |  | 0
REF | ATC | 2031 | 7 | REF Mitchell Ext | Spicewood Solar 2027 | Spicewood Solar 2027 | 22.8336 | 100 | 22.8336 |  | 0 |  |  |  | 14554.1885 |  |  | -1 | 0 | Solar |  | 200022.6875 |  | 0 | 7138.231 | 7138.231 | 0 | -1 | 0 | 0 | 0 | 365 | 4383 | 0.22834 | 35.6871 | -6353.7949 | -31.7654 | 13492.0254 | 67.4525 |  | 1/1/2027 | 12/31/2099 |  | 0 | 0 | 2031 |  |  |  | 0 | 0 | Real 2021 ¦ 5/8/2023 1:03:19 PM | 9697 | 100 |  |  | 200022.6875 | 0 | 0 |  |  |  | 0
REF | ATC | 2031 | 8 | REF No Wind Portfolio | Spicewood Solar 2027 | Spicewood Solar 2027 | 22.8336 | 100 | 22.8336 |  | 0 |  |  |  | 14554.1885 |  |  | -1 | 0 | Solar |  | 200022.6875 |  | 0 | 7138.231 | 7138.231 | 0 | -1 | 0 | 0 | 0 | 365 | 4383 | 0.22834 | 35.6871 | -6353.7949 | -31.7654 | 13492.0254 | 67.4525 |  | 1/1/2027 | 12/31/2099 |  | 0 | 0 | 2031 |  |  |  | 0 | 0 | Real 2021 ¦ 5/8/2023 1:03:19 PM | 9698 | 100 |  |  | 200022.6875 | 0 | 0 |  |  |  | 0
REF | ATC | 2031 | 9 | Preferred Plan | Spicewood Solar 2027 | Spicewood Solar 2027 | 22.8336 | 100 | 22.8336 |  | 0 |  |  |  | 14554.1885 |  |  | -1 | 0 | Solar |  | 200022.6875 |  | 0 | 7138.231 | 7138.231 | 0 | -1 | 0 | 0 | 0 | 365 | 4383 | 0.22834 | 35.6871 | -6353.7949 | -31.7654 | 13492.0254 | 67.4525 |  | 1/1/2027 | 12/31/2099 |  | 0 | 0 | 2031 |  |  |  | 0 | 0 | Real 2021 ¦ 5/8/2023 1:03:19 PM | 9699 | 100 |  |  | 200022.6875 | 0 | 0 |  |  |  | 0
REF | ATC | 2031 | 1 | REF Portfolio | DSM Resources | DSM Resources | 0.057329 | 5.4 | 0.057329 |  | 0 |  |  |  | 0 |  |  | -1 | 0 | DSM_EE |  | 502.2 |  | 0 | 22.3296 | 22.3296 | 0 | -1 | 0 | 0 | 0 | 92 | 93 | 0.010616 | 44.4636 | 0 | 0 | 22.3296 | 44.4636 |  | 1/1/2022 | 12/31/2099 |  | 0 | 0 | 2031 |  |  |  | 0 | 0 | Real 2021 ¦ 5/8/2023 1:03:19 PM | 9700 | 5.4 |  |  | 502.2 | 0 | 0 |  |  |  | 0
REF | ATC | 2031 | 2 | REF-HC Portfolio | DSM Resources | DSM Resources | 0.057329 | 5.4 | 0.057329 |  | 0 |  |  |  | 0 |  |  | -1 | 0 | DSM_EE |  | 502.2 |  | 0 | 22.3296 | 22.3296 | 0 | -1 | 0 | 0 | 0 | 92 | 93 | 0.010616 | 44.4636 | 0 | 0 | 22.3296 | 44.4636 |  | 1/1/2022 | 12/31/2099 |  | 0 | 0 | 2031 |  |  |  | 0 | 0 | Real 2021 ¦ 5/8/2023 1:03:19 PM | 9701 | 5.4 |  |  | 502.2 | 0 | 0 |  |  |  | 0
REF | ATC | 2031 | 3 | CETA Portfolio | DSM Resources | DSM Resources | 0.057329 | 5.4 | 0.057329 |  | 0 |  |  |  | 0 |  |  | -1 | 0 | DSM_EE |  | 502.2 |  | 0 | 22.3296 | 22.3296 | 0 | -1 | 0 | 0 | 0 | 92 | 93 | 0.010616 | 44.4636 | 0 | 0 | 22.3296 | 44.4636 |  | 1/1/2022 | 12/31/2099 |  | 0 | 0 | 2031 |  |  |  | 0 | 0 | Real 2021 ¦ 5/8/2023 1:03:19 PM | 9702 | 5.4 |  |  | 502.2 | 0 | 0 |  |  |  | 0
REF | ATC | 2031 | 4 | ECR Portfolio | DSM Resources | DSM Resources | 0.057329 | 5.4 | 0.057329 |  | 0 |  |  |  | 0 |  |  | -1 | 0 | DSM_EE |  | 502.2 |  | 0 | 22.3296 | 22.3296 | 0 | -1 | 0 | 0 | 0 | 92 | 93 | 0.010616 | 44.4636 | 0 | 0 | 22.3296 | 44.4636 |  | 1/1/2022 | 12/31/2099 |  | 0 | 0 | 2031 |  |  |  | 0 | 0 | Real 2021 ¦ 5/8/2023 1:03:19 PM | 9703 | 5.4 |  |  | 502.2 | 0 | 0 |  |  |  | 0
REF | ATC | 2031 | 5 | NCR Portfolio | DSM Resources | DSM Resources | 0.057329 | 5.4 | 0.057329 |  | 0 |  |  |  | 0 |  |  | -1 | 0 | DSM_EE |  | 502.2 |  | 0 | 22.3296 | 22.3296 | 0 | -1 | 0 | 0 | 0 | 92 | 93 | 0.010616 | 44.4636 | 0 | 0 | 22.3296 | 44.4636 |  | 1/1/2022 | 12/31/2099 |  | 0 | 0 | 2031 |  |  |  | 0 | 0 | Real 2021 ¦ 5/8/2023 1:03:19 PM | 9704 | 5.4 |  |  | 502.2 | 0 | 0 |  |  |  | 0
REF | ATC | 2031 | 6 | CC Portfolio | DSM Resources | DSM Resources | 0.057329 | 5.4 | 0.057329 |  | 0 |  |  |  | 0 |  |  | -1 | 0 | DSM_EE |  | 502.2 |  | 0 | 22.3296 | 22.3296 | 0 | -1 | 0 | 0 | 0 | 92 | 93 | 0.010616 | 44.4636 | 0 | 0 | 22.3296 | 44.4636 |  | 1/1/2022 | 12/31/2099 |  | 0 | 0 | 2031 |  |  |  | 0 | 0 | Real 2021 ¦ 5/8/2023 1:03:19 PM | 9705 | 5.4 |  |  | 502.2 | 0 | 0 |  |  |  | 0
REF | ATC | 2031 | 7 | REF Mitchell Ext | DSM Resources | DSM Resources | 0.057329 | 5.4 | 0.057329 |  | 0 |  |  |  | 0 |  |  | -1 | 0 | DSM_EE |  | 502.2 |  | 0 | 22.3296 | 22.3296 | 0 | -1 | 0 | 0 | 0 | 92 | 93 | 0.010616 | 44.4636 | 0 | 0 | 22.3296 | 44.4636 |  | 1/1/2022 | 12/31/2099 |  | 0 | 0 | 2031 |  |  |  | 0 | 0 | Real 2021 ¦ 5/8/2023 1:03:19 PM | 9706 | 5.4 |  |  | 502.2 | 0 | 0 |  |  |  | 0
REF | ATC | 2031 | 8 | REF No Wind Portfolio | DSM Resources | DSM Resources | 0.057329 | 5.4 | 0.057329 |  | 0 |  |  |  | 0 |  |  | -1 | 0 | DSM_EE |  | 502.2 |  | 0 | 22.3296 | 22.3296 | 0 | -1 | 0 | 0 | 0 | 92 | 93 | 0.010616 | 44.4636 | 0 | 0 | 22.3296 | 44.4636 |  | 1/1/2022 | 12/31/2099 |  | 0 | 0 | 2031 |  |  |  | 0 | 0 | Real 2021 ¦ 5/8/2023 1:03:19 PM | 9707 | 5.4 |  |  | 502.2 | 0 | 0 |  |  |  | 0
REF | ATC | 2031 | 9 | Preferred Plan | DSM Resources | DSM Resources | 0.057329 | 5.4 | 0.057329 |  | 0 |  |  |  | 0 |  |  | -1 | 0 | DSM_EE |  | 502.2 |  | 0 | 22.3296 | 22.3296 | 0 | -1 | 0 | 0 | 0 | 92 | 93 | 0.010616 | 44.4636 | 0 | 0 | 22.3296 | 44.4636 |  | 1/1/2022 | 12/31/2099 |  | 0 | 0 | 2031 |  |  |  | 0 | 0 | Real 2021 ¦ 5/8/2023 1:03:19 PM | 9708 | 5.4 |  |  | 502.2 | 0 | 0 |  |  |  | 0
REF | ATC | 2031 | 1 | REF Portfolio | Residential - Low/Medium_23-25 | Residential - Low/Medium_23-25 | 0.39877 | 3493.229 | 0.39877 |  | 0 |  |  |  | 0 |  |  | -1 | 0 | DSM_EE |  | 3493.229 |  | 0 | 137.9019 | 137.9019 | 0 | -1 | 0 | 0 | 0 | 365 | 8760 | 0.00011416 | 39.4769 | 0 | 0 | 137.9019 | 39.4769 |  | 1/1/2023 | 12/31/2099 |  | 0 | 0 | 2031 |  |  |  | 0 | 0 | Real 2021 ¦ 5/8/2023 1:03:19 PM | 9709 | 3493.229 |  |  | 3493.229 | 0 | 0 |  |  |  | 0
REF | ATC | 2031 | 5 | NCR Portfolio | Residential - Low/Medium_23-25 | Residential - Low/Medium_23-25 | 0.39877 | 3493.229 | 0.39877 |  | 0 |  |  |  | 0 |  |  | -1 | 0 | DSM_EE |  | 3493.229 |  | 0 | 137.9019 | 137.9019 | 0 | -1 | 0 | 0 | 0 | 365 | 8760 | 0.00011416 | 39.4769 | 0 | 0 | 137.9019 | 39.4769 |  | 1/1/2023 | 12/31/2099 |  | 0 | 0 | 2031 |  |  |  | 0 | 0 | Real 2021 ¦ 5/8/2023 1:03:19 PM | 9710 | 3493.229 |  |  | 3493.229 | 0 | 0 |  |  |  | 0
REF | ATC | 2031 | 6 | CC Portfolio | Residential - Low/Medium_23-25 | Residential - Low/Medium_23-25 | 0.39877 | 3493.229 | 0.39877 |  | 0 |  |  |  | 0 |  |  | -1 | 0 | DSM_EE |  | 3493.229 |  | 0 | 137.9019 | 137.9019 | 0 | -1 | 0 | 0 | 0 | 365 | 8760 | 0.00011416 | 39.4769 | 0 | 0 | 137.9019 | 39.4769 |  | 1/1/2023 | 12/31/2099 |  | 0 | 0 | 2031 |  |  |  | 0 | 0 | Real 2021 ¦ 5/8/2023 1:03:19 PM | 9711 | 3493.229 |  |  | 3493.229 | 0 | 0 |  |  |  | 0
REF | ATC | 2031 | 7 | REF Mitchell Ext | Residential - Low/Medium_23-25 | Residential - Low/Medium_23-25 | 0.39877 | 3493.229 | 0.39877 |  | 0 |  |  |  | 0 |  |  | -1 | 0 | DSM_EE |  | 3493.229 |  | 0 | 137.9019 | 137.9019 | 0 | -1 | 0 | 0 | 0 | 365 | 8760 | 0.00011416 | 39.4769 | 0 | 0 | 137.9019 | 39.4769 |  | 1/1/2023 | 12/31/2099 |  | 0 | 0 | 2031 |  |  |  | 0 | 0 | Real 2021 ¦ 5/8/2023 1:03:19 PM | 9712 | 3493.229 |  |  | 3493.229 | 0 | 0 |  |  |  | 0
REF | ATC | 2031 | 9 | Preferred Plan | Residential - Low/Medium_23-25 | Residential - Low/Medium_23-25 | 0.39877 | 3493.229 | 0.39877 |  | 0 |  |  |  | 0 |  |  | -1 | 0 | DSM_EE |  | 3493.229 |  | 0 | 137.9019 | 137.9019 | 0 | -1 | 0 | 0 | 0 | 365 | 8760 | 0.00011416 | 39.4769 | 0 | 0 | 137.9019 | 39.4769 |  | 1/1/2023 | 12/31/2099 |  | 0 | 0 | 2031 |  |  |  | 0 | 0 | Real 2021 ¦ 5/8/2023 1:03:19 PM | 9713 | 3493.229 |  |  | 3493.229 | 0 | 0 |  |  |  | 0
REF | ATC | 2031 | 5 | NCR Portfolio | Residential - High_23-25 | Residential - High_23-25 | 0.37096 | 3249.624 | 0.37096 |  | 0 |  |  |  | 0 |  |  | -1 | 0 | DSM_EE |  | 3249.624 |  | 0 | 132.6046 | 132.6046 | 0 | -1 | 0 | 0 | 0 | 365 | 8760 | 0.00011416 | 40.8061 | 0 | 0 | 132.6046 | 40.8061 |  | 1/1/2023 | 12/31/2099 |  | 0 | 0 | 2031 |  |  |  | 0 | 0 | Real 2021 ¦ 5/8/2023 1:03:19 PM | 9714 | 3249.624 |  |  | 3249.624 | 0 | 0 |  |  |  | 0
REF | ATC | 2031 | 1 | REF Portfolio | C&I - Low_23-25 | C&I - Low_23-25 | 2.91 | 25491.8066 | 2.91 |  | 0 |  |  |  | 0 |  |  | -1 | 0 | DSM_EE |  | 25491.8066 |  | 0 | 972.4118 | 972.4118 | 0 | -1 | 0 | 0 | 0 | 365 | 8760 | 0.00011416 | 38.1461 | 0 | 0 | 972.4118 | 38.1461 |  | 1/1/2023 | 12/31/2099 |  | 0 | 0 | 2031 |  |  |  | 0 | 0 | Real 2021 ¦ 5/8/2023 1:03:19 PM | 9715 | 25491.8066 |  |  | 25491.8066 | 0 | 0 |  |  |  | 0
REF | ATC | 2031 | 2 | REF-HC Portfolio | C&I - Low_23-25 | C&I - Low_23-25 | 2.91 | 25491.8066 | 2.91 |  | 0 |  |  |  | 0 |  |  | -1 | 0 | DSM_EE |  | 25491.8066 |  | 0 | 972.4118 | 972.4118 | 0 | -1 | 0 | 0 | 0 | 365 | 8760 | 0.00011416 | 38.1461 | 0 | 0 | 972.4118 | 38.1461 |  | 1/1/2023 | 12/31/2099 |  | 0 | 0 | 2031 |  |  |  | 0 | 0 | Real 2021 ¦ 5/8/2023 1:03:19 PM | 9716 | 25491.8066 |  |  | 25491.8066 | 0 | 0 |  |  |  | 0
REF | ATC | 2031 | 3 | CETA Portfolio | C&I - Low_23-25 | C&I - Low_23-25 | 2.91 | 25491.8066 | 2.91 |  | 0 |  |  |  | 0 |  |  | -1 | 0 | DSM_EE |  | 25491.8066 |  | 0 | 972.4118 | 972.4118 | 0 | -1 | 0 | 0 | 0 | 365 | 8760 | 0.00011416 | 38.1461 | 0 | 0 | 972.4118 | 38.1461 |  | 1/1/2023 | 12/31/2099 |  | 0 | 0 | 2031 |  |  |  | 0 | 0 | Real 2021 ¦ 5/8/2023 1:03:19 PM | 9717 | 25491.8066 |  |  | 25491.8066 | 0 | 0 |  |  |  | 0
REF | ATC | 2031 | 5 | NCR Portfolio | C&I - Low_23-25 | C&I - Low_23-25 | 2.91 | 25491.8066 | 2.91 |  | 0 |  |  |  | 0 |  |  | -1 | 0 | DSM_EE |  | 25491.8066 |  | 0 | 972.4118 | 972.4118 | 0 | -1 | 0 | 0 | 0 | 365 | 8760 | 0.00011416 | 38.1461 | 0 | 0 | 972.4118 | 38.1461 |  | 1/1/2023 | 12/31/2099 |  | 0 | 0 | 2031 |  |  |  | 0 | 0 | Real 2021 ¦ 5/8/2023 1:03:19 PM | 9718 | 25491.8066 |  |  | 25491.8066 | 0 | 0 |  |  |  | 0
REF | ATC | 2031 | 6 | CC Portfolio | C&I - Low_23-25 | C&I - Low_23-25 | 2.91 | 25491.8066 | 2.91 |  | 0 |  |  |  | 0 |  |  | -1 | 0 | DSM_EE |  | 25491.8066 |  | 0 | 972.4118 | 972.4118 | 0 | -1 | 0 | 0 | 0 | 365 | 8760 | 0.00011416 | 38.1461 | 0 | 0 | 972.4118 | 38.1461 |  | 1/1/2023 | 12/31/2099 |  | 0 | 0 | 2031 |  |  |  | 0 | 0 | Real 2021 ¦ 5/8/2023 1:03:19 PM | 9719 | 25491.8066 |  |  | 25491.8066 | 0 | 0 |  |  |  | 0
REF | ATC | 2031 | 7 | REF Mitchell Ext | C&I - Low_23-25 | C&I - Low_23-25 | 2.91 | 25491.8066 | 2.91 |  | 0 |  |  |  | 0 |  |  | -1 | 0 | DSM_EE |  | 25491.8066 |  | 0 | 972.4118 | 972.4118 | 0 | -1 | 0 | 0 | 0 | 365 | 8760 | 0.00011416 | 38.1461 | 0 | 0 | 972.4118 | 38.1461 |  | 1/1/2023 | 12/31/2099 |  | 0 | 0 | 2031 |  |  |  | 0 | 0 | Real 2021 ¦ 5/8/2023 1:03:19 PM | 9720 | 25491.8066 |  |  | 25491.8066 | 0 | 0 |  |  |  | 0
REF | ATC | 2031 | 9 | Preferred Plan | C&I - Low_23-25 | C&I - Low_23-25 | 2.91 | 25491.8066 | 2.91 |  | 0 |  |  |  | 0 |  |  | -1 | 0 | DSM_EE |  | 25491.8066 |  | 0 | 972.4118 | 972.4118 | 0 | -1 | 0 | 0 | 0 | 365 | 8760 | 0.00011416 | 38.1461 | 0 | 0 | 972.4118 | 38.1461 |  | 1/1/2023 | 12/31/2099 |  | 0 | 0 | 2031 |  |  |  | 0 | 0 | Real 2021 ¦ 5/8/2023 1:03:19 PM | 9721 | 25491.8066 |  |  | 25491.8066 | 0 | 0 |  |  |  | 0
REF | ATC | 2031 | 1 | REF Portfolio | IQW_23-25 | IQW_23-25 | 0.040504 | 354.811 | 0.040504 |  | 0 |  |  |  | 0 |  |  | -1 | 0 | DSM_EE |  | 354.811 |  | 0 | 14.2288 | 14.2288 | 0 | -1 | 0 | 0 | 0 | 365 | 8760 | 0.00011416 | 40.1026 | 0 | 0 | 14.2288 | 40.1026 |  | 1/1/2023 | 12/31/2099 |  | 0 | 0 | 2031 |  |  |  | 0 | 0 | Real 2021 ¦ 5/8/2023 1:03:19 PM | 9722 | 354.811 |  |  | 354.811 | 0 | 0 |  |  |  | 0
REF | ATC | 2031 | 2 | REF-HC Portfolio | IQW_23-25 | IQW_23-25 | 0.040504 | 354.811 | 0.040504 |  | 0 |  |  |  | 0 |  |  | -1 | 0 | DSM_EE |  | 354.811 |  | 0 | 14.2288 | 14.2288 | 0 | -1 | 0 | 0 | 0 | 365 | 8760 | 0.00011416 | 40.1026 | 0 | 0 | 14.2288 | 40.1026 |  | 1/1/2023 | 12/31/2099 |  | 0 | 0 | 2031 |  |  |  | 0 | 0 | Real 2021 ¦ 5/8/2023 1:03:19 PM | 9723 | 354.811 |  |  | 354.811 | 0 | 0 |  |  |  | 0
REF | ATC | 2031 | 3 | CETA Portfolio | IQW_23-25 | IQW_23-25 | 0.040504 | 354.811 | 0.040504 |  | 0 |  |  |  | 0 |  |  | -1 | 0 | DSM_EE |  | 354.811 |  | 0 | 14.2288 | 14.2288 | 0 | -1 | 0 | 0 | 0 | 365 | 8760 | 0.00011416 | 40.1026 | 0 | 0 | 14.2288 | 40.1026 |  | 1/1/2023 | 12/31/2099 |  | 0 | 0 | 2031 |  |  |  | 0 | 0 | Real 2021 ¦ 5/8/2023 1:03:19 PM | 9724 | 354.811 |  |  | 354.811 | 0 | 0 |  |  |  | 0
REF | ATC | 2031 | 4 | ECR Portfolio | IQW_23-25 | IQW_23-25 | 0.040504 | 354.811 | 0.040504 |  | 0 |  |  |  | 0 |  |  | -1 | 0 | DSM_EE |  | 354.811 |  | 0 | 14.2288 | 14.2288 | 0 | -1 | 0 | 0 | 0 | 365 | 8760 | 0.00011416 | 40.1026 | 0 | 0 | 14.2288 | 40.1026 |  | 1/1/2023 | 12/31/2099 |  | 0 | 0 | 2031 |  |  |  | 0 | 0 | Real 2021 ¦ 5/8/2023 1:03:19 PM | 9725 | 354.811 |  |  | 354.811 | 0 | 0 |  |  |  | 0
REF | ATC | 2031 | 5 | NCR Portfolio | IQW_23-25 | IQW_23-25 | 0.040504 | 354.811 | 0.040504 |  | 0 |  |  |  | 0 |  |  | -1 | 0 | DSM_EE |  | 354.811 |  | 0 | 14.2288 | 14.2288 | 0 | -1 | 0 | 0 | 0 | 365 | 8760 | 0.00011416 | 40.1026 | 0 | 0 | 14.2288 | 40.1026 |  | 1/1/2023 | 12/31/2099 |  | 0 | 0 | 2031 |  |  |  | 0 | 0 | Real 2021 ¦ 5/8/2023 1:03:19 PM | 9726 | 354.811 |  |  | 354.811 | 0 | 0 |  |  |  | 0
REF | ATC | 2031 | 6 | CC Portfolio | IQW_23-25 | IQW_23-25 | 0.040504 | 354.811 | 0.040504 |  | 0 |  |  |  | 0 |  |  | -1 | 0 | DSM_EE |  | 354.811 |  | 0 | 14.2288 | 14.2288 | 0 | -1 | 0 | 0 | 0 | 365 | 8760 | 0.00011416 | 40.1026 | 0 | 0 | 14.2288 | 40.1026 |  | 1/1/2023 | 12/31/2099 |  | 0 | 0 | 2031 |  |  |  | 0 | 0 | Real 2021 ¦ 5/8/2023 1:03:19 PM | 9727 | 354.811 |  |  | 354.811 | 0 | 0 |  |  |  | 0
REF | ATC | 2031 | 7 | REF Mitchell Ext | IQW_23-25 | IQW_23-25 | 0.040504 | 354.811 | 0.040504 |  | 0 |  |  |  | 0 |  |  | -1 | 0 | DSM_EE |  | 354.811 |  | 0 | 14.2288 | 14.2288 | 0 | -1 | 0 | 0 | 0 | 365 | 8760 | 0.00011416 | 40.1026 | 0 | 0 | 14.2288 | 40.1026 |  | 1/1/2023 | 12/31/2099 |  | 0 | 0 | 2031 |  |  |  | 0 | 0 | Real 2021 ¦ 5/8/2023 1:03:19 PM | 9728 | 354.811 |  |  | 354.811 | 0 | 0 |  |  |  | 0
REF | ATC | 2031 | 8 | REF No Wind Portfolio | IQW_23-25 | IQW_23-25 | 0.040504 | 354.811 | 0.040504 |  | 0 |  |  |  | 0 |  |  | -1 | 0 | DSM_EE |  | 354.811 |  | 0 | 14.2288 | 14.2288 | 0 | -1 | 0 | 0 | 0 | 365 | 8760 | 0.00011416 | 40.1026 | 0 | 0 | 14.2288 | 40.1026 |  | 1/1/2023 | 12/31/2099 |  | 0 | 0 | 2031 |  |  |  | 0 | 0 | Real 2021 ¦ 5/8/2023 1:03:19 PM | 9729 | 354.811 |  |  | 354.811 | 0 | 0 |  |  |  | 0
REF | ATC | 2031 | 9 | Preferred Plan | IQW_23-25 | IQW_23-25 | 0.040504 | 354.811 | 0.040504 |  | 0 |  |  |  | 0 |  |  | -1 | 0 | DSM_EE |  | 354.811 |  | 0 | 14.2288 | 14.2288 | 0 | -1 | 0 | 0 | 0 | 365 | 8760 | 0.00011416 | 40.1026 | 0 | 0 | 14.2288 | 40.1026 |  | 1/1/2023 | 12/31/2099 |  | 0 | 0 | 2031 |  |  |  | 0 | 0 | Real 2021 ¦ 5/8/2023 1:03:19 PM | 9730 | 354.811 |  |  | 354.811 | 0 | 0 |  |  |  | 0
REF | ATC | 2031 | 1 | REF Portfolio | Residential - Low/Medium_26-30 | Residential - Low/Medium_26-30 | 4.2606 | 37322.5195 | 4.2606 |  | 0 |  |  |  | 0 |  |  | -1 | 0 | DSM_EE |  | 37322.5195 |  | 0 | 1473.7531 | 1473.7531 | 0 | -1 | 0 | 0 | 0 | 365 | 8760 | 0.00011416 | 39.487 | 0 | 0 | 1473.7531 | 39.487 |  | 1/1/2026 | 12/31/2099 |  | 0 | 0 | 2031 |  |  |  | 0 | 0 | Real 2021 ¦ 5/8/2023 1:03:19 PM | 9731 | 37322.5195 |  |  | 37322.5195 | 0 | 0 |  |  |  | 0
REF | ATC | 2031 | 3 | CETA Portfolio | Residential - Low/Medium_26-30 | Residential - Low/Medium_26-30 | 4.2606 | 37322.5195 | 4.2606 |  | 0 |  |  |  | 0 |  |  | -1 | 0 | DSM_EE |  | 37322.5195 |  | 0 | 1473.7531 | 1473.7531 | 0 | -1 | 0 | 0 | 0 | 365 | 8760 | 0.00011416 | 39.487 | 0 | 0 | 1473.7531 | 39.487 |  | 1/1/2026 | 12/31/2099 |  | 0 | 0 | 2031 |  |  |  | 0 | 0 | Real 2021 ¦ 5/8/2023 1:03:19 PM | 9732 | 37322.5195 |  |  | 37322.5195 | 0 | 0 |  |  |  | 0
REF | ATC | 2031 | 5 | NCR Portfolio | Residential - Low/Medium_26-30 | Residential - Low/Medium_26-30 | 4.2606 | 37322.5195 | 4.2606 |  | 0 |  |  |  | 0 |  |  | -1 | 0 | DSM_EE |  | 37322.5195 |  | 0 | 1473.7531 | 1473.7531 | 0 | -1 | 0 | 0 | 0 | 365 | 8760 | 0.00011416 | 39.487 | 0 | 0 | 1473.7531 | 39.487 |  | 1/1/2026 | 12/31/2099 |  | 0 | 0 | 2031 |  |  |  | 0 | 0 | Real 2021 ¦ 5/8/2023 1:03:19 PM | 9733 | 37322.5195 |  |  | 37322.5195 | 0 | 0 |  |  |  | 0
REF | ATC | 2031 | 6 | CC Portfolio | Residential - Low/Medium_26-30 | Residential - Low/Medium_26-30 | 4.2606 | 37322.5195 | 4.2606 |  | 0 |  |  |  | 0 |  |  | -1 | 0 | DSM_EE |  | 37322.5195 |  | 0 | 1473.7531 | 1473.7531 | 0 | -1 | 0 | 0 | 0 | 365 | 8760 | 0.00011416 | 39.487 | 0 | 0 | 1473.7531 | 39.487 |  | 1/1/2026 | 12/31/2099 |  | 0 | 0 | 2031 |  |  |  | 0 | 0 | Real 2021 ¦ 5/8/2023 1:03:19 PM | 9734 | 37322.5195 |  |  | 37322.5195 | 0 | 0 |  |  |  | 0
REF | ATC | 2031 | 7 | REF Mitchell Ext | Residential - Low/Medium_26-30 | Residential - Low/Medium_26-30 | 4.2606 | 37322.5195 | 4.2606 |  | 0 |  |  |  | 0 |  |  | -1 | 0 | DSM_EE |  | 37322.5195 |  | 0 | 1473.7531 | 1473.7531 | 0 | -1 | 0 | 0 | 0 | 365 | 8760 | 0.00011416 | 39.487 | 0 | 0 | 1473.7531 | 39.487 |  | 1/1/2026 | 12/31/2099 |  | 0 | 0 | 2031 |  |  |  | 0 | 0 | Real 2021 ¦ 5/8/2023 1:03:19 PM | 9735 | 37322.5195 |  |  | 37322.5195 | 0 | 0 |  |  |  | 0
REF | ATC | 2031 | 9 | Preferred Plan | Residential - Low/Medium_26-30 | Residential - Low/Medium_26-30 | 4.2606 | 37322.5195 | 4.2606 |  | 0 |  |  |  | 0 |  |  | -1 | 0 | DSM_EE |  | 37322.5195 |  | 0 | 1473.7531 | 1473.7531 | 0 | -1 | 0 | 0 | 0 | 365 | 8760 | 0.00011416 | 39.487 | 0 | 0 | 1473.7531 | 39.487 |  | 1/1/2026 | 12/31/2099 |  | 0 | 0 | 2031 |  |  |  | 0 | 0 | Real 2021 ¦ 5/8/2023 1:03:19 PM | 9736 | 37322.5195 |  |  | 37322.5195 | 0 | 0 |  |  |  | 0
REF | ATC | 2031 | 5 | NCR Portfolio | Residential - High_26-30 | Residential - High_26-30 | 1.5337 | 13434.959 | 1.5337 |  | 0 |  |  |  | 0 |  |  | -1 | 0 | DSM_EE |  | 13434.959 |  | 0 | 546.8195 | 546.8195 | 0 | -1 | 0 | 0 | 0 | 365 | 8760 | 0.00011416 | 40.7012 | 0 | 0 | 546.8195 | 40.7012 |  | 1/1/2026 | 12/31/2099 |  | 0 | 0 | 2031 |  |  |  | 0 | 0 | Real 2021 ¦ 5/8/2023 1:03:19 PM | 9737 | 13434.959 |  |  | 13434.959 | 0 | 0 |  |  |  | 0
REF | ATC | 2031 | 6 | CC Portfolio | Residential - High_26-30 | Residential - High_26-30 | 1.5337 | 13434.959 | 1.5337 |  | 0 |  |  |  | 0 |  |  | -1 | 0 | DSM_EE |  | 13434.959 |  | 0 | 546.8195 | 546.8195 | 0 | -1 | 0 | 0 | 0 | 365 | 8760 | 0.00011416 | 40.7012 | 0 | 0 | 546.8195 | 40.7012 |  | 1/1/2026 | 12/31/2099 |  | 0 | 0 | 2031 |  |  |  | 0 | 0 | Real 2021 ¦ 5/8/2023 1:03:19 PM | 9738 | 13434.959 |  |  | 13434.959 | 0 | 0 |  |  |  | 0
REF | ATC | 2031 | 9 | Preferred Plan | Residential - High_26-30 | Residential - High_26-30 | 1.5337 | 13434.959 | 1.5337 |  | 0 |  |  |  | 0 |  |  | -1 | 0 | DSM_EE |  | 13434.959 |  | 0 | 546.8195 | 546.8195 | 0 | -1 | 0 | 0 | 0 | 365 | 8760 | 0.00011416 | 40.7012 | 0 | 0 | 546.8195 | 40.7012 |  | 1/1/2026 | 12/31/2099 |  | 0 | 0 | 2031 |  |  |  | 0 | 0 | Real 2021 ¦ 5/8/2023 1:03:19 PM | 9739 | 13434.959 |  |  | 13434.959 | 0 | 0 |  |  |  | 0
REF | ATC | 2031 | 2 | REF-HC Portfolio | Residential - Behavior_26-30 | Residential - Behavior_26-30 | 0 | 0 | 0 |  | 0 |  |  |  | 0 |  |  | -1 | 0 | DSM_EE |  | 0 |  | 0 | 0 | 0 | 0 | -1 | 0 | 0 | 0 | 0 | 0 |  |  | 0 |  | 0 |  |  | 1/1/2026 | 12/31/2099 |  | 0 | 0 | 2031 |  |  |  | 0 | 0 | Real 2021 ¦ 5/8/2023 1:03:19 PM | 9740 | 0 |  |  | 0 | 0 | 0 |  |  |  | 0
REF | ATC | 2031 | 5 | NCR Portfolio | Residential - Behavior_26-30 | Residential - Behavior_26-30 | 0 | 0 | 0 |  | 0 |  |  |  | 0 |  |  | -1 | 0 | DSM_EE |  | 0 |  | 0 | 0 | 0 | 0 | -1 | 0 | 0 | 0 | 0 | 0 |  |  | 0 |  | 0 |  |  | 1/1/2026 | 12/31/2099 |  | 0 | 0 | 2031 |  |  |  | 0 | 0 | Real 2021 ¦ 5/8/2023 1:03:19 PM | 9741 | 0 |  |  | 0 | 0 | 0 |  |  |  | 0
REF | ATC | 2031 | 6 | CC Portfolio | Residential - Behavior_26-30 | Residential - Behavior_26-30 | 0 | 0 | 0 |  | 0 |  |  |  | 0 |  |  | -1 | 0 | DSM_EE |  | 0 |  | 0 | 0 | 0 | 0 | -1 | 0 | 0 | 0 | 0 | 0 |  |  | 0 |  | 0 |  |  | 1/1/2026 | 12/31/2099 |  | 0 | 0 | 2031 |  |  |  | 0 | 0 | Real 2021 ¦ 5/8/2023 1:03:19 PM | 9742 | 0 |  |  | 0 | 0 | 0 |  |  |  | 0
REF | ATC | 2031 | 8 | REF No Wind Portfolio | Residential - Behavior_26-30 | Residential - Behavior_26-30 | 0 | 0 | 0 |  | 0 |  |  |  | 0 |  |  | -1 | 0 | DSM_EE |  | 0 |  | 0 | 0 | 0 | 0 | -1 | 0 | 0 | 0 | 0 | 0 |  |  | 0 |  | 0 |  |  | 1/1/2026 | 12/31/2099 |  | 0 | 0 | 2031 |  |  |  | 0 | 0 | Real 2021 ¦ 5/8/2023 1:03:19 PM | 9743 | 0 |  |  | 0 | 0 | 0 |  |  |  | 0
REF | ATC | 2031 | 9 | Preferred Plan | Residential - Behavior_26-30 | Residential - Behavior_26-30 | 0 | 0 | 0 |  | 0 |  |  |  | 0 |  |  | -1 | 0 | DSM_EE |  | 0 |  | 0 | 0 | 0 | 0 | -1 | 0 | 0 | 0 | 0 | 0 |  |  | 0 |  | 0 |  |  | 1/1/2026 | 12/31/2099 |  | 0 | 0 | 2031 |  |  |  | 0 | 0 | Real 2021 ¦ 5/8/2023 1:03:19 PM | 9744 | 0 |  |  | 0 | 0 | 0 |  |  |  | 0
REF | ATC | 2031 | 1 | REF Portfolio | C&I - Low_26-30 | C&I - Low_26-30 | 13.762 | 120554.7734 | 13.762 |  | 0 |  |  |  | 0 |  |  | -1 | 0 | DSM_EE |  | 120554.7734 |  | 0 | 4609.0225 | 4609.0225 | 0 | -1 | 0 | 0 | 0 | 365 | 8760 | 0.00011416 | 38.2318 | 0 | 0 | 4609.0225 | 38.2318 |  | 1/1/2026 | 12/31/2099 |  | 0 | 0 | 2031 |  |  |  | 0 | 0 | Real 2021 ¦ 5/8/2023 1:03:19 PM | 9745 | 120554.7734 |  |  | 120554.7734 | 0 | 0 |  |  |  | 0
REF | ATC | 2031 | 2 | REF-HC Portfolio | C&I - Low_26-30 | C&I - Low_26-30 | 13.762 | 120554.7734 | 13.762 |  | 0 |  |  |  | 0 |  |  | -1 | 0 | DSM_EE |  | 120554.7734 |  | 0 | 4609.0225 | 4609.0225 | 0 | -1 | 0 | 0 | 0 | 365 | 8760 | 0.00011416 | 38.2318 | 0 | 0 | 4609.0225 | 38.2318 |  | 1/1/2026 | 12/31/2099 |  | 0 | 0 | 2031 |  |  |  | 0 | 0 | Real 2021 ¦ 5/8/2023 1:03:19 PM | 9746 | 120554.7734 |  |  | 120554.7734 | 0 | 0 |  |  |  | 0
REF | ATC | 2031 | 3 | CETA Portfolio | C&I - Low_26-30 | C&I - Low_26-30 | 13.762 | 120554.7734 | 13.762 |  | 0 |  |  |  | 0 |  |  | -1 | 0 | DSM_EE |  | 120554.7734 |  | 0 | 4609.0225 | 4609.0225 | 0 | -1 | 0 | 0 | 0 | 365 | 8760 | 0.00011416 | 38.2318 | 0 | 0 | 4609.0225 | 38.2318 |  | 1/1/2026 | 12/31/2099 |  | 0 | 0 | 2031 |  |  |  | 0 | 0 | Real 2021 ¦ 5/8/2023 1:03:19 PM | 9747 | 120554.7734 |  |  | 120554.7734 | 0 | 0 |  |  |  | 0
REF | ATC | 2031 | 4 | ECR Portfolio | C&I - Low_26-30 | C&I - Low_26-30 | 13.762 | 120554.7734 | 13.762 |  | 0 |  |  |  | 0 |  |  | -1 | 0 | DSM_EE |  | 120554.7734 |  | 0 | 4609.0225 | 4609.0225 | 0 | -1 | 0 | 0 | 0 | 365 | 8760 | 0.00011416 | 38.2318 | 0 | 0 | 4609.0225 | 38.2318 |  | 1/1/2026 | 12/31/2099 |  | 0 | 0 | 2031 |  |  |  | 0 | 0 | Real 2021 ¦ 5/8/2023 1:03:19 PM | 9748 | 120554.7734 |  |  | 120554.7734 | 0 | 0 |  |  |  | 0
REF | ATC | 2031 | 5 | NCR Portfolio | C&I - Low_26-30 | C&I - Low_26-30 | 13.762 | 120554.7734 | 13.762 |  | 0 |  |  |  | 0 |  |  | -1 | 0 | DSM_EE |  | 120554.7734 |  | 0 | 4609.0225 | 4609.0225 | 0 | -1 | 0 | 0 | 0 | 365 | 8760 | 0.00011416 | 38.2318 | 0 | 0 | 4609.0225 | 38.2318 |  | 1/1/2026 | 12/31/2099 |  | 0 | 0 | 2031 |  |  |  | 0 | 0 | Real 2021 ¦ 5/8/2023 1:03:19 PM | 9749 | 120554.7734 |  |  | 120554.7734 | 0 | 0 |  |  |  | 0
REF | ATC | 2031 | 6 | CC Portfolio | C&I - Low_26-30 | C&I - Low_26-30 | 13.762 | 120554.7734 | 13.762 |  | 0 |  |  |  | 0 |  |  | -1 | 0 | DSM_EE |  | 120554.7734 |  | 0 | 4609.0225 | 4609.0225 | 0 | -1 | 0 | 0 | 0 | 365 | 8760 | 0.00011416 | 38.2318 | 0 | 0 | 4609.0225 | 38.2318 |  | 1/1/2026 | 12/31/2099 |  | 0 | 0 | 2031 |  |  |  | 0 | 0 | Real 2021 ¦ 5/8/2023 1:03:19 PM | 9750 | 120554.7734 |  |  | 120554.7734 | 0 | 0 |  |  |  | 0
REF | ATC | 2031 | 7 | REF Mitchell Ext | C&I - Low_26-30 | C&I - Low_26-30 | 13.762 | 120554.7734 | 13.762 |  | 0 |  |  |  | 0 |  |  | -1 | 0 | DSM_EE |  | 120554.7734 |  | 0 | 4609.0225 | 4609.0225 | 0 | -1 | 0 | 0 | 0 | 365 | 8760 | 0.00011416 | 38.2318 | 0 | 0 | 4609.0225 | 38.2318 |  | 1/1/2026 | 12/31/2099 |  | 0 | 0 | 2031 |  |  |  | 0 | 0 | Real 2021 ¦ 5/8/2023 1:03:19 PM | 9751 | 120554.7734 |  |  | 120554.7734 | 0 | 0 |  |  |  | 0
REF | ATC | 2031 | 8 | REF No Wind Portfolio | C&I - Low_26-30 | C&I - Low_26-30 | 13.762 | 120554.7734 | 13.762 |  | 0 |  |  |  | 0 |  |  | -1 | 0 | DSM_EE |  | 120554.7734 |  | 0 | 4609.0225 | 4609.0225 | 0 | -1 | 0 | 0 | 0 | 365 | 8760 | 0.00011416 | 38.2318 | 0 | 0 | 4609.0225 | 38.2318 |  | 1/1/2026 | 12/31/2099 |  | 0 | 0 | 2031 |  |  |  | 0 | 0 | Real 2021 ¦ 5/8/2023 1:03:19 PM | 9752 | 120554.7734 |  |  | 120554.7734 | 0 | 0 |  |  |  | 0
REF | ATC | 2031 | 9 | Preferred Plan | C&I - Low_26-30 | C&I - Low_26-30 | 13.762 | 120554.7734 | 13.762 |  | 0 |  |  |  | 0 |  |  | -1 | 0 | DSM_EE |  | 120554.7734 |  | 0 | 4609.0225 | 4609.0225 | 0 | -1 | 0 | 0 | 0 | 365 | 8760 | 0.00011416 | 38.2318 | 0 | 0 | 4609.0225 | 38.2318 |  | 1/1/2026 | 12/31/2099 |  | 0 | 0 | 2031 |  |  |  | 0 | 0 | Real 2021 ¦ 5/8/2023 1:03:19 PM | 9753 | 120554.7734 |  |  | 120554.7734 | 0 | 0 |  |  |  | 0
REF | ATC | 2031 | 5 | NCR Portfolio | C&I - High_26-30 | C&I - High_26-30 | 0 | 0 | 0 |  | 0 |  |  |  | 0 |  |  | -1 | 0 | DSM_EE |  | 0 |  | 0 | 0 | 0 | 0 | -1 | 0 | 0 | 0 | 0 | 0 |  |  | 0 |  | 0 |  |  | 1/1/2026 | 12/31/2099 |  | 0 | 0 | 2031 |  |  |  | 0 | 0 | Real 2021 ¦ 5/8/2023 1:03:19 PM | 9754 | 0 |  |  | 0 | 0 | 0 |  |  |  | 0
REF | ATC | 2031 | 1 | REF Portfolio | IQW_26-30 | IQW_26-30 | 0.20567 | 1801.673 | 0.20567 |  | 0 |  |  |  | 0 |  |  | -1 | 0 | DSM_EE |  | 1801.673 |  | 0 | 71.9288 | 71.9288 | 0 | -1 | 0 | 0 | 0 | 365 | 8760 | 0.00011416 | 39.9234 | 0 | 0 | 71.9288 | 39.9234 |  | 1/1/2026 | 12/31/2099 |  | 0 | 0 | 2031 |  |  |  | 0 | 0 | Real 2021 ¦ 5/8/2023 1:03:19 PM | 9755 | 1801.673 |  |  | 1801.673 | 0 | 0 |  |  |  | 0
REF | ATC | 2031 | 2 | REF-HC Portfolio | IQW_26-30 | IQW_26-30 | 0.20567 | 1801.673 | 0.20567 |  | 0 |  |  |  | 0 |  |  | -1 | 0 | DSM_EE |  | 1801.673 |  | 0 | 71.9288 | 71.9288 | 0 | -1 | 0 | 0 | 0 | 365 | 8760 | 0.00011416 | 39.9234 | 0 | 0 | 71.9288 | 39.9234 |  | 1/1/2026 | 12/31/2099 |  | 0 | 0 | 2031 |  |  |  | 0 | 0 | Real 2021 ¦ 5/8/2023 1:03:19 PM | 9756 | 1801.673 |  |  | 1801.673 | 0 | 0 |  |  |  | 0
REF | ATC | 2031 | 3 | CETA Portfolio | IQW_26-30 | IQW_26-30 | 0.20567 | 1801.673 | 0.20567 |  | 0 |  |  |  | 0 |  |  | -1 | 0 | DSM_EE |  | 1801.673 |  | 0 | 71.9288 | 71.9288 | 0 | -1 | 0 | 0 | 0 | 365 | 8760 | 0.00011416 | 39.9234 | 0 | 0 | 71.9288 | 39.9234 |  | 1/1/2026 | 12/31/2099 |  | 0 | 0 | 2031 |  |  |  | 0 | 0 | Real 2021 ¦ 5/8/2023 1:03:19 PM | 9757 | 1801.673 |  |  | 1801.673 | 0 | 0 |  |  |  | 0
REF | ATC | 2031 | 4 | ECR Portfolio | IQW_26-30 | IQW_26-30 | 0.20567 | 1801.673 | 0.20567 |  | 0 |  |  |  | 0 |  |  | -1 | 0 | DSM_EE |  | 1801.673 |  | 0 | 71.9288 | 71.9288 | 0 | -1 | 0 | 0 | 0 | 365 | 8760 | 0.00011416 | 39.9234 | 0 | 0 | 71.9288 | 39.9234 |  | 1/1/2026 | 12/31/2099 |  | 0 | 0 | 2031 |  |  |  | 0 | 0 | Real 2021 ¦ 5/8/2023 1:03:19 PM | 9758 | 1801.673 |  |  | 1801.673 | 0 | 0 |  |  |  | 0
REF | ATC | 2031 | 5 | NCR Portfolio | IQW_26-30 | IQW_26-30 | 0.20567 | 1801.673 | 0.20567 |  | 0 |  |  |  | 0 |  |  | -1 | 0 | DSM_EE |  | 1801.673 |  | 0 | 71.9288 | 71.9288 | 0 | -1 | 0 | 0 | 0 | 365 | 8760 | 0.00011416 | 39.9234 | 0 | 0 | 71.9288 | 39.9234 |  | 1/1/2026 | 12/31/2099 |  | 0 | 0 | 2031 |  |  |  | 0 | 0 | Real 2021 ¦ 5/8/2023 1:03:19 PM | 9759 | 1801.673 |  |  | 1801.673 | 0 | 0 |  |  |  | 0
REF | ATC | 2031 | 6 | CC Portfolio | IQW_26-30 | IQW_26-30 | 0.20567 | 1801.673 | 0.20567 |  | 0 |  |  |  | 0 |  |  | -1 | 0 | DSM_EE |  | 1801.673 |  | 0 | 71.9288 | 71.9288 | 0 | -1 | 0 | 0 | 0 | 365 | 8760 | 0.00011416 | 39.9234 | 0 | 0 | 71.9288 | 39.9234 |  | 1/1/2026 | 12/31/2099 |  | 0 | 0 | 2031 |  |  |  | 0 | 0 | Real 2021 ¦ 5/8/2023 1:03:19 PM | 9760 | 1801.673 |  |  | 1801.673 | 0 | 0 |  |  |  | 0
REF | ATC | 2031 | 7 | REF Mitchell Ext | IQW_26-30 | IQW_26-30 | 0.20567 | 1801.673 | 0.20567 |  | 0 |  |  |  | 0 |  |  | -1 | 0 | DSM_EE |  | 1801.673 |  | 0 | 71.9288 | 71.9288 | 0 | -1 | 0 | 0 | 0 | 365 | 8760 | 0.00011416 | 39.9234 | 0 | 0 | 71.9288 | 39.9234 |  | 1/1/2026 | 12/31/2099 |  | 0 | 0 | 2031 |  |  |  | 0 | 0 | Real 2021 ¦ 5/8/2023 1:03:19 PM | 9761 | 1801.673 |  |  | 1801.673 | 0 | 0 |  |  |  | 0
REF | ATC | 2031 | 8 | REF No Wind Portfolio | IQW_26-30 | IQW_26-30 | 0.20567 | 1801.673 | 0.20567 |  | 0 |  |  |  | 0 |  |  | -1 | 0 | DSM_EE |  | 1801.673 |  | 0 | 71.9288 | 71.9288 | 0 | -1 | 0 | 0 | 0 | 365 | 8760 | 0.00011416 | 39.9234 | 0 | 0 | 71.9288 | 39.9234 |  | 1/1/2026 | 12/31/2099 |  | 0 | 0 | 2031 |  |  |  | 0 | 0 | Real 2021 ¦ 5/8/2023 1:03:19 PM | 9762 | 1801.673 |  |  | 1801.673 | 0 | 0 |  |  |  | 0
REF | ATC | 2031 | 9 | Preferred Plan | IQW_26-30 | IQW_26-30 | 0.20567 | 1801.673 | 0.20567 |  | 0 |  |  |  | 0 |  |  | -1 | 0 | DSM_EE |  | 1801.673 |  | 0 | 71.9288 | 71.9288 | 0 | -1 | 0 | 0 | 0 | 365 | 8760 | 0.00011416 | 39.9234 | 0 | 0 | 71.9288 | 39.9234 |  | 1/1/2026 | 12/31/2099 |  | 0 | 0 | 2031 |  |  |  | 0 | 0 | Real 2021 ¦ 5/8/2023 1:03:19 PM | 9763 | 1801.673 |  |  | 1801.673 | 0 | 0 |  |  |  | 0
REF | ATC | 2031 | 2 | REF-HC Portfolio | Residential - Low/Medium_31-42 | Residential - Low/Medium_31-42 | 1.2313 | 10786.3848 | 1.2313 |  | 0 |  |  |  | 2634.4617 |  |  | -1 | 0 | DSM_EE |  | 10786.3848 |  | 0 | 427.2998 | 427.2998 | 0 | -1 | 0 | 0 | 0 | 365 | 8760 | 0.00011416 | 39.6147 | 0 | 0 | 427.2998 | 39.6147 |  | 1/1/2031 | 12/31/2099 |  | 0 | 0 | 2031 |  |  |  | 0 | 0 | Real 2021 ¦ 5/8/2023 1:03:19 PM | 9764 | 10786.3848 |  |  | 10786.3848 | 0 | 0 |  |  |  | 0
REF | ATC | 2031 | 4 | ECR Portfolio | Residential - Low/Medium_31-42 | Residential - Low/Medium_31-42 | 1.2313 | 10786.3848 | 1.2313 |  | 0 |  |  |  | 2634.4617 |  |  | -1 | 0 | DSM_EE |  | 10786.3848 |  | 0 | 427.2998 | 427.2998 | 0 | -1 | 0 | 0 | 0 | 365 | 8760 | 0.00011416 | 39.6147 | 0 | 0 | 427.2998 | 39.6147 |  | 1/1/2031 | 12/31/2099 |  | 0 | 0 | 2031 |  |  |  | 0 | 0 | Real 2021 ¦ 5/8/2023 1:03:19 PM | 9765 | 10786.3848 |  |  | 10786.3848 | 0 | 0 |  |  |  | 0
REF | ATC | 2031 | 6 | CC Portfolio | Residential - Low/Medium_31-42 | Residential - Low/Medium_31-42 | 1.2313 | 10786.3848 | 1.2313 |  | 0 |  |  |  | 2634.4617 |  |  | -1 | 0 | DSM_EE |  | 10786.3848 |  | 0 | 427.2998 | 427.2998 | 0 | -1 | 0 | 0 | 0 | 365 | 8760 | 0.00011416 | 39.6147 | 0 | 0 | 427.2998 | 39.6147 |  | 1/1/2031 | 12/31/2099 |  | 0 | 0 | 2031 |  |  |  | 0 | 0 | Real 2021 ¦ 5/8/2023 1:03:19 PM | 9766 | 10786.3848 |  |  | 10786.3848 | 0 | 0 |  |  |  | 0
REF | ATC | 2031 | 8 | REF No Wind Portfolio | Residential - Low/Medium_31-42 | Residential - Low/Medium_31-42 | 1.2313 | 10786.3848 | 1.2313 |  | 0 |  |  |  | 2634.4617 |  |  | -1 | 0 | DSM_EE |  | 10786.3848 |  | 0 | 427.2998 | 427.2998 | 0 | -1 | 0 | 0 | 0 | 365 | 8760 | 0.00011416 | 39.6147 | 0 | 0 | 427.2998 | 39.6147 |  | 1/1/2031 | 12/31/2099 |  | 0 | 0 | 2031 |  |  |  | 0 | 0 | Real 2021 ¦ 5/8/2023 1:03:19 PM | 9767 | 10786.3848 |  |  | 10786.3848 | 0 | 0 |  |  |  | 0
REF | ATC | 2031 | 9 | Preferred Plan | Residential - Low/Medium_31-42 | Residential - Low/Medium_31-42 | 1.2313 | 10786.3848 | 1.2313 |  | 0 |  |  |  | 2634.4617 |  |  | -1 | 0 | DSM_EE |  | 10786.3848 |  | 0 | 427.2998 | 427.2998 | 0 | -1 | 0 | 0 | 0 | 365 | 8760 | 0.00011416 | 39.6147 | 0 | 0 | 427.2998 | 39.6147 |  | 1/1/2031 | 12/31/2099 |  | 0 | 0 | 2031 |  |  |  | 0 | 0 | Real 2021 ¦ 5/8/2023 1:03:19 PM | 9768 | 10786.3848 |  |  | 10786.3848 | 0 | 0 |  |  |  | 0
REF | ATC | 2031 | 1 | REF Portfolio | C&I - Low_31-42 | C&I - Low_31-42 | 3.3915 | 29709.3633 | 3.3915 |  | 0 |  |  |  | 5485.0796 |  |  | -1 | 0 | DSM_EE |  | 29709.3633 |  | 0 | 1138.8268 | 1138.8268 | 0 | -1 | 0 | 0 | 0 | 365 | 8760 | 0.00011416 | 38.3323 | 0 | 0 | 1138.8268 | 38.3323 |  | 1/1/2031 | 12/31/2099 |  | 0 | 0 | 2031 |  |  |  | 0 | 0 | Real 2021 ¦ 5/8/2023 1:03:19 PM | 9769 | 29709.3633 |  |  | 29709.3633 | 0 | 0 |  |  |  | 0
REF | ATC | 2031 | 3 | CETA Portfolio | C&I - Low_31-42 | C&I - Low_31-42 | 3.3915 | 29709.3633 | 3.3915 |  | 0 |  |  |  | 5485.0796 |  |  | -1 | 0 | DSM_EE |  | 29709.3633 |  | 0 | 1138.8268 | 1138.8268 | 0 | -1 | 0 | 0 | 0 | 365 | 8760 | 0.00011416 | 38.3323 | 0 | 0 | 1138.8268 | 38.3323 |  | 1/1/2031 | 12/31/2099 |  | 0 | 0 | 2031 |  |  |  | 0 | 0 | Real 2021 ¦ 5/8/2023 1:03:19 PM | 9770 | 29709.3633 |  |  | 29709.3633 | 0 | 0 |  |  |  | 0
REF | ATC | 2031 | 4 | ECR Portfolio | C&I - Low_31-42 | C&I - Low_31-42 | 3.3915 | 29709.3633 | 3.3915 |  | 0 |  |  |  | 5485.0796 |  |  | -1 | 0 | DSM_EE |  | 29709.3633 |  | 0 | 1138.8268 | 1138.8268 | 0 | -1 | 0 | 0 | 0 | 365 | 8760 | 0.00011416 | 38.3323 | 0 | 0 | 1138.8268 | 38.3323 |  | 1/1/2031 | 12/31/2099 |  | 0 | 0 | 2031 |  |  |  | 0 | 0 | Real 2021 ¦ 5/8/2023 1:03:19 PM | 9771 | 29709.3633 |  |  | 29709.3633 | 0 | 0 |  |  |  | 0
REF | ATC | 2031 | 6 | CC Portfolio | C&I - Low_31-42 | C&I - Low_31-42 | 3.3915 | 29709.3633 | 3.3915 |  | 0 |  |  |  | 5485.0796 |  |  | -1 | 0 | DSM_EE |  | 29709.3633 |  | 0 | 1138.8268 | 1138.8268 | 0 | -1 | 0 | 0 | 0 | 365 | 8760 | 0.00011416 | 38.3323 | 0 | 0 | 1138.8268 | 38.3323 |  | 1/1/2031 | 12/31/2099 |  | 0 | 0 | 2031 |  |  |  | 0 | 0 | Real 2021 ¦ 5/8/2023 1:03:19 PM | 9772 | 29709.3633 |  |  | 29709.3633 | 0 | 0 |  |  |  | 0
REF | ATC | 2031 | 7 | REF Mitchell Ext | C&I - Low_31-42 | C&I - Low_31-42 | 3.3915 | 29709.3633 | 3.3915 |  | 0 |  |  |  | 5485.0796 |  |  | -1 | 0 | DSM_EE |  | 29709.3633 |  | 0 | 1138.8268 | 1138.8268 | 0 | -1 | 0 | 0 | 0 | 365 | 8760 | 0.00011416 | 38.3323 | 0 | 0 | 1138.8268 | 38.3323 |  | 1/1/2031 | 12/31/2099 |  | 0 | 0 | 2031 |  |  |  | 0 | 0 | Real 2021 ¦ 5/8/2023 1:03:19 PM | 9773 | 29709.3633 |  |  | 29709.3633 | 0 | 0 |  |  |  | 0
REF | ATC | 2031 | 8 | REF No Wind Portfolio | C&I - Low_31-42 | C&I - Low_31-42 | 3.3915 | 29709.3633 | 3.3915 |  | 0 |  |  |  | 5485.0796 |  |  | -1 | 0 | DSM_EE |  | 29709.3633 |  | 0 | 1138.8268 | 1138.8268 | 0 | -1 | 0 | 0 | 0 | 365 | 8760 | 0.00011416 | 38.3323 | 0 | 0 | 1138.8268 | 38.3323 |  | 1/1/2031 | 12/31/2099 |  | 0 | 0 | 2031 |  |  |  | 0 | 0 | Real 2021 ¦ 5/8/2023 1:03:19 PM | 9774 | 29709.3633 |  |  | 29709.3633 | 0 | 0 |  |  |  | 0
REF | ATC | 2031 | 9 | Preferred Plan | C&I - Low_31-42 | C&I - Low_31-42 | 3.3915 | 29709.3633 | 3.3915 |  | 0 |  |  |  | 5485.0796 |  |  | -1 | 0 | DSM_EE |  | 29709.3633 |  | 0 | 1138.8268 | 1138.8268 | 0 | -1 | 0 | 0 | 0 | 365 | 8760 | 0.00011416 | 38.3323 | 0 | 0 | 1138.8268 | 38.3323 |  | 1/1/2031 | 12/31/2099 |  | 0 | 0 | 2031 |  |  |  | 0 | 0 | Real 2021 ¦ 5/8/2023 1:03:19 PM | 9775 | 29709.3633 |  |  | 29709.3633 | 0 | 0 |  |  |  | 0
REF | ATC | 2031 | 1 | REF Portfolio | IQW_31-42 | IQW_31-42 | 0.054096 | 473.884 | 0.054096 |  | 0 |  |  |  | 805.8062 |  |  | -1 | 0 | DSM_EE |  | 473.884 |  | 0 | 18.9689 | 18.9689 | 0 | -1 | 0 | 0 | 0 | 365 | 8760 | 0.00011416 | 40.0285 | 0 | 0 | 18.9689 | 40.0285 |  | 1/1/2031 | 12/31/2099 |  | 0 | 0 | 2031 |  |  |  | 0 | 0 | Real 2021 ¦ 5/8/2023 1:03:19 PM | 9776 | 473.884 |  |  | 473.884 | 0 | 0 |  |  |  | 0
REF | ATC | 2031 | 2 | REF-HC Portfolio | IQW_31-42 | IQW_31-42 | 0.054096 | 473.884 | 0.054096 |  | 0 |  |  |  | 805.8062 |  |  | -1 | 0 | DSM_EE |  | 473.884 |  | 0 | 18.9689 | 18.9689 | 0 | -1 | 0 | 0 | 0 | 365 | 8760 | 0.00011416 | 40.0285 | 0 | 0 | 18.9689 | 40.0285 |  | 1/1/2031 | 12/31/2099 |  | 0 | 0 | 2031 |  |  |  | 0 | 0 | Real 2021 ¦ 5/8/2023 1:03:19 PM | 9777 | 473.884 |  |  | 473.884 | 0 | 0 |  |  |  | 0
REF | ATC | 2031 | 3 | CETA Portfolio | IQW_31-42 | IQW_31-42 | 0.054096 | 473.884 | 0.054096 |  | 0 |  |  |  | 805.8062 |  |  | -1 | 0 | DSM_EE |  | 473.884 |  | 0 | 18.9689 | 18.9689 | 0 | -1 | 0 | 0 | 0 | 365 | 8760 | 0.00011416 | 40.0285 | 0 | 0 | 18.9689 | 40.0285 |  | 1/1/2031 | 12/31/2099 |  | 0 | 0 | 2031 |  |  |  | 0 | 0 | Real 2021 ¦ 5/8/2023 1:03:19 PM | 9778 | 473.884 |  |  | 473.884 | 0 | 0 |  |  |  | 0
REF | ATC | 2031 | 4 | ECR Portfolio | IQW_31-42 | IQW_31-42 | 0.054096 | 473.884 | 0.054096 |  | 0 |  |  |  | 805.8062 |  |  | -1 | 0 | DSM_EE |  | 473.884 |  | 0 | 18.9689 | 18.9689 | 0 | -1 | 0 | 0 | 0 | 365 | 8760 | 0.00011416 | 40.0285 | 0 | 0 | 18.9689 | 40.0285 |  | 1/1/2031 | 12/31/2099 |  | 0 | 0 | 2031 |  |  |  | 0 | 0 | Real 2021 ¦ 5/8/2023 1:03:19 PM | 9779 | 473.884 |  |  | 473.884 | 0 | 0 |  |  |  | 0
REF | ATC | 2031 | 5 | NCR Portfolio | IQW_31-42 | IQW_31-42 | 0.054096 | 473.884 | 0.054096 |  | 0 |  |  |  | 805.8062 |  |  | -1 | 0 | DSM_EE |  | 473.884 |  | 0 | 18.9689 | 18.9689 | 0 | -1 | 0 | 0 | 0 | 365 | 8760 | 0.00011416 | 40.0285 | 0 | 0 | 18.9689 | 40.0285 |  | 1/1/2031 | 12/31/2099 |  | 0 | 0 | 2031 |  |  |  | 0 | 0 | Real 2021 ¦ 5/8/2023 1:03:19 PM | 9780 | 473.884 |  |  | 473.884 | 0 | 0 |  |  |  | 0
REF | ATC | 2031 | 6 | CC Portfolio | IQW_31-42 | IQW_31-42 | 0.054096 | 473.884 | 0.054096 |  | 0 |  |  |  | 805.8062 |  |  | -1 | 0 | DSM_EE |  | 473.884 |  | 0 | 18.9689 | 18.9689 | 0 | -1 | 0 | 0 | 0 | 365 | 8760 | 0.00011416 | 40.0285 | 0 | 0 | 18.9689 | 40.0285 |  | 1/1/2031 | 12/31/2099 |  | 0 | 0 | 2031 |  |  |  | 0 | 0 | Real 2021 ¦ 5/8/2023 1:03:19 PM | 9781 | 473.884 |  |  | 473.884 | 0 | 0 |  |  |  | 0
REF | ATC | 2031 | 7 | REF Mitchell Ext | IQW_31-42 | IQW_31-42 | 0.054096 | 473.884 | 0.054096 |  | 0 |  |  |  | 805.8062 |  |  | -1 | 0 | DSM_EE |  | 473.884 |  | 0 | 18.9689 | 18.9689 | 0 | -1 | 0 | 0 | 0 | 365 | 8760 | 0.00011416 | 40.0285 | 0 | 0 | 18.9689 | 40.0285 |  | 1/1/2031 | 12/31/2099 |  | 0 | 0 | 2031 |  |  |  | 0 | 0 | Real 2021 ¦ 5/8/2023 1:03:19 PM | 9782 | 473.884 |  |  | 473.884 | 0 | 0 |  |  |  | 0
REF | ATC | 2031 | 8 | REF No Wind Portfolio | IQW_31-42 | IQW_31-42 | 0.054096 | 473.884 | 0.054096 |  | 0 |  |  |  | 805.8062 |  |  | -1 | 0 | DSM_EE |  | 473.884 |  | 0 | 18.9689 | 18.9689 | 0 | -1 | 0 | 0 | 0 | 365 | 8760 | 0.00011416 | 40.0285 | 0 | 0 | 18.9689 | 40.0285 |  | 1/1/2031 | 12/31/2099 |  | 0 | 0 | 2031 |  |  |  | 0 | 0 | Real 2021 ¦ 5/8/2023 1:03:19 PM | 9783 | 473.884 |  |  | 473.884 | 0 | 0 |  |  |  | 0
REF | ATC | 2031 | 9 | Preferred Plan | IQW_31-42 | IQW_31-42 | 0.054096 | 473.884 | 0.054096 |  | 0 |  |  |  | 805.8062 |  |  | -1 | 0 | DSM_EE |  | 473.884 |  | 0 | 18.9689 | 18.9689 | 0 | -1 | 0 | 0 | 0 | 365 | 8760 | 0.00011416 | 40.0285 | 0 | 0 | 18.9689 | 40.0285 |  | 1/1/2031 | 12/31/2099 |  | 0 | 0 | 2031 |  |  |  | 0 | 0 | Real 2021 ¦ 5/8/2023 1:03:19 PM | 9784 | 473.884 |  |  | 473.884 | 0 | 0 |  |  |  | 0
REF | ATC | 2031 | 1 | REF Portfolio | Area 1001 Gas CT 2029 | Area 1001 Gas CT 2029 | 419.156 | 458.2816 | 165.8564 |  | 0 |  |  |  | 48907.3594 |  |  | -1 | 14585979 | TCO |  | 1452902.375 |  | 125.7468 | 68184.2266 | 68184.2266 | 0 | -1 | 0 | 0 | 1973.287 | 43 | 4504 | 0.36191 | 46.9297 | 53950.3945 | 37.1328 | 14233.8359 | 9.7968 |  | 1/1/2029 | 12/31/2099 |  | 0 | 0 | 2031 |  |  |  | 0 | 0 | Real 2021 ¦ 5/8/2023 1:03:19 PM | 9785 | 480 |  |  | 1452902.375 | 0 | 0 |  |  |  | 0
REF | ATC | 2031 | 2 | REF-HC Portfolio | Area 1001 Gas CT 2029 | Area 1001 Gas CT 2029 | 419.156 | 458.2816 | 165.8564 |  | 0 |  |  |  | 48907.3594 |  |  | -1 | 14585979 | TCO |  | 1452902.375 |  | 125.7468 | 68184.2266 | 68184.2266 | 0 | -1 | 0 | 0 | 1973.287 | 43 | 4504 | 0.36191 | 46.9297 | 53950.3945 | 37.1328 | 14233.8359 | 9.7968 |  | 1/1/2029 | 12/31/2099 |  | 0 | 0 | 2031 |  |  |  | 0 | 0 | Real 2021 ¦ 5/8/2023 1:03:19 PM | 9786 | 480 |  |  | 1452902.375 | 0 | 0 |  |  |  | 0
REF | ATC | 2031 | 3 | CETA Portfolio | Area 1001 Gas CT 2029 | Area 1001 Gas CT 2029 | 419.156 | 458.2816 | 165.8564 |  | 0 |  |  |  | 48907.3594 |  |  | -1 | 14585979 | TCO |  | 1452902.375 |  | 125.7468 | 68184.2266 | 68184.2266 | 0 | -1 | 0 | 0 | 1973.287 | 43 | 4504 | 0.36191 | 46.9297 | 53950.3945 | 37.1328 | 14233.8359 | 9.7968 |  | 1/1/2029 | 12/31/2099 |  | 0 | 0 | 2031 |  |  |  | 0 | 0 | Real 2021 ¦ 5/8/2023 1:03:19 PM | 9787 | 480 |  |  | 1452902.375 | 0 | 0 |  |  |  | 0
REF | ATC | 2031 | 4 | ECR Portfolio | Area 1001 Gas CT 2029 | Area 1001 Gas CT 2029 | 209.578 | 229.1408 | 82.9282 |  | 0 |  |  |  | 24453.6797 |  |  | -1 | 7292989.5 | TCO |  | 726451.1875 |  | 62.8734 | 34092.1133 | 34092.1133 | 0 | -1 | 0 | 0 | 986.6435 | 43 | 4504 | 0.36191 | 46.9297 | 26975.1973 | 37.1328 | 7116.918 | 9.7968 |  | 1/1/2029 | 12/31/2099 |  | 0 | 0 | 2031 |  |  |  | 0 | 0 | Real 2021 ¦ 5/8/2023 1:03:19 PM | 9788 | 240 |  |  | 726451.1875 | 0 | 0 |  |  |  | 0
REF | ATC | 2031 | 5 | NCR Portfolio | Area 1001 Gas CT 2029 | Area 1001 Gas CT 2029 | 419.156 | 458.2816 | 165.8564 |  | 0 |  |  |  | 48907.3594 |  |  | -1 | 14585979 | TCO |  | 1452902.375 |  | 125.7468 | 68184.2266 | 68184.2266 | 0 | -1 | 0 | 0 | 1973.287 | 43 | 4504 | 0.36191 | 46.9297 | 53950.3945 | 37.1328 | 14233.8359 | 9.7968 |  | 1/1/2029 | 12/31/2099 |  | 0 | 0 | 2031 |  |  |  | 0 | 0 | Real 2021 ¦ 5/8/2023 1:03:19 PM | 9789 | 480 |  |  | 1452902.375 | 0 | 0 |  |  |  | 0
REF | ATC | 2031 | 7 | REF Mitchell Ext | Area 1001 Gas CT 2029 | Area 1001 Gas CT 2029 | 419.156 | 458.2816 | 165.8564 |  | 0 |  |  |  | 48907.3594 |  |  | -1 | 14585979 | TCO |  | 1452902.375 |  | 125.7468 | 68184.2266 | 68184.2266 | 0 | -1 | 0 | 0 | 1973.287 | 43 | 4504 | 0.36191 | 46.9297 | 53950.3945 | 37.1328 | 14233.8359 | 9.7968 |  | 1/1/2029 | 12/31/2099 |  | 0 | 0 | 2031 |  |  |  | 0 | 0 | Real 2021 ¦ 5/8/2023 1:03:19 PM | 9790 | 480 |  |  | 1452902.375 | 0 | 0 |  |  |  | 0
REF | ATC | 2031 | 8 | REF No Wind Portfolio | Area 1001 Gas CT 2029 | Area 1001 Gas CT 2029 | 209.578 | 229.1408 | 82.9282 |  | 0 |  |  |  | 24453.6797 |  |  | -1 | 7292989.5 | TCO |  | 726451.1875 |  | 62.8734 | 34092.1133 | 34092.1133 | 0 | -1 | 0 | 0 | 986.6435 | 43 | 4504 | 0.36191 | 46.9297 | 26975.1973 | 37.1328 | 7116.918 | 9.7968 |  | 1/1/2029 | 12/31/2099 |  | 0 | 0 | 2031 |  |  |  | 0 | 0 | Real 2021 ¦ 5/8/2023 1:03:19 PM | 9791 | 240 |  |  | 726451.1875 | 0 | 0 |  |  |  | 0
REF | ATC | 2031 | 9 | Preferred Plan | Area 1001 Gas CT 2029 | Area 1001 Gas CT 2029 | 419.156 | 458.2816 | 165.8564 |  | 0 |  |  |  | 48907.3594 |  |  | -1 | 14585979 | TCO |  | 1452902.375 |  | 125.7468 | 68184.2266 | 68184.2266 | 0 | -1 | 0 | 0 | 1973.287 | 43 | 4504 | 0.36191 | 46.9297 | 53950.3945 | 37.1328 | 14233.8359 | 9.7968 |  | 1/1/2029 | 12/31/2099 |  | 0 | 0 | 2031 |  |  |  | 0 | 0 | Real 2021 ¦ 5/8/2023 1:03:19 PM | 9792 | 480 |  |  | 1452902.375 | 0 | 0 |  |  |  | 0
REF | ATC | 2031 | 8 | REF No Wind Portfolio | Area 1001 Solar 2026 | Area 1001 Solar 2026 | 22.8336 | 100 | 22.8336 |  | 0 |  |  |  | 15077.127 |  |  | -1 | 0 | Solar |  | 200022.6875 |  | 0 | 7138.231 | 7138.231 | 0 | -1 | 0 | 0 | 0 | 365 | 4383 | 0.22834 | 35.6871 | -6353.7949 | -31.7654 | 13492.0254 | 67.4525 |  | 1/1/2026 | 12/31/2099 |  | 0 | 0 | 2031 |  |  |  | 0 | 0 | Real 2021 ¦ 5/8/2023 1:03:19 PM | 9793 | 100 |  |  | 200022.6875 | 0 | 0 |  |  |  | 0
REF | ATC | 2031 | 1 | REF Portfolio | Area 1001 Solar 2027 | Area 1001 Solar 2027 | 34.2505 | 150 | 34.2505 |  | 0 |  |  |  | 21831.2832 |  |  | -1 | 0 | Solar |  | 300034.0312 |  | 0 | 10707.3467 | 10707.3467 | 0 | -1 | 0 | 0 | 0 | 365 | 4383 | 0.22834 | 35.6871 | -9530.6924 | -31.7654 | 20238.0391 | 67.4525 |  | 1/1/2027 | 12/31/2099 |  | 0 | 0 | 2031 |  |  |  | 0 | 0 | Real 2021 ¦ 5/8/2023 1:03:19 PM | 9794 | 150 |  |  | 300034.0312 | 0 | 0 |  |  |  | 0
REF | ATC | 2031 | 2 | REF-HC Portfolio | Area 1001 Solar 2027 | Area 1001 Solar 2027 | 22.8336 | 100 | 22.8336 |  | 0 |  |  |  | 14554.1885 |  |  | -1 | 0 | Solar |  | 200022.6875 |  | 0 | 7138.231 | 7138.231 | 0 | -1 | 0 | 0 | 0 | 365 | 4383 | 0.22834 | 35.6871 | -6353.7949 | -31.7654 | 13492.0254 | 67.4525 |  | 1/1/2027 | 12/31/2099 |  | 0 | 0 | 2031 |  |  |  | 0 | 0 | Real 2021 ¦ 5/8/2023 1:03:19 PM | 9795 | 100 |  |  | 200022.6875 | 0 | 0 |  |  |  | 0
REF | ATC | 2031 | 3 | CETA Portfolio | Area 1001 Solar 2027 | Area 1001 Solar 2027 | 34.2505 | 150 | 34.2505 |  | 0 |  |  |  | 21831.2832 |  |  | -1 | 0 | Solar |  | 300034.0312 |  | 0 | 10707.3467 | 10707.3467 | 0 | -1 | 0 | 0 | 0 | 365 | 4383 | 0.22834 | 35.6871 | -9530.6924 | -31.7654 | 20238.0391 | 67.4525 |  | 1/1/2027 | 12/31/2099 |  | 0 | 0 | 2031 |  |  |  | 0 | 0 | Real 2021 ¦ 5/8/2023 1:03:19 PM | 9796 | 150 |  |  | 300034.0312 | 0 | 0 |  |  |  | 0
REF | ATC | 2031 | 5 | NCR Portfolio | Area 1001 Solar 2027 | Area 1001 Solar 2027 | 11.4168 | 50 | 11.4168 |  | 0 |  |  |  | 7277.0942 |  |  | -1 | 0 | Solar |  | 100011.3438 |  | 0 | 3569.1155 | 3569.1155 | 0 | -1 | 0 | 0 | 0 | 365 | 4383 | 0.22834 | 35.6871 | -3176.8975 | -31.7654 | 6746.0127 | 67.4525 |  | 1/1/2027 | 12/31/2099 |  | 0 | 0 | 2031 |  |  |  | 0 | 0 | Real 2021 ¦ 5/8/2023 1:03:19 PM | 9797 | 50 |  |  | 100011.3438 | 0 | 0 |  |  |  | 0
REF | ATC | 2031 | 6 | CC Portfolio | Area 1001 Solar 2027 | Area 1001 Solar 2027 | 34.2505 | 150 | 34.2505 |  | 0 |  |  |  | 21831.2832 |  |  | -1 | 0 | Solar |  | 300034.0312 |  | 0 | 10707.3467 | 10707.3467 | 0 | -1 | 0 | 0 | 0 | 365 | 4383 | 0.22834 | 35.6871 | -9530.6924 | -31.7654 | 20238.0391 | 67.4525 |  | 1/1/2027 | 12/31/2099 |  | 0 | 0 | 2031 |  |  |  | 0 | 0 | Real 2021 ¦ 5/8/2023 1:03:19 PM | 9798 | 150 |  |  | 300034.0312 | 0 | 0 |  |  |  | 0
REF | ATC | 2031 | 7 | REF Mitchell Ext | Area 1001 Solar 2027 | Area 1001 Solar 2027 | 34.2505 | 150 | 34.2505 |  | 0 |  |  |  | 21831.2832 |  |  | -1 | 0 | Solar |  | 300034.0312 |  | 0 | 10707.3467 | 10707.3467 | 0 | -1 | 0 | 0 | 0 | 365 | 4383 | 0.22834 | 35.6871 | -9530.6924 | -31.7654 | 20238.0391 | 67.4525 |  | 1/1/2027 | 12/31/2099 |  | 0 | 0 | 2031 |  |  |  | 0 | 0 | Real 2021 ¦ 5/8/2023 1:03:19 PM | 9799 | 150 |  |  | 300034.0312 | 0 | 0 |  |  |  | 0
REF | ATC | 2031 | 8 | REF No Wind Portfolio | Area 1001 Solar 2027 | Area 1001 Solar 2027 | 34.2505 | 150 | 34.2505 |  | 0 |  |  |  | 21831.2832 |  |  | -1 | 0 | Solar |  | 300034.0312 |  | 0 | 10707.3467 | 10707.3467 | 0 | -1 | 0 | 0 | 0 | 365 | 4383 | 0.22834 | 35.6871 | -9530.6924 | -31.7654 | 20238.0391 | 67.4525 |  | 1/1/2027 | 12/31/2099 |  | 0 | 0 | 2031 |  |  |  | 0 | 0 | Real 2021 ¦ 5/8/2023 1:03:19 PM | 9800 | 150 |  |  | 300034.0312 | 0 | 0 |  |  |  | 0
REF | ATC | 2031 | 9 | Preferred Plan | Area 1001 Solar 2027 | Area 1001 Solar 2027 | 34.2505 | 150 | 34.2505 |  | 0 |  |  |  | 21831.2832 |  |  | -1 | 0 | Solar |  | 300034.0312 |  | 0 | 10707.3467 | 10707.3467 | 0 | -1 | 0 | 0 | 0 | 365 | 4383 | 0.22834 | 35.6871 | -9530.6924 | -31.7654 | 20238.0391 | 67.4525 |  | 1/1/2027 | 12/31/2099 |  | 0 | 0 | 2031 |  |  |  | 0 | 0 | Real 2021 ¦ 5/8/2023 1:03:19 PM | 9801 | 150 |  |  | 300034.0312 | 0 | 0 |  |  |  | 0
REF | ATC | 2031 | 1 | REF Portfolio | Area 1001 Solar 2028 | Area 1001 Solar 2028 | 34.2505 | 150 | 34.2505 |  | 0 |  |  |  | 20972.5645 |  |  | -1 | 0 | Solar |  | 300034.0312 |  | 0 | 10707.3467 | 10707.3467 | 0 | -1 | 0 | 0 | 0 | 365 | 4383 | 0.22834 | 35.6871 | -9530.6924 | -31.7654 | 20238.0391 | 67.4525 |  | 1/1/2028 | 12/31/2099 |  | 0 | 0 | 2031 |  |  |  | 0 | 0 | Real 2021 ¦ 5/8/2023 1:03:19 PM | 9802 | 150 |  |  | 300034.0312 | 0 | 0 |  |  |  | 0
REF | ATC | 2031 | 2 | REF-HC Portfolio | Area 1001 Solar 2028 | Area 1001 Solar 2028 | 34.2505 | 150 | 34.2505 |  | 0 |  |  |  | 20972.5645 |  |  | -1 | 0 | Solar |  | 300034.0312 |  | 0 | 10707.3467 | 10707.3467 | 0 | -1 | 0 | 0 | 0 | 365 | 4383 | 0.22834 | 35.6871 | -9530.6924 | -31.7654 | 20238.0391 | 67.4525 |  | 1/1/2028 | 12/31/2099 |  | 0 | 0 | 2031 |  |  |  | 0 | 0 | Real 2021 ¦ 5/8/2023 1:03:19 PM | 9803 | 150 |  |  | 300034.0312 | 0 | 0 |  |  |  | 0
REF | ATC | 2031 | 3 | CETA Portfolio | Area 1001 Solar 2028 | Area 1001 Solar 2028 | 34.2505 | 150 | 34.2505 |  | 0 |  |  |  | 20972.5645 |  |  | -1 | 0 | Solar |  | 300034.0312 |  | 0 | 10707.3467 | 10707.3467 | 0 | -1 | 0 | 0 | 0 | 365 | 4383 | 0.22834 | 35.6871 | -9530.6924 | -31.7654 | 20238.0391 | 67.4525 |  | 1/1/2028 | 12/31/2099 |  | 0 | 0 | 2031 |  |  |  | 0 | 0 | Real 2021 ¦ 5/8/2023 1:03:19 PM | 9804 | 150 |  |  | 300034.0312 | 0 | 0 |  |  |  | 0
REF | ATC | 2031 | 4 | ECR Portfolio | Area 1001 Solar 2028 | Area 1001 Solar 2028 | 34.2505 | 150 | 34.2505 |  | 0 |  |  |  | 20972.5645 |  |  | -1 | 0 | Solar |  | 300034.0312 |  | 0 | 10707.3467 | 10707.3467 | 0 | -1 | 0 | 0 | 0 | 365 | 4383 | 0.22834 | 35.6871 | -9530.6924 | -31.7654 | 20238.0391 | 67.4525 |  | 1/1/2028 | 12/31/2099 |  | 0 | 0 | 2031 |  |  |  | 0 | 0 | Real 2021 ¦ 5/8/2023 1:03:19 PM | 9805 | 150 |  |  | 300034.0312 | 0 | 0 |  |  |  | 0
REF | ATC | 2031 | 5 | NCR Portfolio | Area 1001 Solar 2028 | Area 1001 Solar 2028 | 34.2505 | 150 | 34.2505 |  | 0 |  |  |  | 20972.5645 |  |  | -1 | 0 | Solar |  | 300034.0312 |  | 0 | 10707.3467 | 10707.3467 | 0 | -1 | 0 | 0 | 0 | 365 | 4383 | 0.22834 | 35.6871 | -9530.6924 | -31.7654 | 20238.0391 | 67.4525 |  | 1/1/2028 | 12/31/2099 |  | 0 | 0 | 2031 |  |  |  | 0 | 0 | Real 2021 ¦ 5/8/2023 1:03:19 PM | 9806 | 150 |  |  | 300034.0312 | 0 | 0 |  |  |  | 0
REF | ATC | 2031 | 6 | CC Portfolio | Area 1001 Solar 2028 | Area 1001 Solar 2028 | 34.2505 | 150 | 34.2505 |  | 0 |  |  |  | 20972.5645 |  |  | -1 | 0 | Solar |  | 300034.0312 |  | 0 | 10707.3467 | 10707.3467 | 0 | -1 | 0 | 0 | 0 | 365 | 4383 | 0.22834 | 35.6871 | -9530.6924 | -31.7654 | 20238.0391 | 67.4525 |  | 1/1/2028 | 12/31/2099 |  | 0 | 0 | 2031 |  |  |  | 0 | 0 | Real 2021 ¦ 5/8/2023 1:03:19 PM | 9807 | 150 |  |  | 300034.0312 | 0 | 0 |  |  |  | 0
REF | ATC | 2031 | 7 | REF Mitchell Ext | Area 1001 Solar 2028 | Area 1001 Solar 2028 | 34.2505 | 150 | 34.2505 |  | 0 |  |  |  | 20972.5645 |  |  | -1 | 0 | Solar |  | 300034.0312 |  | 0 | 10707.3467 | 10707.3467 | 0 | -1 | 0 | 0 | 0 | 365 | 4383 | 0.22834 | 35.6871 | -9530.6924 | -31.7654 | 20238.0391 | 67.4525 |  | 1/1/2028 | 12/31/2099 |  | 0 | 0 | 2031 |  |  |  | 0 | 0 | Real 2021 ¦ 5/8/2023 1:03:19 PM | 9808 | 150 |  |  | 300034.0312 | 0 | 0 |  |  |  | 0
REF | ATC | 2031 | 8 | REF No Wind Portfolio | Area 1001 Solar 2028 | Area 1001 Solar 2028 | 34.2505 | 150 | 34.2505 |  | 0 |  |  |  | 20972.5645 |  |  | -1 | 0 | Solar |  | 300034.0312 |  | 0 | 10707.3467 | 10707.3467 | 0 | -1 | 0 | 0 | 0 | 365 | 4383 | 0.22834 | 35.6871 | -9530.6924 | -31.7654 | 20238.0391 | 67.4525 |  | 1/1/2028 | 12/31/2099 |  | 0 | 0 | 2031 |  |  |  | 0 | 0 | Real 2021 ¦ 5/8/2023 1:03:19 PM | 9809 | 150 |  |  | 300034.0312 | 0 | 0 |  |  |  | 0
REF | ATC | 2031 | 9 | Preferred Plan | Area 1001 Solar 2028 | Area 1001 Solar 2028 | 34.2505 | 150 | 34.2505 |  | 0 |  |  |  | 20972.5645 |  |  | -1 | 0 | Solar |  | 300034.0312 |  | 0 | 10707.3467 | 10707.3467 | 0 | -1 | 0 | 0 | 0 | 365 | 4383 | 0.22834 | 35.6871 | -9530.6924 | -31.7654 | 20238.0391 | 67.4525 |  | 1/1/2028 | 12/31/2099 |  | 0 | 0 | 2031 |  |  |  | 0 | 0 | Real 2021 ¦ 5/8/2023 1:03:19 PM | 9810 | 150 |  |  | 300034.0312 | 0 | 0 |  |  |  | 0
REF | ATC | 2031 | 1 | REF Portfolio | Area 1001 Solar 2029 | Area 1001 Solar 2029 | 22.8336 | 100 | 22.8336 |  | 0 |  |  |  | 13453.2666 |  |  | -1 | 0 | Solar |  | 200022.6875 |  | 0 | 7138.231 | 7138.231 | 0 | -1 | 0 | 0 | 0 | 365 | 4383 | 0.22834 | 35.6871 | -6353.7949 | -31.7654 | 13492.0254 | 67.4525 |  | 1/1/2029 | 12/31/2099 |  | 0 | 0 | 2031 |  |  |  | 0 | 0 | Real 2021 ¦ 5/8/2023 1:03:19 PM | 9811 | 100 |  |  | 200022.6875 | 0 | 0 |  |  |  | 0
REF | ATC | 2031 | 3 | CETA Portfolio | Area 1001 Solar 2029 | Area 1001 Solar 2029 | 22.8336 | 100 | 22.8336 |  | 0 |  |  |  | 13453.2666 |  |  | -1 | 0 | Solar |  | 200022.6875 |  | 0 | 7138.231 | 7138.231 | 0 | -1 | 0 | 0 | 0 | 365 | 4383 | 0.22834 | 35.6871 | -6353.7949 | -31.7654 | 13492.0254 | 67.4525 |  | 1/1/2029 | 12/31/2099 |  | 0 | 0 | 2031 |  |  |  | 0 | 0 | Real 2021 ¦ 5/8/2023 1:03:19 PM | 9812 | 100 |  |  | 200022.6875 | 0 | 0 |  |  |  | 0
REF | ATC | 2031 | 4 | ECR Portfolio | Area 1001 Solar 2029 | Area 1001 Solar 2029 | 34.2505 | 150 | 34.2505 |  | 0 |  |  |  | 20179.9004 |  |  | -1 | 0 | Solar |  | 300034.0312 |  | 0 | 10707.3467 | 10707.3467 | 0 | -1 | 0 | 0 | 0 | 365 | 4383 | 0.22834 | 35.6871 | -9530.6924 | -31.7654 | 20238.0391 | 67.4525 |  | 1/1/2029 | 12/31/2099 |  | 0 | 0 | 2031 |  |  |  | 0 | 0 | Real 2021 ¦ 5/8/2023 1:03:19 PM | 9813 | 150 |  |  | 300034.0312 | 0 | 0 |  |  |  | 0
REF | ATC | 2031 | 6 | CC Portfolio | Area 1001 Solar 2029 | Area 1001 Solar 2029 | 22.8336 | 100 | 22.8336 |  | 0 |  |  |  | 13453.2666 |  |  | -1 | 0 | Solar |  | 200022.6875 |  | 0 | 7138.231 | 7138.231 | 0 | -1 | 0 | 0 | 0 | 365 | 4383 | 0.22834 | 35.6871 | -6353.7949 | -31.7654 | 13492.0254 | 67.4525 |  | 1/1/2029 | 12/31/2099 |  | 0 | 0 | 2031 |  |  |  | 0 | 0 | Real 2021 ¦ 5/8/2023 1:03:19 PM | 9814 | 100 |  |  | 200022.6875 | 0 | 0 |  |  |  | 0
REF | ATC | 2031 | 7 | REF Mitchell Ext | Area 1001 Solar 2029 | Area 1001 Solar 2029 | 22.8336 | 100 | 22.8336 |  | 0 |  |  |  | 13453.2666 |  |  | -1 | 0 | Solar |  | 200022.6875 |  | 0 | 7138.231 | 7138.231 | 0 | -1 | 0 | 0 | 0 | 365 | 4383 | 0.22834 | 35.6871 | -6353.7949 | -31.7654 | 13492.0254 | 67.4525 |  | 1/1/2029 | 12/31/2099 |  | 0 | 0 | 2031 |  |  |  | 0 | 0 | Real 2021 ¦ 5/8/2023 1:03:19 PM | 9815 | 100 |  |  | 200022.6875 | 0 | 0 |  |  |  | 0
REF | ATC | 2031 | 8 | REF No Wind Portfolio | Area 1001 Solar 2029 | Area 1001 Solar 2029 | 34.2505 | 150 | 34.2505 |  | 0 |  |  |  | 20179.9004 |  |  | -1 | 0 | Solar |  | 300034.0312 |  | 0 | 10707.3467 | 10707.3467 | 0 | -1 | 0 | 0 | 0 | 365 | 4383 | 0.22834 | 35.6871 | -9530.6924 | -31.7654 | 20238.0391 | 67.4525 |  | 1/1/2029 | 12/31/2099 |  | 0 | 0 | 2031 |  |  |  | 0 | 0 | Real 2021 ¦ 5/8/2023 1:03:19 PM | 9816 | 150 |  |  | 300034.0312 | 0 | 0 |  |  |  | 0
REF | ATC | 2031 | 9 | Preferred Plan | Area 1001 Solar 2029 | Area 1001 Solar 2029 | 22.8336 | 100 | 22.8336 |  | 0 |  |  |  | 13453.2666 |  |  | -1 | 0 | Solar |  | 200022.6875 |  | 0 | 7138.231 | 7138.231 | 0 | -1 | 0 | 0 | 0 | 365 | 4383 | 0.22834 | 35.6871 | -6353.7949 | -31.7654 | 13492.0254 | 67.4525 |  | 1/1/2029 | 12/31/2099 |  | 0 | 0 | 2031 |  |  |  | 0 | 0 | Real 2021 ¦ 5/8/2023 1:03:19 PM | 9817 | 100 |  |  | 200022.6875 | 0 | 0 |  |  |  | 0
REF | ATC | 2031 | 3 | CETA Portfolio | Area 1001 Solar 2030 | Area 1001 Solar 2030 | 11.4168 | 50 | 11.4168 |  | 0 |  |  |  | 6451.4028 |  |  | -1 | 0 | Solar |  | 100011.3438 |  | 0 | 3569.1155 | 3569.1155 | 0 | -1 | 0 | 0 | 0 | 365 | 4383 | 0.22834 | 35.6871 | -3176.8975 | -31.7654 | 6746.0127 | 67.4525 |  | 1/1/2030 | 12/31/2099 |  | 0 | 0 | 2031 |  |  |  | 0 | 0 | Real 2021 ¦ 5/8/2023 1:03:19 PM | 9818 | 50 |  |  | 100011.3438 | 0 | 0 |  |  |  | 0
REF | ATC | 2031 | 8 | REF No Wind Portfolio | Area 1001 Solar 2030 | Area 1001 Solar 2030 | 11.4168 | 50 | 11.4168 |  | 0 |  |  |  | 6451.4028 |  |  | -1 | 0 | Solar |  | 100011.3438 |  | 0 | 3569.1155 | 3569.1155 | 0 | -1 | 0 | 0 | 0 | 365 | 4383 | 0.22834 | 35.6871 | -3176.8975 | -31.7654 | 6746.0127 | 67.4525 |  | 1/1/2030 | 12/31/2099 |  | 0 | 0 | 2031 |  |  |  | 0 | 0 | Real 2021 ¦ 5/8/2023 1:03:19 PM | 9819 | 50 |  |  | 100011.3438 | 0 | 0 |  |  |  | 0
REF | ATC | 2031 | 4 | ECR Portfolio | Area 1001 Solar 2031 | Area 1001 Solar 2031 | 34.2505 | 150 | 34.2505 |  | 0 |  |  |  | 19494.5762 |  |  | -1 | 0 | Solar |  | 300034.0312 |  | 0 | 10707.3467 | 10707.3467 | 0 | -1 | 0 | 0 | 0 | 365 | 4383 | 0.22834 | 35.6871 | -9530.6924 | -31.7654 | 20238.0391 | 67.4525 |  | 1/1/2031 | 12/31/2099 |  | 0 | 0 | 2031 |  |  |  | 0 | 0 | Real 2021 ¦ 5/8/2023 1:03:19 PM | 9820 | 150 |  |  | 300034.0312 | 0 | 0 |  |  |  | 0
REF | ATC | 2031 | 8 | REF No Wind Portfolio | Area 1001 Solar 2031 | Area 1001 Solar 2031 | 11.4168 | 50 | 11.4168 |  | 0 |  |  |  | 6498.1919 |  |  | -1 | 0 | Solar |  | 100011.3438 |  | 0 | 3569.1155 | 3569.1155 | 0 | -1 | 0 | 0 | 0 | 365 | 4383 | 0.22834 | 35.6871 | -3176.8975 | -31.7654 | 6746.0127 | 67.4525 |  | 1/1/2031 | 12/31/2099 |  | 0 | 0 | 2031 |  |  |  | 0 | 0 | Real 2021 ¦ 5/8/2023 1:03:19 PM | 9821 | 50 |  |  | 100011.3438 | 0 | 0 |  |  |  | 0
REF | ATC | 2031 | 3 | CETA Portfolio | Area 1001 Solar 2032 | Area 1001 Solar 2032 | 0 | 0 | 0 |  | 0 |  |  |  | 0 |  |  | -1 | 0 | Solar |  | 0 |  | 0 | 0 | 0 | 0 | -1 | 0 | 0 | 0 | 0 | 0 |  |  | 0 |  | 0 |  |  | 1/1/2032 | 12/31/2099 |  | 0 | 0 | 2031 |  |  |  | 0 | 0 | Real 2021 ¦ 5/8/2023 1:03:19 PM | 9822 | 0 |  |  | 0 | 0 | 0 |  |  |  | 0
REF | ATC | 2031 | 4 | ECR Portfolio | Area 1001 Solar 2032 | Area 1001 Solar 2032 | 0 | 0 | 0 |  | 0 |  |  |  | 0 |  |  | -1 | 0 | Solar |  | 0 |  | 0 | 0 | 0 | 0 | -1 | 0 | 0 | 0 | 0 | 0 |  |  | 0 |  | 0 |  |  | 1/1/2032 | 12/31/2099 |  | 0 | 0 | 2031 |  |  |  | 0 | 0 | Real 2021 ¦ 5/8/2023 1:03:19 PM | 9823 | 0 |  |  | 0 | 0 | 0 |  |  |  | 0
REF | ATC | 2031 | 8 | REF No Wind Portfolio | Area 1001 Solar 2032 | Area 1001 Solar 2032 | 0 | 0 | 0 |  | 0 |  |  |  | 0 |  |  | -1 | 0 | Solar |  | 0 |  | 0 | 0 | 0 | 0 | -1 | 0 | 0 | 0 | 0 | 0 |  |  | 0 |  | 0 |  |  | 1/1/2032 | 12/31/2099 |  | 0 | 0 | 2031 |  |  |  | 0 | 0 | Real 2021 ¦ 5/8/2023 1:03:19 PM | 9824 | 0 |  |  | 0 | 0 | 0 |  |  |  | 0
REF | ATC | 2031 | 8 | REF No Wind Portfolio | Area 1001 Solar 2035 | Area 1001 Solar 2035 | 0 | 0 | 0 |  | 0 |  |  |  | 0 |  |  | -1 | 0 | Solar |  | 0 |  | 0 | 0 | 0 | 0 | -1 | 0 | 0 | 0 | 0 | 0 |  |  | 0 |  | 0 |  |  | 1/1/2035 | 12/31/2099 |  | 0 | 0 | 2031 |  |  |  | 0 | 0 | Real 2021 ¦ 5/8/2023 1:03:19 PM | 9825 | 0 |  |  | 0 | 0 | 0 |  |  |  | 0
REF | ATC | 2031 | 4 | ECR Portfolio | Area 1001 Solar 2036 | Area 1001 Solar 2036 | 0 | 0 | 0 |  | 0 |  |  |  | 0 |  |  | -1 | 0 | Solar |  | 0 |  | 0 | 0 | 0 | 0 | -1 | 0 | 0 | 0 | 0 | 0 |  |  | 0 |  | 0 |  |  | 1/1/2036 | 12/31/2099 |  | 0 | 0 | 2031 |  |  |  | 0 | 0 | Real 2021 ¦ 5/8/2023 1:03:19 PM | 9826 | 0 |  |  | 0 | 0 | 0 |  |  |  | 0
REF | ATC | 2031 | 1 | REF Portfolio | Area 1001 Solar 2037 | Area 1001 Solar 2037 | 0 | 0 | 0 |  | 0 |  |  |  | 0 |  |  | -1 | 0 | Solar |  | 0 |  | 0 | 0 | 0 | 0 | -1 | 0 | 0 | 0 | 0 | 0 |  |  | 0 |  | 0 |  |  | 1/1/2037 | 12/31/2099 |  | 0 | 0 | 2031 |  |  |  | 0 | 0 | Real 2021 ¦ 5/8/2023 1:03:19 PM | 9827 | 0 |  |  | 0 | 0 | 0 |  |  |  | 0
REF | ATC | 2031 | 3 | CETA Portfolio | Area 1001 Solar 2037 | Area 1001 Solar 2037 | 0 | 0 | 0 |  | 0 |  |  |  | 0 |  |  | -1 | 0 | Solar |  | 0 |  | 0 | 0 | 0 | 0 | -1 | 0 | 0 | 0 | 0 | 0 |  |  | 0 |  | 0 |  |  | 1/1/2037 | 12/31/2099 |  | 0 | 0 | 2031 |  |  |  | 0 | 0 | Real 2021 ¦ 5/8/2023 1:03:19 PM | 9828 | 0 |  |  | 0 | 0 | 0 |  |  |  | 0
REF | ATC | 2031 | 7 | REF Mitchell Ext | Area 1001 Solar 2037 | Area 1001 Solar 2037 | 0 | 0 | 0 |  | 0 |  |  |  | 0 |  |  | -1 | 0 | Solar |  | 0 |  | 0 | 0 | 0 | 0 | -1 | 0 | 0 | 0 | 0 | 0 |  |  | 0 |  | 0 |  |  | 1/1/2037 | 12/31/2099 |  | 0 | 0 | 2031 |  |  |  | 0 | 0 | Real 2021 ¦ 5/8/2023 1:03:19 PM | 9829 | 0 |  |  | 0 | 0 | 0 |  |  |  | 0
REF | ATC | 2031 | 8 | REF No Wind Portfolio | Area 1001 Solar 2037 | Area 1001 Solar 2037 | 0 | 0 | 0 |  | 0 |  |  |  | 0 |  |  | -1 | 0 | Solar |  | 0 |  | 0 | 0 | 0 | 0 | -1 | 0 | 0 | 0 | 0 | 0 |  |  | 0 |  | 0 |  |  | 1/1/2037 | 12/31/2099 |  | 0 | 0 | 2031 |  |  |  | 0 | 0 | Real 2021 ¦ 5/8/2023 1:03:19 PM | 9830 | 0 |  |  | 0 | 0 | 0 |  |  |  | 0
REF | ATC | 2031 | 1 | REF Portfolio | Area 1001 Wind 2026 | Area 1001 Wind 2026 | 34.9961 | 100 | 34.9961 |  | 0 |  |  |  | 18154.2031 |  |  | -1 | 0 | Wind |  | 306565.9375 |  | 0 | 11847.6816 | 11847.6816 | 0 | -1 | 0 | 0 | 0 | 0 | 8760 | 0.34996 | 38.6464 | -9738.1807 | -31.7654 | 21585.8633 | 70.4118 |  | 1/1/2026 | 12/31/2099 |  | 0 | 0 | 2031 |  |  |  | 0 | 0 | Real 2021 ¦ 5/8/2023 1:03:19 PM | 9831 | 100 |  |  | 306565.9375 | 0 | 0 |  |  |  | 0
REF | ATC | 2031 | 2 | REF-HC Portfolio | Area 1001 Wind 2026 | Area 1001 Wind 2026 | 34.9961 | 100 | 34.9961 |  | 0 |  |  |  | 18154.2031 |  |  | -1 | 0 | Wind |  | 306565.9375 |  | 0 | 11847.6816 | 11847.6816 | 0 | -1 | 0 | 0 | 0 | 0 | 8760 | 0.34996 | 38.6464 | -9738.1807 | -31.7654 | 21585.8633 | 70.4118 |  | 1/1/2026 | 12/31/2099 |  | 0 | 0 | 2031 |  |  |  | 0 | 0 | Real 2021 ¦ 5/8/2023 1:03:19 PM | 9832 | 100 |  |  | 306565.9375 | 0 | 0 |  |  |  | 0
REF | ATC | 2031 | 3 | CETA Portfolio | Area 1001 Wind 2026 | Area 1001 Wind 2026 | 34.9961 | 100 | 34.9961 |  | 0 |  |  |  | 18154.2031 |  |  | -1 | 0 | Wind |  | 306565.9375 |  | 0 | 11847.6816 | 11847.6816 | 0 | -1 | 0 | 0 | 0 | 0 | 8760 | 0.34996 | 38.6464 | -9738.1807 | -31.7654 | 21585.8633 | 70.4118 |  | 1/1/2026 | 12/31/2099 |  | 0 | 0 | 2031 |  |  |  | 0 | 0 | Real 2021 ¦ 5/8/2023 1:03:19 PM | 9833 | 100 |  |  | 306565.9375 | 0 | 0 |  |  |  | 0
REF | ATC | 2031 | 4 | ECR Portfolio | Area 1001 Wind 2026 | Area 1001 Wind 2026 | 34.9961 | 100 | 34.9961 |  | 0 |  |  |  | 18154.2031 |  |  | -1 | 0 | Wind |  | 306565.9375 |  | 0 | 11847.6816 | 11847.6816 | 0 | -1 | 0 | 0 | 0 | 0 | 8760 | 0.34996 | 38.6464 | -9738.1807 | -31.7654 | 21585.8633 | 70.4118 |  | 1/1/2026 | 12/31/2099 |  | 0 | 0 | 2031 |  |  |  | 0 | 0 | Real 2021 ¦ 5/8/2023 1:03:19 PM | 9834 | 100 |  |  | 306565.9375 | 0 | 0 |  |  |  | 0
REF | ATC | 2031 | 5 | NCR Portfolio | Area 1001 Wind 2026 | Area 1001 Wind 2026 | 34.9961 | 100 | 34.9961 |  | 0 |  |  |  | 18154.2031 |  |  | -1 | 0 | Wind |  | 306565.9375 |  | 0 | 11847.6816 | 11847.6816 | 0 | -1 | 0 | 0 | 0 | 0 | 8760 | 0.34996 | 38.6464 | -9738.1807 | -31.7654 | 21585.8633 | 70.4118 |  | 1/1/2026 | 12/31/2099 |  | 0 | 0 | 2031 |  |  |  | 0 | 0 | Real 2021 ¦ 5/8/2023 1:03:19 PM | 9835 | 100 |  |  | 306565.9375 | 0 | 0 |  |  |  | 0
REF | ATC | 2031 | 6 | CC Portfolio | Area 1001 Wind 2026 | Area 1001 Wind 2026 | 34.9961 | 100 | 34.9961 |  | 0 |  |  |  | 18154.2031 |  |  | -1 | 0 | Wind |  | 306565.9375 |  | 0 | 11847.6816 | 11847.6816 | 0 | -1 | 0 | 0 | 0 | 0 | 8760 | 0.34996 | 38.6464 | -9738.1807 | -31.7654 | 21585.8633 | 70.4118 |  | 1/1/2026 | 12/31/2099 |  | 0 | 0 | 2031 |  |  |  | 0 | 0 | Real 2021 ¦ 5/8/2023 1:03:19 PM | 9836 | 100 |  |  | 306565.9375 | 0 | 0 |  |  |  | 0
REF | ATC | 2031 | 7 | REF Mitchell Ext | Area 1001 Wind 2026 | Area 1001 Wind 2026 | 34.9961 | 100 | 34.9961 |  | 0 |  |  |  | 18154.2031 |  |  | -1 | 0 | Wind |  | 306565.9375 |  | 0 | 11847.6816 | 11847.6816 | 0 | -1 | 0 | 0 | 0 | 0 | 8760 | 0.34996 | 38.6464 | -9738.1807 | -31.7654 | 21585.8633 | 70.4118 |  | 1/1/2026 | 12/31/2099 |  | 0 | 0 | 2031 |  |  |  | 0 | 0 | Real 2021 ¦ 5/8/2023 1:03:19 PM | 9837 | 100 |  |  | 306565.9375 | 0 | 0 |  |  |  | 0
REF | ATC | 2031 | 9 | Preferred Plan | Area 1001 Wind 2026 | Area 1001 Wind 2026 | 34.9961 | 100 | 34.9961 |  | 0 |  |  |  | 18154.2031 |  |  | -1 | 0 | Wind |  | 306565.9375 |  | 0 | 11847.6816 | 11847.6816 | 0 | -1 | 0 | 0 | 0 | 0 | 8760 | 0.34996 | 38.6464 | -9738.1807 | -31.7654 | 21585.8633 | 70.4118 |  | 1/1/2026 | 12/31/2099 |  | 0 | 0 | 2031 |  |  |  | 0 | 0 | Real 2021 ¦ 5/8/2023 1:03:19 PM | 9838 | 100 |  |  | 306565.9375 | 0 | 0 |  |  |  | 0
REF | ATC | 2031 | 1 | REF Portfolio | Area 1001 Wind 2027 | Area 1001 Wind 2027 | 34.9961 | 100 | 34.9961 |  | 0 |  |  |  | 17664.293 |  |  | -1 | 0 | Wind |  | 306565.9375 |  | 0 | 11847.6816 | 11847.6816 | 0 | -1 | 0 | 0 | 0 | 0 | 8760 | 0.34996 | 38.6464 | -9738.1807 | -31.7654 | 21585.8633 | 70.4118 |  | 1/1/2027 | 12/31/2099 |  | 0 | 0 | 2031 |  |  |  | 0 | 0 | Real 2021 ¦ 5/8/2023 1:03:19 PM | 9839 | 100 |  |  | 306565.9375 | 0 | 0 |  |  |  | 0
REF | ATC | 2031 | 2 | REF-HC Portfolio | Area 1001 Wind 2027 | Area 1001 Wind 2027 | 34.9961 | 100 | 34.9961 |  | 0 |  |  |  | 17664.293 |  |  | -1 | 0 | Wind |  | 306565.9375 |  | 0 | 11847.6816 | 11847.6816 | 0 | -1 | 0 | 0 | 0 | 0 | 8760 | 0.34996 | 38.6464 | -9738.1807 | -31.7654 | 21585.8633 | 70.4118 |  | 1/1/2027 | 12/31/2099 |  | 0 | 0 | 2031 |  |  |  | 0 | 0 | Real 2021 ¦ 5/8/2023 1:03:19 PM | 9840 | 100 |  |  | 306565.9375 | 0 | 0 |  |  |  | 0
REF | ATC | 2031 | 3 | CETA Portfolio | Area 1001 Wind 2027 | Area 1001 Wind 2027 | 34.9961 | 100 | 34.9961 |  | 0 |  |  |  | 17664.293 |  |  | -1 | 0 | Wind |  | 306565.9375 |  | 0 | 11847.6816 | 11847.6816 | 0 | -1 | 0 | 0 | 0 | 0 | 8760 | 0.34996 | 38.6464 | -9738.1807 | -31.7654 | 21585.8633 | 70.4118 |  | 1/1/2027 | 12/31/2099 |  | 0 | 0 | 2031 |  |  |  | 0 | 0 | Real 2021 ¦ 5/8/2023 1:03:19 PM | 9841 | 100 |  |  | 306565.9375 | 0 | 0 |  |  |  | 0
REF | ATC | 2031 | 4 | ECR Portfolio | Area 1001 Wind 2027 | Area 1001 Wind 2027 | 34.9961 | 100 | 34.9961 |  | 0 |  |  |  | 17664.293 |  |  | -1 | 0 | Wind |  | 306565.9375 |  | 0 | 11847.6816 | 11847.6816 | 0 | -1 | 0 | 0 | 0 | 0 | 8760 | 0.34996 | 38.6464 | -9738.1807 | -31.7654 | 21585.8633 | 70.4118 |  | 1/1/2027 | 12/31/2099 |  | 0 | 0 | 2031 |  |  |  | 0 | 0 | Real 2021 ¦ 5/8/2023 1:03:19 PM | 9842 | 100 |  |  | 306565.9375 | 0 | 0 |  |  |  | 0
REF | ATC | 2031 | 5 | NCR Portfolio | Area 1001 Wind 2027 | Area 1001 Wind 2027 | 34.9961 | 100 | 34.9961 |  | 0 |  |  |  | 17664.293 |  |  | -1 | 0 | Wind |  | 306565.9375 |  | 0 | 11847.6816 | 11847.6816 | 0 | -1 | 0 | 0 | 0 | 0 | 8760 | 0.34996 | 38.6464 | -9738.1807 | -31.7654 | 21585.8633 | 70.4118 |  | 1/1/2027 | 12/31/2099 |  | 0 | 0 | 2031 |  |  |  | 0 | 0 | Real 2021 ¦ 5/8/2023 1:03:19 PM | 9843 | 100 |  |  | 306565.9375 | 0 | 0 |  |  |  | 0
REF | ATC | 2031 | 6 | CC Portfolio | Area 1001 Wind 2027 | Area 1001 Wind 2027 | 34.9961 | 100 | 34.9961 |  | 0 |  |  |  | 17664.293 |  |  | -1 | 0 | Wind |  | 306565.9375 |  | 0 | 11847.6816 | 11847.6816 | 0 | -1 | 0 | 0 | 0 | 0 | 8760 | 0.34996 | 38.6464 | -9738.1807 | -31.7654 | 21585.8633 | 70.4118 |  | 1/1/2027 | 12/31/2099 |  | 0 | 0 | 2031 |  |  |  | 0 | 0 | Real 2021 ¦ 5/8/2023 1:03:19 PM | 9844 | 100 |  |  | 306565.9375 | 0 | 0 |  |  |  | 0
REF | ATC | 2031 | 7 | REF Mitchell Ext | Area 1001 Wind 2027 | Area 1001 Wind 2027 | 34.9961 | 100 | 34.9961 |  | 0 |  |  |  | 17664.293 |  |  | -1 | 0 | Wind |  | 306565.9375 |  | 0 | 11847.6816 | 11847.6816 | 0 | -1 | 0 | 0 | 0 | 0 | 8760 | 0.34996 | 38.6464 | -9738.1807 | -31.7654 | 21585.8633 | 70.4118 |  | 1/1/2027 | 12/31/2099 |  | 0 | 0 | 2031 |  |  |  | 0 | 0 | Real 2021 ¦ 5/8/2023 1:03:19 PM | 9845 | 100 |  |  | 306565.9375 | 0 | 0 |  |  |  | 0
REF | ATC | 2031 | 9 | Preferred Plan | Area 1001 Wind 2027 | Area 1001 Wind 2027 | 34.9961 | 100 | 34.9961 |  | 0 |  |  |  | 17664.293 |  |  | -1 | 0 | Wind |  | 306565.9375 |  | 0 | 11847.6816 | 11847.6816 | 0 | -1 | 0 | 0 | 0 | 0 | 8760 | 0.34996 | 38.6464 | -9738.1807 | -31.7654 | 21585.8633 | 70.4118 |  | 1/1/2027 | 12/31/2099 |  | 0 | 0 | 2031 |  |  |  | 0 | 0 | Real 2021 ¦ 5/8/2023 1:03:19 PM | 9846 | 100 |  |  | 306565.9375 | 0 | 0 |  |  |  | 0
REF | ATC | 2031 | 1 | REF Portfolio | Area 1001 Wind 2028 | Area 1001 Wind 2028 | 34.9961 | 100 | 34.9961 |  | 0 |  |  |  | 17124.8418 |  |  | -1 | 0 | Wind |  | 306565.9375 |  | 0 | 11847.6816 | 11847.6816 | 0 | -1 | 0 | 0 | 0 | 0 | 8760 | 0.34996 | 38.6464 | -9738.1807 | -31.7654 | 21585.8633 | 70.4118 |  | 1/1/2028 | 12/31/2099 |  | 0 | 0 | 2031 |  |  |  | 0 | 0 | Real 2021 ¦ 5/8/2023 1:03:19 PM | 9847 | 100 |  |  | 306565.9375 | 0 | 0 |  |  |  | 0
REF | ATC | 2031 | 2 | REF-HC Portfolio | Area 1001 Wind 2028 | Area 1001 Wind 2028 | 34.9961 | 100 | 34.9961 |  | 0 |  |  |  | 17124.8418 |  |  | -1 | 0 | Wind |  | 306565.9375 |  | 0 | 11847.6816 | 11847.6816 | 0 | -1 | 0 | 0 | 0 | 0 | 8760 | 0.34996 | 38.6464 | -9738.1807 | -31.7654 | 21585.8633 | 70.4118 |  | 1/1/2028 | 12/31/2099 |  | 0 | 0 | 2031 |  |  |  | 0 | 0 | Real 2021 ¦ 5/8/2023 1:03:19 PM | 9848 | 100 |  |  | 306565.9375 | 0 | 0 |  |  |  | 0
REF | ATC | 2031 | 3 | CETA Portfolio | Area 1001 Wind 2028 | Area 1001 Wind 2028 | 34.9961 | 100 | 34.9961 |  | 0 |  |  |  | 17124.8418 |  |  | -1 | 0 | Wind |  | 306565.9375 |  | 0 | 11847.6816 | 11847.6816 | 0 | -1 | 0 | 0 | 0 | 0 | 8760 | 0.34996 | 38.6464 | -9738.1807 | -31.7654 | 21585.8633 | 70.4118 |  | 1/1/2028 | 12/31/2099 |  | 0 | 0 | 2031 |  |  |  | 0 | 0 | Real 2021 ¦ 5/8/2023 1:03:19 PM | 9849 | 100 |  |  | 306565.9375 | 0 | 0 |  |  |  | 0
REF | ATC | 2031 | 4 | ECR Portfolio | Area 1001 Wind 2028 | Area 1001 Wind 2028 | 34.9961 | 100 | 34.9961 |  | 0 |  |  |  | 17124.8418 |  |  | -1 | 0 | Wind |  | 306565.9375 |  | 0 | 11847.6816 | 11847.6816 | 0 | -1 | 0 | 0 | 0 | 0 | 8760 | 0.34996 | 38.6464 | -9738.1807 | -31.7654 | 21585.8633 | 70.4118 |  | 1/1/2028 | 12/31/2099 |  | 0 | 0 | 2031 |  |  |  | 0 | 0 | Real 2021 ¦ 5/8/2023 1:03:19 PM | 9850 | 100 |  |  | 306565.9375 | 0 | 0 |  |  |  | 0
REF | ATC | 2031 | 5 | NCR Portfolio | Area 1001 Wind 2028 | Area 1001 Wind 2028 | 34.9961 | 100 | 34.9961 |  | 0 |  |  |  | 17124.8418 |  |  | -1 | 0 | Wind |  | 306565.9375 |  | 0 | 11847.6816 | 11847.6816 | 0 | -1 | 0 | 0 | 0 | 0 | 8760 | 0.34996 | 38.6464 | -9738.1807 | -31.7654 | 21585.8633 | 70.4118 |  | 1/1/2028 | 12/31/2099 |  | 0 | 0 | 2031 |  |  |  | 0 | 0 | Real 2021 ¦ 5/8/2023 1:03:19 PM | 9851 | 100 |  |  | 306565.9375 | 0 | 0 |  |  |  | 0
REF | ATC | 2031 | 6 | CC Portfolio | Area 1001 Wind 2028 | Area 1001 Wind 2028 | 34.9961 | 100 | 34.9961 |  | 0 |  |  |  | 17124.8418 |  |  | -1 | 0 | Wind |  | 306565.9375 |  | 0 | 11847.6816 | 11847.6816 | 0 | -1 | 0 | 0 | 0 | 0 | 8760 | 0.34996 | 38.6464 | -9738.1807 | -31.7654 | 21585.8633 | 70.4118 |  | 1/1/2028 | 12/31/2099 |  | 0 | 0 | 2031 |  |  |  | 0 | 0 | Real 2021 ¦ 5/8/2023 1:03:19 PM | 9852 | 100 |  |  | 306565.9375 | 0 | 0 |  |  |  | 0
REF | ATC | 2031 | 7 | REF Mitchell Ext | Area 1001 Wind 2028 | Area 1001 Wind 2028 | 34.9961 | 100 | 34.9961 |  | 0 |  |  |  | 17124.8418 |  |  | -1 | 0 | Wind |  | 306565.9375 |  | 0 | 11847.6816 | 11847.6816 | 0 | -1 | 0 | 0 | 0 | 0 | 8760 | 0.34996 | 38.6464 | -9738.1807 | -31.7654 | 21585.8633 | 70.4118 |  | 1/1/2028 | 12/31/2099 |  | 0 | 0 | 2031 |  |  |  | 0 | 0 | Real 2021 ¦ 5/8/2023 1:03:19 PM | 9853 | 100 |  |  | 306565.9375 | 0 | 0 |  |  |  | 0
REF | ATC | 2031 | 9 | Preferred Plan | Area 1001 Wind 2028 | Area 1001 Wind 2028 | 34.9961 | 100 | 34.9961 |  | 0 |  |  |  | 17124.8418 |  |  | -1 | 0 | Wind |  | 306565.9375 |  | 0 | 11847.6816 | 11847.6816 | 0 | -1 | 0 | 0 | 0 | 0 | 8760 | 0.34996 | 38.6464 | -9738.1807 | -31.7654 | 21585.8633 | 70.4118 |  | 1/1/2028 | 12/31/2099 |  | 0 | 0 | 2031 |  |  |  | 0 | 0 | Real 2021 ¦ 5/8/2023 1:03:19 PM | 9854 | 100 |  |  | 306565.9375 | 0 | 0 |  |  |  | 0
REF | ATC | 2031 | 1 | REF Portfolio | Area 1001 Wind 2029 | Area 1001 Wind 2029 | 34.9961 | 100 | 34.9961 |  | 0 |  |  |  | 16640.4355 |  |  | -1 | 0 | Wind |  | 306565.9375 |  | 0 | 11847.6816 | 11847.6816 | 0 | -1 | 0 | 0 | 0 | 0 | 8760 | 0.34996 | 38.6464 | -9738.1807 | -31.7654 | 21585.8633 | 70.4118 |  | 1/1/2029 | 12/31/2099 |  | 0 | 0 | 2031 |  |  |  | 0 | 0 | Real 2021 ¦ 5/8/2023 1:03:19 PM | 9855 | 100 |  |  | 306565.9375 | 0 | 0 |  |  |  | 0
REF | ATC | 2031 | 2 | REF-HC Portfolio | Area 1001 Wind 2029 | Area 1001 Wind 2029 | 34.9961 | 100 | 34.9961 |  | 0 |  |  |  | 16640.4355 |  |  | -1 | 0 | Wind |  | 306565.9375 |  | 0 | 11847.6816 | 11847.6816 | 0 | -1 | 0 | 0 | 0 | 0 | 8760 | 0.34996 | 38.6464 | -9738.1807 | -31.7654 | 21585.8633 | 70.4118 |  | 1/1/2029 | 12/31/2099 |  | 0 | 0 | 2031 |  |  |  | 0 | 0 | Real 2021 ¦ 5/8/2023 1:03:19 PM | 9856 | 100 |  |  | 306565.9375 | 0 | 0 |  |  |  | 0
REF | ATC | 2031 | 3 | CETA Portfolio | Area 1001 Wind 2029 | Area 1001 Wind 2029 | 34.9961 | 100 | 34.9961 |  | 0 |  |  |  | 16640.4355 |  |  | -1 | 0 | Wind |  | 306565.9375 |  | 0 | 11847.6816 | 11847.6816 | 0 | -1 | 0 | 0 | 0 | 0 | 8760 | 0.34996 | 38.6464 | -9738.1807 | -31.7654 | 21585.8633 | 70.4118 |  | 1/1/2029 | 12/31/2099 |  | 0 | 0 | 2031 |  |  |  | 0 | 0 | Real 2021 ¦ 5/8/2023 1:03:19 PM | 9857 | 100 |  |  | 306565.9375 | 0 | 0 |  |  |  | 0
REF | ATC | 2031 | 4 | ECR Portfolio | Area 1001 Wind 2029 | Area 1001 Wind 2029 | 34.9961 | 100 | 34.9961 |  | 0 |  |  |  | 16640.4355 |  |  | -1 | 0 | Wind |  | 306565.9375 |  | 0 | 11847.6816 | 11847.6816 | 0 | -1 | 0 | 0 | 0 | 0 | 8760 | 0.34996 | 38.6464 | -9738.1807 | -31.7654 | 21585.8633 | 70.4118 |  | 1/1/2029 | 12/31/2099 |  | 0 | 0 | 2031 |  |  |  | 0 | 0 | Real 2021 ¦ 5/8/2023 1:03:19 PM | 9858 | 100 |  |  | 306565.9375 | 0 | 0 |  |  |  | 0
REF | ATC | 2031 | 7 | REF Mitchell Ext | Area 1001 Wind 2029 | Area 1001 Wind 2029 | 34.9961 | 100 | 34.9961 |  | 0 |  |  |  | 16640.4355 |  |  | -1 | 0 | Wind |  | 306565.9375 |  | 0 | 11847.6816 | 11847.6816 | 0 | -1 | 0 | 0 | 0 | 0 | 8760 | 0.34996 | 38.6464 | -9738.1807 | -31.7654 | 21585.8633 | 70.4118 |  | 1/1/2029 | 12/31/2099 |  | 0 | 0 | 2031 |  |  |  | 0 | 0 | Real 2021 ¦ 5/8/2023 1:03:19 PM | 9859 | 100 |  |  | 306565.9375 | 0 | 0 |  |  |  | 0
REF | ATC | 2031 | 1 | REF Portfolio | Area 1001 Wind 2030 | Area 1001 Wind 2030 | 34.9961 | 100 | 34.9961 |  | 0 |  |  |  | 16123.0029 |  |  | -1 | 0 | Wind |  | 306565.9375 |  | 0 | 11847.6816 | 11847.6816 | 0 | -1 | 0 | 0 | 0 | 0 | 8760 | 0.34996 | 38.6464 | -9738.1807 | -31.7654 | 21585.8633 | 70.4118 |  | 1/1/2030 | 12/31/2099 |  | 0 | 0 | 2031 |  |  |  | 0 | 0 | Real 2021 ¦ 5/8/2023 1:03:19 PM | 9860 | 100 |  |  | 306565.9375 | 0 | 0 |  |  |  | 0
REF | ATC | 2031 | 2 | REF-HC Portfolio | Area 1001 Wind 2030 | Area 1001 Wind 2030 | 34.9961 | 100 | 34.9961 |  | 0 |  |  |  | 16123.0029 |  |  | -1 | 0 | Wind |  | 306565.9375 |  | 0 | 11847.6816 | 11847.6816 | 0 | -1 | 0 | 0 | 0 | 0 | 8760 | 0.34996 | 38.6464 | -9738.1807 | -31.7654 | 21585.8633 | 70.4118 |  | 1/1/2030 | 12/31/2099 |  | 0 | 0 | 2031 |  |  |  | 0 | 0 | Real 2021 ¦ 5/8/2023 1:03:19 PM | 9861 | 100 |  |  | 306565.9375 | 0 | 0 |  |  |  | 0
REF | ATC | 2031 | 3 | CETA Portfolio | Area 1001 Wind 2030 | Area 1001 Wind 2030 | 34.9961 | 100 | 34.9961 |  | 0 |  |  |  | 16123.0029 |  |  | -1 | 0 | Wind |  | 306565.9375 |  | 0 | 11847.6816 | 11847.6816 | 0 | -1 | 0 | 0 | 0 | 0 | 8760 | 0.34996 | 38.6464 | -9738.1807 | -31.7654 | 21585.8633 | 70.4118 |  | 1/1/2030 | 12/31/2099 |  | 0 | 0 | 2031 |  |  |  | 0 | 0 | Real 2021 ¦ 5/8/2023 1:03:19 PM | 9862 | 100 |  |  | 306565.9375 | 0 | 0 |  |  |  | 0
REF | ATC | 2031 | 4 | ECR Portfolio | Area 1001 Wind 2030 | Area 1001 Wind 2030 | 34.9961 | 100 | 34.9961 |  | 0 |  |  |  | 16123.0029 |  |  | -1 | 0 | Wind |  | 306565.9375 |  | 0 | 11847.6816 | 11847.6816 | 0 | -1 | 0 | 0 | 0 | 0 | 8760 | 0.34996 | 38.6464 | -9738.1807 | -31.7654 | 21585.8633 | 70.4118 |  | 1/1/2030 | 12/31/2099 |  | 0 | 0 | 2031 |  |  |  | 0 | 0 | Real 2021 ¦ 5/8/2023 1:03:19 PM | 9863 | 100 |  |  | 306565.9375 | 0 | 0 |  |  |  | 0
REF | ATC | 2031 | 6 | CC Portfolio | Area 1001 Wind 2030 | Area 1001 Wind 2030 | 34.9961 | 100 | 34.9961 |  | 0 |  |  |  | 16123.0029 |  |  | -1 | 0 | Wind |  | 306565.9375 |  | 0 | 11847.6816 | 11847.6816 | 0 | -1 | 0 | 0 | 0 | 0 | 8760 | 0.34996 | 38.6464 | -9738.1807 | -31.7654 | 21585.8633 | 70.4118 |  | 1/1/2030 | 12/31/2099 |  | 0 | 0 | 2031 |  |  |  | 0 | 0 | Real 2021 ¦ 5/8/2023 1:03:19 PM | 9864 | 100 |  |  | 306565.9375 | 0 | 0 |  |  |  | 0
REF | ATC | 2031 | 7 | REF Mitchell Ext | Area 1001 Wind 2030 | Area 1001 Wind 2030 | 34.9961 | 100 | 34.9961 |  | 0 |  |  |  | 16123.0029 |  |  | -1 | 0 | Wind |  | 306565.9375 |  | 0 | 11847.6816 | 11847.6816 | 0 | -1 | 0 | 0 | 0 | 0 | 8760 | 0.34996 | 38.6464 | -9738.1807 | -31.7654 | 21585.8633 | 70.4118 |  | 1/1/2030 | 12/31/2099 |  | 0 | 0 | 2031 |  |  |  | 0 | 0 | Real 2021 ¦ 5/8/2023 1:03:19 PM | 9865 | 100 |  |  | 306565.9375 | 0 | 0 |  |  |  | 0
REF | ATC | 2031 | 9 | Preferred Plan | Area 1001 Wind 2030 | Area 1001 Wind 2030 | 34.9961 | 100 | 34.9961 |  | 0 |  |  |  | 16123.0029 |  |  | -1 | 0 | Wind |  | 306565.9375 |  | 0 | 11847.6816 | 11847.6816 | 0 | -1 | 0 | 0 | 0 | 0 | 8760 | 0.34996 | 38.6464 | -9738.1807 | -31.7654 | 21585.8633 | 70.4118 |  | 1/1/2030 | 12/31/2099 |  | 0 | 0 | 2031 |  |  |  | 0 | 0 | Real 2021 ¦ 5/8/2023 1:03:19 PM | 9866 | 100 |  |  | 306565.9375 | 0 | 0 |  |  |  | 0
REF | ATC | 2031 | 1 | REF Portfolio | Area 1001 Wind 2031 | Area 1001 Wind 2031 | 34.9961 | 100 | 34.9961 |  | 0 |  |  |  | 16200.0674 |  |  | -1 | 0 | Wind |  | 306565.9375 |  | 0 | 11847.6816 | 11847.6816 | 0 | -1 | 0 | 0 | 0 | 1 | 8760 | 0.34996 | 38.6464 | -9738.1807 | -31.7654 | 21585.8633 | 70.4118 |  | 1/1/2031 | 12/31/2099 |  | 0 | 0 | 2031 |  |  |  | 0 | 0 | Real 2021 ¦ 5/8/2023 1:03:19 PM | 9867 | 100 |  |  | 306565.9375 | 0 | 0 |  |  |  | 0
REF | ATC | 2031 | 2 | REF-HC Portfolio | Area 1001 Wind 2031 | Area 1001 Wind 2031 | 34.9961 | 100 | 34.9961 |  | 0 |  |  |  | 16200.0674 |  |  | -1 | 0 | Wind |  | 306565.9375 |  | 0 | 11847.6816 | 11847.6816 | 0 | -1 | 0 | 0 | 0 | 1 | 8760 | 0.34996 | 38.6464 | -9738.1807 | -31.7654 | 21585.8633 | 70.4118 |  | 1/1/2031 | 12/31/2099 |  | 0 | 0 | 2031 |  |  |  | 0 | 0 | Real 2021 ¦ 5/8/2023 1:03:19 PM | 9868 | 100 |  |  | 306565.9375 | 0 | 0 |  |  |  | 0
REF | ATC | 2031 | 3 | CETA Portfolio | Area 1001 Wind 2031 | Area 1001 Wind 2031 | 34.9961 | 100 | 34.9961 |  | 0 |  |  |  | 16200.0674 |  |  | -1 | 0 | Wind |  | 306565.9375 |  | 0 | 11847.6816 | 11847.6816 | 0 | -1 | 0 | 0 | 0 | 1 | 8760 | 0.34996 | 38.6464 | -9738.1807 | -31.7654 | 21585.8633 | 70.4118 |  | 1/1/2031 | 12/31/2099 |  | 0 | 0 | 2031 |  |  |  | 0 | 0 | Real 2021 ¦ 5/8/2023 1:03:19 PM | 9869 | 100 |  |  | 306565.9375 | 0 | 0 |  |  |  | 0
REF | ATC | 2031 | 4 | ECR Portfolio | Area 1001 Wind 2031 | Area 1001 Wind 2031 | 34.9961 | 100 | 34.9961 |  | 0 |  |  |  | 16200.0674 |  |  | -1 | 0 | Wind |  | 306565.9375 |  | 0 | 11847.6816 | 11847.6816 | 0 | -1 | 0 | 0 | 0 | 1 | 8760 | 0.34996 | 38.6464 | -9738.1807 | -31.7654 | 21585.8633 | 70.4118 |  | 1/1/2031 | 12/31/2099 |  | 0 | 0 | 2031 |  |  |  | 0 | 0 | Real 2021 ¦ 5/8/2023 1:03:19 PM | 9870 | 100 |  |  | 306565.9375 | 0 | 0 |  |  |  | 0
REF | ATC | 2031 | 6 | CC Portfolio | Area 1001 Wind 2031 | Area 1001 Wind 2031 | 34.9961 | 100 | 34.9961 |  | 0 |  |  |  | 16200.0674 |  |  | -1 | 0 | Wind |  | 306565.9375 |  | 0 | 11847.6816 | 11847.6816 | 0 | -1 | 0 | 0 | 0 | 1 | 8760 | 0.34996 | 38.6464 | -9738.1807 | -31.7654 | 21585.8633 | 70.4118 |  | 1/1/2031 | 12/31/2099 |  | 0 | 0 | 2031 |  |  |  | 0 | 0 | Real 2021 ¦ 5/8/2023 1:03:19 PM | 9871 | 100 |  |  | 306565.9375 | 0 | 0 |  |  |  | 0
REF | ATC | 2031 | 7 | REF Mitchell Ext | Area 1001 Wind 2031 | Area 1001 Wind 2031 | 34.9961 | 100 | 34.9961 |  | 0 |  |  |  | 16200.0674 |  |  | -1 | 0 | Wind |  | 306565.9375 |  | 0 | 11847.6816 | 11847.6816 | 0 | -1 | 0 | 0 | 0 | 1 | 8760 | 0.34996 | 38.6464 | -9738.1807 | -31.7654 | 21585.8633 | 70.4118 |  | 1/1/2031 | 12/31/2099 |  | 0 | 0 | 2031 |  |  |  | 0 | 0 | Real 2021 ¦ 5/8/2023 1:03:19 PM | 9872 | 100 |  |  | 306565.9375 | 0 | 0 |  |  |  | 0
REF | ATC | 2031 | 9 | Preferred Plan | Area 1001 Wind 2031 | Area 1001 Wind 2031 | 34.9961 | 100 | 34.9961 |  | 0 |  |  |  | 16200.0674 |  |  | -1 | 0 | Wind |  | 306565.9375 |  | 0 | 11847.6816 | 11847.6816 | 0 | -1 | 0 | 0 | 0 | 1 | 8760 | 0.34996 | 38.6464 | -9738.1807 | -31.7654 | 21585.8633 | 70.4118 |  | 1/1/2031 | 12/31/2099 |  | 0 | 0 | 2031 |  |  |  | 0 | 0 | Real 2021 ¦ 5/8/2023 1:03:19 PM | 9873 | 100 |  |  | 306565.9375 | 0 | 0 |  |  |  | 0
REF | ATC | 2031 | 1 | REF Portfolio | Area 1001 Wind 2032 | Area 1001 Wind 2032 | 0 | 0 | 0 |  | 0 |  |  |  | 0 |  |  | -1 | 0 | Wind |  | 0 |  | 0 | 0 | 0 | 0 | -1 | 0 | 0 | 0 | 0 | 0 |  |  | 0 |  | 0 |  |  | 1/1/2032 | 12/31/2099 |  | 0 | 0 | 2031 |  |  |  | 0 | 0 | Real 2021 ¦ 5/8/2023 1:03:19 PM | 9874 | 0 |  |  | 0 | 0 | 0 |  |  |  | 0
REF | ATC | 2031 | 2 | REF-HC Portfolio | Area 1001 Wind 2032 | Area 1001 Wind 2032 | 0 | 0 | 0 |  | 0 |  |  |  | 0 |  |  | -1 | 0 | Wind |  | 0 |  | 0 | 0 | 0 | 0 | -1 | 0 | 0 | 0 | 0 | 0 |  |  | 0 |  | 0 |  |  | 1/1/2032 | 12/31/2099 |  | 0 | 0 | 2031 |  |  |  | 0 | 0 | Real 2021 ¦ 5/8/2023 1:03:19 PM | 9875 | 0 |  |  | 0 | 0 | 0 |  |  |  | 0
REF | ATC | 2031 | 3 | CETA Portfolio | Area 1001 Wind 2032 | Area 1001 Wind 2032 | 0 | 0 | 0 |  | 0 |  |  |  | 0 |  |  | -1 | 0 | Wind |  | 0 |  | 0 | 0 | 0 | 0 | -1 | 0 | 0 | 0 | 0 | 0 |  |  | 0 |  | 0 |  |  | 1/1/2032 | 12/31/2099 |  | 0 | 0 | 2031 |  |  |  | 0 | 0 | Real 2021 ¦ 5/8/2023 1:03:19 PM | 9876 | 0 |  |  | 0 | 0 | 0 |  |  |  | 0
REF | ATC | 2031 | 4 | ECR Portfolio | Area 1001 Wind 2032 | Area 1001 Wind 2032 | 0 | 0 | 0 |  | 0 |  |  |  | 0 |  |  | -1 | 0 | Wind |  | 0 |  | 0 | 0 | 0 | 0 | -1 | 0 | 0 | 0 | 0 | 0 |  |  | 0 |  | 0 |  |  | 1/1/2032 | 12/31/2099 |  | 0 | 0 | 2031 |  |  |  | 0 | 0 | Real 2021 ¦ 5/8/2023 1:03:19 PM | 9877 | 0 |  |  | 0 | 0 | 0 |  |  |  | 0
REF | ATC | 2031 | 7 | REF Mitchell Ext | Area 1001 Wind 2032 | Area 1001 Wind 2032 | 0 | 0 | 0 |  | 0 |  |  |  | 0 |  |  | -1 | 0 | Wind |  | 0 |  | 0 | 0 | 0 | 0 | -1 | 0 | 0 | 0 | 0 | 0 |  |  | 0 |  | 0 |  |  | 1/1/2032 | 12/31/2099 |  | 0 | 0 | 2031 |  |  |  | 0 | 0 | Real 2021 ¦ 5/8/2023 1:03:19 PM | 9878 | 0 |  |  | 0 | 0 | 0 |  |  |  | 0
REF | ATC | 2031 | 1 | REF Portfolio | Area 1001 Wind 2033 | Area 1001 Wind 2033 | 0 | 0 | 0 |  | 0 |  |  |  | 0 |  |  | -1 | 0 | Wind |  | 0 |  | 0 | 0 | 0 | 0 | -1 | 0 | 0 | 0 | 0 | 0 |  |  | 0 |  | 0 |  |  | 1/1/2033 | 12/31/2099 |  | 0 | 0 | 2031 |  |  |  | 0 | 0 | Real 2021 ¦ 5/8/2023 1:03:19 PM | 9879 | 0 |  |  | 0 | 0 | 0 |  |  |  | 0
REF | ATC | 2031 | 2 | REF-HC Portfolio | Area 1001 Wind 2033 | Area 1001 Wind 2033 | 0 | 0 | 0 |  | 0 |  |  |  | 0 |  |  | -1 | 0 | Wind |  | 0 |  | 0 | 0 | 0 | 0 | -1 | 0 | 0 | 0 | 0 | 0 |  |  | 0 |  | 0 |  |  | 1/1/2033 | 12/31/2099 |  | 0 | 0 | 2031 |  |  |  | 0 | 0 | Real 2021 ¦ 5/8/2023 1:03:19 PM | 9880 | 0 |  |  | 0 | 0 | 0 |  |  |  | 0
REF | ATC | 2031 | 3 | CETA Portfolio | Area 1001 Wind 2033 | Area 1001 Wind 2033 | 0 | 0 | 0 |  | 0 |  |  |  | 0 |  |  | -1 | 0 | Wind |  | 0 |  | 0 | 0 | 0 | 0 | -1 | 0 | 0 | 0 | 0 | 0 |  |  | 0 |  | 0 |  |  | 1/1/2033 | 12/31/2099 |  | 0 | 0 | 2031 |  |  |  | 0 | 0 | Real 2021 ¦ 5/8/2023 1:03:19 PM | 9881 | 0 |  |  | 0 | 0 | 0 |  |  |  | 0
REF | ATC | 2031 | 4 | ECR Portfolio | Area 1001 Wind 2033 | Area 1001 Wind 2033 | 0 | 0 | 0 |  | 0 |  |  |  | 0 |  |  | -1 | 0 | Wind |  | 0 |  | 0 | 0 | 0 | 0 | -1 | 0 | 0 | 0 | 0 | 0 |  |  | 0 |  | 0 |  |  | 1/1/2033 | 12/31/2099 |  | 0 | 0 | 2031 |  |  |  | 0 | 0 | Real 2021 ¦ 5/8/2023 1:03:19 PM | 9882 | 0 |  |  | 0 | 0 | 0 |  |  |  | 0
REF | ATC | 2031 | 7 | REF Mitchell Ext | Area 1001 Wind 2033 | Area 1001 Wind 2033 | 0 | 0 | 0 |  | 0 |  |  |  | 0 |  |  | -1 | 0 | Wind |  | 0 |  | 0 | 0 | 0 | 0 | -1 | 0 | 0 | 0 | 0 | 0 |  |  | 0 |  | 0 |  |  | 1/1/2033 | 12/31/2099 |  | 0 | 0 | 2031 |  |  |  | 0 | 0 | Real 2021 ¦ 5/8/2023 1:03:19 PM | 9883 | 0 |  |  | 0 | 0 | 0 |  |  |  | 0
REF | ATC | 2031 | 1 | REF Portfolio | Area 1001 Wind 2034 | Area 1001 Wind 2034 | 0 | 0 | 0 |  | 0 |  |  |  | 0 |  |  | -1 | 0 | Wind |  | 0 |  | 0 | 0 | 0 | 0 | -1 | 0 | 0 | 0 | 0 | 0 |  |  | 0 |  | 0 |  |  | 1/1/2034 | 12/31/2099 |  | 0 | 0 | 2031 |  |  |  | 0 | 0 | Real 2021 ¦ 5/8/2023 1:03:19 PM | 9884 | 0 |  |  | 0 | 0 | 0 |  |  |  | 0
REF | ATC | 2031 | 7 | REF Mitchell Ext | Area 1001 Wind 2034 | Area 1001 Wind 2034 | 0 | 0 | 0 |  | 0 |  |  |  | 0 |  |  | -1 | 0 | Wind |  | 0 |  | 0 | 0 | 0 | 0 | -1 | 0 | 0 | 0 | 0 | 0 |  |  | 0 |  | 0 |  |  | 1/1/2034 | 12/31/2099 |  | 0 | 0 | 2031 |  |  |  | 0 | 0 | Real 2021 ¦ 5/8/2023 1:03:19 PM | 9885 | 0 |  |  | 0 | 0 | 0 |  |  |  | 0
REF | ATC | 2031 | 1 | REF Portfolio | Area 1001 Wind 2035 | Area 1001 Wind 2035 | 0 | 0 | 0 |  | 0 |  |  |  | 0 |  |  | -1 | 0 | Wind |  | 0 |  | 0 | 0 | 0 | 0 | -1 | 0 | 0 | 0 | 0 | 0 |  |  | 0 |  | 0 |  |  | 1/1/2035 | 12/31/2099 |  | 0 | 0 | 2031 |  |  |  | 0 | 0 | Real 2021 ¦ 5/8/2023 1:03:19 PM | 9886 | 0 |  |  | 0 | 0 | 0 |  |  |  | 0
REF | ATC | 2031 | 7 | REF Mitchell Ext | Area 1001 Wind 2035 | Area 1001 Wind 2035 | 0 | 0 | 0 |  | 0 |  |  |  | 0 |  |  | -1 | 0 | Wind |  | 0 |  | 0 | 0 | 0 | 0 | -1 | 0 | 0 | 0 | 0 | 0 |  |  | 0 |  | 0 |  |  | 1/1/2035 | 12/31/2099 |  | 0 | 0 | 2031 |  |  |  | 0 | 0 | Real 2021 ¦ 5/8/2023 1:03:19 PM | 9887 | 0 |  |  | 0 | 0 | 0 |  |  |  | 0
REF | ATC | 2031 | 2 | REF-HC Portfolio | Area 1001 Wind 2037 | Area 1001 Wind 2037 | 0 | 0 | 0 |  | 0 |  |  |  | 0 |  |  | -1 | 0 | Wind |  | 0 |  | 0 | 0 | 0 | 0 | -1 | 0 | 0 | 0 | 0 | 0 |  |  | 0 |  | 0 |  |  | 1/1/2037 | 12/31/2099 |  | 0 | 0 | 2031 |  |  |  | 0 | 0 | Real 2021 ¦ 5/8/2023 1:03:19 PM | 9888 | 0 |  |  | 0 | 0 | 0 |  |  |  | 0
REF | ATC | 2031 | 5 | NCR Portfolio | Area 1001 4-Hour Li-on Battery 2029 | Area 1001 4-Hour Li-on Battery 2029 | 100 | 100 | -1.8589 |  | 93.3043 |  |  |  | 14873.4561 |  |  | -1 | 0 | 4-Hour Li-on Battery Storage |  | -16283.8203 |  | 0 | 3990.8752 | 3990.8752 | 0 | -1 | 0 | 0 | 0 | 692 | 4622 | -0.018589 |  | 0 |  | 899.9879 |  |  | 1/1/2029 | 12/31/2038 |  | 0 | 0 | 2031 |  |  |  | 0 | 0 | Real 2021 ¦ 5/8/2023 1:03:19 PM | 9889 | 100 |  |  | 81342.9062 | 82982.7188 | 3883.0059 |  |  |  | 0
REF | ATC | 2031 | 8 | REF No Wind Portfolio | Area 1001 4-Hour Li-on Battery 2029 | Area 1001 4-Hour Li-on Battery 2029 | 50 | 50 | -0.92944 |  | 46.6521 |  |  |  | 7436.728 |  |  | -1 | 0 | 4-Hour Li-on Battery Storage |  | -8141.9102 |  | 0 | 1995.4376 | 1995.4376 | 0 | -1 | 0 | 0 | 0 | 692 | 4622 | -0.018589 |  | 0 |  | 449.994 |  |  | 1/1/2029 | 12/31/2038 |  | 0 | 0 | 2031 |  |  |  | 0 | 0 | Real 2021 ¦ 5/8/2023 1:03:19 PM | 9890 | 50 |  |  | 40671.4531 | 41491.3594 | 1941.5029 |  |  |  | 0
REF | ATC | 2031 | 4 | ECR Portfolio | Area 1001 4-Hour Li-on Battery 2032 | Area 1001 4-Hour Li-on Battery 2032 | 0 | 0 | 0 |  | 7.6995e-06 |  |  |  | 0 |  |  | -1 | 0 | 4-Hour Li-on Battery Storage |  | 0 |  | 0 | 0 | 0 | 0 | -1 | 0 | 0 | 0 | 0 | 0 |  |  | 0 |  | 0 |  |  | 1/1/2032 | 12/31/2041 |  | 0 | 0 | 2031 |  |  |  | 0 | 0 | Real 2021 ¦ 5/8/2023 1:03:19 PM | 9891 | 0 |  |  | 0 | 0 | 0 |  |  |  | 0
REF | ATC | 2031 | 3 | CETA Portfolio | Area 1001 4-Hour Li-on Battery 2035 | Area 1001 4-Hour Li-on Battery 2035 | 0 | 0 | 0 |  | 1.9249e-06 |  |  |  | 0 |  |  | -1 | 0 | 4-Hour Li-on Battery Storage |  | 0 |  | 0 | 0 | 0 | 0 | -1 | 0 | 0 | 0 | 0 | 0 |  |  | 0 |  | 0 |  |  | 1/1/2035 | 12/31/2044 |  | 0 | 0 | 2031 |  |  |  | 0 | 0 | Real 2021 ¦ 5/8/2023 1:03:19 PM | 9892 | 0 |  |  | 0 | 0 | 0 |  |  |  | 0
REF | ATC | 2031 | 5 | NCR Portfolio | Area 1001 4-Hour Li-on Battery 2035 | Area 1001 4-Hour Li-on Battery 2035 | 0 | 0 | 0 |  | 1.9249e-06 |  |  |  | 0 |  |  | -1 | 0 | 4-Hour Li-on Battery Storage |  | 0 |  | 0 | 0 | 0 | 0 | -1 | 0 | 0 | 0 | 0 | 0 |  |  | 0 |  | 0 |  |  | 1/1/2035 | 12/31/2044 |  | 0 | 0 | 2031 |  |  |  | 0 | 0 | Real 2021 ¦ 5/8/2023 1:03:19 PM | 9893 | 0 |  |  | 0 | 0 | 0 |  |  |  | 0
REF | ATC | 2031 | 6 | CC Portfolio | Area 1001 4-Hour Li-on Battery 2035 | Area 1001 4-Hour Li-on Battery 2035 | 0 | 0 | 0 |  | 1.9249e-06 |  |  |  | 0 |  |  | -1 | 0 | 4-Hour Li-on Battery Storage |  | 0 |  | 0 | 0 | 0 | 0 | -1 | 0 | 0 | 0 | 0 | 0 |  |  | 0 |  | 0 |  |  | 1/1/2035 | 12/31/2044 |  | 0 | 0 | 2031 |  |  |  | 0 | 0 | Real 2021 ¦ 5/8/2023 1:03:19 PM | 9894 | 0 |  |  | 0 | 0 | 0 |  |  |  | 0
REF | ATC | 2031 | 9 | Preferred Plan | Area 1001 4-Hour Li-on Battery 2035 | Area 1001 4-Hour Li-on Battery 2035 | 0 | 0 | 0 |  | 1.9249e-06 |  |  |  | 0 |  |  | -1 | 0 | 4-Hour Li-on Battery Storage |  | 0 |  | 0 | 0 | 0 | 0 | -1 | 0 | 0 | 0 | 0 | 0 |  |  | 0 |  | 0 |  |  | 1/1/2035 | 12/31/2044 |  | 0 | 0 | 2031 |  |  |  | 0 | 0 | Real 2021 ¦ 5/8/2023 1:03:19 PM | 9895 | 0 |  |  | 0 | 0 | 0 |  |  |  | 0
REF | ATC | 2031 | 4 | ECR Portfolio | Solar+Storage 3-1 2028 | Solar+Storage 3-1 2028 | 32.9511 | 32.9511 | 32.9511 |  | 0 |  |  |  | 25277.168 |  |  | -1 | 0 | Solar |  | 288651.2188 |  | 0 | 11342.8184 | 11342.8184 | 0 | -1 | 0 | 0 | 0 | 658 | 4450 | 1 | 39.2959 | 0 | 0 | 11342.8184 | 39.2959 |  | 1/1/2028 | 12/31/2099 |  | 0 | 0 | 2031 |  |  |  | 0 | 0 | Real 2021 ¦ 5/8/2023 1:03:19 PM | 9896 | 200 |  |  | 288651.2188 | 0 | 0 |  |  |  | 0
REF | ATC | 2031 | 8 | REF No Wind Portfolio | Solar+Storage 3-1 2028 | Solar+Storage 3-1 2028 | 49.4266 | 49.4266 | 49.4266 |  | 0 |  |  |  | 37915.7539 |  |  | -1 | 0 | Solar |  | 432976.8125 |  | 0 | 17014.2266 | 17014.2266 | 0 | -1 | 0 | 0 | 0 | 658 | 4450 | 1 | 39.2959 | 0 | 0 | 17014.2266 | 39.2959 |  | 1/1/2028 | 12/31/2099 |  | 0 | 0 | 2031 |  |  |  | 0 | 0 | Real 2021 ¦ 5/8/2023 1:03:19 PM | 9897 | 300 |  |  | 432976.8125 | 0 | 0 |  |  |  | 0
REF | ATC | 2031 | 1 | REF Portfolio | Tier 2 Area 1001 Solar 2028 | Tier 2 Area 1001 Solar 2028 | 22.8336 | 100 | 22.8336 |  | 0 |  |  |  | 15236.7607 |  |  | -1 | 0 | Solar |  | 200022.6875 |  | 0 | 7138.231 | 7138.231 | 0 | -1 | 0 | 0 | 0 | 365 | 4383 | 0.22834 | 35.6871 | -6353.7949 | -31.7654 | 13492.0254 | 67.4525 |  | 1/1/2028 | 12/31/2099 |  | 0 | 0 | 2031 |  |  |  | 0 | 0 | Real 2021 ¦ 5/8/2023 1:03:19 PM | 9898 | 100 |  |  | 200022.6875 | 0 | 0 |  |  |  | 0
REF | ATC | 2031 | 2 | REF-HC Portfolio | Tier 2 Area 1001 Solar 2028 | Tier 2 Area 1001 Solar 2028 | 57.0841 | 250 | 57.0841 |  | 0 |  |  |  | 38091.9023 |  |  | -1 | 0 | Solar |  | 500056.75 |  | 0 | 17845.5781 | 17845.5781 | 0 | -1 | 0 | 0 | 0 | 365 | 4383 | 0.22834 | 35.6871 | -15884.4873 | -31.7654 | 33730.0664 | 67.4525 |  | 1/1/2028 | 12/31/2099 |  | 0 | 0 | 2031 |  |  |  | 0 | 0 | Real 2021 ¦ 5/8/2023 1:03:19 PM | 9899 | 250 |  |  | 500056.75 | 0 | 0 |  |  |  | 0
REF | ATC | 2031 | 3 | CETA Portfolio | Tier 2 Area 1001 Solar 2028 | Tier 2 Area 1001 Solar 2028 | 68.5009 | 300 | 68.5009 |  | 0 |  |  |  | 45710.2812 |  |  | -1 | 0 | Solar |  | 600068.0625 |  | 0 | 21414.6934 | 21414.6934 | 0 | -1 | 0 | 0 | 0 | 365 | 4383 | 0.22834 | 35.6871 | -19061.3848 | -31.7654 | 40476.0781 | 67.4525 |  | 1/1/2028 | 12/31/2099 |  | 0 | 0 | 2031 |  |  |  | 0 | 0 | Real 2021 ¦ 5/8/2023 1:03:19 PM | 9900 | 300 |  |  | 600068.0625 | 0 | 0 |  |  |  | 0
REF | ATC | 2031 | 4 | ECR Portfolio | Tier 2 Area 1001 Solar 2028 | Tier 2 Area 1001 Solar 2028 | 68.5009 | 300 | 68.5009 |  | 0 |  |  |  | 45710.2812 |  |  | -1 | 0 | Solar |  | 600068.0625 |  | 0 | 21414.6934 | 21414.6934 | 0 | -1 | 0 | 0 | 0 | 365 | 4383 | 0.22834 | 35.6871 | -19061.3848 | -31.7654 | 40476.0781 | 67.4525 |  | 1/1/2028 | 12/31/2099 |  | 0 | 0 | 2031 |  |  |  | 0 | 0 | Real 2021 ¦ 5/8/2023 1:03:19 PM | 9901 | 300 |  |  | 600068.0625 | 0 | 0 |  |  |  | 0
REF | ATC | 2031 | 5 | NCR Portfolio | Tier 2 Area 1001 Solar 2028 | Tier 2 Area 1001 Solar 2028 | 22.8336 | 100 | 22.8336 |  | 0 |  |  |  | 15236.7607 |  |  | -1 | 0 | Solar |  | 200022.6875 |  | 0 | 7138.231 | 7138.231 | 0 | -1 | 0 | 0 | 0 | 365 | 4383 | 0.22834 | 35.6871 | -6353.7949 | -31.7654 | 13492.0254 | 67.4525 |  | 1/1/2028 | 12/31/2099 |  | 0 | 0 | 2031 |  |  |  | 0 | 0 | Real 2021 ¦ 5/8/2023 1:03:19 PM | 9902 | 100 |  |  | 200022.6875 | 0 | 0 |  |  |  | 0
REF | ATC | 2031 | 6 | CC Portfolio | Tier 2 Area 1001 Solar 2028 | Tier 2 Area 1001 Solar 2028 | 68.5009 | 300 | 68.5009 |  | 0 |  |  |  | 45710.2812 |  |  | -1 | 0 | Solar |  | 600068.0625 |  | 0 | 21414.6934 | 21414.6934 | 0 | -1 | 0 | 0 | 0 | 365 | 4383 | 0.22834 | 35.6871 | -19061.3848 | -31.7654 | 40476.0781 | 67.4525 |  | 1/1/2028 | 12/31/2099 |  | 0 | 0 | 2031 |  |  |  | 0 | 0 | Real 2021 ¦ 5/8/2023 1:03:19 PM | 9903 | 300 |  |  | 600068.0625 | 0 | 0 |  |  |  | 0
REF | ATC | 2031 | 7 | REF Mitchell Ext | Tier 2 Area 1001 Solar 2028 | Tier 2 Area 1001 Solar 2028 | 22.8336 | 100 | 22.8336 |  | 0 |  |  |  | 15236.7607 |  |  | -1 | 0 | Solar |  | 200022.6875 |  | 0 | 7138.231 | 7138.231 | 0 | -1 | 0 | 0 | 0 | 365 | 4383 | 0.22834 | 35.6871 | -6353.7949 | -31.7654 | 13492.0254 | 67.4525 |  | 1/1/2028 | 12/31/2099 |  | 0 | 0 | 2031 |  |  |  | 0 | 0 | Real 2021 ¦ 5/8/2023 1:03:19 PM | 9904 | 100 |  |  | 200022.6875 | 0 | 0 |  |  |  | 0
REF | ATC | 2031 | 8 | REF No Wind Portfolio | Tier 2 Area 1001 Solar 2028 | Tier 2 Area 1001 Solar 2028 | 68.5009 | 300 | 68.5009 |  | 0 |  |  |  | 45710.2812 |  |  | -1 | 0 | Solar |  | 600068.0625 |  | 0 | 21414.6934 | 21414.6934 | 0 | -1 | 0 | 0 | 0 | 365 | 4383 | 0.22834 | 35.6871 | -19061.3848 | -31.7654 | 40476.0781 | 67.4525 |  | 1/1/2028 | 12/31/2099 |  | 0 | 0 | 2031 |  |  |  | 0 | 0 | Real 2021 ¦ 5/8/2023 1:03:19 PM | 9905 | 300 |  |  | 600068.0625 | 0 | 0 |  |  |  | 0
REF | ATC | 2031 | 9 | Preferred Plan | Tier 2 Area 1001 Solar 2028 | Tier 2 Area 1001 Solar 2028 | 68.5009 | 300 | 68.5009 |  | 0 |  |  |  | 45710.2812 |  |  | -1 | 0 | Solar |  | 600068.0625 |  | 0 | 21414.6934 | 21414.6934 | 0 | -1 | 0 | 0 | 0 | 365 | 4383 | 0.22834 | 35.6871 | -19061.3848 | -31.7654 | 40476.0781 | 67.4525 |  | 1/1/2028 | 12/31/2099 |  | 0 | 0 | 2031 |  |  |  | 0 | 0 | Real 2021 ¦ 5/8/2023 1:03:19 PM | 9906 | 300 |  |  | 600068.0625 | 0 | 0 |  |  |  | 0
REF | ATC | 2031 | 4 | ECR Portfolio | Tier 2 Area 1001 Solar 2029 | Tier 2 Area 1001 Solar 2029 | 34.2505 | 150 | 34.2505 |  | 0 |  |  |  | 21988.1641 |  |  | -1 | 0 | Solar |  | 300034.0312 |  | 0 | 10707.3467 | 10707.3467 | 0 | -1 | 0 | 0 | 0 | 365 | 4383 | 0.22834 | 35.6871 | -9530.6924 | -31.7654 | 20238.0391 | 67.4525 |  | 1/1/2029 | 12/31/2099 |  | 0 | 0 | 2031 |  |  |  | 0 | 0 | Real 2021 ¦ 5/8/2023 1:03:19 PM | 9907 | 150 |  |  | 300034.0312 | 0 | 0 |  |  |  | 0
REF | ATC | 2031 | 8 | REF No Wind Portfolio | Tier 2 Area 1001 Solar 2029 | Tier 2 Area 1001 Solar 2029 | 22.8336 | 100 | 22.8336 |  | 0 |  |  |  | 14658.7764 |  |  | -1 | 0 | Solar |  | 200022.6875 |  | 0 | 7138.231 | 7138.231 | 0 | -1 | 0 | 0 | 0 | 365 | 4383 | 0.22834 | 35.6871 | -6353.7949 | -31.7654 | 13492.0254 | 67.4525 |  | 1/1/2029 | 12/31/2099 |  | 0 | 0 | 2031 |  |  |  | 0 | 0 | Real 2021 ¦ 5/8/2023 1:03:19 PM | 9908 | 100 |  |  | 200022.6875 | 0 | 0 |  |  |  | 0
REF | ATC | 2031 | 2 | REF-HC Portfolio | Tier 2 Area 1001 Wind 2026 | Tier 2 Area 1001 Wind 2026 | 34.9961 | 100 | 34.9961 |  | 0 |  |  |  | 19684.4844 |  |  | -1 | 0 | Wind |  | 306565.9375 |  | 0 | 11847.6816 | 11847.6816 | 0 | -1 | 0 | 0 | 0 | 0 | 8760 | 0.34996 | 38.6464 | -9738.1807 | -31.7654 | 21585.8633 | 70.4118 |  | 1/1/2026 | 12/31/2099 |  | 0 | 0 | 2031 |  |  |  | 0 | 0 | Real 2021 ¦ 5/8/2023 1:03:19 PM | 9909 | 100 |  |  | 306565.9375 | 0 | 0 |  |  |  | 0
REF | ATC | 2031 | 3 | CETA Portfolio | Tier 2 Area 1001 Wind 2026 | Tier 2 Area 1001 Wind 2026 | 34.9961 | 100 | 34.9961 |  | 0 |  |  |  | 19684.4844 |  |  | -1 | 0 | Wind |  | 306565.9375 |  | 0 | 11847.6816 | 11847.6816 | 0 | -1 | 0 | 0 | 0 | 0 | 8760 | 0.34996 | 38.6464 | -9738.1807 | -31.7654 | 21585.8633 | 70.4118 |  | 1/1/2026 | 12/31/2099 |  | 0 | 0 | 2031 |  |  |  | 0 | 0 | Real 2021 ¦ 5/8/2023 1:03:19 PM | 9910 | 100 |  |  | 306565.9375 | 0 | 0 |  |  |  | 0
REF | ATC | 2031 | 4 | ECR Portfolio | Tier 2 Area 1001 Wind 2026 | Tier 2 Area 1001 Wind 2026 | 34.9961 | 100 | 34.9961 |  | 0 |  |  |  | 19684.4844 |  |  | -1 | 0 | Wind |  | 306565.9375 |  | 0 | 11847.6816 | 11847.6816 | 0 | -1 | 0 | 0 | 0 | 0 | 8760 | 0.34996 | 38.6464 | -9738.1807 | -31.7654 | 21585.8633 | 70.4118 |  | 1/1/2026 | 12/31/2099 |  | 0 | 0 | 2031 |  |  |  | 0 | 0 | Real 2021 ¦ 5/8/2023 1:03:19 PM | 9911 | 100 |  |  | 306565.9375 | 0 | 0 |  |  |  | 0
REF | ATC | 2031 | 5 | NCR Portfolio | Tier 2 Area 1001 Wind 2026 | Tier 2 Area 1001 Wind 2026 | 34.9961 | 100 | 34.9961 |  | 0 |  |  |  | 19684.4844 |  |  | -1 | 0 | Wind |  | 306565.9375 |  | 0 | 11847.6816 | 11847.6816 | 0 | -1 | 0 | 0 | 0 | 0 | 8760 | 0.34996 | 38.6464 | -9738.1807 | -31.7654 | 21585.8633 | 70.4118 |  | 1/1/2026 | 12/31/2099 |  | 0 | 0 | 2031 |  |  |  | 0 | 0 | Real 2021 ¦ 5/8/2023 1:03:19 PM | 9912 | 100 |  |  | 306565.9375 | 0 | 0 |  |  |  | 0
REF | ATC | 2031 | 2 | REF-HC Portfolio | Tier 2 Area 1001 Wind 2027 | Tier 2 Area 1001 Wind 2027 | 34.9961 | 100 | 34.9961 |  | 0 |  |  |  | 19145.0332 |  |  | -1 | 0 | Wind |  | 306565.9375 |  | 0 | 11847.6816 | 11847.6816 | 0 | -1 | 0 | 0 | 0 | 0 | 8760 | 0.34996 | 38.6464 | -9738.1807 | -31.7654 | 21585.8633 | 70.4118 |  | 1/1/2027 | 12/31/2099 |  | 0 | 0 | 2031 |  |  |  | 0 | 0 | Real 2021 ¦ 5/8/2023 1:03:19 PM | 9913 | 100 |  |  | 306565.9375 | 0 | 0 |  |  |  | 0
REF | ATC | 2031 | 3 | CETA Portfolio | Tier 2 Area 1001 Wind 2027 | Tier 2 Area 1001 Wind 2027 | 34.9961 | 100 | 34.9961 |  | 0 |  |  |  | 19145.0332 |  |  | -1 | 0 | Wind |  | 306565.9375 |  | 0 | 11847.6816 | 11847.6816 | 0 | -1 | 0 | 0 | 0 | 0 | 8760 | 0.34996 | 38.6464 | -9738.1807 | -31.7654 | 21585.8633 | 70.4118 |  | 1/1/2027 | 12/31/2099 |  | 0 | 0 | 2031 |  |  |  | 0 | 0 | Real 2021 ¦ 5/8/2023 1:03:19 PM | 9914 | 100 |  |  | 306565.9375 | 0 | 0 |  |  |  | 0
REF | ATC | 2031 | 4 | ECR Portfolio | Tier 2 Area 1001 Wind 2027 | Tier 2 Area 1001 Wind 2027 | 34.9961 | 100 | 34.9961 |  | 0 |  |  |  | 19145.0332 |  |  | -1 | 0 | Wind |  | 306565.9375 |  | 0 | 11847.6816 | 11847.6816 | 0 | -1 | 0 | 0 | 0 | 0 | 8760 | 0.34996 | 38.6464 | -9738.1807 | -31.7654 | 21585.8633 | 70.4118 |  | 1/1/2027 | 12/31/2099 |  | 0 | 0 | 2031 |  |  |  | 0 | 0 | Real 2021 ¦ 5/8/2023 1:03:19 PM | 9915 | 100 |  |  | 306565.9375 | 0 | 0 |  |  |  | 0
REF | ATC | 2031 | 5 | NCR Portfolio | Tier 2 Area 1001 Wind 2027 | Tier 2 Area 1001 Wind 2027 | 34.9961 | 100 | 34.9961 |  | 0 |  |  |  | 19145.0332 |  |  | -1 | 0 | Wind |  | 306565.9375 |  | 0 | 11847.6816 | 11847.6816 | 0 | -1 | 0 | 0 | 0 | 0 | 8760 | 0.34996 | 38.6464 | -9738.1807 | -31.7654 | 21585.8633 | 70.4118 |  | 1/1/2027 | 12/31/2099 |  | 0 | 0 | 2031 |  |  |  | 0 | 0 | Real 2021 ¦ 5/8/2023 1:03:19 PM | 9916 | 100 |  |  | 306565.9375 | 0 | 0 |  |  |  | 0
REF | ATC | 2031 | 6 | CC Portfolio | Tier 2 Area 1001 Wind 2027 | Tier 2 Area 1001 Wind 2027 | 34.9961 | 100 | 34.9961 |  | 0 |  |  |  | 19145.0332 |  |  | -1 | 0 | Wind |  | 306565.9375 |  | 0 | 11847.6816 | 11847.6816 | 0 | -1 | 0 | 0 | 0 | 0 | 8760 | 0.34996 | 38.6464 | -9738.1807 | -31.7654 | 21585.8633 | 70.4118 |  | 1/1/2027 | 12/31/2099 |  | 0 | 0 | 2031 |  |  |  | 0 | 0 | Real 2021 ¦ 5/8/2023 1:03:19 PM | 9917 | 100 |  |  | 306565.9375 | 0 | 0 |  |  |  | 0
REF | ATC | 2031 | 9 | Preferred Plan | Tier 2 Area 1001 Wind 2027 | Tier 2 Area 1001 Wind 2027 | 34.9961 | 100 | 34.9961 |  | 0 |  |  |  | 19145.0332 |  |  | -1 | 0 | Wind |  | 306565.9375 |  | 0 | 11847.6816 | 11847.6816 | 0 | -1 | 0 | 0 | 0 | 0 | 8760 | 0.34996 | 38.6464 | -9738.1807 | -31.7654 | 21585.8633 | 70.4118 |  | 1/1/2027 | 12/31/2099 |  | 0 | 0 | 2031 |  |  |  | 0 | 0 | Real 2021 ¦ 5/8/2023 1:03:19 PM | 9918 | 100 |  |  | 306565.9375 | 0 | 0 |  |  |  | 0
REF | ATC | 2031 | 1 | REF Portfolio | Tier 2 Area 1001 Wind 2028 | Tier 2 Area 1001 Wind 2028 | 34.9961 | 100 | 34.9961 |  | 0 |  |  |  | 18556.041 |  |  | -1 | 0 | Wind |  | 306565.9375 |  | 0 | 11847.6816 | 11847.6816 | 0 | -1 | 0 | 0 | 0 | 0 | 8760 | 0.34996 | 38.6464 | -9738.1807 | -31.7654 | 21585.8633 | 70.4118 |  | 1/1/2028 | 12/31/2099 |  | 0 | 0 | 2031 |  |  |  | 0 | 0 | Real 2021 ¦ 5/8/2023 1:03:19 PM | 9919 | 100 |  |  | 306565.9375 | 0 | 0 |  |  |  | 0
REF | ATC | 2031 | 2 | REF-HC Portfolio | Tier 2 Area 1001 Wind 2028 | Tier 2 Area 1001 Wind 2028 | 34.9961 | 100 | 34.9961 |  | 0 |  |  |  | 18556.041 |  |  | -1 | 0 | Wind |  | 306565.9375 |  | 0 | 11847.6816 | 11847.6816 | 0 | -1 | 0 | 0 | 0 | 0 | 8760 | 0.34996 | 38.6464 | -9738.1807 | -31.7654 | 21585.8633 | 70.4118 |  | 1/1/2028 | 12/31/2099 |  | 0 | 0 | 2031 |  |  |  | 0 | 0 | Real 2021 ¦ 5/8/2023 1:03:19 PM | 9920 | 100 |  |  | 306565.9375 | 0 | 0 |  |  |  | 0
REF | ATC | 2031 | 3 | CETA Portfolio | Tier 2 Area 1001 Wind 2028 | Tier 2 Area 1001 Wind 2028 | 34.9961 | 100 | 34.9961 |  | 0 |  |  |  | 18556.041 |  |  | -1 | 0 | Wind |  | 306565.9375 |  | 0 | 11847.6816 | 11847.6816 | 0 | -1 | 0 | 0 | 0 | 0 | 8760 | 0.34996 | 38.6464 | -9738.1807 | -31.7654 | 21585.8633 | 70.4118 |  | 1/1/2028 | 12/31/2099 |  | 0 | 0 | 2031 |  |  |  | 0 | 0 | Real 2021 ¦ 5/8/2023 1:03:19 PM | 9921 | 100 |  |  | 306565.9375 | 0 | 0 |  |  |  | 0
REF | ATC | 2031 | 4 | ECR Portfolio | Tier 2 Area 1001 Wind 2028 | Tier 2 Area 1001 Wind 2028 | 34.9961 | 100 | 34.9961 |  | 0 |  |  |  | 18556.041 |  |  | -1 | 0 | Wind |  | 306565.9375 |  | 0 | 11847.6816 | 11847.6816 | 0 | -1 | 0 | 0 | 0 | 0 | 8760 | 0.34996 | 38.6464 | -9738.1807 | -31.7654 | 21585.8633 | 70.4118 |  | 1/1/2028 | 12/31/2099 |  | 0 | 0 | 2031 |  |  |  | 0 | 0 | Real 2021 ¦ 5/8/2023 1:03:19 PM | 9922 | 100 |  |  | 306565.9375 | 0 | 0 |  |  |  | 0
REF | ATC | 2031 | 5 | NCR Portfolio | Tier 2 Area 1001 Wind 2028 | Tier 2 Area 1001 Wind 2028 | 34.9961 | 100 | 34.9961 |  | 0 |  |  |  | 18556.041 |  |  | -1 | 0 | Wind |  | 306565.9375 |  | 0 | 11847.6816 | 11847.6816 | 0 | -1 | 0 | 0 | 0 | 0 | 8760 | 0.34996 | 38.6464 | -9738.1807 | -31.7654 | 21585.8633 | 70.4118 |  | 1/1/2028 | 12/31/2099 |  | 0 | 0 | 2031 |  |  |  | 0 | 0 | Real 2021 ¦ 5/8/2023 1:03:19 PM | 9923 | 100 |  |  | 306565.9375 | 0 | 0 |  |  |  | 0
REF | ATC | 2031 | 6 | CC Portfolio | Tier 2 Area 1001 Wind 2028 | Tier 2 Area 1001 Wind 2028 | 34.9961 | 100 | 34.9961 |  | 0 |  |  |  | 18556.041 |  |  | -1 | 0 | Wind |  | 306565.9375 |  | 0 | 11847.6816 | 11847.6816 | 0 | -1 | 0 | 0 | 0 | 0 | 8760 | 0.34996 | 38.6464 | -9738.1807 | -31.7654 | 21585.8633 | 70.4118 |  | 1/1/2028 | 12/31/2099 |  | 0 | 0 | 2031 |  |  |  | 0 | 0 | Real 2021 ¦ 5/8/2023 1:03:19 PM | 9924 | 100 |  |  | 306565.9375 | 0 | 0 |  |  |  | 0
REF | ATC | 2031 | 7 | REF Mitchell Ext | Tier 2 Area 1001 Wind 2028 | Tier 2 Area 1001 Wind 2028 | 34.9961 | 100 | 34.9961 |  | 0 |  |  |  | 18556.041 |  |  | -1 | 0 | Wind |  | 306565.9375 |  | 0 | 11847.6816 | 11847.6816 | 0 | -1 | 0 | 0 | 0 | 0 | 8760 | 0.34996 | 38.6464 | -9738.1807 | -31.7654 | 21585.8633 | 70.4118 |  | 1/1/2028 | 12/31/2099 |  | 0 | 0 | 2031 |  |  |  | 0 | 0 | Real 2021 ¦ 5/8/2023 1:03:19 PM | 9925 | 100 |  |  | 306565.9375 | 0 | 0 |  |  |  | 0
REF | ATC | 2031 | 9 | Preferred Plan | Tier 2 Area 1001 Wind 2028 | Tier 2 Area 1001 Wind 2028 | 34.9961 | 100 | 34.9961 |  | 0 |  |  |  | 18556.041 |  |  | -1 | 0 | Wind |  | 306565.9375 |  | 0 | 11847.6816 | 11847.6816 | 0 | -1 | 0 | 0 | 0 | 0 | 8760 | 0.34996 | 38.6464 | -9738.1807 | -31.7654 | 21585.8633 | 70.4118 |  | 1/1/2028 | 12/31/2099 |  | 0 | 0 | 2031 |  |  |  | 0 | 0 | Real 2021 ¦ 5/8/2023 1:03:19 PM | 9926 | 100 |  |  | 306565.9375 | 0 | 0 |  |  |  | 0
REF | ATC | 2031 | 1 | REF Portfolio | Tier 2 Area 1001 Wind 2029 | Tier 2 Area 1001 Wind 2029 | 34.9961 | 100 | 34.9961 |  | 0 |  |  |  | 18022.0938 |  |  | -1 | 0 | Wind |  | 306565.9375 |  | 0 | 11847.6816 | 11847.6816 | 0 | -1 | 0 | 0 | 0 | 0 | 8760 | 0.34996 | 38.6464 | -9738.1807 | -31.7654 | 21585.8633 | 70.4118 |  | 1/1/2029 | 12/31/2099 |  | 0 | 0 | 2031 |  |  |  | 0 | 0 | Real 2021 ¦ 5/8/2023 1:03:19 PM | 9927 | 100 |  |  | 306565.9375 | 0 | 0 |  |  |  | 0
REF | ATC | 2031 | 3 | CETA Portfolio | Tier 2 Area 1001 Wind 2029 | Tier 2 Area 1001 Wind 2029 | 34.9961 | 100 | 34.9961 |  | 0 |  |  |  | 18022.0938 |  |  | -1 | 0 | Wind |  | 306565.9375 |  | 0 | 11847.6816 | 11847.6816 | 0 | -1 | 0 | 0 | 0 | 0 | 8760 | 0.34996 | 38.6464 | -9738.1807 | -31.7654 | 21585.8633 | 70.4118 |  | 1/1/2029 | 12/31/2099 |  | 0 | 0 | 2031 |  |  |  | 0 | 0 | Real 2021 ¦ 5/8/2023 1:03:19 PM | 9928 | 100 |  |  | 306565.9375 | 0 | 0 |  |  |  | 0
REF | ATC | 2031 | 4 | ECR Portfolio | Tier 2 Area 1001 Wind 2029 | Tier 2 Area 1001 Wind 2029 | 34.9961 | 100 | 34.9961 |  | 0 |  |  |  | 18022.0938 |  |  | -1 | 0 | Wind |  | 306565.9375 |  | 0 | 11847.6816 | 11847.6816 | 0 | -1 | 0 | 0 | 0 | 0 | 8760 | 0.34996 | 38.6464 | -9738.1807 | -31.7654 | 21585.8633 | 70.4118 |  | 1/1/2029 | 12/31/2099 |  | 0 | 0 | 2031 |  |  |  | 0 | 0 | Real 2021 ¦ 5/8/2023 1:03:19 PM | 9929 | 100 |  |  | 306565.9375 | 0 | 0 |  |  |  | 0
REF | ATC | 2031 | 7 | REF Mitchell Ext | Tier 2 Area 1001 Wind 2029 | Tier 2 Area 1001 Wind 2029 | 34.9961 | 100 | 34.9961 |  | 0 |  |  |  | 18022.0938 |  |  | -1 | 0 | Wind |  | 306565.9375 |  | 0 | 11847.6816 | 11847.6816 | 0 | -1 | 0 | 0 | 0 | 0 | 8760 | 0.34996 | 38.6464 | -9738.1807 | -31.7654 | 21585.8633 | 70.4118 |  | 1/1/2029 | 12/31/2099 |  | 0 | 0 | 2031 |  |  |  | 0 | 0 | Real 2021 ¦ 5/8/2023 1:03:19 PM | 9930 | 100 |  |  | 306565.9375 | 0 | 0 |  |  |  | 0
REF | ATC | 2031 | 6 | CC Portfolio | Area 1001 Gas CC 1x1 2029 | Area 1001 Gas CC 1x1 2029 | 362.0284 | 399.0869 | 321.4944 |  | 0 |  |  |  | 71512.8125 |  |  | -1 | 18241262 | TCO |  | 2816290.5 |  | 108.6085 | 112487.0625 | 112487.0625 | 0 | -1 | 0 | 0 | 32.2638 | 3 | 8613 | 0.80557 | 39.9416 | 71884.5859 | 25.5246 | 40602.4805 | 14.417 |  | 1/1/2029 | 12/31/2099 |  | 0 | 0 | 2031 |  |  |  | 0 | 0 | Real 2021 ¦ 5/8/2023 1:03:19 PM | 9931 | 418 |  |  | 2816290.5 | 0 | 0 |  |  |  | 0
REF | ATC | 2031 | 7 | REF Mitchell Ext | 3102 | Mitchell #1 (WV) | 0 | 0 | 0 |  | 0 |  |  |  | 0 |  |  | -1 | 0 | Mitchell 1 Coal Price |  | 0 |  | 0 | 0 | 0 | 0 | -1 | 0 | 0 | 0 | 0 | 0 |  |  | 0 |  | 0 |  |  | 5/1/1971 | 5/31/2028 |  | 0 | 0 | 2031 |  |  |  | 0 | 0 | Real 2021 ¦ 5/8/2023 1:03:19 PM | 9932 | 0 |  |  | 0 | 0 | 0 |  |  |  | 0
REF | ATC | 2031 | 9 | Preferred Plan | 3102 | Mitchell #1 (WV) | 0 | 0 | 0 |  | 0 |  |  |  | 0 |  |  | -1 | 0 | Mitchell 1 Coal Price |  | 0 |  | 0 | 0 | 0 | 0 | -1 | 0 | 0 | 0 | 0 | 0 |  |  | 0 |  | 0 |  |  | 5/1/1971 | 5/31/2028 |  | 0 | 0 | 2031 |  |  |  | 0 | 0 | Real 2021 ¦ 5/8/2023 1:03:19 PM | 9933 | 0 |  |  | 0 | 0 | 0 |  |  |  | 0
REF | ATC | 2031 | 7 | REF Mitchell Ext | 3105 | Mitchell #2 (WV) | 0 | 0 | 0 |  | 0 |  |  |  | 0 |  |  | -1 | 0 | Mitchell 2 Coal Price |  | 0 |  | 0 | 0 | 0 | 0 | -1 | 0 | 0 | 0 | 0 | 0 |  |  | 0 |  | 0 |  |  | 5/1/1971 | 5/31/2028 |  | 0 | 0 | 2031 |  |  |  | 0 | 0 | Real 2021 ¦ 5/8/2023 1:03:19 PM | 9934 | 0 |  |  | 0 | 0 | 0 |  |  |  | 0
REF | ATC | 2031 | 9 | Preferred Plan | 3105 | Mitchell #2 (WV) | 0 | 0 | 0 |  | 0 |  |  |  | 0 |  |  | -1 | 0 | Mitchell 2 Coal Price |  | 0 |  | 0 | 0 | 0 | 0 | -1 | 0 | 0 | 0 | 0 | 0 |  |  | 0 |  | 0 |  |  | 5/1/1971 | 5/31/2028 |  | 0 | 0 | 2031 |  |  |  | 0 | 0 | Real 2021 ¦ 5/8/2023 1:03:19 PM | 9935 | 0 |  |  | 0 | 0 | 0 |  |  |  | 0
REF | ATC | 2032 | 1 | REF Portfolio | 13555 | Big Sandy #1 Gas | 0 | 0 | 0 |  | 0 |  |  |  | 0 |  |  | -1 | 0 | TCO |  | 0 |  | 0 | 0 | 0 | 0 | -1 | 0 | 0 | 0 | 0 | 0 |  |  | 0 |  | 0 |  |  | 5/30/2016 | 5/30/2031 |  | 0 | 0 | 2032 |  |  |  | 0 | 0 | Real 2021 ¦ 5/8/2023 1:03:19 PM | 10764 | 0 |  |  | 0 | 0 | 0 |  |  |  | 0
REF | ATC | 2032 | 2 | REF-HC Portfolio | 13555 | Big Sandy #1 Gas | 0 | 0 | 0 |  | 0 |  |  |  | 0 |  |  | -1 | 0 | TCO |  | 0 |  | 0 | 0 | 0 | 0 | -1 | 0 | 0 | 0 | 0 | 0 |  |  | 0 |  | 0 |  |  | 5/30/2016 | 5/30/2031 |  | 0 | 0 | 2032 |  |  |  | 0 | 0 | Real 2021 ¦ 5/8/2023 1:03:19 PM | 10765 | 0 |  |  | 0 | 0 | 0 |  |  |  | 0
REF | ATC | 2032 | 3 | CETA Portfolio | 13555 | Big Sandy #1 Gas | 0 | 0 | 0 |  | 0 |  |  |  | 0 |  |  | -1 | 0 | TCO |  | 0 |  | 0 | 0 | 0 | 0 | -1 | 0 | 0 | 0 | 0 | 0 |  |  | 0 |  | 0 |  |  | 5/30/2016 | 5/30/2031 |  | 0 | 0 | 2032 |  |  |  | 0 | 0 | Real 2021 ¦ 5/8/2023 1:03:19 PM | 10766 | 0 |  |  | 0 | 0 | 0 |  |  |  | 0
REF | ATC | 2032 | 4 | ECR Portfolio | 13555 | Big Sandy #1 Gas | 0 | 0 | 0 |  | 0 |  |  |  | 0 |  |  | -1 | 0 | TCO |  | 0 |  | 0 | 0 | 0 | 0 | -1 | 0 | 0 | 0 | 0 | 0 |  |  | 0 |  | 0 |  |  | 5/30/2016 | 5/30/2031 |  | 0 | 0 | 2032 |  |  |  | 0 | 0 | Real 2021 ¦ 5/8/2023 1:03:19 PM | 10767 | 0 |  |  | 0 | 0 | 0 |  |  |  | 0
REF | ATC | 2032 | 5 | NCR Portfolio | 13555 | Big Sandy #1 Gas | 0 | 0 | 0 |  | 0 |  |  |  | 0 |  |  | -1 | 0 | TCO |  | 0 |  | 0 | 0 | 0 | 0 | -1 | 0 | 0 | 0 | 0 | 0 |  |  | 0 |  | 0 |  |  | 5/30/2016 | 5/30/2031 |  | 0 | 0 | 2032 |  |  |  | 0 | 0 | Real 2021 ¦ 5/8/2023 1:03:19 PM | 10768 | 0 |  |  | 0 | 0 | 0 |  |  |  | 0
REF | ATC | 2032 | 6 | CC Portfolio | 13555 | Big Sandy #1 Gas | 0 | 0 | 0 |  | 0 |  |  |  | 0 |  |  | -1 | 0 | TCO |  | 0 |  | 0 | 0 | 0 | 0 | -1 | 0 | 0 | 0 | 0 | 0 |  |  | 0 |  | 0 |  |  | 5/30/2016 | 5/30/2031 |  | 0 | 0 | 2032 |  |  |  | 0 | 0 | Real 2021 ¦ 5/8/2023 1:03:19 PM | 10769 | 0 |  |  | 0 | 0 | 0 |  |  |  | 0
REF | ATC | 2032 | 7 | REF Mitchell Ext | 13555 | Big Sandy #1 Gas | 0 | 0 | 0 |  | 0 |  |  |  | 0 |  |  | -1 | 0 | TCO |  | 0 |  | 0 | 0 | 0 | 0 | -1 | 0 | 0 | 0 | 0 | 0 |  |  | 0 |  | 0 |  |  | 5/30/2016 | 5/30/2031 |  | 0 | 0 | 2032 |  |  |  | 0 | 0 | Real 2021 ¦ 5/8/2023 1:03:19 PM | 10770 | 0 |  |  | 0 | 0 | 0 |  |  |  | 0
REF | ATC | 2032 | 8 | REF No Wind Portfolio | 13555 | Big Sandy #1 Gas | 0 | 0 | 0 |  | 0 |  |  |  | 0 |  |  | -1 | 0 | TCO |  | 0 |  | 0 | 0 | 0 | 0 | -1 | 0 | 0 | 0 | 0 | 0 |  |  | 0 |  | 0 |  |  | 5/30/2016 | 5/30/2031 |  | 0 | 0 | 2032 |  |  |  | 0 | 0 | Real 2021 ¦ 5/8/2023 1:03:19 PM | 10771 | 0 |  |  | 0 | 0 | 0 |  |  |  | 0
REF | ATC | 2032 | 9 | Preferred Plan | 13555 | Big Sandy #1 Gas | 0 | 0 | 0 |  | 0 |  |  |  | 0 |  |  | -1 | 0 | TCO |  | 0 |  | 0 | 0 | 0 | 0 | -1 | 0 | 0 | 0 | 0 | 0 |  |  | 0 |  | 0 |  |  | 5/30/2016 | 5/30/2031 |  | 0 | 0 | 2032 |  |  |  | 0 | 0 | Real 2021 ¦ 5/8/2023 1:03:19 PM | 10772 | 0 |  |  | 0 | 0 | 0 |  |  |  | 0
REF | ATC | 2032 | 1 | REF Portfolio | 3102 | Mitchell #1 (WV) | 0 | 0 | 0 |  | 0 |  |  |  | 0 |  |  | -1 | 0 | Mitchell 1 Coal Price |  | 0 |  | 0 | 0 | 0 | 0 | -1 | 0 | 0 | 0 | 0 | 0 |  |  | 0 |  | 0 |  |  | 5/1/1971 | 5/31/2028 |  | 0 | 0 | 2032 |  |  |  | 0 | 0 | Real 2021 ¦ 5/8/2023 1:03:19 PM | 10773 | 0 |  |  | 0 | 0 | 0 |  |  |  | 0
REF | ATC | 2032 | 2 | REF-HC Portfolio | 3102 | Mitchell #1 (WV) | 0 | 0 | 0 |  | 0 |  |  |  | 0 |  |  | -1 | 0 | Mitchell 1 Coal Price |  | 0 |  | 0 | 0 | 0 | 0 | -1 | 0 | 0 | 0 | 0 | 0 |  |  | 0 |  | 0 |  |  | 5/1/1971 | 5/31/2028 |  | 0 | 0 | 2032 |  |  |  | 0 | 0 | Real 2021 ¦ 5/8/2023 1:03:19 PM | 10774 | 0 |  |  | 0 | 0 | 0 |  |  |  | 0
REF | ATC | 2032 | 3 | CETA Portfolio | 3102 | Mitchell #1 (WV) | 0 | 0 | 0 |  | 0 |  |  |  | 0 |  |  | -1 | 0 | Mitchell 1 Coal Price |  | 0 |  | 0 | 0 | 0 | 0 | -1 | 0 | 0 | 0 | 0 | 0 |  |  | 0 |  | 0 |  |  | 5/1/1971 | 5/31/2028 |  | 0 | 0 | 2032 |  |  |  | 0 | 0 | Real 2021 ¦ 5/8/2023 1:03:19 PM | 10775 | 0 |  |  | 0 | 0 | 0 |  |  |  | 0
REF | ATC | 2032 | 4 | ECR Portfolio | 3102 | Mitchell #1 (WV) | 0 | 0 | 0 |  | 0 |  |  |  | 0 |  |  | -1 | 0 | Mitchell 1 Coal Price |  | 0 |  | 0 | 0 | 0 | 0 | -1 | 0 | 0 | 0 | 0 | 0 |  |  | 0 |  | 0 |  |  | 5/1/1971 | 5/31/2028 |  | 0 | 0 | 2032 |  |  |  | 0 | 0 | Real 2021 ¦ 5/8/2023 1:03:19 PM | 10776 | 0 |  |  | 0 | 0 | 0 |  |  |  | 0
REF | ATC | 2032 | 5 | NCR Portfolio | 3102 | Mitchell #1 (WV) | 0 | 0 | 0 |  | 0 |  |  |  | 0 |  |  | -1 | 0 | Mitchell 1 Coal Price |  | 0 |  | 0 | 0 | 0 | 0 | -1 | 0 | 0 | 0 | 0 | 0 |  |  | 0 |  | 0 |  |  | 5/1/1971 | 5/31/2028 |  | 0 | 0 | 2032 |  |  |  | 0 | 0 | Real 2021 ¦ 5/8/2023 1:03:19 PM | 10777 | 0 |  |  | 0 | 0 | 0 |  |  |  | 0
REF | ATC | 2032 | 6 | CC Portfolio | 3102 | Mitchell #1 (WV) | 0 | 0 | 0 |  | 0 |  |  |  | 0 |  |  | -1 | 0 | Mitchell 1 Coal Price |  | 0 |  | 0 | 0 | 0 | 0 | -1 | 0 | 0 | 0 | 0 | 0 |  |  | 0 |  | 0 |  |  | 5/1/1971 | 5/31/2028 |  | 0 | 0 | 2032 |  |  |  | 0 | 0 | Real 2021 ¦ 5/8/2023 1:03:19 PM | 10778 | 0 |  |  | 0 | 0 | 0 |  |  |  | 0
REF | ATC | 2032 | 8 | REF No Wind Portfolio | 3102 | Mitchell #1 (WV) | 0 | 0 | 0 |  | 0 |  |  |  | 0 |  |  | -1 | 0 | Mitchell 1 Coal Price |  | 0 |  | 0 | 0 | 0 | 0 | -1 | 0 | 0 | 0 | 0 | 0 |  |  | 0 |  | 0 |  |  | 5/1/1971 | 5/31/2028 |  | 0 | 0 | 2032 |  |  |  | 0 | 0 | Real 2021 ¦ 5/8/2023 1:03:19 PM | 10779 | 0 |  |  | 0 | 0 | 0 |  |  |  | 0
REF | ATC | 2032 | 1 | REF Portfolio | 3105 | Mitchell #2 (WV) | 0 | 0 | 0 |  | 0 |  |  |  | 0 |  |  | -1 | 0 | Mitchell 2 Coal Price |  | 0 |  | 0 | 0 | 0 | 0 | -1 | 0 | 0 | 0 | 0 | 0 |  |  | 0 |  | 0 |  |  | 5/1/1971 | 5/31/2028 |  | 0 | 0 | 2032 |  |  |  | 0 | 0 | Real 2021 ¦ 5/8/2023 1:03:19 PM | 10780 | 0 |  |  | 0 | 0 | 0 |  |  |  | 0
REF | ATC | 2032 | 2 | REF-HC Portfolio | 3105 | Mitchell #2 (WV) | 0 | 0 | 0 |  | 0 |  |  |  | 0 |  |  | -1 | 0 | Mitchell 2 Coal Price |  | 0 |  | 0 | 0 | 0 | 0 | -1 | 0 | 0 | 0 | 0 | 0 |  |  | 0 |  | 0 |  |  | 5/1/1971 | 5/31/2028 |  | 0 | 0 | 2032 |  |  |  | 0 | 0 | Real 2021 ¦ 5/8/2023 1:03:19 PM | 10781 | 0 |  |  | 0 | 0 | 0 |  |  |  | 0
REF | ATC | 2032 | 3 | CETA Portfolio | 3105 | Mitchell #2 (WV) | 0 | 0 | 0 |  | 0 |  |  |  | 0 |  |  | -1 | 0 | Mitchell 2 Coal Price |  | 0 |  | 0 | 0 | 0 | 0 | -1 | 0 | 0 | 0 | 0 | 0 |  |  | 0 |  | 0 |  |  | 5/1/1971 | 5/31/2028 |  | 0 | 0 | 2032 |  |  |  | 0 | 0 | Real 2021 ¦ 5/8/2023 1:03:19 PM | 10782 | 0 |  |  | 0 | 0 | 0 |  |  |  | 0
REF | ATC | 2032 | 4 | ECR Portfolio | 3105 | Mitchell #2 (WV) | 0 | 0 | 0 |  | 0 |  |  |  | 0 |  |  | -1 | 0 | Mitchell 2 Coal Price |  | 0 |  | 0 | 0 | 0 | 0 | -1 | 0 | 0 | 0 | 0 | 0 |  |  | 0 |  | 0 |  |  | 5/1/1971 | 5/31/2028 |  | 0 | 0 | 2032 |  |  |  | 0 | 0 | Real 2021 ¦ 5/8/2023 1:03:19 PM | 10783 | 0 |  |  | 0 | 0 | 0 |  |  |  | 0
REF | ATC | 2032 | 5 | NCR Portfolio | 3105 | Mitchell #2 (WV) | 0 | 0 | 0 |  | 0 |  |  |  | 0 |  |  | -1 | 0 | Mitchell 2 Coal Price |  | 0 |  | 0 | 0 | 0 | 0 | -1 | 0 | 0 | 0 | 0 | 0 |  |  | 0 |  | 0 |  |  | 5/1/1971 | 5/31/2028 |  | 0 | 0 | 2032 |  |  |  | 0 | 0 | Real 2021 ¦ 5/8/2023 1:03:19 PM | 10784 | 0 |  |  | 0 | 0 | 0 |  |  |  | 0
REF | ATC | 2032 | 6 | CC Portfolio | 3105 | Mitchell #2 (WV) | 0 | 0 | 0 |  | 0 |  |  |  | 0 |  |  | -1 | 0 | Mitchell 2 Coal Price |  | 0 |  | 0 | 0 | 0 | 0 | -1 | 0 | 0 | 0 | 0 | 0 |  |  | 0 |  | 0 |  |  | 5/1/1971 | 5/31/2028 |  | 0 | 0 | 2032 |  |  |  | 0 | 0 | Real 2021 ¦ 5/8/2023 1:03:19 PM | 10785 | 0 |  |  | 0 | 0 | 0 |  |  |  | 0
REF | ATC | 2032 | 8 | REF No Wind Portfolio | 3105 | Mitchell #2 (WV) | 0 | 0 | 0 |  | 0 |  |  |  | 0 |  |  | -1 | 0 | Mitchell 2 Coal Price |  | 0 |  | 0 | 0 | 0 | 0 | -1 | 0 | 0 | 0 | 0 | 0 |  |  | 0 |  | 0 |  |  | 5/1/1971 | 5/31/2028 |  | 0 | 0 | 2032 |  |  |  | 0 | 0 | Real 2021 ¦ 5/8/2023 1:03:19 PM | 10786 | 0 |  |  | 0 | 0 | 0 |  |  |  | 0
REF | ATC | 2032 | 1 | REF Portfolio | Big Sandy #1_Ext Gas | Big Sandy #1_Ext Gas | 280.1839 | 295 | 53.6473 |  | 0 |  |  |  | 2773.075 |  |  | -1 | 4615837 | TCO |  | 471238 |  | 56.0368 | 22796.752 | 22796.752 | 0 | -1 | 0 | 0 | 214.5601 | 10 | 2063 | 0.18186 | 48.3763 | 18684.0742 | 39.6489 | 4112.6763 | 8.7274 |  | 6/1/2031 | 5/31/2041 |  | 0 | 0 | 2032 |  |  |  | 0 | 0 | Real 2021 ¦ 5/8/2023 1:03:19 PM | 10787 | 295.4 |  |  | 471238 | 0 | 0 |  |  |  | 0
REF | ATC | 2032 | 2 | REF-HC Portfolio | Big Sandy #1_Ext Gas | Big Sandy #1_Ext Gas | 280.1839 | 295 | 53.6473 |  | 0 |  |  |  | 2773.075 |  |  | -1 | 4615837 | TCO |  | 471238 |  | 56.0368 | 22796.752 | 22796.752 | 0 | -1 | 0 | 0 | 214.5601 | 10 | 2063 | 0.18186 | 48.3763 | 18684.0742 | 39.6489 | 4112.6763 | 8.7274 |  | 6/1/2031 | 5/31/2041 |  | 0 | 0 | 2032 |  |  |  | 0 | 0 | Real 2021 ¦ 5/8/2023 1:03:19 PM | 10788 | 295.4 |  |  | 471238 | 0 | 0 |  |  |  | 0
REF | ATC | 2032 | 3 | CETA Portfolio | Big Sandy #1_Ext Gas | Big Sandy #1_Ext Gas | 280.1839 | 295 | 53.6473 |  | 0 |  |  |  | 2773.075 |  |  | -1 | 4615837 | TCO |  | 471238 |  | 56.0368 | 22796.752 | 22796.752 | 0 | -1 | 0 | 0 | 214.5601 | 10 | 2063 | 0.18186 | 48.3763 | 18684.0742 | 39.6489 | 4112.6763 | 8.7274 |  | 6/1/2031 | 5/31/2041 |  | 0 | 0 | 2032 |  |  |  | 0 | 0 | Real 2021 ¦ 5/8/2023 1:03:19 PM | 10789 | 295.4 |  |  | 471238 | 0 | 0 |  |  |  | 0
REF | ATC | 2032 | 5 | NCR Portfolio | Big Sandy #1_Ext Gas | Big Sandy #1_Ext Gas | 280.1839 | 295 | 53.6473 |  | 0 |  |  |  | 2773.075 |  |  | -1 | 4615837 | TCO |  | 471238 |  | 56.0368 | 22796.752 | 22796.752 | 0 | -1 | 0 | 0 | 214.5601 | 10 | 2063 | 0.18186 | 48.3763 | 18684.0742 | 39.6489 | 4112.6763 | 8.7274 |  | 6/1/2031 | 5/31/2041 |  | 0 | 0 | 2032 |  |  |  | 0 | 0 | Real 2021 ¦ 5/8/2023 1:03:19 PM | 10790 | 295.4 |  |  | 471238 | 0 | 0 |  |  |  | 0
REF | ATC | 2032 | 6 | CC Portfolio | Big Sandy #1_Ext Gas | Big Sandy #1_Ext Gas | 280.1839 | 295 | 53.6473 |  | 0 |  |  |  | 2773.075 |  |  | -1 | 4615837 | TCO |  | 471238 |  | 56.0368 | 22796.752 | 22796.752 | 0 | -1 | 0 | 0 | 214.5601 | 10 | 2063 | 0.18186 | 48.3763 | 18684.0742 | 39.6489 | 4112.6763 | 8.7274 |  | 6/1/2031 | 5/31/2041 |  | 0 | 0 | 2032 |  |  |  | 0 | 0 | Real 2021 ¦ 5/8/2023 1:03:19 PM | 10791 | 295.4 |  |  | 471238 | 0 | 0 |  |  |  | 0
REF | ATC | 2032 | 7 | REF Mitchell Ext | Big Sandy #1_Ext Gas | Big Sandy #1_Ext Gas | 280.1839 | 295 | 53.6473 |  | 0 |  |  |  | 2773.075 |  |  | -1 | 4615837 | TCO |  | 471238 |  | 56.0368 | 22796.752 | 22796.752 | 0 | -1 | 0 | 0 | 214.5601 | 10 | 2063 | 0.18186 | 48.3763 | 18684.0742 | 39.6489 | 4112.6763 | 8.7274 |  | 6/1/2031 | 5/31/2041 |  | 0 | 0 | 2032 |  |  |  | 0 | 0 | Real 2021 ¦ 5/8/2023 1:03:19 PM | 10792 | 295.4 |  |  | 471238 | 0 | 0 |  |  |  | 0
REF | ATC | 2032 | 8 | REF No Wind Portfolio | Big Sandy #1_Ext Gas | Big Sandy #1_Ext Gas | 280.1839 | 295 | 53.6473 |  | 0 |  |  |  | 2773.075 |  |  | -1 | 4615837 | TCO |  | 471238 |  | 56.0368 | 22796.752 | 22796.752 | 0 | -1 | 0 | 0 | 214.5601 | 10 | 2063 | 0.18186 | 48.3763 | 18684.0742 | 39.6489 | 4112.6763 | 8.7274 |  | 6/1/2031 | 5/31/2041 |  | 0 | 0 | 2032 |  |  |  | 0 | 0 | Real 2021 ¦ 5/8/2023 1:03:19 PM | 10793 | 295.4 |  |  | 471238 | 0 | 0 |  |  |  | 0
REF | ATC | 2032 | 9 | Preferred Plan | Big Sandy #1_Ext Gas | Big Sandy #1_Ext Gas | 280.1839 | 295 | 53.6473 |  | 0 |  |  |  | 2773.075 |  |  | -1 | 4615837 | TCO |  | 471238 |  | 56.0368 | 22796.752 | 22796.752 | 0 | -1 | 0 | 0 | 214.5601 | 10 | 2063 | 0.18186 | 48.3763 | 18684.0742 | 39.6489 | 4112.6763 | 8.7274 |  | 6/1/2031 | 5/31/2041 |  | 0 | 0 | 2032 |  |  |  | 0 | 0 | Real 2021 ¦ 5/8/2023 1:03:19 PM | 10794 | 295.4 |  |  | 471238 | 0 | 0 |  |  |  | 0
REF | ATC | 2032 | 1 | REF Portfolio | Spicewood Solar 2027 | Spicewood Solar 2027 | 22.8598 | 100 | 22.8598 |  | 0 |  |  |  | 14594.0635 |  |  | -1 | 0 | Solar |  | 200800.8594 |  | 0 | 6863.8643 | 6863.8643 | 0 | -1 | 0 | 0 | 0 | 366 | 4394 | 0.2286 | 34.1824 | -6785.5171 | -33.7923 | 13649.3818 | 67.9747 |  | 1/1/2027 | 12/31/2099 |  | 0 | 0 | 2032 |  |  |  | 0 | 0 | Real 2021 ¦ 5/8/2023 1:03:19 PM | 10795 | 100 |  |  | 200800.8594 | 0 | 0 |  |  |  | 0
REF | ATC | 2032 | 2 | REF-HC Portfolio | Spicewood Solar 2027 | Spicewood Solar 2027 | 22.8598 | 100 | 22.8598 |  | 0 |  |  |  | 14594.0635 |  |  | -1 | 0 | Solar |  | 200800.8594 |  | 0 | 6863.8643 | 6863.8643 | 0 | -1 | 0 | 0 | 0 | 366 | 4394 | 0.2286 | 34.1824 | -6785.5171 | -33.7923 | 13649.3818 | 67.9747 |  | 1/1/2027 | 12/31/2099 |  | 0 | 0 | 2032 |  |  |  | 0 | 0 | Real 2021 ¦ 5/8/2023 1:03:19 PM | 10796 | 100 |  |  | 200800.8594 | 0 | 0 |  |  |  | 0
REF | ATC | 2032 | 3 | CETA Portfolio | Spicewood Solar 2027 | Spicewood Solar 2027 | 22.8598 | 100 | 22.8598 |  | 0 |  |  |  | 14594.0635 |  |  | -1 | 0 | Solar |  | 200800.8594 |  | 0 | 6863.8643 | 6863.8643 | 0 | -1 | 0 | 0 | 0 | 366 | 4394 | 0.2286 | 34.1824 | -6785.5171 | -33.7923 | 13649.3818 | 67.9747 |  | 1/1/2027 | 12/31/2099 |  | 0 | 0 | 2032 |  |  |  | 0 | 0 | Real 2021 ¦ 5/8/2023 1:03:19 PM | 10797 | 100 |  |  | 200800.8594 | 0 | 0 |  |  |  | 0
REF | ATC | 2032 | 4 | ECR Portfolio | Spicewood Solar 2027 | Spicewood Solar 2027 | 22.8598 | 100 | 22.8598 |  | 0 |  |  |  | 14594.0635 |  |  | -1 | 0 | Solar |  | 200800.8594 |  | 0 | 6863.8643 | 6863.8643 | 0 | -1 | 0 | 0 | 0 | 366 | 4394 | 0.2286 | 34.1824 | -6785.5171 | -33.7923 | 13649.3818 | 67.9747 |  | 1/1/2027 | 12/31/2099 |  | 0 | 0 | 2032 |  |  |  | 0 | 0 | Real 2021 ¦ 5/8/2023 1:03:19 PM | 10798 | 100 |  |  | 200800.8594 | 0 | 0 |  |  |  | 0
REF | ATC | 2032 | 5 | NCR Portfolio | Spicewood Solar 2027 | Spicewood Solar 2027 | 22.8598 | 100 | 22.8598 |  | 0 |  |  |  | 14594.0635 |  |  | -1 | 0 | Solar |  | 200800.8594 |  | 0 | 6863.8643 | 6863.8643 | 0 | -1 | 0 | 0 | 0 | 366 | 4394 | 0.2286 | 34.1824 | -6785.5171 | -33.7923 | 13649.3818 | 67.9747 |  | 1/1/2027 | 12/31/2099 |  | 0 | 0 | 2032 |  |  |  | 0 | 0 | Real 2021 ¦ 5/8/2023 1:03:19 PM | 10799 | 100 |  |  | 200800.8594 | 0 | 0 |  |  |  | 0
REF | ATC | 2032 | 6 | CC Portfolio | Spicewood Solar 2027 | Spicewood Solar 2027 | 22.8598 | 100 | 22.8598 |  | 0 |  |  |  | 14594.0635 |  |  | -1 | 0 | Solar |  | 200800.8594 |  | 0 | 6863.8643 | 6863.8643 | 0 | -1 | 0 | 0 | 0 | 366 | 4394 | 0.2286 | 34.1824 | -6785.5171 | -33.7923 | 13649.3818 | 67.9747 |  | 1/1/2027 | 12/31/2099 |  | 0 | 0 | 2032 |  |  |  | 0 | 0 | Real 2021 ¦ 5/8/2023 1:03:19 PM | 10800 | 100 |  |  | 200800.8594 | 0 | 0 |  |  |  | 0
REF | ATC | 2032 | 7 | REF Mitchell Ext | Spicewood Solar 2027 | Spicewood Solar 2027 | 22.8598 | 100 | 22.8598 |  | 0 |  |  |  | 14594.0635 |  |  | -1 | 0 | Solar |  | 200800.8594 |  | 0 | 6863.8643 | 6863.8643 | 0 | -1 | 0 | 0 | 0 | 366 | 4394 | 0.2286 | 34.1824 | -6785.5171 | -33.7923 | 13649.3818 | 67.9747 |  | 1/1/2027 | 12/31/2099 |  | 0 | 0 | 2032 |  |  |  | 0 | 0 | Real 2021 ¦ 5/8/2023 1:03:19 PM | 10801 | 100 |  |  | 200800.8594 | 0 | 0 |  |  |  | 0
REF | ATC | 2032 | 8 | REF No Wind Portfolio | Spicewood Solar 2027 | Spicewood Solar 2027 | 22.8598 | 100 | 22.8598 |  | 0 |  |  |  | 14594.0635 |  |  | -1 | 0 | Solar |  | 200800.8594 |  | 0 | 6863.8643 | 6863.8643 | 0 | -1 | 0 | 0 | 0 | 366 | 4394 | 0.2286 | 34.1824 | -6785.5171 | -33.7923 | 13649.3818 | 67.9747 |  | 1/1/2027 | 12/31/2099 |  | 0 | 0 | 2032 |  |  |  | 0 | 0 | Real 2021 ¦ 5/8/2023 1:03:19 PM | 10802 | 100 |  |  | 200800.8594 | 0 | 0 |  |  |  | 0
REF | ATC | 2032 | 9 | Preferred Plan | Spicewood Solar 2027 | Spicewood Solar 2027 | 22.8598 | 100 | 22.8598 |  | 0 |  |  |  | 14594.0635 |  |  | -1 | 0 | Solar |  | 200800.8594 |  | 0 | 6863.8643 | 6863.8643 | 0 | -1 | 0 | 0 | 0 | 366 | 4394 | 0.2286 | 34.1824 | -6785.5171 | -33.7923 | 13649.3818 | 67.9747 |  | 1/1/2027 | 12/31/2099 |  | 0 | 0 | 2032 |  |  |  | 0 | 0 | Real 2021 ¦ 5/8/2023 1:03:19 PM | 10803 | 100 |  |  | 200800.8594 | 0 | 0 |  |  |  | 0
REF | ATC | 2032 | 1 | REF Portfolio | DSM Resources | DSM Resources | 0.057172 | 5.4 | 0.057172 |  | 0 |  |  |  | 0 |  |  | -1 | 0 | DSM_EE |  | 502.2 |  | 0 | 21.4219 | 21.4219 | 0 | -1 | 0 | 0 | 0 | 92 | 93 | 0.010587 | 42.6561 | 0 | 0 | 21.4219 | 42.6561 |  | 1/1/2022 | 12/31/2099 |  | 0 | 0 | 2032 |  |  |  | 0 | 0 | Real 2021 ¦ 5/8/2023 1:03:19 PM | 10804 | 5.4 |  |  | 502.2 | 0 | 0 |  |  |  | 0
REF | ATC | 2032 | 2 | REF-HC Portfolio | DSM Resources | DSM Resources | 0.057172 | 5.4 | 0.057172 |  | 0 |  |  |  | 0 |  |  | -1 | 0 | DSM_EE |  | 502.2 |  | 0 | 21.4219 | 21.4219 | 0 | -1 | 0 | 0 | 0 | 92 | 93 | 0.010587 | 42.6561 | 0 | 0 | 21.4219 | 42.6561 |  | 1/1/2022 | 12/31/2099 |  | 0 | 0 | 2032 |  |  |  | 0 | 0 | Real 2021 ¦ 5/8/2023 1:03:19 PM | 10805 | 5.4 |  |  | 502.2 | 0 | 0 |  |  |  | 0
REF | ATC | 2032 | 3 | CETA Portfolio | DSM Resources | DSM Resources | 0.057172 | 5.4 | 0.057172 |  | 0 |  |  |  | 0 |  |  | -1 | 0 | DSM_EE |  | 502.2 |  | 0 | 21.4219 | 21.4219 | 0 | -1 | 0 | 0 | 0 | 92 | 93 | 0.010587 | 42.6561 | 0 | 0 | 21.4219 | 42.6561 |  | 1/1/2022 | 12/31/2099 |  | 0 | 0 | 2032 |  |  |  | 0 | 0 | Real 2021 ¦ 5/8/2023 1:03:19 PM | 10806 | 5.4 |  |  | 502.2 | 0 | 0 |  |  |  | 0
REF | ATC | 2032 | 4 | ECR Portfolio | DSM Resources | DSM Resources | 0.057172 | 5.4 | 0.057172 |  | 0 |  |  |  | 0 |  |  | -1 | 0 | DSM_EE |  | 502.2 |  | 0 | 21.4219 | 21.4219 | 0 | -1 | 0 | 0 | 0 | 92 | 93 | 0.010587 | 42.6561 | 0 | 0 | 21.4219 | 42.6561 |  | 1/1/2022 | 12/31/2099 |  | 0 | 0 | 2032 |  |  |  | 0 | 0 | Real 2021 ¦ 5/8/2023 1:03:19 PM | 10807 | 5.4 |  |  | 502.2 | 0 | 0 |  |  |  | 0
REF | ATC | 2032 | 5 | NCR Portfolio | DSM Resources | DSM Resources | 0.057172 | 5.4 | 0.057172 |  | 0 |  |  |  | 0 |  |  | -1 | 0 | DSM_EE |  | 502.2 |  | 0 | 21.4219 | 21.4219 | 0 | -1 | 0 | 0 | 0 | 92 | 93 | 0.010587 | 42.6561 | 0 | 0 | 21.4219 | 42.6561 |  | 1/1/2022 | 12/31/2099 |  | 0 | 0 | 2032 |  |  |  | 0 | 0 | Real 2021 ¦ 5/8/2023 1:03:19 PM | 10808 | 5.4 |  |  | 502.2 | 0 | 0 |  |  |  | 0
REF | ATC | 2032 | 6 | CC Portfolio | DSM Resources | DSM Resources | 0.057172 | 5.4 | 0.057172 |  | 0 |  |  |  | 0 |  |  | -1 | 0 | DSM_EE |  | 502.2 |  | 0 | 21.4219 | 21.4219 | 0 | -1 | 0 | 0 | 0 | 92 | 93 | 0.010587 | 42.6561 | 0 | 0 | 21.4219 | 42.6561 |  | 1/1/2022 | 12/31/2099 |  | 0 | 0 | 2032 |  |  |  | 0 | 0 | Real 2021 ¦ 5/8/2023 1:03:19 PM | 10809 | 5.4 |  |  | 502.2 | 0 | 0 |  |  |  | 0
REF | ATC | 2032 | 7 | REF Mitchell Ext | DSM Resources | DSM Resources | 0.057172 | 5.4 | 0.057172 |  | 0 |  |  |  | 0 |  |  | -1 | 0 | DSM_EE |  | 502.2 |  | 0 | 21.4219 | 21.4219 | 0 | -1 | 0 | 0 | 0 | 92 | 93 | 0.010587 | 42.6561 | 0 | 0 | 21.4219 | 42.6561 |  | 1/1/2022 | 12/31/2099 |  | 0 | 0 | 2032 |  |  |  | 0 | 0 | Real 2021 ¦ 5/8/2023 1:03:19 PM | 10810 | 5.4 |  |  | 502.2 | 0 | 0 |  |  |  | 0
REF | ATC | 2032 | 8 | REF No Wind Portfolio | DSM Resources | DSM Resources | 0.057172 | 5.4 | 0.057172 |  | 0 |  |  |  | 0 |  |  | -1 | 0 | DSM_EE |  | 502.2 |  | 0 | 21.4219 | 21.4219 | 0 | -1 | 0 | 0 | 0 | 92 | 93 | 0.010587 | 42.6561 | 0 | 0 | 21.4219 | 42.6561 |  | 1/1/2022 | 12/31/2099 |  | 0 | 0 | 2032 |  |  |  | 0 | 0 | Real 2021 ¦ 5/8/2023 1:03:19 PM | 10811 | 5.4 |  |  | 502.2 | 0 | 0 |  |  |  | 0
REF | ATC | 2032 | 9 | Preferred Plan | DSM Resources | DSM Resources | 0.057172 | 5.4 | 0.057172 |  | 0 |  |  |  | 0 |  |  | -1 | 0 | DSM_EE |  | 502.2 |  | 0 | 21.4219 | 21.4219 | 0 | -1 | 0 | 0 | 0 | 92 | 93 | 0.010587 | 42.6561 | 0 | 0 | 21.4219 | 42.6561 |  | 1/1/2022 | 12/31/2099 |  | 0 | 0 | 2032 |  |  |  | 0 | 0 | Real 2021 ¦ 5/8/2023 1:03:19 PM | 10812 | 5.4 |  |  | 502.2 | 0 | 0 |  |  |  | 0
REF | ATC | 2032 | 1 | REF Portfolio | Residential - Low/Medium_23-25 | Residential - Low/Medium_23-25 | 0.18901 | 1655.202 | 0.18901 |  | 0 |  |  |  | 0 |  |  | -1 | 0 | DSM_EE |  | 1660.2527 |  | 0 | 64.6065 | 64.6065 | 0 | -1 | 0 | 0 | 0 | 366 | 8784 | 0.00011419 | 38.9136 | 0 | 0 | 64.6065 | 38.9136 |  | 1/1/2023 | 12/31/2099 |  | 0 | 0 | 2032 |  |  |  | 0 | 0 | Real 2021 ¦ 5/8/2023 1:03:19 PM | 10813 | 1655.202 |  |  | 1660.2527 | 0 | 0 |  |  |  | 0
REF | ATC | 2032 | 5 | NCR Portfolio | Residential - Low/Medium_23-25 | Residential - Low/Medium_23-25 | 0.18901 | 1655.202 | 0.18901 |  | 0 |  |  |  | 0 |  |  | -1 | 0 | DSM_EE |  | 1660.2527 |  | 0 | 64.6065 | 64.6065 | 0 | -1 | 0 | 0 | 0 | 366 | 8784 | 0.00011419 | 38.9136 | 0 | 0 | 64.6065 | 38.9136 |  | 1/1/2023 | 12/31/2099 |  | 0 | 0 | 2032 |  |  |  | 0 | 0 | Real 2021 ¦ 5/8/2023 1:03:19 PM | 10814 | 1655.202 |  |  | 1660.2527 | 0 | 0 |  |  |  | 0
REF | ATC | 2032 | 6 | CC Portfolio | Residential - Low/Medium_23-25 | Residential - Low/Medium_23-25 | 0.18901 | 1655.202 | 0.18901 |  | 0 |  |  |  | 0 |  |  | -1 | 0 | DSM_EE |  | 1660.2527 |  | 0 | 64.6065 | 64.6065 | 0 | -1 | 0 | 0 | 0 | 366 | 8784 | 0.00011419 | 38.9136 | 0 | 0 | 64.6065 | 38.9136 |  | 1/1/2023 | 12/31/2099 |  | 0 | 0 | 2032 |  |  |  | 0 | 0 | Real 2021 ¦ 5/8/2023 1:03:19 PM | 10815 | 1655.202 |  |  | 1660.2527 | 0 | 0 |  |  |  | 0
REF | ATC | 2032 | 7 | REF Mitchell Ext | Residential - Low/Medium_23-25 | Residential - Low/Medium_23-25 | 0.18901 | 1655.202 | 0.18901 |  | 0 |  |  |  | 0 |  |  | -1 | 0 | DSM_EE |  | 1660.2527 |  | 0 | 64.6065 | 64.6065 | 0 | -1 | 0 | 0 | 0 | 366 | 8784 | 0.00011419 | 38.9136 | 0 | 0 | 64.6065 | 38.9136 |  | 1/1/2023 | 12/31/2099 |  | 0 | 0 | 2032 |  |  |  | 0 | 0 | Real 2021 ¦ 5/8/2023 1:03:19 PM | 10816 | 1655.202 |  |  | 1660.2527 | 0 | 0 |  |  |  | 0
REF | ATC | 2032 | 9 | Preferred Plan | Residential - Low/Medium_23-25 | Residential - Low/Medium_23-25 | 0.18901 | 1655.202 | 0.18901 |  | 0 |  |  |  | 0 |  |  | -1 | 0 | DSM_EE |  | 1660.2527 |  | 0 | 64.6065 | 64.6065 | 0 | -1 | 0 | 0 | 0 | 366 | 8784 | 0.00011419 | 38.9136 | 0 | 0 | 64.6065 | 38.9136 |  | 1/1/2023 | 12/31/2099 |  | 0 | 0 | 2032 |  |  |  | 0 | 0 | Real 2021 ¦ 5/8/2023 1:03:19 PM | 10817 | 1655.202 |  |  | 1660.2527 | 0 | 0 |  |  |  | 0
REF | ATC | 2032 | 5 | NCR Portfolio | Residential - High_23-25 | Residential - High_23-25 | 0.29281 | 2564.428 | 0.29281 |  | 0 |  |  |  | 0 |  |  | -1 | 0 | DSM_EE |  | 2572.0623 |  | 0 | 103.1388 | 103.1388 | 0 | -1 | 0 | 0 | 0 | 366 | 8784 | 0.00011418 | 40.0996 | 0 | 0 | 103.1388 | 40.0996 |  | 1/1/2023 | 12/31/2099 |  | 0 | 0 | 2032 |  |  |  | 0 | 0 | Real 2021 ¦ 5/8/2023 1:03:19 PM | 10818 | 2564.428 |  |  | 2572.0623 | 0 | 0 |  |  |  | 0
REF | ATC | 2032 | 1 | REF Portfolio | C&I - Low_23-25 | C&I - Low_23-25 | 2.3081 | 20204.5293 | 2.3081 |  | 0 |  |  |  | 0 |  |  | -1 | 0 | DSM_EE |  | 20274.668 |  | 0 | 759.4188 | 759.4188 | 0 | -1 | 0 | 0 | 0 | 366 | 8784 | 0.00011424 | 37.4565 | 0 | 0 | 759.4188 | 37.4565 |  | 1/1/2023 | 12/31/2099 |  | 0 | 0 | 2032 |  |  |  | 0 | 0 | Real 2021 ¦ 5/8/2023 1:03:19 PM | 10819 | 20204.5293 |  |  | 20274.668 | 0 | 0 |  |  |  | 0
REF | ATC | 2032 | 2 | REF-HC Portfolio | C&I - Low_23-25 | C&I - Low_23-25 | 2.3081 | 20204.5293 | 2.3081 |  | 0 |  |  |  | 0 |  |  | -1 | 0 | DSM_EE |  | 20274.668 |  | 0 | 759.4188 | 759.4188 | 0 | -1 | 0 | 0 | 0 | 366 | 8784 | 0.00011424 | 37.4565 | 0 | 0 | 759.4188 | 37.4565 |  | 1/1/2023 | 12/31/2099 |  | 0 | 0 | 2032 |  |  |  | 0 | 0 | Real 2021 ¦ 5/8/2023 1:03:19 PM | 10820 | 20204.5293 |  |  | 20274.668 | 0 | 0 |  |  |  | 0
REF | ATC | 2032 | 3 | CETA Portfolio | C&I - Low_23-25 | C&I - Low_23-25 | 2.3081 | 20204.5293 | 2.3081 |  | 0 |  |  |  | 0 |  |  | -1 | 0 | DSM_EE |  | 20274.668 |  | 0 | 759.4188 | 759.4188 | 0 | -1 | 0 | 0 | 0 | 366 | 8784 | 0.00011424 | 37.4565 | 0 | 0 | 759.4188 | 37.4565 |  | 1/1/2023 | 12/31/2099 |  | 0 | 0 | 2032 |  |  |  | 0 | 0 | Real 2021 ¦ 5/8/2023 1:03:19 PM | 10821 | 20204.5293 |  |  | 20274.668 | 0 | 0 |  |  |  | 0
REF | ATC | 2032 | 5 | NCR Portfolio | C&I - Low_23-25 | C&I - Low_23-25 | 2.3081 | 20204.5293 | 2.3081 |  | 0 |  |  |  | 0 |  |  | -1 | 0 | DSM_EE |  | 20274.668 |  | 0 | 759.4188 | 759.4188 | 0 | -1 | 0 | 0 | 0 | 366 | 8784 | 0.00011424 | 37.4565 | 0 | 0 | 759.4188 | 37.4565 |  | 1/1/2023 | 12/31/2099 |  | 0 | 0 | 2032 |  |  |  | 0 | 0 | Real 2021 ¦ 5/8/2023 1:03:19 PM | 10822 | 20204.5293 |  |  | 20274.668 | 0 | 0 |  |  |  | 0
REF | ATC | 2032 | 6 | CC Portfolio | C&I - Low_23-25 | C&I - Low_23-25 | 2.3081 | 20204.5293 | 2.3081 |  | 0 |  |  |  | 0 |  |  | -1 | 0 | DSM_EE |  | 20274.668 |  | 0 | 759.4188 | 759.4188 | 0 | -1 | 0 | 0 | 0 | 366 | 8784 | 0.00011424 | 37.4565 | 0 | 0 | 759.4188 | 37.4565 |  | 1/1/2023 | 12/31/2099 |  | 0 | 0 | 2032 |  |  |  | 0 | 0 | Real 2021 ¦ 5/8/2023 1:03:19 PM | 10823 | 20204.5293 |  |  | 20274.668 | 0 | 0 |  |  |  | 0
REF | ATC | 2032 | 7 | REF Mitchell Ext | C&I - Low_23-25 | C&I - Low_23-25 | 2.3081 | 20204.5293 | 2.3081 |  | 0 |  |  |  | 0 |  |  | -1 | 0 | DSM_EE |  | 20274.668 |  | 0 | 759.4188 | 759.4188 | 0 | -1 | 0 | 0 | 0 | 366 | 8784 | 0.00011424 | 37.4565 | 0 | 0 | 759.4188 | 37.4565 |  | 1/1/2023 | 12/31/2099 |  | 0 | 0 | 2032 |  |  |  | 0 | 0 | Real 2021 ¦ 5/8/2023 1:03:19 PM | 10824 | 20204.5293 |  |  | 20274.668 | 0 | 0 |  |  |  | 0
REF | ATC | 2032 | 9 | Preferred Plan | C&I - Low_23-25 | C&I - Low_23-25 | 2.3081 | 20204.5293 | 2.3081 |  | 0 |  |  |  | 0 |  |  | -1 | 0 | DSM_EE |  | 20274.668 |  | 0 | 759.4188 | 759.4188 | 0 | -1 | 0 | 0 | 0 | 366 | 8784 | 0.00011424 | 37.4565 | 0 | 0 | 759.4188 | 37.4565 |  | 1/1/2023 | 12/31/2099 |  | 0 | 0 | 2032 |  |  |  | 0 | 0 | Real 2021 ¦ 5/8/2023 1:03:19 PM | 10825 | 20204.5293 |  |  | 20274.668 | 0 | 0 |  |  |  | 0
REF | ATC | 2032 | 1 | REF Portfolio | IQW_23-25 | IQW_23-25 | 0.032063 | 280.708 | 0.032063 |  | 0 |  |  |  | 0 |  |  | -1 | 0 | DSM_EE |  | 281.644 |  | 0 | 11.1385 | 11.1385 | 0 | -1 | 0 | 0 | 0 | 366 | 8784 | 0.00011422 | 39.5482 | 0 | 0 | 11.1385 | 39.5482 |  | 1/1/2023 | 12/31/2099 |  | 0 | 0 | 2032 |  |  |  | 0 | 0 | Real 2021 ¦ 5/8/2023 1:03:19 PM | 10826 | 280.708 |  |  | 281.644 | 0 | 0 |  |  |  | 0
REF | ATC | 2032 | 2 | REF-HC Portfolio | IQW_23-25 | IQW_23-25 | 0.032063 | 280.708 | 0.032063 |  | 0 |  |  |  | 0 |  |  | -1 | 0 | DSM_EE |  | 281.644 |  | 0 | 11.1385 | 11.1385 | 0 | -1 | 0 | 0 | 0 | 366 | 8784 | 0.00011422 | 39.5482 | 0 | 0 | 11.1385 | 39.5482 |  | 1/1/2023 | 12/31/2099 |  | 0 | 0 | 2032 |  |  |  | 0 | 0 | Real 2021 ¦ 5/8/2023 1:03:19 PM | 10827 | 280.708 |  |  | 281.644 | 0 | 0 |  |  |  | 0
REF | ATC | 2032 | 3 | CETA Portfolio | IQW_23-25 | IQW_23-25 | 0.032063 | 280.708 | 0.032063 |  | 0 |  |  |  | 0 |  |  | -1 | 0 | DSM_EE |  | 281.644 |  | 0 | 11.1385 | 11.1385 | 0 | -1 | 0 | 0 | 0 | 366 | 8784 | 0.00011422 | 39.5482 | 0 | 0 | 11.1385 | 39.5482 |  | 1/1/2023 | 12/31/2099 |  | 0 | 0 | 2032 |  |  |  | 0 | 0 | Real 2021 ¦ 5/8/2023 1:03:19 PM | 10828 | 280.708 |  |  | 281.644 | 0 | 0 |  |  |  | 0
REF | ATC | 2032 | 4 | ECR Portfolio | IQW_23-25 | IQW_23-25 | 0.032063 | 280.708 | 0.032063 |  | 0 |  |  |  | 0 |  |  | -1 | 0 | DSM_EE |  | 281.644 |  | 0 | 11.1385 | 11.1385 | 0 | -1 | 0 | 0 | 0 | 366 | 8784 | 0.00011422 | 39.5482 | 0 | 0 | 11.1385 | 39.5482 |  | 1/1/2023 | 12/31/2099 |  | 0 | 0 | 2032 |  |  |  | 0 | 0 | Real 2021 ¦ 5/8/2023 1:03:19 PM | 10829 | 280.708 |  |  | 281.644 | 0 | 0 |  |  |  | 0
REF | ATC | 2032 | 5 | NCR Portfolio | IQW_23-25 | IQW_23-25 | 0.032063 | 280.708 | 0.032063 |  | 0 |  |  |  | 0 |  |  | -1 | 0 | DSM_EE |  | 281.644 |  | 0 | 11.1385 | 11.1385 | 0 | -1 | 0 | 0 | 0 | 366 | 8784 | 0.00011422 | 39.5482 | 0 | 0 | 11.1385 | 39.5482 |  | 1/1/2023 | 12/31/2099 |  | 0 | 0 | 2032 |  |  |  | 0 | 0 | Real 2021 ¦ 5/8/2023 1:03:19 PM | 10830 | 280.708 |  |  | 281.644 | 0 | 0 |  |  |  | 0
REF | ATC | 2032 | 6 | CC Portfolio | IQW_23-25 | IQW_23-25 | 0.032063 | 280.708 | 0.032063 |  | 0 |  |  |  | 0 |  |  | -1 | 0 | DSM_EE |  | 281.644 |  | 0 | 11.1385 | 11.1385 | 0 | -1 | 0 | 0 | 0 | 366 | 8784 | 0.00011422 | 39.5482 | 0 | 0 | 11.1385 | 39.5482 |  | 1/1/2023 | 12/31/2099 |  | 0 | 0 | 2032 |  |  |  | 0 | 0 | Real 2021 ¦ 5/8/2023 1:03:19 PM | 10831 | 280.708 |  |  | 281.644 | 0 | 0 |  |  |  | 0
REF | ATC | 2032 | 7 | REF Mitchell Ext | IQW_23-25 | IQW_23-25 | 0.032063 | 280.708 | 0.032063 |  | 0 |  |  |  | 0 |  |  | -1 | 0 | DSM_EE |  | 281.644 |  | 0 | 11.1385 | 11.1385 | 0 | -1 | 0 | 0 | 0 | 366 | 8784 | 0.00011422 | 39.5482 | 0 | 0 | 11.1385 | 39.5482 |  | 1/1/2023 | 12/31/2099 |  | 0 | 0 | 2032 |  |  |  | 0 | 0 | Real 2021 ¦ 5/8/2023 1:03:19 PM | 10832 | 280.708 |  |  | 281.644 | 0 | 0 |  |  |  | 0
REF | ATC | 2032 | 8 | REF No Wind Portfolio | IQW_23-25 | IQW_23-25 | 0.032063 | 280.708 | 0.032063 |  | 0 |  |  |  | 0 |  |  | -1 | 0 | DSM_EE |  | 281.644 |  | 0 | 11.1385 | 11.1385 | 0 | -1 | 0 | 0 | 0 | 366 | 8784 | 0.00011422 | 39.5482 | 0 | 0 | 11.1385 | 39.5482 |  | 1/1/2023 | 12/31/2099 |  | 0 | 0 | 2032 |  |  |  | 0 | 0 | Real 2021 ¦ 5/8/2023 1:03:19 PM | 10833 | 280.708 |  |  | 281.644 | 0 | 0 |  |  |  | 0
REF | ATC | 2032 | 9 | Preferred Plan | IQW_23-25 | IQW_23-25 | 0.032063 | 280.708 | 0.032063 |  | 0 |  |  |  | 0 |  |  | -1 | 0 | DSM_EE |  | 281.644 |  | 0 | 11.1385 | 11.1385 | 0 | -1 | 0 | 0 | 0 | 366 | 8784 | 0.00011422 | 39.5482 | 0 | 0 | 11.1385 | 39.5482 |  | 1/1/2023 | 12/31/2099 |  | 0 | 0 | 2032 |  |  |  | 0 | 0 | Real 2021 ¦ 5/8/2023 1:03:19 PM | 10834 | 280.708 |  |  | 281.644 | 0 | 0 |  |  |  | 0
REF | ATC | 2032 | 1 | REF Portfolio | Residential - Low/Medium_26-30 | Residential - Low/Medium_26-30 | 3.6105 | 31607.6738 | 3.6105 |  | 0 |  |  |  | 0 |  |  | -1 | 0 | DSM_EE |  | 31714.5918 |  | 0 | 1236.9436 | 1236.9436 | 0 | -1 | 0 | 0 | 0 | 366 | 8784 | 0.00011423 | 39.0023 | 0 | 0 | 1236.9436 | 39.0023 |  | 1/1/2026 | 12/31/2099 |  | 0 | 0 | 2032 |  |  |  | 0 | 0 | Real 2021 ¦ 5/8/2023 1:03:19 PM | 10835 | 31607.6738 |  |  | 31714.5918 | 0 | 0 |  |  |  | 0
REF | ATC | 2032 | 3 | CETA Portfolio | Residential - Low/Medium_26-30 | Residential - Low/Medium_26-30 | 3.6105 | 31607.6738 | 3.6105 |  | 0 |  |  |  | 0 |  |  | -1 | 0 | DSM_EE |  | 31714.5918 |  | 0 | 1236.9436 | 1236.9436 | 0 | -1 | 0 | 0 | 0 | 366 | 8784 | 0.00011423 | 39.0023 | 0 | 0 | 1236.9436 | 39.0023 |  | 1/1/2026 | 12/31/2099 |  | 0 | 0 | 2032 |  |  |  | 0 | 0 | Real 2021 ¦ 5/8/2023 1:03:19 PM | 10836 | 31607.6738 |  |  | 31714.5918 | 0 | 0 |  |  |  | 0
REF | ATC | 2032 | 5 | NCR Portfolio | Residential - Low/Medium_26-30 | Residential - Low/Medium_26-30 | 3.6105 | 31607.6738 | 3.6105 |  | 0 |  |  |  | 0 |  |  | -1 | 0 | DSM_EE |  | 31714.5918 |  | 0 | 1236.9436 | 1236.9436 | 0 | -1 | 0 | 0 | 0 | 366 | 8784 | 0.00011423 | 39.0023 | 0 | 0 | 1236.9436 | 39.0023 |  | 1/1/2026 | 12/31/2099 |  | 0 | 0 | 2032 |  |  |  | 0 | 0 | Real 2021 ¦ 5/8/2023 1:03:19 PM | 10837 | 31607.6738 |  |  | 31714.5918 | 0 | 0 |  |  |  | 0
REF | ATC | 2032 | 6 | CC Portfolio | Residential - Low/Medium_26-30 | Residential - Low/Medium_26-30 | 3.6105 | 31607.6738 | 3.6105 |  | 0 |  |  |  | 0 |  |  | -1 | 0 | DSM_EE |  | 31714.5918 |  | 0 | 1236.9436 | 1236.9436 | 0 | -1 | 0 | 0 | 0 | 366 | 8784 | 0.00011423 | 39.0023 | 0 | 0 | 1236.9436 | 39.0023 |  | 1/1/2026 | 12/31/2099 |  | 0 | 0 | 2032 |  |  |  | 0 | 0 | Real 2021 ¦ 5/8/2023 1:03:19 PM | 10838 | 31607.6738 |  |  | 31714.5918 | 0 | 0 |  |  |  | 0
REF | ATC | 2032 | 7 | REF Mitchell Ext | Residential - Low/Medium_26-30 | Residential - Low/Medium_26-30 | 3.6105 | 31607.6738 | 3.6105 |  | 0 |  |  |  | 0 |  |  | -1 | 0 | DSM_EE |  | 31714.5918 |  | 0 | 1236.9436 | 1236.9436 | 0 | -1 | 0 | 0 | 0 | 366 | 8784 | 0.00011423 | 39.0023 | 0 | 0 | 1236.9436 | 39.0023 |  | 1/1/2026 | 12/31/2099 |  | 0 | 0 | 2032 |  |  |  | 0 | 0 | Real 2021 ¦ 5/8/2023 1:03:19 PM | 10839 | 31607.6738 |  |  | 31714.5918 | 0 | 0 |  |  |  | 0
REF | ATC | 2032 | 9 | Preferred Plan | Residential - Low/Medium_26-30 | Residential - Low/Medium_26-30 | 3.6105 | 31607.6738 | 3.6105 |  | 0 |  |  |  | 0 |  |  | -1 | 0 | DSM_EE |  | 31714.5918 |  | 0 | 1236.9436 | 1236.9436 | 0 | -1 | 0 | 0 | 0 | 366 | 8784 | 0.00011423 | 39.0023 | 0 | 0 | 1236.9436 | 39.0023 |  | 1/1/2026 | 12/31/2099 |  | 0 | 0 | 2032 |  |  |  | 0 | 0 | Real 2021 ¦ 5/8/2023 1:03:19 PM | 10840 | 31607.6738 |  |  | 31714.5918 | 0 | 0 |  |  |  | 0
REF | ATC | 2032 | 5 | NCR Portfolio | Residential - High_26-30 | Residential - High_26-30 | 1.3549 | 11861.6758 | 1.3549 |  | 0 |  |  |  | 0 |  |  | -1 | 0 | DSM_EE |  | 11901.3262 |  | 0 | 478.0574 | 478.0574 | 0 | -1 | 0 | 0 | 0 | 366 | 8784 | 0.00011422 | 40.1684 | 0 | 0 | 478.0574 | 40.1684 |  | 1/1/2026 | 12/31/2099 |  | 0 | 0 | 2032 |  |  |  | 0 | 0 | Real 2021 ¦ 5/8/2023 1:03:19 PM | 10841 | 11861.6758 |  |  | 11901.3262 | 0 | 0 |  |  |  | 0
REF | ATC | 2032 | 6 | CC Portfolio | Residential - High_26-30 | Residential - High_26-30 | 1.3549 | 11861.6758 | 1.3549 |  | 0 |  |  |  | 0 |  |  | -1 | 0 | DSM_EE |  | 11901.3262 |  | 0 | 478.0574 | 478.0574 | 0 | -1 | 0 | 0 | 0 | 366 | 8784 | 0.00011422 | 40.1684 | 0 | 0 | 478.0574 | 40.1684 |  | 1/1/2026 | 12/31/2099 |  | 0 | 0 | 2032 |  |  |  | 0 | 0 | Real 2021 ¦ 5/8/2023 1:03:19 PM | 10842 | 11861.6758 |  |  | 11901.3262 | 0 | 0 |  |  |  | 0
REF | ATC | 2032 | 9 | Preferred Plan | Residential - High_26-30 | Residential - High_26-30 | 1.3549 | 11861.6758 | 1.3549 |  | 0 |  |  |  | 0 |  |  | -1 | 0 | DSM_EE |  | 11901.3262 |  | 0 | 478.0574 | 478.0574 | 0 | -1 | 0 | 0 | 0 | 366 | 8784 | 0.00011422 | 40.1684 | 0 | 0 | 478.0574 | 40.1684 |  | 1/1/2026 | 12/31/2099 |  | 0 | 0 | 2032 |  |  |  | 0 | 0 | Real 2021 ¦ 5/8/2023 1:03:19 PM | 10843 | 11861.6758 |  |  | 11901.3262 | 0 | 0 |  |  |  | 0
REF | ATC | 2032 | 2 | REF-HC Portfolio | Residential - Behavior_26-30 | Residential - Behavior_26-30 | 0 | 0 | 0 |  | 0 |  |  |  | 0 |  |  | -1 | 0 | DSM_EE |  | 0 |  | 0 | 0 | 0 | 0 | -1 | 0 | 0 | 0 | 0 | 0 |  |  | 0 |  | 0 |  |  | 1/1/2026 | 12/31/2099 |  | 0 | 0 | 2032 |  |  |  | 0 | 0 | Real 2021 ¦ 5/8/2023 1:03:19 PM | 10844 | 0 |  |  | 0 | 0 | 0 |  |  |  | 0
REF | ATC | 2032 | 5 | NCR Portfolio | Residential - Behavior_26-30 | Residential - Behavior_26-30 | 0 | 0 | 0 |  | 0 |  |  |  | 0 |  |  | -1 | 0 | DSM_EE |  | 0 |  | 0 | 0 | 0 | 0 | -1 | 0 | 0 | 0 | 0 | 0 |  |  | 0 |  | 0 |  |  | 1/1/2026 | 12/31/2099 |  | 0 | 0 | 2032 |  |  |  | 0 | 0 | Real 2021 ¦ 5/8/2023 1:03:19 PM | 10845 | 0 |  |  | 0 | 0 | 0 |  |  |  | 0
REF | ATC | 2032 | 6 | CC Portfolio | Residential - Behavior_26-30 | Residential - Behavior_26-30 | 0 | 0 | 0 |  | 0 |  |  |  | 0 |  |  | -1 | 0 | DSM_EE |  | 0 |  | 0 | 0 | 0 | 0 | -1 | 0 | 0 | 0 | 0 | 0 |  |  | 0 |  | 0 |  |  | 1/1/2026 | 12/31/2099 |  | 0 | 0 | 2032 |  |  |  | 0 | 0 | Real 2021 ¦ 5/8/2023 1:03:19 PM | 10846 | 0 |  |  | 0 | 0 | 0 |  |  |  | 0
REF | ATC | 2032 | 8 | REF No Wind Portfolio | Residential - Behavior_26-30 | Residential - Behavior_26-30 | 0 | 0 | 0 |  | 0 |  |  |  | 0 |  |  | -1 | 0 | DSM_EE |  | 0 |  | 0 | 0 | 0 | 0 | -1 | 0 | 0 | 0 | 0 | 0 |  |  | 0 |  | 0 |  |  | 1/1/2026 | 12/31/2099 |  | 0 | 0 | 2032 |  |  |  | 0 | 0 | Real 2021 ¦ 5/8/2023 1:03:19 PM | 10847 | 0 |  |  | 0 | 0 | 0 |  |  |  | 0
REF | ATC | 2032 | 9 | Preferred Plan | Residential - Behavior_26-30 | Residential - Behavior_26-30 | 0 | 0 | 0 |  | 0 |  |  |  | 0 |  |  | -1 | 0 | DSM_EE |  | 0 |  | 0 | 0 | 0 | 0 | -1 | 0 | 0 | 0 | 0 | 0 |  |  | 0 |  | 0 |  |  | 1/1/2026 | 12/31/2099 |  | 0 | 0 | 2032 |  |  |  | 0 | 0 | Real 2021 ¦ 5/8/2023 1:03:19 PM | 10848 | 0 |  |  | 0 | 0 | 0 |  |  |  | 0
REF | ATC | 2032 | 1 | REF Portfolio | C&I - Low_26-30 | C&I - Low_26-30 | 12.1537 | 106457.9609 | 12.1537 |  | 0 |  |  |  | 0 |  |  | -1 | 0 | DSM_EE |  | 106757.7109 |  | 0 | 4025.0654 | 4025.0654 | 0 | -1 | 0 | 0 | 0 | 366 | 8784 | 0.00011416 | 37.7028 | 0 | 0 | 4025.0654 | 37.7028 |  | 1/1/2026 | 12/31/2099 |  | 0 | 0 | 2032 |  |  |  | 0 | 0 | Real 2021 ¦ 5/8/2023 1:03:19 PM | 10849 | 106457.9609 |  |  | 106757.7109 | 0 | 0 |  |  |  | 0
REF | ATC | 2032 | 2 | REF-HC Portfolio | C&I - Low_26-30 | C&I - Low_26-30 | 12.1537 | 106457.9609 | 12.1537 |  | 0 |  |  |  | 0 |  |  | -1 | 0 | DSM_EE |  | 106757.7109 |  | 0 | 4025.0654 | 4025.0654 | 0 | -1 | 0 | 0 | 0 | 366 | 8784 | 0.00011416 | 37.7028 | 0 | 0 | 4025.0654 | 37.7028 |  | 1/1/2026 | 12/31/2099 |  | 0 | 0 | 2032 |  |  |  | 0 | 0 | Real 2021 ¦ 5/8/2023 1:03:19 PM | 10850 | 106457.9609 |  |  | 106757.7109 | 0 | 0 |  |  |  | 0
REF | ATC | 2032 | 3 | CETA Portfolio | C&I - Low_26-30 | C&I - Low_26-30 | 12.1537 | 106457.9609 | 12.1537 |  | 0 |  |  |  | 0 |  |  | -1 | 0 | DSM_EE |  | 106757.7109 |  | 0 | 4025.0654 | 4025.0654 | 0 | -1 | 0 | 0 | 0 | 366 | 8784 | 0.00011416 | 37.7028 | 0 | 0 | 4025.0654 | 37.7028 |  | 1/1/2026 | 12/31/2099 |  | 0 | 0 | 2032 |  |  |  | 0 | 0 | Real 2021 ¦ 5/8/2023 1:03:19 PM | 10851 | 106457.9609 |  |  | 106757.7109 | 0 | 0 |  |  |  | 0
REF | ATC | 2032 | 4 | ECR Portfolio | C&I - Low_26-30 | C&I - Low_26-30 | 12.1537 | 106457.9609 | 12.1537 |  | 0 |  |  |  | 0 |  |  | -1 | 0 | DSM_EE |  | 106757.7109 |  | 0 | 4025.0654 | 4025.0654 | 0 | -1 | 0 | 0 | 0 | 366 | 8784 | 0.00011416 | 37.7028 | 0 | 0 | 4025.0654 | 37.7028 |  | 1/1/2026 | 12/31/2099 |  | 0 | 0 | 2032 |  |  |  | 0 | 0 | Real 2021 ¦ 5/8/2023 1:03:19 PM | 10852 | 106457.9609 |  |  | 106757.7109 | 0 | 0 |  |  |  | 0
REF | ATC | 2032 | 5 | NCR Portfolio | C&I - Low_26-30 | C&I - Low_26-30 | 12.1537 | 106457.9609 | 12.1537 |  | 0 |  |  |  | 0 |  |  | -1 | 0 | DSM_EE |  | 106757.7109 |  | 0 | 4025.0654 | 4025.0654 | 0 | -1 | 0 | 0 | 0 | 366 | 8784 | 0.00011416 | 37.7028 | 0 | 0 | 4025.0654 | 37.7028 |  | 1/1/2026 | 12/31/2099 |  | 0 | 0 | 2032 |  |  |  | 0 | 0 | Real 2021 ¦ 5/8/2023 1:03:19 PM | 10853 | 106457.9609 |  |  | 106757.7109 | 0 | 0 |  |  |  | 0
REF | ATC | 2032 | 6 | CC Portfolio | C&I - Low_26-30 | C&I - Low_26-30 | 12.1537 | 106457.9609 | 12.1537 |  | 0 |  |  |  | 0 |  |  | -1 | 0 | DSM_EE |  | 106757.7109 |  | 0 | 4025.0654 | 4025.0654 | 0 | -1 | 0 | 0 | 0 | 366 | 8784 | 0.00011416 | 37.7028 | 0 | 0 | 4025.0654 | 37.7028 |  | 1/1/2026 | 12/31/2099 |  | 0 | 0 | 2032 |  |  |  | 0 | 0 | Real 2021 ¦ 5/8/2023 1:03:19 PM | 10854 | 106457.9609 |  |  | 106757.7109 | 0 | 0 |  |  |  | 0
REF | ATC | 2032 | 7 | REF Mitchell Ext | C&I - Low_26-30 | C&I - Low_26-30 | 12.1537 | 106457.9609 | 12.1537 |  | 0 |  |  |  | 0 |  |  | -1 | 0 | DSM_EE |  | 106757.7109 |  | 0 | 4025.0654 | 4025.0654 | 0 | -1 | 0 | 0 | 0 | 366 | 8784 | 0.00011416 | 37.7028 | 0 | 0 | 4025.0654 | 37.7028 |  | 1/1/2026 | 12/31/2099 |  | 0 | 0 | 2032 |  |  |  | 0 | 0 | Real 2021 ¦ 5/8/2023 1:03:19 PM | 10855 | 106457.9609 |  |  | 106757.7109 | 0 | 0 |  |  |  | 0
REF | ATC | 2032 | 8 | REF No Wind Portfolio | C&I - Low_26-30 | C&I - Low_26-30 | 12.1537 | 106457.9609 | 12.1537 |  | 0 |  |  |  | 0 |  |  | -1 | 0 | DSM_EE |  | 106757.7109 |  | 0 | 4025.0654 | 4025.0654 | 0 | -1 | 0 | 0 | 0 | 366 | 8784 | 0.00011416 | 37.7028 | 0 | 0 | 4025.0654 | 37.7028 |  | 1/1/2026 | 12/31/2099 |  | 0 | 0 | 2032 |  |  |  | 0 | 0 | Real 2021 ¦ 5/8/2023 1:03:19 PM | 10856 | 106457.9609 |  |  | 106757.7109 | 0 | 0 |  |  |  | 0
REF | ATC | 2032 | 9 | Preferred Plan | C&I - Low_26-30 | C&I - Low_26-30 | 12.1537 | 106457.9609 | 12.1537 |  | 0 |  |  |  | 0 |  |  | -1 | 0 | DSM_EE |  | 106757.7109 |  | 0 | 4025.0654 | 4025.0654 | 0 | -1 | 0 | 0 | 0 | 366 | 8784 | 0.00011416 | 37.7028 | 0 | 0 | 4025.0654 | 37.7028 |  | 1/1/2026 | 12/31/2099 |  | 0 | 0 | 2032 |  |  |  | 0 | 0 | Real 2021 ¦ 5/8/2023 1:03:19 PM | 10857 | 106457.9609 |  |  | 106757.7109 | 0 | 0 |  |  |  | 0
REF | ATC | 2032 | 5 | NCR Portfolio | C&I - High_26-30 | C&I - High_26-30 | 0 | 0 | 0 |  | 0 |  |  |  | 0 |  |  | -1 | 0 | DSM_EE |  | 0 |  | 0 | 0 | 0 | 0 | -1 | 0 | 0 | 0 | 0 | 0 |  |  | 0 |  | 0 |  |  | 1/1/2026 | 12/31/2099 |  | 0 | 0 | 2032 |  |  |  | 0 | 0 | Real 2021 ¦ 5/8/2023 1:03:19 PM | 10858 | 0 |  |  | 0 | 0 | 0 |  |  |  | 0
REF | ATC | 2032 | 1 | REF Portfolio | IQW_26-30 | IQW_26-30 | 0.18214 | 1593.1949 | 0.18214 |  | 0 |  |  |  | 0 |  |  | -1 | 0 | DSM_EE |  | 1599.9268 |  | 0 | 63.373 | 63.373 | 0 | -1 | 0 | 0 | 0 | 366 | 8784 | 0.00011432 | 39.6099 | 0 | 0 | 63.373 | 39.6099 |  | 1/1/2026 | 12/31/2099 |  | 0 | 0 | 2032 |  |  |  | 0 | 0 | Real 2021 ¦ 5/8/2023 1:03:19 PM | 10859 | 1593.1949 |  |  | 1599.9268 | 0 | 0 |  |  |  | 0
REF | ATC | 2032 | 2 | REF-HC Portfolio | IQW_26-30 | IQW_26-30 | 0.18214 | 1593.1949 | 0.18214 |  | 0 |  |  |  | 0 |  |  | -1 | 0 | DSM_EE |  | 1599.9268 |  | 0 | 63.373 | 63.373 | 0 | -1 | 0 | 0 | 0 | 366 | 8784 | 0.00011432 | 39.6099 | 0 | 0 | 63.373 | 39.6099 |  | 1/1/2026 | 12/31/2099 |  | 0 | 0 | 2032 |  |  |  | 0 | 0 | Real 2021 ¦ 5/8/2023 1:03:19 PM | 10860 | 1593.1949 |  |  | 1599.9268 | 0 | 0 |  |  |  | 0
REF | ATC | 2032 | 3 | CETA Portfolio | IQW_26-30 | IQW_26-30 | 0.18214 | 1593.1949 | 0.18214 |  | 0 |  |  |  | 0 |  |  | -1 | 0 | DSM_EE |  | 1599.9268 |  | 0 | 63.373 | 63.373 | 0 | -1 | 0 | 0 | 0 | 366 | 8784 | 0.00011432 | 39.6099 | 0 | 0 | 63.373 | 39.6099 |  | 1/1/2026 | 12/31/2099 |  | 0 | 0 | 2032 |  |  |  | 0 | 0 | Real 2021 ¦ 5/8/2023 1:03:19 PM | 10861 | 1593.1949 |  |  | 1599.9268 | 0 | 0 |  |  |  | 0
REF | ATC | 2032 | 4 | ECR Portfolio | IQW_26-30 | IQW_26-30 | 0.18214 | 1593.1949 | 0.18214 |  | 0 |  |  |  | 0 |  |  | -1 | 0 | DSM_EE |  | 1599.9268 |  | 0 | 63.373 | 63.373 | 0 | -1 | 0 | 0 | 0 | 366 | 8784 | 0.00011432 | 39.6099 | 0 | 0 | 63.373 | 39.6099 |  | 1/1/2026 | 12/31/2099 |  | 0 | 0 | 2032 |  |  |  | 0 | 0 | Real 2021 ¦ 5/8/2023 1:03:19 PM | 10862 | 1593.1949 |  |  | 1599.9268 | 0 | 0 |  |  |  | 0
REF | ATC | 2032 | 5 | NCR Portfolio | IQW_26-30 | IQW_26-30 | 0.18214 | 1593.1949 | 0.18214 |  | 0 |  |  |  | 0 |  |  | -1 | 0 | DSM_EE |  | 1599.9268 |  | 0 | 63.373 | 63.373 | 0 | -1 | 0 | 0 | 0 | 366 | 8784 | 0.00011432 | 39.6099 | 0 | 0 | 63.373 | 39.6099 |  | 1/1/2026 | 12/31/2099 |  | 0 | 0 | 2032 |  |  |  | 0 | 0 | Real 2021 ¦ 5/8/2023 1:03:19 PM | 10863 | 1593.1949 |  |  | 1599.9268 | 0 | 0 |  |  |  | 0
REF | ATC | 2032 | 6 | CC Portfolio | IQW_26-30 | IQW_26-30 | 0.18214 | 1593.1949 | 0.18214 |  | 0 |  |  |  | 0 |  |  | -1 | 0 | DSM_EE |  | 1599.9268 |  | 0 | 63.373 | 63.373 | 0 | -1 | 0 | 0 | 0 | 366 | 8784 | 0.00011432 | 39.6099 | 0 | 0 | 63.373 | 39.6099 |  | 1/1/2026 | 12/31/2099 |  | 0 | 0 | 2032 |  |  |  | 0 | 0 | Real 2021 ¦ 5/8/2023 1:03:19 PM | 10864 | 1593.1949 |  |  | 1599.9268 | 0 | 0 |  |  |  | 0
REF | ATC | 2032 | 7 | REF Mitchell Ext | IQW_26-30 | IQW_26-30 | 0.18214 | 1593.1949 | 0.18214 |  | 0 |  |  |  | 0 |  |  | -1 | 0 | DSM_EE |  | 1599.9268 |  | 0 | 63.373 | 63.373 | 0 | -1 | 0 | 0 | 0 | 366 | 8784 | 0.00011432 | 39.6099 | 0 | 0 | 63.373 | 39.6099 |  | 1/1/2026 | 12/31/2099 |  | 0 | 0 | 2032 |  |  |  | 0 | 0 | Real 2021 ¦ 5/8/2023 1:03:19 PM | 10865 | 1593.1949 |  |  | 1599.9268 | 0 | 0 |  |  |  | 0
REF | ATC | 2032 | 8 | REF No Wind Portfolio | IQW_26-30 | IQW_26-30 | 0.18214 | 1593.1949 | 0.18214 |  | 0 |  |  |  | 0 |  |  | -1 | 0 | DSM_EE |  | 1599.9268 |  | 0 | 63.373 | 63.373 | 0 | -1 | 0 | 0 | 0 | 366 | 8784 | 0.00011432 | 39.6099 | 0 | 0 | 63.373 | 39.6099 |  | 1/1/2026 | 12/31/2099 |  | 0 | 0 | 2032 |  |  |  | 0 | 0 | Real 2021 ¦ 5/8/2023 1:03:19 PM | 10866 | 1593.1949 |  |  | 1599.9268 | 0 | 0 |  |  |  | 0
REF | ATC | 2032 | 9 | Preferred Plan | IQW_26-30 | IQW_26-30 | 0.18214 | 1593.1949 | 0.18214 |  | 0 |  |  |  | 0 |  |  | -1 | 0 | DSM_EE |  | 1599.9268 |  | 0 | 63.373 | 63.373 | 0 | -1 | 0 | 0 | 0 | 366 | 8784 | 0.00011432 | 39.6099 | 0 | 0 | 63.373 | 39.6099 |  | 1/1/2026 | 12/31/2099 |  | 0 | 0 | 2032 |  |  |  | 0 | 0 | Real 2021 ¦ 5/8/2023 1:03:19 PM | 10867 | 1593.1949 |  |  | 1599.9268 | 0 | 0 |  |  |  | 0
REF | ATC | 2032 | 2 | REF-HC Portfolio | Residential - Low/Medium_31-42 | Residential - Low/Medium_31-42 | 2.377 | 20805.9668 | 2.377 |  | 0 |  |  |  | 2650.5649 |  |  | -1 | 0 | DSM_EE |  | 20879.5586 |  | 0 | 818.2845 | 818.2845 | 0 | -1 | 0 | 0 | 0 | 366 | 8784 | 0.00011425 | 39.1907 | 0 | 0 | 818.2845 | 39.1907 |  | 1/1/2031 | 12/31/2099 |  | 0 | 0 | 2032 |  |  |  | 0 | 0 | Real 2021 ¦ 5/8/2023 1:03:19 PM | 10868 | 20805.9668 |  |  | 20879.5586 | 0 | 0 |  |  |  | 0
REF | ATC | 2032 | 4 | ECR Portfolio | Residential - Low/Medium_31-42 | Residential - Low/Medium_31-42 | 2.377 | 20805.9668 | 2.377 |  | 0 |  |  |  | 2650.5649 |  |  | -1 | 0 | DSM_EE |  | 20879.5586 |  | 0 | 818.2845 | 818.2845 | 0 | -1 | 0 | 0 | 0 | 366 | 8784 | 0.00011425 | 39.1907 | 0 | 0 | 818.2845 | 39.1907 |  | 1/1/2031 | 12/31/2099 |  | 0 | 0 | 2032 |  |  |  | 0 | 0 | Real 2021 ¦ 5/8/2023 1:03:19 PM | 10869 | 20805.9668 |  |  | 20879.5586 | 0 | 0 |  |  |  | 0
REF | ATC | 2032 | 6 | CC Portfolio | Residential - Low/Medium_31-42 | Residential - Low/Medium_31-42 | 2.377 | 20805.9668 | 2.377 |  | 0 |  |  |  | 2650.5649 |  |  | -1 | 0 | DSM_EE |  | 20879.5586 |  | 0 | 818.2845 | 818.2845 | 0 | -1 | 0 | 0 | 0 | 366 | 8784 | 0.00011425 | 39.1907 | 0 | 0 | 818.2845 | 39.1907 |  | 1/1/2031 | 12/31/2099 |  | 0 | 0 | 2032 |  |  |  | 0 | 0 | Real 2021 ¦ 5/8/2023 1:03:19 PM | 10870 | 20805.9668 |  |  | 20879.5586 | 0 | 0 |  |  |  | 0
REF | ATC | 2032 | 8 | REF No Wind Portfolio | Residential - Low/Medium_31-42 | Residential - Low/Medium_31-42 | 2.377 | 20805.9668 | 2.377 |  | 0 |  |  |  | 2650.5649 |  |  | -1 | 0 | DSM_EE |  | 20879.5586 |  | 0 | 818.2845 | 818.2845 | 0 | -1 | 0 | 0 | 0 | 366 | 8784 | 0.00011425 | 39.1907 | 0 | 0 | 818.2845 | 39.1907 |  | 1/1/2031 | 12/31/2099 |  | 0 | 0 | 2032 |  |  |  | 0 | 0 | Real 2021 ¦ 5/8/2023 1:03:19 PM | 10871 | 20805.9668 |  |  | 20879.5586 | 0 | 0 |  |  |  | 0
REF | ATC | 2032 | 9 | Preferred Plan | Residential - Low/Medium_31-42 | Residential - Low/Medium_31-42 | 2.377 | 20805.9668 | 2.377 |  | 0 |  |  |  | 2650.5649 |  |  | -1 | 0 | DSM_EE |  | 20879.5586 |  | 0 | 818.2845 | 818.2845 | 0 | -1 | 0 | 0 | 0 | 366 | 8784 | 0.00011425 | 39.1907 | 0 | 0 | 818.2845 | 39.1907 |  | 1/1/2031 | 12/31/2099 |  | 0 | 0 | 2032 |  |  |  | 0 | 0 | Real 2021 ¦ 5/8/2023 1:03:19 PM | 10872 | 20805.9668 |  |  | 20879.5586 | 0 | 0 |  |  |  | 0
REF | ATC | 2032 | 1 | REF Portfolio | C&I - Low_31-42 | C&I - Low_31-42 | 6.4997 | 56889.6211 | 6.4997 |  | 0 |  |  |  | 5360.2041 |  |  | -1 | 0 | DSM_EE |  | 57092.9922 |  | 0 | 2155.1111 | 2155.1111 | 0 | -1 | 0 | 0 | 0 | 366 | 8784 | 0.00011425 | 37.7474 | 0 | 0 | 2155.1111 | 37.7474 |  | 1/1/2031 | 12/31/2099 |  | 0 | 0 | 2032 |  |  |  | 0 | 0 | Real 2021 ¦ 5/8/2023 1:03:19 PM | 10873 | 56889.6211 |  |  | 57092.9922 | 0 | 0 |  |  |  | 0
REF | ATC | 2032 | 3 | CETA Portfolio | C&I - Low_31-42 | C&I - Low_31-42 | 6.4997 | 56889.6211 | 6.4997 |  | 0 |  |  |  | 5360.2041 |  |  | -1 | 0 | DSM_EE |  | 57092.9922 |  | 0 | 2155.1111 | 2155.1111 | 0 | -1 | 0 | 0 | 0 | 366 | 8784 | 0.00011425 | 37.7474 | 0 | 0 | 2155.1111 | 37.7474 |  | 1/1/2031 | 12/31/2099 |  | 0 | 0 | 2032 |  |  |  | 0 | 0 | Real 2021 ¦ 5/8/2023 1:03:19 PM | 10874 | 56889.6211 |  |  | 57092.9922 | 0 | 0 |  |  |  | 0
REF | ATC | 2032 | 4 | ECR Portfolio | C&I - Low_31-42 | C&I - Low_31-42 | 6.4997 | 56889.6211 | 6.4997 |  | 0 |  |  |  | 5360.2041 |  |  | -1 | 0 | DSM_EE |  | 57092.9922 |  | 0 | 2155.1111 | 2155.1111 | 0 | -1 | 0 | 0 | 0 | 366 | 8784 | 0.00011425 | 37.7474 | 0 | 0 | 2155.1111 | 37.7474 |  | 1/1/2031 | 12/31/2099 |  | 0 | 0 | 2032 |  |  |  | 0 | 0 | Real 2021 ¦ 5/8/2023 1:03:19 PM | 10875 | 56889.6211 |  |  | 57092.9922 | 0 | 0 |  |  |  | 0
REF | ATC | 2032 | 6 | CC Portfolio | C&I - Low_31-42 | C&I - Low_31-42 | 6.4997 | 56889.6211 | 6.4997 |  | 0 |  |  |  | 5360.2041 |  |  | -1 | 0 | DSM_EE |  | 57092.9922 |  | 0 | 2155.1111 | 2155.1111 | 0 | -1 | 0 | 0 | 0 | 366 | 8784 | 0.00011425 | 37.7474 | 0 | 0 | 2155.1111 | 37.7474 |  | 1/1/2031 | 12/31/2099 |  | 0 | 0 | 2032 |  |  |  | 0 | 0 | Real 2021 ¦ 5/8/2023 1:03:19 PM | 10876 | 56889.6211 |  |  | 57092.9922 | 0 | 0 |  |  |  | 0
REF | ATC | 2032 | 7 | REF Mitchell Ext | C&I - Low_31-42 | C&I - Low_31-42 | 6.4997 | 56889.6211 | 6.4997 |  | 0 |  |  |  | 5360.2041 |  |  | -1 | 0 | DSM_EE |  | 57092.9922 |  | 0 | 2155.1111 | 2155.1111 | 0 | -1 | 0 | 0 | 0 | 366 | 8784 | 0.00011425 | 37.7474 | 0 | 0 | 2155.1111 | 37.7474 |  | 1/1/2031 | 12/31/2099 |  | 0 | 0 | 2032 |  |  |  | 0 | 0 | Real 2021 ¦ 5/8/2023 1:03:19 PM | 10877 | 56889.6211 |  |  | 57092.9922 | 0 | 0 |  |  |  | 0
REF | ATC | 2032 | 8 | REF No Wind Portfolio | C&I - Low_31-42 | C&I - Low_31-42 | 6.4997 | 56889.6211 | 6.4997 |  | 0 |  |  |  | 5360.2041 |  |  | -1 | 0 | DSM_EE |  | 57092.9922 |  | 0 | 2155.1111 | 2155.1111 | 0 | -1 | 0 | 0 | 0 | 366 | 8784 | 0.00011425 | 37.7474 | 0 | 0 | 2155.1111 | 37.7474 |  | 1/1/2031 | 12/31/2099 |  | 0 | 0 | 2032 |  |  |  | 0 | 0 | Real 2021 ¦ 5/8/2023 1:03:19 PM | 10878 | 56889.6211 |  |  | 57092.9922 | 0 | 0 |  |  |  | 0
REF | ATC | 2032 | 9 | Preferred Plan | C&I - Low_31-42 | C&I - Low_31-42 | 6.4997 | 56889.6211 | 6.4997 |  | 0 |  |  |  | 5360.2041 |  |  | -1 | 0 | DSM_EE |  | 57092.9922 |  | 0 | 2155.1111 | 2155.1111 | 0 | -1 | 0 | 0 | 0 | 366 | 8784 | 0.00011425 | 37.7474 | 0 | 0 | 2155.1111 | 37.7474 |  | 1/1/2031 | 12/31/2099 |  | 0 | 0 | 2032 |  |  |  | 0 | 0 | Real 2021 ¦ 5/8/2023 1:03:19 PM | 10879 | 56889.6211 |  |  | 57092.9922 | 0 | 0 |  |  |  | 0
REF | ATC | 2032 | 1 | REF Portfolio | IQW_31-42 | IQW_31-42 | 0.1045 | 914.146 | 0.1045 |  | 0 |  |  |  | 824.232 |  |  | -1 | 0 | DSM_EE |  | 917.9452 |  | 0 | 36.4569 | 36.4569 | 0 | -1 | 0 | 0 | 0 | 366 | 8784 | 0.00011432 | 39.7158 | 0 | 0 | 36.4569 | 39.7158 |  | 1/1/2031 | 12/31/2099 |  | 0 | 0 | 2032 |  |  |  | 0 | 0 | Real 2021 ¦ 5/8/2023 1:03:19 PM | 10880 | 914.146 |  |  | 917.9452 | 0 | 0 |  |  |  | 0
REF | ATC | 2032 | 2 | REF-HC Portfolio | IQW_31-42 | IQW_31-42 | 0.1045 | 914.146 | 0.1045 |  | 0 |  |  |  | 824.232 |  |  | -1 | 0 | DSM_EE |  | 917.9452 |  | 0 | 36.4569 | 36.4569 | 0 | -1 | 0 | 0 | 0 | 366 | 8784 | 0.00011432 | 39.7158 | 0 | 0 | 36.4569 | 39.7158 |  | 1/1/2031 | 12/31/2099 |  | 0 | 0 | 2032 |  |  |  | 0 | 0 | Real 2021 ¦ 5/8/2023 1:03:19 PM | 10881 | 914.146 |  |  | 917.9452 | 0 | 0 |  |  |  | 0
REF | ATC | 2032 | 3 | CETA Portfolio | IQW_31-42 | IQW_31-42 | 0.1045 | 914.146 | 0.1045 |  | 0 |  |  |  | 824.232 |  |  | -1 | 0 | DSM_EE |  | 917.9452 |  | 0 | 36.4569 | 36.4569 | 0 | -1 | 0 | 0 | 0 | 366 | 8784 | 0.00011432 | 39.7158 | 0 | 0 | 36.4569 | 39.7158 |  | 1/1/2031 | 12/31/2099 |  | 0 | 0 | 2032 |  |  |  | 0 | 0 | Real 2021 ¦ 5/8/2023 1:03:19 PM | 10882 | 914.146 |  |  | 917.9452 | 0 | 0 |  |  |  | 0
REF | ATC | 2032 | 4 | ECR Portfolio | IQW_31-42 | IQW_31-42 | 0.1045 | 914.146 | 0.1045 |  | 0 |  |  |  | 824.232 |  |  | -1 | 0 | DSM_EE |  | 917.9452 |  | 0 | 36.4569 | 36.4569 | 0 | -1 | 0 | 0 | 0 | 366 | 8784 | 0.00011432 | 39.7158 | 0 | 0 | 36.4569 | 39.7158 |  | 1/1/2031 | 12/31/2099 |  | 0 | 0 | 2032 |  |  |  | 0 | 0 | Real 2021 ¦ 5/8/2023 1:03:19 PM | 10883 | 914.146 |  |  | 917.9452 | 0 | 0 |  |  |  | 0
REF | ATC | 2032 | 5 | NCR Portfolio | IQW_31-42 | IQW_31-42 | 0.1045 | 914.146 | 0.1045 |  | 0 |  |  |  | 824.232 |  |  | -1 | 0 | DSM_EE |  | 917.9452 |  | 0 | 36.4569 | 36.4569 | 0 | -1 | 0 | 0 | 0 | 366 | 8784 | 0.00011432 | 39.7158 | 0 | 0 | 36.4569 | 39.7158 |  | 1/1/2031 | 12/31/2099 |  | 0 | 0 | 2032 |  |  |  | 0 | 0 | Real 2021 ¦ 5/8/2023 1:03:19 PM | 10884 | 914.146 |  |  | 917.9452 | 0 | 0 |  |  |  | 0
REF | ATC | 2032 | 6 | CC Portfolio | IQW_31-42 | IQW_31-42 | 0.1045 | 914.146 | 0.1045 |  | 0 |  |  |  | 824.232 |  |  | -1 | 0 | DSM_EE |  | 917.9452 |  | 0 | 36.4569 | 36.4569 | 0 | -1 | 0 | 0 | 0 | 366 | 8784 | 0.00011432 | 39.7158 | 0 | 0 | 36.4569 | 39.7158 |  | 1/1/2031 | 12/31/2099 |  | 0 | 0 | 2032 |  |  |  | 0 | 0 | Real 2021 ¦ 5/8/2023 1:03:19 PM | 10885 | 914.146 |  |  | 917.9452 | 0 | 0 |  |  |  | 0
REF | ATC | 2032 | 7 | REF Mitchell Ext | IQW_31-42 | IQW_31-42 | 0.1045 | 914.146 | 0.1045 |  | 0 |  |  |  | 824.232 |  |  | -1 | 0 | DSM_EE |  | 917.9452 |  | 0 | 36.4569 | 36.4569 | 0 | -1 | 0 | 0 | 0 | 366 | 8784 | 0.00011432 | 39.7158 | 0 | 0 | 36.4569 | 39.7158 |  | 1/1/2031 | 12/31/2099 |  | 0 | 0 | 2032 |  |  |  | 0 | 0 | Real 2021 ¦ 5/8/2023 1:03:19 PM | 10886 | 914.146 |  |  | 917.9452 | 0 | 0 |  |  |  | 0
REF | ATC | 2032 | 8 | REF No Wind Portfolio | IQW_31-42 | IQW_31-42 | 0.1045 | 914.146 | 0.1045 |  | 0 |  |  |  | 824.232 |  |  | -1 | 0 | DSM_EE |  | 917.9452 |  | 0 | 36.4569 | 36.4569 | 0 | -1 | 0 | 0 | 0 | 366 | 8784 | 0.00011432 | 39.7158 | 0 | 0 | 36.4569 | 39.7158 |  | 1/1/2031 | 12/31/2099 |  | 0 | 0 | 2032 |  |  |  | 0 | 0 | Real 2021 ¦ 5/8/2023 1:03:19 PM | 10887 | 914.146 |  |  | 917.9452 | 0 | 0 |  |  |  | 0
REF | ATC | 2032 | 9 | Preferred Plan | IQW_31-42 | IQW_31-42 | 0.1045 | 914.146 | 0.1045 |  | 0 |  |  |  | 824.232 |  |  | -1 | 0 | DSM_EE |  | 917.9452 |  | 0 | 36.4569 | 36.4569 | 0 | -1 | 0 | 0 | 0 | 366 | 8784 | 0.00011432 | 39.7158 | 0 | 0 | 36.4569 | 39.7158 |  | 1/1/2031 | 12/31/2099 |  | 0 | 0 | 2032 |  |  |  | 0 | 0 | Real 2021 ¦ 5/8/2023 1:03:19 PM | 10888 | 914.146 |  |  | 917.9452 | 0 | 0 |  |  |  | 0
REF | ATC | 2032 | 1 | REF Portfolio | Area 1001 Gas CT 2029 | Area 1001 Gas CT 2029 | 419.2436 | 458.341 | 144.2877 |  | 0 |  |  |  | 49041.3516 |  |  | -1 | 12709631 | TCO |  | 1267423.375 |  | 125.7731 | 59831.7539 | 59831.7539 | 0 | -1 | 0 | 0 | 2861.7405 | 63 | 3837 | 0.3148 | 47.2074 | 47999.0469 | 37.8714 | 11832.7051 | 9.336 |  | 1/1/2029 | 12/31/2099 |  | 0 | 0 | 2032 |  |  |  | 0 | 0 | Real 2021 ¦ 5/8/2023 1:03:19 PM | 10889 | 480 |  |  | 1267423.375 | 0 | 0 |  |  |  | 0
REF | ATC | 2032 | 2 | REF-HC Portfolio | Area 1001 Gas CT 2029 | Area 1001 Gas CT 2029 | 419.2436 | 458.341 | 144.2877 |  | 0 |  |  |  | 49041.3516 |  |  | -1 | 12709631 | TCO |  | 1267423.375 |  | 125.7731 | 59831.7539 | 59831.7539 | 0 | -1 | 0 | 0 | 2861.7405 | 63 | 3837 | 0.3148 | 47.2074 | 47999.0469 | 37.8714 | 11832.7051 | 9.336 |  | 1/1/2029 | 12/31/2099 |  | 0 | 0 | 2032 |  |  |  | 0 | 0 | Real 2021 ¦ 5/8/2023 1:03:19 PM | 10890 | 480 |  |  | 1267423.375 | 0 | 0 |  |  |  | 0
REF | ATC | 2032 | 3 | CETA Portfolio | Area 1001 Gas CT 2029 | Area 1001 Gas CT 2029 | 419.2436 | 458.341 | 144.2877 |  | 0 |  |  |  | 49041.3516 |  |  | -1 | 12709631 | TCO |  | 1267423.375 |  | 125.7731 | 59831.7539 | 59831.7539 | 0 | -1 | 0 | 0 | 2861.7405 | 63 | 3837 | 0.3148 | 47.2074 | 47999.0469 | 37.8714 | 11832.7051 | 9.336 |  | 1/1/2029 | 12/31/2099 |  | 0 | 0 | 2032 |  |  |  | 0 | 0 | Real 2021 ¦ 5/8/2023 1:03:19 PM | 10891 | 480 |  |  | 1267423.375 | 0 | 0 |  |  |  | 0
REF | ATC | 2032 | 4 | ECR Portfolio | Area 1001 Gas CT 2029 | Area 1001 Gas CT 2029 | 209.6218 | 229.1705 | 72.1439 |  | 0 |  |  |  | 24520.6758 |  |  | -1 | 6354815.5 | TCO |  | 633711.6875 |  | 62.8865 | 29915.877 | 29915.877 | 0 | -1 | 0 | 0 | 1430.8702 | 63 | 3837 | 0.3148 | 47.2074 | 23999.5234 | 37.8714 | 5916.3525 | 9.336 |  | 1/1/2029 | 12/31/2099 |  | 0 | 0 | 2032 |  |  |  | 0 | 0 | Real 2021 ¦ 5/8/2023 1:03:19 PM | 10892 | 240 |  |  | 633711.6875 | 0 | 0 |  |  |  | 0
REF | ATC | 2032 | 5 | NCR Portfolio | Area 1001 Gas CT 2029 | Area 1001 Gas CT 2029 | 419.2436 | 458.341 | 144.2877 |  | 0 |  |  |  | 49041.3516 |  |  | -1 | 12709631 | TCO |  | 1267423.375 |  | 125.7731 | 59831.7539 | 59831.7539 | 0 | -1 | 0 | 0 | 2861.7405 | 63 | 3837 | 0.3148 | 47.2074 | 47999.0469 | 37.8714 | 11832.7051 | 9.336 |  | 1/1/2029 | 12/31/2099 |  | 0 | 0 | 2032 |  |  |  | 0 | 0 | Real 2021 ¦ 5/8/2023 1:03:19 PM | 10893 | 480 |  |  | 1267423.375 | 0 | 0 |  |  |  | 0
REF | ATC | 2032 | 7 | REF Mitchell Ext | Area 1001 Gas CT 2029 | Area 1001 Gas CT 2029 | 419.2436 | 458.341 | 144.2877 |  | 0 |  |  |  | 49041.3516 |  |  | -1 | 12709631 | TCO |  | 1267423.375 |  | 125.7731 | 59831.7539 | 59831.7539 | 0 | -1 | 0 | 0 | 2861.7405 | 63 | 3837 | 0.3148 | 47.2074 | 47999.0469 | 37.8714 | 11832.7051 | 9.336 |  | 1/1/2029 | 12/31/2099 |  | 0 | 0 | 2032 |  |  |  | 0 | 0 | Real 2021 ¦ 5/8/2023 1:03:19 PM | 10894 | 480 |  |  | 1267423.375 | 0 | 0 |  |  |  | 0
REF | ATC | 2032 | 8 | REF No Wind Portfolio | Area 1001 Gas CT 2029 | Area 1001 Gas CT 2029 | 209.6218 | 229.1705 | 72.1439 |  | 0 |  |  |  | 24520.6758 |  |  | -1 | 6354815.5 | TCO |  | 633711.6875 |  | 62.8865 | 29915.877 | 29915.877 | 0 | -1 | 0 | 0 | 1430.8702 | 63 | 3837 | 0.3148 | 47.2074 | 23999.5234 | 37.8714 | 5916.3525 | 9.336 |  | 1/1/2029 | 12/31/2099 |  | 0 | 0 | 2032 |  |  |  | 0 | 0 | Real 2021 ¦ 5/8/2023 1:03:19 PM | 10895 | 240 |  |  | 633711.6875 | 0 | 0 |  |  |  | 0
REF | ATC | 2032 | 9 | Preferred Plan | Area 1001 Gas CT 2029 | Area 1001 Gas CT 2029 | 419.2436 | 458.341 | 144.2877 |  | 0 |  |  |  | 49041.3516 |  |  | -1 | 12709631 | TCO |  | 1267423.375 |  | 125.7731 | 59831.7539 | 59831.7539 | 0 | -1 | 0 | 0 | 2861.7405 | 63 | 3837 | 0.3148 | 47.2074 | 47999.0469 | 37.8714 | 11832.7051 | 9.336 |  | 1/1/2029 | 12/31/2099 |  | 0 | 0 | 2032 |  |  |  | 0 | 0 | Real 2021 ¦ 5/8/2023 1:03:19 PM | 10896 | 480 |  |  | 1267423.375 | 0 | 0 |  |  |  | 0
REF | ATC | 2032 | 8 | REF No Wind Portfolio | Area 1001 Solar 2026 | Area 1001 Solar 2026 | 22.8598 | 100 | 22.8598 |  | 0 |  |  |  | 15118.4336 |  |  | -1 | 0 | Solar |  | 200800.8594 |  | 0 | 6863.8643 | 6863.8643 | 0 | -1 | 0 | 0 | 0 | 366 | 4394 | 0.2286 | 34.1824 | -6785.5171 | -33.7923 | 13649.3818 | 67.9747 |  | 1/1/2026 | 12/31/2099 |  | 0 | 0 | 2032 |  |  |  | 0 | 0 | Real 2021 ¦ 5/8/2023 1:03:19 PM | 10897 | 100 |  |  | 200800.8594 | 0 | 0 |  |  |  | 0
REF | ATC | 2032 | 1 | REF Portfolio | Area 1001 Solar 2027 | Area 1001 Solar 2027 | 34.2898 | 150 | 34.2898 |  | 0 |  |  |  | 21891.0957 |  |  | -1 | 0 | Solar |  | 301201.2812 |  | 0 | 10295.7969 | 10295.7969 | 0 | -1 | 0 | 0 | 0 | 366 | 4394 | 0.2286 | 34.1824 | -10178.2754 | -33.7923 | 20474.0723 | 67.9747 |  | 1/1/2027 | 12/31/2099 |  | 0 | 0 | 2032 |  |  |  | 0 | 0 | Real 2021 ¦ 5/8/2023 1:03:19 PM | 10898 | 150 |  |  | 301201.2812 | 0 | 0 |  |  |  | 0
REF | ATC | 2032 | 2 | REF-HC Portfolio | Area 1001 Solar 2027 | Area 1001 Solar 2027 | 22.8598 | 100 | 22.8598 |  | 0 |  |  |  | 14594.0635 |  |  | -1 | 0 | Solar |  | 200800.8594 |  | 0 | 6863.8643 | 6863.8643 | 0 | -1 | 0 | 0 | 0 | 366 | 4394 | 0.2286 | 34.1824 | -6785.5171 | -33.7923 | 13649.3818 | 67.9747 |  | 1/1/2027 | 12/31/2099 |  | 0 | 0 | 2032 |  |  |  | 0 | 0 | Real 2021 ¦ 5/8/2023 1:03:19 PM | 10899 | 100 |  |  | 200800.8594 | 0 | 0 |  |  |  | 0
REF | ATC | 2032 | 3 | CETA Portfolio | Area 1001 Solar 2027 | Area 1001 Solar 2027 | 34.2898 | 150 | 34.2898 |  | 0 |  |  |  | 21891.0957 |  |  | -1 | 0 | Solar |  | 301201.2812 |  | 0 | 10295.7969 | 10295.7969 | 0 | -1 | 0 | 0 | 0 | 366 | 4394 | 0.2286 | 34.1824 | -10178.2754 | -33.7923 | 20474.0723 | 67.9747 |  | 1/1/2027 | 12/31/2099 |  | 0 | 0 | 2032 |  |  |  | 0 | 0 | Real 2021 ¦ 5/8/2023 1:03:19 PM | 10900 | 150 |  |  | 301201.2812 | 0 | 0 |  |  |  | 0
REF | ATC | 2032 | 5 | NCR Portfolio | Area 1001 Solar 2027 | Area 1001 Solar 2027 | 11.4299 | 50 | 11.4299 |  | 0 |  |  |  | 7297.0317 |  |  | -1 | 0 | Solar |  | 100400.4297 |  | 0 | 3431.9321 | 3431.9321 | 0 | -1 | 0 | 0 | 0 | 366 | 4394 | 0.2286 | 34.1824 | -3392.7585 | -33.7923 | 6824.6909 | 67.9747 |  | 1/1/2027 | 12/31/2099 |  | 0 | 0 | 2032 |  |  |  | 0 | 0 | Real 2021 ¦ 5/8/2023 1:03:19 PM | 10901 | 50 |  |  | 100400.4297 | 0 | 0 |  |  |  | 0
REF | ATC | 2032 | 6 | CC Portfolio | Area 1001 Solar 2027 | Area 1001 Solar 2027 | 34.2898 | 150 | 34.2898 |  | 0 |  |  |  | 21891.0957 |  |  | -1 | 0 | Solar |  | 301201.2812 |  | 0 | 10295.7969 | 10295.7969 | 0 | -1 | 0 | 0 | 0 | 366 | 4394 | 0.2286 | 34.1824 | -10178.2754 | -33.7923 | 20474.0723 | 67.9747 |  | 1/1/2027 | 12/31/2099 |  | 0 | 0 | 2032 |  |  |  | 0 | 0 | Real 2021 ¦ 5/8/2023 1:03:19 PM | 10902 | 150 |  |  | 301201.2812 | 0 | 0 |  |  |  | 0
REF | ATC | 2032 | 7 | REF Mitchell Ext | Area 1001 Solar 2027 | Area 1001 Solar 2027 | 34.2898 | 150 | 34.2898 |  | 0 |  |  |  | 21891.0957 |  |  | -1 | 0 | Solar |  | 301201.2812 |  | 0 | 10295.7969 | 10295.7969 | 0 | -1 | 0 | 0 | 0 | 366 | 4394 | 0.2286 | 34.1824 | -10178.2754 | -33.7923 | 20474.0723 | 67.9747 |  | 1/1/2027 | 12/31/2099 |  | 0 | 0 | 2032 |  |  |  | 0 | 0 | Real 2021 ¦ 5/8/2023 1:03:19 PM | 10903 | 150 |  |  | 301201.2812 | 0 | 0 |  |  |  | 0
REF | ATC | 2032 | 8 | REF No Wind Portfolio | Area 1001 Solar 2027 | Area 1001 Solar 2027 | 34.2898 | 150 | 34.2898 |  | 0 |  |  |  | 21891.0957 |  |  | -1 | 0 | Solar |  | 301201.2812 |  | 0 | 10295.7969 | 10295.7969 | 0 | -1 | 0 | 0 | 0 | 366 | 4394 | 0.2286 | 34.1824 | -10178.2754 | -33.7923 | 20474.0723 | 67.9747 |  | 1/1/2027 | 12/31/2099 |  | 0 | 0 | 2032 |  |  |  | 0 | 0 | Real 2021 ¦ 5/8/2023 1:03:19 PM | 10904 | 150 |  |  | 301201.2812 | 0 | 0 |  |  |  | 0
REF | ATC | 2032 | 9 | Preferred Plan | Area 1001 Solar 2027 | Area 1001 Solar 2027 | 34.2898 | 150 | 34.2898 |  | 0 |  |  |  | 21891.0957 |  |  | -1 | 0 | Solar |  | 301201.2812 |  | 0 | 10295.7969 | 10295.7969 | 0 | -1 | 0 | 0 | 0 | 366 | 4394 | 0.2286 | 34.1824 | -10178.2754 | -33.7923 | 20474.0723 | 67.9747 |  | 1/1/2027 | 12/31/2099 |  | 0 | 0 | 2032 |  |  |  | 0 | 0 | Real 2021 ¦ 5/8/2023 1:03:19 PM | 10905 | 150 |  |  | 301201.2812 | 0 | 0 |  |  |  | 0
REF | ATC | 2032 | 1 | REF Portfolio | Area 1001 Solar 2028 | Area 1001 Solar 2028 | 34.2898 | 150 | 34.2898 |  | 0 |  |  |  | 21030.0234 |  |  | -1 | 0 | Solar |  | 301201.2812 |  | 0 | 10295.7969 | 10295.7969 | 0 | -1 | 0 | 0 | 0 | 366 | 4394 | 0.2286 | 34.1824 | -10178.2754 | -33.7923 | 20474.0723 | 67.9747 |  | 1/1/2028 | 12/31/2099 |  | 0 | 0 | 2032 |  |  |  | 0 | 0 | Real 2021 ¦ 5/8/2023 1:03:19 PM | 10906 | 150 |  |  | 301201.2812 | 0 | 0 |  |  |  | 0
REF | ATC | 2032 | 2 | REF-HC Portfolio | Area 1001 Solar 2028 | Area 1001 Solar 2028 | 34.2898 | 150 | 34.2898 |  | 0 |  |  |  | 21030.0234 |  |  | -1 | 0 | Solar |  | 301201.2812 |  | 0 | 10295.7969 | 10295.7969 | 0 | -1 | 0 | 0 | 0 | 366 | 4394 | 0.2286 | 34.1824 | -10178.2754 | -33.7923 | 20474.0723 | 67.9747 |  | 1/1/2028 | 12/31/2099 |  | 0 | 0 | 2032 |  |  |  | 0 | 0 | Real 2021 ¦ 5/8/2023 1:03:19 PM | 10907 | 150 |  |  | 301201.2812 | 0 | 0 |  |  |  | 0
REF | ATC | 2032 | 3 | CETA Portfolio | Area 1001 Solar 2028 | Area 1001 Solar 2028 | 34.2898 | 150 | 34.2898 |  | 0 |  |  |  | 21030.0234 |  |  | -1 | 0 | Solar |  | 301201.2812 |  | 0 | 10295.7969 | 10295.7969 | 0 | -1 | 0 | 0 | 0 | 366 | 4394 | 0.2286 | 34.1824 | -10178.2754 | -33.7923 | 20474.0723 | 67.9747 |  | 1/1/2028 | 12/31/2099 |  | 0 | 0 | 2032 |  |  |  | 0 | 0 | Real 2021 ¦ 5/8/2023 1:03:19 PM | 10908 | 150 |  |  | 301201.2812 | 0 | 0 |  |  |  | 0
REF | ATC | 2032 | 4 | ECR Portfolio | Area 1001 Solar 2028 | Area 1001 Solar 2028 | 34.2898 | 150 | 34.2898 |  | 0 |  |  |  | 21030.0234 |  |  | -1 | 0 | Solar |  | 301201.2812 |  | 0 | 10295.7969 | 10295.7969 | 0 | -1 | 0 | 0 | 0 | 366 | 4394 | 0.2286 | 34.1824 | -10178.2754 | -33.7923 | 20474.0723 | 67.9747 |  | 1/1/2028 | 12/31/2099 |  | 0 | 0 | 2032 |  |  |  | 0 | 0 | Real 2021 ¦ 5/8/2023 1:03:19 PM | 10909 | 150 |  |  | 301201.2812 | 0 | 0 |  |  |  | 0
REF | ATC | 2032 | 5 | NCR Portfolio | Area 1001 Solar 2028 | Area 1001 Solar 2028 | 34.2898 | 150 | 34.2898 |  | 0 |  |  |  | 21030.0234 |  |  | -1 | 0 | Solar |  | 301201.2812 |  | 0 | 10295.7969 | 10295.7969 | 0 | -1 | 0 | 0 | 0 | 366 | 4394 | 0.2286 | 34.1824 | -10178.2754 | -33.7923 | 20474.0723 | 67.9747 |  | 1/1/2028 | 12/31/2099 |  | 0 | 0 | 2032 |  |  |  | 0 | 0 | Real 2021 ¦ 5/8/2023 1:03:19 PM | 10910 | 150 |  |  | 301201.2812 | 0 | 0 |  |  |  | 0
REF | ATC | 2032 | 6 | CC Portfolio | Area 1001 Solar 2028 | Area 1001 Solar 2028 | 34.2898 | 150 | 34.2898 |  | 0 |  |  |  | 21030.0234 |  |  | -1 | 0 | Solar |  | 301201.2812 |  | 0 | 10295.7969 | 10295.7969 | 0 | -1 | 0 | 0 | 0 | 366 | 4394 | 0.2286 | 34.1824 | -10178.2754 | -33.7923 | 20474.0723 | 67.9747 |  | 1/1/2028 | 12/31/2099 |  | 0 | 0 | 2032 |  |  |  | 0 | 0 | Real 2021 ¦ 5/8/2023 1:03:19 PM | 10911 | 150 |  |  | 301201.2812 | 0 | 0 |  |  |  | 0
REF | ATC | 2032 | 7 | REF Mitchell Ext | Area 1001 Solar 2028 | Area 1001 Solar 2028 | 34.2898 | 150 | 34.2898 |  | 0 |  |  |  | 21030.0234 |  |  | -1 | 0 | Solar |  | 301201.2812 |  | 0 | 10295.7969 | 10295.7969 | 0 | -1 | 0 | 0 | 0 | 366 | 4394 | 0.2286 | 34.1824 | -10178.2754 | -33.7923 | 20474.0723 | 67.9747 |  | 1/1/2028 | 12/31/2099 |  | 0 | 0 | 2032 |  |  |  | 0 | 0 | Real 2021 ¦ 5/8/2023 1:03:19 PM | 10912 | 150 |  |  | 301201.2812 | 0 | 0 |  |  |  | 0
REF | ATC | 2032 | 8 | REF No Wind Portfolio | Area 1001 Solar 2028 | Area 1001 Solar 2028 | 34.2898 | 150 | 34.2898 |  | 0 |  |  |  | 21030.0234 |  |  | -1 | 0 | Solar |  | 301201.2812 |  | 0 | 10295.7969 | 10295.7969 | 0 | -1 | 0 | 0 | 0 | 366 | 4394 | 0.2286 | 34.1824 | -10178.2754 | -33.7923 | 20474.0723 | 67.9747 |  | 1/1/2028 | 12/31/2099 |  | 0 | 0 | 2032 |  |  |  | 0 | 0 | Real 2021 ¦ 5/8/2023 1:03:19 PM | 10913 | 150 |  |  | 301201.2812 | 0 | 0 |  |  |  | 0
REF | ATC | 2032 | 9 | Preferred Plan | Area 1001 Solar 2028 | Area 1001 Solar 2028 | 34.2898 | 150 | 34.2898 |  | 0 |  |  |  | 21030.0234 |  |  | -1 | 0 | Solar |  | 301201.2812 |  | 0 | 10295.7969 | 10295.7969 | 0 | -1 | 0 | 0 | 0 | 366 | 4394 | 0.2286 | 34.1824 | -10178.2754 | -33.7923 | 20474.0723 | 67.9747 |  | 1/1/2028 | 12/31/2099 |  | 0 | 0 | 2032 |  |  |  | 0 | 0 | Real 2021 ¦ 5/8/2023 1:03:19 PM | 10914 | 150 |  |  | 301201.2812 | 0 | 0 |  |  |  | 0
REF | ATC | 2032 | 1 | REF Portfolio | Area 1001 Solar 2029 | Area 1001 Solar 2029 | 22.8598 | 100 | 22.8598 |  | 0 |  |  |  | 13490.125 |  |  | -1 | 0 | Solar |  | 200800.8594 |  | 0 | 6863.8643 | 6863.8643 | 0 | -1 | 0 | 0 | 0 | 366 | 4394 | 0.2286 | 34.1824 | -6785.5171 | -33.7923 | 13649.3818 | 67.9747 |  | 1/1/2029 | 12/31/2099 |  | 0 | 0 | 2032 |  |  |  | 0 | 0 | Real 2021 ¦ 5/8/2023 1:03:19 PM | 10915 | 100 |  |  | 200800.8594 | 0 | 0 |  |  |  | 0
REF | ATC | 2032 | 3 | CETA Portfolio | Area 1001 Solar 2029 | Area 1001 Solar 2029 | 22.8598 | 100 | 22.8598 |  | 0 |  |  |  | 13490.125 |  |  | -1 | 0 | Solar |  | 200800.8594 |  | 0 | 6863.8643 | 6863.8643 | 0 | -1 | 0 | 0 | 0 | 366 | 4394 | 0.2286 | 34.1824 | -6785.5171 | -33.7923 | 13649.3818 | 67.9747 |  | 1/1/2029 | 12/31/2099 |  | 0 | 0 | 2032 |  |  |  | 0 | 0 | Real 2021 ¦ 5/8/2023 1:03:19 PM | 10916 | 100 |  |  | 200800.8594 | 0 | 0 |  |  |  | 0
REF | ATC | 2032 | 4 | ECR Portfolio | Area 1001 Solar 2029 | Area 1001 Solar 2029 | 34.2898 | 150 | 34.2898 |  | 0 |  |  |  | 20235.1875 |  |  | -1 | 0 | Solar |  | 301201.2812 |  | 0 | 10295.7969 | 10295.7969 | 0 | -1 | 0 | 0 | 0 | 366 | 4394 | 0.2286 | 34.1824 | -10178.2754 | -33.7923 | 20474.0723 | 67.9747 |  | 1/1/2029 | 12/31/2099 |  | 0 | 0 | 2032 |  |  |  | 0 | 0 | Real 2021 ¦ 5/8/2023 1:03:19 PM | 10917 | 150 |  |  | 301201.2812 | 0 | 0 |  |  |  | 0
REF | ATC | 2032 | 6 | CC Portfolio | Area 1001 Solar 2029 | Area 1001 Solar 2029 | 22.8598 | 100 | 22.8598 |  | 0 |  |  |  | 13490.125 |  |  | -1 | 0 | Solar |  | 200800.8594 |  | 0 | 6863.8643 | 6863.8643 | 0 | -1 | 0 | 0 | 0 | 366 | 4394 | 0.2286 | 34.1824 | -6785.5171 | -33.7923 | 13649.3818 | 67.9747 |  | 1/1/2029 | 12/31/2099 |  | 0 | 0 | 2032 |  |  |  | 0 | 0 | Real 2021 ¦ 5/8/2023 1:03:19 PM | 10918 | 100 |  |  | 200800.8594 | 0 | 0 |  |  |  | 0
REF | ATC | 2032 | 7 | REF Mitchell Ext | Area 1001 Solar 2029 | Area 1001 Solar 2029 | 22.8598 | 100 | 22.8598 |  | 0 |  |  |  | 13490.125 |  |  | -1 | 0 | Solar |  | 200800.8594 |  | 0 | 6863.8643 | 6863.8643 | 0 | -1 | 0 | 0 | 0 | 366 | 4394 | 0.2286 | 34.1824 | -6785.5171 | -33.7923 | 13649.3818 | 67.9747 |  | 1/1/2029 | 12/31/2099 |  | 0 | 0 | 2032 |  |  |  | 0 | 0 | Real 2021 ¦ 5/8/2023 1:03:19 PM | 10919 | 100 |  |  | 200800.8594 | 0 | 0 |  |  |  | 0
REF | ATC | 2032 | 8 | REF No Wind Portfolio | Area 1001 Solar 2029 | Area 1001 Solar 2029 | 34.2898 | 150 | 34.2898 |  | 0 |  |  |  | 20235.1875 |  |  | -1 | 0 | Solar |  | 301201.2812 |  | 0 | 10295.7969 | 10295.7969 | 0 | -1 | 0 | 0 | 0 | 366 | 4394 | 0.2286 | 34.1824 | -10178.2754 | -33.7923 | 20474.0723 | 67.9747 |  | 1/1/2029 | 12/31/2099 |  | 0 | 0 | 2032 |  |  |  | 0 | 0 | Real 2021 ¦ 5/8/2023 1:03:19 PM | 10920 | 150 |  |  | 301201.2812 | 0 | 0 |  |  |  | 0
REF | ATC | 2032 | 9 | Preferred Plan | Area 1001 Solar 2029 | Area 1001 Solar 2029 | 22.8598 | 100 | 22.8598 |  | 0 |  |  |  | 13490.125 |  |  | -1 | 0 | Solar |  | 200800.8594 |  | 0 | 6863.8643 | 6863.8643 | 0 | -1 | 0 | 0 | 0 | 366 | 4394 | 0.2286 | 34.1824 | -6785.5171 | -33.7923 | 13649.3818 | 67.9747 |  | 1/1/2029 | 12/31/2099 |  | 0 | 0 | 2032 |  |  |  | 0 | 0 | Real 2021 ¦ 5/8/2023 1:03:19 PM | 10921 | 100 |  |  | 200800.8594 | 0 | 0 |  |  |  | 0
REF | ATC | 2032 | 3 | CETA Portfolio | Area 1001 Solar 2030 | Area 1001 Solar 2030 | 11.4299 | 50 | 11.4299 |  | 0 |  |  |  | 6469.0781 |  |  | -1 | 0 | Solar |  | 100400.4297 |  | 0 | 3431.9321 | 3431.9321 | 0 | -1 | 0 | 0 | 0 | 366 | 4394 | 0.2286 | 34.1824 | -3392.7585 | -33.7923 | 6824.6909 | 67.9747 |  | 1/1/2030 | 12/31/2099 |  | 0 | 0 | 2032 |  |  |  | 0 | 0 | Real 2021 ¦ 5/8/2023 1:03:19 PM | 10922 | 50 |  |  | 100400.4297 | 0 | 0 |  |  |  | 0
REF | ATC | 2032 | 8 | REF No Wind Portfolio | Area 1001 Solar 2030 | Area 1001 Solar 2030 | 11.4299 | 50 | 11.4299 |  | 0 |  |  |  | 6469.0781 |  |  | -1 | 0 | Solar |  | 100400.4297 |  | 0 | 3431.9321 | 3431.9321 | 0 | -1 | 0 | 0 | 0 | 366 | 4394 | 0.2286 | 34.1824 | -3392.7585 | -33.7923 | 6824.6909 | 67.9747 |  | 1/1/2030 | 12/31/2099 |  | 0 | 0 | 2032 |  |  |  | 0 | 0 | Real 2021 ¦ 5/8/2023 1:03:19 PM | 10923 | 50 |  |  | 100400.4297 | 0 | 0 |  |  |  | 0
REF | ATC | 2032 | 4 | ECR Portfolio | Area 1001 Solar 2031 | Area 1001 Solar 2031 | 34.2898 | 150 | 34.2898 |  | 0 |  |  |  | 19547.9863 |  |  | -1 | 0 | Solar |  | 301201.2812 |  | 0 | 10295.7969 | 10295.7969 | 0 | -1 | 0 | 0 | 0 | 366 | 4394 | 0.2286 | 34.1824 | -10178.2754 | -33.7923 | 20474.0723 | 67.9747 |  | 1/1/2031 | 12/31/2099 |  | 0 | 0 | 2032 |  |  |  | 0 | 0 | Real 2021 ¦ 5/8/2023 1:03:19 PM | 10924 | 150 |  |  | 301201.2812 | 0 | 0 |  |  |  | 0
REF | ATC | 2032 | 8 | REF No Wind Portfolio | Area 1001 Solar 2031 | Area 1001 Solar 2031 | 11.4299 | 50 | 11.4299 |  | 0 |  |  |  | 6515.9951 |  |  | -1 | 0 | Solar |  | 100400.4297 |  | 0 | 3431.9321 | 3431.9321 | 0 | -1 | 0 | 0 | 0 | 366 | 4394 | 0.2286 | 34.1824 | -3392.7585 | -33.7923 | 6824.6909 | 67.9747 |  | 1/1/2031 | 12/31/2099 |  | 0 | 0 | 2032 |  |  |  | 0 | 0 | Real 2021 ¦ 5/8/2023 1:03:19 PM | 10925 | 50 |  |  | 100400.4297 | 0 | 0 |  |  |  | 0
REF | ATC | 2032 | 3 | CETA Portfolio | Area 1001 Solar 2032 | Area 1001 Solar 2032 | 11.4299 | 50 | 11.4299 |  | 0 |  |  |  | 6546.3535 |  |  | -1 | 0 | Solar |  | 100400.4297 |  | 0 | 3431.9321 | 3431.9321 | 0 | -1 | 0 | 0 | 0 | 366 | 4394 | 0.2286 | 34.1824 | -3392.7585 | -33.7923 | 6824.6909 | 67.9747 |  | 1/1/2032 | 12/31/2099 |  | 0 | 0 | 2032 |  |  |  | 0 | 0 | Real 2021 ¦ 5/8/2023 1:03:19 PM | 10926 | 50 |  |  | 100400.4297 | 0 | 0 |  |  |  | 0
REF | ATC | 2032 | 4 | ECR Portfolio | Area 1001 Solar 2032 | Area 1001 Solar 2032 | 34.2898 | 150 | 34.2898 |  | 0 |  |  |  | 19639.0605 |  |  | -1 | 0 | Solar |  | 301201.2812 |  | 0 | 10295.7969 | 10295.7969 | 0 | -1 | 0 | 0 | 0 | 366 | 4394 | 0.2286 | 34.1824 | -10178.2754 | -33.7923 | 20474.0723 | 67.9747 |  | 1/1/2032 | 12/31/2099 |  | 0 | 0 | 2032 |  |  |  | 0 | 0 | Real 2021 ¦ 5/8/2023 1:03:19 PM | 10927 | 150 |  |  | 301201.2812 | 0 | 0 |  |  |  | 0
REF | ATC | 2032 | 8 | REF No Wind Portfolio | Area 1001 Solar 2032 | Area 1001 Solar 2032 | 11.4299 | 50 | 11.4299 |  | 0 |  |  |  | 6546.3535 |  |  | -1 | 0 | Solar |  | 100400.4297 |  | 0 | 3431.9321 | 3431.9321 | 0 | -1 | 0 | 0 | 0 | 366 | 4394 | 0.2286 | 34.1824 | -3392.7585 | -33.7923 | 6824.6909 | 67.9747 |  | 1/1/2032 | 12/31/2099 |  | 0 | 0 | 2032 |  |  |  | 0 | 0 | Real 2021 ¦ 5/8/2023 1:03:19 PM | 10928 | 50 |  |  | 100400.4297 | 0 | 0 |  |  |  | 0
REF | ATC | 2032 | 8 | REF No Wind Portfolio | Area 1001 Solar 2035 | Area 1001 Solar 2035 | 0 | 0 | 0 |  | 0 |  |  |  | 0 |  |  | -1 | 0 | Solar |  | 0 |  | 0 | 0 | 0 | 0 | -1 | 0 | 0 | 0 | 0 | 0 |  |  | 0 |  | 0 |  |  | 1/1/2035 | 12/31/2099 |  | 0 | 0 | 2032 |  |  |  | 0 | 0 | Real 2021 ¦ 5/8/2023 1:03:19 PM | 10929 | 0 |  |  | 0 | 0 | 0 |  |  |  | 0
REF | ATC | 2032 | 4 | ECR Portfolio | Area 1001 Solar 2036 | Area 1001 Solar 2036 | 0 | 0 | 0 |  | 0 |  |  |  | 0 |  |  | -1 | 0 | Solar |  | 0 |  | 0 | 0 | 0 | 0 | -1 | 0 | 0 | 0 | 0 | 0 |  |  | 0 |  | 0 |  |  | 1/1/2036 | 12/31/2099 |  | 0 | 0 | 2032 |  |  |  | 0 | 0 | Real 2021 ¦ 5/8/2023 1:03:19 PM | 10930 | 0 |  |  | 0 | 0 | 0 |  |  |  | 0
REF | ATC | 2032 | 1 | REF Portfolio | Area 1001 Solar 2037 | Area 1001 Solar 2037 | 0 | 0 | 0 |  | 0 |  |  |  | 0 |  |  | -1 | 0 | Solar |  | 0 |  | 0 | 0 | 0 | 0 | -1 | 0 | 0 | 0 | 0 | 0 |  |  | 0 |  | 0 |  |  | 1/1/2037 | 12/31/2099 |  | 0 | 0 | 2032 |  |  |  | 0 | 0 | Real 2021 ¦ 5/8/2023 1:03:19 PM | 10931 | 0 |  |  | 0 | 0 | 0 |  |  |  | 0
REF | ATC | 2032 | 3 | CETA Portfolio | Area 1001 Solar 2037 | Area 1001 Solar 2037 | 0 | 0 | 0 |  | 0 |  |  |  | 0 |  |  | -1 | 0 | Solar |  | 0 |  | 0 | 0 | 0 | 0 | -1 | 0 | 0 | 0 | 0 | 0 |  |  | 0 |  | 0 |  |  | 1/1/2037 | 12/31/2099 |  | 0 | 0 | 2032 |  |  |  | 0 | 0 | Real 2021 ¦ 5/8/2023 1:03:19 PM | 10932 | 0 |  |  | 0 | 0 | 0 |  |  |  | 0
REF | ATC | 2032 | 7 | REF Mitchell Ext | Area 1001 Solar 2037 | Area 1001 Solar 2037 | 0 | 0 | 0 |  | 0 |  |  |  | 0 |  |  | -1 | 0 | Solar |  | 0 |  | 0 | 0 | 0 | 0 | -1 | 0 | 0 | 0 | 0 | 0 |  |  | 0 |  | 0 |  |  | 1/1/2037 | 12/31/2099 |  | 0 | 0 | 2032 |  |  |  | 0 | 0 | Real 2021 ¦ 5/8/2023 1:03:19 PM | 10933 | 0 |  |  | 0 | 0 | 0 |  |  |  | 0
REF | ATC | 2032 | 8 | REF No Wind Portfolio | Area 1001 Solar 2037 | Area 1001 Solar 2037 | 0 | 0 | 0 |  | 0 |  |  |  | 0 |  |  | -1 | 0 | Solar |  | 0 |  | 0 | 0 | 0 | 0 | -1 | 0 | 0 | 0 | 0 | 0 |  |  | 0 |  | 0 |  |  | 1/1/2037 | 12/31/2099 |  | 0 | 0 | 2032 |  |  |  | 0 | 0 | Real 2021 ¦ 5/8/2023 1:03:19 PM | 10934 | 0 |  |  | 0 | 0 | 0 |  |  |  | 0
REF | ATC | 2032 | 1 | REF Portfolio | Area 1001 Wind 2026 | Area 1001 Wind 2026 | 35.0088 | 100 | 35.0088 |  | 0 |  |  |  | 18203.9414 |  |  | -1 | 0 | Wind |  | 307517.5312 |  | 0 | 11804.7285 | 11804.7285 | 0 | -1 | 0 | 0 | 0 | 0 | 8784 | 0.35009 | 38.3872 | -10391.7168 | -33.7923 | 22196.4453 | 72.1794 |  | 1/1/2026 | 12/31/2099 |  | 0 | 0 | 2032 |  |  |  | 0 | 0 | Real 2021 ¦ 5/8/2023 1:03:19 PM | 10935 | 100 |  |  | 307517.5312 | 0 | 0 |  |  |  | 0
REF | ATC | 2032 | 2 | REF-HC Portfolio | Area 1001 Wind 2026 | Area 1001 Wind 2026 | 35.0088 | 100 | 35.0088 |  | 0 |  |  |  | 18203.9414 |  |  | -1 | 0 | Wind |  | 307517.5312 |  | 0 | 11804.7285 | 11804.7285 | 0 | -1 | 0 | 0 | 0 | 0 | 8784 | 0.35009 | 38.3872 | -10391.7168 | -33.7923 | 22196.4453 | 72.1794 |  | 1/1/2026 | 12/31/2099 |  | 0 | 0 | 2032 |  |  |  | 0 | 0 | Real 2021 ¦ 5/8/2023 1:03:19 PM | 10936 | 100 |  |  | 307517.5312 | 0 | 0 |  |  |  | 0
REF | ATC | 2032 | 3 | CETA Portfolio | Area 1001 Wind 2026 | Area 1001 Wind 2026 | 35.0088 | 100 | 35.0088 |  | 0 |  |  |  | 18203.9414 |  |  | -1 | 0 | Wind |  | 307517.5312 |  | 0 | 11804.7285 | 11804.7285 | 0 | -1 | 0 | 0 | 0 | 0 | 8784 | 0.35009 | 38.3872 | -10391.7168 | -33.7923 | 22196.4453 | 72.1794 |  | 1/1/2026 | 12/31/2099 |  | 0 | 0 | 2032 |  |  |  | 0 | 0 | Real 2021 ¦ 5/8/2023 1:03:19 PM | 10937 | 100 |  |  | 307517.5312 | 0 | 0 |  |  |  | 0
REF | ATC | 2032 | 4 | ECR Portfolio | Area 1001 Wind 2026 | Area 1001 Wind 2026 | 35.0088 | 100 | 35.0088 |  | 0 |  |  |  | 18203.9414 |  |  | -1 | 0 | Wind |  | 307517.5312 |  | 0 | 11804.7285 | 11804.7285 | 0 | -1 | 0 | 0 | 0 | 0 | 8784 | 0.35009 | 38.3872 | -10391.7168 | -33.7923 | 22196.4453 | 72.1794 |  | 1/1/2026 | 12/31/2099 |  | 0 | 0 | 2032 |  |  |  | 0 | 0 | Real 2021 ¦ 5/8/2023 1:03:19 PM | 10938 | 100 |  |  | 307517.5312 | 0 | 0 |  |  |  | 0
REF | ATC | 2032 | 5 | NCR Portfolio | Area 1001 Wind 2026 | Area 1001 Wind 2026 | 35.0088 | 100 | 35.0088 |  | 0 |  |  |  | 18203.9414 |  |  | -1 | 0 | Wind |  | 307517.5312 |  | 0 | 11804.7285 | 11804.7285 | 0 | -1 | 0 | 0 | 0 | 0 | 8784 | 0.35009 | 38.3872 | -10391.7168 | -33.7923 | 22196.4453 | 72.1794 |  | 1/1/2026 | 12/31/2099 |  | 0 | 0 | 2032 |  |  |  | 0 | 0 | Real 2021 ¦ 5/8/2023 1:03:19 PM | 10939 | 100 |  |  | 307517.5312 | 0 | 0 |  |  |  | 0
REF | ATC | 2032 | 6 | CC Portfolio | Area 1001 Wind 2026 | Area 1001 Wind 2026 | 35.0088 | 100 | 35.0088 |  | 0 |  |  |  | 18203.9414 |  |  | -1 | 0 | Wind |  | 307517.5312 |  | 0 | 11804.7285 | 11804.7285 | 0 | -1 | 0 | 0 | 0 | 0 | 8784 | 0.35009 | 38.3872 | -10391.7168 | -33.7923 | 22196.4453 | 72.1794 |  | 1/1/2026 | 12/31/2099 |  | 0 | 0 | 2032 |  |  |  | 0 | 0 | Real 2021 ¦ 5/8/2023 1:03:19 PM | 10940 | 100 |  |  | 307517.5312 | 0 | 0 |  |  |  | 0
REF | ATC | 2032 | 7 | REF Mitchell Ext | Area 1001 Wind 2026 | Area 1001 Wind 2026 | 35.0088 | 100 | 35.0088 |  | 0 |  |  |  | 18203.9414 |  |  | -1 | 0 | Wind |  | 307517.5312 |  | 0 | 11804.7285 | 11804.7285 | 0 | -1 | 0 | 0 | 0 | 0 | 8784 | 0.35009 | 38.3872 | -10391.7168 | -33.7923 | 22196.4453 | 72.1794 |  | 1/1/2026 | 12/31/2099 |  | 0 | 0 | 2032 |  |  |  | 0 | 0 | Real 2021 ¦ 5/8/2023 1:03:19 PM | 10941 | 100 |  |  | 307517.5312 | 0 | 0 |  |  |  | 0
REF | ATC | 2032 | 9 | Preferred Plan | Area 1001 Wind 2026 | Area 1001 Wind 2026 | 35.0088 | 100 | 35.0088 |  | 0 |  |  |  | 18203.9414 |  |  | -1 | 0 | Wind |  | 307517.5312 |  | 0 | 11804.7285 | 11804.7285 | 0 | -1 | 0 | 0 | 0 | 0 | 8784 | 0.35009 | 38.3872 | -10391.7168 | -33.7923 | 22196.4453 | 72.1794 |  | 1/1/2026 | 12/31/2099 |  | 0 | 0 | 2032 |  |  |  | 0 | 0 | Real 2021 ¦ 5/8/2023 1:03:19 PM | 10942 | 100 |  |  | 307517.5312 | 0 | 0 |  |  |  | 0
REF | ATC | 2032 | 1 | REF Portfolio | Area 1001 Wind 2027 | Area 1001 Wind 2027 | 35.0088 | 100 | 35.0088 |  | 0 |  |  |  | 17712.6895 |  |  | -1 | 0 | Wind |  | 307517.5312 |  | 0 | 11804.7285 | 11804.7285 | 0 | -1 | 0 | 0 | 0 | 0 | 8784 | 0.35009 | 38.3872 | -10391.7168 | -33.7923 | 22196.4453 | 72.1794 |  | 1/1/2027 | 12/31/2099 |  | 0 | 0 | 2032 |  |  |  | 0 | 0 | Real 2021 ¦ 5/8/2023 1:03:19 PM | 10943 | 100 |  |  | 307517.5312 | 0 | 0 |  |  |  | 0
REF | ATC | 2032 | 2 | REF-HC Portfolio | Area 1001 Wind 2027 | Area 1001 Wind 2027 | 35.0088 | 100 | 35.0088 |  | 0 |  |  |  | 17712.6895 |  |  | -1 | 0 | Wind |  | 307517.5312 |  | 0 | 11804.7285 | 11804.7285 | 0 | -1 | 0 | 0 | 0 | 0 | 8784 | 0.35009 | 38.3872 | -10391.7168 | -33.7923 | 22196.4453 | 72.1794 |  | 1/1/2027 | 12/31/2099 |  | 0 | 0 | 2032 |  |  |  | 0 | 0 | Real 2021 ¦ 5/8/2023 1:03:19 PM | 10944 | 100 |  |  | 307517.5312 | 0 | 0 |  |  |  | 0
REF | ATC | 2032 | 3 | CETA Portfolio | Area 1001 Wind 2027 | Area 1001 Wind 2027 | 35.0088 | 100 | 35.0088 |  | 0 |  |  |  | 17712.6895 |  |  | -1 | 0 | Wind |  | 307517.5312 |  | 0 | 11804.7285 | 11804.7285 | 0 | -1 | 0 | 0 | 0 | 0 | 8784 | 0.35009 | 38.3872 | -10391.7168 | -33.7923 | 22196.4453 | 72.1794 |  | 1/1/2027 | 12/31/2099 |  | 0 | 0 | 2032 |  |  |  | 0 | 0 | Real 2021 ¦ 5/8/2023 1:03:19 PM | 10945 | 100 |  |  | 307517.5312 | 0 | 0 |  |  |  | 0
REF | ATC | 2032 | 4 | ECR Portfolio | Area 1001 Wind 2027 | Area 1001 Wind 2027 | 35.0088 | 100 | 35.0088 |  | 0 |  |  |  | 17712.6895 |  |  | -1 | 0 | Wind |  | 307517.5312 |  | 0 | 11804.7285 | 11804.7285 | 0 | -1 | 0 | 0 | 0 | 0 | 8784 | 0.35009 | 38.3872 | -10391.7168 | -33.7923 | 22196.4453 | 72.1794 |  | 1/1/2027 | 12/31/2099 |  | 0 | 0 | 2032 |  |  |  | 0 | 0 | Real 2021 ¦ 5/8/2023 1:03:19 PM | 10946 | 100 |  |  | 307517.5312 | 0 | 0 |  |  |  | 0
REF | ATC | 2032 | 5 | NCR Portfolio | Area 1001 Wind 2027 | Area 1001 Wind 2027 | 35.0088 | 100 | 35.0088 |  | 0 |  |  |  | 17712.6895 |  |  | -1 | 0 | Wind |  | 307517.5312 |  | 0 | 11804.7285 | 11804.7285 | 0 | -1 | 0 | 0 | 0 | 0 | 8784 | 0.35009 | 38.3872 | -10391.7168 | -33.7923 | 22196.4453 | 72.1794 |  | 1/1/2027 | 12/31/2099 |  | 0 | 0 | 2032 |  |  |  | 0 | 0 | Real 2021 ¦ 5/8/2023 1:03:19 PM | 10947 | 100 |  |  | 307517.5312 | 0 | 0 |  |  |  | 0
REF | ATC | 2032 | 6 | CC Portfolio | Area 1001 Wind 2027 | Area 1001 Wind 2027 | 35.0088 | 100 | 35.0088 |  | 0 |  |  |  | 17712.6895 |  |  | -1 | 0 | Wind |  | 307517.5312 |  | 0 | 11804.7285 | 11804.7285 | 0 | -1 | 0 | 0 | 0 | 0 | 8784 | 0.35009 | 38.3872 | -10391.7168 | -33.7923 | 22196.4453 | 72.1794 |  | 1/1/2027 | 12/31/2099 |  | 0 | 0 | 2032 |  |  |  | 0 | 0 | Real 2021 ¦ 5/8/2023 1:03:19 PM | 10948 | 100 |  |  | 307517.5312 | 0 | 0 |  |  |  | 0
REF | ATC | 2032 | 7 | REF Mitchell Ext | Area 1001 Wind 2027 | Area 1001 Wind 2027 | 35.0088 | 100 | 35.0088 |  | 0 |  |  |  | 17712.6895 |  |  | -1 | 0 | Wind |  | 307517.5312 |  | 0 | 11804.7285 | 11804.7285 | 0 | -1 | 0 | 0 | 0 | 0 | 8784 | 0.35009 | 38.3872 | -10391.7168 | -33.7923 | 22196.4453 | 72.1794 |  | 1/1/2027 | 12/31/2099 |  | 0 | 0 | 2032 |  |  |  | 0 | 0 | Real 2021 ¦ 5/8/2023 1:03:19 PM | 10949 | 100 |  |  | 307517.5312 | 0 | 0 |  |  |  | 0
REF | ATC | 2032 | 9 | Preferred Plan | Area 1001 Wind 2027 | Area 1001 Wind 2027 | 35.0088 | 100 | 35.0088 |  | 0 |  |  |  | 17712.6895 |  |  | -1 | 0 | Wind |  | 307517.5312 |  | 0 | 11804.7285 | 11804.7285 | 0 | -1 | 0 | 0 | 0 | 0 | 8784 | 0.35009 | 38.3872 | -10391.7168 | -33.7923 | 22196.4453 | 72.1794 |  | 1/1/2027 | 12/31/2099 |  | 0 | 0 | 2032 |  |  |  | 0 | 0 | Real 2021 ¦ 5/8/2023 1:03:19 PM | 10950 | 100 |  |  | 307517.5312 | 0 | 0 |  |  |  | 0
REF | ATC | 2032 | 1 | REF Portfolio | Area 1001 Wind 2028 | Area 1001 Wind 2028 | 35.0088 | 100 | 35.0088 |  | 0 |  |  |  | 17171.7598 |  |  | -1 | 0 | Wind |  | 307517.5312 |  | 0 | 11804.7285 | 11804.7285 | 0 | -1 | 0 | 0 | 0 | 0 | 8784 | 0.35009 | 38.3872 | -10391.7168 | -33.7923 | 22196.4453 | 72.1794 |  | 1/1/2028 | 12/31/2099 |  | 0 | 0 | 2032 |  |  |  | 0 | 0 | Real 2021 ¦ 5/8/2023 1:03:19 PM | 10951 | 100 |  |  | 307517.5312 | 0 | 0 |  |  |  | 0
REF | ATC | 2032 | 2 | REF-HC Portfolio | Area 1001 Wind 2028 | Area 1001 Wind 2028 | 35.0088 | 100 | 35.0088 |  | 0 |  |  |  | 17171.7598 |  |  | -1 | 0 | Wind |  | 307517.5312 |  | 0 | 11804.7285 | 11804.7285 | 0 | -1 | 0 | 0 | 0 | 0 | 8784 | 0.35009 | 38.3872 | -10391.7168 | -33.7923 | 22196.4453 | 72.1794 |  | 1/1/2028 | 12/31/2099 |  | 0 | 0 | 2032 |  |  |  | 0 | 0 | Real 2021 ¦ 5/8/2023 1:03:19 PM | 10952 | 100 |  |  | 307517.5312 | 0 | 0 |  |  |  | 0
REF | ATC | 2032 | 3 | CETA Portfolio | Area 1001 Wind 2028 | Area 1001 Wind 2028 | 35.0088 | 100 | 35.0088 |  | 0 |  |  |  | 17171.7598 |  |  | -1 | 0 | Wind |  | 307517.5312 |  | 0 | 11804.7285 | 11804.7285 | 0 | -1 | 0 | 0 | 0 | 0 | 8784 | 0.35009 | 38.3872 | -10391.7168 | -33.7923 | 22196.4453 | 72.1794 |  | 1/1/2028 | 12/31/2099 |  | 0 | 0 | 2032 |  |  |  | 0 | 0 | Real 2021 ¦ 5/8/2023 1:03:19 PM | 10953 | 100 |  |  | 307517.5312 | 0 | 0 |  |  |  | 0
REF | ATC | 2032 | 4 | ECR Portfolio | Area 1001 Wind 2028 | Area 1001 Wind 2028 | 35.0088 | 100 | 35.0088 |  | 0 |  |  |  | 17171.7598 |  |  | -1 | 0 | Wind |  | 307517.5312 |  | 0 | 11804.7285 | 11804.7285 | 0 | -1 | 0 | 0 | 0 | 0 | 8784 | 0.35009 | 38.3872 | -10391.7168 | -33.7923 | 22196.4453 | 72.1794 |  | 1/1/2028 | 12/31/2099 |  | 0 | 0 | 2032 |  |  |  | 0 | 0 | Real 2021 ¦ 5/8/2023 1:03:19 PM | 10954 | 100 |  |  | 307517.5312 | 0 | 0 |  |  |  | 0
REF | ATC | 2032 | 5 | NCR Portfolio | Area 1001 Wind 2028 | Area 1001 Wind 2028 | 35.0088 | 100 | 35.0088 |  | 0 |  |  |  | 17171.7598 |  |  | -1 | 0 | Wind |  | 307517.5312 |  | 0 | 11804.7285 | 11804.7285 | 0 | -1 | 0 | 0 | 0 | 0 | 8784 | 0.35009 | 38.3872 | -10391.7168 | -33.7923 | 22196.4453 | 72.1794 |  | 1/1/2028 | 12/31/2099 |  | 0 | 0 | 2032 |  |  |  | 0 | 0 | Real 2021 ¦ 5/8/2023 1:03:19 PM | 10955 | 100 |  |  | 307517.5312 | 0 | 0 |  |  |  | 0
REF | ATC | 2032 | 6 | CC Portfolio | Area 1001 Wind 2028 | Area 1001 Wind 2028 | 35.0088 | 100 | 35.0088 |  | 0 |  |  |  | 17171.7598 |  |  | -1 | 0 | Wind |  | 307517.5312 |  | 0 | 11804.7285 | 11804.7285 | 0 | -1 | 0 | 0 | 0 | 0 | 8784 | 0.35009 | 38.3872 | -10391.7168 | -33.7923 | 22196.4453 | 72.1794 |  | 1/1/2028 | 12/31/2099 |  | 0 | 0 | 2032 |  |  |  | 0 | 0 | Real 2021 ¦ 5/8/2023 1:03:19 PM | 10956 | 100 |  |  | 307517.5312 | 0 | 0 |  |  |  | 0
REF | ATC | 2032 | 7 | REF Mitchell Ext | Area 1001 Wind 2028 | Area 1001 Wind 2028 | 35.0088 | 100 | 35.0088 |  | 0 |  |  |  | 17171.7598 |  |  | -1 | 0 | Wind |  | 307517.5312 |  | 0 | 11804.7285 | 11804.7285 | 0 | -1 | 0 | 0 | 0 | 0 | 8784 | 0.35009 | 38.3872 | -10391.7168 | -33.7923 | 22196.4453 | 72.1794 |  | 1/1/2028 | 12/31/2099 |  | 0 | 0 | 2032 |  |  |  | 0 | 0 | Real 2021 ¦ 5/8/2023 1:03:19 PM | 10957 | 100 |  |  | 307517.5312 | 0 | 0 |  |  |  | 0
REF | ATC | 2032 | 9 | Preferred Plan | Area 1001 Wind 2028 | Area 1001 Wind 2028 | 35.0088 | 100 | 35.0088 |  | 0 |  |  |  | 17171.7598 |  |  | -1 | 0 | Wind |  | 307517.5312 |  | 0 | 11804.7285 | 11804.7285 | 0 | -1 | 0 | 0 | 0 | 0 | 8784 | 0.35009 | 38.3872 | -10391.7168 | -33.7923 | 22196.4453 | 72.1794 |  | 1/1/2028 | 12/31/2099 |  | 0 | 0 | 2032 |  |  |  | 0 | 0 | Real 2021 ¦ 5/8/2023 1:03:19 PM | 10958 | 100 |  |  | 307517.5312 | 0 | 0 |  |  |  | 0
REF | ATC | 2032 | 1 | REF Portfolio | Area 1001 Wind 2029 | Area 1001 Wind 2029 | 35.0088 | 100 | 35.0088 |  | 0 |  |  |  | 16686.0254 |  |  | -1 | 0 | Wind |  | 307517.5312 |  | 0 | 11804.7285 | 11804.7285 | 0 | -1 | 0 | 0 | 0 | 0 | 8784 | 0.35009 | 38.3872 | -10391.7168 | -33.7923 | 22196.4453 | 72.1794 |  | 1/1/2029 | 12/31/2099 |  | 0 | 0 | 2032 |  |  |  | 0 | 0 | Real 2021 ¦ 5/8/2023 1:03:19 PM | 10959 | 100 |  |  | 307517.5312 | 0 | 0 |  |  |  | 0
REF | ATC | 2032 | 2 | REF-HC Portfolio | Area 1001 Wind 2029 | Area 1001 Wind 2029 | 35.0088 | 100 | 35.0088 |  | 0 |  |  |  | 16686.0254 |  |  | -1 | 0 | Wind |  | 307517.5312 |  | 0 | 11804.7285 | 11804.7285 | 0 | -1 | 0 | 0 | 0 | 0 | 8784 | 0.35009 | 38.3872 | -10391.7168 | -33.7923 | 22196.4453 | 72.1794 |  | 1/1/2029 | 12/31/2099 |  | 0 | 0 | 2032 |  |  |  | 0 | 0 | Real 2021 ¦ 5/8/2023 1:03:19 PM | 10960 | 100 |  |  | 307517.5312 | 0 | 0 |  |  |  | 0
REF | ATC | 2032 | 3 | CETA Portfolio | Area 1001 Wind 2029 | Area 1001 Wind 2029 | 35.0088 | 100 | 35.0088 |  | 0 |  |  |  | 16686.0254 |  |  | -1 | 0 | Wind |  | 307517.5312 |  | 0 | 11804.7285 | 11804.7285 | 0 | -1 | 0 | 0 | 0 | 0 | 8784 | 0.35009 | 38.3872 | -10391.7168 | -33.7923 | 22196.4453 | 72.1794 |  | 1/1/2029 | 12/31/2099 |  | 0 | 0 | 2032 |  |  |  | 0 | 0 | Real 2021 ¦ 5/8/2023 1:03:19 PM | 10961 | 100 |  |  | 307517.5312 | 0 | 0 |  |  |  | 0
REF | ATC | 2032 | 4 | ECR Portfolio | Area 1001 Wind 2029 | Area 1001 Wind 2029 | 35.0088 | 100 | 35.0088 |  | 0 |  |  |  | 16686.0254 |  |  | -1 | 0 | Wind |  | 307517.5312 |  | 0 | 11804.7285 | 11804.7285 | 0 | -1 | 0 | 0 | 0 | 0 | 8784 | 0.35009 | 38.3872 | -10391.7168 | -33.7923 | 22196.4453 | 72.1794 |  | 1/1/2029 | 12/31/2099 |  | 0 | 0 | 2032 |  |  |  | 0 | 0 | Real 2021 ¦ 5/8/2023 1:03:19 PM | 10962 | 100 |  |  | 307517.5312 | 0 | 0 |  |  |  | 0
REF | ATC | 2032 | 7 | REF Mitchell Ext | Area 1001 Wind 2029 | Area 1001 Wind 2029 | 35.0088 | 100 | 35.0088 |  | 0 |  |  |  | 16686.0254 |  |  | -1 | 0 | Wind |  | 307517.5312 |  | 0 | 11804.7285 | 11804.7285 | 0 | -1 | 0 | 0 | 0 | 0 | 8784 | 0.35009 | 38.3872 | -10391.7168 | -33.7923 | 22196.4453 | 72.1794 |  | 1/1/2029 | 12/31/2099 |  | 0 | 0 | 2032 |  |  |  | 0 | 0 | Real 2021 ¦ 5/8/2023 1:03:19 PM | 10963 | 100 |  |  | 307517.5312 | 0 | 0 |  |  |  | 0
REF | ATC | 2032 | 1 | REF Portfolio | Area 1001 Wind 2030 | Area 1001 Wind 2030 | 35.0088 | 100 | 35.0088 |  | 0 |  |  |  | 16167.1748 |  |  | -1 | 0 | Wind |  | 307517.5312 |  | 0 | 11804.7285 | 11804.7285 | 0 | -1 | 0 | 0 | 0 | 0 | 8784 | 0.35009 | 38.3872 | -10391.7168 | -33.7923 | 22196.4453 | 72.1794 |  | 1/1/2030 | 12/31/2099 |  | 0 | 0 | 2032 |  |  |  | 0 | 0 | Real 2021 ¦ 5/8/2023 1:03:19 PM | 10964 | 100 |  |  | 307517.5312 | 0 | 0 |  |  |  | 0
REF | ATC | 2032 | 2 | REF-HC Portfolio | Area 1001 Wind 2030 | Area 1001 Wind 2030 | 35.0088 | 100 | 35.0088 |  | 0 |  |  |  | 16167.1748 |  |  | -1 | 0 | Wind |  | 307517.5312 |  | 0 | 11804.7285 | 11804.7285 | 0 | -1 | 0 | 0 | 0 | 0 | 8784 | 0.35009 | 38.3872 | -10391.7168 | -33.7923 | 22196.4453 | 72.1794 |  | 1/1/2030 | 12/31/2099 |  | 0 | 0 | 2032 |  |  |  | 0 | 0 | Real 2021 ¦ 5/8/2023 1:03:19 PM | 10965 | 100 |  |  | 307517.5312 | 0 | 0 |  |  |  | 0
REF | ATC | 2032 | 3 | CETA Portfolio | Area 1001 Wind 2030 | Area 1001 Wind 2030 | 35.0088 | 100 | 35.0088 |  | 0 |  |  |  | 16167.1748 |  |  | -1 | 0 | Wind |  | 307517.5312 |  | 0 | 11804.7285 | 11804.7285 | 0 | -1 | 0 | 0 | 0 | 0 | 8784 | 0.35009 | 38.3872 | -10391.7168 | -33.7923 | 22196.4453 | 72.1794 |  | 1/1/2030 | 12/31/2099 |  | 0 | 0 | 2032 |  |  |  | 0 | 0 | Real 2021 ¦ 5/8/2023 1:03:19 PM | 10966 | 100 |  |  | 307517.5312 | 0 | 0 |  |  |  | 0
REF | ATC | 2032 | 4 | ECR Portfolio | Area 1001 Wind 2030 | Area 1001 Wind 2030 | 35.0088 | 100 | 35.0088 |  | 0 |  |  |  | 16167.1748 |  |  | -1 | 0 | Wind |  | 307517.5312 |  | 0 | 11804.7285 | 11804.7285 | 0 | -1 | 0 | 0 | 0 | 0 | 8784 | 0.35009 | 38.3872 | -10391.7168 | -33.7923 | 22196.4453 | 72.1794 |  | 1/1/2030 | 12/31/2099 |  | 0 | 0 | 2032 |  |  |  | 0 | 0 | Real 2021 ¦ 5/8/2023 1:03:19 PM | 10967 | 100 |  |  | 307517.5312 | 0 | 0 |  |  |  | 0
REF | ATC | 2032 | 6 | CC Portfolio | Area 1001 Wind 2030 | Area 1001 Wind 2030 | 35.0088 | 100 | 35.0088 |  | 0 |  |  |  | 16167.1748 |  |  | -1 | 0 | Wind |  | 307517.5312 |  | 0 | 11804.7285 | 11804.7285 | 0 | -1 | 0 | 0 | 0 | 0 | 8784 | 0.35009 | 38.3872 | -10391.7168 | -33.7923 | 22196.4453 | 72.1794 |  | 1/1/2030 | 12/31/2099 |  | 0 | 0 | 2032 |  |  |  | 0 | 0 | Real 2021 ¦ 5/8/2023 1:03:19 PM | 10968 | 100 |  |  | 307517.5312 | 0 | 0 |  |  |  | 0
REF | ATC | 2032 | 7 | REF Mitchell Ext | Area 1001 Wind 2030 | Area 1001 Wind 2030 | 35.0088 | 100 | 35.0088 |  | 0 |  |  |  | 16167.1748 |  |  | -1 | 0 | Wind |  | 307517.5312 |  | 0 | 11804.7285 | 11804.7285 | 0 | -1 | 0 | 0 | 0 | 0 | 8784 | 0.35009 | 38.3872 | -10391.7168 | -33.7923 | 22196.4453 | 72.1794 |  | 1/1/2030 | 12/31/2099 |  | 0 | 0 | 2032 |  |  |  | 0 | 0 | Real 2021 ¦ 5/8/2023 1:03:19 PM | 10969 | 100 |  |  | 307517.5312 | 0 | 0 |  |  |  | 0
REF | ATC | 2032 | 9 | Preferred Plan | Area 1001 Wind 2030 | Area 1001 Wind 2030 | 35.0088 | 100 | 35.0088 |  | 0 |  |  |  | 16167.1748 |  |  | -1 | 0 | Wind |  | 307517.5312 |  | 0 | 11804.7285 | 11804.7285 | 0 | -1 | 0 | 0 | 0 | 0 | 8784 | 0.35009 | 38.3872 | -10391.7168 | -33.7923 | 22196.4453 | 72.1794 |  | 1/1/2030 | 12/31/2099 |  | 0 | 0 | 2032 |  |  |  | 0 | 0 | Real 2021 ¦ 5/8/2023 1:03:19 PM | 10970 | 100 |  |  | 307517.5312 | 0 | 0 |  |  |  | 0
REF | ATC | 2032 | 1 | REF Portfolio | Area 1001 Wind 2031 | Area 1001 Wind 2031 | 35.0088 | 100 | 35.0088 |  | 0 |  |  |  | 16244.4512 |  |  | -1 | 0 | Wind |  | 307517.5312 |  | 0 | 11804.7285 | 11804.7285 | 0 | -1 | 0 | 0 | 0 | 0 | 8784 | 0.35009 | 38.3872 | -10391.7168 | -33.7923 | 22196.4453 | 72.1794 |  | 1/1/2031 | 12/31/2099 |  | 0 | 0 | 2032 |  |  |  | 0 | 0 | Real 2021 ¦ 5/8/2023 1:03:19 PM | 10971 | 100 |  |  | 307517.5312 | 0 | 0 |  |  |  | 0
REF | ATC | 2032 | 2 | REF-HC Portfolio | Area 1001 Wind 2031 | Area 1001 Wind 2031 | 35.0088 | 100 | 35.0088 |  | 0 |  |  |  | 16244.4512 |  |  | -1 | 0 | Wind |  | 307517.5312 |  | 0 | 11804.7285 | 11804.7285 | 0 | -1 | 0 | 0 | 0 | 0 | 8784 | 0.35009 | 38.3872 | -10391.7168 | -33.7923 | 22196.4453 | 72.1794 |  | 1/1/2031 | 12/31/2099 |  | 0 | 0 | 2032 |  |  |  | 0 | 0 | Real 2021 ¦ 5/8/2023 1:03:19 PM | 10972 | 100 |  |  | 307517.5312 | 0 | 0 |  |  |  | 0
REF | ATC | 2032 | 3 | CETA Portfolio | Area 1001 Wind 2031 | Area 1001 Wind 2031 | 35.0088 | 100 | 35.0088 |  | 0 |  |  |  | 16244.4512 |  |  | -1 | 0 | Wind |  | 307517.5312 |  | 0 | 11804.7285 | 11804.7285 | 0 | -1 | 0 | 0 | 0 | 0 | 8784 | 0.35009 | 38.3872 | -10391.7168 | -33.7923 | 22196.4453 | 72.1794 |  | 1/1/2031 | 12/31/2099 |  | 0 | 0 | 2032 |  |  |  | 0 | 0 | Real 2021 ¦ 5/8/2023 1:03:19 PM | 10973 | 100 |  |  | 307517.5312 | 0 | 0 |  |  |  | 0
REF | ATC | 2032 | 4 | ECR Portfolio | Area 1001 Wind 2031 | Area 1001 Wind 2031 | 35.0088 | 100 | 35.0088 |  | 0 |  |  |  | 16244.4512 |  |  | -1 | 0 | Wind |  | 307517.5312 |  | 0 | 11804.7285 | 11804.7285 | 0 | -1 | 0 | 0 | 0 | 0 | 8784 | 0.35009 | 38.3872 | -10391.7168 | -33.7923 | 22196.4453 | 72.1794 |  | 1/1/2031 | 12/31/2099 |  | 0 | 0 | 2032 |  |  |  | 0 | 0 | Real 2021 ¦ 5/8/2023 1:03:19 PM | 10974 | 100 |  |  | 307517.5312 | 0 | 0 |  |  |  | 0
REF | ATC | 2032 | 6 | CC Portfolio | Area 1001 Wind 2031 | Area 1001 Wind 2031 | 35.0088 | 100 | 35.0088 |  | 0 |  |  |  | 16244.4512 |  |  | -1 | 0 | Wind |  | 307517.5312 |  | 0 | 11804.7285 | 11804.7285 | 0 | -1 | 0 | 0 | 0 | 0 | 8784 | 0.35009 | 38.3872 | -10391.7168 | -33.7923 | 22196.4453 | 72.1794 |  | 1/1/2031 | 12/31/2099 |  | 0 | 0 | 2032 |  |  |  | 0 | 0 | Real 2021 ¦ 5/8/2023 1:03:19 PM | 10975 | 100 |  |  | 307517.5312 | 0 | 0 |  |  |  | 0
REF | ATC | 2032 | 7 | REF Mitchell Ext | Area 1001 Wind 2031 | Area 1001 Wind 2031 | 35.0088 | 100 | 35.0088 |  | 0 |  |  |  | 16244.4512 |  |  | -1 | 0 | Wind |  | 307517.5312 |  | 0 | 11804.7285 | 11804.7285 | 0 | -1 | 0 | 0 | 0 | 0 | 8784 | 0.35009 | 38.3872 | -10391.7168 | -33.7923 | 22196.4453 | 72.1794 |  | 1/1/2031 | 12/31/2099 |  | 0 | 0 | 2032 |  |  |  | 0 | 0 | Real 2021 ¦ 5/8/2023 1:03:19 PM | 10976 | 100 |  |  | 307517.5312 | 0 | 0 |  |  |  | 0
REF | ATC | 2032 | 9 | Preferred Plan | Area 1001 Wind 2031 | Area 1001 Wind 2031 | 35.0088 | 100 | 35.0088 |  | 0 |  |  |  | 16244.4512 |  |  | -1 | 0 | Wind |  | 307517.5312 |  | 0 | 11804.7285 | 11804.7285 | 0 | -1 | 0 | 0 | 0 | 0 | 8784 | 0.35009 | 38.3872 | -10391.7168 | -33.7923 | 22196.4453 | 72.1794 |  | 1/1/2031 | 12/31/2099 |  | 0 | 0 | 2032 |  |  |  | 0 | 0 | Real 2021 ¦ 5/8/2023 1:03:19 PM | 10977 | 100 |  |  | 307517.5312 | 0 | 0 |  |  |  | 0
REF | ATC | 2032 | 1 | REF Portfolio | Area 1001 Wind 2032 | Area 1001 Wind 2032 | 35.0088 | 100 | 35.0088 |  | 0 |  |  |  | 16299.6475 |  |  | -1 | 0 | Wind |  | 307517.5312 |  | 0 | 11804.7285 | 11804.7285 | 0 | -1 | 0 | 0 | 0 | 1 | 8784 | 0.35009 | 38.3872 | -10391.7168 | -33.7923 | 22196.4453 | 72.1794 |  | 1/1/2032 | 12/31/2099 |  | 0 | 0 | 2032 |  |  |  | 0 | 0 | Real 2021 ¦ 5/8/2023 1:03:19 PM | 10978 | 100 |  |  | 307517.5312 | 0 | 0 |  |  |  | 0
REF | ATC | 2032 | 2 | REF-HC Portfolio | Area 1001 Wind 2032 | Area 1001 Wind 2032 | 35.0088 | 100 | 35.0088 |  | 0 |  |  |  | 16299.6475 |  |  | -1 | 0 | Wind |  | 307517.5312 |  | 0 | 11804.7285 | 11804.7285 | 0 | -1 | 0 | 0 | 0 | 1 | 8784 | 0.35009 | 38.3872 | -10391.7168 | -33.7923 | 22196.4453 | 72.1794 |  | 1/1/2032 | 12/31/2099 |  | 0 | 0 | 2032 |  |  |  | 0 | 0 | Real 2021 ¦ 5/8/2023 1:03:19 PM | 10979 | 100 |  |  | 307517.5312 | 0 | 0 |  |  |  | 0
REF | ATC | 2032 | 3 | CETA Portfolio | Area 1001 Wind 2032 | Area 1001 Wind 2032 | 35.0088 | 100 | 35.0088 |  | 0 |  |  |  | 16299.6475 |  |  | -1 | 0 | Wind |  | 307517.5312 |  | 0 | 11804.7285 | 11804.7285 | 0 | -1 | 0 | 0 | 0 | 1 | 8784 | 0.35009 | 38.3872 | -10391.7168 | -33.7923 | 22196.4453 | 72.1794 |  | 1/1/2032 | 12/31/2099 |  | 0 | 0 | 2032 |  |  |  | 0 | 0 | Real 2021 ¦ 5/8/2023 1:03:19 PM | 10980 | 100 |  |  | 307517.5312 | 0 | 0 |  |  |  | 0
REF | ATC | 2032 | 4 | ECR Portfolio | Area 1001 Wind 2032 | Area 1001 Wind 2032 | 35.0088 | 100 | 35.0088 |  | 0 |  |  |  | 16299.6475 |  |  | -1 | 0 | Wind |  | 307517.5312 |  | 0 | 11804.7285 | 11804.7285 | 0 | -1 | 0 | 0 | 0 | 1 | 8784 | 0.35009 | 38.3872 | -10391.7168 | -33.7923 | 22196.4453 | 72.1794 |  | 1/1/2032 | 12/31/2099 |  | 0 | 0 | 2032 |  |  |  | 0 | 0 | Real 2021 ¦ 5/8/2023 1:03:19 PM | 10981 | 100 |  |  | 307517.5312 | 0 | 0 |  |  |  | 0
REF | ATC | 2032 | 7 | REF Mitchell Ext | Area 1001 Wind 2032 | Area 1001 Wind 2032 | 35.0088 | 100 | 35.0088 |  | 0 |  |  |  | 16299.6475 |  |  | -1 | 0 | Wind |  | 307517.5312 |  | 0 | 11804.7285 | 11804.7285 | 0 | -1 | 0 | 0 | 0 | 1 | 8784 | 0.35009 | 38.3872 | -10391.7168 | -33.7923 | 22196.4453 | 72.1794 |  | 1/1/2032 | 12/31/2099 |  | 0 | 0 | 2032 |  |  |  | 0 | 0 | Real 2021 ¦ 5/8/2023 1:03:19 PM | 10982 | 100 |  |  | 307517.5312 | 0 | 0 |  |  |  | 0
REF | ATC | 2032 | 1 | REF Portfolio | Area 1001 Wind 2033 | Area 1001 Wind 2033 | 0 | 0 | 0 |  | 0 |  |  |  | 0 |  |  | -1 | 0 | Wind |  | 0 |  | 0 | 0 | 0 | 0 | -1 | 0 | 0 | 0 | 0 | 0 |  |  | 0 |  | 0 |  |  | 1/1/2033 | 12/31/2099 |  | 0 | 0 | 2032 |  |  |  | 0 | 0 | Real 2021 ¦ 5/8/2023 1:03:19 PM | 10983 | 0 |  |  | 0 | 0 | 0 |  |  |  | 0
REF | ATC | 2032 | 2 | REF-HC Portfolio | Area 1001 Wind 2033 | Area 1001 Wind 2033 | 0 | 0 | 0 |  | 0 |  |  |  | 0 |  |  | -1 | 0 | Wind |  | 0 |  | 0 | 0 | 0 | 0 | -1 | 0 | 0 | 0 | 0 | 0 |  |  | 0 |  | 0 |  |  | 1/1/2033 | 12/31/2099 |  | 0 | 0 | 2032 |  |  |  | 0 | 0 | Real 2021 ¦ 5/8/2023 1:03:19 PM | 10984 | 0 |  |  | 0 | 0 | 0 |  |  |  | 0
REF | ATC | 2032 | 3 | CETA Portfolio | Area 1001 Wind 2033 | Area 1001 Wind 2033 | 0 | 0 | 0 |  | 0 |  |  |  | 0 |  |  | -1 | 0 | Wind |  | 0 |  | 0 | 0 | 0 | 0 | -1 | 0 | 0 | 0 | 0 | 0 |  |  | 0 |  | 0 |  |  | 1/1/2033 | 12/31/2099 |  | 0 | 0 | 2032 |  |  |  | 0 | 0 | Real 2021 ¦ 5/8/2023 1:03:19 PM | 10985 | 0 |  |  | 0 | 0 | 0 |  |  |  | 0
REF | ATC | 2032 | 4 | ECR Portfolio | Area 1001 Wind 2033 | Area 1001 Wind 2033 | 0 | 0 | 0 |  | 0 |  |  |  | 0 |  |  | -1 | 0 | Wind |  | 0 |  | 0 | 0 | 0 | 0 | -1 | 0 | 0 | 0 | 0 | 0 |  |  | 0 |  | 0 |  |  | 1/1/2033 | 12/31/2099 |  | 0 | 0 | 2032 |  |  |  | 0 | 0 | Real 2021 ¦ 5/8/2023 1:03:19 PM | 10986 | 0 |  |  | 0 | 0 | 0 |  |  |  | 0
REF | ATC | 2032 | 7 | REF Mitchell Ext | Area 1001 Wind 2033 | Area 1001 Wind 2033 | 0 | 0 | 0 |  | 0 |  |  |  | 0 |  |  | -1 | 0 | Wind |  | 0 |  | 0 | 0 | 0 | 0 | -1 | 0 | 0 | 0 | 0 | 0 |  |  | 0 |  | 0 |  |  | 1/1/2033 | 12/31/2099 |  | 0 | 0 | 2032 |  |  |  | 0 | 0 | Real 2021 ¦ 5/8/2023 1:03:19 PM | 10987 | 0 |  |  | 0 | 0 | 0 |  |  |  | 0
REF | ATC | 2032 | 1 | REF Portfolio | Area 1001 Wind 2034 | Area 1001 Wind 2034 | 0 | 0 | 0 |  | 0 |  |  |  | 0 |  |  | -1 | 0 | Wind |  | 0 |  | 0 | 0 | 0 | 0 | -1 | 0 | 0 | 0 | 0 | 0 |  |  | 0 |  | 0 |  |  | 1/1/2034 | 12/31/2099 |  | 0 | 0 | 2032 |  |  |  | 0 | 0 | Real 2021 ¦ 5/8/2023 1:03:19 PM | 10988 | 0 |  |  | 0 | 0 | 0 |  |  |  | 0
REF | ATC | 2032 | 7 | REF Mitchell Ext | Area 1001 Wind 2034 | Area 1001 Wind 2034 | 0 | 0 | 0 |  | 0 |  |  |  | 0 |  |  | -1 | 0 | Wind |  | 0 |  | 0 | 0 | 0 | 0 | -1 | 0 | 0 | 0 | 0 | 0 |  |  | 0 |  | 0 |  |  | 1/1/2034 | 12/31/2099 |  | 0 | 0 | 2032 |  |  |  | 0 | 0 | Real 2021 ¦ 5/8/2023 1:03:19 PM | 10989 | 0 |  |  | 0 | 0 | 0 |  |  |  | 0
REF | ATC | 2032 | 1 | REF Portfolio | Area 1001 Wind 2035 | Area 1001 Wind 2035 | 0 | 0 | 0 |  | 0 |  |  |  | 0 |  |  | -1 | 0 | Wind |  | 0 |  | 0 | 0 | 0 | 0 | -1 | 0 | 0 | 0 | 0 | 0 |  |  | 0 |  | 0 |  |  | 1/1/2035 | 12/31/2099 |  | 0 | 0 | 2032 |  |  |  | 0 | 0 | Real 2021 ¦ 5/8/2023 1:03:19 PM | 10990 | 0 |  |  | 0 | 0 | 0 |  |  |  | 0
REF | ATC | 2032 | 7 | REF Mitchell Ext | Area 1001 Wind 2035 | Area 1001 Wind 2035 | 0 | 0 | 0 |  | 0 |  |  |  | 0 |  |  | -1 | 0 | Wind |  | 0 |  | 0 | 0 | 0 | 0 | -1 | 0 | 0 | 0 | 0 | 0 |  |  | 0 |  | 0 |  |  | 1/1/2035 | 12/31/2099 |  | 0 | 0 | 2032 |  |  |  | 0 | 0 | Real 2021 ¦ 5/8/2023 1:03:19 PM | 10991 | 0 |  |  | 0 | 0 | 0 |  |  |  | 0
REF | ATC | 2032 | 2 | REF-HC Portfolio | Area 1001 Wind 2037 | Area 1001 Wind 2037 | 0 | 0 | 0 |  | 0 |  |  |  | 0 |  |  | -1 | 0 | Wind |  | 0 |  | 0 | 0 | 0 | 0 | -1 | 0 | 0 | 0 | 0 | 0 |  |  | 0 |  | 0 |  |  | 1/1/2037 | 12/31/2099 |  | 0 | 0 | 2032 |  |  |  | 0 | 0 | Real 2021 ¦ 5/8/2023 1:03:19 PM | 10992 | 0 |  |  | 0 | 0 | 0 |  |  |  | 0
REF | ATC | 2032 | 5 | NCR Portfolio | Area 1001 4-Hour Li-on Battery 2029 | Area 1001 4-Hour Li-on Battery 2029 | 100 | 100 | -1.866 |  | 91.376 |  |  |  | 14914.2051 |  |  | -1 | 0 | 4-Hour Li-on Battery Storage |  | -16390.8379 |  | 0 | 4005.0784 | 4005.0784 | 0 | -1 | 0 | 0 | 0 | 727 | 4672 | -0.01866 |  | 0 |  | 929.2639 |  |  | 1/1/2029 | 12/31/2038 |  | 0 | 0 | 2032 |  |  |  | 0 | 0 | Real 2021 ¦ 5/8/2023 1:03:19 PM | 10993 | 100 |  |  | 82145.8672 | 83756.1953 | 3935.1633 |  |  |  | 0
REF | ATC | 2032 | 8 | REF No Wind Portfolio | Area 1001 4-Hour Li-on Battery 2029 | Area 1001 4-Hour Li-on Battery 2029 | 50 | 50 | -0.93299 |  | 45.688 |  |  |  | 7457.1025 |  |  | -1 | 0 | 4-Hour Li-on Battery Storage |  | -8195.4189 |  | 0 | 2002.5392 | 2002.5392 | 0 | -1 | 0 | 0 | 0 | 727 | 4672 | -0.01866 |  | 0 |  | 464.6319 |  |  | 1/1/2029 | 12/31/2038 |  | 0 | 0 | 2032 |  |  |  | 0 | 0 | Real 2021 ¦ 5/8/2023 1:03:19 PM | 10994 | 50 |  |  | 41072.9336 | 41878.0977 | 1967.5817 |  |  |  | 0
REF | ATC | 2032 | 4 | ECR Portfolio | Area 1001 4-Hour Li-on Battery 2032 | Area 1001 4-Hour Li-on Battery 2032 | 200 | 200 | -3.7321 |  | 182.5359 |  |  |  | 29221.2441 |  |  | -1 | 0 | 4-Hour Li-on Battery Storage |  | -32782.7461 |  | 0 | 8013.0645 | 8013.0645 | 0 | -1 | 0 | 0 | 0 | 729 | 4680 | -0.01866 |  | 0 |  | 1861.5762 |  |  | 1/1/2032 | 12/31/2041 |  | 0 | 0 | 2032 |  |  |  | 0 | 0 | Real 2021 ¦ 5/8/2023 1:03:19 PM | 10995 | 200 |  |  | 164323.0938 | 167539.9531 | 7870.146 |  |  |  | 0
REF | ATC | 2032 | 3 | CETA Portfolio | Area 1001 4-Hour Li-on Battery 2035 | Area 1001 4-Hour Li-on Battery 2035 | 0 | 0 | 0 |  | 1.7666e-06 |  |  |  | 0 |  |  | -1 | 0 | 4-Hour Li-on Battery Storage |  | 0 |  | 0 | 0 | 0 | 0 | -1 | 0 | 0 | 0 | 0 | 0 |  |  | 0 |  | 0 |  |  | 1/1/2035 | 12/31/2044 |  | 0 | 0 | 2032 |  |  |  | 0 | 0 | Real 2021 ¦ 5/8/2023 1:03:19 PM | 10996 | 0 |  |  | 0 | 0 | 0 |  |  |  | 0
REF | ATC | 2032 | 5 | NCR Portfolio | Area 1001 4-Hour Li-on Battery 2035 | Area 1001 4-Hour Li-on Battery 2035 | 0 | 0 | 0 |  | 1.7666e-06 |  |  |  | 0 |  |  | -1 | 0 | 4-Hour Li-on Battery Storage |  | 0 |  | 0 | 0 | 0 | 0 | -1 | 0 | 0 | 0 | 0 | 0 |  |  | 0 |  | 0 |  |  | 1/1/2035 | 12/31/2044 |  | 0 | 0 | 2032 |  |  |  | 0 | 0 | Real 2021 ¦ 5/8/2023 1:03:19 PM | 10997 | 0 |  |  | 0 | 0 | 0 |  |  |  | 0
REF | ATC | 2032 | 6 | CC Portfolio | Area 1001 4-Hour Li-on Battery 2035 | Area 1001 4-Hour Li-on Battery 2035 | 0 | 0 | 0 |  | 1.7666e-06 |  |  |  | 0 |  |  | -1 | 0 | 4-Hour Li-on Battery Storage |  | 0 |  | 0 | 0 | 0 | 0 | -1 | 0 | 0 | 0 | 0 | 0 |  |  | 0 |  | 0 |  |  | 1/1/2035 | 12/31/2044 |  | 0 | 0 | 2032 |  |  |  | 0 | 0 | Real 2021 ¦ 5/8/2023 1:03:19 PM | 10998 | 0 |  |  | 0 | 0 | 0 |  |  |  | 0
REF | ATC | 2032 | 9 | Preferred Plan | Area 1001 4-Hour Li-on Battery 2035 | Area 1001 4-Hour Li-on Battery 2035 | 0 | 0 | 0 |  | 1.7666e-06 |  |  |  | 0 |  |  | -1 | 0 | 4-Hour Li-on Battery Storage |  | 0 |  | 0 | 0 | 0 | 0 | -1 | 0 | 0 | 0 | 0 | 0 |  |  | 0 |  | 0 |  |  | 1/1/2035 | 12/31/2044 |  | 0 | 0 | 2032 |  |  |  | 0 | 0 | Real 2021 ¦ 5/8/2023 1:03:19 PM | 10999 | 0 |  |  | 0 | 0 | 0 |  |  |  | 0
REF | ATC | 2032 | 4 | ECR Portfolio | Solar+Storage 3-1 2028 | Solar+Storage 3-1 2028 | 32.8173 | 32.8173 | 32.8173 |  | 0 |  |  |  | 25346.4219 |  |  | -1 | 0 | Solar |  | 288267.4375 |  | 0 | 11012.2744 | 11012.2744 | 0 | -1 | 0 | 0 | 0 | 686 | 4516 | 1 | 38.2016 | 0 | 0 | 11012.2744 | 38.2016 |  | 1/1/2028 | 12/31/2099 |  | 0 | 0 | 2032 |  |  |  | 0 | 0 | Real 2021 ¦ 5/8/2023 1:03:19 PM | 11000 | 200 |  |  | 288267.4375 | 0 | 0 |  |  |  | 0
REF | ATC | 2032 | 8 | REF No Wind Portfolio | Solar+Storage 3-1 2028 | Solar+Storage 3-1 2028 | 49.226 | 49.226 | 49.226 |  | 0 |  |  |  | 38019.6328 |  |  | -1 | 0 | Solar |  | 432401.1562 |  | 0 | 16518.4121 | 16518.4121 | 0 | -1 | 0 | 0 | 0 | 686 | 4516 | 1 | 38.2016 | 0 | 0 | 16518.4121 | 38.2016 |  | 1/1/2028 | 12/31/2099 |  | 0 | 0 | 2032 |  |  |  | 0 | 0 | Real 2021 ¦ 5/8/2023 1:03:19 PM | 11001 | 300 |  |  | 432401.1562 | 0 | 0 |  |  |  | 0
REF | ATC | 2032 | 1 | REF Portfolio | Tier 2 Area 1001 Solar 2028 | Tier 2 Area 1001 Solar 2028 | 22.8598 | 100 | 22.8598 |  | 0 |  |  |  | 15278.5049 |  |  | -1 | 0 | Solar |  | 200800.8594 |  | 0 | 6863.8643 | 6863.8643 | 0 | -1 | 0 | 0 | 0 | 366 | 4394 | 0.2286 | 34.1824 | -6785.5171 | -33.7923 | 13649.3818 | 67.9747 |  | 1/1/2028 | 12/31/2099 |  | 0 | 0 | 2032 |  |  |  | 0 | 0 | Real 2021 ¦ 5/8/2023 1:03:19 PM | 11002 | 100 |  |  | 200800.8594 | 0 | 0 |  |  |  | 0
REF | ATC | 2032 | 2 | REF-HC Portfolio | Tier 2 Area 1001 Solar 2028 | Tier 2 Area 1001 Solar 2028 | 57.1496 | 250 | 57.1496 |  | 0 |  |  |  | 38196.2617 |  |  | -1 | 0 | Solar |  | 502002.125 |  | 0 | 17159.6621 | 17159.6621 | 0 | -1 | 0 | 0 | 0 | 366 | 4394 | 0.2286 | 34.1824 | -16963.793 | -33.7923 | 34123.4531 | 67.9747 |  | 1/1/2028 | 12/31/2099 |  | 0 | 0 | 2032 |  |  |  | 0 | 0 | Real 2021 ¦ 5/8/2023 1:03:19 PM | 11003 | 250 |  |  | 502002.125 | 0 | 0 |  |  |  | 0
REF | ATC | 2032 | 3 | CETA Portfolio | Tier 2 Area 1001 Solar 2028 | Tier 2 Area 1001 Solar 2028 | 68.5795 | 300 | 68.5795 |  | 0 |  |  |  | 45835.5156 |  |  | -1 | 0 | Solar |  | 602402.5625 |  | 0 | 20591.5938 | 20591.5938 | 0 | -1 | 0 | 0 | 0 | 366 | 4394 | 0.2286 | 34.1824 | -20356.5508 | -33.7923 | 40948.1445 | 67.9747 |  | 1/1/2028 | 12/31/2099 |  | 0 | 0 | 2032 |  |  |  | 0 | 0 | Real 2021 ¦ 5/8/2023 1:03:19 PM | 11004 | 300 |  |  | 602402.5625 | 0 | 0 |  |  |  | 0
REF | ATC | 2032 | 4 | ECR Portfolio | Tier 2 Area 1001 Solar 2028 | Tier 2 Area 1001 Solar 2028 | 68.5795 | 300 | 68.5795 |  | 0 |  |  |  | 45835.5156 |  |  | -1 | 0 | Solar |  | 602402.5625 |  | 0 | 20591.5938 | 20591.5938 | 0 | -1 | 0 | 0 | 0 | 366 | 4394 | 0.2286 | 34.1824 | -20356.5508 | -33.7923 | 40948.1445 | 67.9747 |  | 1/1/2028 | 12/31/2099 |  | 0 | 0 | 2032 |  |  |  | 0 | 0 | Real 2021 ¦ 5/8/2023 1:03:19 PM | 11005 | 300 |  |  | 602402.5625 | 0 | 0 |  |  |  | 0
REF | ATC | 2032 | 5 | NCR Portfolio | Tier 2 Area 1001 Solar 2028 | Tier 2 Area 1001 Solar 2028 | 22.8598 | 100 | 22.8598 |  | 0 |  |  |  | 15278.5049 |  |  | -1 | 0 | Solar |  | 200800.8594 |  | 0 | 6863.8643 | 6863.8643 | 0 | -1 | 0 | 0 | 0 | 366 | 4394 | 0.2286 | 34.1824 | -6785.5171 | -33.7923 | 13649.3818 | 67.9747 |  | 1/1/2028 | 12/31/2099 |  | 0 | 0 | 2032 |  |  |  | 0 | 0 | Real 2021 ¦ 5/8/2023 1:03:19 PM | 11006 | 100 |  |  | 200800.8594 | 0 | 0 |  |  |  | 0
REF | ATC | 2032 | 6 | CC Portfolio | Tier 2 Area 1001 Solar 2028 | Tier 2 Area 1001 Solar 2028 | 68.5795 | 300 | 68.5795 |  | 0 |  |  |  | 45835.5156 |  |  | -1 | 0 | Solar |  | 602402.5625 |  | 0 | 20591.5938 | 20591.5938 | 0 | -1 | 0 | 0 | 0 | 366 | 4394 | 0.2286 | 34.1824 | -20356.5508 | -33.7923 | 40948.1445 | 67.9747 |  | 1/1/2028 | 12/31/2099 |  | 0 | 0 | 2032 |  |  |  | 0 | 0 | Real 2021 ¦ 5/8/2023 1:03:19 PM | 11007 | 300 |  |  | 602402.5625 | 0 | 0 |  |  |  | 0
REF | ATC | 2032 | 7 | REF Mitchell Ext | Tier 2 Area 1001 Solar 2028 | Tier 2 Area 1001 Solar 2028 | 22.8598 | 100 | 22.8598 |  | 0 |  |  |  | 15278.5049 |  |  | -1 | 0 | Solar |  | 200800.8594 |  | 0 | 6863.8643 | 6863.8643 | 0 | -1 | 0 | 0 | 0 | 366 | 4394 | 0.2286 | 34.1824 | -6785.5171 | -33.7923 | 13649.3818 | 67.9747 |  | 1/1/2028 | 12/31/2099 |  | 0 | 0 | 2032 |  |  |  | 0 | 0 | Real 2021 ¦ 5/8/2023 1:03:19 PM | 11008 | 100 |  |  | 200800.8594 | 0 | 0 |  |  |  | 0
REF | ATC | 2032 | 8 | REF No Wind Portfolio | Tier 2 Area 1001 Solar 2028 | Tier 2 Area 1001 Solar 2028 | 68.5795 | 300 | 68.5795 |  | 0 |  |  |  | 45835.5156 |  |  | -1 | 0 | Solar |  | 602402.5625 |  | 0 | 20591.5938 | 20591.5938 | 0 | -1 | 0 | 0 | 0 | 366 | 4394 | 0.2286 | 34.1824 | -20356.5508 | -33.7923 | 40948.1445 | 67.9747 |  | 1/1/2028 | 12/31/2099 |  | 0 | 0 | 2032 |  |  |  | 0 | 0 | Real 2021 ¦ 5/8/2023 1:03:19 PM | 11009 | 300 |  |  | 602402.5625 | 0 | 0 |  |  |  | 0
REF | ATC | 2032 | 9 | Preferred Plan | Tier 2 Area 1001 Solar 2028 | Tier 2 Area 1001 Solar 2028 | 68.5795 | 300 | 68.5795 |  | 0 |  |  |  | 45835.5156 |  |  | -1 | 0 | Solar |  | 602402.5625 |  | 0 | 20591.5938 | 20591.5938 | 0 | -1 | 0 | 0 | 0 | 366 | 4394 | 0.2286 | 34.1824 | -20356.5508 | -33.7923 | 40948.1445 | 67.9747 |  | 1/1/2028 | 12/31/2099 |  | 0 | 0 | 2032 |  |  |  | 0 | 0 | Real 2021 ¦ 5/8/2023 1:03:19 PM | 11010 | 300 |  |  | 602402.5625 | 0 | 0 |  |  |  | 0
REF | ATC | 2032 | 4 | ECR Portfolio | Tier 2 Area 1001 Solar 2029 | Tier 2 Area 1001 Solar 2029 | 34.2898 | 150 | 34.2898 |  | 0 |  |  |  | 22048.4062 |  |  | -1 | 0 | Solar |  | 301201.2812 |  | 0 | 10295.7969 | 10295.7969 | 0 | -1 | 0 | 0 | 0 | 366 | 4394 | 0.2286 | 34.1824 | -10178.2754 | -33.7923 | 20474.0723 | 67.9747 |  | 1/1/2029 | 12/31/2099 |  | 0 | 0 | 2032 |  |  |  | 0 | 0 | Real 2021 ¦ 5/8/2023 1:03:19 PM | 11011 | 150 |  |  | 301201.2812 | 0 | 0 |  |  |  | 0
REF | ATC | 2032 | 8 | REF No Wind Portfolio | Tier 2 Area 1001 Solar 2029 | Tier 2 Area 1001 Solar 2029 | 22.8598 | 100 | 22.8598 |  | 0 |  |  |  | 14698.9375 |  |  | -1 | 0 | Solar |  | 200800.8594 |  | 0 | 6863.8643 | 6863.8643 | 0 | -1 | 0 | 0 | 0 | 366 | 4394 | 0.2286 | 34.1824 | -6785.5171 | -33.7923 | 13649.3818 | 67.9747 |  | 1/1/2029 | 12/31/2099 |  | 0 | 0 | 2032 |  |  |  | 0 | 0 | Real 2021 ¦ 5/8/2023 1:03:19 PM | 11012 | 100 |  |  | 200800.8594 | 0 | 0 |  |  |  | 0
REF | ATC | 2032 | 2 | REF-HC Portfolio | Tier 2 Area 1001 Wind 2026 | Tier 2 Area 1001 Wind 2026 | 35.0088 | 100 | 35.0088 |  | 0 |  |  |  | 19738.416 |  |  | -1 | 0 | Wind |  | 307517.5312 |  | 0 | 11804.7285 | 11804.7285 | 0 | -1 | 0 | 0 | 0 | 0 | 8784 | 0.35009 | 38.3872 | -10391.7168 | -33.7923 | 22196.4453 | 72.1794 |  | 1/1/2026 | 12/31/2099 |  | 0 | 0 | 2032 |  |  |  | 0 | 0 | Real 2021 ¦ 5/8/2023 1:03:19 PM | 11013 | 100 |  |  | 307517.5312 | 0 | 0 |  |  |  | 0
REF | ATC | 2032 | 3 | CETA Portfolio | Tier 2 Area 1001 Wind 2026 | Tier 2 Area 1001 Wind 2026 | 35.0088 | 100 | 35.0088 |  | 0 |  |  |  | 19738.416 |  |  | -1 | 0 | Wind |  | 307517.5312 |  | 0 | 11804.7285 | 11804.7285 | 0 | -1 | 0 | 0 | 0 | 0 | 8784 | 0.35009 | 38.3872 | -10391.7168 | -33.7923 | 22196.4453 | 72.1794 |  | 1/1/2026 | 12/31/2099 |  | 0 | 0 | 2032 |  |  |  | 0 | 0 | Real 2021 ¦ 5/8/2023 1:03:19 PM | 11014 | 100 |  |  | 307517.5312 | 0 | 0 |  |  |  | 0
REF | ATC | 2032 | 4 | ECR Portfolio | Tier 2 Area 1001 Wind 2026 | Tier 2 Area 1001 Wind 2026 | 35.0088 | 100 | 35.0088 |  | 0 |  |  |  | 19738.416 |  |  | -1 | 0 | Wind |  | 307517.5312 |  | 0 | 11804.7285 | 11804.7285 | 0 | -1 | 0 | 0 | 0 | 0 | 8784 | 0.35009 | 38.3872 | -10391.7168 | -33.7923 | 22196.4453 | 72.1794 |  | 1/1/2026 | 12/31/2099 |  | 0 | 0 | 2032 |  |  |  | 0 | 0 | Real 2021 ¦ 5/8/2023 1:03:19 PM | 11015 | 100 |  |  | 307517.5312 | 0 | 0 |  |  |  | 0
REF | ATC | 2032 | 5 | NCR Portfolio | Tier 2 Area 1001 Wind 2026 | Tier 2 Area 1001 Wind 2026 | 35.0088 | 100 | 35.0088 |  | 0 |  |  |  | 19738.416 |  |  | -1 | 0 | Wind |  | 307517.5312 |  | 0 | 11804.7285 | 11804.7285 | 0 | -1 | 0 | 0 | 0 | 0 | 8784 | 0.35009 | 38.3872 | -10391.7168 | -33.7923 | 22196.4453 | 72.1794 |  | 1/1/2026 | 12/31/2099 |  | 0 | 0 | 2032 |  |  |  | 0 | 0 | Real 2021 ¦ 5/8/2023 1:03:19 PM | 11016 | 100 |  |  | 307517.5312 | 0 | 0 |  |  |  | 0
REF | ATC | 2032 | 2 | REF-HC Portfolio | Tier 2 Area 1001 Wind 2027 | Tier 2 Area 1001 Wind 2027 | 35.0088 | 100 | 35.0088 |  | 0 |  |  |  | 19197.4863 |  |  | -1 | 0 | Wind |  | 307517.5312 |  | 0 | 11804.7285 | 11804.7285 | 0 | -1 | 0 | 0 | 0 | 0 | 8784 | 0.35009 | 38.3872 | -10391.7168 | -33.7923 | 22196.4453 | 72.1794 |  | 1/1/2027 | 12/31/2099 |  | 0 | 0 | 2032 |  |  |  | 0 | 0 | Real 2021 ¦ 5/8/2023 1:03:19 PM | 11017 | 100 |  |  | 307517.5312 | 0 | 0 |  |  |  | 0
REF | ATC | 2032 | 3 | CETA Portfolio | Tier 2 Area 1001 Wind 2027 | Tier 2 Area 1001 Wind 2027 | 35.0088 | 100 | 35.0088 |  | 0 |  |  |  | 19197.4863 |  |  | -1 | 0 | Wind |  | 307517.5312 |  | 0 | 11804.7285 | 11804.7285 | 0 | -1 | 0 | 0 | 0 | 0 | 8784 | 0.35009 | 38.3872 | -10391.7168 | -33.7923 | 22196.4453 | 72.1794 |  | 1/1/2027 | 12/31/2099 |  | 0 | 0 | 2032 |  |  |  | 0 | 0 | Real 2021 ¦ 5/8/2023 1:03:19 PM | 11018 | 100 |  |  | 307517.5312 | 0 | 0 |  |  |  | 0
REF | ATC | 2032 | 4 | ECR Portfolio | Tier 2 Area 1001 Wind 2027 | Tier 2 Area 1001 Wind 2027 | 35.0088 | 100 | 35.0088 |  | 0 |  |  |  | 19197.4863 |  |  | -1 | 0 | Wind |  | 307517.5312 |  | 0 | 11804.7285 | 11804.7285 | 0 | -1 | 0 | 0 | 0 | 0 | 8784 | 0.35009 | 38.3872 | -10391.7168 | -33.7923 | 22196.4453 | 72.1794 |  | 1/1/2027 | 12/31/2099 |  | 0 | 0 | 2032 |  |  |  | 0 | 0 | Real 2021 ¦ 5/8/2023 1:03:19 PM | 11019 | 100 |  |  | 307517.5312 | 0 | 0 |  |  |  | 0
REF | ATC | 2032 | 5 | NCR Portfolio | Tier 2 Area 1001 Wind 2027 | Tier 2 Area 1001 Wind 2027 | 35.0088 | 100 | 35.0088 |  | 0 |  |  |  | 19197.4863 |  |  | -1 | 0 | Wind |  | 307517.5312 |  | 0 | 11804.7285 | 11804.7285 | 0 | -1 | 0 | 0 | 0 | 0 | 8784 | 0.35009 | 38.3872 | -10391.7168 | -33.7923 | 22196.4453 | 72.1794 |  | 1/1/2027 | 12/31/2099 |  | 0 | 0 | 2032 |  |  |  | 0 | 0 | Real 2021 ¦ 5/8/2023 1:03:19 PM | 11020 | 100 |  |  | 307517.5312 | 0 | 0 |  |  |  | 0
REF | ATC | 2032 | 6 | CC Portfolio | Tier 2 Area 1001 Wind 2027 | Tier 2 Area 1001 Wind 2027 | 35.0088 | 100 | 35.0088 |  | 0 |  |  |  | 19197.4863 |  |  | -1 | 0 | Wind |  | 307517.5312 |  | 0 | 11804.7285 | 11804.7285 | 0 | -1 | 0 | 0 | 0 | 0 | 8784 | 0.35009 | 38.3872 | -10391.7168 | -33.7923 | 22196.4453 | 72.1794 |  | 1/1/2027 | 12/31/2099 |  | 0 | 0 | 2032 |  |  |  | 0 | 0 | Real 2021 ¦ 5/8/2023 1:03:19 PM | 11021 | 100 |  |  | 307517.5312 | 0 | 0 |  |  |  | 0
REF | ATC | 2032 | 9 | Preferred Plan | Tier 2 Area 1001 Wind 2027 | Tier 2 Area 1001 Wind 2027 | 35.0088 | 100 | 35.0088 |  | 0 |  |  |  | 19197.4863 |  |  | -1 | 0 | Wind |  | 307517.5312 |  | 0 | 11804.7285 | 11804.7285 | 0 | -1 | 0 | 0 | 0 | 0 | 8784 | 0.35009 | 38.3872 | -10391.7168 | -33.7923 | 22196.4453 | 72.1794 |  | 1/1/2027 | 12/31/2099 |  | 0 | 0 | 2032 |  |  |  | 0 | 0 | Real 2021 ¦ 5/8/2023 1:03:19 PM | 11022 | 100 |  |  | 307517.5312 | 0 | 0 |  |  |  | 0
REF | ATC | 2032 | 1 | REF Portfolio | Tier 2 Area 1001 Wind 2028 | Tier 2 Area 1001 Wind 2028 | 35.0088 | 100 | 35.0088 |  | 0 |  |  |  | 18606.8789 |  |  | -1 | 0 | Wind |  | 307517.5312 |  | 0 | 11804.7285 | 11804.7285 | 0 | -1 | 0 | 0 | 0 | 0 | 8784 | 0.35009 | 38.3872 | -10391.7168 | -33.7923 | 22196.4453 | 72.1794 |  | 1/1/2028 | 12/31/2099 |  | 0 | 0 | 2032 |  |  |  | 0 | 0 | Real 2021 ¦ 5/8/2023 1:03:19 PM | 11023 | 100 |  |  | 307517.5312 | 0 | 0 |  |  |  | 0
REF | ATC | 2032 | 2 | REF-HC Portfolio | Tier 2 Area 1001 Wind 2028 | Tier 2 Area 1001 Wind 2028 | 35.0088 | 100 | 35.0088 |  | 0 |  |  |  | 18606.8789 |  |  | -1 | 0 | Wind |  | 307517.5312 |  | 0 | 11804.7285 | 11804.7285 | 0 | -1 | 0 | 0 | 0 | 0 | 8784 | 0.35009 | 38.3872 | -10391.7168 | -33.7923 | 22196.4453 | 72.1794 |  | 1/1/2028 | 12/31/2099 |  | 0 | 0 | 2032 |  |  |  | 0 | 0 | Real 2021 ¦ 5/8/2023 1:03:19 PM | 11024 | 100 |  |  | 307517.5312 | 0 | 0 |  |  |  | 0
REF | ATC | 2032 | 3 | CETA Portfolio | Tier 2 Area 1001 Wind 2028 | Tier 2 Area 1001 Wind 2028 | 35.0088 | 100 | 35.0088 |  | 0 |  |  |  | 18606.8789 |  |  | -1 | 0 | Wind |  | 307517.5312 |  | 0 | 11804.7285 | 11804.7285 | 0 | -1 | 0 | 0 | 0 | 0 | 8784 | 0.35009 | 38.3872 | -10391.7168 | -33.7923 | 22196.4453 | 72.1794 |  | 1/1/2028 | 12/31/2099 |  | 0 | 0 | 2032 |  |  |  | 0 | 0 | Real 2021 ¦ 5/8/2023 1:03:19 PM | 11025 | 100 |  |  | 307517.5312 | 0 | 0 |  |  |  | 0
REF | ATC | 2032 | 4 | ECR Portfolio | Tier 2 Area 1001 Wind 2028 | Tier 2 Area 1001 Wind 2028 | 35.0088 | 100 | 35.0088 |  | 0 |  |  |  | 18606.8789 |  |  | -1 | 0 | Wind |  | 307517.5312 |  | 0 | 11804.7285 | 11804.7285 | 0 | -1 | 0 | 0 | 0 | 0 | 8784 | 0.35009 | 38.3872 | -10391.7168 | -33.7923 | 22196.4453 | 72.1794 |  | 1/1/2028 | 12/31/2099 |  | 0 | 0 | 2032 |  |  |  | 0 | 0 | Real 2021 ¦ 5/8/2023 1:03:19 PM | 11026 | 100 |  |  | 307517.5312 | 0 | 0 |  |  |  | 0
REF | ATC | 2032 | 5 | NCR Portfolio | Tier 2 Area 1001 Wind 2028 | Tier 2 Area 1001 Wind 2028 | 35.0088 | 100 | 35.0088 |  | 0 |  |  |  | 18606.8789 |  |  | -1 | 0 | Wind |  | 307517.5312 |  | 0 | 11804.7285 | 11804.7285 | 0 | -1 | 0 | 0 | 0 | 0 | 8784 | 0.35009 | 38.3872 | -10391.7168 | -33.7923 | 22196.4453 | 72.1794 |  | 1/1/2028 | 12/31/2099 |  | 0 | 0 | 2032 |  |  |  | 0 | 0 | Real 2021 ¦ 5/8/2023 1:03:19 PM | 11027 | 100 |  |  | 307517.5312 | 0 | 0 |  |  |  | 0
REF | ATC | 2032 | 6 | CC Portfolio | Tier 2 Area 1001 Wind 2028 | Tier 2 Area 1001 Wind 2028 | 35.0088 | 100 | 35.0088 |  | 0 |  |  |  | 18606.8789 |  |  | -1 | 0 | Wind |  | 307517.5312 |  | 0 | 11804.7285 | 11804.7285 | 0 | -1 | 0 | 0 | 0 | 0 | 8784 | 0.35009 | 38.3872 | -10391.7168 | -33.7923 | 22196.4453 | 72.1794 |  | 1/1/2028 | 12/31/2099 |  | 0 | 0 | 2032 |  |  |  | 0 | 0 | Real 2021 ¦ 5/8/2023 1:03:19 PM | 11028 | 100 |  |  | 307517.5312 | 0 | 0 |  |  |  | 0
REF | ATC | 2032 | 7 | REF Mitchell Ext | Tier 2 Area 1001 Wind 2028 | Tier 2 Area 1001 Wind 2028 | 35.0088 | 100 | 35.0088 |  | 0 |  |  |  | 18606.8789 |  |  | -1 | 0 | Wind |  | 307517.5312 |  | 0 | 11804.7285 | 11804.7285 | 0 | -1 | 0 | 0 | 0 | 0 | 8784 | 0.35009 | 38.3872 | -10391.7168 | -33.7923 | 22196.4453 | 72.1794 |  | 1/1/2028 | 12/31/2099 |  | 0 | 0 | 2032 |  |  |  | 0 | 0 | Real 2021 ¦ 5/8/2023 1:03:19 PM | 11029 | 100 |  |  | 307517.5312 | 0 | 0 |  |  |  | 0
REF | ATC | 2032 | 9 | Preferred Plan | Tier 2 Area 1001 Wind 2028 | Tier 2 Area 1001 Wind 2028 | 35.0088 | 100 | 35.0088 |  | 0 |  |  |  | 18606.8789 |  |  | -1 | 0 | Wind |  | 307517.5312 |  | 0 | 11804.7285 | 11804.7285 | 0 | -1 | 0 | 0 | 0 | 0 | 8784 | 0.35009 | 38.3872 | -10391.7168 | -33.7923 | 22196.4453 | 72.1794 |  | 1/1/2028 | 12/31/2099 |  | 0 | 0 | 2032 |  |  |  | 0 | 0 | Real 2021 ¦ 5/8/2023 1:03:19 PM | 11030 | 100 |  |  | 307517.5312 | 0 | 0 |  |  |  | 0
REF | ATC | 2032 | 1 | REF Portfolio | Tier 2 Area 1001 Wind 2029 | Tier 2 Area 1001 Wind 2029 | 35.0088 | 100 | 35.0088 |  | 0 |  |  |  | 18071.4688 |  |  | -1 | 0 | Wind |  | 307517.5312 |  | 0 | 11804.7285 | 11804.7285 | 0 | -1 | 0 | 0 | 0 | 0 | 8784 | 0.35009 | 38.3872 | -10391.7168 | -33.7923 | 22196.4453 | 72.1794 |  | 1/1/2029 | 12/31/2099 |  | 0 | 0 | 2032 |  |  |  | 0 | 0 | Real 2021 ¦ 5/8/2023 1:03:19 PM | 11031 | 100 |  |  | 307517.5312 | 0 | 0 |  |  |  | 0
REF | ATC | 2032 | 3 | CETA Portfolio | Tier 2 Area 1001 Wind 2029 | Tier 2 Area 1001 Wind 2029 | 35.0088 | 100 | 35.0088 |  | 0 |  |  |  | 18071.4688 |  |  | -1 | 0 | Wind |  | 307517.5312 |  | 0 | 11804.7285 | 11804.7285 | 0 | -1 | 0 | 0 | 0 | 0 | 8784 | 0.35009 | 38.3872 | -10391.7168 | -33.7923 | 22196.4453 | 72.1794 |  | 1/1/2029 | 12/31/2099 |  | 0 | 0 | 2032 |  |  |  | 0 | 0 | Real 2021 ¦ 5/8/2023 1:03:19 PM | 11032 | 100 |  |  | 307517.5312 | 0 | 0 |  |  |  | 0
REF | ATC | 2032 | 4 | ECR Portfolio | Tier 2 Area 1001 Wind 2029 | Tier 2 Area 1001 Wind 2029 | 35.0088 | 100 | 35.0088 |  | 0 |  |  |  | 18071.4688 |  |  | -1 | 0 | Wind |  | 307517.5312 |  | 0 | 11804.7285 | 11804.7285 | 0 | -1 | 0 | 0 | 0 | 0 | 8784 | 0.35009 | 38.3872 | -10391.7168 | -33.7923 | 22196.4453 | 72.1794 |  | 1/1/2029 | 12/31/2099 |  | 0 | 0 | 2032 |  |  |  | 0 | 0 | Real 2021 ¦ 5/8/2023 1:03:19 PM | 11033 | 100 |  |  | 307517.5312 | 0 | 0 |  |  |  | 0
REF | ATC | 2032 | 7 | REF Mitchell Ext | Tier 2 Area 1001 Wind 2029 | Tier 2 Area 1001 Wind 2029 | 35.0088 | 100 | 35.0088 |  | 0 |  |  |  | 18071.4688 |  |  | -1 | 0 | Wind |  | 307517.5312 |  | 0 | 11804.7285 | 11804.7285 | 0 | -1 | 0 | 0 | 0 | 0 | 8784 | 0.35009 | 38.3872 | -10391.7168 | -33.7923 | 22196.4453 | 72.1794 |  | 1/1/2029 | 12/31/2099 |  | 0 | 0 | 2032 |  |  |  | 0 | 0 | Real 2021 ¦ 5/8/2023 1:03:19 PM | 11034 | 100 |  |  | 307517.5312 | 0 | 0 |  |  |  | 0
REF | ATC | 2032 | 6 | CC Portfolio | Area 1001 Gas CC 1x1 2029 | Area 1001 Gas CC 1x1 2029 | 362.1129 | 399.1386 | 312.2731 |  | 0 |  |  |  | 71708.7344 |  |  | -1 | 17773582 | TCO |  | 2743007.25 |  | 108.6339 | 109299.25 | 109299.25 | 0 | -1 | 0 | 0 | 65.9689 | 6 | 8433 | 0.78237 | 39.8465 | 70572.8828 | 25.7283 | 38726.3633 | 14.1182 |  | 1/1/2029 | 12/31/2099 |  | 0 | 0 | 2032 |  |  |  | 0 | 0 | Real 2021 ¦ 5/8/2023 1:03:19 PM | 11035 | 418 |  |  | 2743007.25 | 0 | 0 |  |  |  | 0
REF | ATC | 2032 | 7 | REF Mitchell Ext | 3102 | Mitchell #1 (WV) | 0 | 0 | 0 |  | 0 |  |  |  | 0 |  |  | -1 | 0 | Mitchell 1 Coal Price |  | 0 |  | 0 | 0 | 0 | 0 | -1 | 0 | 0 | 0 | 0 | 0 |  |  | 0 |  | 0 |  |  | 5/1/1971 | 5/31/2028 |  | 0 | 0 | 2032 |  |  |  | 0 | 0 | Real 2021 ¦ 5/8/2023 1:03:19 PM | 11036 | 0 |  |  | 0 | 0 | 0 |  |  |  | 0
REF | ATC | 2032 | 9 | Preferred Plan | 3102 | Mitchell #1 (WV) | 0 | 0 | 0 |  | 0 |  |  |  | 0 |  |  | -1 | 0 | Mitchell 1 Coal Price |  | 0 |  | 0 | 0 | 0 | 0 | -1 | 0 | 0 | 0 | 0 | 0 |  |  | 0 |  | 0 |  |  | 5/1/1971 | 5/31/2028 |  | 0 | 0 | 2032 |  |  |  | 0 | 0 | Real 2021 ¦ 5/8/2023 1:03:19 PM | 11037 | 0 |  |  | 0 | 0 | 0 |  |  |  | 0
REF | ATC | 2032 | 7 | REF Mitchell Ext | 3105 | Mitchell #2 (WV) | 0 | 0 | 0 |  | 0 |  |  |  | 0 |  |  | -1 | 0 | Mitchell 2 Coal Price |  | 0 |  | 0 | 0 | 0 | 0 | -1 | 0 | 0 | 0 | 0 | 0 |  |  | 0 |  | 0 |  |  | 5/1/1971 | 5/31/2028 |  | 0 | 0 | 2032 |  |  |  | 0 | 0 | Real 2021 ¦ 5/8/2023 1:03:19 PM | 11038 | 0 |  |  | 0 | 0 | 0 |  |  |  | 0
REF | ATC | 2032 | 9 | Preferred Plan | 3105 | Mitchell #2 (WV) | 0 | 0 | 0 |  | 0 |  |  |  | 0 |  |  | -1 | 0 | Mitchell 2 Coal Price |  | 0 |  | 0 | 0 | 0 | 0 | -1 | 0 | 0 | 0 | 0 | 0 |  |  | 0 |  | 0 |  |  | 5/1/1971 | 5/31/2028 |  | 0 | 0 | 2032 |  |  |  | 0 | 0 | Real 2021 ¦ 5/8/2023 1:03:19 PM | 11039 | 0 |  |  | 0 | 0 | 0 |  |  |  | 0
REF | ATC | 2033 | 1 | REF Portfolio | 13555 | Big Sandy #1 Gas | 0 | 0 | 0 |  | 0 |  |  |  | 0 |  |  | -1 | 0 | TCO |  | 0 |  | 0 | 0 | 0 | 0 | -1 | 0 | 0 | 0 | 0 | 0 |  |  | 0 |  | 0 |  |  | 5/30/2016 | 5/30/2031 |  | 0 | 0 | 2033 |  |  |  | 0 | 0 | Real 2021 ¦ 5/8/2023 1:03:19 PM | 11868 | 0 |  |  | 0 | 0 | 0 |  |  |  | 0
REF | ATC | 2033 | 2 | REF-HC Portfolio | 13555 | Big Sandy #1 Gas | 0 | 0 | 0 |  | 0 |  |  |  | 0 |  |  | -1 | 0 | TCO |  | 0 |  | 0 | 0 | 0 | 0 | -1 | 0 | 0 | 0 | 0 | 0 |  |  | 0 |  | 0 |  |  | 5/30/2016 | 5/30/2031 |  | 0 | 0 | 2033 |  |  |  | 0 | 0 | Real 2021 ¦ 5/8/2023 1:03:19 PM | 11869 | 0 |  |  | 0 | 0 | 0 |  |  |  | 0
REF | ATC | 2033 | 3 | CETA Portfolio | 13555 | Big Sandy #1 Gas | 0 | 0 | 0 |  | 0 |  |  |  | 0 |  |  | -1 | 0 | TCO |  | 0 |  | 0 | 0 | 0 | 0 | -1 | 0 | 0 | 0 | 0 | 0 |  |  | 0 |  | 0 |  |  | 5/30/2016 | 5/30/2031 |  | 0 | 0 | 2033 |  |  |  | 0 | 0 | Real 2021 ¦ 5/8/2023 1:03:19 PM | 11870 | 0 |  |  | 0 | 0 | 0 |  |  |  | 0
REF | ATC | 2033 | 4 | ECR Portfolio | 13555 | Big Sandy #1 Gas | 0 | 0 | 0 |  | 0 |  |  |  | 0 |  |  | -1 | 0 | TCO |  | 0 |  | 0 | 0 | 0 | 0 | -1 | 0 | 0 | 0 | 0 | 0 |  |  | 0 |  | 0 |  |  | 5/30/2016 | 5/30/2031 |  | 0 | 0 | 2033 |  |  |  | 0 | 0 | Real 2021 ¦ 5/8/2023 1:03:19 PM | 11871 | 0 |  |  | 0 | 0 | 0 |  |  |  | 0
REF | ATC | 2033 | 5 | NCR Portfolio | 13555 | Big Sandy #1 Gas | 0 | 0 | 0 |  | 0 |  |  |  | 0 |  |  | -1 | 0 | TCO |  | 0 |  | 0 | 0 | 0 | 0 | -1 | 0 | 0 | 0 | 0 | 0 |  |  | 0 |  | 0 |  |  | 5/30/2016 | 5/30/2031 |  | 0 | 0 | 2033 |  |  |  | 0 | 0 | Real 2021 ¦ 5/8/2023 1:03:19 PM | 11872 | 0 |  |  | 0 | 0 | 0 |  |  |  | 0
REF | ATC | 2033 | 6 | CC Portfolio | 13555 | Big Sandy #1 Gas | 0 | 0 | 0 |  | 0 |  |  |  | 0 |  |  | -1 | 0 | TCO |  | 0 |  | 0 | 0 | 0 | 0 | -1 | 0 | 0 | 0 | 0 | 0 |  |  | 0 |  | 0 |  |  | 5/30/2016 | 5/30/2031 |  | 0 | 0 | 2033 |  |  |  | 0 | 0 | Real 2021 ¦ 5/8/2023 1:03:19 PM | 11873 | 0 |  |  | 0 | 0 | 0 |  |  |  | 0
REF | ATC | 2033 | 7 | REF Mitchell Ext | 13555 | Big Sandy #1 Gas | 0 | 0 | 0 |  | 0 |  |  |  | 0 |  |  | -1 | 0 | TCO |  | 0 |  | 0 | 0 | 0 | 0 | -1 | 0 | 0 | 0 | 0 | 0 |  |  | 0 |  | 0 |  |  | 5/30/2016 | 5/30/2031 |  | 0 | 0 | 2033 |  |  |  | 0 | 0 | Real 2021 ¦ 5/8/2023 1:03:19 PM | 11874 | 0 |  |  | 0 | 0 | 0 |  |  |  | 0
REF | ATC | 2033 | 8 | REF No Wind Portfolio | 13555 | Big Sandy #1 Gas | 0 | 0 | 0 |  | 0 |  |  |  | 0 |  |  | -1 | 0 | TCO |  | 0 |  | 0 | 0 | 0 | 0 | -1 | 0 | 0 | 0 | 0 | 0 |  |  | 0 |  | 0 |  |  | 5/30/2016 | 5/30/2031 |  | 0 | 0 | 2033 |  |  |  | 0 | 0 | Real 2021 ¦ 5/8/2023 1:03:19 PM | 11875 | 0 |  |  | 0 | 0 | 0 |  |  |  | 0
REF | ATC | 2033 | 9 | Preferred Plan | 13555 | Big Sandy #1 Gas | 0 | 0 | 0 |  | 0 |  |  |  | 0 |  |  | -1 | 0 | TCO |  | 0 |  | 0 | 0 | 0 | 0 | -1 | 0 | 0 | 0 | 0 | 0 |  |  | 0 |  | 0 |  |  | 5/30/2016 | 5/30/2031 |  | 0 | 0 | 2033 |  |  |  | 0 | 0 | Real 2021 ¦ 5/8/2023 1:03:19 PM | 11876 | 0 |  |  | 0 | 0 | 0 |  |  |  | 0
REF | ATC | 2033 | 1 | REF Portfolio | 3102 | Mitchell #1 (WV) | 0 | 0 | 0 |  | 0 |  |  |  | 0 |  |  | -1 | 0 | Mitchell 1 Coal Price |  | 0 |  | 0 | 0 | 0 | 0 | -1 | 0 | 0 | 0 | 0 | 0 |  |  | 0 |  | 0 |  |  | 5/1/1971 | 5/31/2028 |  | 0 | 0 | 2033 |  |  |  | 0 | 0 | Real 2021 ¦ 5/8/2023 1:03:19 PM | 11877 | 0 |  |  | 0 | 0 | 0 |  |  |  | 0
REF | ATC | 2033 | 2 | REF-HC Portfolio | 3102 | Mitchell #1 (WV) | 0 | 0 | 0 |  | 0 |  |  |  | 0 |  |  | -1 | 0 | Mitchell 1 Coal Price |  | 0 |  | 0 | 0 | 0 | 0 | -1 | 0 | 0 | 0 | 0 | 0 |  |  | 0 |  | 0 |  |  | 5/1/1971 | 5/31/2028 |  | 0 | 0 | 2033 |  |  |  | 0 | 0 | Real 2021 ¦ 5/8/2023 1:03:19 PM | 11878 | 0 |  |  | 0 | 0 | 0 |  |  |  | 0
REF | ATC | 2033 | 3 | CETA Portfolio | 3102 | Mitchell #1 (WV) | 0 | 0 | 0 |  | 0 |  |  |  | 0 |  |  | -1 | 0 | Mitchell 1 Coal Price |  | 0 |  | 0 | 0 | 0 | 0 | -1 | 0 | 0 | 0 | 0 | 0 |  |  | 0 |  | 0 |  |  | 5/1/1971 | 5/31/2028 |  | 0 | 0 | 2033 |  |  |  | 0 | 0 | Real 2021 ¦ 5/8/2023 1:03:19 PM | 11879 | 0 |  |  | 0 | 0 | 0 |  |  |  | 0
REF | ATC | 2033 | 4 | ECR Portfolio | 3102 | Mitchell #1 (WV) | 0 | 0 | 0 |  | 0 |  |  |  | 0 |  |  | -1 | 0 | Mitchell 1 Coal Price |  | 0 |  | 0 | 0 | 0 | 0 | -1 | 0 | 0 | 0 | 0 | 0 |  |  | 0 |  | 0 |  |  | 5/1/1971 | 5/31/2028 |  | 0 | 0 | 2033 |  |  |  | 0 | 0 | Real 2021 ¦ 5/8/2023 1:03:19 PM | 11880 | 0 |  |  | 0 | 0 | 0 |  |  |  | 0
REF | ATC | 2033 | 5 | NCR Portfolio | 3102 | Mitchell #1 (WV) | 0 | 0 | 0 |  | 0 |  |  |  | 0 |  |  | -1 | 0 | Mitchell 1 Coal Price |  | 0 |  | 0 | 0 | 0 | 0 | -1 | 0 | 0 | 0 | 0 | 0 |  |  | 0 |  | 0 |  |  | 5/1/1971 | 5/31/2028 |  | 0 | 0 | 2033 |  |  |  | 0 | 0 | Real 2021 ¦ 5/8/2023 1:03:19 PM | 11881 | 0 |  |  | 0 | 0 | 0 |  |  |  | 0
REF | ATC | 2033 | 6 | CC Portfolio | 3102 | Mitchell #1 (WV) | 0 | 0 | 0 |  | 0 |  |  |  | 0 |  |  | -1 | 0 | Mitchell 1 Coal Price |  | 0 |  | 0 | 0 | 0 | 0 | -1 | 0 | 0 | 0 | 0 | 0 |  |  | 0 |  | 0 |  |  | 5/1/1971 | 5/31/2028 |  | 0 | 0 | 2033 |  |  |  | 0 | 0 | Real 2021 ¦ 5/8/2023 1:03:19 PM | 11882 | 0 |  |  | 0 | 0 | 0 |  |  |  | 0
REF | ATC | 2033 | 8 | REF No Wind Portfolio | 3102 | Mitchell #1 (WV) | 0 | 0 | 0 |  | 0 |  |  |  | 0 |  |  | -1 | 0 | Mitchell 1 Coal Price |  | 0 |  | 0 | 0 | 0 | 0 | -1 | 0 | 0 | 0 | 0 | 0 |  |  | 0 |  | 0 |  |  | 5/1/1971 | 5/31/2028 |  | 0 | 0 | 2033 |  |  |  | 0 | 0 | Real 2021 ¦ 5/8/2023 1:03:19 PM | 11883 | 0 |  |  | 0 | 0 | 0 |  |  |  | 0
REF | ATC | 2033 | 1 | REF Portfolio | 3105 | Mitchell #2 (WV) | 0 | 0 | 0 |  | 0 |  |  |  | 0 |  |  | -1 | 0 | Mitchell 2 Coal Price |  | 0 |  | 0 | 0 | 0 | 0 | -1 | 0 | 0 | 0 | 0 | 0 |  |  | 0 |  | 0 |  |  | 5/1/1971 | 5/31/2028 |  | 0 | 0 | 2033 |  |  |  | 0 | 0 | Real 2021 ¦ 5/8/2023 1:03:19 PM | 11884 | 0 |  |  | 0 | 0 | 0 |  |  |  | 0
REF | ATC | 2033 | 2 | REF-HC Portfolio | 3105 | Mitchell #2 (WV) | 0 | 0 | 0 |  | 0 |  |  |  | 0 |  |  | -1 | 0 | Mitchell 2 Coal Price |  | 0 |  | 0 | 0 | 0 | 0 | -1 | 0 | 0 | 0 | 0 | 0 |  |  | 0 |  | 0 |  |  | 5/1/1971 | 5/31/2028 |  | 0 | 0 | 2033 |  |  |  | 0 | 0 | Real 2021 ¦ 5/8/2023 1:03:19 PM | 11885 | 0 |  |  | 0 | 0 | 0 |  |  |  | 0
REF | ATC | 2033 | 3 | CETA Portfolio | 3105 | Mitchell #2 (WV) | 0 | 0 | 0 |  | 0 |  |  |  | 0 |  |  | -1 | 0 | Mitchell 2 Coal Price |  | 0 |  | 0 | 0 | 0 | 0 | -1 | 0 | 0 | 0 | 0 | 0 |  |  | 0 |  | 0 |  |  | 5/1/1971 | 5/31/2028 |  | 0 | 0 | 2033 |  |  |  | 0 | 0 | Real 2021 ¦ 5/8/2023 1:03:19 PM | 11886 | 0 |  |  | 0 | 0 | 0 |  |  |  | 0
REF | ATC | 2033 | 4 | ECR Portfolio | 3105 | Mitchell #2 (WV) | 0 | 0 | 0 |  | 0 |  |  |  | 0 |  |  | -1 | 0 | Mitchell 2 Coal Price |  | 0 |  | 0 | 0 | 0 | 0 | -1 | 0 | 0 | 0 | 0 | 0 |  |  | 0 |  | 0 |  |  | 5/1/1971 | 5/31/2028 |  | 0 | 0 | 2033 |  |  |  | 0 | 0 | Real 2021 ¦ 5/8/2023 1:03:19 PM | 11887 | 0 |  |  | 0 | 0 | 0 |  |  |  | 0
REF | ATC | 2033 | 5 | NCR Portfolio | 3105 | Mitchell #2 (WV) | 0 | 0 | 0 |  | 0 |  |  |  | 0 |  |  | -1 | 0 | Mitchell 2 Coal Price |  | 0 |  | 0 | 0 | 0 | 0 | -1 | 0 | 0 | 0 | 0 | 0 |  |  | 0 |  | 0 |  |  | 5/1/1971 | 5/31/2028 |  | 0 | 0 | 2033 |  |  |  | 0 | 0 | Real 2021 ¦ 5/8/2023 1:03:19 PM | 11888 | 0 |  |  | 0 | 0 | 0 |  |  |  | 0
REF | ATC | 2033 | 6 | CC Portfolio | 3105 | Mitchell #2 (WV) | 0 | 0 | 0 |  | 0 |  |  |  | 0 |  |  | -1 | 0 | Mitchell 2 Coal Price |  | 0 |  | 0 | 0 | 0 | 0 | -1 | 0 | 0 | 0 | 0 | 0 |  |  | 0 |  | 0 |  |  | 5/1/1971 | 5/31/2028 |  | 0 | 0 | 2033 |  |  |  | 0 | 0 | Real 2021 ¦ 5/8/2023 1:03:19 PM | 11889 | 0 |  |  | 0 | 0 | 0 |  |  |  | 0
REF | ATC | 2033 | 8 | REF No Wind Portfolio | 3105 | Mitchell #2 (WV) | 0 | 0 | 0 |  | 0 |  |  |  | 0 |  |  | -1 | 0 | Mitchell 2 Coal Price |  | 0 |  | 0 | 0 | 0 | 0 | -1 | 0 | 0 | 0 | 0 | 0 |  |  | 0 |  | 0 |  |  | 5/1/1971 | 5/31/2028 |  | 0 | 0 | 2033 |  |  |  | 0 | 0 | Real 2021 ¦ 5/8/2023 1:03:19 PM | 11890 | 0 |  |  | 0 | 0 | 0 |  |  |  | 0
REF | ATC | 2033 | 1 | REF Portfolio | Big Sandy #1_Ext Gas | Big Sandy #1_Ext Gas | 257.4081 | 295 | 69.2888 |  | 0 |  |  |  | 2765.4983 |  |  | -1 | 6020833 | TCO |  | 606969.625 |  | 51.4816 | 30174.0586 | 30174.0586 | 0 | -1 | 0 | 0 | 305.9953 | 14 | 2996 | 0.23488 | 49.7126 | 26022.3496 | 42.8726 | 4151.709 | 6.8401 |  | 6/1/2031 | 5/31/2041 |  | 0 | 0 | 2033 |  |  |  | 0 | 0 | Real 2021 ¦ 5/8/2023 1:03:19 PM | 11891 | 295.4 |  |  | 606969.625 | 0 | 0 |  |  |  | 0
REF | ATC | 2033 | 2 | REF-HC Portfolio | Big Sandy #1_Ext Gas | Big Sandy #1_Ext Gas | 257.4081 | 295 | 69.2888 |  | 0 |  |  |  | 2765.4983 |  |  | -1 | 6020833 | TCO |  | 606969.625 |  | 51.4816 | 30174.0586 | 30174.0586 | 0 | -1 | 0 | 0 | 305.9953 | 14 | 2996 | 0.23488 | 49.7126 | 26022.3496 | 42.8726 | 4151.709 | 6.8401 |  | 6/1/2031 | 5/31/2041 |  | 0 | 0 | 2033 |  |  |  | 0 | 0 | Real 2021 ¦ 5/8/2023 1:03:19 PM | 11892 | 295.4 |  |  | 606969.625 | 0 | 0 |  |  |  | 0
REF | ATC | 2033 | 3 | CETA Portfolio | Big Sandy #1_Ext Gas | Big Sandy #1_Ext Gas | 257.4081 | 295 | 69.2888 |  | 0 |  |  |  | 2765.4983 |  |  | -1 | 6020833 | TCO |  | 606969.625 |  | 51.4816 | 30174.0586 | 30174.0586 | 0 | -1 | 0 | 0 | 305.9953 | 14 | 2996 | 0.23488 | 49.7126 | 26022.3496 | 42.8726 | 4151.709 | 6.8401 |  | 6/1/2031 | 5/31/2041 |  | 0 | 0 | 2033 |  |  |  | 0 | 0 | Real 2021 ¦ 5/8/2023 1:03:19 PM | 11893 | 295.4 |  |  | 606969.625 | 0 | 0 |  |  |  | 0
REF | ATC | 2033 | 5 | NCR Portfolio | Big Sandy #1_Ext Gas | Big Sandy #1_Ext Gas | 257.4081 | 295 | 69.2888 |  | 0 |  |  |  | 2765.4983 |  |  | -1 | 6020833 | TCO |  | 606969.625 |  | 51.4816 | 30174.0586 | 30174.0586 | 0 | -1 | 0 | 0 | 305.9953 | 14 | 2996 | 0.23488 | 49.7126 | 26022.3496 | 42.8726 | 4151.709 | 6.8401 |  | 6/1/2031 | 5/31/2041 |  | 0 | 0 | 2033 |  |  |  | 0 | 0 | Real 2021 ¦ 5/8/2023 1:03:19 PM | 11894 | 295.4 |  |  | 606969.625 | 0 | 0 |  |  |  | 0
REF | ATC | 2033 | 6 | CC Portfolio | Big Sandy #1_Ext Gas | Big Sandy #1_Ext Gas | 257.4081 | 295 | 69.2888 |  | 0 |  |  |  | 2765.4983 |  |  | -1 | 6020833 | TCO |  | 606969.625 |  | 51.4816 | 30174.0586 | 30174.0586 | 0 | -1 | 0 | 0 | 305.9953 | 14 | 2996 | 0.23488 | 49.7126 | 26022.3496 | 42.8726 | 4151.709 | 6.8401 |  | 6/1/2031 | 5/31/2041 |  | 0 | 0 | 2033 |  |  |  | 0 | 0 | Real 2021 ¦ 5/8/2023 1:03:19 PM | 11895 | 295.4 |  |  | 606969.625 | 0 | 0 |  |  |  | 0
REF | ATC | 2033 | 7 | REF Mitchell Ext | Big Sandy #1_Ext Gas | Big Sandy #1_Ext Gas | 257.4081 | 295 | 69.2888 |  | 0 |  |  |  | 2765.4983 |  |  | -1 | 6020833 | TCO |  | 606969.625 |  | 51.4816 | 30174.0586 | 30174.0586 | 0 | -1 | 0 | 0 | 305.9953 | 14 | 2996 | 0.23488 | 49.7126 | 26022.3496 | 42.8726 | 4151.709 | 6.8401 |  | 6/1/2031 | 5/31/2041 |  | 0 | 0 | 2033 |  |  |  | 0 | 0 | Real 2021 ¦ 5/8/2023 1:03:19 PM | 11896 | 295.4 |  |  | 606969.625 | 0 | 0 |  |  |  | 0
REF | ATC | 2033 | 8 | REF No Wind Portfolio | Big Sandy #1_Ext Gas | Big Sandy #1_Ext Gas | 257.4081 | 295 | 69.2888 |  | 0 |  |  |  | 2765.4983 |  |  | -1 | 6020833 | TCO |  | 606969.625 |  | 51.4816 | 30174.0586 | 30174.0586 | 0 | -1 | 0 | 0 | 305.9953 | 14 | 2996 | 0.23488 | 49.7126 | 26022.3496 | 42.8726 | 4151.709 | 6.8401 |  | 6/1/2031 | 5/31/2041 |  | 0 | 0 | 2033 |  |  |  | 0 | 0 | Real 2021 ¦ 5/8/2023 1:03:19 PM | 11897 | 295.4 |  |  | 606969.625 | 0 | 0 |  |  |  | 0
REF | ATC | 2033 | 9 | Preferred Plan | Big Sandy #1_Ext Gas | Big Sandy #1_Ext Gas | 257.4081 | 295 | 69.2888 |  | 0 |  |  |  | 2765.4983 |  |  | -1 | 6020833 | TCO |  | 606969.625 |  | 51.4816 | 30174.0586 | 30174.0586 | 0 | -1 | 0 | 0 | 305.9953 | 14 | 2996 | 0.23488 | 49.7126 | 26022.3496 | 42.8726 | 4151.709 | 6.8401 |  | 6/1/2031 | 5/31/2041 |  | 0 | 0 | 2033 |  |  |  | 0 | 0 | Real 2021 ¦ 5/8/2023 1:03:19 PM | 11898 | 295.4 |  |  | 606969.625 | 0 | 0 |  |  |  | 0
REF | ATC | 2033 | 1 | REF Portfolio | Spicewood Solar 2027 | Spicewood Solar 2027 | 22.8336 | 100 | 22.8336 |  | 0 |  |  |  | 14554.1885 |  |  | -1 | 0 | Solar |  | 200022.6875 |  | 0 | 6678.3848 | 6678.3848 | 0 | -1 | 0 | 0 | 0 | 365 | 4383 | 0.22834 | 33.3881 | -6634.6372 | -33.1694 | 13313.0225 | 66.5576 |  | 1/1/2027 | 12/31/2099 |  | 0 | 0 | 2033 |  |  |  | 0 | 0 | Real 2021 ¦ 5/8/2023 1:03:19 PM | 11899 | 100 |  |  | 200022.6875 | 0 | 0 |  |  |  | 0
REF | ATC | 2033 | 2 | REF-HC Portfolio | Spicewood Solar 2027 | Spicewood Solar 2027 | 22.8336 | 100 | 22.8336 |  | 0 |  |  |  | 14554.1885 |  |  | -1 | 0 | Solar |  | 200022.6875 |  | 0 | 6678.3848 | 6678.3848 | 0 | -1 | 0 | 0 | 0 | 365 | 4383 | 0.22834 | 33.3881 | -6634.6372 | -33.1694 | 13313.0225 | 66.5576 |  | 1/1/2027 | 12/31/2099 |  | 0 | 0 | 2033 |  |  |  | 0 | 0 | Real 2021 ¦ 5/8/2023 1:03:19 PM | 11900 | 100 |  |  | 200022.6875 | 0 | 0 |  |  |  | 0
REF | ATC | 2033 | 3 | CETA Portfolio | Spicewood Solar 2027 | Spicewood Solar 2027 | 22.8336 | 100 | 22.8336 |  | 0 |  |  |  | 14554.1885 |  |  | -1 | 0 | Solar |  | 200022.6875 |  | 0 | 6678.3848 | 6678.3848 | 0 | -1 | 0 | 0 | 0 | 365 | 4383 | 0.22834 | 33.3881 | -6634.6372 | -33.1694 | 13313.0225 | 66.5576 |  | 1/1/2027 | 12/31/2099 |  | 0 | 0 | 2033 |  |  |  | 0 | 0 | Real 2021 ¦ 5/8/2023 1:03:19 PM | 11901 | 100 |  |  | 200022.6875 | 0 | 0 |  |  |  | 0
REF | ATC | 2033 | 4 | ECR Portfolio | Spicewood Solar 2027 | Spicewood Solar 2027 | 22.8336 | 100 | 22.8336 |  | 0 |  |  |  | 14554.1885 |  |  | -1 | 0 | Solar |  | 200022.6875 |  | 0 | 6678.3848 | 6678.3848 | 0 | -1 | 0 | 0 | 0 | 365 | 4383 | 0.22834 | 33.3881 | -6634.6372 | -33.1694 | 13313.0225 | 66.5576 |  | 1/1/2027 | 12/31/2099 |  | 0 | 0 | 2033 |  |  |  | 0 | 0 | Real 2021 ¦ 5/8/2023 1:03:19 PM | 11902 | 100 |  |  | 200022.6875 | 0 | 0 |  |  |  | 0
REF | ATC | 2033 | 5 | NCR Portfolio | Spicewood Solar 2027 | Spicewood Solar 2027 | 22.8336 | 100 | 22.8336 |  | 0 |  |  |  | 14554.1885 |  |  | -1 | 0 | Solar |  | 200022.6875 |  | 0 | 6678.3848 | 6678.3848 | 0 | -1 | 0 | 0 | 0 | 365 | 4383 | 0.22834 | 33.3881 | -6634.6372 | -33.1694 | 13313.0225 | 66.5576 |  | 1/1/2027 | 12/31/2099 |  | 0 | 0 | 2033 |  |  |  | 0 | 0 | Real 2021 ¦ 5/8/2023 1:03:19 PM | 11903 | 100 |  |  | 200022.6875 | 0 | 0 |  |  |  | 0
REF | ATC | 2033 | 6 | CC Portfolio | Spicewood Solar 2027 | Spicewood Solar 2027 | 22.8336 | 100 | 22.8336 |  | 0 |  |  |  | 14554.1885 |  |  | -1 | 0 | Solar |  | 200022.6875 |  | 0 | 6678.3848 | 6678.3848 | 0 | -1 | 0 | 0 | 0 | 365 | 4383 | 0.22834 | 33.3881 | -6634.6372 | -33.1694 | 13313.0225 | 66.5576 |  | 1/1/2027 | 12/31/2099 |  | 0 | 0 | 2033 |  |  |  | 0 | 0 | Real 2021 ¦ 5/8/2023 1:03:19 PM | 11904 | 100 |  |  | 200022.6875 | 0 | 0 |  |  |  | 0
REF | ATC | 2033 | 7 | REF Mitchell Ext | Spicewood Solar 2027 | Spicewood Solar 2027 | 22.8336 | 100 | 22.8336 |  | 0 |  |  |  | 14554.1885 |  |  | -1 | 0 | Solar |  | 200022.6875 |  | 0 | 6678.3848 | 6678.3848 | 0 | -1 | 0 | 0 | 0 | 365 | 4383 | 0.22834 | 33.3881 | -6634.6372 | -33.1694 | 13313.0225 | 66.5576 |  | 1/1/2027 | 12/31/2099 |  | 0 | 0 | 2033 |  |  |  | 0 | 0 | Real 2021 ¦ 5/8/2023 1:03:19 PM | 11905 | 100 |  |  | 200022.6875 | 0 | 0 |  |  |  | 0
REF | ATC | 2033 | 8 | REF No Wind Portfolio | Spicewood Solar 2027 | Spicewood Solar 2027 | 22.8336 | 100 | 22.8336 |  | 0 |  |  |  | 14554.1885 |  |  | -1 | 0 | Solar |  | 200022.6875 |  | 0 | 6678.3848 | 6678.3848 | 0 | -1 | 0 | 0 | 0 | 365 | 4383 | 0.22834 | 33.3881 | -6634.6372 | -33.1694 | 13313.0225 | 66.5576 |  | 1/1/2027 | 12/31/2099 |  | 0 | 0 | 2033 |  |  |  | 0 | 0 | Real 2021 ¦ 5/8/2023 1:03:19 PM | 11906 | 100 |  |  | 200022.6875 | 0 | 0 |  |  |  | 0
REF | ATC | 2033 | 9 | Preferred Plan | Spicewood Solar 2027 | Spicewood Solar 2027 | 22.8336 | 100 | 22.8336 |  | 0 |  |  |  | 14554.1885 |  |  | -1 | 0 | Solar |  | 200022.6875 |  | 0 | 6678.3848 | 6678.3848 | 0 | -1 | 0 | 0 | 0 | 365 | 4383 | 0.22834 | 33.3881 | -6634.6372 | -33.1694 | 13313.0225 | 66.5576 |  | 1/1/2027 | 12/31/2099 |  | 0 | 0 | 2033 |  |  |  | 0 | 0 | Real 2021 ¦ 5/8/2023 1:03:19 PM | 11907 | 100 |  |  | 200022.6875 | 0 | 0 |  |  |  | 0
REF | ATC | 2033 | 1 | REF Portfolio | DSM Resources | DSM Resources | 0.057329 | 5.4 | 0.057329 |  | 0 |  |  |  | 0 |  |  | -1 | 0 | DSM_EE |  | 502.2 |  | 0 | 20.5885 | 20.5885 | 0 | -1 | 0 | 0 | 0 | 92 | 93 | 0.010616 | 40.9966 | 0 | 0 | 20.5885 | 40.9966 |  | 1/1/2022 | 12/31/2099 |  | 0 | 0 | 2033 |  |  |  | 0 | 0 | Real 2021 ¦ 5/8/2023 1:03:19 PM | 11908 | 5.4 |  |  | 502.2 | 0 | 0 |  |  |  | 0
REF | ATC | 2033 | 2 | REF-HC Portfolio | DSM Resources | DSM Resources | 0.057329 | 5.4 | 0.057329 |  | 0 |  |  |  | 0 |  |  | -1 | 0 | DSM_EE |  | 502.2 |  | 0 | 20.5885 | 20.5885 | 0 | -1 | 0 | 0 | 0 | 92 | 93 | 0.010616 | 40.9966 | 0 | 0 | 20.5885 | 40.9966 |  | 1/1/2022 | 12/31/2099 |  | 0 | 0 | 2033 |  |  |  | 0 | 0 | Real 2021 ¦ 5/8/2023 1:03:19 PM | 11909 | 5.4 |  |  | 502.2 | 0 | 0 |  |  |  | 0
REF | ATC | 2033 | 3 | CETA Portfolio | DSM Resources | DSM Resources | 0.057329 | 5.4 | 0.057329 |  | 0 |  |  |  | 0 |  |  | -1 | 0 | DSM_EE |  | 502.2 |  | 0 | 20.5885 | 20.5885 | 0 | -1 | 0 | 0 | 0 | 92 | 93 | 0.010616 | 40.9966 | 0 | 0 | 20.5885 | 40.9966 |  | 1/1/2022 | 12/31/2099 |  | 0 | 0 | 2033 |  |  |  | 0 | 0 | Real 2021 ¦ 5/8/2023 1:03:19 PM | 11910 | 5.4 |  |  | 502.2 | 0 | 0 |  |  |  | 0
REF | ATC | 2033 | 4 | ECR Portfolio | DSM Resources | DSM Resources | 0.057329 | 5.4 | 0.057329 |  | 0 |  |  |  | 0 |  |  | -1 | 0 | DSM_EE |  | 502.2 |  | 0 | 20.5885 | 20.5885 | 0 | -1 | 0 | 0 | 0 | 92 | 93 | 0.010616 | 40.9966 | 0 | 0 | 20.5885 | 40.9966 |  | 1/1/2022 | 12/31/2099 |  | 0 | 0 | 2033 |  |  |  | 0 | 0 | Real 2021 ¦ 5/8/2023 1:03:19 PM | 11911 | 5.4 |  |  | 502.2 | 0 | 0 |  |  |  | 0
REF | ATC | 2033 | 5 | NCR Portfolio | DSM Resources | DSM Resources | 0.057329 | 5.4 | 0.057329 |  | 0 |  |  |  | 0 |  |  | -1 | 0 | DSM_EE |  | 502.2 |  | 0 | 20.5885 | 20.5885 | 0 | -1 | 0 | 0 | 0 | 92 | 93 | 0.010616 | 40.9966 | 0 | 0 | 20.5885 | 40.9966 |  | 1/1/2022 | 12/31/2099 |  | 0 | 0 | 2033 |  |  |  | 0 | 0 | Real 2021 ¦ 5/8/2023 1:03:19 PM | 11912 | 5.4 |  |  | 502.2 | 0 | 0 |  |  |  | 0
REF | ATC | 2033 | 6 | CC Portfolio | DSM Resources | DSM Resources | 0.057329 | 5.4 | 0.057329 |  | 0 |  |  |  | 0 |  |  | -1 | 0 | DSM_EE |  | 502.2 |  | 0 | 20.5885 | 20.5885 | 0 | -1 | 0 | 0 | 0 | 92 | 93 | 0.010616 | 40.9966 | 0 | 0 | 20.5885 | 40.9966 |  | 1/1/2022 | 12/31/2099 |  | 0 | 0 | 2033 |  |  |  | 0 | 0 | Real 2021 ¦ 5/8/2023 1:03:19 PM | 11913 | 5.4 |  |  | 502.2 | 0 | 0 |  |  |  | 0
REF | ATC | 2033 | 7 | REF Mitchell Ext | DSM Resources | DSM Resources | 0.057329 | 5.4 | 0.057329 |  | 0 |  |  |  | 0 |  |  | -1 | 0 | DSM_EE |  | 502.2 |  | 0 | 20.5885 | 20.5885 | 0 | -1 | 0 | 0 | 0 | 92 | 93 | 0.010616 | 40.9966 | 0 | 0 | 20.5885 | 40.9966 |  | 1/1/2022 | 12/31/2099 |  | 0 | 0 | 2033 |  |  |  | 0 | 0 | Real 2021 ¦ 5/8/2023 1:03:19 PM | 11914 | 5.4 |  |  | 502.2 | 0 | 0 |  |  |  | 0
REF | ATC | 2033 | 8 | REF No Wind Portfolio | DSM Resources | DSM Resources | 0.057329 | 5.4 | 0.057329 |  | 0 |  |  |  | 0 |  |  | -1 | 0 | DSM_EE |  | 502.2 |  | 0 | 20.5885 | 20.5885 | 0 | -1 | 0 | 0 | 0 | 92 | 93 | 0.010616 | 40.9966 | 0 | 0 | 20.5885 | 40.9966 |  | 1/1/2022 | 12/31/2099 |  | 0 | 0 | 2033 |  |  |  | 0 | 0 | Real 2021 ¦ 5/8/2023 1:03:19 PM | 11915 | 5.4 |  |  | 502.2 | 0 | 0 |  |  |  | 0
REF | ATC | 2033 | 9 | Preferred Plan | DSM Resources | DSM Resources | 0.057329 | 5.4 | 0.057329 |  | 0 |  |  |  | 0 |  |  | -1 | 0 | DSM_EE |  | 502.2 |  | 0 | 20.5885 | 20.5885 | 0 | -1 | 0 | 0 | 0 | 92 | 93 | 0.010616 | 40.9966 | 0 | 0 | 20.5885 | 40.9966 |  | 1/1/2022 | 12/31/2099 |  | 0 | 0 | 2033 |  |  |  | 0 | 0 | Real 2021 ¦ 5/8/2023 1:03:19 PM | 11916 | 5.4 |  |  | 502.2 | 0 | 0 |  |  |  | 0
REF | ATC | 2033 | 1 | REF Portfolio | Residential - Low/Medium_23-25 | Residential - Low/Medium_23-25 | 0.062761 | 549.786 | 0.062761 |  | 0 |  |  |  | 0 |  |  | -1 | 0 | DSM_EE |  | 549.786 |  | 0 | 21.2884 | 21.2884 | 0 | -1 | 0 | 0 | 0 | 365 | 8760 | 0.00011416 | 38.7213 | 0 | 0 | 21.2884 | 38.7213 |  | 1/1/2023 | 12/31/2099 |  | 0 | 0 | 2033 |  |  |  | 0 | 0 | Real 2021 ¦ 5/8/2023 1:03:19 PM | 11917 | 549.786 |  |  | 549.786 | 0 | 0 |  |  |  | 0
REF | ATC | 2033 | 5 | NCR Portfolio | Residential - Low/Medium_23-25 | Residential - Low/Medium_23-25 | 0.062761 | 549.786 | 0.062761 |  | 0 |  |  |  | 0 |  |  | -1 | 0 | DSM_EE |  | 549.786 |  | 0 | 21.2884 | 21.2884 | 0 | -1 | 0 | 0 | 0 | 365 | 8760 | 0.00011416 | 38.7213 | 0 | 0 | 21.2884 | 38.7213 |  | 1/1/2023 | 12/31/2099 |  | 0 | 0 | 2033 |  |  |  | 0 | 0 | Real 2021 ¦ 5/8/2023 1:03:19 PM | 11918 | 549.786 |  |  | 549.786 | 0 | 0 |  |  |  | 0
REF | ATC | 2033 | 6 | CC Portfolio | Residential - Low/Medium_23-25 | Residential - Low/Medium_23-25 | 0.062761 | 549.786 | 0.062761 |  | 0 |  |  |  | 0 |  |  | -1 | 0 | DSM_EE |  | 549.786 |  | 0 | 21.2884 | 21.2884 | 0 | -1 | 0 | 0 | 0 | 365 | 8760 | 0.00011416 | 38.7213 | 0 | 0 | 21.2884 | 38.7213 |  | 1/1/2023 | 12/31/2099 |  | 0 | 0 | 2033 |  |  |  | 0 | 0 | Real 2021 ¦ 5/8/2023 1:03:19 PM | 11919 | 549.786 |  |  | 549.786 | 0 | 0 |  |  |  | 0
REF | ATC | 2033 | 7 | REF Mitchell Ext | Residential - Low/Medium_23-25 | Residential - Low/Medium_23-25 | 0.062761 | 549.786 | 0.062761 |  | 0 |  |  |  | 0 |  |  | -1 | 0 | DSM_EE |  | 549.786 |  | 0 | 21.2884 | 21.2884 | 0 | -1 | 0 | 0 | 0 | 365 | 8760 | 0.00011416 | 38.7213 | 0 | 0 | 21.2884 | 38.7213 |  | 1/1/2023 | 12/31/2099 |  | 0 | 0 | 2033 |  |  |  | 0 | 0 | Real 2021 ¦ 5/8/2023 1:03:19 PM | 11920 | 549.786 |  |  | 549.786 | 0 | 0 |  |  |  | 0
REF | ATC | 2033 | 9 | Preferred Plan | Residential - Low/Medium_23-25 | Residential - Low/Medium_23-25 | 0.062761 | 549.786 | 0.062761 |  | 0 |  |  |  | 0 |  |  | -1 | 0 | DSM_EE |  | 549.786 |  | 0 | 21.2884 | 21.2884 | 0 | -1 | 0 | 0 | 0 | 365 | 8760 | 0.00011416 | 38.7213 | 0 | 0 | 21.2884 | 38.7213 |  | 1/1/2023 | 12/31/2099 |  | 0 | 0 | 2033 |  |  |  | 0 | 0 | Real 2021 ¦ 5/8/2023 1:03:19 PM | 11921 | 549.786 |  |  | 549.786 | 0 | 0 |  |  |  | 0
REF | ATC | 2033 | 5 | NCR Portfolio | Residential - High_23-25 | Residential - High_23-25 | 0.22044 | 1931.014 | 0.22044 |  | 0 |  |  |  | 0 |  |  | -1 | 0 | DSM_EE |  | 1931.014 |  | 0 | 76.9326 | 76.9326 | 0 | -1 | 0 | 0 | 0 | 365 | 8760 | 0.00011416 | 39.8405 | 0 | 0 | 76.9326 | 39.8405 |  | 1/1/2023 | 12/31/2099 |  | 0 | 0 | 2033 |  |  |  | 0 | 0 | Real 2021 ¦ 5/8/2023 1:03:19 PM | 11922 | 1931.014 |  |  | 1931.014 | 0 | 0 |  |  |  | 0
REF | ATC | 2033 | 1 | REF Portfolio | C&I - Low_23-25 | C&I - Low_23-25 | 1.7462 | 15297.0723 | 1.7462 |  | 0 |  |  |  | 0 |  |  | -1 | 0 | DSM_EE |  | 15297.0723 |  | 0 | 570.3715 | 570.3715 | 0 | -1 | 0 | 0 | 0 | 365 | 8760 | 0.00011416 | 37.2863 | 0 | 0 | 570.3715 | 37.2863 |  | 1/1/2023 | 12/31/2099 |  | 0 | 0 | 2033 |  |  |  | 0 | 0 | Real 2021 ¦ 5/8/2023 1:03:19 PM | 11923 | 15297.0723 |  |  | 15297.0723 | 0 | 0 |  |  |  | 0
REF | ATC | 2033 | 2 | REF-HC Portfolio | C&I - Low_23-25 | C&I - Low_23-25 | 1.7462 | 15297.0723 | 1.7462 |  | 0 |  |  |  | 0 |  |  | -1 | 0 | DSM_EE |  | 15297.0723 |  | 0 | 570.3715 | 570.3715 | 0 | -1 | 0 | 0 | 0 | 365 | 8760 | 0.00011416 | 37.2863 | 0 | 0 | 570.3715 | 37.2863 |  | 1/1/2023 | 12/31/2099 |  | 0 | 0 | 2033 |  |  |  | 0 | 0 | Real 2021 ¦ 5/8/2023 1:03:19 PM | 11924 | 15297.0723 |  |  | 15297.0723 | 0 | 0 |  |  |  | 0
REF | ATC | 2033 | 3 | CETA Portfolio | C&I - Low_23-25 | C&I - Low_23-25 | 1.7462 | 15297.0723 | 1.7462 |  | 0 |  |  |  | 0 |  |  | -1 | 0 | DSM_EE |  | 15297.0723 |  | 0 | 570.3715 | 570.3715 | 0 | -1 | 0 | 0 | 0 | 365 | 8760 | 0.00011416 | 37.2863 | 0 | 0 | 570.3715 | 37.2863 |  | 1/1/2023 | 12/31/2099 |  | 0 | 0 | 2033 |  |  |  | 0 | 0 | Real 2021 ¦ 5/8/2023 1:03:19 PM | 11925 | 15297.0723 |  |  | 15297.0723 | 0 | 0 |  |  |  | 0
REF | ATC | 2033 | 5 | NCR Portfolio | C&I - Low_23-25 | C&I - Low_23-25 | 1.7462 | 15297.0723 | 1.7462 |  | 0 |  |  |  | 0 |  |  | -1 | 0 | DSM_EE |  | 15297.0723 |  | 0 | 570.3715 | 570.3715 | 0 | -1 | 0 | 0 | 0 | 365 | 8760 | 0.00011416 | 37.2863 | 0 | 0 | 570.3715 | 37.2863 |  | 1/1/2023 | 12/31/2099 |  | 0 | 0 | 2033 |  |  |  | 0 | 0 | Real 2021 ¦ 5/8/2023 1:03:19 PM | 11926 | 15297.0723 |  |  | 15297.0723 | 0 | 0 |  |  |  | 0
REF | ATC | 2033 | 6 | CC Portfolio | C&I - Low_23-25 | C&I - Low_23-25 | 1.7462 | 15297.0723 | 1.7462 |  | 0 |  |  |  | 0 |  |  | -1 | 0 | DSM_EE |  | 15297.0723 |  | 0 | 570.3715 | 570.3715 | 0 | -1 | 0 | 0 | 0 | 365 | 8760 | 0.00011416 | 37.2863 | 0 | 0 | 570.3715 | 37.2863 |  | 1/1/2023 | 12/31/2099 |  | 0 | 0 | 2033 |  |  |  | 0 | 0 | Real 2021 ¦ 5/8/2023 1:03:19 PM | 11927 | 15297.0723 |  |  | 15297.0723 | 0 | 0 |  |  |  | 0
REF | ATC | 2033 | 7 | REF Mitchell Ext | C&I - Low_23-25 | C&I - Low_23-25 | 1.7462 | 15297.0723 | 1.7462 |  | 0 |  |  |  | 0 |  |  | -1 | 0 | DSM_EE |  | 15297.0723 |  | 0 | 570.3715 | 570.3715 | 0 | -1 | 0 | 0 | 0 | 365 | 8760 | 0.00011416 | 37.2863 | 0 | 0 | 570.3715 | 37.2863 |  | 1/1/2023 | 12/31/2099 |  | 0 | 0 | 2033 |  |  |  | 0 | 0 | Real 2021 ¦ 5/8/2023 1:03:19 PM | 11928 | 15297.0723 |  |  | 15297.0723 | 0 | 0 |  |  |  | 0
REF | ATC | 2033 | 9 | Preferred Plan | C&I - Low_23-25 | C&I - Low_23-25 | 1.7462 | 15297.0723 | 1.7462 |  | 0 |  |  |  | 0 |  |  | -1 | 0 | DSM_EE |  | 15297.0723 |  | 0 | 570.3715 | 570.3715 | 0 | -1 | 0 | 0 | 0 | 365 | 8760 | 0.00011416 | 37.2863 | 0 | 0 | 570.3715 | 37.2863 |  | 1/1/2023 | 12/31/2099 |  | 0 | 0 | 2033 |  |  |  | 0 | 0 | Real 2021 ¦ 5/8/2023 1:03:19 PM | 11929 | 15297.0723 |  |  | 15297.0723 | 0 | 0 |  |  |  | 0
REF | ATC | 2033 | 1 | REF Portfolio | IQW_23-25 | IQW_23-25 | 0.024207 | 212.049 | 0.024207 |  | 0 |  |  |  | 0 |  |  | -1 | 0 | DSM_EE |  | 212.049 |  | 0 | 8.3642 | 8.3642 | 0 | -1 | 0 | 0 | 0 | 365 | 8760 | 0.00011416 | 39.4449 | 0 | 0 | 8.3642 | 39.4449 |  | 1/1/2023 | 12/31/2099 |  | 0 | 0 | 2033 |  |  |  | 0 | 0 | Real 2021 ¦ 5/8/2023 1:03:19 PM | 11930 | 212.049 |  |  | 212.049 | 0 | 0 |  |  |  | 0
REF | ATC | 2033 | 2 | REF-HC Portfolio | IQW_23-25 | IQW_23-25 | 0.024207 | 212.049 | 0.024207 |  | 0 |  |  |  | 0 |  |  | -1 | 0 | DSM_EE |  | 212.049 |  | 0 | 8.3642 | 8.3642 | 0 | -1 | 0 | 0 | 0 | 365 | 8760 | 0.00011416 | 39.4449 | 0 | 0 | 8.3642 | 39.4449 |  | 1/1/2023 | 12/31/2099 |  | 0 | 0 | 2033 |  |  |  | 0 | 0 | Real 2021 ¦ 5/8/2023 1:03:19 PM | 11931 | 212.049 |  |  | 212.049 | 0 | 0 |  |  |  | 0
REF | ATC | 2033 | 3 | CETA Portfolio | IQW_23-25 | IQW_23-25 | 0.024207 | 212.049 | 0.024207 |  | 0 |  |  |  | 0 |  |  | -1 | 0 | DSM_EE |  | 212.049 |  | 0 | 8.3642 | 8.3642 | 0 | -1 | 0 | 0 | 0 | 365 | 8760 | 0.00011416 | 39.4449 | 0 | 0 | 8.3642 | 39.4449 |  | 1/1/2023 | 12/31/2099 |  | 0 | 0 | 2033 |  |  |  | 0 | 0 | Real 2021 ¦ 5/8/2023 1:03:19 PM | 11932 | 212.049 |  |  | 212.049 | 0 | 0 |  |  |  | 0
REF | ATC | 2033 | 4 | ECR Portfolio | IQW_23-25 | IQW_23-25 | 0.024207 | 212.049 | 0.024207 |  | 0 |  |  |  | 0 |  |  | -1 | 0 | DSM_EE |  | 212.049 |  | 0 | 8.3642 | 8.3642 | 0 | -1 | 0 | 0 | 0 | 365 | 8760 | 0.00011416 | 39.4449 | 0 | 0 | 8.3642 | 39.4449 |  | 1/1/2023 | 12/31/2099 |  | 0 | 0 | 2033 |  |  |  | 0 | 0 | Real 2021 ¦ 5/8/2023 1:03:19 PM | 11933 | 212.049 |  |  | 212.049 | 0 | 0 |  |  |  | 0
REF | ATC | 2033 | 5 | NCR Portfolio | IQW_23-25 | IQW_23-25 | 0.024207 | 212.049 | 0.024207 |  | 0 |  |  |  | 0 |  |  | -1 | 0 | DSM_EE |  | 212.049 |  | 0 | 8.3642 | 8.3642 | 0 | -1 | 0 | 0 | 0 | 365 | 8760 | 0.00011416 | 39.4449 | 0 | 0 | 8.3642 | 39.4449 |  | 1/1/2023 | 12/31/2099 |  | 0 | 0 | 2033 |  |  |  | 0 | 0 | Real 2021 ¦ 5/8/2023 1:03:19 PM | 11934 | 212.049 |  |  | 212.049 | 0 | 0 |  |  |  | 0
REF | ATC | 2033 | 6 | CC Portfolio | IQW_23-25 | IQW_23-25 | 0.024207 | 212.049 | 0.024207 |  | 0 |  |  |  | 0 |  |  | -1 | 0 | DSM_EE |  | 212.049 |  | 0 | 8.3642 | 8.3642 | 0 | -1 | 0 | 0 | 0 | 365 | 8760 | 0.00011416 | 39.4449 | 0 | 0 | 8.3642 | 39.4449 |  | 1/1/2023 | 12/31/2099 |  | 0 | 0 | 2033 |  |  |  | 0 | 0 | Real 2021 ¦ 5/8/2023 1:03:19 PM | 11935 | 212.049 |  |  | 212.049 | 0 | 0 |  |  |  | 0
REF | ATC | 2033 | 7 | REF Mitchell Ext | IQW_23-25 | IQW_23-25 | 0.024207 | 212.049 | 0.024207 |  | 0 |  |  |  | 0 |  |  | -1 | 0 | DSM_EE |  | 212.049 |  | 0 | 8.3642 | 8.3642 | 0 | -1 | 0 | 0 | 0 | 365 | 8760 | 0.00011416 | 39.4449 | 0 | 0 | 8.3642 | 39.4449 |  | 1/1/2023 | 12/31/2099 |  | 0 | 0 | 2033 |  |  |  | 0 | 0 | Real 2021 ¦ 5/8/2023 1:03:19 PM | 11936 | 212.049 |  |  | 212.049 | 0 | 0 |  |  |  | 0
REF | ATC | 2033 | 8 | REF No Wind Portfolio | IQW_23-25 | IQW_23-25 | 0.024207 | 212.049 | 0.024207 |  | 0 |  |  |  | 0 |  |  | -1 | 0 | DSM_EE |  | 212.049 |  | 0 | 8.3642 | 8.3642 | 0 | -1 | 0 | 0 | 0 | 365 | 8760 | 0.00011416 | 39.4449 | 0 | 0 | 8.3642 | 39.4449 |  | 1/1/2023 | 12/31/2099 |  | 0 | 0 | 2033 |  |  |  | 0 | 0 | Real 2021 ¦ 5/8/2023 1:03:19 PM | 11937 | 212.049 |  |  | 212.049 | 0 | 0 |  |  |  | 0
REF | ATC | 2033 | 9 | Preferred Plan | IQW_23-25 | IQW_23-25 | 0.024207 | 212.049 | 0.024207 |  | 0 |  |  |  | 0 |  |  | -1 | 0 | DSM_EE |  | 212.049 |  | 0 | 8.3642 | 8.3642 | 0 | -1 | 0 | 0 | 0 | 365 | 8760 | 0.00011416 | 39.4449 | 0 | 0 | 8.3642 | 39.4449 |  | 1/1/2023 | 12/31/2099 |  | 0 | 0 | 2033 |  |  |  | 0 | 0 | Real 2021 ¦ 5/8/2023 1:03:19 PM | 11938 | 212.049 |  |  | 212.049 | 0 | 0 |  |  |  | 0
REF | ATC | 2033 | 1 | REF Portfolio | Residential - Low/Medium_26-30 | Residential - Low/Medium_26-30 | 2.9827 | 26128.8203 | 2.9827 |  | 0 |  |  |  | 0 |  |  | -1 | 0 | DSM_EE |  | 26128.8203 |  | 0 | 1016.7116 | 1016.7116 | 0 | -1 | 0 | 0 | 0 | 365 | 8760 | 0.00011416 | 38.9115 | 0 | 0 | 1016.7116 | 38.9115 |  | 1/1/2026 | 12/31/2099 |  | 0 | 0 | 2033 |  |  |  | 0 | 0 | Real 2021 ¦ 5/8/2023 1:03:19 PM | 11939 | 26128.8203 |  |  | 26128.8203 | 0 | 0 |  |  |  | 0
REF | ATC | 2033 | 3 | CETA Portfolio | Residential - Low/Medium_26-30 | Residential - Low/Medium_26-30 | 2.9827 | 26128.8203 | 2.9827 |  | 0 |  |  |  | 0 |  |  | -1 | 0 | DSM_EE |  | 26128.8203 |  | 0 | 1016.7116 | 1016.7116 | 0 | -1 | 0 | 0 | 0 | 365 | 8760 | 0.00011416 | 38.9115 | 0 | 0 | 1016.7116 | 38.9115 |  | 1/1/2026 | 12/31/2099 |  | 0 | 0 | 2033 |  |  |  | 0 | 0 | Real 2021 ¦ 5/8/2023 1:03:19 PM | 11940 | 26128.8203 |  |  | 26128.8203 | 0 | 0 |  |  |  | 0
REF | ATC | 2033 | 5 | NCR Portfolio | Residential - Low/Medium_26-30 | Residential - Low/Medium_26-30 | 2.9827 | 26128.8203 | 2.9827 |  | 0 |  |  |  | 0 |  |  | -1 | 0 | DSM_EE |  | 26128.8203 |  | 0 | 1016.7116 | 1016.7116 | 0 | -1 | 0 | 0 | 0 | 365 | 8760 | 0.00011416 | 38.9115 | 0 | 0 | 1016.7116 | 38.9115 |  | 1/1/2026 | 12/31/2099 |  | 0 | 0 | 2033 |  |  |  | 0 | 0 | Real 2021 ¦ 5/8/2023 1:03:19 PM | 11941 | 26128.8203 |  |  | 26128.8203 | 0 | 0 |  |  |  | 0
REF | ATC | 2033 | 6 | CC Portfolio | Residential - Low/Medium_26-30 | Residential - Low/Medium_26-30 | 2.9827 | 26128.8203 | 2.9827 |  | 0 |  |  |  | 0 |  |  | -1 | 0 | DSM_EE |  | 26128.8203 |  | 0 | 1016.7116 | 1016.7116 | 0 | -1 | 0 | 0 | 0 | 365 | 8760 | 0.00011416 | 38.9115 | 0 | 0 | 1016.7116 | 38.9115 |  | 1/1/2026 | 12/31/2099 |  | 0 | 0 | 2033 |  |  |  | 0 | 0 | Real 2021 ¦ 5/8/2023 1:03:19 PM | 11942 | 26128.8203 |  |  | 26128.8203 | 0 | 0 |  |  |  | 0
REF | ATC | 2033 | 7 | REF Mitchell Ext | Residential - Low/Medium_26-30 | Residential - Low/Medium_26-30 | 2.9827 | 26128.8203 | 2.9827 |  | 0 |  |  |  | 0 |  |  | -1 | 0 | DSM_EE |  | 26128.8203 |  | 0 | 1016.7116 | 1016.7116 | 0 | -1 | 0 | 0 | 0 | 365 | 8760 | 0.00011416 | 38.9115 | 0 | 0 | 1016.7116 | 38.9115 |  | 1/1/2026 | 12/31/2099 |  | 0 | 0 | 2033 |  |  |  | 0 | 0 | Real 2021 ¦ 5/8/2023 1:03:19 PM | 11943 | 26128.8203 |  |  | 26128.8203 | 0 | 0 |  |  |  | 0
REF | ATC | 2033 | 9 | Preferred Plan | Residential - Low/Medium_26-30 | Residential - Low/Medium_26-30 | 2.9827 | 26128.8203 | 2.9827 |  | 0 |  |  |  | 0 |  |  | -1 | 0 | DSM_EE |  | 26128.8203 |  | 0 | 1016.7116 | 1016.7116 | 0 | -1 | 0 | 0 | 0 | 365 | 8760 | 0.00011416 | 38.9115 | 0 | 0 | 1016.7116 | 38.9115 |  | 1/1/2026 | 12/31/2099 |  | 0 | 0 | 2033 |  |  |  | 0 | 0 | Real 2021 ¦ 5/8/2023 1:03:19 PM | 11944 | 26128.8203 |  |  | 26128.8203 | 0 | 0 |  |  |  | 0
REF | ATC | 2033 | 5 | NCR Portfolio | Residential - High_26-30 | Residential - High_26-30 | 1.1697 | 10246.2939 | 1.1697 |  | 0 |  |  |  | 0 |  |  | -1 | 0 | DSM_EE |  | 10246.2939 |  | 0 | 410.4775 | 410.4775 | 0 | -1 | 0 | 0 | 0 | 365 | 8760 | 0.00011416 | 40.0611 | 0 | 0 | 410.4775 | 40.0611 |  | 1/1/2026 | 12/31/2099 |  | 0 | 0 | 2033 |  |  |  | 0 | 0 | Real 2021 ¦ 5/8/2023 1:03:19 PM | 11945 | 10246.2939 |  |  | 10246.2939 | 0 | 0 |  |  |  | 0
REF | ATC | 2033 | 6 | CC Portfolio | Residential - High_26-30 | Residential - High_26-30 | 1.1697 | 10246.2939 | 1.1697 |  | 0 |  |  |  | 0 |  |  | -1 | 0 | DSM_EE |  | 10246.2939 |  | 0 | 410.4775 | 410.4775 | 0 | -1 | 0 | 0 | 0 | 365 | 8760 | 0.00011416 | 40.0611 | 0 | 0 | 410.4775 | 40.0611 |  | 1/1/2026 | 12/31/2099 |  | 0 | 0 | 2033 |  |  |  | 0 | 0 | Real 2021 ¦ 5/8/2023 1:03:19 PM | 11946 | 10246.2939 |  |  | 10246.2939 | 0 | 0 |  |  |  | 0
REF | ATC | 2033 | 9 | Preferred Plan | Residential - High_26-30 | Residential - High_26-30 | 1.1697 | 10246.2939 | 1.1697 |  | 0 |  |  |  | 0 |  |  | -1 | 0 | DSM_EE |  | 10246.2939 |  | 0 | 410.4775 | 410.4775 | 0 | -1 | 0 | 0 | 0 | 365 | 8760 | 0.00011416 | 40.0611 | 0 | 0 | 410.4775 | 40.0611 |  | 1/1/2026 | 12/31/2099 |  | 0 | 0 | 2033 |  |  |  | 0 | 0 | Real 2021 ¦ 5/8/2023 1:03:19 PM | 11947 | 10246.2939 |  |  | 10246.2939 | 0 | 0 |  |  |  | 0
REF | ATC | 2033 | 2 | REF-HC Portfolio | Residential - Behavior_26-30 | Residential - Behavior_26-30 | 0 | 0 | 0 |  | 0 |  |  |  | 0 |  |  | -1 | 0 | DSM_EE |  | 0 |  | 0 | 0 | 0 | 0 | -1 | 0 | 0 | 0 | 0 | 0 |  |  | 0 |  | 0 |  |  | 1/1/2026 | 12/31/2099 |  | 0 | 0 | 2033 |  |  |  | 0 | 0 | Real 2021 ¦ 5/8/2023 1:03:19 PM | 11948 | 0 |  |  | 0 | 0 | 0 |  |  |  | 0
REF | ATC | 2033 | 5 | NCR Portfolio | Residential - Behavior_26-30 | Residential - Behavior_26-30 | 0 | 0 | 0 |  | 0 |  |  |  | 0 |  |  | -1 | 0 | DSM_EE |  | 0 |  | 0 | 0 | 0 | 0 | -1 | 0 | 0 | 0 | 0 | 0 |  |  | 0 |  | 0 |  |  | 1/1/2026 | 12/31/2099 |  | 0 | 0 | 2033 |  |  |  | 0 | 0 | Real 2021 ¦ 5/8/2023 1:03:19 PM | 11949 | 0 |  |  | 0 | 0 | 0 |  |  |  | 0
REF | ATC | 2033 | 6 | CC Portfolio | Residential - Behavior_26-30 | Residential - Behavior_26-30 | 0 | 0 | 0 |  | 0 |  |  |  | 0 |  |  | -1 | 0 | DSM_EE |  | 0 |  | 0 | 0 | 0 | 0 | -1 | 0 | 0 | 0 | 0 | 0 |  |  | 0 |  | 0 |  |  | 1/1/2026 | 12/31/2099 |  | 0 | 0 | 2033 |  |  |  | 0 | 0 | Real 2021 ¦ 5/8/2023 1:03:19 PM | 11950 | 0 |  |  | 0 | 0 | 0 |  |  |  | 0
REF | ATC | 2033 | 8 | REF No Wind Portfolio | Residential - Behavior_26-30 | Residential - Behavior_26-30 | 0 | 0 | 0 |  | 0 |  |  |  | 0 |  |  | -1 | 0 | DSM_EE |  | 0 |  | 0 | 0 | 0 | 0 | -1 | 0 | 0 | 0 | 0 | 0 |  |  | 0 |  | 0 |  |  | 1/1/2026 | 12/31/2099 |  | 0 | 0 | 2033 |  |  |  | 0 | 0 | Real 2021 ¦ 5/8/2023 1:03:19 PM | 11951 | 0 |  |  | 0 | 0 | 0 |  |  |  | 0
REF | ATC | 2033 | 9 | Preferred Plan | Residential - Behavior_26-30 | Residential - Behavior_26-30 | 0 | 0 | 0 |  | 0 |  |  |  | 0 |  |  | -1 | 0 | DSM_EE |  | 0 |  | 0 | 0 | 0 | 0 | -1 | 0 | 0 | 0 | 0 | 0 |  |  | 0 |  | 0 |  |  | 1/1/2026 | 12/31/2099 |  | 0 | 0 | 2033 |  |  |  | 0 | 0 | Real 2021 ¦ 5/8/2023 1:03:19 PM | 11952 | 0 |  |  | 0 | 0 | 0 |  |  |  | 0
REF | ATC | 2033 | 1 | REF Portfolio | C&I - Low_26-30 | C&I - Low_26-30 | 10.5001 | 91980.4609 | 10.5001 |  | 0 |  |  |  | 0 |  |  | -1 | 0 | DSM_EE |  | 91980.4609 |  | 0 | 3451.7314 | 3451.7314 | 0 | -1 | 0 | 0 | 0 | 365 | 8760 | 0.00011416 | 37.5268 | 0 | 0 | 3451.7314 | 37.5268 |  | 1/1/2026 | 12/31/2099 |  | 0 | 0 | 2033 |  |  |  | 0 | 0 | Real 2021 ¦ 5/8/2023 1:03:19 PM | 11953 | 91980.4609 |  |  | 91980.4609 | 0 | 0 |  |  |  | 0
REF | ATC | 2033 | 2 | REF-HC Portfolio | C&I - Low_26-30 | C&I - Low_26-30 | 10.5001 | 91980.4609 | 10.5001 |  | 0 |  |  |  | 0 |  |  | -1 | 0 | DSM_EE |  | 91980.4609 |  | 0 | 3451.7314 | 3451.7314 | 0 | -1 | 0 | 0 | 0 | 365 | 8760 | 0.00011416 | 37.5268 | 0 | 0 | 3451.7314 | 37.5268 |  | 1/1/2026 | 12/31/2099 |  | 0 | 0 | 2033 |  |  |  | 0 | 0 | Real 2021 ¦ 5/8/2023 1:03:19 PM | 11954 | 91980.4609 |  |  | 91980.4609 | 0 | 0 |  |  |  | 0
REF | ATC | 2033 | 3 | CETA Portfolio | C&I - Low_26-30 | C&I - Low_26-30 | 10.5001 | 91980.4609 | 10.5001 |  | 0 |  |  |  | 0 |  |  | -1 | 0 | DSM_EE |  | 91980.4609 |  | 0 | 3451.7314 | 3451.7314 | 0 | -1 | 0 | 0 | 0 | 365 | 8760 | 0.00011416 | 37.5268 | 0 | 0 | 3451.7314 | 37.5268 |  | 1/1/2026 | 12/31/2099 |  | 0 | 0 | 2033 |  |  |  | 0 | 0 | Real 2021 ¦ 5/8/2023 1:03:19 PM | 11955 | 91980.4609 |  |  | 91980.4609 | 0 | 0 |  |  |  | 0
REF | ATC | 2033 | 4 | ECR Portfolio | C&I - Low_26-30 | C&I - Low_26-30 | 10.5001 | 91980.4609 | 10.5001 |  | 0 |  |  |  | 0 |  |  | -1 | 0 | DSM_EE |  | 91980.4609 |  | 0 | 3451.7314 | 3451.7314 | 0 | -1 | 0 | 0 | 0 | 365 | 8760 | 0.00011416 | 37.5268 | 0 | 0 | 3451.7314 | 37.5268 |  | 1/1/2026 | 12/31/2099 |  | 0 | 0 | 2033 |  |  |  | 0 | 0 | Real 2021 ¦ 5/8/2023 1:03:19 PM | 11956 | 91980.4609 |  |  | 91980.4609 | 0 | 0 |  |  |  | 0
REF | ATC | 2033 | 5 | NCR Portfolio | C&I - Low_26-30 | C&I - Low_26-30 | 10.5001 | 91980.4609 | 10.5001 |  | 0 |  |  |  | 0 |  |  | -1 | 0 | DSM_EE |  | 91980.4609 |  | 0 | 3451.7314 | 3451.7314 | 0 | -1 | 0 | 0 | 0 | 365 | 8760 | 0.00011416 | 37.5268 | 0 | 0 | 3451.7314 | 37.5268 |  | 1/1/2026 | 12/31/2099 |  | 0 | 0 | 2033 |  |  |  | 0 | 0 | Real 2021 ¦ 5/8/2023 1:03:19 PM | 11957 | 91980.4609 |  |  | 91980.4609 | 0 | 0 |  |  |  | 0
REF | ATC | 2033 | 6 | CC Portfolio | C&I - Low_26-30 | C&I - Low_26-30 | 10.5001 | 91980.4609 | 10.5001 |  | 0 |  |  |  | 0 |  |  | -1 | 0 | DSM_EE |  | 91980.4609 |  | 0 | 3451.7314 | 3451.7314 | 0 | -1 | 0 | 0 | 0 | 365 | 8760 | 0.00011416 | 37.5268 | 0 | 0 | 3451.7314 | 37.5268 |  | 1/1/2026 | 12/31/2099 |  | 0 | 0 | 2033 |  |  |  | 0 | 0 | Real 2021 ¦ 5/8/2023 1:03:19 PM | 11958 | 91980.4609 |  |  | 91980.4609 | 0 | 0 |  |  |  | 0
REF | ATC | 2033 | 7 | REF Mitchell Ext | C&I - Low_26-30 | C&I - Low_26-30 | 10.5001 | 91980.4609 | 10.5001 |  | 0 |  |  |  | 0 |  |  | -1 | 0 | DSM_EE |  | 91980.4609 |  | 0 | 3451.7314 | 3451.7314 | 0 | -1 | 0 | 0 | 0 | 365 | 8760 | 0.00011416 | 37.5268 | 0 | 0 | 3451.7314 | 37.5268 |  | 1/1/2026 | 12/31/2099 |  | 0 | 0 | 2033 |  |  |  | 0 | 0 | Real 2021 ¦ 5/8/2023 1:03:19 PM | 11959 | 91980.4609 |  |  | 91980.4609 | 0 | 0 |  |  |  | 0
REF | ATC | 2033 | 8 | REF No Wind Portfolio | C&I - Low_26-30 | C&I - Low_26-30 | 10.5001 | 91980.4609 | 10.5001 |  | 0 |  |  |  | 0 |  |  | -1 | 0 | DSM_EE |  | 91980.4609 |  | 0 | 3451.7314 | 3451.7314 | 0 | -1 | 0 | 0 | 0 | 365 | 8760 | 0.00011416 | 37.5268 | 0 | 0 | 3451.7314 | 37.5268 |  | 1/1/2026 | 12/31/2099 |  | 0 | 0 | 2033 |  |  |  | 0 | 0 | Real 2021 ¦ 5/8/2023 1:03:19 PM | 11960 | 91980.4609 |  |  | 91980.4609 | 0 | 0 |  |  |  | 0
REF | ATC | 2033 | 9 | Preferred Plan | C&I - Low_26-30 | C&I - Low_26-30 | 10.5001 | 91980.4609 | 10.5001 |  | 0 |  |  |  | 0 |  |  | -1 | 0 | DSM_EE |  | 91980.4609 |  | 0 | 3451.7314 | 3451.7314 | 0 | -1 | 0 | 0 | 0 | 365 | 8760 | 0.00011416 | 37.5268 | 0 | 0 | 3451.7314 | 37.5268 |  | 1/1/2026 | 12/31/2099 |  | 0 | 0 | 2033 |  |  |  | 0 | 0 | Real 2021 ¦ 5/8/2023 1:03:19 PM | 11961 | 91980.4609 |  |  | 91980.4609 | 0 | 0 |  |  |  | 0
REF | ATC | 2033 | 5 | NCR Portfolio | C&I - High_26-30 | C&I - High_26-30 | 0 | 0 | 0 |  | 0 |  |  |  | 0 |  |  | -1 | 0 | DSM_EE |  | 0 |  | 0 | 0 | 0 | 0 | -1 | 0 | 0 | 0 | 0 | 0 |  |  | 0 |  | 0 |  |  | 1/1/2026 | 12/31/2099 |  | 0 | 0 | 2033 |  |  |  | 0 | 0 | Real 2021 ¦ 5/8/2023 1:03:19 PM | 11962 | 0 |  |  | 0 | 0 | 0 |  |  |  | 0
REF | ATC | 2033 | 1 | REF Portfolio | IQW_26-30 | IQW_26-30 | 0.15739 | 1378.739 | 0.15739 |  | 0 |  |  |  | 0 |  |  | -1 | 0 | DSM_EE |  | 1378.739 |  | 0 | 54.8457 | 54.8457 | 0 | -1 | 0 | 0 | 0 | 365 | 8760 | 0.00011416 | 39.7796 | 0 | 0 | 54.8457 | 39.7796 |  | 1/1/2026 | 12/31/2099 |  | 0 | 0 | 2033 |  |  |  | 0 | 0 | Real 2021 ¦ 5/8/2023 1:03:19 PM | 11963 | 1378.739 |  |  | 1378.739 | 0 | 0 |  |  |  | 0
REF | ATC | 2033 | 2 | REF-HC Portfolio | IQW_26-30 | IQW_26-30 | 0.15739 | 1378.739 | 0.15739 |  | 0 |  |  |  | 0 |  |  | -1 | 0 | DSM_EE |  | 1378.739 |  | 0 | 54.8457 | 54.8457 | 0 | -1 | 0 | 0 | 0 | 365 | 8760 | 0.00011416 | 39.7796 | 0 | 0 | 54.8457 | 39.7796 |  | 1/1/2026 | 12/31/2099 |  | 0 | 0 | 2033 |  |  |  | 0 | 0 | Real 2021 ¦ 5/8/2023 1:03:19 PM | 11964 | 1378.739 |  |  | 1378.739 | 0 | 0 |  |  |  | 0
REF | ATC | 2033 | 3 | CETA Portfolio | IQW_26-30 | IQW_26-30 | 0.15739 | 1378.739 | 0.15739 |  | 0 |  |  |  | 0 |  |  | -1 | 0 | DSM_EE |  | 1378.739 |  | 0 | 54.8457 | 54.8457 | 0 | -1 | 0 | 0 | 0 | 365 | 8760 | 0.00011416 | 39.7796 | 0 | 0 | 54.8457 | 39.7796 |  | 1/1/2026 | 12/31/2099 |  | 0 | 0 | 2033 |  |  |  | 0 | 0 | Real 2021 ¦ 5/8/2023 1:03:19 PM | 11965 | 1378.739 |  |  | 1378.739 | 0 | 0 |  |  |  | 0
REF | ATC | 2033 | 4 | ECR Portfolio | IQW_26-30 | IQW_26-30 | 0.15739 | 1378.739 | 0.15739 |  | 0 |  |  |  | 0 |  |  | -1 | 0 | DSM_EE |  | 1378.739 |  | 0 | 54.8457 | 54.8457 | 0 | -1 | 0 | 0 | 0 | 365 | 8760 | 0.00011416 | 39.7796 | 0 | 0 | 54.8457 | 39.7796 |  | 1/1/2026 | 12/31/2099 |  | 0 | 0 | 2033 |  |  |  | 0 | 0 | Real 2021 ¦ 5/8/2023 1:03:19 PM | 11966 | 1378.739 |  |  | 1378.739 | 0 | 0 |  |  |  | 0
REF | ATC | 2033 | 5 | NCR Portfolio | IQW_26-30 | IQW_26-30 | 0.15739 | 1378.739 | 0.15739 |  | 0 |  |  |  | 0 |  |  | -1 | 0 | DSM_EE |  | 1378.739 |  | 0 | 54.8457 | 54.8457 | 0 | -1 | 0 | 0 | 0 | 365 | 8760 | 0.00011416 | 39.7796 | 0 | 0 | 54.8457 | 39.7796 |  | 1/1/2026 | 12/31/2099 |  | 0 | 0 | 2033 |  |  |  | 0 | 0 | Real 2021 ¦ 5/8/2023 1:03:19 PM | 11967 | 1378.739 |  |  | 1378.739 | 0 | 0 |  |  |  | 0
REF | ATC | 2033 | 6 | CC Portfolio | IQW_26-30 | IQW_26-30 | 0.15739 | 1378.739 | 0.15739 |  | 0 |  |  |  | 0 |  |  | -1 | 0 | DSM_EE |  | 1378.739 |  | 0 | 54.8457 | 54.8457 | 0 | -1 | 0 | 0 | 0 | 365 | 8760 | 0.00011416 | 39.7796 | 0 | 0 | 54.8457 | 39.7796 |  | 1/1/2026 | 12/31/2099 |  | 0 | 0 | 2033 |  |  |  | 0 | 0 | Real 2021 ¦ 5/8/2023 1:03:19 PM | 11968 | 1378.739 |  |  | 1378.739 | 0 | 0 |  |  |  | 0
REF | ATC | 2033 | 7 | REF Mitchell Ext | IQW_26-30 | IQW_26-30 | 0.15739 | 1378.739 | 0.15739 |  | 0 |  |  |  | 0 |  |  | -1 | 0 | DSM_EE |  | 1378.739 |  | 0 | 54.8457 | 54.8457 | 0 | -1 | 0 | 0 | 0 | 365 | 8760 | 0.00011416 | 39.7796 | 0 | 0 | 54.8457 | 39.7796 |  | 1/1/2026 | 12/31/2099 |  | 0 | 0 | 2033 |  |  |  | 0 | 0 | Real 2021 ¦ 5/8/2023 1:03:19 PM | 11969 | 1378.739 |  |  | 1378.739 | 0 | 0 |  |  |  | 0
REF | ATC | 2033 | 8 | REF No Wind Portfolio | IQW_26-30 | IQW_26-30 | 0.15739 | 1378.739 | 0.15739 |  | 0 |  |  |  | 0 |  |  | -1 | 0 | DSM_EE |  | 1378.739 |  | 0 | 54.8457 | 54.8457 | 0 | -1 | 0 | 0 | 0 | 365 | 8760 | 0.00011416 | 39.7796 | 0 | 0 | 54.8457 | 39.7796 |  | 1/1/2026 | 12/31/2099 |  | 0 | 0 | 2033 |  |  |  | 0 | 0 | Real 2021 ¦ 5/8/2023 1:03:19 PM | 11970 | 1378.739 |  |  | 1378.739 | 0 | 0 |  |  |  | 0
REF | ATC | 2033 | 9 | Preferred Plan | IQW_26-30 | IQW_26-30 | 0.15739 | 1378.739 | 0.15739 |  | 0 |  |  |  | 0 |  |  | -1 | 0 | DSM_EE |  | 1378.739 |  | 0 | 54.8457 | 54.8457 | 0 | -1 | 0 | 0 | 0 | 365 | 8760 | 0.00011416 | 39.7796 | 0 | 0 | 54.8457 | 39.7796 |  | 1/1/2026 | 12/31/2099 |  | 0 | 0 | 2033 |  |  |  | 0 | 0 | Real 2021 ¦ 5/8/2023 1:03:19 PM | 11971 | 1378.739 |  |  | 1378.739 | 0 | 0 |  |  |  | 0
REF | ATC | 2033 | 2 | REF-HC Portfolio | Residential - Low/Medium_31-42 | Residential - Low/Medium_31-42 | 3.4237 | 29991.2461 | 3.4237 |  | 0 |  |  |  | 2654.6492 |  |  | -1 | 0 | DSM_EE |  | 29991.2461 |  | 0 | 1172.4752 | 1172.4752 | 0 | -1 | 0 | 0 | 0 | 365 | 8760 | 0.00011416 | 39.0939 | 0 | 0 | 1172.4752 | 39.0939 |  | 1/1/2031 | 12/31/2099 |  | 0 | 0 | 2033 |  |  |  | 0 | 0 | Real 2021 ¦ 5/8/2023 1:03:19 PM | 11972 | 29991.2461 |  |  | 29991.2461 | 0 | 0 |  |  |  | 0
REF | ATC | 2033 | 4 | ECR Portfolio | Residential - Low/Medium_31-42 | Residential - Low/Medium_31-42 | 3.4237 | 29991.2461 | 3.4237 |  | 0 |  |  |  | 2654.6492 |  |  | -1 | 0 | DSM_EE |  | 29991.2461 |  | 0 | 1172.4752 | 1172.4752 | 0 | -1 | 0 | 0 | 0 | 365 | 8760 | 0.00011416 | 39.0939 | 0 | 0 | 1172.4752 | 39.0939 |  | 1/1/2031 | 12/31/2099 |  | 0 | 0 | 2033 |  |  |  | 0 | 0 | Real 2021 ¦ 5/8/2023 1:03:19 PM | 11973 | 29991.2461 |  |  | 29991.2461 | 0 | 0 |  |  |  | 0
REF | ATC | 2033 | 6 | CC Portfolio | Residential - Low/Medium_31-42 | Residential - Low/Medium_31-42 | 3.4237 | 29991.2461 | 3.4237 |  | 0 |  |  |  | 2654.6492 |  |  | -1 | 0 | DSM_EE |  | 29991.2461 |  | 0 | 1172.4752 | 1172.4752 | 0 | -1 | 0 | 0 | 0 | 365 | 8760 | 0.00011416 | 39.0939 | 0 | 0 | 1172.4752 | 39.0939 |  | 1/1/2031 | 12/31/2099 |  | 0 | 0 | 2033 |  |  |  | 0 | 0 | Real 2021 ¦ 5/8/2023 1:03:19 PM | 11974 | 29991.2461 |  |  | 29991.2461 | 0 | 0 |  |  |  | 0
REF | ATC | 2033 | 8 | REF No Wind Portfolio | Residential - Low/Medium_31-42 | Residential - Low/Medium_31-42 | 3.4237 | 29991.2461 | 3.4237 |  | 0 |  |  |  | 2654.6492 |  |  | -1 | 0 | DSM_EE |  | 29991.2461 |  | 0 | 1172.4752 | 1172.4752 | 0 | -1 | 0 | 0 | 0 | 365 | 8760 | 0.00011416 | 39.0939 | 0 | 0 | 1172.4752 | 39.0939 |  | 1/1/2031 | 12/31/2099 |  | 0 | 0 | 2033 |  |  |  | 0 | 0 | Real 2021 ¦ 5/8/2023 1:03:19 PM | 11975 | 29991.2461 |  |  | 29991.2461 | 0 | 0 |  |  |  | 0
REF | ATC | 2033 | 9 | Preferred Plan | Residential - Low/Medium_31-42 | Residential - Low/Medium_31-42 | 3.4237 | 29991.2461 | 3.4237 |  | 0 |  |  |  | 2654.6492 |  |  | -1 | 0 | DSM_EE |  | 29991.2461 |  | 0 | 1172.4752 | 1172.4752 | 0 | -1 | 0 | 0 | 0 | 365 | 8760 | 0.00011416 | 39.0939 | 0 | 0 | 1172.4752 | 39.0939 |  | 1/1/2031 | 12/31/2099 |  | 0 | 0 | 2033 |  |  |  | 0 | 0 | Real 2021 ¦ 5/8/2023 1:03:19 PM | 11976 | 29991.2461 |  |  | 29991.2461 | 0 | 0 |  |  |  | 0
REF | ATC | 2033 | 1 | REF Portfolio | C&I - Low_31-42 | C&I - Low_31-42 | 9.2855 | 81341.0391 | 9.2855 |  | 0 |  |  |  | 5171.5205 |  |  | -1 | 0 | DSM_EE |  | 81341.0391 |  | 0 | 3053.157 | 3053.157 | 0 | -1 | 0 | 0 | 0 | 365 | 8760 | 0.00011416 | 37.5353 | 0 | 0 | 3053.157 | 37.5353 |  | 1/1/2031 | 12/31/2099 |  | 0 | 0 | 2033 |  |  |  | 0 | 0 | Real 2021 ¦ 5/8/2023 1:03:19 PM | 11977 | 81341.0391 |  |  | 81341.0391 | 0 | 0 |  |  |  | 0
REF | ATC | 2033 | 3 | CETA Portfolio | C&I - Low_31-42 | C&I - Low_31-42 | 9.2855 | 81341.0391 | 9.2855 |  | 0 |  |  |  | 5171.5205 |  |  | -1 | 0 | DSM_EE |  | 81341.0391 |  | 0 | 3053.157 | 3053.157 | 0 | -1 | 0 | 0 | 0 | 365 | 8760 | 0.00011416 | 37.5353 | 0 | 0 | 3053.157 | 37.5353 |  | 1/1/2031 | 12/31/2099 |  | 0 | 0 | 2033 |  |  |  | 0 | 0 | Real 2021 ¦ 5/8/2023 1:03:19 PM | 11978 | 81341.0391 |  |  | 81341.0391 | 0 | 0 |  |  |  | 0
REF | ATC | 2033 | 4 | ECR Portfolio | C&I - Low_31-42 | C&I - Low_31-42 | 9.2855 | 81341.0391 | 9.2855 |  | 0 |  |  |  | 5171.5205 |  |  | -1 | 0 | DSM_EE |  | 81341.0391 |  | 0 | 3053.157 | 3053.157 | 0 | -1 | 0 | 0 | 0 | 365 | 8760 | 0.00011416 | 37.5353 | 0 | 0 | 3053.157 | 37.5353 |  | 1/1/2031 | 12/31/2099 |  | 0 | 0 | 2033 |  |  |  | 0 | 0 | Real 2021 ¦ 5/8/2023 1:03:19 PM | 11979 | 81341.0391 |  |  | 81341.0391 | 0 | 0 |  |  |  | 0
REF | ATC | 2033 | 6 | CC Portfolio | C&I - Low_31-42 | C&I - Low_31-42 | 9.2855 | 81341.0391 | 9.2855 |  | 0 |  |  |  | 5171.5205 |  |  | -1 | 0 | DSM_EE |  | 81341.0391 |  | 0 | 3053.157 | 3053.157 | 0 | -1 | 0 | 0 | 0 | 365 | 8760 | 0.00011416 | 37.5353 | 0 | 0 | 3053.157 | 37.5353 |  | 1/1/2031 | 12/31/2099 |  | 0 | 0 | 2033 |  |  |  | 0 | 0 | Real 2021 ¦ 5/8/2023 1:03:19 PM | 11980 | 81341.0391 |  |  | 81341.0391 | 0 | 0 |  |  |  | 0
REF | ATC | 2033 | 7 | REF Mitchell Ext | C&I - Low_31-42 | C&I - Low_31-42 | 9.2855 | 81341.0391 | 9.2855 |  | 0 |  |  |  | 5171.5205 |  |  | -1 | 0 | DSM_EE |  | 81341.0391 |  | 0 | 3053.157 | 3053.157 | 0 | -1 | 0 | 0 | 0 | 365 | 8760 | 0.00011416 | 37.5353 | 0 | 0 | 3053.157 | 37.5353 |  | 1/1/2031 | 12/31/2099 |  | 0 | 0 | 2033 |  |  |  | 0 | 0 | Real 2021 ¦ 5/8/2023 1:03:19 PM | 11981 | 81341.0391 |  |  | 81341.0391 | 0 | 0 |  |  |  | 0
REF | ATC | 2033 | 8 | REF No Wind Portfolio | C&I - Low_31-42 | C&I - Low_31-42 | 9.2855 | 81341.0391 | 9.2855 |  | 0 |  |  |  | 5171.5205 |  |  | -1 | 0 | DSM_EE |  | 81341.0391 |  | 0 | 3053.157 | 3053.157 | 0 | -1 | 0 | 0 | 0 | 365 | 8760 | 0.00011416 | 37.5353 | 0 | 0 | 3053.157 | 37.5353 |  | 1/1/2031 | 12/31/2099 |  | 0 | 0 | 2033 |  |  |  | 0 | 0 | Real 2021 ¦ 5/8/2023 1:03:19 PM | 11982 | 81341.0391 |  |  | 81341.0391 | 0 | 0 |  |  |  | 0
REF | ATC | 2033 | 9 | Preferred Plan | C&I - Low_31-42 | C&I - Low_31-42 | 9.2855 | 81341.0391 | 9.2855 |  | 0 |  |  |  | 5171.5205 |  |  | -1 | 0 | DSM_EE |  | 81341.0391 |  | 0 | 3053.157 | 3053.157 | 0 | -1 | 0 | 0 | 0 | 365 | 8760 | 0.00011416 | 37.5353 | 0 | 0 | 3053.157 | 37.5353 |  | 1/1/2031 | 12/31/2099 |  | 0 | 0 | 2033 |  |  |  | 0 | 0 | Real 2021 ¦ 5/8/2023 1:03:19 PM | 11983 | 81341.0391 |  |  | 81341.0391 | 0 | 0 |  |  |  | 0
REF | ATC | 2033 | 1 | REF Portfolio | IQW_31-42 | IQW_31-42 | 0.15035 | 1317.084 | 0.15035 |  | 0 |  |  |  | 838.4664 |  |  | -1 | 0 | DSM_EE |  | 1317.084 |  | 0 | 52.3754 | 52.3754 | 0 | -1 | 0 | 0 | 0 | 365 | 8760 | 0.00011416 | 39.7662 | 0 | 0 | 52.3754 | 39.7662 |  | 1/1/2031 | 12/31/2099 |  | 0 | 0 | 2033 |  |  |  | 0 | 0 | Real 2021 ¦ 5/8/2023 1:03:19 PM | 11984 | 1317.084 |  |  | 1317.084 | 0 | 0 |  |  |  | 0
REF | ATC | 2033 | 2 | REF-HC Portfolio | IQW_31-42 | IQW_31-42 | 0.15035 | 1317.084 | 0.15035 |  | 0 |  |  |  | 838.4664 |  |  | -1 | 0 | DSM_EE |  | 1317.084 |  | 0 | 52.3754 | 52.3754 | 0 | -1 | 0 | 0 | 0 | 365 | 8760 | 0.00011416 | 39.7662 | 0 | 0 | 52.3754 | 39.7662 |  | 1/1/2031 | 12/31/2099 |  | 0 | 0 | 2033 |  |  |  | 0 | 0 | Real 2021 ¦ 5/8/2023 1:03:19 PM | 11985 | 1317.084 |  |  | 1317.084 | 0 | 0 |  |  |  | 0
REF | ATC | 2033 | 3 | CETA Portfolio | IQW_31-42 | IQW_31-42 | 0.15035 | 1317.084 | 0.15035 |  | 0 |  |  |  | 838.4664 |  |  | -1 | 0 | DSM_EE |  | 1317.084 |  | 0 | 52.3754 | 52.3754 | 0 | -1 | 0 | 0 | 0 | 365 | 8760 | 0.00011416 | 39.7662 | 0 | 0 | 52.3754 | 39.7662 |  | 1/1/2031 | 12/31/2099 |  | 0 | 0 | 2033 |  |  |  | 0 | 0 | Real 2021 ¦ 5/8/2023 1:03:19 PM | 11986 | 1317.084 |  |  | 1317.084 | 0 | 0 |  |  |  | 0
REF | ATC | 2033 | 4 | ECR Portfolio | IQW_31-42 | IQW_31-42 | 0.15035 | 1317.084 | 0.15035 |  | 0 |  |  |  | 838.4664 |  |  | -1 | 0 | DSM_EE |  | 1317.084 |  | 0 | 52.3754 | 52.3754 | 0 | -1 | 0 | 0 | 0 | 365 | 8760 | 0.00011416 | 39.7662 | 0 | 0 | 52.3754 | 39.7662 |  | 1/1/2031 | 12/31/2099 |  | 0 | 0 | 2033 |  |  |  | 0 | 0 | Real 2021 ¦ 5/8/2023 1:03:19 PM | 11987 | 1317.084 |  |  | 1317.084 | 0 | 0 |  |  |  | 0
REF | ATC | 2033 | 5 | NCR Portfolio | IQW_31-42 | IQW_31-42 | 0.15035 | 1317.084 | 0.15035 |  | 0 |  |  |  | 838.4664 |  |  | -1 | 0 | DSM_EE |  | 1317.084 |  | 0 | 52.3754 | 52.3754 | 0 | -1 | 0 | 0 | 0 | 365 | 8760 | 0.00011416 | 39.7662 | 0 | 0 | 52.3754 | 39.7662 |  | 1/1/2031 | 12/31/2099 |  | 0 | 0 | 2033 |  |  |  | 0 | 0 | Real 2021 ¦ 5/8/2023 1:03:19 PM | 11988 | 1317.084 |  |  | 1317.084 | 0 | 0 |  |  |  | 0
REF | ATC | 2033 | 6 | CC Portfolio | IQW_31-42 | IQW_31-42 | 0.15035 | 1317.084 | 0.15035 |  | 0 |  |  |  | 838.4664 |  |  | -1 | 0 | DSM_EE |  | 1317.084 |  | 0 | 52.3754 | 52.3754 | 0 | -1 | 0 | 0 | 0 | 365 | 8760 | 0.00011416 | 39.7662 | 0 | 0 | 52.3754 | 39.7662 |  | 1/1/2031 | 12/31/2099 |  | 0 | 0 | 2033 |  |  |  | 0 | 0 | Real 2021 ¦ 5/8/2023 1:03:19 PM | 11989 | 1317.084 |  |  | 1317.084 | 0 | 0 |  |  |  | 0
REF | ATC | 2033 | 7 | REF Mitchell Ext | IQW_31-42 | IQW_31-42 | 0.15035 | 1317.084 | 0.15035 |  | 0 |  |  |  | 838.4664 |  |  | -1 | 0 | DSM_EE |  | 1317.084 |  | 0 | 52.3754 | 52.3754 | 0 | -1 | 0 | 0 | 0 | 365 | 8760 | 0.00011416 | 39.7662 | 0 | 0 | 52.3754 | 39.7662 |  | 1/1/2031 | 12/31/2099 |  | 0 | 0 | 2033 |  |  |  | 0 | 0 | Real 2021 ¦ 5/8/2023 1:03:19 PM | 11990 | 1317.084 |  |  | 1317.084 | 0 | 0 |  |  |  | 0
REF | ATC | 2033 | 8 | REF No Wind Portfolio | IQW_31-42 | IQW_31-42 | 0.15035 | 1317.084 | 0.15035 |  | 0 |  |  |  | 838.4664 |  |  | -1 | 0 | DSM_EE |  | 1317.084 |  | 0 | 52.3754 | 52.3754 | 0 | -1 | 0 | 0 | 0 | 365 | 8760 | 0.00011416 | 39.7662 | 0 | 0 | 52.3754 | 39.7662 |  | 1/1/2031 | 12/31/2099 |  | 0 | 0 | 2033 |  |  |  | 0 | 0 | Real 2021 ¦ 5/8/2023 1:03:19 PM | 11991 | 1317.084 |  |  | 1317.084 | 0 | 0 |  |  |  | 0
REF | ATC | 2033 | 9 | Preferred Plan | IQW_31-42 | IQW_31-42 | 0.15035 | 1317.084 | 0.15035 |  | 0 |  |  |  | 838.4664 |  |  | -1 | 0 | DSM_EE |  | 1317.084 |  | 0 | 52.3754 | 52.3754 | 0 | -1 | 0 | 0 | 0 | 365 | 8760 | 0.00011416 | 39.7662 | 0 | 0 | 52.3754 | 39.7662 |  | 1/1/2031 | 12/31/2099 |  | 0 | 0 | 2033 |  |  |  | 0 | 0 | Real 2021 ¦ 5/8/2023 1:03:19 PM | 11992 | 1317.084 |  |  | 1317.084 | 0 | 0 |  |  |  | 0
REF | ATC | 2033 | 1 | REF Portfolio | Area 1001 Gas CT 2029 | Area 1001 Gas CT 2029 | 419.156 | 458.2816 | 129.115 |  | 0 |  |  |  | 48907.3594 |  |  | -1 | 11345250 | TCO |  | 1131047.625 |  | 125.7468 | 54738.957 | 54738.957 | 0 | -1 | 0 | 0 | 2369.0562 | 50 | 3443 | 0.28174 | 48.3967 | 44353.8945 | 39.2149 | 10385.0615 | 9.1818 |  | 1/1/2029 | 12/31/2099 |  | 0 | 0 | 2033 |  |  |  | 0 | 0 | Real 2021 ¦ 5/8/2023 1:03:19 PM | 11993 | 480 |  |  | 1131047.625 | 0 | 0 |  |  |  | 0
REF | ATC | 2033 | 2 | REF-HC Portfolio | Area 1001 Gas CT 2029 | Area 1001 Gas CT 2029 | 419.156 | 458.2816 | 129.115 |  | 0 |  |  |  | 48907.3594 |  |  | -1 | 11345250 | TCO |  | 1131047.625 |  | 125.7468 | 54738.957 | 54738.957 | 0 | -1 | 0 | 0 | 2369.0562 | 50 | 3443 | 0.28174 | 48.3967 | 44353.8945 | 39.2149 | 10385.0615 | 9.1818 |  | 1/1/2029 | 12/31/2099 |  | 0 | 0 | 2033 |  |  |  | 0 | 0 | Real 2021 ¦ 5/8/2023 1:03:19 PM | 11994 | 480 |  |  | 1131047.625 | 0 | 0 |  |  |  | 0
REF | ATC | 2033 | 3 | CETA Portfolio | Area 1001 Gas CT 2029 | Area 1001 Gas CT 2029 | 419.156 | 458.2816 | 129.115 |  | 0 |  |  |  | 48907.3594 |  |  | -1 | 11345250 | TCO |  | 1131047.625 |  | 125.7468 | 54738.957 | 54738.957 | 0 | -1 | 0 | 0 | 2369.0562 | 50 | 3443 | 0.28174 | 48.3967 | 44353.8945 | 39.2149 | 10385.0615 | 9.1818 |  | 1/1/2029 | 12/31/2099 |  | 0 | 0 | 2033 |  |  |  | 0 | 0 | Real 2021 ¦ 5/8/2023 1:03:19 PM | 11995 | 480 |  |  | 1131047.625 | 0 | 0 |  |  |  | 0
REF | ATC | 2033 | 4 | ECR Portfolio | Area 1001 Gas CT 2029 | Area 1001 Gas CT 2029 | 209.578 | 229.1408 | 64.5575 |  | 0 |  |  |  | 24453.6797 |  |  | -1 | 5672625 | TCO |  | 565523.8125 |  | 62.8734 | 27369.4785 | 27369.4785 | 0 | -1 | 0 | 0 | 1184.5281 | 50 | 3443 | 0.28174 | 48.3967 | 22176.9473 | 39.2149 | 5192.5308 | 9.1818 |  | 1/1/2029 | 12/31/2099 |  | 0 | 0 | 2033 |  |  |  | 0 | 0 | Real 2021 ¦ 5/8/2023 1:03:19 PM | 11996 | 240 |  |  | 565523.8125 | 0 | 0 |  |  |  | 0
REF | ATC | 2033 | 5 | NCR Portfolio | Area 1001 Gas CT 2029 | Area 1001 Gas CT 2029 | 419.156 | 458.2816 | 129.115 |  | 0 |  |  |  | 48907.3594 |  |  | -1 | 11345250 | TCO |  | 1131047.625 |  | 125.7468 | 54738.957 | 54738.957 | 0 | -1 | 0 | 0 | 2369.0562 | 50 | 3443 | 0.28174 | 48.3967 | 44353.8945 | 39.2149 | 10385.0615 | 9.1818 |  | 1/1/2029 | 12/31/2099 |  | 0 | 0 | 2033 |  |  |  | 0 | 0 | Real 2021 ¦ 5/8/2023 1:03:19 PM | 11997 | 480 |  |  | 1131047.625 | 0 | 0 |  |  |  | 0
REF | ATC | 2033 | 7 | REF Mitchell Ext | Area 1001 Gas CT 2029 | Area 1001 Gas CT 2029 | 419.156 | 458.2816 | 129.115 |  | 0 |  |  |  | 48907.3594 |  |  | -1 | 11345250 | TCO |  | 1131047.625 |  | 125.7468 | 54738.957 | 54738.957 | 0 | -1 | 0 | 0 | 2369.0562 | 50 | 3443 | 0.28174 | 48.3967 | 44353.8945 | 39.2149 | 10385.0615 | 9.1818 |  | 1/1/2029 | 12/31/2099 |  | 0 | 0 | 2033 |  |  |  | 0 | 0 | Real 2021 ¦ 5/8/2023 1:03:19 PM | 11998 | 480 |  |  | 1131047.625 | 0 | 0 |  |  |  | 0
REF | ATC | 2033 | 8 | REF No Wind Portfolio | Area 1001 Gas CT 2029 | Area 1001 Gas CT 2029 | 209.578 | 229.1408 | 64.5575 |  | 0 |  |  |  | 24453.6797 |  |  | -1 | 5672625 | TCO |  | 565523.8125 |  | 62.8734 | 27369.4785 | 27369.4785 | 0 | -1 | 0 | 0 | 1184.5281 | 50 | 3443 | 0.28174 | 48.3967 | 22176.9473 | 39.2149 | 5192.5308 | 9.1818 |  | 1/1/2029 | 12/31/2099 |  | 0 | 0 | 2033 |  |  |  | 0 | 0 | Real 2021 ¦ 5/8/2023 1:03:19 PM | 11999 | 240 |  |  | 565523.8125 | 0 | 0 |  |  |  | 0
REF | ATC | 2033 | 9 | Preferred Plan | Area 1001 Gas CT 2029 | Area 1001 Gas CT 2029 | 419.156 | 458.2816 | 129.115 |  | 0 |  |  |  | 48907.3594 |  |  | -1 | 11345250 | TCO |  | 1131047.625 |  | 125.7468 | 54738.957 | 54738.957 | 0 | -1 | 0 | 0 | 2369.0562 | 50 | 3443 | 0.28174 | 48.3967 | 44353.8945 | 39.2149 | 10385.0615 | 9.1818 |  | 1/1/2029 | 12/31/2099 |  | 0 | 0 | 2033 |  |  |  | 0 | 0 | Real 2021 ¦ 5/8/2023 1:03:19 PM | 12000 | 480 |  |  | 1131047.625 | 0 | 0 |  |  |  | 0
REF | ATC | 2033 | 8 | REF No Wind Portfolio | Area 1001 Solar 2026 | Area 1001 Solar 2026 | 22.8336 | 100 | 22.8336 |  | 0 |  |  |  | 15077.127 |  |  | -1 | 0 | Solar |  | 200022.6875 |  | 0 | 6678.3848 | 6678.3848 | 0 | -1 | 0 | 0 | 0 | 365 | 4383 | 0.22834 | 33.3881 | -6634.6372 | -33.1694 | 13313.0225 | 66.5576 |  | 1/1/2026 | 12/31/2099 |  | 0 | 0 | 2033 |  |  |  | 0 | 0 | Real 2021 ¦ 5/8/2023 1:03:19 PM | 12001 | 100 |  |  | 200022.6875 | 0 | 0 |  |  |  | 0
REF | ATC | 2033 | 1 | REF Portfolio | Area 1001 Solar 2027 | Area 1001 Solar 2027 | 34.2505 | 150 | 34.2505 |  | 0 |  |  |  | 21831.2832 |  |  | -1 | 0 | Solar |  | 300034.0312 |  | 0 | 10017.5771 | 10017.5771 | 0 | -1 | 0 | 0 | 0 | 365 | 4383 | 0.22834 | 33.3881 | -9951.9561 | -33.1694 | 19969.5332 | 66.5576 |  | 1/1/2027 | 12/31/2099 |  | 0 | 0 | 2033 |  |  |  | 0 | 0 | Real 2021 ¦ 5/8/2023 1:03:19 PM | 12002 | 150 |  |  | 300034.0312 | 0 | 0 |  |  |  | 0
REF | ATC | 2033 | 2 | REF-HC Portfolio | Area 1001 Solar 2027 | Area 1001 Solar 2027 | 22.8336 | 100 | 22.8336 |  | 0 |  |  |  | 14554.1885 |  |  | -1 | 0 | Solar |  | 200022.6875 |  | 0 | 6678.3848 | 6678.3848 | 0 | -1 | 0 | 0 | 0 | 365 | 4383 | 0.22834 | 33.3881 | -6634.6372 | -33.1694 | 13313.0225 | 66.5576 |  | 1/1/2027 | 12/31/2099 |  | 0 | 0 | 2033 |  |  |  | 0 | 0 | Real 2021 ¦ 5/8/2023 1:03:19 PM | 12003 | 100 |  |  | 200022.6875 | 0 | 0 |  |  |  | 0
REF | ATC | 2033 | 3 | CETA Portfolio | Area 1001 Solar 2027 | Area 1001 Solar 2027 | 34.2505 | 150 | 34.2505 |  | 0 |  |  |  | 21831.2832 |  |  | -1 | 0 | Solar |  | 300034.0312 |  | 0 | 10017.5771 | 10017.5771 | 0 | -1 | 0 | 0 | 0 | 365 | 4383 | 0.22834 | 33.3881 | -9951.9561 | -33.1694 | 19969.5332 | 66.5576 |  | 1/1/2027 | 12/31/2099 |  | 0 | 0 | 2033 |  |  |  | 0 | 0 | Real 2021 ¦ 5/8/2023 1:03:19 PM | 12004 | 150 |  |  | 300034.0312 | 0 | 0 |  |  |  | 0
REF | ATC | 2033 | 5 | NCR Portfolio | Area 1001 Solar 2027 | Area 1001 Solar 2027 | 11.4168 | 50 | 11.4168 |  | 0 |  |  |  | 7277.0942 |  |  | -1 | 0 | Solar |  | 100011.3438 |  | 0 | 3339.1924 | 3339.1924 | 0 | -1 | 0 | 0 | 0 | 365 | 4383 | 0.22834 | 33.3881 | -3317.3186 | -33.1694 | 6656.5112 | 66.5576 |  | 1/1/2027 | 12/31/2099 |  | 0 | 0 | 2033 |  |  |  | 0 | 0 | Real 2021 ¦ 5/8/2023 1:03:19 PM | 12005 | 50 |  |  | 100011.3438 | 0 | 0 |  |  |  | 0
REF | ATC | 2033 | 6 | CC Portfolio | Area 1001 Solar 2027 | Area 1001 Solar 2027 | 34.2505 | 150 | 34.2505 |  | 0 |  |  |  | 21831.2832 |  |  | -1 | 0 | Solar |  | 300034.0312 |  | 0 | 10017.5771 | 10017.5771 | 0 | -1 | 0 | 0 | 0 | 365 | 4383 | 0.22834 | 33.3881 | -9951.9561 | -33.1694 | 19969.5332 | 66.5576 |  | 1/1/2027 | 12/31/2099 |  | 0 | 0 | 2033 |  |  |  | 0 | 0 | Real 2021 ¦ 5/8/2023 1:03:19 PM | 12006 | 150 |  |  | 300034.0312 | 0 | 0 |  |  |  | 0
REF | ATC | 2033 | 7 | REF Mitchell Ext | Area 1001 Solar 2027 | Area 1001 Solar 2027 | 34.2505 | 150 | 34.2505 |  | 0 |  |  |  | 21831.2832 |  |  | -1 | 0 | Solar |  | 300034.0312 |  | 0 | 10017.5771 | 10017.5771 | 0 | -1 | 0 | 0 | 0 | 365 | 4383 | 0.22834 | 33.3881 | -9951.9561 | -33.1694 | 19969.5332 | 66.5576 |  | 1/1/2027 | 12/31/2099 |  | 0 | 0 | 2033 |  |  |  | 0 | 0 | Real 2021 ¦ 5/8/2023 1:03:19 PM | 12007 | 150 |  |  | 300034.0312 | 0 | 0 |  |  |  | 0
REF | ATC | 2033 | 8 | REF No Wind Portfolio | Area 1001 Solar 2027 | Area 1001 Solar 2027 | 34.2505 | 150 | 34.2505 |  | 0 |  |  |  | 21831.2832 |  |  | -1 | 0 | Solar |  | 300034.0312 |  | 0 | 10017.5771 | 10017.5771 | 0 | -1 | 0 | 0 | 0 | 365 | 4383 | 0.22834 | 33.3881 | -9951.9561 | -33.1694 | 19969.5332 | 66.5576 |  | 1/1/2027 | 12/31/2099 |  | 0 | 0 | 2033 |  |  |  | 0 | 0 | Real 2021 ¦ 5/8/2023 1:03:19 PM | 12008 | 150 |  |  | 300034.0312 | 0 | 0 |  |  |  | 0
REF | ATC | 2033 | 9 | Preferred Plan | Area 1001 Solar 2027 | Area 1001 Solar 2027 | 34.2505 | 150 | 34.2505 |  | 0 |  |  |  | 21831.2832 |  |  | -1 | 0 | Solar |  | 300034.0312 |  | 0 | 10017.5771 | 10017.5771 | 0 | -1 | 0 | 0 | 0 | 365 | 4383 | 0.22834 | 33.3881 | -9951.9561 | -33.1694 | 19969.5332 | 66.5576 |  | 1/1/2027 | 12/31/2099 |  | 0 | 0 | 2033 |  |  |  | 0 | 0 | Real 2021 ¦ 5/8/2023 1:03:19 PM | 12009 | 150 |  |  | 300034.0312 | 0 | 0 |  |  |  | 0
REF | ATC | 2033 | 1 | REF Portfolio | Area 1001 Solar 2028 | Area 1001 Solar 2028 | 34.2505 | 150 | 34.2505 |  | 0 |  |  |  | 20972.5645 |  |  | -1 | 0 | Solar |  | 300034.0312 |  | 0 | 10017.5771 | 10017.5771 | 0 | -1 | 0 | 0 | 0 | 365 | 4383 | 0.22834 | 33.3881 | -9951.9561 | -33.1694 | 19969.5332 | 66.5576 |  | 1/1/2028 | 12/31/2099 |  | 0 | 0 | 2033 |  |  |  | 0 | 0 | Real 2021 ¦ 5/8/2023 1:03:19 PM | 12010 | 150 |  |  | 300034.0312 | 0 | 0 |  |  |  | 0
REF | ATC | 2033 | 2 | REF-HC Portfolio | Area 1001 Solar 2028 | Area 1001 Solar 2028 | 34.2505 | 150 | 34.2505 |  | 0 |  |  |  | 20972.5645 |  |  | -1 | 0 | Solar |  | 300034.0312 |  | 0 | 10017.5771 | 10017.5771 | 0 | -1 | 0 | 0 | 0 | 365 | 4383 | 0.22834 | 33.3881 | -9951.9561 | -33.1694 | 19969.5332 | 66.5576 |  | 1/1/2028 | 12/31/2099 |  | 0 | 0 | 2033 |  |  |  | 0 | 0 | Real 2021 ¦ 5/8/2023 1:03:19 PM | 12011 | 150 |  |  | 300034.0312 | 0 | 0 |  |  |  | 0
REF | ATC | 2033 | 3 | CETA Portfolio | Area 1001 Solar 2028 | Area 1001 Solar 2028 | 34.2505 | 150 | 34.2505 |  | 0 |  |  |  | 20972.5645 |  |  | -1 | 0 | Solar |  | 300034.0312 |  | 0 | 10017.5771 | 10017.5771 | 0 | -1 | 0 | 0 | 0 | 365 | 4383 | 0.22834 | 33.3881 | -9951.9561 | -33.1694 | 19969.5332 | 66.5576 |  | 1/1/2028 | 12/31/2099 |  | 0 | 0 | 2033 |  |  |  | 0 | 0 | Real 2021 ¦ 5/8/2023 1:03:19 PM | 12012 | 150 |  |  | 300034.0312 | 0 | 0 |  |  |  | 0
REF | ATC | 2033 | 4 | ECR Portfolio | Area 1001 Solar 2028 | Area 1001 Solar 2028 | 34.2505 | 150 | 34.2505 |  | 0 |  |  |  | 20972.5645 |  |  | -1 | 0 | Solar |  | 300034.0312 |  | 0 | 10017.5771 | 10017.5771 | 0 | -1 | 0 | 0 | 0 | 365 | 4383 | 0.22834 | 33.3881 | -9951.9561 | -33.1694 | 19969.5332 | 66.5576 |  | 1/1/2028 | 12/31/2099 |  | 0 | 0 | 2033 |  |  |  | 0 | 0 | Real 2021 ¦ 5/8/2023 1:03:19 PM | 12013 | 150 |  |  | 300034.0312 | 0 | 0 |  |  |  | 0
REF | ATC | 2033 | 5 | NCR Portfolio | Area 1001 Solar 2028 | Area 1001 Solar 2028 | 34.2505 | 150 | 34.2505 |  | 0 |  |  |  | 20972.5645 |  |  | -1 | 0 | Solar |  | 300034.0312 |  | 0 | 10017.5771 | 10017.5771 | 0 | -1 | 0 | 0 | 0 | 365 | 4383 | 0.22834 | 33.3881 | -9951.9561 | -33.1694 | 19969.5332 | 66.5576 |  | 1/1/2028 | 12/31/2099 |  | 0 | 0 | 2033 |  |  |  | 0 | 0 | Real 2021 ¦ 5/8/2023 1:03:19 PM | 12014 | 150 |  |  | 300034.0312 | 0 | 0 |  |  |  | 0
REF | ATC | 2033 | 6 | CC Portfolio | Area 1001 Solar 2028 | Area 1001 Solar 2028 | 34.2505 | 150 | 34.2505 |  | 0 |  |  |  | 20972.5645 |  |  | -1 | 0 | Solar |  | 300034.0312 |  | 0 | 10017.5771 | 10017.5771 | 0 | -1 | 0 | 0 | 0 | 365 | 4383 | 0.22834 | 33.3881 | -9951.9561 | -33.1694 | 19969.5332 | 66.5576 |  | 1/1/2028 | 12/31/2099 |  | 0 | 0 | 2033 |  |  |  | 0 | 0 | Real 2021 ¦ 5/8/2023 1:03:19 PM | 12015 | 150 |  |  | 300034.0312 | 0 | 0 |  |  |  | 0
REF | ATC | 2033 | 7 | REF Mitchell Ext | Area 1001 Solar 2028 | Area 1001 Solar 2028 | 34.2505 | 150 | 34.2505 |  | 0 |  |  |  | 20972.5645 |  |  | -1 | 0 | Solar |  | 300034.0312 |  | 0 | 10017.5771 | 10017.5771 | 0 | -1 | 0 | 0 | 0 | 365 | 4383 | 0.22834 | 33.3881 | -9951.9561 | -33.1694 | 19969.5332 | 66.5576 |  | 1/1/2028 | 12/31/2099 |  | 0 | 0 | 2033 |  |  |  | 0 | 0 | Real 2021 ¦ 5/8/2023 1:03:19 PM | 12016 | 150 |  |  | 300034.0312 | 0 | 0 |  |  |  | 0
REF | ATC | 2033 | 8 | REF No Wind Portfolio | Area 1001 Solar 2028 | Area 1001 Solar 2028 | 34.2505 | 150 | 34.2505 |  | 0 |  |  |  | 20972.5645 |  |  | -1 | 0 | Solar |  | 300034.0312 |  | 0 | 10017.5771 | 10017.5771 | 0 | -1 | 0 | 0 | 0 | 365 | 4383 | 0.22834 | 33.3881 | -9951.9561 | -33.1694 | 19969.5332 | 66.5576 |  | 1/1/2028 | 12/31/2099 |  | 0 | 0 | 2033 |  |  |  | 0 | 0 | Real 2021 ¦ 5/8/2023 1:03:19 PM | 12017 | 150 |  |  | 300034.0312 | 0 | 0 |  |  |  | 0
REF | ATC | 2033 | 9 | Preferred Plan | Area 1001 Solar 2028 | Area 1001 Solar 2028 | 34.2505 | 150 | 34.2505 |  | 0 |  |  |  | 20972.5645 |  |  | -1 | 0 | Solar |  | 300034.0312 |  | 0 | 10017.5771 | 10017.5771 | 0 | -1 | 0 | 0 | 0 | 365 | 4383 | 0.22834 | 33.3881 | -9951.9561 | -33.1694 | 19969.5332 | 66.5576 |  | 1/1/2028 | 12/31/2099 |  | 0 | 0 | 2033 |  |  |  | 0 | 0 | Real 2021 ¦ 5/8/2023 1:03:19 PM | 12018 | 150 |  |  | 300034.0312 | 0 | 0 |  |  |  | 0
REF | ATC | 2033 | 1 | REF Portfolio | Area 1001 Solar 2029 | Area 1001 Solar 2029 | 22.8336 | 100 | 22.8336 |  | 0 |  |  |  | 13453.2666 |  |  | -1 | 0 | Solar |  | 200022.6875 |  | 0 | 6678.3848 | 6678.3848 | 0 | -1 | 0 | 0 | 0 | 365 | 4383 | 0.22834 | 33.3881 | -6634.6372 | -33.1694 | 13313.0225 | 66.5576 |  | 1/1/2029 | 12/31/2099 |  | 0 | 0 | 2033 |  |  |  | 0 | 0 | Real 2021 ¦ 5/8/2023 1:03:19 PM | 12019 | 100 |  |  | 200022.6875 | 0 | 0 |  |  |  | 0
REF | ATC | 2033 | 3 | CETA Portfolio | Area 1001 Solar 2029 | Area 1001 Solar 2029 | 22.8336 | 100 | 22.8336 |  | 0 |  |  |  | 13453.2666 |  |  | -1 | 0 | Solar |  | 200022.6875 |  | 0 | 6678.3848 | 6678.3848 | 0 | -1 | 0 | 0 | 0 | 365 | 4383 | 0.22834 | 33.3881 | -6634.6372 | -33.1694 | 13313.0225 | 66.5576 |  | 1/1/2029 | 12/31/2099 |  | 0 | 0 | 2033 |  |  |  | 0 | 0 | Real 2021 ¦ 5/8/2023 1:03:19 PM | 12020 | 100 |  |  | 200022.6875 | 0 | 0 |  |  |  | 0
REF | ATC | 2033 | 4 | ECR Portfolio | Area 1001 Solar 2029 | Area 1001 Solar 2029 | 34.2505 | 150 | 34.2505 |  | 0 |  |  |  | 20179.9004 |  |  | -1 | 0 | Solar |  | 300034.0312 |  | 0 | 10017.5771 | 10017.5771 | 0 | -1 | 0 | 0 | 0 | 365 | 4383 | 0.22834 | 33.3881 | -9951.9561 | -33.1694 | 19969.5332 | 66.5576 |  | 1/1/2029 | 12/31/2099 |  | 0 | 0 | 2033 |  |  |  | 0 | 0 | Real 2021 ¦ 5/8/2023 1:03:19 PM | 12021 | 150 |  |  | 300034.0312 | 0 | 0 |  |  |  | 0
REF | ATC | 2033 | 6 | CC Portfolio | Area 1001 Solar 2029 | Area 1001 Solar 2029 | 22.8336 | 100 | 22.8336 |  | 0 |  |  |  | 13453.2666 |  |  | -1 | 0 | Solar |  | 200022.6875 |  | 0 | 6678.3848 | 6678.3848 | 0 | -1 | 0 | 0 | 0 | 365 | 4383 | 0.22834 | 33.3881 | -6634.6372 | -33.1694 | 13313.0225 | 66.5576 |  | 1/1/2029 | 12/31/2099 |  | 0 | 0 | 2033 |  |  |  | 0 | 0 | Real 2021 ¦ 5/8/2023 1:03:19 PM | 12022 | 100 |  |  | 200022.6875 | 0 | 0 |  |  |  | 0
REF | ATC | 2033 | 7 | REF Mitchell Ext | Area 1001 Solar 2029 | Area 1001 Solar 2029 | 22.8336 | 100 | 22.8336 |  | 0 |  |  |  | 13453.2666 |  |  | -1 | 0 | Solar |  | 200022.6875 |  | 0 | 6678.3848 | 6678.3848 | 0 | -1 | 0 | 0 | 0 | 365 | 4383 | 0.22834 | 33.3881 | -6634.6372 | -33.1694 | 13313.0225 | 66.5576 |  | 1/1/2029 | 12/31/2099 |  | 0 | 0 | 2033 |  |  |  | 0 | 0 | Real 2021 ¦ 5/8/2023 1:03:19 PM | 12023 | 100 |  |  | 200022.6875 | 0 | 0 |  |  |  | 0
REF | ATC | 2033 | 8 | REF No Wind Portfolio | Area 1001 Solar 2029 | Area 1001 Solar 2029 | 34.2505 | 150 | 34.2505 |  | 0 |  |  |  | 20179.9004 |  |  | -1 | 0 | Solar |  | 300034.0312 |  | 0 | 10017.5771 | 10017.5771 | 0 | -1 | 0 | 0 | 0 | 365 | 4383 | 0.22834 | 33.3881 | -9951.9561 | -33.1694 | 19969.5332 | 66.5576 |  | 1/1/2029 | 12/31/2099 |  | 0 | 0 | 2033 |  |  |  | 0 | 0 | Real 2021 ¦ 5/8/2023 1:03:19 PM | 12024 | 150 |  |  | 300034.0312 | 0 | 0 |  |  |  | 0
REF | ATC | 2033 | 9 | Preferred Plan | Area 1001 Solar 2029 | Area 1001 Solar 2029 | 22.8336 | 100 | 22.8336 |  | 0 |  |  |  | 13453.2666 |  |  | -1 | 0 | Solar |  | 200022.6875 |  | 0 | 6678.3848 | 6678.3848 | 0 | -1 | 0 | 0 | 0 | 365 | 4383 | 0.22834 | 33.3881 | -6634.6372 | -33.1694 | 13313.0225 | 66.5576 |  | 1/1/2029 | 12/31/2099 |  | 0 | 0 | 2033 |  |  |  | 0 | 0 | Real 2021 ¦ 5/8/2023 1:03:19 PM | 12025 | 100 |  |  | 200022.6875 | 0 | 0 |  |  |  | 0
REF | ATC | 2033 | 3 | CETA Portfolio | Area 1001 Solar 2030 | Area 1001 Solar 2030 | 11.4168 | 50 | 11.4168 |  | 0 |  |  |  | 6451.4028 |  |  | -1 | 0 | Solar |  | 100011.3438 |  | 0 | 3339.1924 | 3339.1924 | 0 | -1 | 0 | 0 | 0 | 365 | 4383 | 0.22834 | 33.3881 | -3317.3186 | -33.1694 | 6656.5112 | 66.5576 |  | 1/1/2030 | 12/31/2099 |  | 0 | 0 | 2033 |  |  |  | 0 | 0 | Real 2021 ¦ 5/8/2023 1:03:19 PM | 12026 | 50 |  |  | 100011.3438 | 0 | 0 |  |  |  | 0
REF | ATC | 2033 | 8 | REF No Wind Portfolio | Area 1001 Solar 2030 | Area 1001 Solar 2030 | 11.4168 | 50 | 11.4168 |  | 0 |  |  |  | 6451.4028 |  |  | -1 | 0 | Solar |  | 100011.3438 |  | 0 | 3339.1924 | 3339.1924 | 0 | -1 | 0 | 0 | 0 | 365 | 4383 | 0.22834 | 33.3881 | -3317.3186 | -33.1694 | 6656.5112 | 66.5576 |  | 1/1/2030 | 12/31/2099 |  | 0 | 0 | 2033 |  |  |  | 0 | 0 | Real 2021 ¦ 5/8/2023 1:03:19 PM | 12027 | 50 |  |  | 100011.3438 | 0 | 0 |  |  |  | 0
REF | ATC | 2033 | 4 | ECR Portfolio | Area 1001 Solar 2031 | Area 1001 Solar 2031 | 34.2505 | 150 | 34.2505 |  | 0 |  |  |  | 19494.5762 |  |  | -1 | 0 | Solar |  | 300034.0312 |  | 0 | 10017.5771 | 10017.5771 | 0 | -1 | 0 | 0 | 0 | 365 | 4383 | 0.22834 | 33.3881 | -9951.9561 | -33.1694 | 19969.5332 | 66.5576 |  | 1/1/2031 | 12/31/2099 |  | 0 | 0 | 2033 |  |  |  | 0 | 0 | Real 2021 ¦ 5/8/2023 1:03:19 PM | 12028 | 150 |  |  | 300034.0312 | 0 | 0 |  |  |  | 0
REF | ATC | 2033 | 8 | REF No Wind Portfolio | Area 1001 Solar 2031 | Area 1001 Solar 2031 | 11.4168 | 50 | 11.4168 |  | 0 |  |  |  | 6498.1919 |  |  | -1 | 0 | Solar |  | 100011.3438 |  | 0 | 3339.1924 | 3339.1924 | 0 | -1 | 0 | 0 | 0 | 365 | 4383 | 0.22834 | 33.3881 | -3317.3186 | -33.1694 | 6656.5112 | 66.5576 |  | 1/1/2031 | 12/31/2099 |  | 0 | 0 | 2033 |  |  |  | 0 | 0 | Real 2021 ¦ 5/8/2023 1:03:19 PM | 12029 | 50 |  |  | 100011.3438 | 0 | 0 |  |  |  | 0
REF | ATC | 2033 | 3 | CETA Portfolio | Area 1001 Solar 2032 | Area 1001 Solar 2032 | 11.4168 | 50 | 11.4168 |  | 0 |  |  |  | 6528.4673 |  |  | -1 | 0 | Solar |  | 100011.3438 |  | 0 | 3339.1924 | 3339.1924 | 0 | -1 | 0 | 0 | 0 | 365 | 4383 | 0.22834 | 33.3881 | -3317.3186 | -33.1694 | 6656.5112 | 66.5576 |  | 1/1/2032 | 12/31/2099 |  | 0 | 0 | 2033 |  |  |  | 0 | 0 | Real 2021 ¦ 5/8/2023 1:03:19 PM | 12030 | 50 |  |  | 100011.3438 | 0 | 0 |  |  |  | 0
REF | ATC | 2033 | 4 | ECR Portfolio | Area 1001 Solar 2032 | Area 1001 Solar 2032 | 34.2505 | 150 | 34.2505 |  | 0 |  |  |  | 19585.4023 |  |  | -1 | 0 | Solar |  | 300034.0312 |  | 0 | 10017.5771 | 10017.5771 | 0 | -1 | 0 | 0 | 0 | 365 | 4383 | 0.22834 | 33.3881 | -9951.9561 | -33.1694 | 19969.5332 | 66.5576 |  | 1/1/2032 | 12/31/2099 |  | 0 | 0 | 2033 |  |  |  | 0 | 0 | Real 2021 ¦ 5/8/2023 1:03:19 PM | 12031 | 150 |  |  | 300034.0312 | 0 | 0 |  |  |  | 0
REF | ATC | 2033 | 8 | REF No Wind Portfolio | Area 1001 Solar 2032 | Area 1001 Solar 2032 | 11.4168 | 50 | 11.4168 |  | 0 |  |  |  | 6528.4673 |  |  | -1 | 0 | Solar |  | 100011.3438 |  | 0 | 3339.1924 | 3339.1924 | 0 | -1 | 0 | 0 | 0 | 365 | 4383 | 0.22834 | 33.3881 | -3317.3186 | -33.1694 | 6656.5112 | 66.5576 |  | 1/1/2032 | 12/31/2099 |  | 0 | 0 | 2033 |  |  |  | 0 | 0 | Real 2021 ¦ 5/8/2023 1:03:19 PM | 12032 | 50 |  |  | 100011.3438 | 0 | 0 |  |  |  | 0
REF | ATC | 2033 | 8 | REF No Wind Portfolio | Area 1001 Solar 2035 | Area 1001 Solar 2035 | 0 | 0 | 0 |  | 0 |  |  |  | 0 |  |  | -1 | 0 | Solar |  | 0 |  | 0 | 0 | 0 | 0 | -1 | 0 | 0 | 0 | 0 | 0 |  |  | 0 |  | 0 |  |  | 1/1/2035 | 12/31/2099 |  | 0 | 0 | 2033 |  |  |  | 0 | 0 | Real 2021 ¦ 5/8/2023 1:03:19 PM | 12033 | 0 |  |  | 0 | 0 | 0 |  |  |  | 0
REF | ATC | 2033 | 4 | ECR Portfolio | Area 1001 Solar 2036 | Area 1001 Solar 2036 | 0 | 0 | 0 |  | 0 |  |  |  | 0 |  |  | -1 | 0 | Solar |  | 0 |  | 0 | 0 | 0 | 0 | -1 | 0 | 0 | 0 | 0 | 0 |  |  | 0 |  | 0 |  |  | 1/1/2036 | 12/31/2099 |  | 0 | 0 | 2033 |  |  |  | 0 | 0 | Real 2021 ¦ 5/8/2023 1:03:19 PM | 12034 | 0 |  |  | 0 | 0 | 0 |  |  |  | 0
REF | ATC | 2033 | 1 | REF Portfolio | Area 1001 Solar 2037 | Area 1001 Solar 2037 | 0 | 0 | 0 |  | 0 |  |  |  | 0 |  |  | -1 | 0 | Solar |  | 0 |  | 0 | 0 | 0 | 0 | -1 | 0 | 0 | 0 | 0 | 0 |  |  | 0 |  | 0 |  |  | 1/1/2037 | 12/31/2099 |  | 0 | 0 | 2033 |  |  |  | 0 | 0 | Real 2021 ¦ 5/8/2023 1:03:19 PM | 12035 | 0 |  |  | 0 | 0 | 0 |  |  |  | 0
REF | ATC | 2033 | 3 | CETA Portfolio | Area 1001 Solar 2037 | Area 1001 Solar 2037 | 0 | 0 | 0 |  | 0 |  |  |  | 0 |  |  | -1 | 0 | Solar |  | 0 |  | 0 | 0 | 0 | 0 | -1 | 0 | 0 | 0 | 0 | 0 |  |  | 0 |  | 0 |  |  | 1/1/2037 | 12/31/2099 |  | 0 | 0 | 2033 |  |  |  | 0 | 0 | Real 2021 ¦ 5/8/2023 1:03:19 PM | 12036 | 0 |  |  | 0 | 0 | 0 |  |  |  | 0
REF | ATC | 2033 | 7 | REF Mitchell Ext | Area 1001 Solar 2037 | Area 1001 Solar 2037 | 0 | 0 | 0 |  | 0 |  |  |  | 0 |  |  | -1 | 0 | Solar |  | 0 |  | 0 | 0 | 0 | 0 | -1 | 0 | 0 | 0 | 0 | 0 |  |  | 0 |  | 0 |  |  | 1/1/2037 | 12/31/2099 |  | 0 | 0 | 2033 |  |  |  | 0 | 0 | Real 2021 ¦ 5/8/2023 1:03:19 PM | 12037 | 0 |  |  | 0 | 0 | 0 |  |  |  | 0
REF | ATC | 2033 | 8 | REF No Wind Portfolio | Area 1001 Solar 2037 | Area 1001 Solar 2037 | 0 | 0 | 0 |  | 0 |  |  |  | 0 |  |  | -1 | 0 | Solar |  | 0 |  | 0 | 0 | 0 | 0 | -1 | 0 | 0 | 0 | 0 | 0 |  |  | 0 |  | 0 |  |  | 1/1/2037 | 12/31/2099 |  | 0 | 0 | 2033 |  |  |  | 0 | 0 | Real 2021 ¦ 5/8/2023 1:03:19 PM | 12038 | 0 |  |  | 0 | 0 | 0 |  |  |  | 0
REF | ATC | 2033 | 1 | REF Portfolio | Area 1001 Wind 2026 | Area 1001 Wind 2026 | 34.6881 | 100 | 34.6881 |  | 0 |  |  |  | 18154.2031 |  |  | -1 | 0 | Wind |  | 303868.0625 |  | 0 | 11639.1025 | 11639.1025 | 0 | -1 | 0 | 0 | 0 | 0 | 8760 | 0.34688 | 38.3031 | -10079.1279 | -33.1694 | 21718.2305 | 71.4726 |  | 1/1/2026 | 12/31/2099 |  | 0 | 0 | 2033 |  |  |  | 0 | 0 | Real 2021 ¦ 5/8/2023 1:03:19 PM | 12039 | 100 |  |  | 303868.0625 | 0 | 0 |  |  |  | 0
REF | ATC | 2033 | 2 | REF-HC Portfolio | Area 1001 Wind 2026 | Area 1001 Wind 2026 | 34.6881 | 100 | 34.6881 |  | 0 |  |  |  | 18154.2031 |  |  | -1 | 0 | Wind |  | 303868.0625 |  | 0 | 11639.1025 | 11639.1025 | 0 | -1 | 0 | 0 | 0 | 0 | 8760 | 0.34688 | 38.3031 | -10079.1279 | -33.1694 | 21718.2305 | 71.4726 |  | 1/1/2026 | 12/31/2099 |  | 0 | 0 | 2033 |  |  |  | 0 | 0 | Real 2021 ¦ 5/8/2023 1:03:19 PM | 12040 | 100 |  |  | 303868.0625 | 0 | 0 |  |  |  | 0
REF | ATC | 2033 | 3 | CETA Portfolio | Area 1001 Wind 2026 | Area 1001 Wind 2026 | 34.6881 | 100 | 34.6881 |  | 0 |  |  |  | 18154.2031 |  |  | -1 | 0 | Wind |  | 303868.0625 |  | 0 | 11639.1025 | 11639.1025 | 0 | -1 | 0 | 0 | 0 | 0 | 8760 | 0.34688 | 38.3031 | -10079.1279 | -33.1694 | 21718.2305 | 71.4726 |  | 1/1/2026 | 12/31/2099 |  | 0 | 0 | 2033 |  |  |  | 0 | 0 | Real 2021 ¦ 5/8/2023 1:03:19 PM | 12041 | 100 |  |  | 303868.0625 | 0 | 0 |  |  |  | 0
REF | ATC | 2033 | 4 | ECR Portfolio | Area 1001 Wind 2026 | Area 1001 Wind 2026 | 34.6881 | 100 | 34.6881 |  | 0 |  |  |  | 18154.2031 |  |  | -1 | 0 | Wind |  | 303868.0625 |  | 0 | 11639.1025 | 11639.1025 | 0 | -1 | 0 | 0 | 0 | 0 | 8760 | 0.34688 | 38.3031 | -10079.1279 | -33.1694 | 21718.2305 | 71.4726 |  | 1/1/2026 | 12/31/2099 |  | 0 | 0 | 2033 |  |  |  | 0 | 0 | Real 2021 ¦ 5/8/2023 1:03:19 PM | 12042 | 100 |  |  | 303868.0625 | 0 | 0 |  |  |  | 0
REF | ATC | 2033 | 5 | NCR Portfolio | Area 1001 Wind 2026 | Area 1001 Wind 2026 | 34.6881 | 100 | 34.6881 |  | 0 |  |  |  | 18154.2031 |  |  | -1 | 0 | Wind |  | 303868.0625 |  | 0 | 11639.1025 | 11639.1025 | 0 | -1 | 0 | 0 | 0 | 0 | 8760 | 0.34688 | 38.3031 | -10079.1279 | -33.1694 | 21718.2305 | 71.4726 |  | 1/1/2026 | 12/31/2099 |  | 0 | 0 | 2033 |  |  |  | 0 | 0 | Real 2021 ¦ 5/8/2023 1:03:19 PM | 12043 | 100 |  |  | 303868.0625 | 0 | 0 |  |  |  | 0
REF | ATC | 2033 | 6 | CC Portfolio | Area 1001 Wind 2026 | Area 1001 Wind 2026 | 34.6881 | 100 | 34.6881 |  | 0 |  |  |  | 18154.2031 |  |  | -1 | 0 | Wind |  | 303868.0625 |  | 0 | 11639.1025 | 11639.1025 | 0 | -1 | 0 | 0 | 0 | 0 | 8760 | 0.34688 | 38.3031 | -10079.1279 | -33.1694 | 21718.2305 | 71.4726 |  | 1/1/2026 | 12/31/2099 |  | 0 | 0 | 2033 |  |  |  | 0 | 0 | Real 2021 ¦ 5/8/2023 1:03:19 PM | 12044 | 100 |  |  | 303868.0625 | 0 | 0 |  |  |  | 0
REF | ATC | 2033 | 7 | REF Mitchell Ext | Area 1001 Wind 2026 | Area 1001 Wind 2026 | 34.6881 | 100 | 34.6881 |  | 0 |  |  |  | 18154.2031 |  |  | -1 | 0 | Wind |  | 303868.0625 |  | 0 | 11639.1025 | 11639.1025 | 0 | -1 | 0 | 0 | 0 | 0 | 8760 | 0.34688 | 38.3031 | -10079.1279 | -33.1694 | 21718.2305 | 71.4726 |  | 1/1/2026 | 12/31/2099 |  | 0 | 0 | 2033 |  |  |  | 0 | 0 | Real 2021 ¦ 5/8/2023 1:03:19 PM | 12045 | 100 |  |  | 303868.0625 | 0 | 0 |  |  |  | 0
REF | ATC | 2033 | 9 | Preferred Plan | Area 1001 Wind 2026 | Area 1001 Wind 2026 | 34.6881 | 100 | 34.6881 |  | 0 |  |  |  | 18154.2031 |  |  | -1 | 0 | Wind |  | 303868.0625 |  | 0 | 11639.1025 | 11639.1025 | 0 | -1 | 0 | 0 | 0 | 0 | 8760 | 0.34688 | 38.3031 | -10079.1279 | -33.1694 | 21718.2305 | 71.4726 |  | 1/1/2026 | 12/31/2099 |  | 0 | 0 | 2033 |  |  |  | 0 | 0 | Real 2021 ¦ 5/8/2023 1:03:19 PM | 12046 | 100 |  |  | 303868.0625 | 0 | 0 |  |  |  | 0
REF | ATC | 2033 | 1 | REF Portfolio | Area 1001 Wind 2027 | Area 1001 Wind 2027 | 34.6881 | 100 | 34.6881 |  | 0 |  |  |  | 17664.293 |  |  | -1 | 0 | Wind |  | 303868.0625 |  | 0 | 11639.1025 | 11639.1025 | 0 | -1 | 0 | 0 | 0 | 0 | 8760 | 0.34688 | 38.3031 | -10079.1279 | -33.1694 | 21718.2305 | 71.4726 |  | 1/1/2027 | 12/31/2099 |  | 0 | 0 | 2033 |  |  |  | 0 | 0 | Real 2021 ¦ 5/8/2023 1:03:19 PM | 12047 | 100 |  |  | 303868.0625 | 0 | 0 |  |  |  | 0
REF | ATC | 2033 | 2 | REF-HC Portfolio | Area 1001 Wind 2027 | Area 1001 Wind 2027 | 34.6881 | 100 | 34.6881 |  | 0 |  |  |  | 17664.293 |  |  | -1 | 0 | Wind |  | 303868.0625 |  | 0 | 11639.1025 | 11639.1025 | 0 | -1 | 0 | 0 | 0 | 0 | 8760 | 0.34688 | 38.3031 | -10079.1279 | -33.1694 | 21718.2305 | 71.4726 |  | 1/1/2027 | 12/31/2099 |  | 0 | 0 | 2033 |  |  |  | 0 | 0 | Real 2021 ¦ 5/8/2023 1:03:19 PM | 12048 | 100 |  |  | 303868.0625 | 0 | 0 |  |  |  | 0
REF | ATC | 2033 | 3 | CETA Portfolio | Area 1001 Wind 2027 | Area 1001 Wind 2027 | 34.6881 | 100 | 34.6881 |  | 0 |  |  |  | 17664.293 |  |  | -1 | 0 | Wind |  | 303868.0625 |  | 0 | 11639.1025 | 11639.1025 | 0 | -1 | 0 | 0 | 0 | 0 | 8760 | 0.34688 | 38.3031 | -10079.1279 | -33.1694 | 21718.2305 | 71.4726 |  | 1/1/2027 | 12/31/2099 |  | 0 | 0 | 2033 |  |  |  | 0 | 0 | Real 2021 ¦ 5/8/2023 1:03:19 PM | 12049 | 100 |  |  | 303868.0625 | 0 | 0 |  |  |  | 0
REF | ATC | 2033 | 4 | ECR Portfolio | Area 1001 Wind 2027 | Area 1001 Wind 2027 | 34.6881 | 100 | 34.6881 |  | 0 |  |  |  | 17664.293 |  |  | -1 | 0 | Wind |  | 303868.0625 |  | 0 | 11639.1025 | 11639.1025 | 0 | -1 | 0 | 0 | 0 | 0 | 8760 | 0.34688 | 38.3031 | -10079.1279 | -33.1694 | 21718.2305 | 71.4726 |  | 1/1/2027 | 12/31/2099 |  | 0 | 0 | 2033 |  |  |  | 0 | 0 | Real 2021 ¦ 5/8/2023 1:03:19 PM | 12050 | 100 |  |  | 303868.0625 | 0 | 0 |  |  |  | 0
REF | ATC | 2033 | 5 | NCR Portfolio | Area 1001 Wind 2027 | Area 1001 Wind 2027 | 34.6881 | 100 | 34.6881 |  | 0 |  |  |  | 17664.293 |  |  | -1 | 0 | Wind |  | 303868.0625 |  | 0 | 11639.1025 | 11639.1025 | 0 | -1 | 0 | 0 | 0 | 0 | 8760 | 0.34688 | 38.3031 | -10079.1279 | -33.1694 | 21718.2305 | 71.4726 |  | 1/1/2027 | 12/31/2099 |  | 0 | 0 | 2033 |  |  |  | 0 | 0 | Real 2021 ¦ 5/8/2023 1:03:19 PM | 12051 | 100 |  |  | 303868.0625 | 0 | 0 |  |  |  | 0
REF | ATC | 2033 | 6 | CC Portfolio | Area 1001 Wind 2027 | Area 1001 Wind 2027 | 34.6881 | 100 | 34.6881 |  | 0 |  |  |  | 17664.293 |  |  | -1 | 0 | Wind |  | 303868.0625 |  | 0 | 11639.1025 | 11639.1025 | 0 | -1 | 0 | 0 | 0 | 0 | 8760 | 0.34688 | 38.3031 | -10079.1279 | -33.1694 | 21718.2305 | 71.4726 |  | 1/1/2027 | 12/31/2099 |  | 0 | 0 | 2033 |  |  |  | 0 | 0 | Real 2021 ¦ 5/8/2023 1:03:19 PM | 12052 | 100 |  |  | 303868.0625 | 0 | 0 |  |  |  | 0
REF | ATC | 2033 | 7 | REF Mitchell Ext | Area 1001 Wind 2027 | Area 1001 Wind 2027 | 34.6881 | 100 | 34.6881 |  | 0 |  |  |  | 17664.293 |  |  | -1 | 0 | Wind |  | 303868.0625 |  | 0 | 11639.1025 | 11639.1025 | 0 | -1 | 0 | 0 | 0 | 0 | 8760 | 0.34688 | 38.3031 | -10079.1279 | -33.1694 | 21718.2305 | 71.4726 |  | 1/1/2027 | 12/31/2099 |  | 0 | 0 | 2033 |  |  |  | 0 | 0 | Real 2021 ¦ 5/8/2023 1:03:19 PM | 12053 | 100 |  |  | 303868.0625 | 0 | 0 |  |  |  | 0
REF | ATC | 2033 | 9 | Preferred Plan | Area 1001 Wind 2027 | Area 1001 Wind 2027 | 34.6881 | 100 | 34.6881 |  | 0 |  |  |  | 17664.293 |  |  | -1 | 0 | Wind |  | 303868.0625 |  | 0 | 11639.1025 | 11639.1025 | 0 | -1 | 0 | 0 | 0 | 0 | 8760 | 0.34688 | 38.3031 | -10079.1279 | -33.1694 | 21718.2305 | 71.4726 |  | 1/1/2027 | 12/31/2099 |  | 0 | 0 | 2033 |  |  |  | 0 | 0 | Real 2021 ¦ 5/8/2023 1:03:19 PM | 12054 | 100 |  |  | 303868.0625 | 0 | 0 |  |  |  | 0
REF | ATC | 2033 | 1 | REF Portfolio | Area 1001 Wind 2028 | Area 1001 Wind 2028 | 34.6881 | 100 | 34.6881 |  | 0 |  |  |  | 17124.8418 |  |  | -1 | 0 | Wind |  | 303868.0625 |  | 0 | 11639.1025 | 11639.1025 | 0 | -1 | 0 | 0 | 0 | 0 | 8760 | 0.34688 | 38.3031 | -10079.1279 | -33.1694 | 21718.2305 | 71.4726 |  | 1/1/2028 | 12/31/2099 |  | 0 | 0 | 2033 |  |  |  | 0 | 0 | Real 2021 ¦ 5/8/2023 1:03:19 PM | 12055 | 100 |  |  | 303868.0625 | 0 | 0 |  |  |  | 0
REF | ATC | 2033 | 2 | REF-HC Portfolio | Area 1001 Wind 2028 | Area 1001 Wind 2028 | 34.6881 | 100 | 34.6881 |  | 0 |  |  |  | 17124.8418 |  |  | -1 | 0 | Wind |  | 303868.0625 |  | 0 | 11639.1025 | 11639.1025 | 0 | -1 | 0 | 0 | 0 | 0 | 8760 | 0.34688 | 38.3031 | -10079.1279 | -33.1694 | 21718.2305 | 71.4726 |  | 1/1/2028 | 12/31/2099 |  | 0 | 0 | 2033 |  |  |  | 0 | 0 | Real 2021 ¦ 5/8/2023 1:03:19 PM | 12056 | 100 |  |  | 303868.0625 | 0 | 0 |  |  |  | 0
REF | ATC | 2033 | 3 | CETA Portfolio | Area 1001 Wind 2028 | Area 1001 Wind 2028 | 34.6881 | 100 | 34.6881 |  | 0 |  |  |  | 17124.8418 |  |  | -1 | 0 | Wind |  | 303868.0625 |  | 0 | 11639.1025 | 11639.1025 | 0 | -1 | 0 | 0 | 0 | 0 | 8760 | 0.34688 | 38.3031 | -10079.1279 | -33.1694 | 21718.2305 | 71.4726 |  | 1/1/2028 | 12/31/2099 |  | 0 | 0 | 2033 |  |  |  | 0 | 0 | Real 2021 ¦ 5/8/2023 1:03:19 PM | 12057 | 100 |  |  | 303868.0625 | 0 | 0 |  |  |  | 0
REF | ATC | 2033 | 4 | ECR Portfolio | Area 1001 Wind 2028 | Area 1001 Wind 2028 | 34.6881 | 100 | 34.6881 |  | 0 |  |  |  | 17124.8418 |  |  | -1 | 0 | Wind |  | 303868.0625 |  | 0 | 11639.1025 | 11639.1025 | 0 | -1 | 0 | 0 | 0 | 0 | 8760 | 0.34688 | 38.3031 | -10079.1279 | -33.1694 | 21718.2305 | 71.4726 |  | 1/1/2028 | 12/31/2099 |  | 0 | 0 | 2033 |  |  |  | 0 | 0 | Real 2021 ¦ 5/8/2023 1:03:19 PM | 12058 | 100 |  |  | 303868.0625 | 0 | 0 |  |  |  | 0
REF | ATC | 2033 | 5 | NCR Portfolio | Area 1001 Wind 2028 | Area 1001 Wind 2028 | 34.6881 | 100 | 34.6881 |  | 0 |  |  |  | 17124.8418 |  |  | -1 | 0 | Wind |  | 303868.0625 |  | 0 | 11639.1025 | 11639.1025 | 0 | -1 | 0 | 0 | 0 | 0 | 8760 | 0.34688 | 38.3031 | -10079.1279 | -33.1694 | 21718.2305 | 71.4726 |  | 1/1/2028 | 12/31/2099 |  | 0 | 0 | 2033 |  |  |  | 0 | 0 | Real 2021 ¦ 5/8/2023 1:03:19 PM | 12059 | 100 |  |  | 303868.0625 | 0 | 0 |  |  |  | 0
REF | ATC | 2033 | 6 | CC Portfolio | Area 1001 Wind 2028 | Area 1001 Wind 2028 | 34.6881 | 100 | 34.6881 |  | 0 |  |  |  | 17124.8418 |  |  | -1 | 0 | Wind |  | 303868.0625 |  | 0 | 11639.1025 | 11639.1025 | 0 | -1 | 0 | 0 | 0 | 0 | 8760 | 0.34688 | 38.3031 | -10079.1279 | -33.1694 | 21718.2305 | 71.4726 |  | 1/1/2028 | 12/31/2099 |  | 0 | 0 | 2033 |  |  |  | 0 | 0 | Real 2021 ¦ 5/8/2023 1:03:19 PM | 12060 | 100 |  |  | 303868.0625 | 0 | 0 |  |  |  | 0
REF | ATC | 2033 | 7 | REF Mitchell Ext | Area 1001 Wind 2028 | Area 1001 Wind 2028 | 34.6881 | 100 | 34.6881 |  | 0 |  |  |  | 17124.8418 |  |  | -1 | 0 | Wind |  | 303868.0625 |  | 0 | 11639.1025 | 11639.1025 | 0 | -1 | 0 | 0 | 0 | 0 | 8760 | 0.34688 | 38.3031 | -10079.1279 | -33.1694 | 21718.2305 | 71.4726 |  | 1/1/2028 | 12/31/2099 |  | 0 | 0 | 2033 |  |  |  | 0 | 0 | Real 2021 ¦ 5/8/2023 1:03:19 PM | 12061 | 100 |  |  | 303868.0625 | 0 | 0 |  |  |  | 0
REF | ATC | 2033 | 9 | Preferred Plan | Area 1001 Wind 2028 | Area 1001 Wind 2028 | 34.6881 | 100 | 34.6881 |  | 0 |  |  |  | 17124.8418 |  |  | -1 | 0 | Wind |  | 303868.0625 |  | 0 | 11639.1025 | 11639.1025 | 0 | -1 | 0 | 0 | 0 | 0 | 8760 | 0.34688 | 38.3031 | -10079.1279 | -33.1694 | 21718.2305 | 71.4726 |  | 1/1/2028 | 12/31/2099 |  | 0 | 0 | 2033 |  |  |  | 0 | 0 | Real 2021 ¦ 5/8/2023 1:03:19 PM | 12062 | 100 |  |  | 303868.0625 | 0 | 0 |  |  |  | 0
REF | ATC | 2033 | 1 | REF Portfolio | Area 1001 Wind 2029 | Area 1001 Wind 2029 | 34.6881 | 100 | 34.6881 |  | 0 |  |  |  | 16640.4355 |  |  | -1 | 0 | Wind |  | 303868.0625 |  | 0 | 11639.1025 | 11639.1025 | 0 | -1 | 0 | 0 | 0 | 0 | 8760 | 0.34688 | 38.3031 | -10079.1279 | -33.1694 | 21718.2305 | 71.4726 |  | 1/1/2029 | 12/31/2099 |  | 0 | 0 | 2033 |  |  |  | 0 | 0 | Real 2021 ¦ 5/8/2023 1:03:19 PM | 12063 | 100 |  |  | 303868.0625 | 0 | 0 |  |  |  | 0
REF | ATC | 2033 | 2 | REF-HC Portfolio | Area 1001 Wind 2029 | Area 1001 Wind 2029 | 34.6881 | 100 | 34.6881 |  | 0 |  |  |  | 16640.4355 |  |  | -1 | 0 | Wind |  | 303868.0625 |  | 0 | 11639.1025 | 11639.1025 | 0 | -1 | 0 | 0 | 0 | 0 | 8760 | 0.34688 | 38.3031 | -10079.1279 | -33.1694 | 21718.2305 | 71.4726 |  | 1/1/2029 | 12/31/2099 |  | 0 | 0 | 2033 |  |  |  | 0 | 0 | Real 2021 ¦ 5/8/2023 1:03:19 PM | 12064 | 100 |  |  | 303868.0625 | 0 | 0 |  |  |  | 0
REF | ATC | 2033 | 3 | CETA Portfolio | Area 1001 Wind 2029 | Area 1001 Wind 2029 | 34.6881 | 100 | 34.6881 |  | 0 |  |  |  | 16640.4355 |  |  | -1 | 0 | Wind |  | 303868.0625 |  | 0 | 11639.1025 | 11639.1025 | 0 | -1 | 0 | 0 | 0 | 0 | 8760 | 0.34688 | 38.3031 | -10079.1279 | -33.1694 | 21718.2305 | 71.4726 |  | 1/1/2029 | 12/31/2099 |  | 0 | 0 | 2033 |  |  |  | 0 | 0 | Real 2021 ¦ 5/8/2023 1:03:19 PM | 12065 | 100 |  |  | 303868.0625 | 0 | 0 |  |  |  | 0
REF | ATC | 2033 | 4 | ECR Portfolio | Area 1001 Wind 2029 | Area 1001 Wind 2029 | 34.6881 | 100 | 34.6881 |  | 0 |  |  |  | 16640.4355 |  |  | -1 | 0 | Wind |  | 303868.0625 |  | 0 | 11639.1025 | 11639.1025 | 0 | -1 | 0 | 0 | 0 | 0 | 8760 | 0.34688 | 38.3031 | -10079.1279 | -33.1694 | 21718.2305 | 71.4726 |  | 1/1/2029 | 12/31/2099 |  | 0 | 0 | 2033 |  |  |  | 0 | 0 | Real 2021 ¦ 5/8/2023 1:03:19 PM | 12066 | 100 |  |  | 303868.0625 | 0 | 0 |  |  |  | 0
REF | ATC | 2033 | 7 | REF Mitchell Ext | Area 1001 Wind 2029 | Area 1001 Wind 2029 | 34.6881 | 100 | 34.6881 |  | 0 |  |  |  | 16640.4355 |  |  | -1 | 0 | Wind |  | 303868.0625 |  | 0 | 11639.1025 | 11639.1025 | 0 | -1 | 0 | 0 | 0 | 0 | 8760 | 0.34688 | 38.3031 | -10079.1279 | -33.1694 | 21718.2305 | 71.4726 |  | 1/1/2029 | 12/31/2099 |  | 0 | 0 | 2033 |  |  |  | 0 | 0 | Real 2021 ¦ 5/8/2023 1:03:19 PM | 12067 | 100 |  |  | 303868.0625 | 0 | 0 |  |  |  | 0
REF | ATC | 2033 | 1 | REF Portfolio | Area 1001 Wind 2030 | Area 1001 Wind 2030 | 34.6881 | 100 | 34.6881 |  | 0 |  |  |  | 16123.0029 |  |  | -1 | 0 | Wind |  | 303868.0625 |  | 0 | 11639.1025 | 11639.1025 | 0 | -1 | 0 | 0 | 0 | 0 | 8760 | 0.34688 | 38.3031 | -10079.1279 | -33.1694 | 21718.2305 | 71.4726 |  | 1/1/2030 | 12/31/2099 |  | 0 | 0 | 2033 |  |  |  | 0 | 0 | Real 2021 ¦ 5/8/2023 1:03:19 PM | 12068 | 100 |  |  | 303868.0625 | 0 | 0 |  |  |  | 0
REF | ATC | 2033 | 2 | REF-HC Portfolio | Area 1001 Wind 2030 | Area 1001 Wind 2030 | 34.6881 | 100 | 34.6881 |  | 0 |  |  |  | 16123.0029 |  |  | -1 | 0 | Wind |  | 303868.0625 |  | 0 | 11639.1025 | 11639.1025 | 0 | -1 | 0 | 0 | 0 | 0 | 8760 | 0.34688 | 38.3031 | -10079.1279 | -33.1694 | 21718.2305 | 71.4726 |  | 1/1/2030 | 12/31/2099 |  | 0 | 0 | 2033 |  |  |  | 0 | 0 | Real 2021 ¦ 5/8/2023 1:03:19 PM | 12069 | 100 |  |  | 303868.0625 | 0 | 0 |  |  |  | 0
REF | ATC | 2033 | 3 | CETA Portfolio | Area 1001 Wind 2030 | Area 1001 Wind 2030 | 34.6881 | 100 | 34.6881 |  | 0 |  |  |  | 16123.0029 |  |  | -1 | 0 | Wind |  | 303868.0625 |  | 0 | 11639.1025 | 11639.1025 | 0 | -1 | 0 | 0 | 0 | 0 | 8760 | 0.34688 | 38.3031 | -10079.1279 | -33.1694 | 21718.2305 | 71.4726 |  | 1/1/2030 | 12/31/2099 |  | 0 | 0 | 2033 |  |  |  | 0 | 0 | Real 2021 ¦ 5/8/2023 1:03:19 PM | 12070 | 100 |  |  | 303868.0625 | 0 | 0 |  |  |  | 0
REF | ATC | 2033 | 4 | ECR Portfolio | Area 1001 Wind 2030 | Area 1001 Wind 2030 | 34.6881 | 100 | 34.6881 |  | 0 |  |  |  | 16123.0029 |  |  | -1 | 0 | Wind |  | 303868.0625 |  | 0 | 11639.1025 | 11639.1025 | 0 | -1 | 0 | 0 | 0 | 0 | 8760 | 0.34688 | 38.3031 | -10079.1279 | -33.1694 | 21718.2305 | 71.4726 |  | 1/1/2030 | 12/31/2099 |  | 0 | 0 | 2033 |  |  |  | 0 | 0 | Real 2021 ¦ 5/8/2023 1:03:19 PM | 12071 | 100 |  |  | 303868.0625 | 0 | 0 |  |  |  | 0
REF | ATC | 2033 | 6 | CC Portfolio | Area 1001 Wind 2030 | Area 1001 Wind 2030 | 34.6881 | 100 | 34.6881 |  | 0 |  |  |  | 16123.0029 |  |  | -1 | 0 | Wind |  | 303868.0625 |  | 0 | 11639.1025 | 11639.1025 | 0 | -1 | 0 | 0 | 0 | 0 | 8760 | 0.34688 | 38.3031 | -10079.1279 | -33.1694 | 21718.2305 | 71.4726 |  | 1/1/2030 | 12/31/2099 |  | 0 | 0 | 2033 |  |  |  | 0 | 0 | Real 2021 ¦ 5/8/2023 1:03:19 PM | 12072 | 100 |  |  | 303868.0625 | 0 | 0 |  |  |  | 0
REF | ATC | 2033 | 7 | REF Mitchell Ext | Area 1001 Wind 2030 | Area 1001 Wind 2030 | 34.6881 | 100 | 34.6881 |  | 0 |  |  |  | 16123.0029 |  |  | -1 | 0 | Wind |  | 303868.0625 |  | 0 | 11639.1025 | 11639.1025 | 0 | -1 | 0 | 0 | 0 | 0 | 8760 | 0.34688 | 38.3031 | -10079.1279 | -33.1694 | 21718.2305 | 71.4726 |  | 1/1/2030 | 12/31/2099 |  | 0 | 0 | 2033 |  |  |  | 0 | 0 | Real 2021 ¦ 5/8/2023 1:03:19 PM | 12073 | 100 |  |  | 303868.0625 | 0 | 0 |  |  |  | 0
REF | ATC | 2033 | 9 | Preferred Plan | Area 1001 Wind 2030 | Area 1001 Wind 2030 | 34.6881 | 100 | 34.6881 |  | 0 |  |  |  | 16123.0029 |  |  | -1 | 0 | Wind |  | 303868.0625 |  | 0 | 11639.1025 | 11639.1025 | 0 | -1 | 0 | 0 | 0 | 0 | 8760 | 0.34688 | 38.3031 | -10079.1279 | -33.1694 | 21718.2305 | 71.4726 |  | 1/1/2030 | 12/31/2099 |  | 0 | 0 | 2033 |  |  |  | 0 | 0 | Real 2021 ¦ 5/8/2023 1:03:19 PM | 12074 | 100 |  |  | 303868.0625 | 0 | 0 |  |  |  | 0
REF | ATC | 2033 | 1 | REF Portfolio | Area 1001 Wind 2031 | Area 1001 Wind 2031 | 34.6881 | 100 | 34.6881 |  | 0 |  |  |  | 16200.0674 |  |  | -1 | 0 | Wind |  | 303868.0625 |  | 0 | 11639.1025 | 11639.1025 | 0 | -1 | 0 | 0 | 0 | 0 | 8760 | 0.34688 | 38.3031 | -10079.1279 | -33.1694 | 21718.2305 | 71.4726 |  | 1/1/2031 | 12/31/2099 |  | 0 | 0 | 2033 |  |  |  | 0 | 0 | Real 2021 ¦ 5/8/2023 1:03:19 PM | 12075 | 100 |  |  | 303868.0625 | 0 | 0 |  |  |  | 0
REF | ATC | 2033 | 2 | REF-HC Portfolio | Area 1001 Wind 2031 | Area 1001 Wind 2031 | 34.6881 | 100 | 34.6881 |  | 0 |  |  |  | 16200.0674 |  |  | -1 | 0 | Wind |  | 303868.0625 |  | 0 | 11639.1025 | 11639.1025 | 0 | -1 | 0 | 0 | 0 | 0 | 8760 | 0.34688 | 38.3031 | -10079.1279 | -33.1694 | 21718.2305 | 71.4726 |  | 1/1/2031 | 12/31/2099 |  | 0 | 0 | 2033 |  |  |  | 0 | 0 | Real 2021 ¦ 5/8/2023 1:03:19 PM | 12076 | 100 |  |  | 303868.0625 | 0 | 0 |  |  |  | 0
REF | ATC | 2033 | 3 | CETA Portfolio | Area 1001 Wind 2031 | Area 1001 Wind 2031 | 34.6881 | 100 | 34.6881 |  | 0 |  |  |  | 16200.0674 |  |  | -1 | 0 | Wind |  | 303868.0625 |  | 0 | 11639.1025 | 11639.1025 | 0 | -1 | 0 | 0 | 0 | 0 | 8760 | 0.34688 | 38.3031 | -10079.1279 | -33.1694 | 21718.2305 | 71.4726 |  | 1/1/2031 | 12/31/2099 |  | 0 | 0 | 2033 |  |  |  | 0 | 0 | Real 2021 ¦ 5/8/2023 1:03:19 PM | 12077 | 100 |  |  | 303868.0625 | 0 | 0 |  |  |  | 0
REF | ATC | 2033 | 4 | ECR Portfolio | Area 1001 Wind 2031 | Area 1001 Wind 2031 | 34.6881 | 100 | 34.6881 |  | 0 |  |  |  | 16200.0674 |  |  | -1 | 0 | Wind |  | 303868.0625 |  | 0 | 11639.1025 | 11639.1025 | 0 | -1 | 0 | 0 | 0 | 0 | 8760 | 0.34688 | 38.3031 | -10079.1279 | -33.1694 | 21718.2305 | 71.4726 |  | 1/1/2031 | 12/31/2099 |  | 0 | 0 | 2033 |  |  |  | 0 | 0 | Real 2021 ¦ 5/8/2023 1:03:19 PM | 12078 | 100 |  |  | 303868.0625 | 0 | 0 |  |  |  | 0
REF | ATC | 2033 | 6 | CC Portfolio | Area 1001 Wind 2031 | Area 1001 Wind 2031 | 34.6881 | 100 | 34.6881 |  | 0 |  |  |  | 16200.0674 |  |  | -1 | 0 | Wind |  | 303868.0625 |  | 0 | 11639.1025 | 11639.1025 | 0 | -1 | 0 | 0 | 0 | 0 | 8760 | 0.34688 | 38.3031 | -10079.1279 | -33.1694 | 21718.2305 | 71.4726 |  | 1/1/2031 | 12/31/2099 |  | 0 | 0 | 2033 |  |  |  | 0 | 0 | Real 2021 ¦ 5/8/2023 1:03:19 PM | 12079 | 100 |  |  | 303868.0625 | 0 | 0 |  |  |  | 0
REF | ATC | 2033 | 7 | REF Mitchell Ext | Area 1001 Wind 2031 | Area 1001 Wind 2031 | 34.6881 | 100 | 34.6881 |  | 0 |  |  |  | 16200.0674 |  |  | -1 | 0 | Wind |  | 303868.0625 |  | 0 | 11639.1025 | 11639.1025 | 0 | -1 | 0 | 0 | 0 | 0 | 8760 | 0.34688 | 38.3031 | -10079.1279 | -33.1694 | 21718.2305 | 71.4726 |  | 1/1/2031 | 12/31/2099 |  | 0 | 0 | 2033 |  |  |  | 0 | 0 | Real 2021 ¦ 5/8/2023 1:03:19 PM | 12080 | 100 |  |  | 303868.0625 | 0 | 0 |  |  |  | 0
REF | ATC | 2033 | 9 | Preferred Plan | Area 1001 Wind 2031 | Area 1001 Wind 2031 | 34.6881 | 100 | 34.6881 |  | 0 |  |  |  | 16200.0674 |  |  | -1 | 0 | Wind |  | 303868.0625 |  | 0 | 11639.1025 | 11639.1025 | 0 | -1 | 0 | 0 | 0 | 0 | 8760 | 0.34688 | 38.3031 | -10079.1279 | -33.1694 | 21718.2305 | 71.4726 |  | 1/1/2031 | 12/31/2099 |  | 0 | 0 | 2033 |  |  |  | 0 | 0 | Real 2021 ¦ 5/8/2023 1:03:19 PM | 12081 | 100 |  |  | 303868.0625 | 0 | 0 |  |  |  | 0
REF | ATC | 2033 | 1 | REF Portfolio | Area 1001 Wind 2032 | Area 1001 Wind 2032 | 34.6881 | 100 | 34.6881 |  | 0 |  |  |  | 16255.1133 |  |  | -1 | 0 | Wind |  | 303868.0625 |  | 0 | 11639.1025 | 11639.1025 | 0 | -1 | 0 | 0 | 0 | 0 | 8760 | 0.34688 | 38.3031 | -10079.1279 | -33.1694 | 21718.2305 | 71.4726 |  | 1/1/2032 | 12/31/2099 |  | 0 | 0 | 2033 |  |  |  | 0 | 0 | Real 2021 ¦ 5/8/2023 1:03:19 PM | 12082 | 100 |  |  | 303868.0625 | 0 | 0 |  |  |  | 0
REF | ATC | 2033 | 2 | REF-HC Portfolio | Area 1001 Wind 2032 | Area 1001 Wind 2032 | 34.6881 | 100 | 34.6881 |  | 0 |  |  |  | 16255.1133 |  |  | -1 | 0 | Wind |  | 303868.0625 |  | 0 | 11639.1025 | 11639.1025 | 0 | -1 | 0 | 0 | 0 | 0 | 8760 | 0.34688 | 38.3031 | -10079.1279 | -33.1694 | 21718.2305 | 71.4726 |  | 1/1/2032 | 12/31/2099 |  | 0 | 0 | 2033 |  |  |  | 0 | 0 | Real 2021 ¦ 5/8/2023 1:03:19 PM | 12083 | 100 |  |  | 303868.0625 | 0 | 0 |  |  |  | 0
REF | ATC | 2033 | 3 | CETA Portfolio | Area 1001 Wind 2032 | Area 1001 Wind 2032 | 34.6881 | 100 | 34.6881 |  | 0 |  |  |  | 16255.1133 |  |  | -1 | 0 | Wind |  | 303868.0625 |  | 0 | 11639.1025 | 11639.1025 | 0 | -1 | 0 | 0 | 0 | 0 | 8760 | 0.34688 | 38.3031 | -10079.1279 | -33.1694 | 21718.2305 | 71.4726 |  | 1/1/2032 | 12/31/2099 |  | 0 | 0 | 2033 |  |  |  | 0 | 0 | Real 2021 ¦ 5/8/2023 1:03:19 PM | 12084 | 100 |  |  | 303868.0625 | 0 | 0 |  |  |  | 0
REF | ATC | 2033 | 4 | ECR Portfolio | Area 1001 Wind 2032 | Area 1001 Wind 2032 | 34.6881 | 100 | 34.6881 |  | 0 |  |  |  | 16255.1133 |  |  | -1 | 0 | Wind |  | 303868.0625 |  | 0 | 11639.1025 | 11639.1025 | 0 | -1 | 0 | 0 | 0 | 0 | 8760 | 0.34688 | 38.3031 | -10079.1279 | -33.1694 | 21718.2305 | 71.4726 |  | 1/1/2032 | 12/31/2099 |  | 0 | 0 | 2033 |  |  |  | 0 | 0 | Real 2021 ¦ 5/8/2023 1:03:19 PM | 12085 | 100 |  |  | 303868.0625 | 0 | 0 |  |  |  | 0
REF | ATC | 2033 | 7 | REF Mitchell Ext | Area 1001 Wind 2032 | Area 1001 Wind 2032 | 34.6881 | 100 | 34.6881 |  | 0 |  |  |  | 16255.1133 |  |  | -1 | 0 | Wind |  | 303868.0625 |  | 0 | 11639.1025 | 11639.1025 | 0 | -1 | 0 | 0 | 0 | 0 | 8760 | 0.34688 | 38.3031 | -10079.1279 | -33.1694 | 21718.2305 | 71.4726 |  | 1/1/2032 | 12/31/2099 |  | 0 | 0 | 2033 |  |  |  | 0 | 0 | Real 2021 ¦ 5/8/2023 1:03:19 PM | 12086 | 100 |  |  | 303868.0625 | 0 | 0 |  |  |  | 0
REF | ATC | 2033 | 1 | REF Portfolio | Area 1001 Wind 2033 | Area 1001 Wind 2033 | 34.6881 | 100 | 34.6881 |  | 0 |  |  |  | 16304.6543 |  |  | -1 | 0 | Wind |  | 303868.0625 |  | 0 | 11639.1025 | 11639.1025 | 0 | -1 | 0 | 0 | 0 | 1 | 8760 | 0.34688 | 38.3031 | -10079.1279 | -33.1694 | 21718.2305 | 71.4726 |  | 1/1/2033 | 12/31/2099 |  | 0 | 0 | 2033 |  |  |  | 0 | 0 | Real 2021 ¦ 5/8/2023 1:03:19 PM | 12087 | 100 |  |  | 303868.0625 | 0 | 0 |  |  |  | 0
REF | ATC | 2033 | 2 | REF-HC Portfolio | Area 1001 Wind 2033 | Area 1001 Wind 2033 | 34.6881 | 100 | 34.6881 |  | 0 |  |  |  | 16304.6543 |  |  | -1 | 0 | Wind |  | 303868.0625 |  | 0 | 11639.1025 | 11639.1025 | 0 | -1 | 0 | 0 | 0 | 1 | 8760 | 0.34688 | 38.3031 | -10079.1279 | -33.1694 | 21718.2305 | 71.4726 |  | 1/1/2033 | 12/31/2099 |  | 0 | 0 | 2033 |  |  |  | 0 | 0 | Real 2021 ¦ 5/8/2023 1:03:19 PM | 12088 | 100 |  |  | 303868.0625 | 0 | 0 |  |  |  | 0
REF | ATC | 2033 | 3 | CETA Portfolio | Area 1001 Wind 2033 | Area 1001 Wind 2033 | 34.6881 | 100 | 34.6881 |  | 0 |  |  |  | 16304.6543 |  |  | -1 | 0 | Wind |  | 303868.0625 |  | 0 | 11639.1025 | 11639.1025 | 0 | -1 | 0 | 0 | 0 | 1 | 8760 | 0.34688 | 38.3031 | -10079.1279 | -33.1694 | 21718.2305 | 71.4726 |  | 1/1/2033 | 12/31/2099 |  | 0 | 0 | 2033 |  |  |  | 0 | 0 | Real 2021 ¦ 5/8/2023 1:03:19 PM | 12089 | 100 |  |  | 303868.0625 | 0 | 0 |  |  |  | 0
REF | ATC | 2033 | 4 | ECR Portfolio | Area 1001 Wind 2033 | Area 1001 Wind 2033 | 34.6881 | 100 | 34.6881 |  | 0 |  |  |  | 16304.6543 |  |  | -1 | 0 | Wind |  | 303868.0625 |  | 0 | 11639.1025 | 11639.1025 | 0 | -1 | 0 | 0 | 0 | 1 | 8760 | 0.34688 | 38.3031 | -10079.1279 | -33.1694 | 21718.2305 | 71.4726 |  | 1/1/2033 | 12/31/2099 |  | 0 | 0 | 2033 |  |  |  | 0 | 0 | Real 2021 ¦ 5/8/2023 1:03:19 PM | 12090 | 100 |  |  | 303868.0625 | 0 | 0 |  |  |  | 0
REF | ATC | 2033 | 7 | REF Mitchell Ext | Area 1001 Wind 2033 | Area 1001 Wind 2033 | 34.6881 | 100 | 34.6881 |  | 0 |  |  |  | 16304.6543 |  |  | -1 | 0 | Wind |  | 303868.0625 |  | 0 | 11639.1025 | 11639.1025 | 0 | -1 | 0 | 0 | 0 | 1 | 8760 | 0.34688 | 38.3031 | -10079.1279 | -33.1694 | 21718.2305 | 71.4726 |  | 1/1/2033 | 12/31/2099 |  | 0 | 0 | 2033 |  |  |  | 0 | 0 | Real 2021 ¦ 5/8/2023 1:03:19 PM | 12091 | 100 |  |  | 303868.0625 | 0 | 0 |  |  |  | 0
REF | ATC | 2033 | 1 | REF Portfolio | Area 1001 Wind 2034 | Area 1001 Wind 2034 | 0 | 0 | 0 |  | 0 |  |  |  | 0 |  |  | -1 | 0 | Wind |  | 0 |  | 0 | 0 | 0 | 0 | -1 | 0 | 0 | 0 | 0 | 0 |  |  | 0 |  | 0 |  |  | 1/1/2034 | 12/31/2099 |  | 0 | 0 | 2033 |  |  |  | 0 | 0 | Real 2021 ¦ 5/8/2023 1:03:19 PM | 12092 | 0 |  |  | 0 | 0 | 0 |  |  |  | 0
REF | ATC | 2033 | 7 | REF Mitchell Ext | Area 1001 Wind 2034 | Area 1001 Wind 2034 | 0 | 0 | 0 |  | 0 |  |  |  | 0 |  |  | -1 | 0 | Wind |  | 0 |  | 0 | 0 | 0 | 0 | -1 | 0 | 0 | 0 | 0 | 0 |  |  | 0 |  | 0 |  |  | 1/1/2034 | 12/31/2099 |  | 0 | 0 | 2033 |  |  |  | 0 | 0 | Real 2021 ¦ 5/8/2023 1:03:19 PM | 12093 | 0 |  |  | 0 | 0 | 0 |  |  |  | 0
REF | ATC | 2033 | 1 | REF Portfolio | Area 1001 Wind 2035 | Area 1001 Wind 2035 | 0 | 0 | 0 |  | 0 |  |  |  | 0 |  |  | -1 | 0 | Wind |  | 0 |  | 0 | 0 | 0 | 0 | -1 | 0 | 0 | 0 | 0 | 0 |  |  | 0 |  | 0 |  |  | 1/1/2035 | 12/31/2099 |  | 0 | 0 | 2033 |  |  |  | 0 | 0 | Real 2021 ¦ 5/8/2023 1:03:19 PM | 12094 | 0 |  |  | 0 | 0 | 0 |  |  |  | 0
REF | ATC | 2033 | 7 | REF Mitchell Ext | Area 1001 Wind 2035 | Area 1001 Wind 2035 | 0 | 0 | 0 |  | 0 |  |  |  | 0 |  |  | -1 | 0 | Wind |  | 0 |  | 0 | 0 | 0 | 0 | -1 | 0 | 0 | 0 | 0 | 0 |  |  | 0 |  | 0 |  |  | 1/1/2035 | 12/31/2099 |  | 0 | 0 | 2033 |  |  |  | 0 | 0 | Real 2021 ¦ 5/8/2023 1:03:19 PM | 12095 | 0 |  |  | 0 | 0 | 0 |  |  |  | 0
REF | ATC | 2033 | 2 | REF-HC Portfolio | Area 1001 Wind 2037 | Area 1001 Wind 2037 | 0 | 0 | 0 |  | 0 |  |  |  | 0 |  |  | -1 | 0 | Wind |  | 0 |  | 0 | 0 | 0 | 0 | -1 | 0 | 0 | 0 | 0 | 0 |  |  | 0 |  | 0 |  |  | 1/1/2037 | 12/31/2099 |  | 0 | 0 | 2033 |  |  |  | 0 | 0 | Real 2021 ¦ 5/8/2023 1:03:19 PM | 12096 | 0 |  |  | 0 | 0 | 0 |  |  |  | 0
REF | ATC | 2033 | 5 | NCR Portfolio | Area 1001 4-Hour Li-on Battery 2029 | Area 1001 4-Hour Li-on Battery 2029 | 100 | 100 | -1.8778 |  | 89.329 |  |  |  | 14873.4561 |  |  | -1 | 0 | 4-Hour Li-on Battery Storage |  | -16449.832 |  | 0 | 4047.1387 | 4047.1387 | 0 | -1 | 0 | 0 | 0 | 752 | 4660 | -0.018778 |  | 0 |  | 978.787 |  |  | 1/1/2029 | 12/31/2038 |  | 0 | 0 | 2033 |  |  |  | 0 | 0 | Real 2021 ¦ 5/8/2023 1:03:19 PM | 12097 | 100 |  |  | 82756.7656 | 84325.6094 | 3998.946 |  |  |  | 0
REF | ATC | 2033 | 8 | REF No Wind Portfolio | Area 1001 4-Hour Li-on Battery 2029 | Area 1001 4-Hour Li-on Battery 2029 | 50 | 50 | -0.93892 |  | 44.6645 |  |  |  | 7436.728 |  |  | -1 | 0 | 4-Hour Li-on Battery Storage |  | -8224.916 |  | 0 | 2023.5693 | 2023.5693 | 0 | -1 | 0 | 0 | 0 | 752 | 4660 | -0.018778 |  | 0 |  | 489.3935 |  |  | 1/1/2029 | 12/31/2038 |  | 0 | 0 | 2033 |  |  |  | 0 | 0 | Real 2021 ¦ 5/8/2023 1:03:19 PM | 12098 | 50 |  |  | 41378.3828 | 42162.8047 | 1999.473 |  |  |  | 0
REF | ATC | 2033 | 4 | ECR Portfolio | Area 1001 4-Hour Li-on Battery 2032 | Area 1001 4-Hour Li-on Battery 2032 | 200 | 200 | -3.753 |  | 178.493 |  |  |  | 29141.4043 |  |  | -1 | 0 | 4-Hour Li-on Battery Storage |  | -32876.0391 |  | 0 | 8089.9111 | 8089.9111 | 0 | -1 | 0 | 0 | 0 | 753 | 4661 | -0.018765 |  | 0 |  | 1959.6062 |  |  | 1/1/2032 | 12/31/2041 |  | 0 | 0 | 2033 |  |  |  | 0 | 0 | Real 2021 ¦ 5/8/2023 1:03:19 PM | 12099 | 200 |  |  | 165398.9062 | 168533.7031 | 7989.5532 |  |  |  | 0
REF | ATC | 2033 | 3 | CETA Portfolio | Area 1001 4-Hour Li-on Battery 2035 | Area 1001 4-Hour Li-on Battery 2035 | 0 | 0 | 0 |  | 1.8373e-06 |  |  |  | 0 |  |  | -1 | 0 | 4-Hour Li-on Battery Storage |  | 0 |  | 0 | 0 | 0 | 0 | -1 | 0 | 0 | 0 | 0 | 0 |  |  | 0 |  | 0 |  |  | 1/1/2035 | 12/31/2044 |  | 0 | 0 | 2033 |  |  |  | 0 | 0 | Real 2021 ¦ 5/8/2023 1:03:19 PM | 12100 | 0 |  |  | 0 | 0 | 0 |  |  |  | 0
REF | ATC | 2033 | 5 | NCR Portfolio | Area 1001 4-Hour Li-on Battery 2035 | Area 1001 4-Hour Li-on Battery 2035 | 0 | 0 | 0 |  | 1.8373e-06 |  |  |  | 0 |  |  | -1 | 0 | 4-Hour Li-on Battery Storage |  | 0 |  | 0 | 0 | 0 | 0 | -1 | 0 | 0 | 0 | 0 | 0 |  |  | 0 |  | 0 |  |  | 1/1/2035 | 12/31/2044 |  | 0 | 0 | 2033 |  |  |  | 0 | 0 | Real 2021 ¦ 5/8/2023 1:03:19 PM | 12101 | 0 |  |  | 0 | 0 | 0 |  |  |  | 0
REF | ATC | 2033 | 6 | CC Portfolio | Area 1001 4-Hour Li-on Battery 2035 | Area 1001 4-Hour Li-on Battery 2035 | 0 | 0 | 0 |  | 1.8373e-06 |  |  |  | 0 |  |  | -1 | 0 | 4-Hour Li-on Battery Storage |  | 0 |  | 0 | 0 | 0 | 0 | -1 | 0 | 0 | 0 | 0 | 0 |  |  | 0 |  | 0 |  |  | 1/1/2035 | 12/31/2044 |  | 0 | 0 | 2033 |  |  |  | 0 | 0 | Real 2021 ¦ 5/8/2023 1:03:19 PM | 12102 | 0 |  |  | 0 | 0 | 0 |  |  |  | 0
REF | ATC | 2033 | 9 | Preferred Plan | Area 1001 4-Hour Li-on Battery 2035 | Area 1001 4-Hour Li-on Battery 2035 | 0 | 0 | 0 |  | 1.8373e-06 |  |  |  | 0 |  |  | -1 | 0 | 4-Hour Li-on Battery Storage |  | 0 |  | 0 | 0 | 0 | 0 | -1 | 0 | 0 | 0 | 0 | 0 |  |  | 0 |  | 0 |  |  | 1/1/2035 | 12/31/2044 |  | 0 | 0 | 2033 |  |  |  | 0 | 0 | Real 2021 ¦ 5/8/2023 1:03:19 PM | 12103 | 0 |  |  | 0 | 0 | 0 |  |  |  | 0
REF | ATC | 2033 | 4 | ECR Portfolio | Solar+Storage 3-1 2028 | Solar+Storage 3-1 2028 | 32.8221 | 32.8221 | 32.8221 |  | 0 |  |  |  | 25277.168 |  |  | -1 | 0 | Solar |  | 287521.25 |  | 0 | 10786.0059 | 10786.0059 | 0 | -1 | 0 | 0 | 0 | 686 | 4527 | 1 | 37.5138 | 0 | 0 | 10786.0059 | 37.5138 |  | 1/1/2028 | 12/31/2099 |  | 0 | 0 | 2033 |  |  |  | 0 | 0 | Real 2021 ¦ 5/8/2023 1:03:19 PM | 12104 | 200 |  |  | 287521.25 | 0 | 0 |  |  |  | 0
REF | ATC | 2033 | 8 | REF No Wind Portfolio | Solar+Storage 3-1 2028 | Solar+Storage 3-1 2028 | 49.2331 | 49.2331 | 49.2331 |  | 0 |  |  |  | 37915.7539 |  |  | -1 | 0 | Solar |  | 431281.875 |  | 0 | 16179.0088 | 16179.0088 | 0 | -1 | 0 | 0 | 0 | 686 | 4527 | 1 | 37.5138 | 0 | 0 | 16179.0088 | 37.5138 |  | 1/1/2028 | 12/31/2099 |  | 0 | 0 | 2033 |  |  |  | 0 | 0 | Real 2021 ¦ 5/8/2023 1:03:19 PM | 12105 | 300 |  |  | 431281.875 | 0 | 0 |  |  |  | 0
REF | ATC | 2033 | 1 | REF Portfolio | Tier 2 Area 1001 Solar 2028 | Tier 2 Area 1001 Solar 2028 | 22.8336 | 100 | 22.8336 |  | 0 |  |  |  | 15236.7607 |  |  | -1 | 0 | Solar |  | 200022.6875 |  | 0 | 6678.3848 | 6678.3848 | 0 | -1 | 0 | 0 | 0 | 365 | 4383 | 0.22834 | 33.3881 | -6634.6372 | -33.1694 | 13313.0225 | 66.5576 |  | 1/1/2028 | 12/31/2099 |  | 0 | 0 | 2033 |  |  |  | 0 | 0 | Real 2021 ¦ 5/8/2023 1:03:19 PM | 12106 | 100 |  |  | 200022.6875 | 0 | 0 |  |  |  | 0
REF | ATC | 2033 | 2 | REF-HC Portfolio | Tier 2 Area 1001 Solar 2028 | Tier 2 Area 1001 Solar 2028 | 57.0841 | 250 | 57.0841 |  | 0 |  |  |  | 38091.9023 |  |  | -1 | 0 | Solar |  | 500056.75 |  | 0 | 16695.9629 | 16695.9629 | 0 | -1 | 0 | 0 | 0 | 365 | 4383 | 0.22834 | 33.3881 | -16586.5938 | -33.1694 | 33282.5547 | 66.5576 |  | 1/1/2028 | 12/31/2099 |  | 0 | 0 | 2033 |  |  |  | 0 | 0 | Real 2021 ¦ 5/8/2023 1:03:19 PM | 12107 | 250 |  |  | 500056.75 | 0 | 0 |  |  |  | 0
REF | ATC | 2033 | 3 | CETA Portfolio | Tier 2 Area 1001 Solar 2028 | Tier 2 Area 1001 Solar 2028 | 68.5009 | 300 | 68.5009 |  | 0 |  |  |  | 45710.2812 |  |  | -1 | 0 | Solar |  | 600068.0625 |  | 0 | 20035.1543 | 20035.1543 | 0 | -1 | 0 | 0 | 0 | 365 | 4383 | 0.22834 | 33.3881 | -19903.9121 | -33.1694 | 39939.0664 | 66.5576 |  | 1/1/2028 | 12/31/2099 |  | 0 | 0 | 2033 |  |  |  | 0 | 0 | Real 2021 ¦ 5/8/2023 1:03:19 PM | 12108 | 300 |  |  | 600068.0625 | 0 | 0 |  |  |  | 0
REF | ATC | 2033 | 4 | ECR Portfolio | Tier 2 Area 1001 Solar 2028 | Tier 2 Area 1001 Solar 2028 | 68.5009 | 300 | 68.5009 |  | 0 |  |  |  | 45710.2812 |  |  | -1 | 0 | Solar |  | 600068.0625 |  | 0 | 20035.1543 | 20035.1543 | 0 | -1 | 0 | 0 | 0 | 365 | 4383 | 0.22834 | 33.3881 | -19903.9121 | -33.1694 | 39939.0664 | 66.5576 |  | 1/1/2028 | 12/31/2099 |  | 0 | 0 | 2033 |  |  |  | 0 | 0 | Real 2021 ¦ 5/8/2023 1:03:19 PM | 12109 | 300 |  |  | 600068.0625 | 0 | 0 |  |  |  | 0
REF | ATC | 2033 | 5 | NCR Portfolio | Tier 2 Area 1001 Solar 2028 | Tier 2 Area 1001 Solar 2028 | 22.8336 | 100 | 22.8336 |  | 0 |  |  |  | 15236.7607 |  |  | -1 | 0 | Solar |  | 200022.6875 |  | 0 | 6678.3848 | 6678.3848 | 0 | -1 | 0 | 0 | 0 | 365 | 4383 | 0.22834 | 33.3881 | -6634.6372 | -33.1694 | 13313.0225 | 66.5576 |  | 1/1/2028 | 12/31/2099 |  | 0 | 0 | 2033 |  |  |  | 0 | 0 | Real 2021 ¦ 5/8/2023 1:03:19 PM | 12110 | 100 |  |  | 200022.6875 | 0 | 0 |  |  |  | 0
REF | ATC | 2033 | 6 | CC Portfolio | Tier 2 Area 1001 Solar 2028 | Tier 2 Area 1001 Solar 2028 | 68.5009 | 300 | 68.5009 |  | 0 |  |  |  | 45710.2812 |  |  | -1 | 0 | Solar |  | 600068.0625 |  | 0 | 20035.1543 | 20035.1543 | 0 | -1 | 0 | 0 | 0 | 365 | 4383 | 0.22834 | 33.3881 | -19903.9121 | -33.1694 | 39939.0664 | 66.5576 |  | 1/1/2028 | 12/31/2099 |  | 0 | 0 | 2033 |  |  |  | 0 | 0 | Real 2021 ¦ 5/8/2023 1:03:19 PM | 12111 | 300 |  |  | 600068.0625 | 0 | 0 |  |  |  | 0
REF | ATC | 2033 | 7 | REF Mitchell Ext | Tier 2 Area 1001 Solar 2028 | Tier 2 Area 1001 Solar 2028 | 22.8336 | 100 | 22.8336 |  | 0 |  |  |  | 15236.7607 |  |  | -1 | 0 | Solar |  | 200022.6875 |  | 0 | 6678.3848 | 6678.3848 | 0 | -1 | 0 | 0 | 0 | 365 | 4383 | 0.22834 | 33.3881 | -6634.6372 | -33.1694 | 13313.0225 | 66.5576 |  | 1/1/2028 | 12/31/2099 |  | 0 | 0 | 2033 |  |  |  | 0 | 0 | Real 2021 ¦ 5/8/2023 1:03:19 PM | 12112 | 100 |  |  | 200022.6875 | 0 | 0 |  |  |  | 0
REF | ATC | 2033 | 8 | REF No Wind Portfolio | Tier 2 Area 1001 Solar 2028 | Tier 2 Area 1001 Solar 2028 | 68.5009 | 300 | 68.5009 |  | 0 |  |  |  | 45710.2812 |  |  | -1 | 0 | Solar |  | 600068.0625 |  | 0 | 20035.1543 | 20035.1543 | 0 | -1 | 0 | 0 | 0 | 365 | 4383 | 0.22834 | 33.3881 | -19903.9121 | -33.1694 | 39939.0664 | 66.5576 |  | 1/1/2028 | 12/31/2099 |  | 0 | 0 | 2033 |  |  |  | 0 | 0 | Real 2021 ¦ 5/8/2023 1:03:19 PM | 12113 | 300 |  |  | 600068.0625 | 0 | 0 |  |  |  | 0
REF | ATC | 2033 | 9 | Preferred Plan | Tier 2 Area 1001 Solar 2028 | Tier 2 Area 1001 Solar 2028 | 68.5009 | 300 | 68.5009 |  | 0 |  |  |  | 45710.2812 |  |  | -1 | 0 | Solar |  | 600068.0625 |  | 0 | 20035.1543 | 20035.1543 | 0 | -1 | 0 | 0 | 0 | 365 | 4383 | 0.22834 | 33.3881 | -19903.9121 | -33.1694 | 39939.0664 | 66.5576 |  | 1/1/2028 | 12/31/2099 |  | 0 | 0 | 2033 |  |  |  | 0 | 0 | Real 2021 ¦ 5/8/2023 1:03:19 PM | 12114 | 300 |  |  | 600068.0625 | 0 | 0 |  |  |  | 0
REF | ATC | 2033 | 4 | ECR Portfolio | Tier 2 Area 1001 Solar 2029 | Tier 2 Area 1001 Solar 2029 | 34.2505 | 150 | 34.2505 |  | 0 |  |  |  | 21988.1641 |  |  | -1 | 0 | Solar |  | 300034.0312 |  | 0 | 10017.5771 | 10017.5771 | 0 | -1 | 0 | 0 | 0 | 365 | 4383 | 0.22834 | 33.3881 | -9951.9561 | -33.1694 | 19969.5332 | 66.5576 |  | 1/1/2029 | 12/31/2099 |  | 0 | 0 | 2033 |  |  |  | 0 | 0 | Real 2021 ¦ 5/8/2023 1:03:19 PM | 12115 | 150 |  |  | 300034.0312 | 0 | 0 |  |  |  | 0
REF | ATC | 2033 | 8 | REF No Wind Portfolio | Tier 2 Area 1001 Solar 2029 | Tier 2 Area 1001 Solar 2029 | 22.8336 | 100 | 22.8336 |  | 0 |  |  |  | 14658.7764 |  |  | -1 | 0 | Solar |  | 200022.6875 |  | 0 | 6678.3848 | 6678.3848 | 0 | -1 | 0 | 0 | 0 | 365 | 4383 | 0.22834 | 33.3881 | -6634.6372 | -33.1694 | 13313.0225 | 66.5576 |  | 1/1/2029 | 12/31/2099 |  | 0 | 0 | 2033 |  |  |  | 0 | 0 | Real 2021 ¦ 5/8/2023 1:03:19 PM | 12116 | 100 |  |  | 200022.6875 | 0 | 0 |  |  |  | 0
REF | ATC | 2033 | 2 | REF-HC Portfolio | Tier 2 Area 1001 Wind 2026 | Tier 2 Area 1001 Wind 2026 | 34.6881 | 100 | 34.6881 |  | 0 |  |  |  | 19684.4844 |  |  | -1 | 0 | Wind |  | 303868.0625 |  | 0 | 11639.1025 | 11639.1025 | 0 | -1 | 0 | 0 | 0 | 0 | 8760 | 0.34688 | 38.3031 | -10079.1279 | -33.1694 | 21718.2305 | 71.4726 |  | 1/1/2026 | 12/31/2099 |  | 0 | 0 | 2033 |  |  |  | 0 | 0 | Real 2021 ¦ 5/8/2023 1:03:19 PM | 12117 | 100 |  |  | 303868.0625 | 0 | 0 |  |  |  | 0
REF | ATC | 2033 | 3 | CETA Portfolio | Tier 2 Area 1001 Wind 2026 | Tier 2 Area 1001 Wind 2026 | 34.6881 | 100 | 34.6881 |  | 0 |  |  |  | 19684.4844 |  |  | -1 | 0 | Wind |  | 303868.0625 |  | 0 | 11639.1025 | 11639.1025 | 0 | -1 | 0 | 0 | 0 | 0 | 8760 | 0.34688 | 38.3031 | -10079.1279 | -33.1694 | 21718.2305 | 71.4726 |  | 1/1/2026 | 12/31/2099 |  | 0 | 0 | 2033 |  |  |  | 0 | 0 | Real 2021 ¦ 5/8/2023 1:03:19 PM | 12118 | 100 |  |  | 303868.0625 | 0 | 0 |  |  |  | 0
REF | ATC | 2033 | 4 | ECR Portfolio | Tier 2 Area 1001 Wind 2026 | Tier 2 Area 1001 Wind 2026 | 34.6881 | 100 | 34.6881 |  | 0 |  |  |  | 19684.4844 |  |  | -1 | 0 | Wind |  | 303868.0625 |  | 0 | 11639.1025 | 11639.1025 | 0 | -1 | 0 | 0 | 0 | 0 | 8760 | 0.34688 | 38.3031 | -10079.1279 | -33.1694 | 21718.2305 | 71.4726 |  | 1/1/2026 | 12/31/2099 |  | 0 | 0 | 2033 |  |  |  | 0 | 0 | Real 2021 ¦ 5/8/2023 1:03:19 PM | 12119 | 100 |  |  | 303868.0625 | 0 | 0 |  |  |  | 0
REF | ATC | 2033 | 5 | NCR Portfolio | Tier 2 Area 1001 Wind 2026 | Tier 2 Area 1001 Wind 2026 | 34.6881 | 100 | 34.6881 |  | 0 |  |  |  | 19684.4844 |  |  | -1 | 0 | Wind |  | 303868.0625 |  | 0 | 11639.1025 | 11639.1025 | 0 | -1 | 0 | 0 | 0 | 0 | 8760 | 0.34688 | 38.3031 | -10079.1279 | -33.1694 | 21718.2305 | 71.4726 |  | 1/1/2026 | 12/31/2099 |  | 0 | 0 | 2033 |  |  |  | 0 | 0 | Real 2021 ¦ 5/8/2023 1:03:19 PM | 12120 | 100 |  |  | 303868.0625 | 0 | 0 |  |  |  | 0
REF | ATC | 2033 | 2 | REF-HC Portfolio | Tier 2 Area 1001 Wind 2027 | Tier 2 Area 1001 Wind 2027 | 34.6881 | 100 | 34.6881 |  | 0 |  |  |  | 19145.0332 |  |  | -1 | 0 | Wind |  | 303868.0625 |  | 0 | 11639.1025 | 11639.1025 | 0 | -1 | 0 | 0 | 0 | 0 | 8760 | 0.34688 | 38.3031 | -10079.1279 | -33.1694 | 21718.2305 | 71.4726 |  | 1/1/2027 | 12/31/2099 |  | 0 | 0 | 2033 |  |  |  | 0 | 0 | Real 2021 ¦ 5/8/2023 1:03:19 PM | 12121 | 100 |  |  | 303868.0625 | 0 | 0 |  |  |  | 0
REF | ATC | 2033 | 3 | CETA Portfolio | Tier 2 Area 1001 Wind 2027 | Tier 2 Area 1001 Wind 2027 | 34.6881 | 100 | 34.6881 |  | 0 |  |  |  | 19145.0332 |  |  | -1 | 0 | Wind |  | 303868.0625 |  | 0 | 11639.1025 | 11639.1025 | 0 | -1 | 0 | 0 | 0 | 0 | 8760 | 0.34688 | 38.3031 | -10079.1279 | -33.1694 | 21718.2305 | 71.4726 |  | 1/1/2027 | 12/31/2099 |  | 0 | 0 | 2033 |  |  |  | 0 | 0 | Real 2021 ¦ 5/8/2023 1:03:19 PM | 12122 | 100 |  |  | 303868.0625 | 0 | 0 |  |  |  | 0
REF | ATC | 2033 | 4 | ECR Portfolio | Tier 2 Area 1001 Wind 2027 | Tier 2 Area 1001 Wind 2027 | 34.6881 | 100 | 34.6881 |  | 0 |  |  |  | 19145.0332 |  |  | -1 | 0 | Wind |  | 303868.0625 |  | 0 | 11639.1025 | 11639.1025 | 0 | -1 | 0 | 0 | 0 | 0 | 8760 | 0.34688 | 38.3031 | -10079.1279 | -33.1694 | 21718.2305 | 71.4726 |  | 1/1/2027 | 12/31/2099 |  | 0 | 0 | 2033 |  |  |  | 0 | 0 | Real 2021 ¦ 5/8/2023 1:03:19 PM | 12123 | 100 |  |  | 303868.0625 | 0 | 0 |  |  |  | 0
REF | ATC | 2033 | 5 | NCR Portfolio | Tier 2 Area 1001 Wind 2027 | Tier 2 Area 1001 Wind 2027 | 34.6881 | 100 | 34.6881 |  | 0 |  |  |  | 19145.0332 |  |  | -1 | 0 | Wind |  | 303868.0625 |  | 0 | 11639.1025 | 11639.1025 | 0 | -1 | 0 | 0 | 0 | 0 | 8760 | 0.34688 | 38.3031 | -10079.1279 | -33.1694 | 21718.2305 | 71.4726 |  | 1/1/2027 | 12/31/2099 |  | 0 | 0 | 2033 |  |  |  | 0 | 0 | Real 2021 ¦ 5/8/2023 1:03:19 PM | 12124 | 100 |  |  | 303868.0625 | 0 | 0 |  |  |  | 0
REF | ATC | 2033 | 6 | CC Portfolio | Tier 2 Area 1001 Wind 2027 | Tier 2 Area 1001 Wind 2027 | 34.6881 | 100 | 34.6881 |  | 0 |  |  |  | 19145.0332 |  |  | -1 | 0 | Wind |  | 303868.0625 |  | 0 | 11639.1025 | 11639.1025 | 0 | -1 | 0 | 0 | 0 | 0 | 8760 | 0.34688 | 38.3031 | -10079.1279 | -33.1694 | 21718.2305 | 71.4726 |  | 1/1/2027 | 12/31/2099 |  | 0 | 0 | 2033 |  |  |  | 0 | 0 | Real 2021 ¦ 5/8/2023 1:03:19 PM | 12125 | 100 |  |  | 303868.0625 | 0 | 0 |  |  |  | 0
REF | ATC | 2033 | 9 | Preferred Plan | Tier 2 Area 1001 Wind 2027 | Tier 2 Area 1001 Wind 2027 | 34.6881 | 100 | 34.6881 |  | 0 |  |  |  | 19145.0332 |  |  | -1 | 0 | Wind |  | 303868.0625 |  | 0 | 11639.1025 | 11639.1025 | 0 | -1 | 0 | 0 | 0 | 0 | 8760 | 0.34688 | 38.3031 | -10079.1279 | -33.1694 | 21718.2305 | 71.4726 |  | 1/1/2027 | 12/31/2099 |  | 0 | 0 | 2033 |  |  |  | 0 | 0 | Real 2021 ¦ 5/8/2023 1:03:19 PM | 12126 | 100 |  |  | 303868.0625 | 0 | 0 |  |  |  | 0
REF | ATC | 2033 | 1 | REF Portfolio | Tier 2 Area 1001 Wind 2028 | Tier 2 Area 1001 Wind 2028 | 34.6881 | 100 | 34.6881 |  | 0 |  |  |  | 18556.041 |  |  | -1 | 0 | Wind |  | 303868.0625 |  | 0 | 11639.1025 | 11639.1025 | 0 | -1 | 0 | 0 | 0 | 0 | 8760 | 0.34688 | 38.3031 | -10079.1279 | -33.1694 | 21718.2305 | 71.4726 |  | 1/1/2028 | 12/31/2099 |  | 0 | 0 | 2033 |  |  |  | 0 | 0 | Real 2021 ¦ 5/8/2023 1:03:19 PM | 12127 | 100 |  |  | 303868.0625 | 0 | 0 |  |  |  | 0
REF | ATC | 2033 | 2 | REF-HC Portfolio | Tier 2 Area 1001 Wind 2028 | Tier 2 Area 1001 Wind 2028 | 34.6881 | 100 | 34.6881 |  | 0 |  |  |  | 18556.041 |  |  | -1 | 0 | Wind |  | 303868.0625 |  | 0 | 11639.1025 | 11639.1025 | 0 | -1 | 0 | 0 | 0 | 0 | 8760 | 0.34688 | 38.3031 | -10079.1279 | -33.1694 | 21718.2305 | 71.4726 |  | 1/1/2028 | 12/31/2099 |  | 0 | 0 | 2033 |  |  |  | 0 | 0 | Real 2021 ¦ 5/8/2023 1:03:19 PM | 12128 | 100 |  |  | 303868.0625 | 0 | 0 |  |  |  | 0
REF | ATC | 2033 | 3 | CETA Portfolio | Tier 2 Area 1001 Wind 2028 | Tier 2 Area 1001 Wind 2028 | 34.6881 | 100 | 34.6881 |  | 0 |  |  |  | 18556.041 |  |  | -1 | 0 | Wind |  | 303868.0625 |  | 0 | 11639.1025 | 11639.1025 | 0 | -1 | 0 | 0 | 0 | 0 | 8760 | 0.34688 | 38.3031 | -10079.1279 | -33.1694 | 21718.2305 | 71.4726 |  | 1/1/2028 | 12/31/2099 |  | 0 | 0 | 2033 |  |  |  | 0 | 0 | Real 2021 ¦ 5/8/2023 1:03:19 PM | 12129 | 100 |  |  | 303868.0625 | 0 | 0 |  |  |  | 0
REF | ATC | 2033 | 4 | ECR Portfolio | Tier 2 Area 1001 Wind 2028 | Tier 2 Area 1001 Wind 2028 | 34.6881 | 100 | 34.6881 |  | 0 |  |  |  | 18556.041 |  |  | -1 | 0 | Wind |  | 303868.0625 |  | 0 | 11639.1025 | 11639.1025 | 0 | -1 | 0 | 0 | 0 | 0 | 8760 | 0.34688 | 38.3031 | -10079.1279 | -33.1694 | 21718.2305 | 71.4726 |  | 1/1/2028 | 12/31/2099 |  | 0 | 0 | 2033 |  |  |  | 0 | 0 | Real 2021 ¦ 5/8/2023 1:03:19 PM | 12130 | 100 |  |  | 303868.0625 | 0 | 0 |  |  |  | 0
REF | ATC | 2033 | 5 | NCR Portfolio | Tier 2 Area 1001 Wind 2028 | Tier 2 Area 1001 Wind 2028 | 34.6881 | 100 | 34.6881 |  | 0 |  |  |  | 18556.041 |  |  | -1 | 0 | Wind |  | 303868.0625 |  | 0 | 11639.1025 | 11639.1025 | 0 | -1 | 0 | 0 | 0 | 0 | 8760 | 0.34688 | 38.3031 | -10079.1279 | -33.1694 | 21718.2305 | 71.4726 |  | 1/1/2028 | 12/31/2099 |  | 0 | 0 | 2033 |  |  |  | 0 | 0 | Real 2021 ¦ 5/8/2023 1:03:19 PM | 12131 | 100 |  |  | 303868.0625 | 0 | 0 |  |  |  | 0
REF | ATC | 2033 | 6 | CC Portfolio | Tier 2 Area 1001 Wind 2028 | Tier 2 Area 1001 Wind 2028 | 34.6881 | 100 | 34.6881 |  | 0 |  |  |  | 18556.041 |  |  | -1 | 0 | Wind |  | 303868.0625 |  | 0 | 11639.1025 | 11639.1025 | 0 | -1 | 0 | 0 | 0 | 0 | 8760 | 0.34688 | 38.3031 | -10079.1279 | -33.1694 | 21718.2305 | 71.4726 |  | 1/1/2028 | 12/31/2099 |  | 0 | 0 | 2033 |  |  |  | 0 | 0 | Real 2021 ¦ 5/8/2023 1:03:19 PM | 12132 | 100 |  |  | 303868.0625 | 0 | 0 |  |  |  | 0
REF | ATC | 2033 | 7 | REF Mitchell Ext | Tier 2 Area 1001 Wind 2028 | Tier 2 Area 1001 Wind 2028 | 34.6881 | 100 | 34.6881 |  | 0 |  |  |  | 18556.041 |  |  | -1 | 0 | Wind |  | 303868.0625 |  | 0 | 11639.1025 | 11639.1025 | 0 | -1 | 0 | 0 | 0 | 0 | 8760 | 0.34688 | 38.3031 | -10079.1279 | -33.1694 | 21718.2305 | 71.4726 |  | 1/1/2028 | 12/31/2099 |  | 0 | 0 | 2033 |  |  |  | 0 | 0 | Real 2021 ¦ 5/8/2023 1:03:19 PM | 12133 | 100 |  |  | 303868.0625 | 0 | 0 |  |  |  | 0
REF | ATC | 2033 | 9 | Preferred Plan | Tier 2 Area 1001 Wind 2028 | Tier 2 Area 1001 Wind 2028 | 34.6881 | 100 | 34.6881 |  | 0 |  |  |  | 18556.041 |  |  | -1 | 0 | Wind |  | 303868.0625 |  | 0 | 11639.1025 | 11639.1025 | 0 | -1 | 0 | 0 | 0 | 0 | 8760 | 0.34688 | 38.3031 | -10079.1279 | -33.1694 | 21718.2305 | 71.4726 |  | 1/1/2028 | 12/31/2099 |  | 0 | 0 | 2033 |  |  |  | 0 | 0 | Real 2021 ¦ 5/8/2023 1:03:19 PM | 12134 | 100 |  |  | 303868.0625 | 0 | 0 |  |  |  | 0
REF | ATC | 2033 | 1 | REF Portfolio | Tier 2 Area 1001 Wind 2029 | Tier 2 Area 1001 Wind 2029 | 34.6881 | 100 | 34.6881 |  | 0 |  |  |  | 18022.0938 |  |  | -1 | 0 | Wind |  | 303868.0625 |  | 0 | 11639.1025 | 11639.1025 | 0 | -1 | 0 | 0 | 0 | 0 | 8760 | 0.34688 | 38.3031 | -10079.1279 | -33.1694 | 21718.2305 | 71.4726 |  | 1/1/2029 | 12/31/2099 |  | 0 | 0 | 2033 |  |  |  | 0 | 0 | Real 2021 ¦ 5/8/2023 1:03:19 PM | 12135 | 100 |  |  | 303868.0625 | 0 | 0 |  |  |  | 0
REF | ATC | 2033 | 3 | CETA Portfolio | Tier 2 Area 1001 Wind 2029 | Tier 2 Area 1001 Wind 2029 | 34.6881 | 100 | 34.6881 |  | 0 |  |  |  | 18022.0938 |  |  | -1 | 0 | Wind |  | 303868.0625 |  | 0 | 11639.1025 | 11639.1025 | 0 | -1 | 0 | 0 | 0 | 0 | 8760 | 0.34688 | 38.3031 | -10079.1279 | -33.1694 | 21718.2305 | 71.4726 |  | 1/1/2029 | 12/31/2099 |  | 0 | 0 | 2033 |  |  |  | 0 | 0 | Real 2021 ¦ 5/8/2023 1:03:19 PM | 12136 | 100 |  |  | 303868.0625 | 0 | 0 |  |  |  | 0
REF | ATC | 2033 | 4 | ECR Portfolio | Tier 2 Area 1001 Wind 2029 | Tier 2 Area 1001 Wind 2029 | 34.6881 | 100 | 34.6881 |  | 0 |  |  |  | 18022.0938 |  |  | -1 | 0 | Wind |  | 303868.0625 |  | 0 | 11639.1025 | 11639.1025 | 0 | -1 | 0 | 0 | 0 | 0 | 8760 | 0.34688 | 38.3031 | -10079.1279 | -33.1694 | 21718.2305 | 71.4726 |  | 1/1/2029 | 12/31/2099 |  | 0 | 0 | 2033 |  |  |  | 0 | 0 | Real 2021 ¦ 5/8/2023 1:03:19 PM | 12137 | 100 |  |  | 303868.0625 | 0 | 0 |  |  |  | 0
REF | ATC | 2033 | 7 | REF Mitchell Ext | Tier 2 Area 1001 Wind 2029 | Tier 2 Area 1001 Wind 2029 | 34.6881 | 100 | 34.6881 |  | 0 |  |  |  | 18022.0938 |  |  | -1 | 0 | Wind |  | 303868.0625 |  | 0 | 11639.1025 | 11639.1025 | 0 | -1 | 0 | 0 | 0 | 0 | 8760 | 0.34688 | 38.3031 | -10079.1279 | -33.1694 | 21718.2305 | 71.4726 |  | 1/1/2029 | 12/31/2099 |  | 0 | 0 | 2033 |  |  |  | 0 | 0 | Real 2021 ¦ 5/8/2023 1:03:19 PM | 12138 | 100 |  |  | 303868.0625 | 0 | 0 |  |  |  | 0
REF | ATC | 2033 | 6 | CC Portfolio | Area 1001 Gas CC 1x1 2029 | Area 1001 Gas CC 1x1 2029 | 362.0284 | 399.0869 | 302.8315 |  | 0 |  |  |  | 71512.8125 |  |  | -1 | 17214422 | TCO |  | 2652803.5 |  | 108.6085 | 106375.0859 | 106375.0859 | 0 | -1 | 0 | 0 | 110.8806 | 10 | 8321 | 0.75881 | 40.0991 | 70368.3906 | 26.526 | 36006.6953 | 13.5731 |  | 1/1/2029 | 12/31/2099 |  | 0 | 0 | 2033 |  |  |  | 0 | 0 | Real 2021 ¦ 5/8/2023 1:03:19 PM | 12139 | 418 |  |  | 2652803.5 | 0 | 0 |  |  |  | 0
REF | ATC | 2033 | 7 | REF Mitchell Ext | 3102 | Mitchell #1 (WV) | 0 | 0 | 0 |  | 0 |  |  |  | 0 |  |  | -1 | 0 | Mitchell 1 Coal Price |  | 0 |  | 0 | 0 | 0 | 0 | -1 | 0 | 0 | 0 | 0 | 0 |  |  | 0 |  | 0 |  |  | 5/1/1971 | 5/31/2028 |  | 0 | 0 | 2033 |  |  |  | 0 | 0 | Real 2021 ¦ 5/8/2023 1:03:19 PM | 12140 | 0 |  |  | 0 | 0 | 0 |  |  |  | 0
REF | ATC | 2033 | 9 | Preferred Plan | 3102 | Mitchell #1 (WV) | 0 | 0 | 0 |  | 0 |  |  |  | 0 |  |  | -1 | 0 | Mitchell 1 Coal Price |  | 0 |  | 0 | 0 | 0 | 0 | -1 | 0 | 0 | 0 | 0 | 0 |  |  | 0 |  | 0 |  |  | 5/1/1971 | 5/31/2028 |  | 0 | 0 | 2033 |  |  |  | 0 | 0 | Real 2021 ¦ 5/8/2023 1:03:19 PM | 12141 | 0 |  |  | 0 | 0 | 0 |  |  |  | 0
REF | ATC | 2033 | 7 | REF Mitchell Ext | 3105 | Mitchell #2 (WV) | 0 | 0 | 0 |  | 0 |  |  |  | 0 |  |  | -1 | 0 | Mitchell 2 Coal Price |  | 0 |  | 0 | 0 | 0 | 0 | -1 | 0 | 0 | 0 | 0 | 0 |  |  | 0 |  | 0 |  |  | 5/1/1971 | 5/31/2028 |  | 0 | 0 | 2033 |  |  |  | 0 | 0 | Real 2021 ¦ 5/8/2023 1:03:19 PM | 12142 | 0 |  |  | 0 | 0 | 0 |  |  |  | 0
REF | ATC | 2033 | 9 | Preferred Plan | 3105 | Mitchell #2 (WV) | 0 | 0 | 0 |  | 0 |  |  |  | 0 |  |  | -1 | 0 | Mitchell 2 Coal Price |  | 0 |  | 0 | 0 | 0 | 0 | -1 | 0 | 0 | 0 | 0 | 0 |  |  | 0 |  | 0 |  |  | 5/1/1971 | 5/31/2028 |  | 0 | 0 | 2033 |  |  |  | 0 | 0 | Real 2021 ¦ 5/8/2023 1:03:19 PM | 12143 | 0 |  |  | 0 | 0 | 0 |  |  |  | 0
REF | ATC | 2034 | 1 | REF Portfolio | 13555 | Big Sandy #1 Gas | 0 | 0 | 0 |  | 0 |  |  |  | 0 |  |  | -1 | 0 | TCO |  | 0 |  | 0 | 0 | 0 | 0 | -1 | 0 | 0 | 0 | 0 | 0 |  |  | 0 |  | 0 |  |  | 5/30/2016 | 5/30/2031 |  | 0 | 0 | 2034 |  |  |  | 0 | 0 | Real 2021 ¦ 5/8/2023 1:03:19 PM | 12972 | 0 |  |  | 0 | 0 | 0 |  |  |  | 0
REF | ATC | 2034 | 2 | REF-HC Portfolio | 13555 | Big Sandy #1 Gas | 0 | 0 | 0 |  | 0 |  |  |  | 0 |  |  | -1 | 0 | TCO |  | 0 |  | 0 | 0 | 0 | 0 | -1 | 0 | 0 | 0 | 0 | 0 |  |  | 0 |  | 0 |  |  | 5/30/2016 | 5/30/2031 |  | 0 | 0 | 2034 |  |  |  | 0 | 0 | Real 2021 ¦ 5/8/2023 1:03:19 PM | 12973 | 0 |  |  | 0 | 0 | 0 |  |  |  | 0
REF | ATC | 2034 | 3 | CETA Portfolio | 13555 | Big Sandy #1 Gas | 0 | 0 | 0 |  | 0 |  |  |  | 0 |  |  | -1 | 0 | TCO |  | 0 |  | 0 | 0 | 0 | 0 | -1 | 0 | 0 | 0 | 0 | 0 |  |  | 0 |  | 0 |  |  | 5/30/2016 | 5/30/2031 |  | 0 | 0 | 2034 |  |  |  | 0 | 0 | Real 2021 ¦ 5/8/2023 1:03:19 PM | 12974 | 0 |  |  | 0 | 0 | 0 |  |  |  | 0
REF | ATC | 2034 | 4 | ECR Portfolio | 13555 | Big Sandy #1 Gas | 0 | 0 | 0 |  | 0 |  |  |  | 0 |  |  | -1 | 0 | TCO |  | 0 |  | 0 | 0 | 0 | 0 | -1 | 0 | 0 | 0 | 0 | 0 |  |  | 0 |  | 0 |  |  | 5/30/2016 | 5/30/2031 |  | 0 | 0 | 2034 |  |  |  | 0 | 0 | Real 2021 ¦ 5/8/2023 1:03:19 PM | 12975 | 0 |  |  | 0 | 0 | 0 |  |  |  | 0
REF | ATC | 2034 | 5 | NCR Portfolio | 13555 | Big Sandy #1 Gas | 0 | 0 | 0 |  | 0 |  |  |  | 0 |  |  | -1 | 0 | TCO |  | 0 |  | 0 | 0 | 0 | 0 | -1 | 0 | 0 | 0 | 0 | 0 |  |  | 0 |  | 0 |  |  | 5/30/2016 | 5/30/2031 |  | 0 | 0 | 2034 |  |  |  | 0 | 0 | Real 2021 ¦ 5/8/2023 1:03:19 PM | 12976 | 0 |  |  | 0 | 0 | 0 |  |  |  | 0
REF | ATC | 2034 | 6 | CC Portfolio | 13555 | Big Sandy #1 Gas | 0 | 0 | 0 |  | 0 |  |  |  | 0 |  |  | -1 | 0 | TCO |  | 0 |  | 0 | 0 | 0 | 0 | -1 | 0 | 0 | 0 | 0 | 0 |  |  | 0 |  | 0 |  |  | 5/30/2016 | 5/30/2031 |  | 0 | 0 | 2034 |  |  |  | 0 | 0 | Real 2021 ¦ 5/8/2023 1:03:19 PM | 12977 | 0 |  |  | 0 | 0 | 0 |  |  |  | 0
REF | ATC | 2034 | 7 | REF Mitchell Ext | 13555 | Big Sandy #1 Gas | 0 | 0 | 0 |  | 0 |  |  |  | 0 |  |  | -1 | 0 | TCO |  | 0 |  | 0 | 0 | 0 | 0 | -1 | 0 | 0 | 0 | 0 | 0 |  |  | 0 |  | 0 |  |  | 5/30/2016 | 5/30/2031 |  | 0 | 0 | 2034 |  |  |  | 0 | 0 | Real 2021 ¦ 5/8/2023 1:03:19 PM | 12978 | 0 |  |  | 0 | 0 | 0 |  |  |  | 0
REF | ATC | 2034 | 8 | REF No Wind Portfolio | 13555 | Big Sandy #1 Gas | 0 | 0 | 0 |  | 0 |  |  |  | 0 |  |  | -1 | 0 | TCO |  | 0 |  | 0 | 0 | 0 | 0 | -1 | 0 | 0 | 0 | 0 | 0 |  |  | 0 |  | 0 |  |  | 5/30/2016 | 5/30/2031 |  | 0 | 0 | 2034 |  |  |  | 0 | 0 | Real 2021 ¦ 5/8/2023 1:03:19 PM | 12979 | 0 |  |  | 0 | 0 | 0 |  |  |  | 0
REF | ATC | 2034 | 9 | Preferred Plan | 13555 | Big Sandy #1 Gas | 0 | 0 | 0 |  | 0 |  |  |  | 0 |  |  | -1 | 0 | TCO |  | 0 |  | 0 | 0 | 0 | 0 | -1 | 0 | 0 | 0 | 0 | 0 |  |  | 0 |  | 0 |  |  | 5/30/2016 | 5/30/2031 |  | 0 | 0 | 2034 |  |  |  | 0 | 0 | Real 2021 ¦ 5/8/2023 1:03:19 PM | 12980 | 0 |  |  | 0 | 0 | 0 |  |  |  | 0
REF | ATC | 2034 | 1 | REF Portfolio | 3102 | Mitchell #1 (WV) | 0 | 0 | 0 |  | 0 |  |  |  | 0 |  |  | -1 | 0 | Mitchell 1 Coal Price |  | 0 |  | 0 | 0 | 0 | 0 | -1 | 0 | 0 | 0 | 0 | 0 |  |  | 0 |  | 0 |  |  | 5/1/1971 | 5/31/2028 |  | 0 | 0 | 2034 |  |  |  | 0 | 0 | Real 2021 ¦ 5/8/2023 1:03:19 PM | 12981 | 0 |  |  | 0 | 0 | 0 |  |  |  | 0
REF | ATC | 2034 | 2 | REF-HC Portfolio | 3102 | Mitchell #1 (WV) | 0 | 0 | 0 |  | 0 |  |  |  | 0 |  |  | -1 | 0 | Mitchell 1 Coal Price |  | 0 |  | 0 | 0 | 0 | 0 | -1 | 0 | 0 | 0 | 0 | 0 |  |  | 0 |  | 0 |  |  | 5/1/1971 | 5/31/2028 |  | 0 | 0 | 2034 |  |  |  | 0 | 0 | Real 2021 ¦ 5/8/2023 1:03:19 PM | 12982 | 0 |  |  | 0 | 0 | 0 |  |  |  | 0
REF | ATC | 2034 | 3 | CETA Portfolio | 3102 | Mitchell #1 (WV) | 0 | 0 | 0 |  | 0 |  |  |  | 0 |  |  | -1 | 0 | Mitchell 1 Coal Price |  | 0 |  | 0 | 0 | 0 | 0 | -1 | 0 | 0 | 0 | 0 | 0 |  |  | 0 |  | 0 |  |  | 5/1/1971 | 5/31/2028 |  | 0 | 0 | 2034 |  |  |  | 0 | 0 | Real 2021 ¦ 5/8/2023 1:03:19 PM | 12983 | 0 |  |  | 0 | 0 | 0 |  |  |  | 0
REF | ATC | 2034 | 4 | ECR Portfolio | 3102 | Mitchell #1 (WV) | 0 | 0 | 0 |  | 0 |  |  |  | 0 |  |  | -1 | 0 | Mitchell 1 Coal Price |  | 0 |  | 0 | 0 | 0 | 0 | -1 | 0 | 0 | 0 | 0 | 0 |  |  | 0 |  | 0 |  |  | 5/1/1971 | 5/31/2028 |  | 0 | 0 | 2034 |  |  |  | 0 | 0 | Real 2021 ¦ 5/8/2023 1:03:19 PM | 12984 | 0 |  |  | 0 | 0 | 0 |  |  |  | 0
REF | ATC | 2034 | 5 | NCR Portfolio | 3102 | Mitchell #1 (WV) | 0 | 0 | 0 |  | 0 |  |  |  | 0 |  |  | -1 | 0 | Mitchell 1 Coal Price |  | 0 |  | 0 | 0 | 0 | 0 | -1 | 0 | 0 | 0 | 0 | 0 |  |  | 0 |  | 0 |  |  | 5/1/1971 | 5/31/2028 |  | 0 | 0 | 2034 |  |  |  | 0 | 0 | Real 2021 ¦ 5/8/2023 1:03:19 PM | 12985 | 0 |  |  | 0 | 0 | 0 |  |  |  | 0
REF | ATC | 2034 | 6 | CC Portfolio | 3102 | Mitchell #1 (WV) | 0 | 0 | 0 |  | 0 |  |  |  | 0 |  |  | -1 | 0 | Mitchell 1 Coal Price |  | 0 |  | 0 | 0 | 0 | 0 | -1 | 0 | 0 | 0 | 0 | 0 |  |  | 0 |  | 0 |  |  | 5/1/1971 | 5/31/2028 |  | 0 | 0 | 2034 |  |  |  | 0 | 0 | Real 2021 ¦ 5/8/2023 1:03:19 PM | 12986 | 0 |  |  | 0 | 0 | 0 |  |  |  | 0
REF | ATC | 2034 | 8 | REF No Wind Portfolio | 3102 | Mitchell #1 (WV) | 0 | 0 | 0 |  | 0 |  |  |  | 0 |  |  | -1 | 0 | Mitchell 1 Coal Price |  | 0 |  | 0 | 0 | 0 | 0 | -1 | 0 | 0 | 0 | 0 | 0 |  |  | 0 |  | 0 |  |  | 5/1/1971 | 5/31/2028 |  | 0 | 0 | 2034 |  |  |  | 0 | 0 | Real 2021 ¦ 5/8/2023 1:03:19 PM | 12987 | 0 |  |  | 0 | 0 | 0 |  |  |  | 0
REF | ATC | 2034 | 1 | REF Portfolio | 3105 | Mitchell #2 (WV) | 0 | 0 | 0 |  | 0 |  |  |  | 0 |  |  | -1 | 0 | Mitchell 2 Coal Price |  | 0 |  | 0 | 0 | 0 | 0 | -1 | 0 | 0 | 0 | 0 | 0 |  |  | 0 |  | 0 |  |  | 5/1/1971 | 5/31/2028 |  | 0 | 0 | 2034 |  |  |  | 0 | 0 | Real 2021 ¦ 5/8/2023 1:03:19 PM | 12988 | 0 |  |  | 0 | 0 | 0 |  |  |  | 0
REF | ATC | 2034 | 2 | REF-HC Portfolio | 3105 | Mitchell #2 (WV) | 0 | 0 | 0 |  | 0 |  |  |  | 0 |  |  | -1 | 0 | Mitchell 2 Coal Price |  | 0 |  | 0 | 0 | 0 | 0 | -1 | 0 | 0 | 0 | 0 | 0 |  |  | 0 |  | 0 |  |  | 5/1/1971 | 5/31/2028 |  | 0 | 0 | 2034 |  |  |  | 0 | 0 | Real 2021 ¦ 5/8/2023 1:03:19 PM | 12989 | 0 |  |  | 0 | 0 | 0 |  |  |  | 0
REF | ATC | 2034 | 3 | CETA Portfolio | 3105 | Mitchell #2 (WV) | 0 | 0 | 0 |  | 0 |  |  |  | 0 |  |  | -1 | 0 | Mitchell 2 Coal Price |  | 0 |  | 0 | 0 | 0 | 0 | -1 | 0 | 0 | 0 | 0 | 0 |  |  | 0 |  | 0 |  |  | 5/1/1971 | 5/31/2028 |  | 0 | 0 | 2034 |  |  |  | 0 | 0 | Real 2021 ¦ 5/8/2023 1:03:19 PM | 12990 | 0 |  |  | 0 | 0 | 0 |  |  |  | 0
REF | ATC | 2034 | 4 | ECR Portfolio | 3105 | Mitchell #2 (WV) | 0 | 0 | 0 |  | 0 |  |  |  | 0 |  |  | -1 | 0 | Mitchell 2 Coal Price |  | 0 |  | 0 | 0 | 0 | 0 | -1 | 0 | 0 | 0 | 0 | 0 |  |  | 0 |  | 0 |  |  | 5/1/1971 | 5/31/2028 |  | 0 | 0 | 2034 |  |  |  | 0 | 0 | Real 2021 ¦ 5/8/2023 1:03:19 PM | 12991 | 0 |  |  | 0 | 0 | 0 |  |  |  | 0
REF | ATC | 2034 | 5 | NCR Portfolio | 3105 | Mitchell #2 (WV) | 0 | 0 | 0 |  | 0 |  |  |  | 0 |  |  | -1 | 0 | Mitchell 2 Coal Price |  | 0 |  | 0 | 0 | 0 | 0 | -1 | 0 | 0 | 0 | 0 | 0 |  |  | 0 |  | 0 |  |  | 5/1/1971 | 5/31/2028 |  | 0 | 0 | 2034 |  |  |  | 0 | 0 | Real 2021 ¦ 5/8/2023 1:03:19 PM | 12992 | 0 |  |  | 0 | 0 | 0 |  |  |  | 0
REF | ATC | 2034 | 6 | CC Portfolio | 3105 | Mitchell #2 (WV) | 0 | 0 | 0 |  | 0 |  |  |  | 0 |  |  | -1 | 0 | Mitchell 2 Coal Price |  | 0 |  | 0 | 0 | 0 | 0 | -1 | 0 | 0 | 0 | 0 | 0 |  |  | 0 |  | 0 |  |  | 5/1/1971 | 5/31/2028 |  | 0 | 0 | 2034 |  |  |  | 0 | 0 | Real 2021 ¦ 5/8/2023 1:03:19 PM | 12993 | 0 |  |  | 0 | 0 | 0 |  |  |  | 0
REF | ATC | 2034 | 8 | REF No Wind Portfolio | 3105 | Mitchell #2 (WV) | 0 | 0 | 0 |  | 0 |  |  |  | 0 |  |  | -1 | 0 | Mitchell 2 Coal Price |  | 0 |  | 0 | 0 | 0 | 0 | -1 | 0 | 0 | 0 | 0 | 0 |  |  | 0 |  | 0 |  |  | 5/1/1971 | 5/31/2028 |  | 0 | 0 | 2034 |  |  |  | 0 | 0 | Real 2021 ¦ 5/8/2023 1:03:19 PM | 12994 | 0 |  |  | 0 | 0 | 0 |  |  |  | 0
REF | ATC | 2034 | 1 | REF Portfolio | Big Sandy #1_Ext Gas | Big Sandy #1_Ext Gas | 241.7125 | 295 | 53.579 |  | 0 |  |  |  | 2765.4983 |  |  | -1 | 4654669 | TCO |  | 469351.7812 |  | 48.3425 | 23850.9961 | 23850.9961 | 0 | -1 | 0 | 0 | 311.7224 | 14 | 2316 | 0.18162 | 50.8169 | 20551.2266 | 43.7864 | 3299.7695 | 7.0305 |  | 6/1/2031 | 5/31/2041 |  | 0 | 0 | 2034 |  |  |  | 0 | 0 | Real 2021 ¦ 5/8/2023 1:03:19 PM | 12995 | 295.4 |  |  | 469351.7812 | 0 | 0 |  |  |  | 0
REF | ATC | 2034 | 2 | REF-HC Portfolio | Big Sandy #1_Ext Gas | Big Sandy #1_Ext Gas | 241.7125 | 295 | 53.579 |  | 0 |  |  |  | 2765.4983 |  |  | -1 | 4654669 | TCO |  | 469351.7812 |  | 48.3425 | 23850.9961 | 23850.9961 | 0 | -1 | 0 | 0 | 311.7224 | 14 | 2316 | 0.18162 | 50.8169 | 20551.2266 | 43.7864 | 3299.7695 | 7.0305 |  | 6/1/2031 | 5/31/2041 |  | 0 | 0 | 2034 |  |  |  | 0 | 0 | Real 2021 ¦ 5/8/2023 1:03:19 PM | 12996 | 295.4 |  |  | 469351.7812 | 0 | 0 |  |  |  | 0
REF | ATC | 2034 | 3 | CETA Portfolio | Big Sandy #1_Ext Gas | Big Sandy #1_Ext Gas | 241.7125 | 295 | 53.579 |  | 0 |  |  |  | 2765.4983 |  |  | -1 | 4654669 | TCO |  | 469351.7812 |  | 48.3425 | 23850.9961 | 23850.9961 | 0 | -1 | 0 | 0 | 311.7224 | 14 | 2316 | 0.18162 | 50.8169 | 20551.2266 | 43.7864 | 3299.7695 | 7.0305 |  | 6/1/2031 | 5/31/2041 |  | 0 | 0 | 2034 |  |  |  | 0 | 0 | Real 2021 ¦ 5/8/2023 1:03:19 PM | 12997 | 295.4 |  |  | 469351.7812 | 0 | 0 |  |  |  | 0
REF | ATC | 2034 | 5 | NCR Portfolio | Big Sandy #1_Ext Gas | Big Sandy #1_Ext Gas | 241.7125 | 295 | 53.579 |  | 0 |  |  |  | 2765.4983 |  |  | -1 | 4654669 | TCO |  | 469351.7812 |  | 48.3425 | 23850.9961 | 23850.9961 | 0 | -1 | 0 | 0 | 311.7224 | 14 | 2316 | 0.18162 | 50.8169 | 20551.2266 | 43.7864 | 3299.7695 | 7.0305 |  | 6/1/2031 | 5/31/2041 |  | 0 | 0 | 2034 |  |  |  | 0 | 0 | Real 2021 ¦ 5/8/2023 1:03:19 PM | 12998 | 295.4 |  |  | 469351.7812 | 0 | 0 |  |  |  | 0
REF | ATC | 2034 | 6 | CC Portfolio | Big Sandy #1_Ext Gas | Big Sandy #1_Ext Gas | 241.7125 | 295 | 53.579 |  | 0 |  |  |  | 2765.4983 |  |  | -1 | 4654669 | TCO |  | 469351.7812 |  | 48.3425 | 23850.9961 | 23850.9961 | 0 | -1 | 0 | 0 | 311.7224 | 14 | 2316 | 0.18162 | 50.8169 | 20551.2266 | 43.7864 | 3299.7695 | 7.0305 |  | 6/1/2031 | 5/31/2041 |  | 0 | 0 | 2034 |  |  |  | 0 | 0 | Real 2021 ¦ 5/8/2023 1:03:19 PM | 12999 | 295.4 |  |  | 469351.7812 | 0 | 0 |  |  |  | 0
REF | ATC | 2034 | 7 | REF Mitchell Ext | Big Sandy #1_Ext Gas | Big Sandy #1_Ext Gas | 241.7125 | 295 | 53.579 |  | 0 |  |  |  | 2765.4983 |  |  | -1 | 4654669 | TCO |  | 469351.7812 |  | 48.3425 | 23850.9961 | 23850.9961 | 0 | -1 | 0 | 0 | 311.7224 | 14 | 2316 | 0.18162 | 50.8169 | 20551.2266 | 43.7864 | 3299.7695 | 7.0305 |  | 6/1/2031 | 5/31/2041 |  | 0 | 0 | 2034 |  |  |  | 0 | 0 | Real 2021 ¦ 5/8/2023 1:03:19 PM | 13000 | 295.4 |  |  | 469351.7812 | 0 | 0 |  |  |  | 0
REF | ATC | 2034 | 8 | REF No Wind Portfolio | Big Sandy #1_Ext Gas | Big Sandy #1_Ext Gas | 241.7125 | 295 | 53.579 |  | 0 |  |  |  | 2765.4983 |  |  | -1 | 4654669 | TCO |  | 469351.7812 |  | 48.3425 | 23850.9961 | 23850.9961 | 0 | -1 | 0 | 0 | 311.7224 | 14 | 2316 | 0.18162 | 50.8169 | 20551.2266 | 43.7864 | 3299.7695 | 7.0305 |  | 6/1/2031 | 5/31/2041 |  | 0 | 0 | 2034 |  |  |  | 0 | 0 | Real 2021 ¦ 5/8/2023 1:03:19 PM | 13001 | 295.4 |  |  | 469351.7812 | 0 | 0 |  |  |  | 0
REF | ATC | 2034 | 9 | Preferred Plan | Big Sandy #1_Ext Gas | Big Sandy #1_Ext Gas | 241.7125 | 295 | 53.579 |  | 0 |  |  |  | 2765.4983 |  |  | -1 | 4654669 | TCO |  | 469351.7812 |  | 48.3425 | 23850.9961 | 23850.9961 | 0 | -1 | 0 | 0 | 311.7224 | 14 | 2316 | 0.18162 | 50.8169 | 20551.2266 | 43.7864 | 3299.7695 | 7.0305 |  | 6/1/2031 | 5/31/2041 |  | 0 | 0 | 2034 |  |  |  | 0 | 0 | Real 2021 ¦ 5/8/2023 1:03:19 PM | 13002 | 295.4 |  |  | 469351.7812 | 0 | 0 |  |  |  | 0
REF | ATC | 2034 | 1 | REF Portfolio | Spicewood Solar 2027 | Spicewood Solar 2027 | 22.8336 | 100 | 22.8336 |  | 0 |  |  |  | 14554.1885 |  |  | -1 | 0 | Solar |  | 200022.6875 |  | 0 | 6591.291 | 6591.291 | 0 | -1 | 0 | 0 | 0 | 365 | 4383 | 0.22834 | 32.9527 | -6512.1646 | -32.5571 | 13103.4561 | 65.5098 |  | 1/1/2027 | 12/31/2099 |  | 0 | 0 | 2034 |  |  |  | 0 | 0 | Real 2021 ¦ 5/8/2023 1:03:19 PM | 13003 | 100 |  |  | 200022.6875 | 0 | 0 |  |  |  | 0
REF | ATC | 2034 | 2 | REF-HC Portfolio | Spicewood Solar 2027 | Spicewood Solar 2027 | 22.8336 | 100 | 22.8336 |  | 0 |  |  |  | 14554.1885 |  |  | -1 | 0 | Solar |  | 200022.6875 |  | 0 | 6591.291 | 6591.291 | 0 | -1 | 0 | 0 | 0 | 365 | 4383 | 0.22834 | 32.9527 | -6512.1646 | -32.5571 | 13103.4561 | 65.5098 |  | 1/1/2027 | 12/31/2099 |  | 0 | 0 | 2034 |  |  |  | 0 | 0 | Real 2021 ¦ 5/8/2023 1:03:19 PM | 13004 | 100 |  |  | 200022.6875 | 0 | 0 |  |  |  | 0
REF | ATC | 2034 | 3 | CETA Portfolio | Spicewood Solar 2027 | Spicewood Solar 2027 | 22.8336 | 100 | 22.8336 |  | 0 |  |  |  | 14554.1885 |  |  | -1 | 0 | Solar |  | 200022.6875 |  | 0 | 6591.291 | 6591.291 | 0 | -1 | 0 | 0 | 0 | 365 | 4383 | 0.22834 | 32.9527 | -6512.1646 | -32.5571 | 13103.4561 | 65.5098 |  | 1/1/2027 | 12/31/2099 |  | 0 | 0 | 2034 |  |  |  | 0 | 0 | Real 2021 ¦ 5/8/2023 1:03:19 PM | 13005 | 100 |  |  | 200022.6875 | 0 | 0 |  |  |  | 0
REF | ATC | 2034 | 4 | ECR Portfolio | Spicewood Solar 2027 | Spicewood Solar 2027 | 22.8336 | 100 | 22.8336 |  | 0 |  |  |  | 14554.1885 |  |  | -1 | 0 | Solar |  | 200022.6875 |  | 0 | 6591.291 | 6591.291 | 0 | -1 | 0 | 0 | 0 | 365 | 4383 | 0.22834 | 32.9527 | -6512.1646 | -32.5571 | 13103.4561 | 65.5098 |  | 1/1/2027 | 12/31/2099 |  | 0 | 0 | 2034 |  |  |  | 0 | 0 | Real 2021 ¦ 5/8/2023 1:03:19 PM | 13006 | 100 |  |  | 200022.6875 | 0 | 0 |  |  |  | 0
REF | ATC | 2034 | 5 | NCR Portfolio | Spicewood Solar 2027 | Spicewood Solar 2027 | 22.8336 | 100 | 22.8336 |  | 0 |  |  |  | 14554.1885 |  |  | -1 | 0 | Solar |  | 200022.6875 |  | 0 | 6591.291 | 6591.291 | 0 | -1 | 0 | 0 | 0 | 365 | 4383 | 0.22834 | 32.9527 | -6512.1646 | -32.5571 | 13103.4561 | 65.5098 |  | 1/1/2027 | 12/31/2099 |  | 0 | 0 | 2034 |  |  |  | 0 | 0 | Real 2021 ¦ 5/8/2023 1:03:19 PM | 13007 | 100 |  |  | 200022.6875 | 0 | 0 |  |  |  | 0
REF | ATC | 2034 | 6 | CC Portfolio | Spicewood Solar 2027 | Spicewood Solar 2027 | 22.8336 | 100 | 22.8336 |  | 0 |  |  |  | 14554.1885 |  |  | -1 | 0 | Solar |  | 200022.6875 |  | 0 | 6591.291 | 6591.291 | 0 | -1 | 0 | 0 | 0 | 365 | 4383 | 0.22834 | 32.9527 | -6512.1646 | -32.5571 | 13103.4561 | 65.5098 |  | 1/1/2027 | 12/31/2099 |  | 0 | 0 | 2034 |  |  |  | 0 | 0 | Real 2021 ¦ 5/8/2023 1:03:19 PM | 13008 | 100 |  |  | 200022.6875 | 0 | 0 |  |  |  | 0
REF | ATC | 2034 | 7 | REF Mitchell Ext | Spicewood Solar 2027 | Spicewood Solar 2027 | 22.8336 | 100 | 22.8336 |  | 0 |  |  |  | 14554.1885 |  |  | -1 | 0 | Solar |  | 200022.6875 |  | 0 | 6591.291 | 6591.291 | 0 | -1 | 0 | 0 | 0 | 365 | 4383 | 0.22834 | 32.9527 | -6512.1646 | -32.5571 | 13103.4561 | 65.5098 |  | 1/1/2027 | 12/31/2099 |  | 0 | 0 | 2034 |  |  |  | 0 | 0 | Real 2021 ¦ 5/8/2023 1:03:19 PM | 13009 | 100 |  |  | 200022.6875 | 0 | 0 |  |  |  | 0
REF | ATC | 2034 | 8 | REF No Wind Portfolio | Spicewood Solar 2027 | Spicewood Solar 2027 | 22.8336 | 100 | 22.8336 |  | 0 |  |  |  | 14554.1885 |  |  | -1 | 0 | Solar |  | 200022.6875 |  | 0 | 6591.291 | 6591.291 | 0 | -1 | 0 | 0 | 0 | 365 | 4383 | 0.22834 | 32.9527 | -6512.1646 | -32.5571 | 13103.4561 | 65.5098 |  | 1/1/2027 | 12/31/2099 |  | 0 | 0 | 2034 |  |  |  | 0 | 0 | Real 2021 ¦ 5/8/2023 1:03:19 PM | 13010 | 100 |  |  | 200022.6875 | 0 | 0 |  |  |  | 0
REF | ATC | 2034 | 9 | Preferred Plan | Spicewood Solar 2027 | Spicewood Solar 2027 | 22.8336 | 100 | 22.8336 |  | 0 |  |  |  | 14554.1885 |  |  | -1 | 0 | Solar |  | 200022.6875 |  | 0 | 6591.291 | 6591.291 | 0 | -1 | 0 | 0 | 0 | 365 | 4383 | 0.22834 | 32.9527 | -6512.1646 | -32.5571 | 13103.4561 | 65.5098 |  | 1/1/2027 | 12/31/2099 |  | 0 | 0 | 2034 |  |  |  | 0 | 0 | Real 2021 ¦ 5/8/2023 1:03:19 PM | 13011 | 100 |  |  | 200022.6875 | 0 | 0 |  |  |  | 0
REF | ATC | 2034 | 1 | REF Portfolio | DSM Resources | DSM Resources | 0.057329 | 5.4 | 0.057329 |  | 0 |  |  |  | 0 |  |  | -1 | 0 | DSM_EE |  | 502.2 |  | 0 | 20.1516 | 20.1516 | 0 | -1 | 0 | 0 | 0 | 92 | 93 | 0.010616 | 40.1266 | 0 | 0 | 20.1516 | 40.1266 |  | 1/1/2022 | 12/31/2099 |  | 0 | 0 | 2034 |  |  |  | 0 | 0 | Real 2021 ¦ 5/8/2023 1:03:19 PM | 13012 | 5.4 |  |  | 502.2 | 0 | 0 |  |  |  | 0
REF | ATC | 2034 | 2 | REF-HC Portfolio | DSM Resources | DSM Resources | 0.057329 | 5.4 | 0.057329 |  | 0 |  |  |  | 0 |  |  | -1 | 0 | DSM_EE |  | 502.2 |  | 0 | 20.1516 | 20.1516 | 0 | -1 | 0 | 0 | 0 | 92 | 93 | 0.010616 | 40.1266 | 0 | 0 | 20.1516 | 40.1266 |  | 1/1/2022 | 12/31/2099 |  | 0 | 0 | 2034 |  |  |  | 0 | 0 | Real 2021 ¦ 5/8/2023 1:03:19 PM | 13013 | 5.4 |  |  | 502.2 | 0 | 0 |  |  |  | 0
REF | ATC | 2034 | 3 | CETA Portfolio | DSM Resources | DSM Resources | 0.057329 | 5.4 | 0.057329 |  | 0 |  |  |  | 0 |  |  | -1 | 0 | DSM_EE |  | 502.2 |  | 0 | 20.1516 | 20.1516 | 0 | -1 | 0 | 0 | 0 | 92 | 93 | 0.010616 | 40.1266 | 0 | 0 | 20.1516 | 40.1266 |  | 1/1/2022 | 12/31/2099 |  | 0 | 0 | 2034 |  |  |  | 0 | 0 | Real 2021 ¦ 5/8/2023 1:03:19 PM | 13014 | 5.4 |  |  | 502.2 | 0 | 0 |  |  |  | 0
REF | ATC | 2034 | 4 | ECR Portfolio | DSM Resources | DSM Resources | 0.057329 | 5.4 | 0.057329 |  | 0 |  |  |  | 0 |  |  | -1 | 0 | DSM_EE |  | 502.2 |  | 0 | 20.1516 | 20.1516 | 0 | -1 | 0 | 0 | 0 | 92 | 93 | 0.010616 | 40.1266 | 0 | 0 | 20.1516 | 40.1266 |  | 1/1/2022 | 12/31/2099 |  | 0 | 0 | 2034 |  |  |  | 0 | 0 | Real 2021 ¦ 5/8/2023 1:03:19 PM | 13015 | 5.4 |  |  | 502.2 | 0 | 0 |  |  |  | 0
REF | ATC | 2034 | 5 | NCR Portfolio | DSM Resources | DSM Resources | 0.057329 | 5.4 | 0.057329 |  | 0 |  |  |  | 0 |  |  | -1 | 0 | DSM_EE |  | 502.2 |  | 0 | 20.1516 | 20.1516 | 0 | -1 | 0 | 0 | 0 | 92 | 93 | 0.010616 | 40.1266 | 0 | 0 | 20.1516 | 40.1266 |  | 1/1/2022 | 12/31/2099 |  | 0 | 0 | 2034 |  |  |  | 0 | 0 | Real 2021 ¦ 5/8/2023 1:03:19 PM | 13016 | 5.4 |  |  | 502.2 | 0 | 0 |  |  |  | 0
REF | ATC | 2034 | 6 | CC Portfolio | DSM Resources | DSM Resources | 0.057329 | 5.4 | 0.057329 |  | 0 |  |  |  | 0 |  |  | -1 | 0 | DSM_EE |  | 502.2 |  | 0 | 20.1516 | 20.1516 | 0 | -1 | 0 | 0 | 0 | 92 | 93 | 0.010616 | 40.1266 | 0 | 0 | 20.1516 | 40.1266 |  | 1/1/2022 | 12/31/2099 |  | 0 | 0 | 2034 |  |  |  | 0 | 0 | Real 2021 ¦ 5/8/2023 1:03:19 PM | 13017 | 5.4 |  |  | 502.2 | 0 | 0 |  |  |  | 0
REF | ATC | 2034 | 7 | REF Mitchell Ext | DSM Resources | DSM Resources | 0.057329 | 5.4 | 0.057329 |  | 0 |  |  |  | 0 |  |  | -1 | 0 | DSM_EE |  | 502.2 |  | 0 | 20.1516 | 20.1516 | 0 | -1 | 0 | 0 | 0 | 92 | 93 | 0.010616 | 40.1266 | 0 | 0 | 20.1516 | 40.1266 |  | 1/1/2022 | 12/31/2099 |  | 0 | 0 | 2034 |  |  |  | 0 | 0 | Real 2021 ¦ 5/8/2023 1:03:19 PM | 13018 | 5.4 |  |  | 502.2 | 0 | 0 |  |  |  | 0
REF | ATC | 2034 | 8 | REF No Wind Portfolio | DSM Resources | DSM Resources | 0.057329 | 5.4 | 0.057329 |  | 0 |  |  |  | 0 |  |  | -1 | 0 | DSM_EE |  | 502.2 |  | 0 | 20.1516 | 20.1516 | 0 | -1 | 0 | 0 | 0 | 92 | 93 | 0.010616 | 40.1266 | 0 | 0 | 20.1516 | 40.1266 |  | 1/1/2022 | 12/31/2099 |  | 0 | 0 | 2034 |  |  |  | 0 | 0 | Real 2021 ¦ 5/8/2023 1:03:19 PM | 13019 | 5.4 |  |  | 502.2 | 0 | 0 |  |  |  | 0
REF | ATC | 2034 | 9 | Preferred Plan | DSM Resources | DSM Resources | 0.057329 | 5.4 | 0.057329 |  | 0 |  |  |  | 0 |  |  | -1 | 0 | DSM_EE |  | 502.2 |  | 0 | 20.1516 | 20.1516 | 0 | -1 | 0 | 0 | 0 | 92 | 93 | 0.010616 | 40.1266 | 0 | 0 | 20.1516 | 40.1266 |  | 1/1/2022 | 12/31/2099 |  | 0 | 0 | 2034 |  |  |  | 0 | 0 | Real 2021 ¦ 5/8/2023 1:03:19 PM | 13020 | 5.4 |  |  | 502.2 | 0 | 0 |  |  |  | 0
REF | ATC | 2034 | 1 | REF Portfolio | Residential - Low/Medium_23-25 | Residential - Low/Medium_23-25 | 0.0068935 | 60.387 | 0.0068935 |  | 0 |  |  |  | 0 |  |  | -1 | 0 | DSM_EE |  | 60.387 |  | 0 | 2.3207 | 2.3207 | 0 | -1 | 0 | 0 | 0 | 365 | 8760 | 0.00011416 | 38.4299 | 0 | 0 | 2.3207 | 38.4299 |  | 1/1/2023 | 12/31/2099 |  | 0 | 0 | 2034 |  |  |  | 0 | 0 | Real 2021 ¦ 5/8/2023 1:03:19 PM | 13021 | 60.387 |  |  | 60.387 | 0 | 0 |  |  |  | 0
REF | ATC | 2034 | 5 | NCR Portfolio | Residential - Low/Medium_23-25 | Residential - Low/Medium_23-25 | 0.0068935 | 60.387 | 0.0068935 |  | 0 |  |  |  | 0 |  |  | -1 | 0 | DSM_EE |  | 60.387 |  | 0 | 2.3207 | 2.3207 | 0 | -1 | 0 | 0 | 0 | 365 | 8760 | 0.00011416 | 38.4299 | 0 | 0 | 2.3207 | 38.4299 |  | 1/1/2023 | 12/31/2099 |  | 0 | 0 | 2034 |  |  |  | 0 | 0 | Real 2021 ¦ 5/8/2023 1:03:19 PM | 13022 | 60.387 |  |  | 60.387 | 0 | 0 |  |  |  | 0
REF | ATC | 2034 | 6 | CC Portfolio | Residential - Low/Medium_23-25 | Residential - Low/Medium_23-25 | 0.0068935 | 60.387 | 0.0068935 |  | 0 |  |  |  | 0 |  |  | -1 | 0 | DSM_EE |  | 60.387 |  | 0 | 2.3207 | 2.3207 | 0 | -1 | 0 | 0 | 0 | 365 | 8760 | 0.00011416 | 38.4299 | 0 | 0 | 2.3207 | 38.4299 |  | 1/1/2023 | 12/31/2099 |  | 0 | 0 | 2034 |  |  |  | 0 | 0 | Real 2021 ¦ 5/8/2023 1:03:19 PM | 13023 | 60.387 |  |  | 60.387 | 0 | 0 |  |  |  | 0
REF | ATC | 2034 | 7 | REF Mitchell Ext | Residential - Low/Medium_23-25 | Residential - Low/Medium_23-25 | 0.0068935 | 60.387 | 0.0068935 |  | 0 |  |  |  | 0 |  |  | -1 | 0 | DSM_EE |  | 60.387 |  | 0 | 2.3207 | 2.3207 | 0 | -1 | 0 | 0 | 0 | 365 | 8760 | 0.00011416 | 38.4299 | 0 | 0 | 2.3207 | 38.4299 |  | 1/1/2023 | 12/31/2099 |  | 0 | 0 | 2034 |  |  |  | 0 | 0 | Real 2021 ¦ 5/8/2023 1:03:19 PM | 13024 | 60.387 |  |  | 60.387 | 0 | 0 |  |  |  | 0
REF | ATC | 2034 | 9 | Preferred Plan | Residential - Low/Medium_23-25 | Residential - Low/Medium_23-25 | 0.0068935 | 60.387 | 0.0068935 |  | 0 |  |  |  | 0 |  |  | -1 | 0 | DSM_EE |  | 60.387 |  | 0 | 2.3207 | 2.3207 | 0 | -1 | 0 | 0 | 0 | 365 | 8760 | 0.00011416 | 38.4299 | 0 | 0 | 2.3207 | 38.4299 |  | 1/1/2023 | 12/31/2099 |  | 0 | 0 | 2034 |  |  |  | 0 | 0 | Real 2021 ¦ 5/8/2023 1:03:19 PM | 13025 | 60.387 |  |  | 60.387 | 0 | 0 |  |  |  | 0
REF | ATC | 2034 | 5 | NCR Portfolio | Residential - High_23-25 | Residential - High_23-25 | 0.1384 | 1212.3521 | 0.1384 |  | 0 |  |  |  | 0 |  |  | -1 | 0 | DSM_EE |  | 1212.3521 |  | 0 | 47.9598 | 47.9598 | 0 | -1 | 0 | 0 | 0 | 365 | 8760 | 0.00011416 | 39.5593 | 0 | 0 | 47.9598 | 39.5593 |  | 1/1/2023 | 12/31/2099 |  | 0 | 0 | 2034 |  |  |  | 0 | 0 | Real 2021 ¦ 5/8/2023 1:03:19 PM | 13026 | 1212.3521 |  |  | 1212.3521 | 0 | 0 |  |  |  | 0
REF | ATC | 2034 | 1 | REF Portfolio | C&I - Low_23-25 | C&I - Low_23-25 | 1.246 | 10914.8799 | 1.246 |  | 0 |  |  |  | 0 |  |  | -1 | 0 | DSM_EE |  | 10914.8799 |  | 0 | 404.4057 | 404.4057 | 0 | -1 | 0 | 0 | 0 | 365 | 8760 | 0.00011416 | 37.0509 | 0 | 0 | 404.4057 | 37.0509 |  | 1/1/2023 | 12/31/2099 |  | 0 | 0 | 2034 |  |  |  | 0 | 0 | Real 2021 ¦ 5/8/2023 1:03:19 PM | 13027 | 10914.8799 |  |  | 10914.8799 | 0 | 0 |  |  |  | 0
REF | ATC | 2034 | 2 | REF-HC Portfolio | C&I - Low_23-25 | C&I - Low_23-25 | 1.246 | 10914.8799 | 1.246 |  | 0 |  |  |  | 0 |  |  | -1 | 0 | DSM_EE |  | 10914.8799 |  | 0 | 404.4057 | 404.4057 | 0 | -1 | 0 | 0 | 0 | 365 | 8760 | 0.00011416 | 37.0509 | 0 | 0 | 404.4057 | 37.0509 |  | 1/1/2023 | 12/31/2099 |  | 0 | 0 | 2034 |  |  |  | 0 | 0 | Real 2021 ¦ 5/8/2023 1:03:19 PM | 13028 | 10914.8799 |  |  | 10914.8799 | 0 | 0 |  |  |  | 0
REF | ATC | 2034 | 3 | CETA Portfolio | C&I - Low_23-25 | C&I - Low_23-25 | 1.246 | 10914.8799 | 1.246 |  | 0 |  |  |  | 0 |  |  | -1 | 0 | DSM_EE |  | 10914.8799 |  | 0 | 404.4057 | 404.4057 | 0 | -1 | 0 | 0 | 0 | 365 | 8760 | 0.00011416 | 37.0509 | 0 | 0 | 404.4057 | 37.0509 |  | 1/1/2023 | 12/31/2099 |  | 0 | 0 | 2034 |  |  |  | 0 | 0 | Real 2021 ¦ 5/8/2023 1:03:19 PM | 13029 | 10914.8799 |  |  | 10914.8799 | 0 | 0 |  |  |  | 0
REF | ATC | 2034 | 5 | NCR Portfolio | C&I - Low_23-25 | C&I - Low_23-25 | 1.246 | 10914.8799 | 1.246 |  | 0 |  |  |  | 0 |  |  | -1 | 0 | DSM_EE |  | 10914.8799 |  | 0 | 404.4057 | 404.4057 | 0 | -1 | 0 | 0 | 0 | 365 | 8760 | 0.00011416 | 37.0509 | 0 | 0 | 404.4057 | 37.0509 |  | 1/1/2023 | 12/31/2099 |  | 0 | 0 | 2034 |  |  |  | 0 | 0 | Real 2021 ¦ 5/8/2023 1:03:19 PM | 13030 | 10914.8799 |  |  | 10914.8799 | 0 | 0 |  |  |  | 0
REF | ATC | 2034 | 6 | CC Portfolio | C&I - Low_23-25 | C&I - Low_23-25 | 1.246 | 10914.8799 | 1.246 |  | 0 |  |  |  | 0 |  |  | -1 | 0 | DSM_EE |  | 10914.8799 |  | 0 | 404.4057 | 404.4057 | 0 | -1 | 0 | 0 | 0 | 365 | 8760 | 0.00011416 | 37.0509 | 0 | 0 | 404.4057 | 37.0509 |  | 1/1/2023 | 12/31/2099 |  | 0 | 0 | 2034 |  |  |  | 0 | 0 | Real 2021 ¦ 5/8/2023 1:03:19 PM | 13031 | 10914.8799 |  |  | 10914.8799 | 0 | 0 |  |  |  | 0
REF | ATC | 2034 | 7 | REF Mitchell Ext | C&I - Low_23-25 | C&I - Low_23-25 | 1.246 | 10914.8799 | 1.246 |  | 0 |  |  |  | 0 |  |  | -1 | 0 | DSM_EE |  | 10914.8799 |  | 0 | 404.4057 | 404.4057 | 0 | -1 | 0 | 0 | 0 | 365 | 8760 | 0.00011416 | 37.0509 | 0 | 0 | 404.4057 | 37.0509 |  | 1/1/2023 | 12/31/2099 |  | 0 | 0 | 2034 |  |  |  | 0 | 0 | Real 2021 ¦ 5/8/2023 1:03:19 PM | 13032 | 10914.8799 |  |  | 10914.8799 | 0 | 0 |  |  |  | 0
REF | ATC | 2034 | 9 | Preferred Plan | C&I - Low_23-25 | C&I - Low_23-25 | 1.246 | 10914.8799 | 1.246 |  | 0 |  |  |  | 0 |  |  | -1 | 0 | DSM_EE |  | 10914.8799 |  | 0 | 404.4057 | 404.4057 | 0 | -1 | 0 | 0 | 0 | 365 | 8760 | 0.00011416 | 37.0509 | 0 | 0 | 404.4057 | 37.0509 |  | 1/1/2023 | 12/31/2099 |  | 0 | 0 | 2034 |  |  |  | 0 | 0 | Real 2021 ¦ 5/8/2023 1:03:19 PM | 13033 | 10914.8799 |  |  | 10914.8799 | 0 | 0 |  |  |  | 0
REF | ATC | 2034 | 1 | REF Portfolio | IQW_23-25 | IQW_23-25 | 0.017223 | 150.871 | 0.017223 |  | 0 |  |  |  | 0 |  |  | -1 | 0 | DSM_EE |  | 150.871 |  | 0 | 5.9218 | 5.9218 | 0 | -1 | 0 | 0 | 0 | 365 | 8760 | 0.00011416 | 39.2506 | 0 | 0 | 5.9218 | 39.2506 |  | 1/1/2023 | 12/31/2099 |  | 0 | 0 | 2034 |  |  |  | 0 | 0 | Real 2021 ¦ 5/8/2023 1:03:19 PM | 13034 | 150.871 |  |  | 150.871 | 0 | 0 |  |  |  | 0
REF | ATC | 2034 | 2 | REF-HC Portfolio | IQW_23-25 | IQW_23-25 | 0.017223 | 150.871 | 0.017223 |  | 0 |  |  |  | 0 |  |  | -1 | 0 | DSM_EE |  | 150.871 |  | 0 | 5.9218 | 5.9218 | 0 | -1 | 0 | 0 | 0 | 365 | 8760 | 0.00011416 | 39.2506 | 0 | 0 | 5.9218 | 39.2506 |  | 1/1/2023 | 12/31/2099 |  | 0 | 0 | 2034 |  |  |  | 0 | 0 | Real 2021 ¦ 5/8/2023 1:03:19 PM | 13035 | 150.871 |  |  | 150.871 | 0 | 0 |  |  |  | 0
REF | ATC | 2034 | 3 | CETA Portfolio | IQW_23-25 | IQW_23-25 | 0.017223 | 150.871 | 0.017223 |  | 0 |  |  |  | 0 |  |  | -1 | 0 | DSM_EE |  | 150.871 |  | 0 | 5.9218 | 5.9218 | 0 | -1 | 0 | 0 | 0 | 365 | 8760 | 0.00011416 | 39.2506 | 0 | 0 | 5.9218 | 39.2506 |  | 1/1/2023 | 12/31/2099 |  | 0 | 0 | 2034 |  |  |  | 0 | 0 | Real 2021 ¦ 5/8/2023 1:03:19 PM | 13036 | 150.871 |  |  | 150.871 | 0 | 0 |  |  |  | 0
REF | ATC | 2034 | 4 | ECR Portfolio | IQW_23-25 | IQW_23-25 | 0.017223 | 150.871 | 0.017223 |  | 0 |  |  |  | 0 |  |  | -1 | 0 | DSM_EE |  | 150.871 |  | 0 | 5.9218 | 5.9218 | 0 | -1 | 0 | 0 | 0 | 365 | 8760 | 0.00011416 | 39.2506 | 0 | 0 | 5.9218 | 39.2506 |  | 1/1/2023 | 12/31/2099 |  | 0 | 0 | 2034 |  |  |  | 0 | 0 | Real 2021 ¦ 5/8/2023 1:03:19 PM | 13037 | 150.871 |  |  | 150.871 | 0 | 0 |  |  |  | 0
REF | ATC | 2034 | 5 | NCR Portfolio | IQW_23-25 | IQW_23-25 | 0.017223 | 150.871 | 0.017223 |  | 0 |  |  |  | 0 |  |  | -1 | 0 | DSM_EE |  | 150.871 |  | 0 | 5.9218 | 5.9218 | 0 | -1 | 0 | 0 | 0 | 365 | 8760 | 0.00011416 | 39.2506 | 0 | 0 | 5.9218 | 39.2506 |  | 1/1/2023 | 12/31/2099 |  | 0 | 0 | 2034 |  |  |  | 0 | 0 | Real 2021 ¦ 5/8/2023 1:03:19 PM | 13038 | 150.871 |  |  | 150.871 | 0 | 0 |  |  |  | 0
REF | ATC | 2034 | 6 | CC Portfolio | IQW_23-25 | IQW_23-25 | 0.017223 | 150.871 | 0.017223 |  | 0 |  |  |  | 0 |  |  | -1 | 0 | DSM_EE |  | 150.871 |  | 0 | 5.9218 | 5.9218 | 0 | -1 | 0 | 0 | 0 | 365 | 8760 | 0.00011416 | 39.2506 | 0 | 0 | 5.9218 | 39.2506 |  | 1/1/2023 | 12/31/2099 |  | 0 | 0 | 2034 |  |  |  | 0 | 0 | Real 2021 ¦ 5/8/2023 1:03:19 PM | 13039 | 150.871 |  |  | 150.871 | 0 | 0 |  |  |  | 0
REF | ATC | 2034 | 7 | REF Mitchell Ext | IQW_23-25 | IQW_23-25 | 0.017223 | 150.871 | 0.017223 |  | 0 |  |  |  | 0 |  |  | -1 | 0 | DSM_EE |  | 150.871 |  | 0 | 5.9218 | 5.9218 | 0 | -1 | 0 | 0 | 0 | 365 | 8760 | 0.00011416 | 39.2506 | 0 | 0 | 5.9218 | 39.2506 |  | 1/1/2023 | 12/31/2099 |  | 0 | 0 | 2034 |  |  |  | 0 | 0 | Real 2021 ¦ 5/8/2023 1:03:19 PM | 13040 | 150.871 |  |  | 150.871 | 0 | 0 |  |  |  | 0
REF | ATC | 2034 | 8 | REF No Wind Portfolio | IQW_23-25 | IQW_23-25 | 0.017223 | 150.871 | 0.017223 |  | 0 |  |  |  | 0 |  |  | -1 | 0 | DSM_EE |  | 150.871 |  | 0 | 5.9218 | 5.9218 | 0 | -1 | 0 | 0 | 0 | 365 | 8760 | 0.00011416 | 39.2506 | 0 | 0 | 5.9218 | 39.2506 |  | 1/1/2023 | 12/31/2099 |  | 0 | 0 | 2034 |  |  |  | 0 | 0 | Real 2021 ¦ 5/8/2023 1:03:19 PM | 13041 | 150.871 |  |  | 150.871 | 0 | 0 |  |  |  | 0
REF | ATC | 2034 | 9 | Preferred Plan | IQW_23-25 | IQW_23-25 | 0.017223 | 150.871 | 0.017223 |  | 0 |  |  |  | 0 |  |  | -1 | 0 | DSM_EE |  | 150.871 |  | 0 | 5.9218 | 5.9218 | 0 | -1 | 0 | 0 | 0 | 365 | 8760 | 0.00011416 | 39.2506 | 0 | 0 | 5.9218 | 39.2506 |  | 1/1/2023 | 12/31/2099 |  | 0 | 0 | 2034 |  |  |  | 0 | 0 | Real 2021 ¦ 5/8/2023 1:03:19 PM | 13042 | 150.871 |  |  | 150.871 | 0 | 0 |  |  |  | 0
REF | ATC | 2034 | 1 | REF Portfolio | Residential - Low/Medium_26-30 | Residential - Low/Medium_26-30 | 2.4109 | 21119.8418 | 2.4109 |  | 0 |  |  |  | 0 |  |  | -1 | 0 | DSM_EE |  | 21119.8418 |  | 0 | 815.0479 | 815.0479 | 0 | -1 | 0 | 0 | 0 | 365 | 8760 | 0.00011416 | 38.5916 | 0 | 0 | 815.0479 | 38.5916 |  | 1/1/2026 | 12/31/2099 |  | 0 | 0 | 2034 |  |  |  | 0 | 0 | Real 2021 ¦ 5/8/2023 1:03:19 PM | 13043 | 21119.8418 |  |  | 21119.8418 | 0 | 0 |  |  |  | 0
REF | ATC | 2034 | 3 | CETA Portfolio | Residential - Low/Medium_26-30 | Residential - Low/Medium_26-30 | 2.4109 | 21119.8418 | 2.4109 |  | 0 |  |  |  | 0 |  |  | -1 | 0 | DSM_EE |  | 21119.8418 |  | 0 | 815.0479 | 815.0479 | 0 | -1 | 0 | 0 | 0 | 365 | 8760 | 0.00011416 | 38.5916 | 0 | 0 | 815.0479 | 38.5916 |  | 1/1/2026 | 12/31/2099 |  | 0 | 0 | 2034 |  |  |  | 0 | 0 | Real 2021 ¦ 5/8/2023 1:03:19 PM | 13044 | 21119.8418 |  |  | 21119.8418 | 0 | 0 |  |  |  | 0
REF | ATC | 2034 | 5 | NCR Portfolio | Residential - Low/Medium_26-30 | Residential - Low/Medium_26-30 | 2.4109 | 21119.8418 | 2.4109 |  | 0 |  |  |  | 0 |  |  | -1 | 0 | DSM_EE |  | 21119.8418 |  | 0 | 815.0479 | 815.0479 | 0 | -1 | 0 | 0 | 0 | 365 | 8760 | 0.00011416 | 38.5916 | 0 | 0 | 815.0479 | 38.5916 |  | 1/1/2026 | 12/31/2099 |  | 0 | 0 | 2034 |  |  |  | 0 | 0 | Real 2021 ¦ 5/8/2023 1:03:19 PM | 13045 | 21119.8418 |  |  | 21119.8418 | 0 | 0 |  |  |  | 0
REF | ATC | 2034 | 6 | CC Portfolio | Residential - Low/Medium_26-30 | Residential - Low/Medium_26-30 | 2.4109 | 21119.8418 | 2.4109 |  | 0 |  |  |  | 0 |  |  | -1 | 0 | DSM_EE |  | 21119.8418 |  | 0 | 815.0479 | 815.0479 | 0 | -1 | 0 | 0 | 0 | 365 | 8760 | 0.00011416 | 38.5916 | 0 | 0 | 815.0479 | 38.5916 |  | 1/1/2026 | 12/31/2099 |  | 0 | 0 | 2034 |  |  |  | 0 | 0 | Real 2021 ¦ 5/8/2023 1:03:19 PM | 13046 | 21119.8418 |  |  | 21119.8418 | 0 | 0 |  |  |  | 0
REF | ATC | 2034 | 7 | REF Mitchell Ext | Residential - Low/Medium_26-30 | Residential - Low/Medium_26-30 | 2.4109 | 21119.8418 | 2.4109 |  | 0 |  |  |  | 0 |  |  | -1 | 0 | DSM_EE |  | 21119.8418 |  | 0 | 815.0479 | 815.0479 | 0 | -1 | 0 | 0 | 0 | 365 | 8760 | 0.00011416 | 38.5916 | 0 | 0 | 815.0479 | 38.5916 |  | 1/1/2026 | 12/31/2099 |  | 0 | 0 | 2034 |  |  |  | 0 | 0 | Real 2021 ¦ 5/8/2023 1:03:19 PM | 13047 | 21119.8418 |  |  | 21119.8418 | 0 | 0 |  |  |  | 0
REF | ATC | 2034 | 9 | Preferred Plan | Residential - Low/Medium_26-30 | Residential - Low/Medium_26-30 | 2.4109 | 21119.8418 | 2.4109 |  | 0 |  |  |  | 0 |  |  | -1 | 0 | DSM_EE |  | 21119.8418 |  | 0 | 815.0479 | 815.0479 | 0 | -1 | 0 | 0 | 0 | 365 | 8760 | 0.00011416 | 38.5916 | 0 | 0 | 815.0479 | 38.5916 |  | 1/1/2026 | 12/31/2099 |  | 0 | 0 | 2034 |  |  |  | 0 | 0 | Real 2021 ¦ 5/8/2023 1:03:19 PM | 13048 | 21119.8418 |  |  | 21119.8418 | 0 | 0 |  |  |  | 0
REF | ATC | 2034 | 5 | NCR Portfolio | Residential - High_26-30 | Residential - High_26-30 | 0.98492 | 8627.8818 | 0.98492 |  | 0 |  |  |  | 0 |  |  | -1 | 0 | DSM_EE |  | 8627.8818 |  | 0 | 342.5399 | 342.5399 | 0 | -1 | 0 | 0 | 0 | 365 | 8760 | 0.00011416 | 39.7015 | 0 | 0 | 342.5399 | 39.7015 |  | 1/1/2026 | 12/31/2099 |  | 0 | 0 | 2034 |  |  |  | 0 | 0 | Real 2021 ¦ 5/8/2023 1:03:19 PM | 13049 | 8627.8818 |  |  | 8627.8818 | 0 | 0 |  |  |  | 0
REF | ATC | 2034 | 6 | CC Portfolio | Residential - High_26-30 | Residential - High_26-30 | 0.98492 | 8627.8818 | 0.98492 |  | 0 |  |  |  | 0 |  |  | -1 | 0 | DSM_EE |  | 8627.8818 |  | 0 | 342.5399 | 342.5399 | 0 | -1 | 0 | 0 | 0 | 365 | 8760 | 0.00011416 | 39.7015 | 0 | 0 | 342.5399 | 39.7015 |  | 1/1/2026 | 12/31/2099 |  | 0 | 0 | 2034 |  |  |  | 0 | 0 | Real 2021 ¦ 5/8/2023 1:03:19 PM | 13050 | 8627.8818 |  |  | 8627.8818 | 0 | 0 |  |  |  | 0
REF | ATC | 2034 | 9 | Preferred Plan | Residential - High_26-30 | Residential - High_26-30 | 0.98492 | 8627.8818 | 0.98492 |  | 0 |  |  |  | 0 |  |  | -1 | 0 | DSM_EE |  | 8627.8818 |  | 0 | 342.5399 | 342.5399 | 0 | -1 | 0 | 0 | 0 | 365 | 8760 | 0.00011416 | 39.7015 | 0 | 0 | 342.5399 | 39.7015 |  | 1/1/2026 | 12/31/2099 |  | 0 | 0 | 2034 |  |  |  | 0 | 0 | Real 2021 ¦ 5/8/2023 1:03:19 PM | 13051 | 8627.8818 |  |  | 8627.8818 | 0 | 0 |  |  |  | 0
REF | ATC | 2034 | 2 | REF-HC Portfolio | Residential - Behavior_26-30 | Residential - Behavior_26-30 | 0 | 0 | 0 |  | 0 |  |  |  | 0 |  |  | -1 | 0 | DSM_EE |  | 0 |  | 0 | 0 | 0 | 0 | -1 | 0 | 0 | 0 | 0 | 0 |  |  | 0 |  | 0 |  |  | 1/1/2026 | 12/31/2099 |  | 0 | 0 | 2034 |  |  |  | 0 | 0 | Real 2021 ¦ 5/8/2023 1:03:19 PM | 13052 | 0 |  |  | 0 | 0 | 0 |  |  |  | 0
REF | ATC | 2034 | 5 | NCR Portfolio | Residential - Behavior_26-30 | Residential - Behavior_26-30 | 0 | 0 | 0 |  | 0 |  |  |  | 0 |  |  | -1 | 0 | DSM_EE |  | 0 |  | 0 | 0 | 0 | 0 | -1 | 0 | 0 | 0 | 0 | 0 |  |  | 0 |  | 0 |  |  | 1/1/2026 | 12/31/2099 |  | 0 | 0 | 2034 |  |  |  | 0 | 0 | Real 2021 ¦ 5/8/2023 1:03:19 PM | 13053 | 0 |  |  | 0 | 0 | 0 |  |  |  | 0
REF | ATC | 2034 | 6 | CC Portfolio | Residential - Behavior_26-30 | Residential - Behavior_26-30 | 0 | 0 | 0 |  | 0 |  |  |  | 0 |  |  | -1 | 0 | DSM_EE |  | 0 |  | 0 | 0 | 0 | 0 | -1 | 0 | 0 | 0 | 0 | 0 |  |  | 0 |  | 0 |  |  | 1/1/2026 | 12/31/2099 |  | 0 | 0 | 2034 |  |  |  | 0 | 0 | Real 2021 ¦ 5/8/2023 1:03:19 PM | 13054 | 0 |  |  | 0 | 0 | 0 |  |  |  | 0
REF | ATC | 2034 | 8 | REF No Wind Portfolio | Residential - Behavior_26-30 | Residential - Behavior_26-30 | 0 | 0 | 0 |  | 0 |  |  |  | 0 |  |  | -1 | 0 | DSM_EE |  | 0 |  | 0 | 0 | 0 | 0 | -1 | 0 | 0 | 0 | 0 | 0 |  |  | 0 |  | 0 |  |  | 1/1/2026 | 12/31/2099 |  | 0 | 0 | 2034 |  |  |  | 0 | 0 | Real 2021 ¦ 5/8/2023 1:03:19 PM | 13055 | 0 |  |  | 0 | 0 | 0 |  |  |  | 0
REF | ATC | 2034 | 9 | Preferred Plan | Residential - Behavior_26-30 | Residential - Behavior_26-30 | 0 | 0 | 0 |  | 0 |  |  |  | 0 |  |  | -1 | 0 | DSM_EE |  | 0 |  | 0 | 0 | 0 | 0 | -1 | 0 | 0 | 0 | 0 | 0 |  |  | 0 |  | 0 |  |  | 1/1/2026 | 12/31/2099 |  | 0 | 0 | 2034 |  |  |  | 0 | 0 | Real 2021 ¦ 5/8/2023 1:03:19 PM | 13056 | 0 |  |  | 0 | 0 | 0 |  |  |  | 0
REF | ATC | 2034 | 1 | REF Portfolio | C&I - Low_26-30 | C&I - Low_26-30 | 8.8439 | 77472.1562 | 8.8439 |  | 0 |  |  |  | 0 |  |  | -1 | 0 | DSM_EE |  | 77472.1562 |  | 0 | 2883.1897 | 2883.1897 | 0 | -1 | 0 | 0 | 0 | 365 | 8760 | 0.00011416 | 37.2158 | 0 | 0 | 2883.1897 | 37.2158 |  | 1/1/2026 | 12/31/2099 |  | 0 | 0 | 2034 |  |  |  | 0 | 0 | Real 2021 ¦ 5/8/2023 1:03:19 PM | 13057 | 77472.1562 |  |  | 77472.1562 | 0 | 0 |  |  |  | 0
REF | ATC | 2034 | 2 | REF-HC Portfolio | C&I - Low_26-30 | C&I - Low_26-30 | 8.8439 | 77472.1562 | 8.8439 |  | 0 |  |  |  | 0 |  |  | -1 | 0 | DSM_EE |  | 77472.1562 |  | 0 | 2883.1897 | 2883.1897 | 0 | -1 | 0 | 0 | 0 | 365 | 8760 | 0.00011416 | 37.2158 | 0 | 0 | 2883.1897 | 37.2158 |  | 1/1/2026 | 12/31/2099 |  | 0 | 0 | 2034 |  |  |  | 0 | 0 | Real 2021 ¦ 5/8/2023 1:03:19 PM | 13058 | 77472.1562 |  |  | 77472.1562 | 0 | 0 |  |  |  | 0
REF | ATC | 2034 | 3 | CETA Portfolio | C&I - Low_26-30 | C&I - Low_26-30 | 8.8439 | 77472.1562 | 8.8439 |  | 0 |  |  |  | 0 |  |  | -1 | 0 | DSM_EE |  | 77472.1562 |  | 0 | 2883.1897 | 2883.1897 | 0 | -1 | 0 | 0 | 0 | 365 | 8760 | 0.00011416 | 37.2158 | 0 | 0 | 2883.1897 | 37.2158 |  | 1/1/2026 | 12/31/2099 |  | 0 | 0 | 2034 |  |  |  | 0 | 0 | Real 2021 ¦ 5/8/2023 1:03:19 PM | 13059 | 77472.1562 |  |  | 77472.1562 | 0 | 0 |  |  |  | 0
REF | ATC | 2034 | 4 | ECR Portfolio | C&I - Low_26-30 | C&I - Low_26-30 | 8.8439 | 77472.1562 | 8.8439 |  | 0 |  |  |  | 0 |  |  | -1 | 0 | DSM_EE |  | 77472.1562 |  | 0 | 2883.1897 | 2883.1897 | 0 | -1 | 0 | 0 | 0 | 365 | 8760 | 0.00011416 | 37.2158 | 0 | 0 | 2883.1897 | 37.2158 |  | 1/1/2026 | 12/31/2099 |  | 0 | 0 | 2034 |  |  |  | 0 | 0 | Real 2021 ¦ 5/8/2023 1:03:19 PM | 13060 | 77472.1562 |  |  | 77472.1562 | 0 | 0 |  |  |  | 0
REF | ATC | 2034 | 5 | NCR Portfolio | C&I - Low_26-30 | C&I - Low_26-30 | 8.8439 | 77472.1562 | 8.8439 |  | 0 |  |  |  | 0 |  |  | -1 | 0 | DSM_EE |  | 77472.1562 |  | 0 | 2883.1897 | 2883.1897 | 0 | -1 | 0 | 0 | 0 | 365 | 8760 | 0.00011416 | 37.2158 | 0 | 0 | 2883.1897 | 37.2158 |  | 1/1/2026 | 12/31/2099 |  | 0 | 0 | 2034 |  |  |  | 0 | 0 | Real 2021 ¦ 5/8/2023 1:03:19 PM | 13061 | 77472.1562 |  |  | 77472.1562 | 0 | 0 |  |  |  | 0
REF | ATC | 2034 | 6 | CC Portfolio | C&I - Low_26-30 | C&I - Low_26-30 | 8.8439 | 77472.1562 | 8.8439 |  | 0 |  |  |  | 0 |  |  | -1 | 0 | DSM_EE |  | 77472.1562 |  | 0 | 2883.1897 | 2883.1897 | 0 | -1 | 0 | 0 | 0 | 365 | 8760 | 0.00011416 | 37.2158 | 0 | 0 | 2883.1897 | 37.2158 |  | 1/1/2026 | 12/31/2099 |  | 0 | 0 | 2034 |  |  |  | 0 | 0 | Real 2021 ¦ 5/8/2023 1:03:19 PM | 13062 | 77472.1562 |  |  | 77472.1562 | 0 | 0 |  |  |  | 0
REF | ATC | 2034 | 7 | REF Mitchell Ext | C&I - Low_26-30 | C&I - Low_26-30 | 8.8439 | 77472.1562 | 8.8439 |  | 0 |  |  |  | 0 |  |  | -1 | 0 | DSM_EE |  | 77472.1562 |  | 0 | 2883.1897 | 2883.1897 | 0 | -1 | 0 | 0 | 0 | 365 | 8760 | 0.00011416 | 37.2158 | 0 | 0 | 2883.1897 | 37.2158 |  | 1/1/2026 | 12/31/2099 |  | 0 | 0 | 2034 |  |  |  | 0 | 0 | Real 2021 ¦ 5/8/2023 1:03:19 PM | 13063 | 77472.1562 |  |  | 77472.1562 | 0 | 0 |  |  |  | 0
REF | ATC | 2034 | 8 | REF No Wind Portfolio | C&I - Low_26-30 | C&I - Low_26-30 | 8.8439 | 77472.1562 | 8.8439 |  | 0 |  |  |  | 0 |  |  | -1 | 0 | DSM_EE |  | 77472.1562 |  | 0 | 2883.1897 | 2883.1897 | 0 | -1 | 0 | 0 | 0 | 365 | 8760 | 0.00011416 | 37.2158 | 0 | 0 | 2883.1897 | 37.2158 |  | 1/1/2026 | 12/31/2099 |  | 0 | 0 | 2034 |  |  |  | 0 | 0 | Real 2021 ¦ 5/8/2023 1:03:19 PM | 13064 | 77472.1562 |  |  | 77472.1562 | 0 | 0 |  |  |  | 0
REF | ATC | 2034 | 9 | Preferred Plan | C&I - Low_26-30 | C&I - Low_26-30 | 8.8439 | 77472.1562 | 8.8439 |  | 0 |  |  |  | 0 |  |  | -1 | 0 | DSM_EE |  | 77472.1562 |  | 0 | 2883.1897 | 2883.1897 | 0 | -1 | 0 | 0 | 0 | 365 | 8760 | 0.00011416 | 37.2158 | 0 | 0 | 2883.1897 | 37.2158 |  | 1/1/2026 | 12/31/2099 |  | 0 | 0 | 2034 |  |  |  | 0 | 0 | Real 2021 ¦ 5/8/2023 1:03:19 PM | 13065 | 77472.1562 |  |  | 77472.1562 | 0 | 0 |  |  |  | 0
REF | ATC | 2034 | 5 | NCR Portfolio | C&I - High_26-30 | C&I - High_26-30 | 0 | 0 | 0 |  | 0 |  |  |  | 0 |  |  | -1 | 0 | DSM_EE |  | 0 |  | 0 | 0 | 0 | 0 | -1 | 0 | 0 | 0 | 0 | 0 |  |  | 0 |  | 0 |  |  | 1/1/2026 | 12/31/2099 |  | 0 | 0 | 2034 |  |  |  | 0 | 0 | Real 2021 ¦ 5/8/2023 1:03:19 PM | 13066 | 0 |  |  | 0 | 0 | 0 |  |  |  | 0
REF | ATC | 2034 | 1 | REF Portfolio | IQW_26-30 | IQW_26-30 | 0.13282 | 1163.4611 | 0.13282 |  | 0 |  |  |  | 0 |  |  | -1 | 0 | DSM_EE |  | 1163.4611 |  | 0 | 45.8575 | 45.8575 | 0 | -1 | 0 | 0 | 0 | 365 | 8760 | 0.00011416 | 39.4147 | 0 | 0 | 45.8575 | 39.4147 |  | 1/1/2026 | 12/31/2099 |  | 0 | 0 | 2034 |  |  |  | 0 | 0 | Real 2021 ¦ 5/8/2023 1:03:19 PM | 13067 | 1163.4611 |  |  | 1163.4611 | 0 | 0 |  |  |  | 0
REF | ATC | 2034 | 2 | REF-HC Portfolio | IQW_26-30 | IQW_26-30 | 0.13282 | 1163.4611 | 0.13282 |  | 0 |  |  |  | 0 |  |  | -1 | 0 | DSM_EE |  | 1163.4611 |  | 0 | 45.8575 | 45.8575 | 0 | -1 | 0 | 0 | 0 | 365 | 8760 | 0.00011416 | 39.4147 | 0 | 0 | 45.8575 | 39.4147 |  | 1/1/2026 | 12/31/2099 |  | 0 | 0 | 2034 |  |  |  | 0 | 0 | Real 2021 ¦ 5/8/2023 1:03:19 PM | 13068 | 1163.4611 |  |  | 1163.4611 | 0 | 0 |  |  |  | 0
REF | ATC | 2034 | 3 | CETA Portfolio | IQW_26-30 | IQW_26-30 | 0.13282 | 1163.4611 | 0.13282 |  | 0 |  |  |  | 0 |  |  | -1 | 0 | DSM_EE |  | 1163.4611 |  | 0 | 45.8575 | 45.8575 | 0 | -1 | 0 | 0 | 0 | 365 | 8760 | 0.00011416 | 39.4147 | 0 | 0 | 45.8575 | 39.4147 |  | 1/1/2026 | 12/31/2099 |  | 0 | 0 | 2034 |  |  |  | 0 | 0 | Real 2021 ¦ 5/8/2023 1:03:19 PM | 13069 | 1163.4611 |  |  | 1163.4611 | 0 | 0 |  |  |  | 0
REF | ATC | 2034 | 4 | ECR Portfolio | IQW_26-30 | IQW_26-30 | 0.13282 | 1163.4611 | 0.13282 |  | 0 |  |  |  | 0 |  |  | -1 | 0 | DSM_EE |  | 1163.4611 |  | 0 | 45.8575 | 45.8575 | 0 | -1 | 0 | 0 | 0 | 365 | 8760 | 0.00011416 | 39.4147 | 0 | 0 | 45.8575 | 39.4147 |  | 1/1/2026 | 12/31/2099 |  | 0 | 0 | 2034 |  |  |  | 0 | 0 | Real 2021 ¦ 5/8/2023 1:03:19 PM | 13070 | 1163.4611 |  |  | 1163.4611 | 0 | 0 |  |  |  | 0
REF | ATC | 2034 | 5 | NCR Portfolio | IQW_26-30 | IQW_26-30 | 0.13282 | 1163.4611 | 0.13282 |  | 0 |  |  |  | 0 |  |  | -1 | 0 | DSM_EE |  | 1163.4611 |  | 0 | 45.8575 | 45.8575 | 0 | -1 | 0 | 0 | 0 | 365 | 8760 | 0.00011416 | 39.4147 | 0 | 0 | 45.8575 | 39.4147 |  | 1/1/2026 | 12/31/2099 |  | 0 | 0 | 2034 |  |  |  | 0 | 0 | Real 2021 ¦ 5/8/2023 1:03:19 PM | 13071 | 1163.4611 |  |  | 1163.4611 | 0 | 0 |  |  |  | 0
REF | ATC | 2034 | 6 | CC Portfolio | IQW_26-30 | IQW_26-30 | 0.13282 | 1163.4611 | 0.13282 |  | 0 |  |  |  | 0 |  |  | -1 | 0 | DSM_EE |  | 1163.4611 |  | 0 | 45.8575 | 45.8575 | 0 | -1 | 0 | 0 | 0 | 365 | 8760 | 0.00011416 | 39.4147 | 0 | 0 | 45.8575 | 39.4147 |  | 1/1/2026 | 12/31/2099 |  | 0 | 0 | 2034 |  |  |  | 0 | 0 | Real 2021 ¦ 5/8/2023 1:03:19 PM | 13072 | 1163.4611 |  |  | 1163.4611 | 0 | 0 |  |  |  | 0
REF | ATC | 2034 | 7 | REF Mitchell Ext | IQW_26-30 | IQW_26-30 | 0.13282 | 1163.4611 | 0.13282 |  | 0 |  |  |  | 0 |  |  | -1 | 0 | DSM_EE |  | 1163.4611 |  | 0 | 45.8575 | 45.8575 | 0 | -1 | 0 | 0 | 0 | 365 | 8760 | 0.00011416 | 39.4147 | 0 | 0 | 45.8575 | 39.4147 |  | 1/1/2026 | 12/31/2099 |  | 0 | 0 | 2034 |  |  |  | 0 | 0 | Real 2021 ¦ 5/8/2023 1:03:19 PM | 13073 | 1163.4611 |  |  | 1163.4611 | 0 | 0 |  |  |  | 0
REF | ATC | 2034 | 8 | REF No Wind Portfolio | IQW_26-30 | IQW_26-30 | 0.13282 | 1163.4611 | 0.13282 |  | 0 |  |  |  | 0 |  |  | -1 | 0 | DSM_EE |  | 1163.4611 |  | 0 | 45.8575 | 45.8575 | 0 | -1 | 0 | 0 | 0 | 365 | 8760 | 0.00011416 | 39.4147 | 0 | 0 | 45.8575 | 39.4147 |  | 1/1/2026 | 12/31/2099 |  | 0 | 0 | 2034 |  |  |  | 0 | 0 | Real 2021 ¦ 5/8/2023 1:03:19 PM | 13074 | 1163.4611 |  |  | 1163.4611 | 0 | 0 |  |  |  | 0
REF | ATC | 2034 | 9 | Preferred Plan | IQW_26-30 | IQW_26-30 | 0.13282 | 1163.4611 | 0.13282 |  | 0 |  |  |  | 0 |  |  | -1 | 0 | DSM_EE |  | 1163.4611 |  | 0 | 45.8575 | 45.8575 | 0 | -1 | 0 | 0 | 0 | 365 | 8760 | 0.00011416 | 39.4147 | 0 | 0 | 45.8575 | 39.4147 |  | 1/1/2026 | 12/31/2099 |  | 0 | 0 | 2034 |  |  |  | 0 | 0 | Real 2021 ¦ 5/8/2023 1:03:19 PM | 13075 | 1163.4611 |  |  | 1163.4611 | 0 | 0 |  |  |  | 0
REF | ATC | 2034 | 2 | REF-HC Portfolio | Residential - Low/Medium_31-42 | Residential - Low/Medium_31-42 | 4.3818 | 38384.9844 | 4.3818 |  | 0 |  |  |  | 2708.7939 |  |  | -1 | 0 | DSM_EE |  | 38384.9844 |  | 0 | 1487.0244 | 1487.0244 | 0 | -1 | 0 | 0 | 0 | 365 | 8760 | 0.00011416 | 38.7397 | 0 | 0 | 1487.0244 | 38.7397 |  | 1/1/2031 | 12/31/2099 |  | 0 | 0 | 2034 |  |  |  | 0 | 0 | Real 2021 ¦ 5/8/2023 1:03:19 PM | 13076 | 38384.9844 |  |  | 38384.9844 | 0 | 0 |  |  |  | 0
REF | ATC | 2034 | 4 | ECR Portfolio | Residential - Low/Medium_31-42 | Residential - Low/Medium_31-42 | 4.3818 | 38384.9844 | 4.3818 |  | 0 |  |  |  | 2708.7939 |  |  | -1 | 0 | DSM_EE |  | 38384.9844 |  | 0 | 1487.0244 | 1487.0244 | 0 | -1 | 0 | 0 | 0 | 365 | 8760 | 0.00011416 | 38.7397 | 0 | 0 | 1487.0244 | 38.7397 |  | 1/1/2031 | 12/31/2099 |  | 0 | 0 | 2034 |  |  |  | 0 | 0 | Real 2021 ¦ 5/8/2023 1:03:19 PM | 13077 | 38384.9844 |  |  | 38384.9844 | 0 | 0 |  |  |  | 0
REF | ATC | 2034 | 6 | CC Portfolio | Residential - Low/Medium_31-42 | Residential - Low/Medium_31-42 | 4.3818 | 38384.9844 | 4.3818 |  | 0 |  |  |  | 2708.7939 |  |  | -1 | 0 | DSM_EE |  | 38384.9844 |  | 0 | 1487.0244 | 1487.0244 | 0 | -1 | 0 | 0 | 0 | 365 | 8760 | 0.00011416 | 38.7397 | 0 | 0 | 1487.0244 | 38.7397 |  | 1/1/2031 | 12/31/2099 |  | 0 | 0 | 2034 |  |  |  | 0 | 0 | Real 2021 ¦ 5/8/2023 1:03:19 PM | 13078 | 38384.9844 |  |  | 38384.9844 | 0 | 0 |  |  |  | 0
REF | ATC | 2034 | 8 | REF No Wind Portfolio | Residential - Low/Medium_31-42 | Residential - Low/Medium_31-42 | 4.3818 | 38384.9844 | 4.3818 |  | 0 |  |  |  | 2708.7939 |  |  | -1 | 0 | DSM_EE |  | 38384.9844 |  | 0 | 1487.0244 | 1487.0244 | 0 | -1 | 0 | 0 | 0 | 365 | 8760 | 0.00011416 | 38.7397 | 0 | 0 | 1487.0244 | 38.7397 |  | 1/1/2031 | 12/31/2099 |  | 0 | 0 | 2034 |  |  |  | 0 | 0 | Real 2021 ¦ 5/8/2023 1:03:19 PM | 13079 | 38384.9844 |  |  | 38384.9844 | 0 | 0 |  |  |  | 0
REF | ATC | 2034 | 9 | Preferred Plan | Residential - Low/Medium_31-42 | Residential - Low/Medium_31-42 | 4.3818 | 38384.9844 | 4.3818 |  | 0 |  |  |  | 2708.7939 |  |  | -1 | 0 | DSM_EE |  | 38384.9844 |  | 0 | 1487.0244 | 1487.0244 | 0 | -1 | 0 | 0 | 0 | 365 | 8760 | 0.00011416 | 38.7397 | 0 | 0 | 1487.0244 | 38.7397 |  | 1/1/2031 | 12/31/2099 |  | 0 | 0 | 2034 |  |  |  | 0 | 0 | Real 2021 ¦ 5/8/2023 1:03:19 PM | 13080 | 38384.9844 |  |  | 38384.9844 | 0 | 0 |  |  |  | 0
REF | ATC | 2034 | 1 | REF Portfolio | C&I - Low_31-42 | C&I - Low_31-42 | 11.7486 | 102917.7266 | 11.7486 |  | 0 |  |  |  | 5036.3799 |  |  | -1 | 0 | DSM_EE |  | 102917.7266 |  | 0 | 3826.4526 | 3826.4526 | 0 | -1 | 0 | 0 | 0 | 365 | 8760 | 0.00011416 | 37.1797 | 0 | 0 | 3826.4526 | 37.1797 |  | 1/1/2031 | 12/31/2099 |  | 0 | 0 | 2034 |  |  |  | 0 | 0 | Real 2021 ¦ 5/8/2023 1:03:19 PM | 13081 | 102917.7266 |  |  | 102917.7266 | 0 | 0 |  |  |  | 0
REF | ATC | 2034 | 3 | CETA Portfolio | C&I - Low_31-42 | C&I - Low_31-42 | 11.7486 | 102917.7266 | 11.7486 |  | 0 |  |  |  | 5036.3799 |  |  | -1 | 0 | DSM_EE |  | 102917.7266 |  | 0 | 3826.4526 | 3826.4526 | 0 | -1 | 0 | 0 | 0 | 365 | 8760 | 0.00011416 | 37.1797 | 0 | 0 | 3826.4526 | 37.1797 |  | 1/1/2031 | 12/31/2099 |  | 0 | 0 | 2034 |  |  |  | 0 | 0 | Real 2021 ¦ 5/8/2023 1:03:19 PM | 13082 | 102917.7266 |  |  | 102917.7266 | 0 | 0 |  |  |  | 0
REF | ATC | 2034 | 4 | ECR Portfolio | C&I - Low_31-42 | C&I - Low_31-42 | 11.7486 | 102917.7266 | 11.7486 |  | 0 |  |  |  | 5036.3799 |  |  | -1 | 0 | DSM_EE |  | 102917.7266 |  | 0 | 3826.4526 | 3826.4526 | 0 | -1 | 0 | 0 | 0 | 365 | 8760 | 0.00011416 | 37.1797 | 0 | 0 | 3826.4526 | 37.1797 |  | 1/1/2031 | 12/31/2099 |  | 0 | 0 | 2034 |  |  |  | 0 | 0 | Real 2021 ¦ 5/8/2023 1:03:19 PM | 13083 | 102917.7266 |  |  | 102917.7266 | 0 | 0 |  |  |  | 0
REF | ATC | 2034 | 6 | CC Portfolio | C&I - Low_31-42 | C&I - Low_31-42 | 11.7486 | 102917.7266 | 11.7486 |  | 0 |  |  |  | 5036.3799 |  |  | -1 | 0 | DSM_EE |  | 102917.7266 |  | 0 | 3826.4526 | 3826.4526 | 0 | -1 | 0 | 0 | 0 | 365 | 8760 | 0.00011416 | 37.1797 | 0 | 0 | 3826.4526 | 37.1797 |  | 1/1/2031 | 12/31/2099 |  | 0 | 0 | 2034 |  |  |  | 0 | 0 | Real 2021 ¦ 5/8/2023 1:03:19 PM | 13084 | 102917.7266 |  |  | 102917.7266 | 0 | 0 |  |  |  | 0
REF | ATC | 2034 | 7 | REF Mitchell Ext | C&I - Low_31-42 | C&I - Low_31-42 | 11.7486 | 102917.7266 | 11.7486 |  | 0 |  |  |  | 5036.3799 |  |  | -1 | 0 | DSM_EE |  | 102917.7266 |  | 0 | 3826.4526 | 3826.4526 | 0 | -1 | 0 | 0 | 0 | 365 | 8760 | 0.00011416 | 37.1797 | 0 | 0 | 3826.4526 | 37.1797 |  | 1/1/2031 | 12/31/2099 |  | 0 | 0 | 2034 |  |  |  | 0 | 0 | Real 2021 ¦ 5/8/2023 1:03:19 PM | 13085 | 102917.7266 |  |  | 102917.7266 | 0 | 0 |  |  |  | 0
REF | ATC | 2034 | 8 | REF No Wind Portfolio | C&I - Low_31-42 | C&I - Low_31-42 | 11.7486 | 102917.7266 | 11.7486 |  | 0 |  |  |  | 5036.3799 |  |  | -1 | 0 | DSM_EE |  | 102917.7266 |  | 0 | 3826.4526 | 3826.4526 | 0 | -1 | 0 | 0 | 0 | 365 | 8760 | 0.00011416 | 37.1797 | 0 | 0 | 3826.4526 | 37.1797 |  | 1/1/2031 | 12/31/2099 |  | 0 | 0 | 2034 |  |  |  | 0 | 0 | Real 2021 ¦ 5/8/2023 1:03:19 PM | 13086 | 102917.7266 |  |  | 102917.7266 | 0 | 0 |  |  |  | 0
REF | ATC | 2034 | 9 | Preferred Plan | C&I - Low_31-42 | C&I - Low_31-42 | 11.7486 | 102917.7266 | 11.7486 |  | 0 |  |  |  | 5036.3799 |  |  | -1 | 0 | DSM_EE |  | 102917.7266 |  | 0 | 3826.4526 | 3826.4526 | 0 | -1 | 0 | 0 | 0 | 365 | 8760 | 0.00011416 | 37.1797 | 0 | 0 | 3826.4526 | 37.1797 |  | 1/1/2031 | 12/31/2099 |  | 0 | 0 | 2034 |  |  |  | 0 | 0 | Real 2021 ¦ 5/8/2023 1:03:19 PM | 13087 | 102917.7266 |  |  | 102917.7266 | 0 | 0 |  |  |  | 0
REF | ATC | 2034 | 1 | REF Portfolio | IQW_31-42 | IQW_31-42 | 0.19174 | 1679.644 | 0.19174 |  | 0 |  |  |  | 855.3276 |  |  | -1 | 0 | DSM_EE |  | 1679.644 |  | 0 | 66.1128 | 66.1128 | 0 | -1 | 0 | 0 | 0 | 365 | 8760 | 0.00011416 | 39.3612 | 0 | 0 | 66.1128 | 39.3612 |  | 1/1/2031 | 12/31/2099 |  | 0 | 0 | 2034 |  |  |  | 0 | 0 | Real 2021 ¦ 5/8/2023 1:03:19 PM | 13088 | 1679.644 |  |  | 1679.644 | 0 | 0 |  |  |  | 0
REF | ATC | 2034 | 2 | REF-HC Portfolio | IQW_31-42 | IQW_31-42 | 0.19174 | 1679.644 | 0.19174 |  | 0 |  |  |  | 855.3276 |  |  | -1 | 0 | DSM_EE |  | 1679.644 |  | 0 | 66.1128 | 66.1128 | 0 | -1 | 0 | 0 | 0 | 365 | 8760 | 0.00011416 | 39.3612 | 0 | 0 | 66.1128 | 39.3612 |  | 1/1/2031 | 12/31/2099 |  | 0 | 0 | 2034 |  |  |  | 0 | 0 | Real 2021 ¦ 5/8/2023 1:03:19 PM | 13089 | 1679.644 |  |  | 1679.644 | 0 | 0 |  |  |  | 0
REF | ATC | 2034 | 3 | CETA Portfolio | IQW_31-42 | IQW_31-42 | 0.19174 | 1679.644 | 0.19174 |  | 0 |  |  |  | 855.3276 |  |  | -1 | 0 | DSM_EE |  | 1679.644 |  | 0 | 66.1128 | 66.1128 | 0 | -1 | 0 | 0 | 0 | 365 | 8760 | 0.00011416 | 39.3612 | 0 | 0 | 66.1128 | 39.3612 |  | 1/1/2031 | 12/31/2099 |  | 0 | 0 | 2034 |  |  |  | 0 | 0 | Real 2021 ¦ 5/8/2023 1:03:19 PM | 13090 | 1679.644 |  |  | 1679.644 | 0 | 0 |  |  |  | 0
REF | ATC | 2034 | 4 | ECR Portfolio | IQW_31-42 | IQW_31-42 | 0.19174 | 1679.644 | 0.19174 |  | 0 |  |  |  | 855.3276 |  |  | -1 | 0 | DSM_EE |  | 1679.644 |  | 0 | 66.1128 | 66.1128 | 0 | -1 | 0 | 0 | 0 | 365 | 8760 | 0.00011416 | 39.3612 | 0 | 0 | 66.1128 | 39.3612 |  | 1/1/2031 | 12/31/2099 |  | 0 | 0 | 2034 |  |  |  | 0 | 0 | Real 2021 ¦ 5/8/2023 1:03:19 PM | 13091 | 1679.644 |  |  | 1679.644 | 0 | 0 |  |  |  | 0
REF | ATC | 2034 | 5 | NCR Portfolio | IQW_31-42 | IQW_31-42 | 0.19174 | 1679.644 | 0.19174 |  | 0 |  |  |  | 855.3276 |  |  | -1 | 0 | DSM_EE |  | 1679.644 |  | 0 | 66.1128 | 66.1128 | 0 | -1 | 0 | 0 | 0 | 365 | 8760 | 0.00011416 | 39.3612 | 0 | 0 | 66.1128 | 39.3612 |  | 1/1/2031 | 12/31/2099 |  | 0 | 0 | 2034 |  |  |  | 0 | 0 | Real 2021 ¦ 5/8/2023 1:03:19 PM | 13092 | 1679.644 |  |  | 1679.644 | 0 | 0 |  |  |  | 0
REF | ATC | 2034 | 6 | CC Portfolio | IQW_31-42 | IQW_31-42 | 0.19174 | 1679.644 | 0.19174 |  | 0 |  |  |  | 855.3276 |  |  | -1 | 0 | DSM_EE |  | 1679.644 |  | 0 | 66.1128 | 66.1128 | 0 | -1 | 0 | 0 | 0 | 365 | 8760 | 0.00011416 | 39.3612 | 0 | 0 | 66.1128 | 39.3612 |  | 1/1/2031 | 12/31/2099 |  | 0 | 0 | 2034 |  |  |  | 0 | 0 | Real 2021 ¦ 5/8/2023 1:03:19 PM | 13093 | 1679.644 |  |  | 1679.644 | 0 | 0 |  |  |  | 0
REF | ATC | 2034 | 7 | REF Mitchell Ext | IQW_31-42 | IQW_31-42 | 0.19174 | 1679.644 | 0.19174 |  | 0 |  |  |  | 855.3276 |  |  | -1 | 0 | DSM_EE |  | 1679.644 |  | 0 | 66.1128 | 66.1128 | 0 | -1 | 0 | 0 | 0 | 365 | 8760 | 0.00011416 | 39.3612 | 0 | 0 | 66.1128 | 39.3612 |  | 1/1/2031 | 12/31/2099 |  | 0 | 0 | 2034 |  |  |  | 0 | 0 | Real 2021 ¦ 5/8/2023 1:03:19 PM | 13094 | 1679.644 |  |  | 1679.644 | 0 | 0 |  |  |  | 0
REF | ATC | 2034 | 8 | REF No Wind Portfolio | IQW_31-42 | IQW_31-42 | 0.19174 | 1679.644 | 0.19174 |  | 0 |  |  |  | 855.3276 |  |  | -1 | 0 | DSM_EE |  | 1679.644 |  | 0 | 66.1128 | 66.1128 | 0 | -1 | 0 | 0 | 0 | 365 | 8760 | 0.00011416 | 39.3612 | 0 | 0 | 66.1128 | 39.3612 |  | 1/1/2031 | 12/31/2099 |  | 0 | 0 | 2034 |  |  |  | 0 | 0 | Real 2021 ¦ 5/8/2023 1:03:19 PM | 13095 | 1679.644 |  |  | 1679.644 | 0 | 0 |  |  |  | 0
REF | ATC | 2034 | 9 | Preferred Plan | IQW_31-42 | IQW_31-42 | 0.19174 | 1679.644 | 0.19174 |  | 0 |  |  |  | 855.3276 |  |  | -1 | 0 | DSM_EE |  | 1679.644 |  | 0 | 66.1128 | 66.1128 | 0 | -1 | 0 | 0 | 0 | 365 | 8760 | 0.00011416 | 39.3612 | 0 | 0 | 66.1128 | 39.3612 |  | 1/1/2031 | 12/31/2099 |  | 0 | 0 | 2034 |  |  |  | 0 | 0 | Real 2021 ¦ 5/8/2023 1:03:19 PM | 13096 | 1679.644 |  |  | 1679.644 | 0 | 0 |  |  |  | 0
REF | ATC | 2034 | 1 | REF Portfolio | Area 1001 Gas CT 2029 | Area 1001 Gas CT 2029 | 419.156 | 458.2816 | 118.7426 |  | 0 |  |  |  | 48907.3594 |  |  | -1 | 10427692 | TCO |  | 1040185.3125 |  | 125.7468 | 50657.3516 | 50657.3516 | 0 | -1 | 0 | 0 | 2373.5562 | 50 | 3137 | 0.2591 | 48.7003 | 41196.0391 | 39.6045 | 9461.3135 | 9.0958 |  | 1/1/2029 | 12/31/2099 |  | 0 | 0 | 2034 |  |  |  | 0 | 0 | Real 2021 ¦ 5/8/2023 1:03:19 PM | 13097 | 480 |  |  | 1040185.3125 | 0 | 0 |  |  |  | 0
REF | ATC | 2034 | 2 | REF-HC Portfolio | Area 1001 Gas CT 2029 | Area 1001 Gas CT 2029 | 419.156 | 458.2816 | 118.7426 |  | 0 |  |  |  | 48907.3594 |  |  | -1 | 10427692 | TCO |  | 1040185.3125 |  | 125.7468 | 50657.3516 | 50657.3516 | 0 | -1 | 0 | 0 | 2373.5562 | 50 | 3137 | 0.2591 | 48.7003 | 41196.0391 | 39.6045 | 9461.3135 | 9.0958 |  | 1/1/2029 | 12/31/2099 |  | 0 | 0 | 2034 |  |  |  | 0 | 0 | Real 2021 ¦ 5/8/2023 1:03:19 PM | 13098 | 480 |  |  | 1040185.3125 | 0 | 0 |  |  |  | 0
REF | ATC | 2034 | 3 | CETA Portfolio | Area 1001 Gas CT 2029 | Area 1001 Gas CT 2029 | 419.156 | 458.2816 | 118.7426 |  | 0 |  |  |  | 48907.3594 |  |  | -1 | 10427692 | TCO |  | 1040185.3125 |  | 125.7468 | 50657.3516 | 50657.3516 | 0 | -1 | 0 | 0 | 2373.5562 | 50 | 3137 | 0.2591 | 48.7003 | 41196.0391 | 39.6045 | 9461.3135 | 9.0958 |  | 1/1/2029 | 12/31/2099 |  | 0 | 0 | 2034 |  |  |  | 0 | 0 | Real 2021 ¦ 5/8/2023 1:03:19 PM | 13099 | 480 |  |  | 1040185.3125 | 0 | 0 |  |  |  | 0
REF | ATC | 2034 | 4 | ECR Portfolio | Area 1001 Gas CT 2029 | Area 1001 Gas CT 2029 | 209.578 | 229.1408 | 59.3713 |  | 0 |  |  |  | 24453.6797 |  |  | -1 | 5213846 | TCO |  | 520092.6562 |  | 62.8734 | 25328.6758 | 25328.6758 | 0 | -1 | 0 | 0 | 1186.7781 | 50 | 3137 | 0.2591 | 48.7003 | 20598.0195 | 39.6045 | 4730.6567 | 9.0958 |  | 1/1/2029 | 12/31/2099 |  | 0 | 0 | 2034 |  |  |  | 0 | 0 | Real 2021 ¦ 5/8/2023 1:03:19 PM | 13100 | 240 |  |  | 520092.6562 | 0 | 0 |  |  |  | 0
REF | ATC | 2034 | 5 | NCR Portfolio | Area 1001 Gas CT 2029 | Area 1001 Gas CT 2029 | 419.156 | 458.2816 | 118.7426 |  | 0 |  |  |  | 48907.3594 |  |  | -1 | 10427692 | TCO |  | 1040185.3125 |  | 125.7468 | 50657.3516 | 50657.3516 | 0 | -1 | 0 | 0 | 2373.5562 | 50 | 3137 | 0.2591 | 48.7003 | 41196.0391 | 39.6045 | 9461.3135 | 9.0958 |  | 1/1/2029 | 12/31/2099 |  | 0 | 0 | 2034 |  |  |  | 0 | 0 | Real 2021 ¦ 5/8/2023 1:03:19 PM | 13101 | 480 |  |  | 1040185.3125 | 0 | 0 |  |  |  | 0
REF | ATC | 2034 | 7 | REF Mitchell Ext | Area 1001 Gas CT 2029 | Area 1001 Gas CT 2029 | 419.156 | 458.2816 | 118.7426 |  | 0 |  |  |  | 48907.3594 |  |  | -1 | 10427692 | TCO |  | 1040185.3125 |  | 125.7468 | 50657.3516 | 50657.3516 | 0 | -1 | 0 | 0 | 2373.5562 | 50 | 3137 | 0.2591 | 48.7003 | 41196.0391 | 39.6045 | 9461.3135 | 9.0958 |  | 1/1/2029 | 12/31/2099 |  | 0 | 0 | 2034 |  |  |  | 0 | 0 | Real 2021 ¦ 5/8/2023 1:03:19 PM | 13102 | 480 |  |  | 1040185.3125 | 0 | 0 |  |  |  | 0
REF | ATC | 2034 | 8 | REF No Wind Portfolio | Area 1001 Gas CT 2029 | Area 1001 Gas CT 2029 | 209.578 | 229.1408 | 59.3713 |  | 0 |  |  |  | 24453.6797 |  |  | -1 | 5213846 | TCO |  | 520092.6562 |  | 62.8734 | 25328.6758 | 25328.6758 | 0 | -1 | 0 | 0 | 1186.7781 | 50 | 3137 | 0.2591 | 48.7003 | 20598.0195 | 39.6045 | 4730.6567 | 9.0958 |  | 1/1/2029 | 12/31/2099 |  | 0 | 0 | 2034 |  |  |  | 0 | 0 | Real 2021 ¦ 5/8/2023 1:03:19 PM | 13103 | 240 |  |  | 520092.6562 | 0 | 0 |  |  |  | 0
REF | ATC | 2034 | 9 | Preferred Plan | Area 1001 Gas CT 2029 | Area 1001 Gas CT 2029 | 419.156 | 458.2816 | 118.7426 |  | 0 |  |  |  | 48907.3594 |  |  | -1 | 10427692 | TCO |  | 1040185.3125 |  | 125.7468 | 50657.3516 | 50657.3516 | 0 | -1 | 0 | 0 | 2373.5562 | 50 | 3137 | 0.2591 | 48.7003 | 41196.0391 | 39.6045 | 9461.3135 | 9.0958 |  | 1/1/2029 | 12/31/2099 |  | 0 | 0 | 2034 |  |  |  | 0 | 0 | Real 2021 ¦ 5/8/2023 1:03:19 PM | 13104 | 480 |  |  | 1040185.3125 | 0 | 0 |  |  |  | 0
REF | ATC | 2034 | 8 | REF No Wind Portfolio | Area 1001 Solar 2026 | Area 1001 Solar 2026 | 22.8336 | 100 | 22.8336 |  | 0 |  |  |  | 15077.127 |  |  | -1 | 0 | Solar |  | 200022.6875 |  | 0 | 6591.291 | 6591.291 | 0 | -1 | 0 | 0 | 0 | 365 | 4383 | 0.22834 | 32.9527 | -6512.1646 | -32.5571 | 13103.4561 | 65.5098 |  | 1/1/2026 | 12/31/2099 |  | 0 | 0 | 2034 |  |  |  | 0 | 0 | Real 2021 ¦ 5/8/2023 1:03:19 PM | 13105 | 100 |  |  | 200022.6875 | 0 | 0 |  |  |  | 0
REF | ATC | 2034 | 1 | REF Portfolio | Area 1001 Solar 2027 | Area 1001 Solar 2027 | 34.2505 | 150 | 34.2505 |  | 0 |  |  |  | 21831.2832 |  |  | -1 | 0 | Solar |  | 300034.0312 |  | 0 | 9886.9365 | 9886.9365 | 0 | -1 | 0 | 0 | 0 | 365 | 4383 | 0.22834 | 32.9527 | -9768.2471 | -32.5571 | 19655.1836 | 65.5098 |  | 1/1/2027 | 12/31/2099 |  | 0 | 0 | 2034 |  |  |  | 0 | 0 | Real 2021 ¦ 5/8/2023 1:03:19 PM | 13106 | 150 |  |  | 300034.0312 | 0 | 0 |  |  |  | 0
REF | ATC | 2034 | 2 | REF-HC Portfolio | Area 1001 Solar 2027 | Area 1001 Solar 2027 | 22.8336 | 100 | 22.8336 |  | 0 |  |  |  | 14554.1885 |  |  | -1 | 0 | Solar |  | 200022.6875 |  | 0 | 6591.291 | 6591.291 | 0 | -1 | 0 | 0 | 0 | 365 | 4383 | 0.22834 | 32.9527 | -6512.1646 | -32.5571 | 13103.4561 | 65.5098 |  | 1/1/2027 | 12/31/2099 |  | 0 | 0 | 2034 |  |  |  | 0 | 0 | Real 2021 ¦ 5/8/2023 1:03:19 PM | 13107 | 100 |  |  | 200022.6875 | 0 | 0 |  |  |  | 0
REF | ATC | 2034 | 3 | CETA Portfolio | Area 1001 Solar 2027 | Area 1001 Solar 2027 | 34.2505 | 150 | 34.2505 |  | 0 |  |  |  | 21831.2832 |  |  | -1 | 0 | Solar |  | 300034.0312 |  | 0 | 9886.9365 | 9886.9365 | 0 | -1 | 0 | 0 | 0 | 365 | 4383 | 0.22834 | 32.9527 | -9768.2471 | -32.5571 | 19655.1836 | 65.5098 |  | 1/1/2027 | 12/31/2099 |  | 0 | 0 | 2034 |  |  |  | 0 | 0 | Real 2021 ¦ 5/8/2023 1:03:19 PM | 13108 | 150 |  |  | 300034.0312 | 0 | 0 |  |  |  | 0
REF | ATC | 2034 | 5 | NCR Portfolio | Area 1001 Solar 2027 | Area 1001 Solar 2027 | 11.4168 | 50 | 11.4168 |  | 0 |  |  |  | 7277.0942 |  |  | -1 | 0 | Solar |  | 100011.3438 |  | 0 | 3295.6455 | 3295.6455 | 0 | -1 | 0 | 0 | 0 | 365 | 4383 | 0.22834 | 32.9527 | -3256.0823 | -32.5571 | 6551.728 | 65.5098 |  | 1/1/2027 | 12/31/2099 |  | 0 | 0 | 2034 |  |  |  | 0 | 0 | Real 2021 ¦ 5/8/2023 1:03:19 PM | 13109 | 50 |  |  | 100011.3438 | 0 | 0 |  |  |  | 0
REF | ATC | 2034 | 6 | CC Portfolio | Area 1001 Solar 2027 | Area 1001 Solar 2027 | 34.2505 | 150 | 34.2505 |  | 0 |  |  |  | 21831.2832 |  |  | -1 | 0 | Solar |  | 300034.0312 |  | 0 | 9886.9365 | 9886.9365 | 0 | -1 | 0 | 0 | 0 | 365 | 4383 | 0.22834 | 32.9527 | -9768.2471 | -32.5571 | 19655.1836 | 65.5098 |  | 1/1/2027 | 12/31/2099 |  | 0 | 0 | 2034 |  |  |  | 0 | 0 | Real 2021 ¦ 5/8/2023 1:03:19 PM | 13110 | 150 |  |  | 300034.0312 | 0 | 0 |  |  |  | 0
REF | ATC | 2034 | 7 | REF Mitchell Ext | Area 1001 Solar 2027 | Area 1001 Solar 2027 | 34.2505 | 150 | 34.2505 |  | 0 |  |  |  | 21831.2832 |  |  | -1 | 0 | Solar |  | 300034.0312 |  | 0 | 9886.9365 | 9886.9365 | 0 | -1 | 0 | 0 | 0 | 365 | 4383 | 0.22834 | 32.9527 | -9768.2471 | -32.5571 | 19655.1836 | 65.5098 |  | 1/1/2027 | 12/31/2099 |  | 0 | 0 | 2034 |  |  |  | 0 | 0 | Real 2021 ¦ 5/8/2023 1:03:19 PM | 13111 | 150 |  |  | 300034.0312 | 0 | 0 |  |  |  | 0
REF | ATC | 2034 | 8 | REF No Wind Portfolio | Area 1001 Solar 2027 | Area 1001 Solar 2027 | 34.2505 | 150 | 34.2505 |  | 0 |  |  |  | 21831.2832 |  |  | -1 | 0 | Solar |  | 300034.0312 |  | 0 | 9886.9365 | 9886.9365 | 0 | -1 | 0 | 0 | 0 | 365 | 4383 | 0.22834 | 32.9527 | -9768.2471 | -32.5571 | 19655.1836 | 65.5098 |  | 1/1/2027 | 12/31/2099 |  | 0 | 0 | 2034 |  |  |  | 0 | 0 | Real 2021 ¦ 5/8/2023 1:03:19 PM | 13112 | 150 |  |  | 300034.0312 | 0 | 0 |  |  |  | 0
REF | ATC | 2034 | 9 | Preferred Plan | Area 1001 Solar 2027 | Area 1001 Solar 2027 | 34.2505 | 150 | 34.2505 |  | 0 |  |  |  | 21831.2832 |  |  | -1 | 0 | Solar |  | 300034.0312 |  | 0 | 9886.9365 | 9886.9365 | 0 | -1 | 0 | 0 | 0 | 365 | 4383 | 0.22834 | 32.9527 | -9768.2471 | -32.5571 | 19655.1836 | 65.5098 |  | 1/1/2027 | 12/31/2099 |  | 0 | 0 | 2034 |  |  |  | 0 | 0 | Real 2021 ¦ 5/8/2023 1:03:19 PM | 13113 | 150 |  |  | 300034.0312 | 0 | 0 |  |  |  | 0
REF | ATC | 2034 | 1 | REF Portfolio | Area 1001 Solar 2028 | Area 1001 Solar 2028 | 34.2505 | 150 | 34.2505 |  | 0 |  |  |  | 20972.5645 |  |  | -1 | 0 | Solar |  | 300034.0312 |  | 0 | 9886.9365 | 9886.9365 | 0 | -1 | 0 | 0 | 0 | 365 | 4383 | 0.22834 | 32.9527 | -9768.2471 | -32.5571 | 19655.1836 | 65.5098 |  | 1/1/2028 | 12/31/2099 |  | 0 | 0 | 2034 |  |  |  | 0 | 0 | Real 2021 ¦ 5/8/2023 1:03:19 PM | 13114 | 150 |  |  | 300034.0312 | 0 | 0 |  |  |  | 0
REF | ATC | 2034 | 2 | REF-HC Portfolio | Area 1001 Solar 2028 | Area 1001 Solar 2028 | 34.2505 | 150 | 34.2505 |  | 0 |  |  |  | 20972.5645 |  |  | -1 | 0 | Solar |  | 300034.0312 |  | 0 | 9886.9365 | 9886.9365 | 0 | -1 | 0 | 0 | 0 | 365 | 4383 | 0.22834 | 32.9527 | -9768.2471 | -32.5571 | 19655.1836 | 65.5098 |  | 1/1/2028 | 12/31/2099 |  | 0 | 0 | 2034 |  |  |  | 0 | 0 | Real 2021 ¦ 5/8/2023 1:03:19 PM | 13115 | 150 |  |  | 300034.0312 | 0 | 0 |  |  |  | 0
REF | ATC | 2034 | 3 | CETA Portfolio | Area 1001 Solar 2028 | Area 1001 Solar 2028 | 34.2505 | 150 | 34.2505 |  | 0 |  |  |  | 20972.5645 |  |  | -1 | 0 | Solar |  | 300034.0312 |  | 0 | 9886.9365 | 9886.9365 | 0 | -1 | 0 | 0 | 0 | 365 | 4383 | 0.22834 | 32.9527 | -9768.2471 | -32.5571 | 19655.1836 | 65.5098 |  | 1/1/2028 | 12/31/2099 |  | 0 | 0 | 2034 |  |  |  | 0 | 0 | Real 2021 ¦ 5/8/2023 1:03:19 PM | 13116 | 150 |  |  | 300034.0312 | 0 | 0 |  |  |  | 0
REF | ATC | 2034 | 4 | ECR Portfolio | Area 1001 Solar 2028 | Area 1001 Solar 2028 | 34.2505 | 150 | 34.2505 |  | 0 |  |  |  | 20972.5645 |  |  | -1 | 0 | Solar |  | 300034.0312 |  | 0 | 9886.9365 | 9886.9365 | 0 | -1 | 0 | 0 | 0 | 365 | 4383 | 0.22834 | 32.9527 | -9768.2471 | -32.5571 | 19655.1836 | 65.5098 |  | 1/1/2028 | 12/31/2099 |  | 0 | 0 | 2034 |  |  |  | 0 | 0 | Real 2021 ¦ 5/8/2023 1:03:19 PM | 13117 | 150 |  |  | 300034.0312 | 0 | 0 |  |  |  | 0
REF | ATC | 2034 | 5 | NCR Portfolio | Area 1001 Solar 2028 | Area 1001 Solar 2028 | 34.2505 | 150 | 34.2505 |  | 0 |  |  |  | 20972.5645 |  |  | -1 | 0 | Solar |  | 300034.0312 |  | 0 | 9886.9365 | 9886.9365 | 0 | -1 | 0 | 0 | 0 | 365 | 4383 | 0.22834 | 32.9527 | -9768.2471 | -32.5571 | 19655.1836 | 65.5098 |  | 1/1/2028 | 12/31/2099 |  | 0 | 0 | 2034 |  |  |  | 0 | 0 | Real 2021 ¦ 5/8/2023 1:03:19 PM | 13118 | 150 |  |  | 300034.0312 | 0 | 0 |  |  |  | 0
REF | ATC | 2034 | 6 | CC Portfolio | Area 1001 Solar 2028 | Area 1001 Solar 2028 | 34.2505 | 150 | 34.2505 |  | 0 |  |  |  | 20972.5645 |  |  | -1 | 0 | Solar |  | 300034.0312 |  | 0 | 9886.9365 | 9886.9365 | 0 | -1 | 0 | 0 | 0 | 365 | 4383 | 0.22834 | 32.9527 | -9768.2471 | -32.5571 | 19655.1836 | 65.5098 |  | 1/1/2028 | 12/31/2099 |  | 0 | 0 | 2034 |  |  |  | 0 | 0 | Real 2021 ¦ 5/8/2023 1:03:19 PM | 13119 | 150 |  |  | 300034.0312 | 0 | 0 |  |  |  | 0
REF | ATC | 2034 | 7 | REF Mitchell Ext | Area 1001 Solar 2028 | Area 1001 Solar 2028 | 34.2505 | 150 | 34.2505 |  | 0 |  |  |  | 20972.5645 |  |  | -1 | 0 | Solar |  | 300034.0312 |  | 0 | 9886.9365 | 9886.9365 | 0 | -1 | 0 | 0 | 0 | 365 | 4383 | 0.22834 | 32.9527 | -9768.2471 | -32.5571 | 19655.1836 | 65.5098 |  | 1/1/2028 | 12/31/2099 |  | 0 | 0 | 2034 |  |  |  | 0 | 0 | Real 2021 ¦ 5/8/2023 1:03:19 PM | 13120 | 150 |  |  | 300034.0312 | 0 | 0 |  |  |  | 0
REF | ATC | 2034 | 8 | REF No Wind Portfolio | Area 1001 Solar 2028 | Area 1001 Solar 2028 | 34.2505 | 150 | 34.2505 |  | 0 |  |  |  | 20972.5645 |  |  | -1 | 0 | Solar |  | 300034.0312 |  | 0 | 9886.9365 | 9886.9365 | 0 | -1 | 0 | 0 | 0 | 365 | 4383 | 0.22834 | 32.9527 | -9768.2471 | -32.5571 | 19655.1836 | 65.5098 |  | 1/1/2028 | 12/31/2099 |  | 0 | 0 | 2034 |  |  |  | 0 | 0 | Real 2021 ¦ 5/8/2023 1:03:19 PM | 13121 | 150 |  |  | 300034.0312 | 0 | 0 |  |  |  | 0
REF | ATC | 2034 | 9 | Preferred Plan | Area 1001 Solar 2028 | Area 1001 Solar 2028 | 34.2505 | 150 | 34.2505 |  | 0 |  |  |  | 20972.5645 |  |  | -1 | 0 | Solar |  | 300034.0312 |  | 0 | 9886.9365 | 9886.9365 | 0 | -1 | 0 | 0 | 0 | 365 | 4383 | 0.22834 | 32.9527 | -9768.2471 | -32.5571 | 19655.1836 | 65.5098 |  | 1/1/2028 | 12/31/2099 |  | 0 | 0 | 2034 |  |  |  | 0 | 0 | Real 2021 ¦ 5/8/2023 1:03:19 PM | 13122 | 150 |  |  | 300034.0312 | 0 | 0 |  |  |  | 0
REF | ATC | 2034 | 1 | REF Portfolio | Area 1001 Solar 2029 | Area 1001 Solar 2029 | 22.8336 | 100 | 22.8336 |  | 0 |  |  |  | 13453.2666 |  |  | -1 | 0 | Solar |  | 200022.6875 |  | 0 | 6591.291 | 6591.291 | 0 | -1 | 0 | 0 | 0 | 365 | 4383 | 0.22834 | 32.9527 | -6512.1646 | -32.5571 | 13103.4561 | 65.5098 |  | 1/1/2029 | 12/31/2099 |  | 0 | 0 | 2034 |  |  |  | 0 | 0 | Real 2021 ¦ 5/8/2023 1:03:19 PM | 13123 | 100 |  |  | 200022.6875 | 0 | 0 |  |  |  | 0
REF | ATC | 2034 | 3 | CETA Portfolio | Area 1001 Solar 2029 | Area 1001 Solar 2029 | 22.8336 | 100 | 22.8336 |  | 0 |  |  |  | 13453.2666 |  |  | -1 | 0 | Solar |  | 200022.6875 |  | 0 | 6591.291 | 6591.291 | 0 | -1 | 0 | 0 | 0 | 365 | 4383 | 0.22834 | 32.9527 | -6512.1646 | -32.5571 | 13103.4561 | 65.5098 |  | 1/1/2029 | 12/31/2099 |  | 0 | 0 | 2034 |  |  |  | 0 | 0 | Real 2021 ¦ 5/8/2023 1:03:19 PM | 13124 | 100 |  |  | 200022.6875 | 0 | 0 |  |  |  | 0
REF | ATC | 2034 | 4 | ECR Portfolio | Area 1001 Solar 2029 | Area 1001 Solar 2029 | 34.2505 | 150 | 34.2505 |  | 0 |  |  |  | 20179.9004 |  |  | -1 | 0 | Solar |  | 300034.0312 |  | 0 | 9886.9365 | 9886.9365 | 0 | -1 | 0 | 0 | 0 | 365 | 4383 | 0.22834 | 32.9527 | -9768.2471 | -32.5571 | 19655.1836 | 65.5098 |  | 1/1/2029 | 12/31/2099 |  | 0 | 0 | 2034 |  |  |  | 0 | 0 | Real 2021 ¦ 5/8/2023 1:03:19 PM | 13125 | 150 |  |  | 300034.0312 | 0 | 0 |  |  |  | 0
REF | ATC | 2034 | 6 | CC Portfolio | Area 1001 Solar 2029 | Area 1001 Solar 2029 | 22.8336 | 100 | 22.8336 |  | 0 |  |  |  | 13453.2666 |  |  | -1 | 0 | Solar |  | 200022.6875 |  | 0 | 6591.291 | 6591.291 | 0 | -1 | 0 | 0 | 0 | 365 | 4383 | 0.22834 | 32.9527 | -6512.1646 | -32.5571 | 13103.4561 | 65.5098 |  | 1/1/2029 | 12/31/2099 |  | 0 | 0 | 2034 |  |  |  | 0 | 0 | Real 2021 ¦ 5/8/2023 1:03:19 PM | 13126 | 100 |  |  | 200022.6875 | 0 | 0 |  |  |  | 0
REF | ATC | 2034 | 7 | REF Mitchell Ext | Area 1001 Solar 2029 | Area 1001 Solar 2029 | 22.8336 | 100 | 22.8336 |  | 0 |  |  |  | 13453.2666 |  |  | -1 | 0 | Solar |  | 200022.6875 |  | 0 | 6591.291 | 6591.291 | 0 | -1 | 0 | 0 | 0 | 365 | 4383 | 0.22834 | 32.9527 | -6512.1646 | -32.5571 | 13103.4561 | 65.5098 |  | 1/1/2029 | 12/31/2099 |  | 0 | 0 | 2034 |  |  |  | 0 | 0 | Real 2021 ¦ 5/8/2023 1:03:19 PM | 13127 | 100 |  |  | 200022.6875 | 0 | 0 |  |  |  | 0
REF | ATC | 2034 | 8 | REF No Wind Portfolio | Area 1001 Solar 2029 | Area 1001 Solar 2029 | 34.2505 | 150 | 34.2505 |  | 0 |  |  |  | 20179.9004 |  |  | -1 | 0 | Solar |  | 300034.0312 |  | 0 | 9886.9365 | 9886.9365 | 0 | -1 | 0 | 0 | 0 | 365 | 4383 | 0.22834 | 32.9527 | -9768.2471 | -32.5571 | 19655.1836 | 65.5098 |  | 1/1/2029 | 12/31/2099 |  | 0 | 0 | 2034 |  |  |  | 0 | 0 | Real 2021 ¦ 5/8/2023 1:03:19 PM | 13128 | 150 |  |  | 300034.0312 | 0 | 0 |  |  |  | 0
REF | ATC | 2034 | 9 | Preferred Plan | Area 1001 Solar 2029 | Area 1001 Solar 2029 | 22.8336 | 100 | 22.8336 |  | 0 |  |  |  | 13453.2666 |  |  | -1 | 0 | Solar |  | 200022.6875 |  | 0 | 6591.291 | 6591.291 | 0 | -1 | 0 | 0 | 0 | 365 | 4383 | 0.22834 | 32.9527 | -6512.1646 | -32.5571 | 13103.4561 | 65.5098 |  | 1/1/2029 | 12/31/2099 |  | 0 | 0 | 2034 |  |  |  | 0 | 0 | Real 2021 ¦ 5/8/2023 1:03:19 PM | 13129 | 100 |  |  | 200022.6875 | 0 | 0 |  |  |  | 0
REF | ATC | 2034 | 3 | CETA Portfolio | Area 1001 Solar 2030 | Area 1001 Solar 2030 | 11.4168 | 50 | 11.4168 |  | 0 |  |  |  | 6451.4028 |  |  | -1 | 0 | Solar |  | 100011.3438 |  | 0 | 3295.6455 | 3295.6455 | 0 | -1 | 0 | 0 | 0 | 365 | 4383 | 0.22834 | 32.9527 | -3256.0823 | -32.5571 | 6551.728 | 65.5098 |  | 1/1/2030 | 12/31/2099 |  | 0 | 0 | 2034 |  |  |  | 0 | 0 | Real 2021 ¦ 5/8/2023 1:03:19 PM | 13130 | 50 |  |  | 100011.3438 | 0 | 0 |  |  |  | 0
REF | ATC | 2034 | 8 | REF No Wind Portfolio | Area 1001 Solar 2030 | Area 1001 Solar 2030 | 11.4168 | 50 | 11.4168 |  | 0 |  |  |  | 6451.4028 |  |  | -1 | 0 | Solar |  | 100011.3438 |  | 0 | 3295.6455 | 3295.6455 | 0 | -1 | 0 | 0 | 0 | 365 | 4383 | 0.22834 | 32.9527 | -3256.0823 | -32.5571 | 6551.728 | 65.5098 |  | 1/1/2030 | 12/31/2099 |  | 0 | 0 | 2034 |  |  |  | 0 | 0 | Real 2021 ¦ 5/8/2023 1:03:19 PM | 13131 | 50 |  |  | 100011.3438 | 0 | 0 |  |  |  | 0
REF | ATC | 2034 | 4 | ECR Portfolio | Area 1001 Solar 2031 | Area 1001 Solar 2031 | 34.2505 | 150 | 34.2505 |  | 0 |  |  |  | 19494.5762 |  |  | -1 | 0 | Solar |  | 300034.0312 |  | 0 | 9886.9365 | 9886.9365 | 0 | -1 | 0 | 0 | 0 | 365 | 4383 | 0.22834 | 32.9527 | -9768.2471 | -32.5571 | 19655.1836 | 65.5098 |  | 1/1/2031 | 12/31/2099 |  | 0 | 0 | 2034 |  |  |  | 0 | 0 | Real 2021 ¦ 5/8/2023 1:03:19 PM | 13132 | 150 |  |  | 300034.0312 | 0 | 0 |  |  |  | 0
REF | ATC | 2034 | 8 | REF No Wind Portfolio | Area 1001 Solar 2031 | Area 1001 Solar 2031 | 11.4168 | 50 | 11.4168 |  | 0 |  |  |  | 6498.1919 |  |  | -1 | 0 | Solar |  | 100011.3438 |  | 0 | 3295.6455 | 3295.6455 | 0 | -1 | 0 | 0 | 0 | 365 | 4383 | 0.22834 | 32.9527 | -3256.0823 | -32.5571 | 6551.728 | 65.5098 |  | 1/1/2031 | 12/31/2099 |  | 0 | 0 | 2034 |  |  |  | 0 | 0 | Real 2021 ¦ 5/8/2023 1:03:19 PM | 13133 | 50 |  |  | 100011.3438 | 0 | 0 |  |  |  | 0
REF | ATC | 2034 | 3 | CETA Portfolio | Area 1001 Solar 2032 | Area 1001 Solar 2032 | 11.4168 | 50 | 11.4168 |  | 0 |  |  |  | 6528.4673 |  |  | -1 | 0 | Solar |  | 100011.3438 |  | 0 | 3295.6455 | 3295.6455 | 0 | -1 | 0 | 0 | 0 | 365 | 4383 | 0.22834 | 32.9527 | -3256.0823 | -32.5571 | 6551.728 | 65.5098 |  | 1/1/2032 | 12/31/2099 |  | 0 | 0 | 2034 |  |  |  | 0 | 0 | Real 2021 ¦ 5/8/2023 1:03:19 PM | 13134 | 50 |  |  | 100011.3438 | 0 | 0 |  |  |  | 0
REF | ATC | 2034 | 4 | ECR Portfolio | Area 1001 Solar 2032 | Area 1001 Solar 2032 | 34.2505 | 150 | 34.2505 |  | 0 |  |  |  | 19585.4023 |  |  | -1 | 0 | Solar |  | 300034.0312 |  | 0 | 9886.9365 | 9886.9365 | 0 | -1 | 0 | 0 | 0 | 365 | 4383 | 0.22834 | 32.9527 | -9768.2471 | -32.5571 | 19655.1836 | 65.5098 |  | 1/1/2032 | 12/31/2099 |  | 0 | 0 | 2034 |  |  |  | 0 | 0 | Real 2021 ¦ 5/8/2023 1:03:19 PM | 13135 | 150 |  |  | 300034.0312 | 0 | 0 |  |  |  | 0
REF | ATC | 2034 | 8 | REF No Wind Portfolio | Area 1001 Solar 2032 | Area 1001 Solar 2032 | 11.4168 | 50 | 11.4168 |  | 0 |  |  |  | 6528.4673 |  |  | -1 | 0 | Solar |  | 100011.3438 |  | 0 | 3295.6455 | 3295.6455 | 0 | -1 | 0 | 0 | 0 | 365 | 4383 | 0.22834 | 32.9527 | -3256.0823 | -32.5571 | 6551.728 | 65.5098 |  | 1/1/2032 | 12/31/2099 |  | 0 | 0 | 2034 |  |  |  | 0 | 0 | Real 2021 ¦ 5/8/2023 1:03:19 PM | 13136 | 50 |  |  | 100011.3438 | 0 | 0 |  |  |  | 0
REF | ATC | 2034 | 8 | REF No Wind Portfolio | Area 1001 Solar 2035 | Area 1001 Solar 2035 | 0 | 0 | 0 |  | 0 |  |  |  | 0 |  |  | -1 | 0 | Solar |  | 0 |  | 0 | 0 | 0 | 0 | -1 | 0 | 0 | 0 | 0 | 0 |  |  | 0 |  | 0 |  |  | 1/1/2035 | 12/31/2099 |  | 0 | 0 | 2034 |  |  |  | 0 | 0 | Real 2021 ¦ 5/8/2023 1:03:19 PM | 13137 | 0 |  |  | 0 | 0 | 0 |  |  |  | 0
REF | ATC | 2034 | 4 | ECR Portfolio | Area 1001 Solar 2036 | Area 1001 Solar 2036 | 0 | 0 | 0 |  | 0 |  |  |  | 0 |  |  | -1 | 0 | Solar |  | 0 |  | 0 | 0 | 0 | 0 | -1 | 0 | 0 | 0 | 0 | 0 |  |  | 0 |  | 0 |  |  | 1/1/2036 | 12/31/2099 |  | 0 | 0 | 2034 |  |  |  | 0 | 0 | Real 2021 ¦ 5/8/2023 1:03:19 PM | 13138 | 0 |  |  | 0 | 0 | 0 |  |  |  | 0
REF | ATC | 2034 | 1 | REF Portfolio | Area 1001 Solar 2037 | Area 1001 Solar 2037 | 0 | 0 | 0 |  | 0 |  |  |  | 0 |  |  | -1 | 0 | Solar |  | 0 |  | 0 | 0 | 0 | 0 | -1 | 0 | 0 | 0 | 0 | 0 |  |  | 0 |  | 0 |  |  | 1/1/2037 | 12/31/2099 |  | 0 | 0 | 2034 |  |  |  | 0 | 0 | Real 2021 ¦ 5/8/2023 1:03:19 PM | 13139 | 0 |  |  | 0 | 0 | 0 |  |  |  | 0
REF | ATC | 2034 | 3 | CETA Portfolio | Area 1001 Solar 2037 | Area 1001 Solar 2037 | 0 | 0 | 0 |  | 0 |  |  |  | 0 |  |  | -1 | 0 | Solar |  | 0 |  | 0 | 0 | 0 | 0 | -1 | 0 | 0 | 0 | 0 | 0 |  |  | 0 |  | 0 |  |  | 1/1/2037 | 12/31/2099 |  | 0 | 0 | 2034 |  |  |  | 0 | 0 | Real 2021 ¦ 5/8/2023 1:03:19 PM | 13140 | 0 |  |  | 0 | 0 | 0 |  |  |  | 0
REF | ATC | 2034 | 7 | REF Mitchell Ext | Area 1001 Solar 2037 | Area 1001 Solar 2037 | 0 | 0 | 0 |  | 0 |  |  |  | 0 |  |  | -1 | 0 | Solar |  | 0 |  | 0 | 0 | 0 | 0 | -1 | 0 | 0 | 0 | 0 | 0 |  |  | 0 |  | 0 |  |  | 1/1/2037 | 12/31/2099 |  | 0 | 0 | 2034 |  |  |  | 0 | 0 | Real 2021 ¦ 5/8/2023 1:03:19 PM | 13141 | 0 |  |  | 0 | 0 | 0 |  |  |  | 0
REF | ATC | 2034 | 8 | REF No Wind Portfolio | Area 1001 Solar 2037 | Area 1001 Solar 2037 | 0 | 0 | 0 |  | 0 |  |  |  | 0 |  |  | -1 | 0 | Solar |  | 0 |  | 0 | 0 | 0 | 0 | -1 | 0 | 0 | 0 | 0 | 0 |  |  | 0 |  | 0 |  |  | 1/1/2037 | 12/31/2099 |  | 0 | 0 | 2034 |  |  |  | 0 | 0 | Real 2021 ¦ 5/8/2023 1:03:19 PM | 13142 | 0 |  |  | 0 | 0 | 0 |  |  |  | 0
REF | ATC | 2034 | 1 | REF Portfolio | Area 1001 Wind 2026 | Area 1001 Wind 2026 | 34.6041 | 100 | 34.6041 |  | 0 |  |  |  | 18154.2031 |  |  | -1 | 0 | Wind |  | 303131.6875 |  | 0 | 11523.0303 | 11523.0303 | 0 | -1 | 0 | 0 | 0 | 0 | 8760 | 0.34604 | 38.0133 | -9869.0967 | -32.5571 | 21392.127 | 70.5704 |  | 1/1/2026 | 12/31/2099 |  | 0 | 0 | 2034 |  |  |  | 0 | 0 | Real 2021 ¦ 5/8/2023 1:03:19 PM | 13143 | 100 |  |  | 303131.6875 | 0 | 0 |  |  |  | 0
REF | ATC | 2034 | 2 | REF-HC Portfolio | Area 1001 Wind 2026 | Area 1001 Wind 2026 | 34.6041 | 100 | 34.6041 |  | 0 |  |  |  | 18154.2031 |  |  | -1 | 0 | Wind |  | 303131.6875 |  | 0 | 11523.0303 | 11523.0303 | 0 | -1 | 0 | 0 | 0 | 0 | 8760 | 0.34604 | 38.0133 | -9869.0967 | -32.5571 | 21392.127 | 70.5704 |  | 1/1/2026 | 12/31/2099 |  | 0 | 0 | 2034 |  |  |  | 0 | 0 | Real 2021 ¦ 5/8/2023 1:03:19 PM | 13144 | 100 |  |  | 303131.6875 | 0 | 0 |  |  |  | 0
REF | ATC | 2034 | 3 | CETA Portfolio | Area 1001 Wind 2026 | Area 1001 Wind 2026 | 34.6041 | 100 | 34.6041 |  | 0 |  |  |  | 18154.2031 |  |  | -1 | 0 | Wind |  | 303131.6875 |  | 0 | 11523.0303 | 11523.0303 | 0 | -1 | 0 | 0 | 0 | 0 | 8760 | 0.34604 | 38.0133 | -9869.0967 | -32.5571 | 21392.127 | 70.5704 |  | 1/1/2026 | 12/31/2099 |  | 0 | 0 | 2034 |  |  |  | 0 | 0 | Real 2021 ¦ 5/8/2023 1:03:19 PM | 13145 | 100 |  |  | 303131.6875 | 0 | 0 |  |  |  | 0
REF | ATC | 2034 | 4 | ECR Portfolio | Area 1001 Wind 2026 | Area 1001 Wind 2026 | 34.6041 | 100 | 34.6041 |  | 0 |  |  |  | 18154.2031 |  |  | -1 | 0 | Wind |  | 303131.6875 |  | 0 | 11523.0303 | 11523.0303 | 0 | -1 | 0 | 0 | 0 | 0 | 8760 | 0.34604 | 38.0133 | -9869.0967 | -32.5571 | 21392.127 | 70.5704 |  | 1/1/2026 | 12/31/2099 |  | 0 | 0 | 2034 |  |  |  | 0 | 0 | Real 2021 ¦ 5/8/2023 1:03:19 PM | 13146 | 100 |  |  | 303131.6875 | 0 | 0 |  |  |  | 0
REF | ATC | 2034 | 5 | NCR Portfolio | Area 1001 Wind 2026 | Area 1001 Wind 2026 | 34.6041 | 100 | 34.6041 |  | 0 |  |  |  | 18154.2031 |  |  | -1 | 0 | Wind |  | 303131.6875 |  | 0 | 11523.0303 | 11523.0303 | 0 | -1 | 0 | 0 | 0 | 0 | 8760 | 0.34604 | 38.0133 | -9869.0967 | -32.5571 | 21392.127 | 70.5704 |  | 1/1/2026 | 12/31/2099 |  | 0 | 0 | 2034 |  |  |  | 0 | 0 | Real 2021 ¦ 5/8/2023 1:03:19 PM | 13147 | 100 |  |  | 303131.6875 | 0 | 0 |  |  |  | 0
REF | ATC | 2034 | 6 | CC Portfolio | Area 1001 Wind 2026 | Area 1001 Wind 2026 | 34.6041 | 100 | 34.6041 |  | 0 |  |  |  | 18154.2031 |  |  | -1 | 0 | Wind |  | 303131.6875 |  | 0 | 11523.0303 | 11523.0303 | 0 | -1 | 0 | 0 | 0 | 0 | 8760 | 0.34604 | 38.0133 | -9869.0967 | -32.5571 | 21392.127 | 70.5704 |  | 1/1/2026 | 12/31/2099 |  | 0 | 0 | 2034 |  |  |  | 0 | 0 | Real 2021 ¦ 5/8/2023 1:03:19 PM | 13148 | 100 |  |  | 303131.6875 | 0 | 0 |  |  |  | 0
REF | ATC | 2034 | 7 | REF Mitchell Ext | Area 1001 Wind 2026 | Area 1001 Wind 2026 | 34.6041 | 100 | 34.6041 |  | 0 |  |  |  | 18154.2031 |  |  | -1 | 0 | Wind |  | 303131.6875 |  | 0 | 11523.0303 | 11523.0303 | 0 | -1 | 0 | 0 | 0 | 0 | 8760 | 0.34604 | 38.0133 | -9869.0967 | -32.5571 | 21392.127 | 70.5704 |  | 1/1/2026 | 12/31/2099 |  | 0 | 0 | 2034 |  |  |  | 0 | 0 | Real 2021 ¦ 5/8/2023 1:03:19 PM | 13149 | 100 |  |  | 303131.6875 | 0 | 0 |  |  |  | 0
REF | ATC | 2034 | 9 | Preferred Plan | Area 1001 Wind 2026 | Area 1001 Wind 2026 | 34.6041 | 100 | 34.6041 |  | 0 |  |  |  | 18154.2031 |  |  | -1 | 0 | Wind |  | 303131.6875 |  | 0 | 11523.0303 | 11523.0303 | 0 | -1 | 0 | 0 | 0 | 0 | 8760 | 0.34604 | 38.0133 | -9869.0967 | -32.5571 | 21392.127 | 70.5704 |  | 1/1/2026 | 12/31/2099 |  | 0 | 0 | 2034 |  |  |  | 0 | 0 | Real 2021 ¦ 5/8/2023 1:03:19 PM | 13150 | 100 |  |  | 303131.6875 | 0 | 0 |  |  |  | 0
REF | ATC | 2034 | 1 | REF Portfolio | Area 1001 Wind 2027 | Area 1001 Wind 2027 | 34.6041 | 100 | 34.6041 |  | 0 |  |  |  | 17664.293 |  |  | -1 | 0 | Wind |  | 303131.6875 |  | 0 | 11523.0303 | 11523.0303 | 0 | -1 | 0 | 0 | 0 | 0 | 8760 | 0.34604 | 38.0133 | -9869.0967 | -32.5571 | 21392.127 | 70.5704 |  | 1/1/2027 | 12/31/2099 |  | 0 | 0 | 2034 |  |  |  | 0 | 0 | Real 2021 ¦ 5/8/2023 1:03:19 PM | 13151 | 100 |  |  | 303131.6875 | 0 | 0 |  |  |  | 0
REF | ATC | 2034 | 2 | REF-HC Portfolio | Area 1001 Wind 2027 | Area 1001 Wind 2027 | 34.6041 | 100 | 34.6041 |  | 0 |  |  |  | 17664.293 |  |  | -1 | 0 | Wind |  | 303131.6875 |  | 0 | 11523.0303 | 11523.0303 | 0 | -1 | 0 | 0 | 0 | 0 | 8760 | 0.34604 | 38.0133 | -9869.0967 | -32.5571 | 21392.127 | 70.5704 |  | 1/1/2027 | 12/31/2099 |  | 0 | 0 | 2034 |  |  |  | 0 | 0 | Real 2021 ¦ 5/8/2023 1:03:19 PM | 13152 | 100 |  |  | 303131.6875 | 0 | 0 |  |  |  | 0
REF | ATC | 2034 | 3 | CETA Portfolio | Area 1001 Wind 2027 | Area 1001 Wind 2027 | 34.6041 | 100 | 34.6041 |  | 0 |  |  |  | 17664.293 |  |  | -1 | 0 | Wind |  | 303131.6875 |  | 0 | 11523.0303 | 11523.0303 | 0 | -1 | 0 | 0 | 0 | 0 | 8760 | 0.34604 | 38.0133 | -9869.0967 | -32.5571 | 21392.127 | 70.5704 |  | 1/1/2027 | 12/31/2099 |  | 0 | 0 | 2034 |  |  |  | 0 | 0 | Real 2021 ¦ 5/8/2023 1:03:19 PM | 13153 | 100 |  |  | 303131.6875 | 0 | 0 |  |  |  | 0
REF | ATC | 2034 | 4 | ECR Portfolio | Area 1001 Wind 2027 | Area 1001 Wind 2027 | 34.6041 | 100 | 34.6041 |  | 0 |  |  |  | 17664.293 |  |  | -1 | 0 | Wind |  | 303131.6875 |  | 0 | 11523.0303 | 11523.0303 | 0 | -1 | 0 | 0 | 0 | 0 | 8760 | 0.34604 | 38.0133 | -9869.0967 | -32.5571 | 21392.127 | 70.5704 |  | 1/1/2027 | 12/31/2099 |  | 0 | 0 | 2034 |  |  |  | 0 | 0 | Real 2021 ¦ 5/8/2023 1:03:19 PM | 13154 | 100 |  |  | 303131.6875 | 0 | 0 |  |  |  | 0
REF | ATC | 2034 | 5 | NCR Portfolio | Area 1001 Wind 2027 | Area 1001 Wind 2027 | 34.6041 | 100 | 34.6041 |  | 0 |  |  |  | 17664.293 |  |  | -1 | 0 | Wind |  | 303131.6875 |  | 0 | 11523.0303 | 11523.0303 | 0 | -1 | 0 | 0 | 0 | 0 | 8760 | 0.34604 | 38.0133 | -9869.0967 | -32.5571 | 21392.127 | 70.5704 |  | 1/1/2027 | 12/31/2099 |  | 0 | 0 | 2034 |  |  |  | 0 | 0 | Real 2021 ¦ 5/8/2023 1:03:19 PM | 13155 | 100 |  |  | 303131.6875 | 0 | 0 |  |  |  | 0
REF | ATC | 2034 | 6 | CC Portfolio | Area 1001 Wind 2027 | Area 1001 Wind 2027 | 34.6041 | 100 | 34.6041 |  | 0 |  |  |  | 17664.293 |  |  | -1 | 0 | Wind |  | 303131.6875 |  | 0 | 11523.0303 | 11523.0303 | 0 | -1 | 0 | 0 | 0 | 0 | 8760 | 0.34604 | 38.0133 | -9869.0967 | -32.5571 | 21392.127 | 70.5704 |  | 1/1/2027 | 12/31/2099 |  | 0 | 0 | 2034 |  |  |  | 0 | 0 | Real 2021 ¦ 5/8/2023 1:03:19 PM | 13156 | 100 |  |  | 303131.6875 | 0 | 0 |  |  |  | 0
REF | ATC | 2034 | 7 | REF Mitchell Ext | Area 1001 Wind 2027 | Area 1001 Wind 2027 | 34.6041 | 100 | 34.6041 |  | 0 |  |  |  | 17664.293 |  |  | -1 | 0 | Wind |  | 303131.6875 |  | 0 | 11523.0303 | 11523.0303 | 0 | -1 | 0 | 0 | 0 | 0 | 8760 | 0.34604 | 38.0133 | -9869.0967 | -32.5571 | 21392.127 | 70.5704 |  | 1/1/2027 | 12/31/2099 |  | 0 | 0 | 2034 |  |  |  | 0 | 0 | Real 2021 ¦ 5/8/2023 1:03:19 PM | 13157 | 100 |  |  | 303131.6875 | 0 | 0 |  |  |  | 0
REF | ATC | 2034 | 9 | Preferred Plan | Area 1001 Wind 2027 | Area 1001 Wind 2027 | 34.6041 | 100 | 34.6041 |  | 0 |  |  |  | 17664.293 |  |  | -1 | 0 | Wind |  | 303131.6875 |  | 0 | 11523.0303 | 11523.0303 | 0 | -1 | 0 | 0 | 0 | 0 | 8760 | 0.34604 | 38.0133 | -9869.0967 | -32.5571 | 21392.127 | 70.5704 |  | 1/1/2027 | 12/31/2099 |  | 0 | 0 | 2034 |  |  |  | 0 | 0 | Real 2021 ¦ 5/8/2023 1:03:19 PM | 13158 | 100 |  |  | 303131.6875 | 0 | 0 |  |  |  | 0
REF | ATC | 2034 | 1 | REF Portfolio | Area 1001 Wind 2028 | Area 1001 Wind 2028 | 34.6041 | 100 | 34.6041 |  | 0 |  |  |  | 17124.8418 |  |  | -1 | 0 | Wind |  | 303131.6875 |  | 0 | 11523.0303 | 11523.0303 | 0 | -1 | 0 | 0 | 0 | 0 | 8760 | 0.34604 | 38.0133 | -9869.0967 | -32.5571 | 21392.127 | 70.5704 |  | 1/1/2028 | 12/31/2099 |  | 0 | 0 | 2034 |  |  |  | 0 | 0 | Real 2021 ¦ 5/8/2023 1:03:19 PM | 13159 | 100 |  |  | 303131.6875 | 0 | 0 |  |  |  | 0
REF | ATC | 2034 | 2 | REF-HC Portfolio | Area 1001 Wind 2028 | Area 1001 Wind 2028 | 34.6041 | 100 | 34.6041 |  | 0 |  |  |  | 17124.8418 |  |  | -1 | 0 | Wind |  | 303131.6875 |  | 0 | 11523.0303 | 11523.0303 | 0 | -1 | 0 | 0 | 0 | 0 | 8760 | 0.34604 | 38.0133 | -9869.0967 | -32.5571 | 21392.127 | 70.5704 |  | 1/1/2028 | 12/31/2099 |  | 0 | 0 | 2034 |  |  |  | 0 | 0 | Real 2021 ¦ 5/8/2023 1:03:19 PM | 13160 | 100 |  |  | 303131.6875 | 0 | 0 |  |  |  | 0
REF | ATC | 2034 | 3 | CETA Portfolio | Area 1001 Wind 2028 | Area 1001 Wind 2028 | 34.6041 | 100 | 34.6041 |  | 0 |  |  |  | 17124.8418 |  |  | -1 | 0 | Wind |  | 303131.6875 |  | 0 | 11523.0303 | 11523.0303 | 0 | -1 | 0 | 0 | 0 | 0 | 8760 | 0.34604 | 38.0133 | -9869.0967 | -32.5571 | 21392.127 | 70.5704 |  | 1/1/2028 | 12/31/2099 |  | 0 | 0 | 2034 |  |  |  | 0 | 0 | Real 2021 ¦ 5/8/2023 1:03:19 PM | 13161 | 100 |  |  | 303131.6875 | 0 | 0 |  |  |  | 0
REF | ATC | 2034 | 4 | ECR Portfolio | Area 1001 Wind 2028 | Area 1001 Wind 2028 | 34.6041 | 100 | 34.6041 |  | 0 |  |  |  | 17124.8418 |  |  | -1 | 0 | Wind |  | 303131.6875 |  | 0 | 11523.0303 | 11523.0303 | 0 | -1 | 0 | 0 | 0 | 0 | 8760 | 0.34604 | 38.0133 | -9869.0967 | -32.5571 | 21392.127 | 70.5704 |  | 1/1/2028 | 12/31/2099 |  | 0 | 0 | 2034 |  |  |  | 0 | 0 | Real 2021 ¦ 5/8/2023 1:03:19 PM | 13162 | 100 |  |  | 303131.6875 | 0 | 0 |  |  |  | 0
REF | ATC | 2034 | 5 | NCR Portfolio | Area 1001 Wind 2028 | Area 1001 Wind 2028 | 34.6041 | 100 | 34.6041 |  | 0 |  |  |  | 17124.8418 |  |  | -1 | 0 | Wind |  | 303131.6875 |  | 0 | 11523.0303 | 11523.0303 | 0 | -1 | 0 | 0 | 0 | 0 | 8760 | 0.34604 | 38.0133 | -9869.0967 | -32.5571 | 21392.127 | 70.5704 |  | 1/1/2028 | 12/31/2099 |  | 0 | 0 | 2034 |  |  |  | 0 | 0 | Real 2021 ¦ 5/8/2023 1:03:19 PM | 13163 | 100 |  |  | 303131.6875 | 0 | 0 |  |  |  | 0
REF | ATC | 2034 | 6 | CC Portfolio | Area 1001 Wind 2028 | Area 1001 Wind 2028 | 34.6041 | 100 | 34.6041 |  | 0 |  |  |  | 17124.8418 |  |  | -1 | 0 | Wind |  | 303131.6875 |  | 0 | 11523.0303 | 11523.0303 | 0 | -1 | 0 | 0 | 0 | 0 | 8760 | 0.34604 | 38.0133 | -9869.0967 | -32.5571 | 21392.127 | 70.5704 |  | 1/1/2028 | 12/31/2099 |  | 0 | 0 | 2034 |  |  |  | 0 | 0 | Real 2021 ¦ 5/8/2023 1:03:19 PM | 13164 | 100 |  |  | 303131.6875 | 0 | 0 |  |  |  | 0
REF | ATC | 2034 | 7 | REF Mitchell Ext | Area 1001 Wind 2028 | Area 1001 Wind 2028 | 34.6041 | 100 | 34.6041 |  | 0 |  |  |  | 17124.8418 |  |  | -1 | 0 | Wind |  | 303131.6875 |  | 0 | 11523.0303 | 11523.0303 | 0 | -1 | 0 | 0 | 0 | 0 | 8760 | 0.34604 | 38.0133 | -9869.0967 | -32.5571 | 21392.127 | 70.5704 |  | 1/1/2028 | 12/31/2099 |  | 0 | 0 | 2034 |  |  |  | 0 | 0 | Real 2021 ¦ 5/8/2023 1:03:19 PM | 13165 | 100 |  |  | 303131.6875 | 0 | 0 |  |  |  | 0
REF | ATC | 2034 | 9 | Preferred Plan | Area 1001 Wind 2028 | Area 1001 Wind 2028 | 34.6041 | 100 | 34.6041 |  | 0 |  |  |  | 17124.8418 |  |  | -1 | 0 | Wind |  | 303131.6875 |  | 0 | 11523.0303 | 11523.0303 | 0 | -1 | 0 | 0 | 0 | 0 | 8760 | 0.34604 | 38.0133 | -9869.0967 | -32.5571 | 21392.127 | 70.5704 |  | 1/1/2028 | 12/31/2099 |  | 0 | 0 | 2034 |  |  |  | 0 | 0 | Real 2021 ¦ 5/8/2023 1:03:19 PM | 13166 | 100 |  |  | 303131.6875 | 0 | 0 |  |  |  | 0
REF | ATC | 2034 | 1 | REF Portfolio | Area 1001 Wind 2029 | Area 1001 Wind 2029 | 34.6041 | 100 | 34.6041 |  | 0 |  |  |  | 16640.4355 |  |  | -1 | 0 | Wind |  | 303131.6875 |  | 0 | 11523.0303 | 11523.0303 | 0 | -1 | 0 | 0 | 0 | 0 | 8760 | 0.34604 | 38.0133 | -9869.0967 | -32.5571 | 21392.127 | 70.5704 |  | 1/1/2029 | 12/31/2099 |  | 0 | 0 | 2034 |  |  |  | 0 | 0 | Real 2021 ¦ 5/8/2023 1:03:19 PM | 13167 | 100 |  |  | 303131.6875 | 0 | 0 |  |  |  | 0
REF | ATC | 2034 | 2 | REF-HC Portfolio | Area 1001 Wind 2029 | Area 1001 Wind 2029 | 34.6041 | 100 | 34.6041 |  | 0 |  |  |  | 16640.4355 |  |  | -1 | 0 | Wind |  | 303131.6875 |  | 0 | 11523.0303 | 11523.0303 | 0 | -1 | 0 | 0 | 0 | 0 | 8760 | 0.34604 | 38.0133 | -9869.0967 | -32.5571 | 21392.127 | 70.5704 |  | 1/1/2029 | 12/31/2099 |  | 0 | 0 | 2034 |  |  |  | 0 | 0 | Real 2021 ¦ 5/8/2023 1:03:19 PM | 13168 | 100 |  |  | 303131.6875 | 0 | 0 |  |  |  | 0
REF | ATC | 2034 | 3 | CETA Portfolio | Area 1001 Wind 2029 | Area 1001 Wind 2029 | 34.6041 | 100 | 34.6041 |  | 0 |  |  |  | 16640.4355 |  |  | -1 | 0 | Wind |  | 303131.6875 |  | 0 | 11523.0303 | 11523.0303 | 0 | -1 | 0 | 0 | 0 | 0 | 8760 | 0.34604 | 38.0133 | -9869.0967 | -32.5571 | 21392.127 | 70.5704 |  | 1/1/2029 | 12/31/2099 |  | 0 | 0 | 2034 |  |  |  | 0 | 0 | Real 2021 ¦ 5/8/2023 1:03:19 PM | 13169 | 100 |  |  | 303131.6875 | 0 | 0 |  |  |  | 0
REF | ATC | 2034 | 4 | ECR Portfolio | Area 1001 Wind 2029 | Area 1001 Wind 2029 | 34.6041 | 100 | 34.6041 |  | 0 |  |  |  | 16640.4355 |  |  | -1 | 0 | Wind |  | 303131.6875 |  | 0 | 11523.0303 | 11523.0303 | 0 | -1 | 0 | 0 | 0 | 0 | 8760 | 0.34604 | 38.0133 | -9869.0967 | -32.5571 | 21392.127 | 70.5704 |  | 1/1/2029 | 12/31/2099 |  | 0 | 0 | 2034 |  |  |  | 0 | 0 | Real 2021 ¦ 5/8/2023 1:03:19 PM | 13170 | 100 |  |  | 303131.6875 | 0 | 0 |  |  |  | 0
REF | ATC | 2034 | 7 | REF Mitchell Ext | Area 1001 Wind 2029 | Area 1001 Wind 2029 | 34.6041 | 100 | 34.6041 |  | 0 |  |  |  | 16640.4355 |  |  | -1 | 0 | Wind |  | 303131.6875 |  | 0 | 11523.0303 | 11523.0303 | 0 | -1 | 0 | 0 | 0 | 0 | 8760 | 0.34604 | 38.0133 | -9869.0967 | -32.5571 | 21392.127 | 70.5704 |  | 1/1/2029 | 12/31/2099 |  | 0 | 0 | 2034 |  |  |  | 0 | 0 | Real 2021 ¦ 5/8/2023 1:03:19 PM | 13171 | 100 |  |  | 303131.6875 | 0 | 0 |  |  |  | 0
REF | ATC | 2034 | 1 | REF Portfolio | Area 1001 Wind 2030 | Area 1001 Wind 2030 | 34.6041 | 100 | 34.6041 |  | 0 |  |  |  | 16123.0029 |  |  | -1 | 0 | Wind |  | 303131.6875 |  | 0 | 11523.0303 | 11523.0303 | 0 | -1 | 0 | 0 | 0 | 0 | 8760 | 0.34604 | 38.0133 | -9869.0967 | -32.5571 | 21392.127 | 70.5704 |  | 1/1/2030 | 12/31/2099 |  | 0 | 0 | 2034 |  |  |  | 0 | 0 | Real 2021 ¦ 5/8/2023 1:03:19 PM | 13172 | 100 |  |  | 303131.6875 | 0 | 0 |  |  |  | 0
REF | ATC | 2034 | 2 | REF-HC Portfolio | Area 1001 Wind 2030 | Area 1001 Wind 2030 | 34.6041 | 100 | 34.6041 |  | 0 |  |  |  | 16123.0029 |  |  | -1 | 0 | Wind |  | 303131.6875 |  | 0 | 11523.0303 | 11523.0303 | 0 | -1 | 0 | 0 | 0 | 0 | 8760 | 0.34604 | 38.0133 | -9869.0967 | -32.5571 | 21392.127 | 70.5704 |  | 1/1/2030 | 12/31/2099 |  | 0 | 0 | 2034 |  |  |  | 0 | 0 | Real 2021 ¦ 5/8/2023 1:03:19 PM | 13173 | 100 |  |  | 303131.6875 | 0 | 0 |  |  |  | 0
REF | ATC | 2034 | 3 | CETA Portfolio | Area 1001 Wind 2030 | Area 1001 Wind 2030 | 34.6041 | 100 | 34.6041 |  | 0 |  |  |  | 16123.0029 |  |  | -1 | 0 | Wind |  | 303131.6875 |  | 0 | 11523.0303 | 11523.0303 | 0 | -1 | 0 | 0 | 0 | 0 | 8760 | 0.34604 | 38.0133 | -9869.0967 | -32.5571 | 21392.127 | 70.5704 |  | 1/1/2030 | 12/31/2099 |  | 0 | 0 | 2034 |  |  |  | 0 | 0 | Real 2021 ¦ 5/8/2023 1:03:19 PM | 13174 | 100 |  |  | 303131.6875 | 0 | 0 |  |  |  | 0
REF | ATC | 2034 | 4 | ECR Portfolio | Area 1001 Wind 2030 | Area 1001 Wind 2030 | 34.6041 | 100 | 34.6041 |  | 0 |  |  |  | 16123.0029 |  |  | -1 | 0 | Wind |  | 303131.6875 |  | 0 | 11523.0303 | 11523.0303 | 0 | -1 | 0 | 0 | 0 | 0 | 8760 | 0.34604 | 38.0133 | -9869.0967 | -32.5571 | 21392.127 | 70.5704 |  | 1/1/2030 | 12/31/2099 |  | 0 | 0 | 2034 |  |  |  | 0 | 0 | Real 2021 ¦ 5/8/2023 1:03:19 PM | 13175 | 100 |  |  | 303131.6875 | 0 | 0 |  |  |  | 0
REF | ATC | 2034 | 6 | CC Portfolio | Area 1001 Wind 2030 | Area 1001 Wind 2030 | 34.6041 | 100 | 34.6041 |  | 0 |  |  |  | 16123.0029 |  |  | -1 | 0 | Wind |  | 303131.6875 |  | 0 | 11523.0303 | 11523.0303 | 0 | -1 | 0 | 0 | 0 | 0 | 8760 | 0.34604 | 38.0133 | -9869.0967 | -32.5571 | 21392.127 | 70.5704 |  | 1/1/2030 | 12/31/2099 |  | 0 | 0 | 2034 |  |  |  | 0 | 0 | Real 2021 ¦ 5/8/2023 1:03:19 PM | 13176 | 100 |  |  | 303131.6875 | 0 | 0 |  |  |  | 0
REF | ATC | 2034 | 7 | REF Mitchell Ext | Area 1001 Wind 2030 | Area 1001 Wind 2030 | 34.6041 | 100 | 34.6041 |  | 0 |  |  |  | 16123.0029 |  |  | -1 | 0 | Wind |  | 303131.6875 |  | 0 | 11523.0303 | 11523.0303 | 0 | -1 | 0 | 0 | 0 | 0 | 8760 | 0.34604 | 38.0133 | -9869.0967 | -32.5571 | 21392.127 | 70.5704 |  | 1/1/2030 | 12/31/2099 |  | 0 | 0 | 2034 |  |  |  | 0 | 0 | Real 2021 ¦ 5/8/2023 1:03:19 PM | 13177 | 100 |  |  | 303131.6875 | 0 | 0 |  |  |  | 0
REF | ATC | 2034 | 9 | Preferred Plan | Area 1001 Wind 2030 | Area 1001 Wind 2030 | 34.6041 | 100 | 34.6041 |  | 0 |  |  |  | 16123.0029 |  |  | -1 | 0 | Wind |  | 303131.6875 |  | 0 | 11523.0303 | 11523.0303 | 0 | -1 | 0 | 0 | 0 | 0 | 8760 | 0.34604 | 38.0133 | -9869.0967 | -32.5571 | 21392.127 | 70.5704 |  | 1/1/2030 | 12/31/2099 |  | 0 | 0 | 2034 |  |  |  | 0 | 0 | Real 2021 ¦ 5/8/2023 1:03:19 PM | 13178 | 100 |  |  | 303131.6875 | 0 | 0 |  |  |  | 0
REF | ATC | 2034 | 1 | REF Portfolio | Area 1001 Wind 2031 | Area 1001 Wind 2031 | 34.6041 | 100 | 34.6041 |  | 0 |  |  |  | 16200.0674 |  |  | -1 | 0 | Wind |  | 303131.6875 |  | 0 | 11523.0303 | 11523.0303 | 0 | -1 | 0 | 0 | 0 | 0 | 8760 | 0.34604 | 38.0133 | -9869.0967 | -32.5571 | 21392.127 | 70.5704 |  | 1/1/2031 | 12/31/2099 |  | 0 | 0 | 2034 |  |  |  | 0 | 0 | Real 2021 ¦ 5/8/2023 1:03:19 PM | 13179 | 100 |  |  | 303131.6875 | 0 | 0 |  |  |  | 0
REF | ATC | 2034 | 2 | REF-HC Portfolio | Area 1001 Wind 2031 | Area 1001 Wind 2031 | 34.6041 | 100 | 34.6041 |  | 0 |  |  |  | 16200.0674 |  |  | -1 | 0 | Wind |  | 303131.6875 |  | 0 | 11523.0303 | 11523.0303 | 0 | -1 | 0 | 0 | 0 | 0 | 8760 | 0.34604 | 38.0133 | -9869.0967 | -32.5571 | 21392.127 | 70.5704 |  | 1/1/2031 | 12/31/2099 |  | 0 | 0 | 2034 |  |  |  | 0 | 0 | Real 2021 ¦ 5/8/2023 1:03:19 PM | 13180 | 100 |  |  | 303131.6875 | 0 | 0 |  |  |  | 0
REF | ATC | 2034 | 3 | CETA Portfolio | Area 1001 Wind 2031 | Area 1001 Wind 2031 | 34.6041 | 100 | 34.6041 |  | 0 |  |  |  | 16200.0674 |  |  | -1 | 0 | Wind |  | 303131.6875 |  | 0 | 11523.0303 | 11523.0303 | 0 | -1 | 0 | 0 | 0 | 0 | 8760 | 0.34604 | 38.0133 | -9869.0967 | -32.5571 | 21392.127 | 70.5704 |  | 1/1/2031 | 12/31/2099 |  | 0 | 0 | 2034 |  |  |  | 0 | 0 | Real 2021 ¦ 5/8/2023 1:03:19 PM | 13181 | 100 |  |  | 303131.6875 | 0 | 0 |  |  |  | 0
REF | ATC | 2034 | 4 | ECR Portfolio | Area 1001 Wind 2031 | Area 1001 Wind 2031 | 34.6041 | 100 | 34.6041 |  | 0 |  |  |  | 16200.0674 |  |  | -1 | 0 | Wind |  | 303131.6875 |  | 0 | 11523.0303 | 11523.0303 | 0 | -1 | 0 | 0 | 0 | 0 | 8760 | 0.34604 | 38.0133 | -9869.0967 | -32.5571 | 21392.127 | 70.5704 |  | 1/1/2031 | 12/31/2099 |  | 0 | 0 | 2034 |  |  |  | 0 | 0 | Real 2021 ¦ 5/8/2023 1:03:19 PM | 13182 | 100 |  |  | 303131.6875 | 0 | 0 |  |  |  | 0
REF | ATC | 2034 | 6 | CC Portfolio | Area 1001 Wind 2031 | Area 1001 Wind 2031 | 34.6041 | 100 | 34.6041 |  | 0 |  |  |  | 16200.0674 |  |  | -1 | 0 | Wind |  | 303131.6875 |  | 0 | 11523.0303 | 11523.0303 | 0 | -1 | 0 | 0 | 0 | 0 | 8760 | 0.34604 | 38.0133 | -9869.0967 | -32.5571 | 21392.127 | 70.5704 |  | 1/1/2031 | 12/31/2099 |  | 0 | 0 | 2034 |  |  |  | 0 | 0 | Real 2021 ¦ 5/8/2023 1:03:19 PM | 13183 | 100 |  |  | 303131.6875 | 0 | 0 |  |  |  | 0
REF | ATC | 2034 | 7 | REF Mitchell Ext | Area 1001 Wind 2031 | Area 1001 Wind 2031 | 34.6041 | 100 | 34.6041 |  | 0 |  |  |  | 16200.0674 |  |  | -1 | 0 | Wind |  | 303131.6875 |  | 0 | 11523.0303 | 11523.0303 | 0 | -1 | 0 | 0 | 0 | 0 | 8760 | 0.34604 | 38.0133 | -9869.0967 | -32.5571 | 21392.127 | 70.5704 |  | 1/1/2031 | 12/31/2099 |  | 0 | 0 | 2034 |  |  |  | 0 | 0 | Real 2021 ¦ 5/8/2023 1:03:19 PM | 13184 | 100 |  |  | 303131.6875 | 0 | 0 |  |  |  | 0
REF | ATC | 2034 | 9 | Preferred Plan | Area 1001 Wind 2031 | Area 1001 Wind 2031 | 34.6041 | 100 | 34.6041 |  | 0 |  |  |  | 16200.0674 |  |  | -1 | 0 | Wind |  | 303131.6875 |  | 0 | 11523.0303 | 11523.0303 | 0 | -1 | 0 | 0 | 0 | 0 | 8760 | 0.34604 | 38.0133 | -9869.0967 | -32.5571 | 21392.127 | 70.5704 |  | 1/1/2031 | 12/31/2099 |  | 0 | 0 | 2034 |  |  |  | 0 | 0 | Real 2021 ¦ 5/8/2023 1:03:19 PM | 13185 | 100 |  |  | 303131.6875 | 0 | 0 |  |  |  | 0
REF | ATC | 2034 | 1 | REF Portfolio | Area 1001 Wind 2032 | Area 1001 Wind 2032 | 34.6041 | 100 | 34.6041 |  | 0 |  |  |  | 16255.1133 |  |  | -1 | 0 | Wind |  | 303131.6875 |  | 0 | 11523.0303 | 11523.0303 | 0 | -1 | 0 | 0 | 0 | 0 | 8760 | 0.34604 | 38.0133 | -9869.0967 | -32.5571 | 21392.127 | 70.5704 |  | 1/1/2032 | 12/31/2099 |  | 0 | 0 | 2034 |  |  |  | 0 | 0 | Real 2021 ¦ 5/8/2023 1:03:19 PM | 13186 | 100 |  |  | 303131.6875 | 0 | 0 |  |  |  | 0
REF | ATC | 2034 | 2 | REF-HC Portfolio | Area 1001 Wind 2032 | Area 1001 Wind 2032 | 34.6041 | 100 | 34.6041 |  | 0 |  |  |  | 16255.1133 |  |  | -1 | 0 | Wind |  | 303131.6875 |  | 0 | 11523.0303 | 11523.0303 | 0 | -1 | 0 | 0 | 0 | 0 | 8760 | 0.34604 | 38.0133 | -9869.0967 | -32.5571 | 21392.127 | 70.5704 |  | 1/1/2032 | 12/31/2099 |  | 0 | 0 | 2034 |  |  |  | 0 | 0 | Real 2021 ¦ 5/8/2023 1:03:19 PM | 13187 | 100 |  |  | 303131.6875 | 0 | 0 |  |  |  | 0
REF | ATC | 2034 | 3 | CETA Portfolio | Area 1001 Wind 2032 | Area 1001 Wind 2032 | 34.6041 | 100 | 34.6041 |  | 0 |  |  |  | 16255.1133 |  |  | -1 | 0 | Wind |  | 303131.6875 |  | 0 | 11523.0303 | 11523.0303 | 0 | -1 | 0 | 0 | 0 | 0 | 8760 | 0.34604 | 38.0133 | -9869.0967 | -32.5571 | 21392.127 | 70.5704 |  | 1/1/2032 | 12/31/2099 |  | 0 | 0 | 2034 |  |  |  | 0 | 0 | Real 2021 ¦ 5/8/2023 1:03:19 PM | 13188 | 100 |  |  | 303131.6875 | 0 | 0 |  |  |  | 0
REF | ATC | 2034 | 4 | ECR Portfolio | Area 1001 Wind 2032 | Area 1001 Wind 2032 | 34.6041 | 100 | 34.6041 |  | 0 |  |  |  | 16255.1133 |  |  | -1 | 0 | Wind |  | 303131.6875 |  | 0 | 11523.0303 | 11523.0303 | 0 | -1 | 0 | 0 | 0 | 0 | 8760 | 0.34604 | 38.0133 | -9869.0967 | -32.5571 | 21392.127 | 70.5704 |  | 1/1/2032 | 12/31/2099 |  | 0 | 0 | 2034 |  |  |  | 0 | 0 | Real 2021 ¦ 5/8/2023 1:03:19 PM | 13189 | 100 |  |  | 303131.6875 | 0 | 0 |  |  |  | 0
REF | ATC | 2034 | 7 | REF Mitchell Ext | Area 1001 Wind 2032 | Area 1001 Wind 2032 | 34.6041 | 100 | 34.6041 |  | 0 |  |  |  | 16255.1133 |  |  | -1 | 0 | Wind |  | 303131.6875 |  | 0 | 11523.0303 | 11523.0303 | 0 | -1 | 0 | 0 | 0 | 0 | 8760 | 0.34604 | 38.0133 | -9869.0967 | -32.5571 | 21392.127 | 70.5704 |  | 1/1/2032 | 12/31/2099 |  | 0 | 0 | 2034 |  |  |  | 0 | 0 | Real 2021 ¦ 5/8/2023 1:03:19 PM | 13190 | 100 |  |  | 303131.6875 | 0 | 0 |  |  |  | 0
REF | ATC | 2034 | 1 | REF Portfolio | Area 1001 Wind 2033 | Area 1001 Wind 2033 | 34.6041 | 100 | 34.6041 |  | 0 |  |  |  | 16304.6543 |  |  | -1 | 0 | Wind |  | 303131.6875 |  | 0 | 11523.0303 | 11523.0303 | 0 | -1 | 0 | 0 | 0 | 0 | 8760 | 0.34604 | 38.0133 | -9869.0967 | -32.5571 | 21392.127 | 70.5704 |  | 1/1/2033 | 12/31/2099 |  | 0 | 0 | 2034 |  |  |  | 0 | 0 | Real 2021 ¦ 5/8/2023 1:03:19 PM | 13191 | 100 |  |  | 303131.6875 | 0 | 0 |  |  |  | 0
REF | ATC | 2034 | 2 | REF-HC Portfolio | Area 1001 Wind 2033 | Area 1001 Wind 2033 | 34.6041 | 100 | 34.6041 |  | 0 |  |  |  | 16304.6543 |  |  | -1 | 0 | Wind |  | 303131.6875 |  | 0 | 11523.0303 | 11523.0303 | 0 | -1 | 0 | 0 | 0 | 0 | 8760 | 0.34604 | 38.0133 | -9869.0967 | -32.5571 | 21392.127 | 70.5704 |  | 1/1/2033 | 12/31/2099 |  | 0 | 0 | 2034 |  |  |  | 0 | 0 | Real 2021 ¦ 5/8/2023 1:03:19 PM | 13192 | 100 |  |  | 303131.6875 | 0 | 0 |  |  |  | 0
REF | ATC | 2034 | 3 | CETA Portfolio | Area 1001 Wind 2033 | Area 1001 Wind 2033 | 34.6041 | 100 | 34.6041 |  | 0 |  |  |  | 16304.6543 |  |  | -1 | 0 | Wind |  | 303131.6875 |  | 0 | 11523.0303 | 11523.0303 | 0 | -1 | 0 | 0 | 0 | 0 | 8760 | 0.34604 | 38.0133 | -9869.0967 | -32.5571 | 21392.127 | 70.5704 |  | 1/1/2033 | 12/31/2099 |  | 0 | 0 | 2034 |  |  |  | 0 | 0 | Real 2021 ¦ 5/8/2023 1:03:19 PM | 13193 | 100 |  |  | 303131.6875 | 0 | 0 |  |  |  | 0
REF | ATC | 2034 | 4 | ECR Portfolio | Area 1001 Wind 2033 | Area 1001 Wind 2033 | 34.6041 | 100 | 34.6041 |  | 0 |  |  |  | 16304.6543 |  |  | -1 | 0 | Wind |  | 303131.6875 |  | 0 | 11523.0303 | 11523.0303 | 0 | -1 | 0 | 0 | 0 | 0 | 8760 | 0.34604 | 38.0133 | -9869.0967 | -32.5571 | 21392.127 | 70.5704 |  | 1/1/2033 | 12/31/2099 |  | 0 | 0 | 2034 |  |  |  | 0 | 0 | Real 2021 ¦ 5/8/2023 1:03:19 PM | 13194 | 100 |  |  | 303131.6875 | 0 | 0 |  |  |  | 0
REF | ATC | 2034 | 7 | REF Mitchell Ext | Area 1001 Wind 2033 | Area 1001 Wind 2033 | 34.6041 | 100 | 34.6041 |  | 0 |  |  |  | 16304.6543 |  |  | -1 | 0 | Wind |  | 303131.6875 |  | 0 | 11523.0303 | 11523.0303 | 0 | -1 | 0 | 0 | 0 | 0 | 8760 | 0.34604 | 38.0133 | -9869.0967 | -32.5571 | 21392.127 | 70.5704 |  | 1/1/2033 | 12/31/2099 |  | 0 | 0 | 2034 |  |  |  | 0 | 0 | Real 2021 ¦ 5/8/2023 1:03:19 PM | 13195 | 100 |  |  | 303131.6875 | 0 | 0 |  |  |  | 0
REF | ATC | 2034 | 1 | REF Portfolio | Area 1001 Wind 2034 | Area 1001 Wind 2034 | 34.6041 | 100 | 34.6041 |  | 0 |  |  |  | 16365.2051 |  |  | -1 | 0 | Wind |  | 303131.6875 |  | 0 | 11523.0303 | 11523.0303 | 0 | -1 | 0 | 0 | 0 | 1 | 8760 | 0.34604 | 38.0133 | -9869.0967 | -32.5571 | 21392.127 | 70.5704 |  | 1/1/2034 | 12/31/2099 |  | 0 | 0 | 2034 |  |  |  | 0 | 0 | Real 2021 ¦ 5/8/2023 1:03:19 PM | 13196 | 100 |  |  | 303131.6875 | 0 | 0 |  |  |  | 0
REF | ATC | 2034 | 7 | REF Mitchell Ext | Area 1001 Wind 2034 | Area 1001 Wind 2034 | 34.6041 | 100 | 34.6041 |  | 0 |  |  |  | 16365.2051 |  |  | -1 | 0 | Wind |  | 303131.6875 |  | 0 | 11523.0303 | 11523.0303 | 0 | -1 | 0 | 0 | 0 | 1 | 8760 | 0.34604 | 38.0133 | -9869.0967 | -32.5571 | 21392.127 | 70.5704 |  | 1/1/2034 | 12/31/2099 |  | 0 | 0 | 2034 |  |  |  | 0 | 0 | Real 2021 ¦ 5/8/2023 1:03:19 PM | 13197 | 100 |  |  | 303131.6875 | 0 | 0 |  |  |  | 0
REF | ATC | 2034 | 1 | REF Portfolio | Area 1001 Wind 2035 | Area 1001 Wind 2035 | 0 | 0 | 0 |  | 0 |  |  |  | 0 |  |  | -1 | 0 | Wind |  | 0 |  | 0 | 0 | 0 | 0 | -1 | 0 | 0 | 0 | 0 | 0 |  |  | 0 |  | 0 |  |  | 1/1/2035 | 12/31/2099 |  | 0 | 0 | 2034 |  |  |  | 0 | 0 | Real 2021 ¦ 5/8/2023 1:03:19 PM | 13198 | 0 |  |  | 0 | 0 | 0 |  |  |  | 0
REF | ATC | 2034 | 7 | REF Mitchell Ext | Area 1001 Wind 2035 | Area 1001 Wind 2035 | 0 | 0 | 0 |  | 0 |  |  |  | 0 |  |  | -1 | 0 | Wind |  | 0 |  | 0 | 0 | 0 | 0 | -1 | 0 | 0 | 0 | 0 | 0 |  |  | 0 |  | 0 |  |  | 1/1/2035 | 12/31/2099 |  | 0 | 0 | 2034 |  |  |  | 0 | 0 | Real 2021 ¦ 5/8/2023 1:03:19 PM | 13199 | 0 |  |  | 0 | 0 | 0 |  |  |  | 0
REF | ATC | 2034 | 2 | REF-HC Portfolio | Area 1001 Wind 2037 | Area 1001 Wind 2037 | 0 | 0 | 0 |  | 0 |  |  |  | 0 |  |  | -1 | 0 | Wind |  | 0 |  | 0 | 0 | 0 | 0 | -1 | 0 | 0 | 0 | 0 | 0 |  |  | 0 |  | 0 |  |  | 1/1/2037 | 12/31/2099 |  | 0 | 0 | 2034 |  |  |  | 0 | 0 | Real 2021 ¦ 5/8/2023 1:03:19 PM | 13200 | 0 |  |  | 0 | 0 | 0 |  |  |  | 0
REF | ATC | 2034 | 5 | NCR Portfolio | Area 1001 4-Hour Li-on Battery 2029 | Area 1001 4-Hour Li-on Battery 2029 | 100 | 100 | -1.8596 |  | 86.8709 |  |  |  | 14873.4561 |  |  | -1 | 0 | 4-Hour Li-on Battery Storage |  | -16290 |  | 0 | 4025.7078 | 4025.7078 | 0 | -1 | 0 | 0 | 0 | 771 | 4593 | -0.018596 |  | 0 |  | 1019.5352 |  |  | 1/1/2029 | 12/31/2038 |  | 0 | 0 | 2034 |  |  |  | 0 | 0 | Real 2021 ¦ 5/8/2023 1:03:19 PM | 13201 | 100 |  |  | 82136.9375 | 83662.8984 | 3991.2368 |  |  |  | 0
REF | ATC | 2034 | 8 | REF No Wind Portfolio | Area 1001 4-Hour Li-on Battery 2029 | Area 1001 4-Hour Li-on Battery 2029 | 50 | 50 | -0.92979 |  | 43.4355 |  |  |  | 7436.728 |  |  | -1 | 0 | 4-Hour Li-on Battery Storage |  | -8145 |  | 0 | 2012.8539 | 2012.8539 | 0 | -1 | 0 | 0 | 0 | 771 | 4593 | -0.018596 |  | 0 |  | 509.7676 |  |  | 1/1/2029 | 12/31/2038 |  | 0 | 0 | 2034 |  |  |  | 0 | 0 | Real 2021 ¦ 5/8/2023 1:03:19 PM | 13202 | 50 |  |  | 41068.4688 | 41831.4492 | 1995.6184 |  |  |  | 0
REF | ATC | 2034 | 4 | ECR Portfolio | Area 1001 4-Hour Li-on Battery 2032 | Area 1001 4-Hour Li-on Battery 2032 | 200 | 200 | -3.7159 |  | 173.5709 |  |  |  | 29141.4043 |  |  | -1 | 0 | 4-Hour Li-on Battery Storage |  | -32551.2266 |  | 0 | 8046.3784 | 8046.3784 | 0 | -1 | 0 | 0 | 0 | 771 | 4593 | -0.018579 |  | 0 |  | 2040.7356 |  |  | 1/1/2032 | 12/31/2041 |  | 0 | 0 | 2034 |  |  |  | 0 | 0 | Real 2021 ¦ 5/8/2023 1:03:19 PM | 13203 | 200 |  |  | 164130.8125 | 167179.7344 | 7973.5752 |  |  |  | 0
REF | ATC | 2034 | 3 | CETA Portfolio | Area 1001 4-Hour Li-on Battery 2035 | Area 1001 4-Hour Li-on Battery 2035 | 0 | 0 | 0 |  | 2.0553e-06 |  |  |  | 0 |  |  | -1 | 0 | 4-Hour Li-on Battery Storage |  | 0 |  | 0 | 0 | 0 | 0 | -1 | 0 | 0 | 0 | 0 | 0 |  |  | 0 |  | 0 |  |  | 1/1/2035 | 12/31/2044 |  | 0 | 0 | 2034 |  |  |  | 0 | 0 | Real 2021 ¦ 5/8/2023 1:03:19 PM | 13204 | 0 |  |  | 0 | 0 | 0 |  |  |  | 0
REF | ATC | 2034 | 5 | NCR Portfolio | Area 1001 4-Hour Li-on Battery 2035 | Area 1001 4-Hour Li-on Battery 2035 | 0 | 0 | 0 |  | 2.0553e-06 |  |  |  | 0 |  |  | -1 | 0 | 4-Hour Li-on Battery Storage |  | 0 |  | 0 | 0 | 0 | 0 | -1 | 0 | 0 | 0 | 0 | 0 |  |  | 0 |  | 0 |  |  | 1/1/2035 | 12/31/2044 |  | 0 | 0 | 2034 |  |  |  | 0 | 0 | Real 2021 ¦ 5/8/2023 1:03:19 PM | 13205 | 0 |  |  | 0 | 0 | 0 |  |  |  | 0
REF | ATC | 2034 | 6 | CC Portfolio | Area 1001 4-Hour Li-on Battery 2035 | Area 1001 4-Hour Li-on Battery 2035 | 0 | 0 | 0 |  | 2.0553e-06 |  |  |  | 0 |  |  | -1 | 0 | 4-Hour Li-on Battery Storage |  | 0 |  | 0 | 0 | 0 | 0 | -1 | 0 | 0 | 0 | 0 | 0 |  |  | 0 |  | 0 |  |  | 1/1/2035 | 12/31/2044 |  | 0 | 0 | 2034 |  |  |  | 0 | 0 | Real 2021 ¦ 5/8/2023 1:03:19 PM | 13206 | 0 |  |  | 0 | 0 | 0 |  |  |  | 0
REF | ATC | 2034 | 9 | Preferred Plan | Area 1001 4-Hour Li-on Battery 2035 | Area 1001 4-Hour Li-on Battery 2035 | 0 | 0 | 0 |  | 2.0553e-06 |  |  |  | 0 |  |  | -1 | 0 | 4-Hour Li-on Battery Storage |  | 0 |  | 0 | 0 | 0 | 0 | -1 | 0 | 0 | 0 | 0 | 0 |  |  | 0 |  | 0 |  |  | 1/1/2035 | 12/31/2044 |  | 0 | 0 | 2034 |  |  |  | 0 | 0 | Real 2021 ¦ 5/8/2023 1:03:19 PM | 13207 | 0 |  |  | 0 | 0 | 0 |  |  |  | 0
REF | ATC | 2034 | 4 | ECR Portfolio | Solar+Storage 3-1 2028 | Solar+Storage 3-1 2028 | 32.932 | 32.932 | 32.932 |  | 0 |  |  |  | 25277.168 |  |  | -1 | 0 | Solar |  | 288484.5312 |  | 0 | 10738.1299 | 10738.1299 | 0 | -1 | 0 | 0 | 0 | 699 | 4609 | 1 | 37.2225 | 0 | 0 | 10738.1299 | 37.2225 |  | 1/1/2028 | 12/31/2099 |  | 0 | 0 | 2034 |  |  |  | 0 | 0 | Real 2021 ¦ 5/8/2023 1:03:19 PM | 13208 | 200 |  |  | 288484.5312 | 0 | 0 |  |  |  | 0
REF | ATC | 2034 | 8 | REF No Wind Portfolio | Solar+Storage 3-1 2028 | Solar+Storage 3-1 2028 | 49.398 | 49.398 | 49.398 |  | 0 |  |  |  | 37915.7539 |  |  | -1 | 0 | Solar |  | 432726.8125 |  | 0 | 16107.1953 | 16107.1953 | 0 | -1 | 0 | 0 | 0 | 699 | 4609 | 1 | 37.2225 | 0 | 0 | 16107.1953 | 37.2225 |  | 1/1/2028 | 12/31/2099 |  | 0 | 0 | 2034 |  |  |  | 0 | 0 | Real 2021 ¦ 5/8/2023 1:03:19 PM | 13209 | 300 |  |  | 432726.8125 | 0 | 0 |  |  |  | 0
REF | ATC | 2034 | 1 | REF Portfolio | Tier 2 Area 1001 Solar 2028 | Tier 2 Area 1001 Solar 2028 | 22.8336 | 100 | 22.8336 |  | 0 |  |  |  | 15236.7607 |  |  | -1 | 0 | Solar |  | 200022.6875 |  | 0 | 6591.291 | 6591.291 | 0 | -1 | 0 | 0 | 0 | 365 | 4383 | 0.22834 | 32.9527 | -6512.1646 | -32.5571 | 13103.4561 | 65.5098 |  | 1/1/2028 | 12/31/2099 |  | 0 | 0 | 2034 |  |  |  | 0 | 0 | Real 2021 ¦ 5/8/2023 1:03:19 PM | 13210 | 100 |  |  | 200022.6875 | 0 | 0 |  |  |  | 0
REF | ATC | 2034 | 2 | REF-HC Portfolio | Tier 2 Area 1001 Solar 2028 | Tier 2 Area 1001 Solar 2028 | 57.0841 | 250 | 57.0841 |  | 0 |  |  |  | 38091.9023 |  |  | -1 | 0 | Solar |  | 500056.75 |  | 0 | 16478.2285 | 16478.2285 | 0 | -1 | 0 | 0 | 0 | 365 | 4383 | 0.22834 | 32.9527 | -16280.4111 | -32.5571 | 32758.6387 | 65.5098 |  | 1/1/2028 | 12/31/2099 |  | 0 | 0 | 2034 |  |  |  | 0 | 0 | Real 2021 ¦ 5/8/2023 1:03:19 PM | 13211 | 250 |  |  | 500056.75 | 0 | 0 |  |  |  | 0
REF | ATC | 2034 | 3 | CETA Portfolio | Tier 2 Area 1001 Solar 2028 | Tier 2 Area 1001 Solar 2028 | 68.5009 | 300 | 68.5009 |  | 0 |  |  |  | 45710.2812 |  |  | -1 | 0 | Solar |  | 600068.0625 |  | 0 | 19773.873 | 19773.873 | 0 | -1 | 0 | 0 | 0 | 365 | 4383 | 0.22834 | 32.9527 | -19536.4941 | -32.5571 | 39310.3672 | 65.5098 |  | 1/1/2028 | 12/31/2099 |  | 0 | 0 | 2034 |  |  |  | 0 | 0 | Real 2021 ¦ 5/8/2023 1:03:19 PM | 13212 | 300 |  |  | 600068.0625 | 0 | 0 |  |  |  | 0
REF | ATC | 2034 | 4 | ECR Portfolio | Tier 2 Area 1001 Solar 2028 | Tier 2 Area 1001 Solar 2028 | 68.5009 | 300 | 68.5009 |  | 0 |  |  |  | 45710.2812 |  |  | -1 | 0 | Solar |  | 600068.0625 |  | 0 | 19773.873 | 19773.873 | 0 | -1 | 0 | 0 | 0 | 365 | 4383 | 0.22834 | 32.9527 | -19536.4941 | -32.5571 | 39310.3672 | 65.5098 |  | 1/1/2028 | 12/31/2099 |  | 0 | 0 | 2034 |  |  |  | 0 | 0 | Real 2021 ¦ 5/8/2023 1:03:19 PM | 13213 | 300 |  |  | 600068.0625 | 0 | 0 |  |  |  | 0
REF | ATC | 2034 | 5 | NCR Portfolio | Tier 2 Area 1001 Solar 2028 | Tier 2 Area 1001 Solar 2028 | 22.8336 | 100 | 22.8336 |  | 0 |  |  |  | 15236.7607 |  |  | -1 | 0 | Solar |  | 200022.6875 |  | 0 | 6591.291 | 6591.291 | 0 | -1 | 0 | 0 | 0 | 365 | 4383 | 0.22834 | 32.9527 | -6512.1646 | -32.5571 | 13103.4561 | 65.5098 |  | 1/1/2028 | 12/31/2099 |  | 0 | 0 | 2034 |  |  |  | 0 | 0 | Real 2021 ¦ 5/8/2023 1:03:19 PM | 13214 | 100 |  |  | 200022.6875 | 0 | 0 |  |  |  | 0
REF | ATC | 2034 | 6 | CC Portfolio | Tier 2 Area 1001 Solar 2028 | Tier 2 Area 1001 Solar 2028 | 68.5009 | 300 | 68.5009 |  | 0 |  |  |  | 45710.2812 |  |  | -1 | 0 | Solar |  | 600068.0625 |  | 0 | 19773.873 | 19773.873 | 0 | -1 | 0 | 0 | 0 | 365 | 4383 | 0.22834 | 32.9527 | -19536.4941 | -32.5571 | 39310.3672 | 65.5098 |  | 1/1/2028 | 12/31/2099 |  | 0 | 0 | 2034 |  |  |  | 0 | 0 | Real 2021 ¦ 5/8/2023 1:03:19 PM | 13215 | 300 |  |  | 600068.0625 | 0 | 0 |  |  |  | 0
REF | ATC | 2034 | 7 | REF Mitchell Ext | Tier 2 Area 1001 Solar 2028 | Tier 2 Area 1001 Solar 2028 | 22.8336 | 100 | 22.8336 |  | 0 |  |  |  | 15236.7607 |  |  | -1 | 0 | Solar |  | 200022.6875 |  | 0 | 6591.291 | 6591.291 | 0 | -1 | 0 | 0 | 0 | 365 | 4383 | 0.22834 | 32.9527 | -6512.1646 | -32.5571 | 13103.4561 | 65.5098 |  | 1/1/2028 | 12/31/2099 |  | 0 | 0 | 2034 |  |  |  | 0 | 0 | Real 2021 ¦ 5/8/2023 1:03:19 PM | 13216 | 100 |  |  | 200022.6875 | 0 | 0 |  |  |  | 0
REF | ATC | 2034 | 8 | REF No Wind Portfolio | Tier 2 Area 1001 Solar 2028 | Tier 2 Area 1001 Solar 2028 | 68.5009 | 300 | 68.5009 |  | 0 |  |  |  | 45710.2812 |  |  | -1 | 0 | Solar |  | 600068.0625 |  | 0 | 19773.873 | 19773.873 | 0 | -1 | 0 | 0 | 0 | 365 | 4383 | 0.22834 | 32.9527 | -19536.4941 | -32.5571 | 39310.3672 | 65.5098 |  | 1/1/2028 | 12/31/2099 |  | 0 | 0 | 2034 |  |  |  | 0 | 0 | Real 2021 ¦ 5/8/2023 1:03:19 PM | 13217 | 300 |  |  | 600068.0625 | 0 | 0 |  |  |  | 0
REF | ATC | 2034 | 9 | Preferred Plan | Tier 2 Area 1001 Solar 2028 | Tier 2 Area 1001 Solar 2028 | 68.5009 | 300 | 68.5009 |  | 0 |  |  |  | 45710.2812 |  |  | -1 | 0 | Solar |  | 600068.0625 |  | 0 | 19773.873 | 19773.873 | 0 | -1 | 0 | 0 | 0 | 365 | 4383 | 0.22834 | 32.9527 | -19536.4941 | -32.5571 | 39310.3672 | 65.5098 |  | 1/1/2028 | 12/31/2099 |  | 0 | 0 | 2034 |  |  |  | 0 | 0 | Real 2021 ¦ 5/8/2023 1:03:19 PM | 13218 | 300 |  |  | 600068.0625 | 0 | 0 |  |  |  | 0
REF | ATC | 2034 | 4 | ECR Portfolio | Tier 2 Area 1001 Solar 2029 | Tier 2 Area 1001 Solar 2029 | 34.2505 | 150 | 34.2505 |  | 0 |  |  |  | 21988.1641 |  |  | -1 | 0 | Solar |  | 300034.0312 |  | 0 | 9886.9365 | 9886.9365 | 0 | -1 | 0 | 0 | 0 | 365 | 4383 | 0.22834 | 32.9527 | -9768.2471 | -32.5571 | 19655.1836 | 65.5098 |  | 1/1/2029 | 12/31/2099 |  | 0 | 0 | 2034 |  |  |  | 0 | 0 | Real 2021 ¦ 5/8/2023 1:03:19 PM | 13219 | 150 |  |  | 300034.0312 | 0 | 0 |  |  |  | 0
REF | ATC | 2034 | 8 | REF No Wind Portfolio | Tier 2 Area 1001 Solar 2029 | Tier 2 Area 1001 Solar 2029 | 22.8336 | 100 | 22.8336 |  | 0 |  |  |  | 14658.7764 |  |  | -1 | 0 | Solar |  | 200022.6875 |  | 0 | 6591.291 | 6591.291 | 0 | -1 | 0 | 0 | 0 | 365 | 4383 | 0.22834 | 32.9527 | -6512.1646 | -32.5571 | 13103.4561 | 65.5098 |  | 1/1/2029 | 12/31/2099 |  | 0 | 0 | 2034 |  |  |  | 0 | 0 | Real 2021 ¦ 5/8/2023 1:03:19 PM | 13220 | 100 |  |  | 200022.6875 | 0 | 0 |  |  |  | 0
REF | ATC | 2034 | 2 | REF-HC Portfolio | Tier 2 Area 1001 Wind 2026 | Tier 2 Area 1001 Wind 2026 | 34.6041 | 100 | 34.6041 |  | 0 |  |  |  | 19684.4844 |  |  | -1 | 0 | Wind |  | 303131.6875 |  | 0 | 11523.0303 | 11523.0303 | 0 | -1 | 0 | 0 | 0 | 0 | 8760 | 0.34604 | 38.0133 | -9869.0967 | -32.5571 | 21392.127 | 70.5704 |  | 1/1/2026 | 12/31/2099 |  | 0 | 0 | 2034 |  |  |  | 0 | 0 | Real 2021 ¦ 5/8/2023 1:03:19 PM | 13221 | 100 |  |  | 303131.6875 | 0 | 0 |  |  |  | 0
REF | ATC | 2034 | 3 | CETA Portfolio | Tier 2 Area 1001 Wind 2026 | Tier 2 Area 1001 Wind 2026 | 34.6041 | 100 | 34.6041 |  | 0 |  |  |  | 19684.4844 |  |  | -1 | 0 | Wind |  | 303131.6875 |  | 0 | 11523.0303 | 11523.0303 | 0 | -1 | 0 | 0 | 0 | 0 | 8760 | 0.34604 | 38.0133 | -9869.0967 | -32.5571 | 21392.127 | 70.5704 |  | 1/1/2026 | 12/31/2099 |  | 0 | 0 | 2034 |  |  |  | 0 | 0 | Real 2021 ¦ 5/8/2023 1:03:19 PM | 13222 | 100 |  |  | 303131.6875 | 0 | 0 |  |  |  | 0
REF | ATC | 2034 | 4 | ECR Portfolio | Tier 2 Area 1001 Wind 2026 | Tier 2 Area 1001 Wind 2026 | 34.6041 | 100 | 34.6041 |  | 0 |  |  |  | 19684.4844 |  |  | -1 | 0 | Wind |  | 303131.6875 |  | 0 | 11523.0303 | 11523.0303 | 0 | -1 | 0 | 0 | 0 | 0 | 8760 | 0.34604 | 38.0133 | -9869.0967 | -32.5571 | 21392.127 | 70.5704 |  | 1/1/2026 | 12/31/2099 |  | 0 | 0 | 2034 |  |  |  | 0 | 0 | Real 2021 ¦ 5/8/2023 1:03:19 PM | 13223 | 100 |  |  | 303131.6875 | 0 | 0 |  |  |  | 0
REF | ATC | 2034 | 5 | NCR Portfolio | Tier 2 Area 1001 Wind 2026 | Tier 2 Area 1001 Wind 2026 | 34.6041 | 100 | 34.6041 |  | 0 |  |  |  | 19684.4844 |  |  | -1 | 0 | Wind |  | 303131.6875 |  | 0 | 11523.0303 | 11523.0303 | 0 | -1 | 0 | 0 | 0 | 0 | 8760 | 0.34604 | 38.0133 | -9869.0967 | -32.5571 | 21392.127 | 70.5704 |  | 1/1/2026 | 12/31/2099 |  | 0 | 0 | 2034 |  |  |  | 0 | 0 | Real 2021 ¦ 5/8/2023 1:03:19 PM | 13224 | 100 |  |  | 303131.6875 | 0 | 0 |  |  |  | 0
REF | ATC | 2034 | 2 | REF-HC Portfolio | Tier 2 Area 1001 Wind 2027 | Tier 2 Area 1001 Wind 2027 | 34.6041 | 100 | 34.6041 |  | 0 |  |  |  | 19145.0332 |  |  | -1 | 0 | Wind |  | 303131.6875 |  | 0 | 11523.0303 | 11523.0303 | 0 | -1 | 0 | 0 | 0 | 0 | 8760 | 0.34604 | 38.0133 | -9869.0967 | -32.5571 | 21392.127 | 70.5704 |  | 1/1/2027 | 12/31/2099 |  | 0 | 0 | 2034 |  |  |  | 0 | 0 | Real 2021 ¦ 5/8/2023 1:03:19 PM | 13225 | 100 |  |  | 303131.6875 | 0 | 0 |  |  |  | 0
REF | ATC | 2034 | 3 | CETA Portfolio | Tier 2 Area 1001 Wind 2027 | Tier 2 Area 1001 Wind 2027 | 34.6041 | 100 | 34.6041 |  | 0 |  |  |  | 19145.0332 |  |  | -1 | 0 | Wind |  | 303131.6875 |  | 0 | 11523.0303 | 11523.0303 | 0 | -1 | 0 | 0 | 0 | 0 | 8760 | 0.34604 | 38.0133 | -9869.0967 | -32.5571 | 21392.127 | 70.5704 |  | 1/1/2027 | 12/31/2099 |  | 0 | 0 | 2034 |  |  |  | 0 | 0 | Real 2021 ¦ 5/8/2023 1:03:19 PM | 13226 | 100 |  |  | 303131.6875 | 0 | 0 |  |  |  | 0
REF | ATC | 2034 | 4 | ECR Portfolio | Tier 2 Area 1001 Wind 2027 | Tier 2 Area 1001 Wind 2027 | 34.6041 | 100 | 34.6041 |  | 0 |  |  |  | 19145.0332 |  |  | -1 | 0 | Wind |  | 303131.6875 |  | 0 | 11523.0303 | 11523.0303 | 0 | -1 | 0 | 0 | 0 | 0 | 8760 | 0.34604 | 38.0133 | -9869.0967 | -32.5571 | 21392.127 | 70.5704 |  | 1/1/2027 | 12/31/2099 |  | 0 | 0 | 2034 |  |  |  | 0 | 0 | Real 2021 ¦ 5/8/2023 1:03:19 PM | 13227 | 100 |  |  | 303131.6875 | 0 | 0 |  |  |  | 0
REF | ATC | 2034 | 5 | NCR Portfolio | Tier 2 Area 1001 Wind 2027 | Tier 2 Area 1001 Wind 2027 | 34.6041 | 100 | 34.6041 |  | 0 |  |  |  | 19145.0332 |  |  | -1 | 0 | Wind |  | 303131.6875 |  | 0 | 11523.0303 | 11523.0303 | 0 | -1 | 0 | 0 | 0 | 0 | 8760 | 0.34604 | 38.0133 | -9869.0967 | -32.5571 | 21392.127 | 70.5704 |  | 1/1/2027 | 12/31/2099 |  | 0 | 0 | 2034 |  |  |  | 0 | 0 | Real 2021 ¦ 5/8/2023 1:03:19 PM | 13228 | 100 |  |  | 303131.6875 | 0 | 0 |  |  |  | 0
REF | ATC | 2034 | 6 | CC Portfolio | Tier 2 Area 1001 Wind 2027 | Tier 2 Area 1001 Wind 2027 | 34.6041 | 100 | 34.6041 |  | 0 |  |  |  | 19145.0332 |  |  | -1 | 0 | Wind |  | 303131.6875 |  | 0 | 11523.0303 | 11523.0303 | 0 | -1 | 0 | 0 | 0 | 0 | 8760 | 0.34604 | 38.0133 | -9869.0967 | -32.5571 | 21392.127 | 70.5704 |  | 1/1/2027 | 12/31/2099 |  | 0 | 0 | 2034 |  |  |  | 0 | 0 | Real 2021 ¦ 5/8/2023 1:03:19 PM | 13229 | 100 |  |  | 303131.6875 | 0 | 0 |  |  |  | 0
REF | ATC | 2034 | 9 | Preferred Plan | Tier 2 Area 1001 Wind 2027 | Tier 2 Area 1001 Wind 2027 | 34.6041 | 100 | 34.6041 |  | 0 |  |  |  | 19145.0332 |  |  | -1 | 0 | Wind |  | 303131.6875 |  | 0 | 11523.0303 | 11523.0303 | 0 | -1 | 0 | 0 | 0 | 0 | 8760 | 0.34604 | 38.0133 | -9869.0967 | -32.5571 | 21392.127 | 70.5704 |  | 1/1/2027 | 12/31/2099 |  | 0 | 0 | 2034 |  |  |  | 0 | 0 | Real 2021 ¦ 5/8/2023 1:03:19 PM | 13230 | 100 |  |  | 303131.6875 | 0 | 0 |  |  |  | 0
REF | ATC | 2034 | 1 | REF Portfolio | Tier 2 Area 1001 Wind 2028 | Tier 2 Area 1001 Wind 2028 | 34.6041 | 100 | 34.6041 |  | 0 |  |  |  | 18556.041 |  |  | -1 | 0 | Wind |  | 303131.6875 |  | 0 | 11523.0303 | 11523.0303 | 0 | -1 | 0 | 0 | 0 | 0 | 8760 | 0.34604 | 38.0133 | -9869.0967 | -32.5571 | 21392.127 | 70.5704 |  | 1/1/2028 | 12/31/2099 |  | 0 | 0 | 2034 |  |  |  | 0 | 0 | Real 2021 ¦ 5/8/2023 1:03:19 PM | 13231 | 100 |  |  | 303131.6875 | 0 | 0 |  |  |  | 0
REF | ATC | 2034 | 2 | REF-HC Portfolio | Tier 2 Area 1001 Wind 2028 | Tier 2 Area 1001 Wind 2028 | 34.6041 | 100 | 34.6041 |  | 0 |  |  |  | 18556.041 |  |  | -1 | 0 | Wind |  | 303131.6875 |  | 0 | 11523.0303 | 11523.0303 | 0 | -1 | 0 | 0 | 0 | 0 | 8760 | 0.34604 | 38.0133 | -9869.0967 | -32.5571 | 21392.127 | 70.5704 |  | 1/1/2028 | 12/31/2099 |  | 0 | 0 | 2034 |  |  |  | 0 | 0 | Real 2021 ¦ 5/8/2023 1:03:19 PM | 13232 | 100 |  |  | 303131.6875 | 0 | 0 |  |  |  | 0
REF | ATC | 2034 | 3 | CETA Portfolio | Tier 2 Area 1001 Wind 2028 | Tier 2 Area 1001 Wind 2028 | 34.6041 | 100 | 34.6041 |  | 0 |  |  |  | 18556.041 |  |  | -1 | 0 | Wind |  | 303131.6875 |  | 0 | 11523.0303 | 11523.0303 | 0 | -1 | 0 | 0 | 0 | 0 | 8760 | 0.34604 | 38.0133 | -9869.0967 | -32.5571 | 21392.127 | 70.5704 |  | 1/1/2028 | 12/31/2099 |  | 0 | 0 | 2034 |  |  |  | 0 | 0 | Real 2021 ¦ 5/8/2023 1:03:19 PM | 13233 | 100 |  |  | 303131.6875 | 0 | 0 |  |  |  | 0
REF | ATC | 2034 | 4 | ECR Portfolio | Tier 2 Area 1001 Wind 2028 | Tier 2 Area 1001 Wind 2028 | 34.6041 | 100 | 34.6041 |  | 0 |  |  |  | 18556.041 |  |  | -1 | 0 | Wind |  | 303131.6875 |  | 0 | 11523.0303 | 11523.0303 | 0 | -1 | 0 | 0 | 0 | 0 | 8760 | 0.34604 | 38.0133 | -9869.0967 | -32.5571 | 21392.127 | 70.5704 |  | 1/1/2028 | 12/31/2099 |  | 0 | 0 | 2034 |  |  |  | 0 | 0 | Real 2021 ¦ 5/8/2023 1:03:19 PM | 13234 | 100 |  |  | 303131.6875 | 0 | 0 |  |  |  | 0
REF | ATC | 2034 | 5 | NCR Portfolio | Tier 2 Area 1001 Wind 2028 | Tier 2 Area 1001 Wind 2028 | 34.6041 | 100 | 34.6041 |  | 0 |  |  |  | 18556.041 |  |  | -1 | 0 | Wind |  | 303131.6875 |  | 0 | 11523.0303 | 11523.0303 | 0 | -1 | 0 | 0 | 0 | 0 | 8760 | 0.34604 | 38.0133 | -9869.0967 | -32.5571 | 21392.127 | 70.5704 |  | 1/1/2028 | 12/31/2099 |  | 0 | 0 | 2034 |  |  |  | 0 | 0 | Real 2021 ¦ 5/8/2023 1:03:19 PM | 13235 | 100 |  |  | 303131.6875 | 0 | 0 |  |  |  | 0
REF | ATC | 2034 | 6 | CC Portfolio | Tier 2 Area 1001 Wind 2028 | Tier 2 Area 1001 Wind 2028 | 34.6041 | 100 | 34.6041 |  | 0 |  |  |  | 18556.041 |  |  | -1 | 0 | Wind |  | 303131.6875 |  | 0 | 11523.0303 | 11523.0303 | 0 | -1 | 0 | 0 | 0 | 0 | 8760 | 0.34604 | 38.0133 | -9869.0967 | -32.5571 | 21392.127 | 70.5704 |  | 1/1/2028 | 12/31/2099 |  | 0 | 0 | 2034 |  |  |  | 0 | 0 | Real 2021 ¦ 5/8/2023 1:03:19 PM | 13236 | 100 |  |  | 303131.6875 | 0 | 0 |  |  |  | 0
REF | ATC | 2034 | 7 | REF Mitchell Ext | Tier 2 Area 1001 Wind 2028 | Tier 2 Area 1001 Wind 2028 | 34.6041 | 100 | 34.6041 |  | 0 |  |  |  | 18556.041 |  |  | -1 | 0 | Wind |  | 303131.6875 |  | 0 | 11523.0303 | 11523.0303 | 0 | -1 | 0 | 0 | 0 | 0 | 8760 | 0.34604 | 38.0133 | -9869.0967 | -32.5571 | 21392.127 | 70.5704 |  | 1/1/2028 | 12/31/2099 |  | 0 | 0 | 2034 |  |  |  | 0 | 0 | Real 2021 ¦ 5/8/2023 1:03:19 PM | 13237 | 100 |  |  | 303131.6875 | 0 | 0 |  |  |  | 0
REF | ATC | 2034 | 9 | Preferred Plan | Tier 2 Area 1001 Wind 2028 | Tier 2 Area 1001 Wind 2028 | 34.6041 | 100 | 34.6041 |  | 0 |  |  |  | 18556.041 |  |  | -1 | 0 | Wind |  | 303131.6875 |  | 0 | 11523.0303 | 11523.0303 | 0 | -1 | 0 | 0 | 0 | 0 | 8760 | 0.34604 | 38.0133 | -9869.0967 | -32.5571 | 21392.127 | 70.5704 |  | 1/1/2028 | 12/31/2099 |  | 0 | 0 | 2034 |  |  |  | 0 | 0 | Real 2021 ¦ 5/8/2023 1:03:19 PM | 13238 | 100 |  |  | 303131.6875 | 0 | 0 |  |  |  | 0
REF | ATC | 2034 | 1 | REF Portfolio | Tier 2 Area 1001 Wind 2029 | Tier 2 Area 1001 Wind 2029 | 34.6041 | 100 | 34.6041 |  | 0 |  |  |  | 18022.0938 |  |  | -1 | 0 | Wind |  | 303131.6875 |  | 0 | 11523.0303 | 11523.0303 | 0 | -1 | 0 | 0 | 0 | 0 | 8760 | 0.34604 | 38.0133 | -9869.0967 | -32.5571 | 21392.127 | 70.5704 |  | 1/1/2029 | 12/31/2099 |  | 0 | 0 | 2034 |  |  |  | 0 | 0 | Real 2021 ¦ 5/8/2023 1:03:19 PM | 13239 | 100 |  |  | 303131.6875 | 0 | 0 |  |  |  | 0
REF | ATC | 2034 | 3 | CETA Portfolio | Tier 2 Area 1001 Wind 2029 | Tier 2 Area 1001 Wind 2029 | 34.6041 | 100 | 34.6041 |  | 0 |  |  |  | 18022.0938 |  |  | -1 | 0 | Wind |  | 303131.6875 |  | 0 | 11523.0303 | 11523.0303 | 0 | -1 | 0 | 0 | 0 | 0 | 8760 | 0.34604 | 38.0133 | -9869.0967 | -32.5571 | 21392.127 | 70.5704 |  | 1/1/2029 | 12/31/2099 |  | 0 | 0 | 2034 |  |  |  | 0 | 0 | Real 2021 ¦ 5/8/2023 1:03:19 PM | 13240 | 100 |  |  | 303131.6875 | 0 | 0 |  |  |  | 0
REF | ATC | 2034 | 4 | ECR Portfolio | Tier 2 Area 1001 Wind 2029 | Tier 2 Area 1001 Wind 2029 | 34.6041 | 100 | 34.6041 |  | 0 |  |  |  | 18022.0938 |  |  | -1 | 0 | Wind |  | 303131.6875 |  | 0 | 11523.0303 | 11523.0303 | 0 | -1 | 0 | 0 | 0 | 0 | 8760 | 0.34604 | 38.0133 | -9869.0967 | -32.5571 | 21392.127 | 70.5704 |  | 1/1/2029 | 12/31/2099 |  | 0 | 0 | 2034 |  |  |  | 0 | 0 | Real 2021 ¦ 5/8/2023 1:03:19 PM | 13241 | 100 |  |  | 303131.6875 | 0 | 0 |  |  |  | 0
REF | ATC | 2034 | 7 | REF Mitchell Ext | Tier 2 Area 1001 Wind 2029 | Tier 2 Area 1001 Wind 2029 | 34.6041 | 100 | 34.6041 |  | 0 |  |  |  | 18022.0938 |  |  | -1 | 0 | Wind |  | 303131.6875 |  | 0 | 11523.0303 | 11523.0303 | 0 | -1 | 0 | 0 | 0 | 0 | 8760 | 0.34604 | 38.0133 | -9869.0967 | -32.5571 | 21392.127 | 70.5704 |  | 1/1/2029 | 12/31/2099 |  | 0 | 0 | 2034 |  |  |  | 0 | 0 | Real 2021 ¦ 5/8/2023 1:03:19 PM | 13242 | 100 |  |  | 303131.6875 | 0 | 0 |  |  |  | 0
REF | ATC | 2034 | 6 | CC Portfolio | Area 1001 Gas CC 1x1 2029 | Area 1001 Gas CC 1x1 2029 | 362.0284 | 399.0869 | 296.1409 |  | 0 |  |  |  | 71512.8125 |  |  | -1 | 16832028 | TCO |  | 2594194.5 |  | 108.6085 | 104149.3984 | 104149.3984 | 0 | -1 | 0 | 0 | 225.3844 | 20 | 8118 | 0.74205 | 40.1471 | 69561.8516 | 26.8144 | 34587.5469 | 13.3327 |  | 1/1/2029 | 12/31/2099 |  | 0 | 0 | 2034 |  |  |  | 0 | 0 | Real 2021 ¦ 5/8/2023 1:03:19 PM | 13243 | 418 |  |  | 2594194.5 | 0 | 0 |  |  |  | 0
REF | ATC | 2034 | 7 | REF Mitchell Ext | 3102 | Mitchell #1 (WV) | 0 | 0 | 0 |  | 0 |  |  |  | 0 |  |  | -1 | 0 | Mitchell 1 Coal Price |  | 0 |  | 0 | 0 | 0 | 0 | -1 | 0 | 0 | 0 | 0 | 0 |  |  | 0 |  | 0 |  |  | 5/1/1971 | 5/31/2028 |  | 0 | 0 | 2034 |  |  |  | 0 | 0 | Real 2021 ¦ 5/8/2023 1:03:19 PM | 13244 | 0 |  |  | 0 | 0 | 0 |  |  |  | 0
REF | ATC | 2034 | 9 | Preferred Plan | 3102 | Mitchell #1 (WV) | 0 | 0 | 0 |  | 0 |  |  |  | 0 |  |  | -1 | 0 | Mitchell 1 Coal Price |  | 0 |  | 0 | 0 | 0 | 0 | -1 | 0 | 0 | 0 | 0 | 0 |  |  | 0 |  | 0 |  |  | 5/1/1971 | 5/31/2028 |  | 0 | 0 | 2034 |  |  |  | 0 | 0 | Real 2021 ¦ 5/8/2023 1:03:19 PM | 13245 | 0 |  |  | 0 | 0 | 0 |  |  |  | 0
REF | ATC | 2034 | 7 | REF Mitchell Ext | 3105 | Mitchell #2 (WV) | 0 | 0 | 0 |  | 0 |  |  |  | 0 |  |  | -1 | 0 | Mitchell 2 Coal Price |  | 0 |  | 0 | 0 | 0 | 0 | -1 | 0 | 0 | 0 | 0 | 0 |  |  | 0 |  | 0 |  |  | 5/1/1971 | 5/31/2028 |  | 0 | 0 | 2034 |  |  |  | 0 | 0 | Real 2021 ¦ 5/8/2023 1:03:19 PM | 13246 | 0 |  |  | 0 | 0 | 0 |  |  |  | 0
REF | ATC | 2034 | 9 | Preferred Plan | 3105 | Mitchell #2 (WV) | 0 | 0 | 0 |  | 0 |  |  |  | 0 |  |  | -1 | 0 | Mitchell 2 Coal Price |  | 0 |  | 0 | 0 | 0 | 0 | -1 | 0 | 0 | 0 | 0 | 0 |  |  | 0 |  | 0 |  |  | 5/1/1971 | 5/31/2028 |  | 0 | 0 | 2034 |  |  |  | 0 | 0 | Real 2021 ¦ 5/8/2023 1:03:19 PM | 13247 | 0 |  |  | 0 | 0 | 0 |  |  |  | 0
REF | ATC | 2035 | 1 | REF Portfolio | 13555 | Big Sandy #1 Gas | 0 | 0 | 0 |  | 0 |  |  |  | 0 |  |  | -1 | 0 | TCO |  | 0 |  | 0 | 0 | 0 | 0 | -1 | 0 | 0 | 0 | 0 | 0 |  |  | 0 |  | 0 |  |  | 5/30/2016 | 5/30/2031 |  | 0 | 0 | 2035 |  |  |  | 0 | 0 | Real 2021 ¦ 5/8/2023 1:03:19 PM | 14076 | 0 |  |  | 0 | 0 | 0 |  |  |  | 0
REF | ATC | 2035 | 2 | REF-HC Portfolio | 13555 | Big Sandy #1 Gas | 0 | 0 | 0 |  | 0 |  |  |  | 0 |  |  | -1 | 0 | TCO |  | 0 |  | 0 | 0 | 0 | 0 | -1 | 0 | 0 | 0 | 0 | 0 |  |  | 0 |  | 0 |  |  | 5/30/2016 | 5/30/2031 |  | 0 | 0 | 2035 |  |  |  | 0 | 0 | Real 2021 ¦ 5/8/2023 1:03:19 PM | 14077 | 0 |  |  | 0 | 0 | 0 |  |  |  | 0
REF | ATC | 2035 | 3 | CETA Portfolio | 13555 | Big Sandy #1 Gas | 0 | 0 | 0 |  | 0 |  |  |  | 0 |  |  | -1 | 0 | TCO |  | 0 |  | 0 | 0 | 0 | 0 | -1 | 0 | 0 | 0 | 0 | 0 |  |  | 0 |  | 0 |  |  | 5/30/2016 | 5/30/2031 |  | 0 | 0 | 2035 |  |  |  | 0 | 0 | Real 2021 ¦ 5/8/2023 1:03:19 PM | 14078 | 0 |  |  | 0 | 0 | 0 |  |  |  | 0
REF | ATC | 2035 | 4 | ECR Portfolio | 13555 | Big Sandy #1 Gas | 0 | 0 | 0 |  | 0 |  |  |  | 0 |  |  | -1 | 0 | TCO |  | 0 |  | 0 | 0 | 0 | 0 | -1 | 0 | 0 | 0 | 0 | 0 |  |  | 0 |  | 0 |  |  | 5/30/2016 | 5/30/2031 |  | 0 | 0 | 2035 |  |  |  | 0 | 0 | Real 2021 ¦ 5/8/2023 1:03:19 PM | 14079 | 0 |  |  | 0 | 0 | 0 |  |  |  | 0
REF | ATC | 2035 | 5 | NCR Portfolio | 13555 | Big Sandy #1 Gas | 0 | 0 | 0 |  | 0 |  |  |  | 0 |  |  | -1 | 0 | TCO |  | 0 |  | 0 | 0 | 0 | 0 | -1 | 0 | 0 | 0 | 0 | 0 |  |  | 0 |  | 0 |  |  | 5/30/2016 | 5/30/2031 |  | 0 | 0 | 2035 |  |  |  | 0 | 0 | Real 2021 ¦ 5/8/2023 1:03:19 PM | 14080 | 0 |  |  | 0 | 0 | 0 |  |  |  | 0
REF | ATC | 2035 | 6 | CC Portfolio | 13555 | Big Sandy #1 Gas | 0 | 0 | 0 |  | 0 |  |  |  | 0 |  |  | -1 | 0 | TCO |  | 0 |  | 0 | 0 | 0 | 0 | -1 | 0 | 0 | 0 | 0 | 0 |  |  | 0 |  | 0 |  |  | 5/30/2016 | 5/30/2031 |  | 0 | 0 | 2035 |  |  |  | 0 | 0 | Real 2021 ¦ 5/8/2023 1:03:19 PM | 14081 | 0 |  |  | 0 | 0 | 0 |  |  |  | 0
REF | ATC | 2035 | 7 | REF Mitchell Ext | 13555 | Big Sandy #1 Gas | 0 | 0 | 0 |  | 0 |  |  |  | 0 |  |  | -1 | 0 | TCO |  | 0 |  | 0 | 0 | 0 | 0 | -1 | 0 | 0 | 0 | 0 | 0 |  |  | 0 |  | 0 |  |  | 5/30/2016 | 5/30/2031 |  | 0 | 0 | 2035 |  |  |  | 0 | 0 | Real 2021 ¦ 5/8/2023 1:03:19 PM | 14082 | 0 |  |  | 0 | 0 | 0 |  |  |  | 0
REF | ATC | 2035 | 8 | REF No Wind Portfolio | 13555 | Big Sandy #1 Gas | 0 | 0 | 0 |  | 0 |  |  |  | 0 |  |  | -1 | 0 | TCO |  | 0 |  | 0 | 0 | 0 | 0 | -1 | 0 | 0 | 0 | 0 | 0 |  |  | 0 |  | 0 |  |  | 5/30/2016 | 5/30/2031 |  | 0 | 0 | 2035 |  |  |  | 0 | 0 | Real 2021 ¦ 5/8/2023 1:03:19 PM | 14083 | 0 |  |  | 0 | 0 | 0 |  |  |  | 0
REF | ATC | 2035 | 9 | Preferred Plan | 13555 | Big Sandy #1 Gas | 0 | 0 | 0 |  | 0 |  |  |  | 0 |  |  | -1 | 0 | TCO |  | 0 |  | 0 | 0 | 0 | 0 | -1 | 0 | 0 | 0 | 0 | 0 |  |  | 0 |  | 0 |  |  | 5/30/2016 | 5/30/2031 |  | 0 | 0 | 2035 |  |  |  | 0 | 0 | Real 2021 ¦ 5/8/2023 1:03:19 PM | 14084 | 0 |  |  | 0 | 0 | 0 |  |  |  | 0
REF | ATC | 2035 | 1 | REF Portfolio | 3102 | Mitchell #1 (WV) | 0 | 0 | 0 |  | 0 |  |  |  | 0 |  |  | -1 | 0 | Mitchell 1 Coal Price |  | 0 |  | 0 | 0 | 0 | 0 | -1 | 0 | 0 | 0 | 0 | 0 |  |  | 0 |  | 0 |  |  | 5/1/1971 | 5/31/2028 |  | 0 | 0 | 2035 |  |  |  | 0 | 0 | Real 2021 ¦ 5/8/2023 1:03:19 PM | 14085 | 0 |  |  | 0 | 0 | 0 |  |  |  | 0
REF | ATC | 2035 | 2 | REF-HC Portfolio | 3102 | Mitchell #1 (WV) | 0 | 0 | 0 |  | 0 |  |  |  | 0 |  |  | -1 | 0 | Mitchell 1 Coal Price |  | 0 |  | 0 | 0 | 0 | 0 | -1 | 0 | 0 | 0 | 0 | 0 |  |  | 0 |  | 0 |  |  | 5/1/1971 | 5/31/2028 |  | 0 | 0 | 2035 |  |  |  | 0 | 0 | Real 2021 ¦ 5/8/2023 1:03:19 PM | 14086 | 0 |  |  | 0 | 0 | 0 |  |  |  | 0
REF | ATC | 2035 | 3 | CETA Portfolio | 3102 | Mitchell #1 (WV) | 0 | 0 | 0 |  | 0 |  |  |  | 0 |  |  | -1 | 0 | Mitchell 1 Coal Price |  | 0 |  | 0 | 0 | 0 | 0 | -1 | 0 | 0 | 0 | 0 | 0 |  |  | 0 |  | 0 |  |  | 5/1/1971 | 5/31/2028 |  | 0 | 0 | 2035 |  |  |  | 0 | 0 | Real 2021 ¦ 5/8/2023 1:03:19 PM | 14087 | 0 |  |  | 0 | 0 | 0 |  |  |  | 0
REF | ATC | 2035 | 4 | ECR Portfolio | 3102 | Mitchell #1 (WV) | 0 | 0 | 0 |  | 0 |  |  |  | 0 |  |  | -1 | 0 | Mitchell 1 Coal Price |  | 0 |  | 0 | 0 | 0 | 0 | -1 | 0 | 0 | 0 | 0 | 0 |  |  | 0 |  | 0 |  |  | 5/1/1971 | 5/31/2028 |  | 0 | 0 | 2035 |  |  |  | 0 | 0 | Real 2021 ¦ 5/8/2023 1:03:19 PM | 14088 | 0 |  |  | 0 | 0 | 0 |  |  |  | 0
REF | ATC | 2035 | 5 | NCR Portfolio | 3102 | Mitchell #1 (WV) | 0 | 0 | 0 |  | 0 |  |  |  | 0 |  |  | -1 | 0 | Mitchell 1 Coal Price |  | 0 |  | 0 | 0 | 0 | 0 | -1 | 0 | 0 | 0 | 0 | 0 |  |  | 0 |  | 0 |  |  | 5/1/1971 | 5/31/2028 |  | 0 | 0 | 2035 |  |  |  | 0 | 0 | Real 2021 ¦ 5/8/2023 1:03:19 PM | 14089 | 0 |  |  | 0 | 0 | 0 |  |  |  | 0
REF | ATC | 2035 | 6 | CC Portfolio | 3102 | Mitchell #1 (WV) | 0 | 0 | 0 |  | 0 |  |  |  | 0 |  |  | -1 | 0 | Mitchell 1 Coal Price |  | 0 |  | 0 | 0 | 0 | 0 | -1 | 0 | 0 | 0 | 0 | 0 |  |  | 0 |  | 0 |  |  | 5/1/1971 | 5/31/2028 |  | 0 | 0 | 2035 |  |  |  | 0 | 0 | Real 2021 ¦ 5/8/2023 1:03:19 PM | 14090 | 0 |  |  | 0 | 0 | 0 |  |  |  | 0
REF | ATC | 2035 | 8 | REF No Wind Portfolio | 3102 | Mitchell #1 (WV) | 0 | 0 | 0 |  | 0 |  |  |  | 0 |  |  | -1 | 0 | Mitchell 1 Coal Price |  | 0 |  | 0 | 0 | 0 | 0 | -1 | 0 | 0 | 0 | 0 | 0 |  |  | 0 |  | 0 |  |  | 5/1/1971 | 5/31/2028 |  | 0 | 0 | 2035 |  |  |  | 0 | 0 | Real 2021 ¦ 5/8/2023 1:03:19 PM | 14091 | 0 |  |  | 0 | 0 | 0 |  |  |  | 0
REF | ATC | 2035 | 1 | REF Portfolio | 3105 | Mitchell #2 (WV) | 0 | 0 | 0 |  | 0 |  |  |  | 0 |  |  | -1 | 0 | Mitchell 2 Coal Price |  | 0 |  | 0 | 0 | 0 | 0 | -1 | 0 | 0 | 0 | 0 | 0 |  |  | 0 |  | 0 |  |  | 5/1/1971 | 5/31/2028 |  | 0 | 0 | 2035 |  |  |  | 0 | 0 | Real 2021 ¦ 5/8/2023 1:03:19 PM | 14092 | 0 |  |  | 0 | 0 | 0 |  |  |  | 0
REF | ATC | 2035 | 2 | REF-HC Portfolio | 3105 | Mitchell #2 (WV) | 0 | 0 | 0 |  | 0 |  |  |  | 0 |  |  | -1 | 0 | Mitchell 2 Coal Price |  | 0 |  | 0 | 0 | 0 | 0 | -1 | 0 | 0 | 0 | 0 | 0 |  |  | 0 |  | 0 |  |  | 5/1/1971 | 5/31/2028 |  | 0 | 0 | 2035 |  |  |  | 0 | 0 | Real 2021 ¦ 5/8/2023 1:03:19 PM | 14093 | 0 |  |  | 0 | 0 | 0 |  |  |  | 0
REF | ATC | 2035 | 3 | CETA Portfolio | 3105 | Mitchell #2 (WV) | 0 | 0 | 0 |  | 0 |  |  |  | 0 |  |  | -1 | 0 | Mitchell 2 Coal Price |  | 0 |  | 0 | 0 | 0 | 0 | -1 | 0 | 0 | 0 | 0 | 0 |  |  | 0 |  | 0 |  |  | 5/1/1971 | 5/31/2028 |  | 0 | 0 | 2035 |  |  |  | 0 | 0 | Real 2021 ¦ 5/8/2023 1:03:19 PM | 14094 | 0 |  |  | 0 | 0 | 0 |  |  |  | 0
REF | ATC | 2035 | 4 | ECR Portfolio | 3105 | Mitchell #2 (WV) | 0 | 0 | 0 |  | 0 |  |  |  | 0 |  |  | -1 | 0 | Mitchell 2 Coal Price |  | 0 |  | 0 | 0 | 0 | 0 | -1 | 0 | 0 | 0 | 0 | 0 |  |  | 0 |  | 0 |  |  | 5/1/1971 | 5/31/2028 |  | 0 | 0 | 2035 |  |  |  | 0 | 0 | Real 2021 ¦ 5/8/2023 1:03:19 PM | 14095 | 0 |  |  | 0 | 0 | 0 |  |  |  | 0
REF | ATC | 2035 | 5 | NCR Portfolio | 3105 | Mitchell #2 (WV) | 0 | 0 | 0 |  | 0 |  |  |  | 0 |  |  | -1 | 0 | Mitchell 2 Coal Price |  | 0 |  | 0 | 0 | 0 | 0 | -1 | 0 | 0 | 0 | 0 | 0 |  |  | 0 |  | 0 |  |  | 5/1/1971 | 5/31/2028 |  | 0 | 0 | 2035 |  |  |  | 0 | 0 | Real 2021 ¦ 5/8/2023 1:03:19 PM | 14096 | 0 |  |  | 0 | 0 | 0 |  |  |  | 0
REF | ATC | 2035 | 6 | CC Portfolio | 3105 | Mitchell #2 (WV) | 0 | 0 | 0 |  | 0 |  |  |  | 0 |  |  | -1 | 0 | Mitchell 2 Coal Price |  | 0 |  | 0 | 0 | 0 | 0 | -1 | 0 | 0 | 0 | 0 | 0 |  |  | 0 |  | 0 |  |  | 5/1/1971 | 5/31/2028 |  | 0 | 0 | 2035 |  |  |  | 0 | 0 | Real 2021 ¦ 5/8/2023 1:03:19 PM | 14097 | 0 |  |  | 0 | 0 | 0 |  |  |  | 0
REF | ATC | 2035 | 8 | REF No Wind Portfolio | 3105 | Mitchell #2 (WV) | 0 | 0 | 0 |  | 0 |  |  |  | 0 |  |  | -1 | 0 | Mitchell 2 Coal Price |  | 0 |  | 0 | 0 | 0 | 0 | -1 | 0 | 0 | 0 | 0 | 0 |  |  | 0 |  | 0 |  |  | 5/1/1971 | 5/31/2028 |  | 0 | 0 | 2035 |  |  |  | 0 | 0 | Real 2021 ¦ 5/8/2023 1:03:19 PM | 14098 | 0 |  |  | 0 | 0 | 0 |  |  |  | 0
REF | ATC | 2035 | 1 | REF Portfolio | Big Sandy #1_Ext Gas | Big Sandy #1_Ext Gas | 280.1667 | 295 | 44.815 |  | 0 |  |  |  | 2765.4983 |  |  | -1 | 3858070 | TCO |  | 392579.0938 |  | 56.0334 | 20059.1973 | 20059.1973 | 0 | -1 | 0 | 0 | 362.9398 | 16 | 1768 | 0.15192 | 51.0959 | 16696.9199 | 42.5313 | 3362.2788 | 8.5646 |  | 6/1/2031 | 5/31/2041 |  | 0 | 0 | 2035 |  |  |  | 0 | 0 | Real 2021 ¦ 5/8/2023 1:03:19 PM | 14099 | 295.4 |  |  | 392579.0938 | 0 | 0 |  |  |  | 0
REF | ATC | 2035 | 2 | REF-HC Portfolio | Big Sandy #1_Ext Gas | Big Sandy #1_Ext Gas | 280.1667 | 295 | 44.815 |  | 0 |  |  |  | 2765.4983 |  |  | -1 | 3858070 | TCO |  | 392579.0938 |  | 56.0334 | 20059.1973 | 20059.1973 | 0 | -1 | 0 | 0 | 362.9398 | 16 | 1768 | 0.15192 | 51.0959 | 16696.9199 | 42.5313 | 3362.2788 | 8.5646 |  | 6/1/2031 | 5/31/2041 |  | 0 | 0 | 2035 |  |  |  | 0 | 0 | Real 2021 ¦ 5/8/2023 1:03:19 PM | 14100 | 295.4 |  |  | 392579.0938 | 0 | 0 |  |  |  | 0
REF | ATC | 2035 | 3 | CETA Portfolio | Big Sandy #1_Ext Gas | Big Sandy #1_Ext Gas | 280.1667 | 295 | 44.815 |  | 0 |  |  |  | 2765.4983 |  |  | -1 | 3858070 | TCO |  | 392579.0938 |  | 56.0334 | 20059.1973 | 20059.1973 | 0 | -1 | 0 | 0 | 362.9398 | 16 | 1768 | 0.15192 | 51.0959 | 16696.9199 | 42.5313 | 3362.2788 | 8.5646 |  | 6/1/2031 | 5/31/2041 |  | 0 | 0 | 2035 |  |  |  | 0 | 0 | Real 2021 ¦ 5/8/2023 1:03:19 PM | 14101 | 295.4 |  |  | 392579.0938 | 0 | 0 |  |  |  | 0
REF | ATC | 2035 | 5 | NCR Portfolio | Big Sandy #1_Ext Gas | Big Sandy #1_Ext Gas | 280.1667 | 295 | 44.815 |  | 0 |  |  |  | 2765.4983 |  |  | -1 | 3858070 | TCO |  | 392579.0938 |  | 56.0334 | 20059.1973 | 20059.1973 | 0 | -1 | 0 | 0 | 362.9398 | 16 | 1768 | 0.15192 | 51.0959 | 16696.9199 | 42.5313 | 3362.2788 | 8.5646 |  | 6/1/2031 | 5/31/2041 |  | 0 | 0 | 2035 |  |  |  | 0 | 0 | Real 2021 ¦ 5/8/2023 1:03:19 PM | 14102 | 295.4 |  |  | 392579.0938 | 0 | 0 |  |  |  | 0
REF | ATC | 2035 | 6 | CC Portfolio | Big Sandy #1_Ext Gas | Big Sandy #1_Ext Gas | 280.1667 | 295 | 44.815 |  | 0 |  |  |  | 2765.4983 |  |  | -1 | 3858070 | TCO |  | 392579.0938 |  | 56.0334 | 20059.1973 | 20059.1973 | 0 | -1 | 0 | 0 | 362.9398 | 16 | 1768 | 0.15192 | 51.0959 | 16696.9199 | 42.5313 | 3362.2788 | 8.5646 |  | 6/1/2031 | 5/31/2041 |  | 0 | 0 | 2035 |  |  |  | 0 | 0 | Real 2021 ¦ 5/8/2023 1:03:19 PM | 14103 | 295.4 |  |  | 392579.0938 | 0 | 0 |  |  |  | 0
REF | ATC | 2035 | 7 | REF Mitchell Ext | Big Sandy #1_Ext Gas | Big Sandy #1_Ext Gas | 280.1667 | 295 | 44.815 |  | 0 |  |  |  | 2765.4983 |  |  | -1 | 3858070 | TCO |  | 392579.0938 |  | 56.0334 | 20059.1973 | 20059.1973 | 0 | -1 | 0 | 0 | 362.9398 | 16 | 1768 | 0.15192 | 51.0959 | 16696.9199 | 42.5313 | 3362.2788 | 8.5646 |  | 6/1/2031 | 5/31/2041 |  | 0 | 0 | 2035 |  |  |  | 0 | 0 | Real 2021 ¦ 5/8/2023 1:03:19 PM | 14104 | 295.4 |  |  | 392579.0938 | 0 | 0 |  |  |  | 0
REF | ATC | 2035 | 8 | REF No Wind Portfolio | Big Sandy #1_Ext Gas | Big Sandy #1_Ext Gas | 280.1667 | 295 | 44.815 |  | 0 |  |  |  | 2765.4983 |  |  | -1 | 3858070 | TCO |  | 392579.0938 |  | 56.0334 | 20059.1973 | 20059.1973 | 0 | -1 | 0 | 0 | 362.9398 | 16 | 1768 | 0.15192 | 51.0959 | 16696.9199 | 42.5313 | 3362.2788 | 8.5646 |  | 6/1/2031 | 5/31/2041 |  | 0 | 0 | 2035 |  |  |  | 0 | 0 | Real 2021 ¦ 5/8/2023 1:03:19 PM | 14105 | 295.4 |  |  | 392579.0938 | 0 | 0 |  |  |  | 0
REF | ATC | 2035 | 9 | Preferred Plan | Big Sandy #1_Ext Gas | Big Sandy #1_Ext Gas | 280.1667 | 295 | 44.815 |  | 0 |  |  |  | 2765.4983 |  |  | -1 | 3858070 | TCO |  | 392579.0938 |  | 56.0334 | 20059.1973 | 20059.1973 | 0 | -1 | 0 | 0 | 362.9398 | 16 | 1768 | 0.15192 | 51.0959 | 16696.9199 | 42.5313 | 3362.2788 | 8.5646 |  | 6/1/2031 | 5/31/2041 |  | 0 | 0 | 2035 |  |  |  | 0 | 0 | Real 2021 ¦ 5/8/2023 1:03:19 PM | 14106 | 295.4 |  |  | 392579.0938 | 0 | 0 |  |  |  | 0
REF | ATC | 2035 | 1 | REF Portfolio | Spicewood Solar 2027 | Spicewood Solar 2027 | 22.8336 | 100 | 22.8336 |  | 0 |  |  |  | 14554.1885 |  |  | -1 | 0 | Solar |  | 200022.6875 |  | 0 | 6550.7891 | 6550.7891 | 0 | -1 | 0 | 0 | 0 | 365 | 4383 | 0.22834 | 32.7502 | -6391.8037 | -31.9554 | 12942.5928 | 64.7056 |  | 1/1/2027 | 12/31/2099 |  | 0 | 0 | 2035 |  |  |  | 0 | 0 | Real 2021 ¦ 5/8/2023 1:03:19 PM | 14107 | 100 |  |  | 200022.6875 | 0 | 0 |  |  |  | 0
REF | ATC | 2035 | 2 | REF-HC Portfolio | Spicewood Solar 2027 | Spicewood Solar 2027 | 22.8336 | 100 | 22.8336 |  | 0 |  |  |  | 14554.1885 |  |  | -1 | 0 | Solar |  | 200022.6875 |  | 0 | 6550.7891 | 6550.7891 | 0 | -1 | 0 | 0 | 0 | 365 | 4383 | 0.22834 | 32.7502 | -6391.8037 | -31.9554 | 12942.5928 | 64.7056 |  | 1/1/2027 | 12/31/2099 |  | 0 | 0 | 2035 |  |  |  | 0 | 0 | Real 2021 ¦ 5/8/2023 1:03:19 PM | 14108 | 100 |  |  | 200022.6875 | 0 | 0 |  |  |  | 0
REF | ATC | 2035 | 3 | CETA Portfolio | Spicewood Solar 2027 | Spicewood Solar 2027 | 22.8336 | 100 | 22.8336 |  | 0 |  |  |  | 14554.1885 |  |  | -1 | 0 | Solar |  | 200022.6875 |  | 0 | 6550.7891 | 6550.7891 | 0 | -1 | 0 | 0 | 0 | 365 | 4383 | 0.22834 | 32.7502 | -6391.8037 | -31.9554 | 12942.5928 | 64.7056 |  | 1/1/2027 | 12/31/2099 |  | 0 | 0 | 2035 |  |  |  | 0 | 0 | Real 2021 ¦ 5/8/2023 1:03:19 PM | 14109 | 100 |  |  | 200022.6875 | 0 | 0 |  |  |  | 0
REF | ATC | 2035 | 4 | ECR Portfolio | Spicewood Solar 2027 | Spicewood Solar 2027 | 22.8336 | 100 | 22.8336 |  | 0 |  |  |  | 14554.1885 |  |  | -1 | 0 | Solar |  | 200022.6875 |  | 0 | 6550.7891 | 6550.7891 | 0 | -1 | 0 | 0 | 0 | 365 | 4383 | 0.22834 | 32.7502 | -6391.8037 | -31.9554 | 12942.5928 | 64.7056 |  | 1/1/2027 | 12/31/2099 |  | 0 | 0 | 2035 |  |  |  | 0 | 0 | Real 2021 ¦ 5/8/2023 1:03:19 PM | 14110 | 100 |  |  | 200022.6875 | 0 | 0 |  |  |  | 0
REF | ATC | 2035 | 5 | NCR Portfolio | Spicewood Solar 2027 | Spicewood Solar 2027 | 22.8336 | 100 | 22.8336 |  | 0 |  |  |  | 14554.1885 |  |  | -1 | 0 | Solar |  | 200022.6875 |  | 0 | 6550.7891 | 6550.7891 | 0 | -1 | 0 | 0 | 0 | 365 | 4383 | 0.22834 | 32.7502 | -6391.8037 | -31.9554 | 12942.5928 | 64.7056 |  | 1/1/2027 | 12/31/2099 |  | 0 | 0 | 2035 |  |  |  | 0 | 0 | Real 2021 ¦ 5/8/2023 1:03:19 PM | 14111 | 100 |  |  | 200022.6875 | 0 | 0 |  |  |  | 0
REF | ATC | 2035 | 6 | CC Portfolio | Spicewood Solar 2027 | Spicewood Solar 2027 | 22.8336 | 100 | 22.8336 |  | 0 |  |  |  | 14554.1885 |  |  | -1 | 0 | Solar |  | 200022.6875 |  | 0 | 6550.7891 | 6550.7891 | 0 | -1 | 0 | 0 | 0 | 365 | 4383 | 0.22834 | 32.7502 | -6391.8037 | -31.9554 | 12942.5928 | 64.7056 |  | 1/1/2027 | 12/31/2099 |  | 0 | 0 | 2035 |  |  |  | 0 | 0 | Real 2021 ¦ 5/8/2023 1:03:19 PM | 14112 | 100 |  |  | 200022.6875 | 0 | 0 |  |  |  | 0
REF | ATC | 2035 | 7 | REF Mitchell Ext | Spicewood Solar 2027 | Spicewood Solar 2027 | 22.8336 | 100 | 22.8336 |  | 0 |  |  |  | 14554.1885 |  |  | -1 | 0 | Solar |  | 200022.6875 |  | 0 | 6550.7891 | 6550.7891 | 0 | -1 | 0 | 0 | 0 | 365 | 4383 | 0.22834 | 32.7502 | -6391.8037 | -31.9554 | 12942.5928 | 64.7056 |  | 1/1/2027 | 12/31/2099 |  | 0 | 0 | 2035 |  |  |  | 0 | 0 | Real 2021 ¦ 5/8/2023 1:03:19 PM | 14113 | 100 |  |  | 200022.6875 | 0 | 0 |  |  |  | 0
REF | ATC | 2035 | 8 | REF No Wind Portfolio | Spicewood Solar 2027 | Spicewood Solar 2027 | 22.8336 | 100 | 22.8336 |  | 0 |  |  |  | 14554.1885 |  |  | -1 | 0 | Solar |  | 200022.6875 |  | 0 | 6550.7891 | 6550.7891 | 0 | -1 | 0 | 0 | 0 | 365 | 4383 | 0.22834 | 32.7502 | -6391.8037 | -31.9554 | 12942.5928 | 64.7056 |  | 1/1/2027 | 12/31/2099 |  | 0 | 0 | 2035 |  |  |  | 0 | 0 | Real 2021 ¦ 5/8/2023 1:03:19 PM | 14114 | 100 |  |  | 200022.6875 | 0 | 0 |  |  |  | 0
REF | ATC | 2035 | 9 | Preferred Plan | Spicewood Solar 2027 | Spicewood Solar 2027 | 22.8336 | 100 | 22.8336 |  | 0 |  |  |  | 14554.1885 |  |  | -1 | 0 | Solar |  | 200022.6875 |  | 0 | 6550.7891 | 6550.7891 | 0 | -1 | 0 | 0 | 0 | 365 | 4383 | 0.22834 | 32.7502 | -6391.8037 | -31.9554 | 12942.5928 | 64.7056 |  | 1/1/2027 | 12/31/2099 |  | 0 | 0 | 2035 |  |  |  | 0 | 0 | Real 2021 ¦ 5/8/2023 1:03:19 PM | 14115 | 100 |  |  | 200022.6875 | 0 | 0 |  |  |  | 0
REF | ATC | 2035 | 1 | REF Portfolio | DSM Resources | DSM Resources | 0.057329 | 5.4 | 0.057329 |  | 0 |  |  |  | 0 |  |  | -1 | 0 | DSM_EE |  | 502.2 |  | 0 | 19.7827 | 19.7827 | 0 | -1 | 0 | 0 | 0 | 92 | 93 | 0.010616 | 39.3921 | 0 | 0 | 19.7827 | 39.3921 |  | 1/1/2022 | 12/31/2099 |  | 0 | 0 | 2035 |  |  |  | 0 | 0 | Real 2021 ¦ 5/8/2023 1:03:19 PM | 14116 | 5.4 |  |  | 502.2 | 0 | 0 |  |  |  | 0
REF | ATC | 2035 | 2 | REF-HC Portfolio | DSM Resources | DSM Resources | 0.057329 | 5.4 | 0.057329 |  | 0 |  |  |  | 0 |  |  | -1 | 0 | DSM_EE |  | 502.2 |  | 0 | 19.7827 | 19.7827 | 0 | -1 | 0 | 0 | 0 | 92 | 93 | 0.010616 | 39.3921 | 0 | 0 | 19.7827 | 39.3921 |  | 1/1/2022 | 12/31/2099 |  | 0 | 0 | 2035 |  |  |  | 0 | 0 | Real 2021 ¦ 5/8/2023 1:03:19 PM | 14117 | 5.4 |  |  | 502.2 | 0 | 0 |  |  |  | 0
REF | ATC | 2035 | 3 | CETA Portfolio | DSM Resources | DSM Resources | 0.057329 | 5.4 | 0.057329 |  | 0 |  |  |  | 0 |  |  | -1 | 0 | DSM_EE |  | 502.2 |  | 0 | 19.7827 | 19.7827 | 0 | -1 | 0 | 0 | 0 | 92 | 93 | 0.010616 | 39.3921 | 0 | 0 | 19.7827 | 39.3921 |  | 1/1/2022 | 12/31/2099 |  | 0 | 0 | 2035 |  |  |  | 0 | 0 | Real 2021 ¦ 5/8/2023 1:03:19 PM | 14118 | 5.4 |  |  | 502.2 | 0 | 0 |  |  |  | 0
REF | ATC | 2035 | 4 | ECR Portfolio | DSM Resources | DSM Resources | 0.057329 | 5.4 | 0.057329 |  | 0 |  |  |  | 0 |  |  | -1 | 0 | DSM_EE |  | 502.2 |  | 0 | 19.7827 | 19.7827 | 0 | -1 | 0 | 0 | 0 | 92 | 93 | 0.010616 | 39.3921 | 0 | 0 | 19.7827 | 39.3921 |  | 1/1/2022 | 12/31/2099 |  | 0 | 0 | 2035 |  |  |  | 0 | 0 | Real 2021 ¦ 5/8/2023 1:03:19 PM | 14119 | 5.4 |  |  | 502.2 | 0 | 0 |  |  |  | 0
REF | ATC | 2035 | 5 | NCR Portfolio | DSM Resources | DSM Resources | 0.057329 | 5.4 | 0.057329 |  | 0 |  |  |  | 0 |  |  | -1 | 0 | DSM_EE |  | 502.2 |  | 0 | 19.7827 | 19.7827 | 0 | -1 | 0 | 0 | 0 | 92 | 93 | 0.010616 | 39.3921 | 0 | 0 | 19.7827 | 39.3921 |  | 1/1/2022 | 12/31/2099 |  | 0 | 0 | 2035 |  |  |  | 0 | 0 | Real 2021 ¦ 5/8/2023 1:03:19 PM | 14120 | 5.4 |  |  | 502.2 | 0 | 0 |  |  |  | 0
REF | ATC | 2035 | 6 | CC Portfolio | DSM Resources | DSM Resources | 0.057329 | 5.4 | 0.057329 |  | 0 |  |  |  | 0 |  |  | -1 | 0 | DSM_EE |  | 502.2 |  | 0 | 19.7827 | 19.7827 | 0 | -1 | 0 | 0 | 0 | 92 | 93 | 0.010616 | 39.3921 | 0 | 0 | 19.7827 | 39.3921 |  | 1/1/2022 | 12/31/2099 |  | 0 | 0 | 2035 |  |  |  | 0 | 0 | Real 2021 ¦ 5/8/2023 1:03:19 PM | 14121 | 5.4 |  |  | 502.2 | 0 | 0 |  |  |  | 0
REF | ATC | 2035 | 7 | REF Mitchell Ext | DSM Resources | DSM Resources | 0.057329 | 5.4 | 0.057329 |  | 0 |  |  |  | 0 |  |  | -1 | 0 | DSM_EE |  | 502.2 |  | 0 | 19.7827 | 19.7827 | 0 | -1 | 0 | 0 | 0 | 92 | 93 | 0.010616 | 39.3921 | 0 | 0 | 19.7827 | 39.3921 |  | 1/1/2022 | 12/31/2099 |  | 0 | 0 | 2035 |  |  |  | 0 | 0 | Real 2021 ¦ 5/8/2023 1:03:19 PM | 14122 | 5.4 |  |  | 502.2 | 0 | 0 |  |  |  | 0
REF | ATC | 2035 | 8 | REF No Wind Portfolio | DSM Resources | DSM Resources | 0.057329 | 5.4 | 0.057329 |  | 0 |  |  |  | 0 |  |  | -1 | 0 | DSM_EE |  | 502.2 |  | 0 | 19.7827 | 19.7827 | 0 | -1 | 0 | 0 | 0 | 92 | 93 | 0.010616 | 39.3921 | 0 | 0 | 19.7827 | 39.3921 |  | 1/1/2022 | 12/31/2099 |  | 0 | 0 | 2035 |  |  |  | 0 | 0 | Real 2021 ¦ 5/8/2023 1:03:19 PM | 14123 | 5.4 |  |  | 502.2 | 0 | 0 |  |  |  | 0
REF | ATC | 2035 | 9 | Preferred Plan | DSM Resources | DSM Resources | 0.057329 | 5.4 | 0.057329 |  | 0 |  |  |  | 0 |  |  | -1 | 0 | DSM_EE |  | 502.2 |  | 0 | 19.7827 | 19.7827 | 0 | -1 | 0 | 0 | 0 | 92 | 93 | 0.010616 | 39.3921 | 0 | 0 | 19.7827 | 39.3921 |  | 1/1/2022 | 12/31/2099 |  | 0 | 0 | 2035 |  |  |  | 0 | 0 | Real 2021 ¦ 5/8/2023 1:03:19 PM | 14124 | 5.4 |  |  | 502.2 | 0 | 0 |  |  |  | 0
REF | ATC | 2035 | 1 | REF Portfolio | Residential - Low/Medium_23-25 | Residential - Low/Medium_23-25 | 0 | 0 | 0 |  | 0 |  |  |  | 0 |  |  | -1 | 0 | DSM_EE |  | 0 |  | 0 | 0 | 0 | 0 | -1 | 0 | 0 | 0 | 0 | 0 |  |  | 0 |  | 0 |  |  | 1/1/2023 | 12/31/2099 |  | 0 | 0 | 2035 |  |  |  | 0 | 0 | Real 2021 ¦ 5/8/2023 1:03:19 PM | 14125 | 0 |  |  | 0 | 0 | 0 |  |  |  | 0
REF | ATC | 2035 | 5 | NCR Portfolio | Residential - Low/Medium_23-25 | Residential - Low/Medium_23-25 | 0 | 0 | 0 |  | 0 |  |  |  | 0 |  |  | -1 | 0 | DSM_EE |  | 0 |  | 0 | 0 | 0 | 0 | -1 | 0 | 0 | 0 | 0 | 0 |  |  | 0 |  | 0 |  |  | 1/1/2023 | 12/31/2099 |  | 0 | 0 | 2035 |  |  |  | 0 | 0 | Real 2021 ¦ 5/8/2023 1:03:19 PM | 14126 | 0 |  |  | 0 | 0 | 0 |  |  |  | 0
REF | ATC | 2035 | 6 | CC Portfolio | Residential - Low/Medium_23-25 | Residential - Low/Medium_23-25 | 0 | 0 | 0 |  | 0 |  |  |  | 0 |  |  | -1 | 0 | DSM_EE |  | 0 |  | 0 | 0 | 0 | 0 | -1 | 0 | 0 | 0 | 0 | 0 |  |  | 0 |  | 0 |  |  | 1/1/2023 | 12/31/2099 |  | 0 | 0 | 2035 |  |  |  | 0 | 0 | Real 2021 ¦ 5/8/2023 1:03:19 PM | 14127 | 0 |  |  | 0 | 0 | 0 |  |  |  | 0
REF | ATC | 2035 | 7 | REF Mitchell Ext | Residential - Low/Medium_23-25 | Residential - Low/Medium_23-25 | 0 | 0 | 0 |  | 0 |  |  |  | 0 |  |  | -1 | 0 | DSM_EE |  | 0 |  | 0 | 0 | 0 | 0 | -1 | 0 | 0 | 0 | 0 | 0 |  |  | 0 |  | 0 |  |  | 1/1/2023 | 12/31/2099 |  | 0 | 0 | 2035 |  |  |  | 0 | 0 | Real 2021 ¦ 5/8/2023 1:03:19 PM | 14128 | 0 |  |  | 0 | 0 | 0 |  |  |  | 0
REF | ATC | 2035 | 9 | Preferred Plan | Residential - Low/Medium_23-25 | Residential - Low/Medium_23-25 | 0 | 0 | 0 |  | 0 |  |  |  | 0 |  |  | -1 | 0 | DSM_EE |  | 0 |  | 0 | 0 | 0 | 0 | -1 | 0 | 0 | 0 | 0 | 0 |  |  | 0 |  | 0 |  |  | 1/1/2023 | 12/31/2099 |  | 0 | 0 | 2035 |  |  |  | 0 | 0 | Real 2021 ¦ 5/8/2023 1:03:19 PM | 14129 | 0 |  |  | 0 | 0 | 0 |  |  |  | 0
REF | ATC | 2035 | 5 | NCR Portfolio | Residential - High_23-25 | Residential - High_23-25 | 0.058146 | 509.363 | 0.058146 |  | 0 |  |  |  | 0 |  |  | -1 | 0 | DSM_EE |  | 509.363 |  | 0 | 20.2387 | 20.2387 | 0 | -1 | 0 | 0 | 0 | 365 | 8760 | 0.00011416 | 39.7333 | 0 | 0 | 20.2387 | 39.7333 |  | 1/1/2023 | 12/31/2099 |  | 0 | 0 | 2035 |  |  |  | 0 | 0 | Real 2021 ¦ 5/8/2023 1:03:19 PM | 14130 | 509.363 |  |  | 509.363 | 0 | 0 |  |  |  | 0
REF | ATC | 2035 | 1 | REF Portfolio | C&I - Low_23-25 | C&I - Low_23-25 | 0.82051 | 7187.6919 | 0.82051 |  | 0 |  |  |  | 0 |  |  | -1 | 0 | DSM_EE |  | 7187.6919 |  | 0 | 266.6509 | 266.6509 | 0 | -1 | 0 | 0 | 0 | 365 | 8760 | 0.00011416 | 37.0983 | 0 | 0 | 266.6509 | 37.0983 |  | 1/1/2023 | 12/31/2099 |  | 0 | 0 | 2035 |  |  |  | 0 | 0 | Real 2021 ¦ 5/8/2023 1:03:19 PM | 14131 | 7187.6919 |  |  | 7187.6919 | 0 | 0 |  |  |  | 0
REF | ATC | 2035 | 2 | REF-HC Portfolio | C&I - Low_23-25 | C&I - Low_23-25 | 0.82051 | 7187.6919 | 0.82051 |  | 0 |  |  |  | 0 |  |  | -1 | 0 | DSM_EE |  | 7187.6919 |  | 0 | 266.6509 | 266.6509 | 0 | -1 | 0 | 0 | 0 | 365 | 8760 | 0.00011416 | 37.0983 | 0 | 0 | 266.6509 | 37.0983 |  | 1/1/2023 | 12/31/2099 |  | 0 | 0 | 2035 |  |  |  | 0 | 0 | Real 2021 ¦ 5/8/2023 1:03:19 PM | 14132 | 7187.6919 |  |  | 7187.6919 | 0 | 0 |  |  |  | 0
REF | ATC | 2035 | 3 | CETA Portfolio | C&I - Low_23-25 | C&I - Low_23-25 | 0.82051 | 7187.6919 | 0.82051 |  | 0 |  |  |  | 0 |  |  | -1 | 0 | DSM_EE |  | 7187.6919 |  | 0 | 266.6509 | 266.6509 | 0 | -1 | 0 | 0 | 0 | 365 | 8760 | 0.00011416 | 37.0983 | 0 | 0 | 266.6509 | 37.0983 |  | 1/1/2023 | 12/31/2099 |  | 0 | 0 | 2035 |  |  |  | 0 | 0 | Real 2021 ¦ 5/8/2023 1:03:19 PM | 14133 | 7187.6919 |  |  | 7187.6919 | 0 | 0 |  |  |  | 0
REF | ATC | 2035 | 5 | NCR Portfolio | C&I - Low_23-25 | C&I - Low_23-25 | 0.82051 | 7187.6919 | 0.82051 |  | 0 |  |  |  | 0 |  |  | -1 | 0 | DSM_EE |  | 7187.6919 |  | 0 | 266.6509 | 266.6509 | 0 | -1 | 0 | 0 | 0 | 365 | 8760 | 0.00011416 | 37.0983 | 0 | 0 | 266.6509 | 37.0983 |  | 1/1/2023 | 12/31/2099 |  | 0 | 0 | 2035 |  |  |  | 0 | 0 | Real 2021 ¦ 5/8/2023 1:03:19 PM | 14134 | 7187.6919 |  |  | 7187.6919 | 0 | 0 |  |  |  | 0
REF | ATC | 2035 | 6 | CC Portfolio | C&I - Low_23-25 | C&I - Low_23-25 | 0.82051 | 7187.6919 | 0.82051 |  | 0 |  |  |  | 0 |  |  | -1 | 0 | DSM_EE |  | 7187.6919 |  | 0 | 266.6509 | 266.6509 | 0 | -1 | 0 | 0 | 0 | 365 | 8760 | 0.00011416 | 37.0983 | 0 | 0 | 266.6509 | 37.0983 |  | 1/1/2023 | 12/31/2099 |  | 0 | 0 | 2035 |  |  |  | 0 | 0 | Real 2021 ¦ 5/8/2023 1:03:19 PM | 14135 | 7187.6919 |  |  | 7187.6919 | 0 | 0 |  |  |  | 0
REF | ATC | 2035 | 7 | REF Mitchell Ext | C&I - Low_23-25 | C&I - Low_23-25 | 0.82051 | 7187.6919 | 0.82051 |  | 0 |  |  |  | 0 |  |  | -1 | 0 | DSM_EE |  | 7187.6919 |  | 0 | 266.6509 | 266.6509 | 0 | -1 | 0 | 0 | 0 | 365 | 8760 | 0.00011416 | 37.0983 | 0 | 0 | 266.6509 | 37.0983 |  | 1/1/2023 | 12/31/2099 |  | 0 | 0 | 2035 |  |  |  | 0 | 0 | Real 2021 ¦ 5/8/2023 1:03:19 PM | 14136 | 7187.6919 |  |  | 7187.6919 | 0 | 0 |  |  |  | 0
REF | ATC | 2035 | 9 | Preferred Plan | C&I - Low_23-25 | C&I - Low_23-25 | 0.82051 | 7187.6919 | 0.82051 |  | 0 |  |  |  | 0 |  |  | -1 | 0 | DSM_EE |  | 7187.6919 |  | 0 | 266.6509 | 266.6509 | 0 | -1 | 0 | 0 | 0 | 365 | 8760 | 0.00011416 | 37.0983 | 0 | 0 | 266.6509 | 37.0983 |  | 1/1/2023 | 12/31/2099 |  | 0 | 0 | 2035 |  |  |  | 0 | 0 | Real 2021 ¦ 5/8/2023 1:03:19 PM | 14137 | 7187.6919 |  |  | 7187.6919 | 0 | 0 |  |  |  | 0
REF | ATC | 2035 | 1 | REF Portfolio | IQW_23-25 | IQW_23-25 | 0.011299 | 98.98 | 0.011299 |  | 0 |  |  |  | 0 |  |  | -1 | 0 | DSM_EE |  | 98.98 |  | 0 | 3.9152 | 3.9152 | 0 | -1 | 0 | 0 | 0 | 365 | 8760 | 0.00011416 | 39.5552 | 0 | 0 | 3.9152 | 39.5552 |  | 1/1/2023 | 12/31/2099 |  | 0 | 0 | 2035 |  |  |  | 0 | 0 | Real 2021 ¦ 5/8/2023 1:03:19 PM | 14138 | 98.98 |  |  | 98.98 | 0 | 0 |  |  |  | 0
REF | ATC | 2035 | 2 | REF-HC Portfolio | IQW_23-25 | IQW_23-25 | 0.011299 | 98.98 | 0.011299 |  | 0 |  |  |  | 0 |  |  | -1 | 0 | DSM_EE |  | 98.98 |  | 0 | 3.9152 | 3.9152 | 0 | -1 | 0 | 0 | 0 | 365 | 8760 | 0.00011416 | 39.5552 | 0 | 0 | 3.9152 | 39.5552 |  | 1/1/2023 | 12/31/2099 |  | 0 | 0 | 2035 |  |  |  | 0 | 0 | Real 2021 ¦ 5/8/2023 1:03:19 PM | 14139 | 98.98 |  |  | 98.98 | 0 | 0 |  |  |  | 0
REF | ATC | 2035 | 3 | CETA Portfolio | IQW_23-25 | IQW_23-25 | 0.011299 | 98.98 | 0.011299 |  | 0 |  |  |  | 0 |  |  | -1 | 0 | DSM_EE |  | 98.98 |  | 0 | 3.9152 | 3.9152 | 0 | -1 | 0 | 0 | 0 | 365 | 8760 | 0.00011416 | 39.5552 | 0 | 0 | 3.9152 | 39.5552 |  | 1/1/2023 | 12/31/2099 |  | 0 | 0 | 2035 |  |  |  | 0 | 0 | Real 2021 ¦ 5/8/2023 1:03:19 PM | 14140 | 98.98 |  |  | 98.98 | 0 | 0 |  |  |  | 0
REF | ATC | 2035 | 4 | ECR Portfolio | IQW_23-25 | IQW_23-25 | 0.011299 | 98.98 | 0.011299 |  | 0 |  |  |  | 0 |  |  | -1 | 0 | DSM_EE |  | 98.98 |  | 0 | 3.9152 | 3.9152 | 0 | -1 | 0 | 0 | 0 | 365 | 8760 | 0.00011416 | 39.5552 | 0 | 0 | 3.9152 | 39.5552 |  | 1/1/2023 | 12/31/2099 |  | 0 | 0 | 2035 |  |  |  | 0 | 0 | Real 2021 ¦ 5/8/2023 1:03:19 PM | 14141 | 98.98 |  |  | 98.98 | 0 | 0 |  |  |  | 0
REF | ATC | 2035 | 5 | NCR Portfolio | IQW_23-25 | IQW_23-25 | 0.011299 | 98.98 | 0.011299 |  | 0 |  |  |  | 0 |  |  | -1 | 0 | DSM_EE |  | 98.98 |  | 0 | 3.9152 | 3.9152 | 0 | -1 | 0 | 0 | 0 | 365 | 8760 | 0.00011416 | 39.5552 | 0 | 0 | 3.9152 | 39.5552 |  | 1/1/2023 | 12/31/2099 |  | 0 | 0 | 2035 |  |  |  | 0 | 0 | Real 2021 ¦ 5/8/2023 1:03:19 PM | 14142 | 98.98 |  |  | 98.98 | 0 | 0 |  |  |  | 0
REF | ATC | 2035 | 6 | CC Portfolio | IQW_23-25 | IQW_23-25 | 0.011299 | 98.98 | 0.011299 |  | 0 |  |  |  | 0 |  |  | -1 | 0 | DSM_EE |  | 98.98 |  | 0 | 3.9152 | 3.9152 | 0 | -1 | 0 | 0 | 0 | 365 | 8760 | 0.00011416 | 39.5552 | 0 | 0 | 3.9152 | 39.5552 |  | 1/1/2023 | 12/31/2099 |  | 0 | 0 | 2035 |  |  |  | 0 | 0 | Real 2021 ¦ 5/8/2023 1:03:19 PM | 14143 | 98.98 |  |  | 98.98 | 0 | 0 |  |  |  | 0
REF | ATC | 2035 | 7 | REF Mitchell Ext | IQW_23-25 | IQW_23-25 | 0.011299 | 98.98 | 0.011299 |  | 0 |  |  |  | 0 |  |  | -1 | 0 | DSM_EE |  | 98.98 |  | 0 | 3.9152 | 3.9152 | 0 | -1 | 0 | 0 | 0 | 365 | 8760 | 0.00011416 | 39.5552 | 0 | 0 | 3.9152 | 39.5552 |  | 1/1/2023 | 12/31/2099 |  | 0 | 0 | 2035 |  |  |  | 0 | 0 | Real 2021 ¦ 5/8/2023 1:03:19 PM | 14144 | 98.98 |  |  | 98.98 | 0 | 0 |  |  |  | 0
REF | ATC | 2035 | 8 | REF No Wind Portfolio | IQW_23-25 | IQW_23-25 | 0.011299 | 98.98 | 0.011299 |  | 0 |  |  |  | 0 |  |  | -1 | 0 | DSM_EE |  | 98.98 |  | 0 | 3.9152 | 3.9152 | 0 | -1 | 0 | 0 | 0 | 365 | 8760 | 0.00011416 | 39.5552 | 0 | 0 | 3.9152 | 39.5552 |  | 1/1/2023 | 12/31/2099 |  | 0 | 0 | 2035 |  |  |  | 0 | 0 | Real 2021 ¦ 5/8/2023 1:03:19 PM | 14145 | 98.98 |  |  | 98.98 | 0 | 0 |  |  |  | 0
REF | ATC | 2035 | 9 | Preferred Plan | IQW_23-25 | IQW_23-25 | 0.011299 | 98.98 | 0.011299 |  | 0 |  |  |  | 0 |  |  | -1 | 0 | DSM_EE |  | 98.98 |  | 0 | 3.9152 | 3.9152 | 0 | -1 | 0 | 0 | 0 | 365 | 8760 | 0.00011416 | 39.5552 | 0 | 0 | 3.9152 | 39.5552 |  | 1/1/2023 | 12/31/2099 |  | 0 | 0 | 2035 |  |  |  | 0 | 0 | Real 2021 ¦ 5/8/2023 1:03:19 PM | 14146 | 98.98 |  |  | 98.98 | 0 | 0 |  |  |  | 0
REF | ATC | 2035 | 1 | REF Portfolio | Residential - Low/Medium_26-30 | Residential - Low/Medium_26-30 | 1.91 | 16731.8848 | 1.91 |  | 0 |  |  |  | 0 |  |  | -1 | 0 | DSM_EE |  | 16731.8848 |  | 0 | 646.7635 | 646.7635 | 0 | -1 | 0 | 0 | 0 | 365 | 8760 | 0.00011416 | 38.6546 | 0 | 0 | 646.7635 | 38.6546 |  | 1/1/2026 | 12/31/2099 |  | 0 | 0 | 2035 |  |  |  | 0 | 0 | Real 2021 ¦ 5/8/2023 1:03:19 PM | 14147 | 16731.8848 |  |  | 16731.8848 | 0 | 0 |  |  |  | 0
REF | ATC | 2035 | 3 | CETA Portfolio | Residential - Low/Medium_26-30 | Residential - Low/Medium_26-30 | 1.91 | 16731.8848 | 1.91 |  | 0 |  |  |  | 0 |  |  | -1 | 0 | DSM_EE |  | 16731.8848 |  | 0 | 646.7635 | 646.7635 | 0 | -1 | 0 | 0 | 0 | 365 | 8760 | 0.00011416 | 38.6546 | 0 | 0 | 646.7635 | 38.6546 |  | 1/1/2026 | 12/31/2099 |  | 0 | 0 | 2035 |  |  |  | 0 | 0 | Real 2021 ¦ 5/8/2023 1:03:19 PM | 14148 | 16731.8848 |  |  | 16731.8848 | 0 | 0 |  |  |  | 0
REF | ATC | 2035 | 5 | NCR Portfolio | Residential - Low/Medium_26-30 | Residential - Low/Medium_26-30 | 1.91 | 16731.8848 | 1.91 |  | 0 |  |  |  | 0 |  |  | -1 | 0 | DSM_EE |  | 16731.8848 |  | 0 | 646.7635 | 646.7635 | 0 | -1 | 0 | 0 | 0 | 365 | 8760 | 0.00011416 | 38.6546 | 0 | 0 | 646.7635 | 38.6546 |  | 1/1/2026 | 12/31/2099 |  | 0 | 0 | 2035 |  |  |  | 0 | 0 | Real 2021 ¦ 5/8/2023 1:03:19 PM | 14149 | 16731.8848 |  |  | 16731.8848 | 0 | 0 |  |  |  | 0
REF | ATC | 2035 | 6 | CC Portfolio | Residential - Low/Medium_26-30 | Residential - Low/Medium_26-30 | 1.91 | 16731.8848 | 1.91 |  | 0 |  |  |  | 0 |  |  | -1 | 0 | DSM_EE |  | 16731.8848 |  | 0 | 646.7635 | 646.7635 | 0 | -1 | 0 | 0 | 0 | 365 | 8760 | 0.00011416 | 38.6546 | 0 | 0 | 646.7635 | 38.6546 |  | 1/1/2026 | 12/31/2099 |  | 0 | 0 | 2035 |  |  |  | 0 | 0 | Real 2021 ¦ 5/8/2023 1:03:19 PM | 14150 | 16731.8848 |  |  | 16731.8848 | 0 | 0 |  |  |  | 0
REF | ATC | 2035 | 7 | REF Mitchell Ext | Residential - Low/Medium_26-30 | Residential - Low/Medium_26-30 | 1.91 | 16731.8848 | 1.91 |  | 0 |  |  |  | 0 |  |  | -1 | 0 | DSM_EE |  | 16731.8848 |  | 0 | 646.7635 | 646.7635 | 0 | -1 | 0 | 0 | 0 | 365 | 8760 | 0.00011416 | 38.6546 | 0 | 0 | 646.7635 | 38.6546 |  | 1/1/2026 | 12/31/2099 |  | 0 | 0 | 2035 |  |  |  | 0 | 0 | Real 2021 ¦ 5/8/2023 1:03:19 PM | 14151 | 16731.8848 |  |  | 16731.8848 | 0 | 0 |  |  |  | 0
REF | ATC | 2035 | 9 | Preferred Plan | Residential - Low/Medium_26-30 | Residential - Low/Medium_26-30 | 1.91 | 16731.8848 | 1.91 |  | 0 |  |  |  | 0 |  |  | -1 | 0 | DSM_EE |  | 16731.8848 |  | 0 | 646.7635 | 646.7635 | 0 | -1 | 0 | 0 | 0 | 365 | 8760 | 0.00011416 | 38.6546 | 0 | 0 | 646.7635 | 38.6546 |  | 1/1/2026 | 12/31/2099 |  | 0 | 0 | 2035 |  |  |  | 0 | 0 | Real 2021 ¦ 5/8/2023 1:03:19 PM | 14152 | 16731.8848 |  |  | 16731.8848 | 0 | 0 |  |  |  | 0
REF | ATC | 2035 | 5 | NCR Portfolio | Residential - High_26-30 | Residential - High_26-30 | 0.80462 | 7048.457 | 0.80462 |  | 0 |  |  |  | 0 |  |  | -1 | 0 | DSM_EE |  | 7048.457 |  | 0 | 279.6941 | 279.6941 | 0 | -1 | 0 | 0 | 0 | 365 | 8760 | 0.00011416 | 39.6816 | 0 | 0 | 279.6941 | 39.6816 |  | 1/1/2026 | 12/31/2099 |  | 0 | 0 | 2035 |  |  |  | 0 | 0 | Real 2021 ¦ 5/8/2023 1:03:19 PM | 14153 | 7048.457 |  |  | 7048.457 | 0 | 0 |  |  |  | 0
REF | ATC | 2035 | 6 | CC Portfolio | Residential - High_26-30 | Residential - High_26-30 | 0.80462 | 7048.457 | 0.80462 |  | 0 |  |  |  | 0 |  |  | -1 | 0 | DSM_EE |  | 7048.457 |  | 0 | 279.6941 | 279.6941 | 0 | -1 | 0 | 0 | 0 | 365 | 8760 | 0.00011416 | 39.6816 | 0 | 0 | 279.6941 | 39.6816 |  | 1/1/2026 | 12/31/2099 |  | 0 | 0 | 2035 |  |  |  | 0 | 0 | Real 2021 ¦ 5/8/2023 1:03:19 PM | 14154 | 7048.457 |  |  | 7048.457 | 0 | 0 |  |  |  | 0
REF | ATC | 2035 | 9 | Preferred Plan | Residential - High_26-30 | Residential - High_26-30 | 0.80462 | 7048.457 | 0.80462 |  | 0 |  |  |  | 0 |  |  | -1 | 0 | DSM_EE |  | 7048.457 |  | 0 | 279.6941 | 279.6941 | 0 | -1 | 0 | 0 | 0 | 365 | 8760 | 0.00011416 | 39.6816 | 0 | 0 | 279.6941 | 39.6816 |  | 1/1/2026 | 12/31/2099 |  | 0 | 0 | 2035 |  |  |  | 0 | 0 | Real 2021 ¦ 5/8/2023 1:03:19 PM | 14155 | 7048.457 |  |  | 7048.457 | 0 | 0 |  |  |  | 0
REF | ATC | 2035 | 2 | REF-HC Portfolio | Residential - Behavior_26-30 | Residential - Behavior_26-30 | 0 | 0 | 0 |  | 0 |  |  |  | 0 |  |  | -1 | 0 | DSM_EE |  | 0 |  | 0 | 0 | 0 | 0 | -1 | 0 | 0 | 0 | 0 | 0 |  |  | 0 |  | 0 |  |  | 1/1/2026 | 12/31/2099 |  | 0 | 0 | 2035 |  |  |  | 0 | 0 | Real 2021 ¦ 5/8/2023 1:03:19 PM | 14156 | 0 |  |  | 0 | 0 | 0 |  |  |  | 0
REF | ATC | 2035 | 5 | NCR Portfolio | Residential - Behavior_26-30 | Residential - Behavior_26-30 | 0 | 0 | 0 |  | 0 |  |  |  | 0 |  |  | -1 | 0 | DSM_EE |  | 0 |  | 0 | 0 | 0 | 0 | -1 | 0 | 0 | 0 | 0 | 0 |  |  | 0 |  | 0 |  |  | 1/1/2026 | 12/31/2099 |  | 0 | 0 | 2035 |  |  |  | 0 | 0 | Real 2021 ¦ 5/8/2023 1:03:19 PM | 14157 | 0 |  |  | 0 | 0 | 0 |  |  |  | 0
REF | ATC | 2035 | 6 | CC Portfolio | Residential - Behavior_26-30 | Residential - Behavior_26-30 | 0 | 0 | 0 |  | 0 |  |  |  | 0 |  |  | -1 | 0 | DSM_EE |  | 0 |  | 0 | 0 | 0 | 0 | -1 | 0 | 0 | 0 | 0 | 0 |  |  | 0 |  | 0 |  |  | 1/1/2026 | 12/31/2099 |  | 0 | 0 | 2035 |  |  |  | 0 | 0 | Real 2021 ¦ 5/8/2023 1:03:19 PM | 14158 | 0 |  |  | 0 | 0 | 0 |  |  |  | 0
REF | ATC | 2035 | 8 | REF No Wind Portfolio | Residential - Behavior_26-30 | Residential - Behavior_26-30 | 0 | 0 | 0 |  | 0 |  |  |  | 0 |  |  | -1 | 0 | DSM_EE |  | 0 |  | 0 | 0 | 0 | 0 | -1 | 0 | 0 | 0 | 0 | 0 |  |  | 0 |  | 0 |  |  | 1/1/2026 | 12/31/2099 |  | 0 | 0 | 2035 |  |  |  | 0 | 0 | Real 2021 ¦ 5/8/2023 1:03:19 PM | 14159 | 0 |  |  | 0 | 0 | 0 |  |  |  | 0
REF | ATC | 2035 | 9 | Preferred Plan | Residential - Behavior_26-30 | Residential - Behavior_26-30 | 0 | 0 | 0 |  | 0 |  |  |  | 0 |  |  | -1 | 0 | DSM_EE |  | 0 |  | 0 | 0 | 0 | 0 | -1 | 0 | 0 | 0 | 0 | 0 |  |  | 0 |  | 0 |  |  | 1/1/2026 | 12/31/2099 |  | 0 | 0 | 2035 |  |  |  | 0 | 0 | Real 2021 ¦ 5/8/2023 1:03:19 PM | 14160 | 0 |  |  | 0 | 0 | 0 |  |  |  | 0
REF | ATC | 2035 | 1 | REF Portfolio | C&I - Low_26-30 | C&I - Low_26-30 | 7.2271 | 63309.4531 | 7.2271 |  | 0 |  |  |  | 0 |  |  | -1 | 0 | DSM_EE |  | 63309.4531 |  | 0 | 2357.4839 | 2357.4839 | 0 | -1 | 0 | 0 | 0 | 365 | 8760 | 0.00011416 | 37.2375 | 0 | 0 | 2357.4839 | 37.2375 |  | 1/1/2026 | 12/31/2099 |  | 0 | 0 | 2035 |  |  |  | 0 | 0 | Real 2021 ¦ 5/8/2023 1:03:19 PM | 14161 | 63309.4531 |  |  | 63309.4531 | 0 | 0 |  |  |  | 0
REF | ATC | 2035 | 2 | REF-HC Portfolio | C&I - Low_26-30 | C&I - Low_26-30 | 7.2271 | 63309.4531 | 7.2271 |  | 0 |  |  |  | 0 |  |  | -1 | 0 | DSM_EE |  | 63309.4531 |  | 0 | 2357.4839 | 2357.4839 | 0 | -1 | 0 | 0 | 0 | 365 | 8760 | 0.00011416 | 37.2375 | 0 | 0 | 2357.4839 | 37.2375 |  | 1/1/2026 | 12/31/2099 |  | 0 | 0 | 2035 |  |  |  | 0 | 0 | Real 2021 ¦ 5/8/2023 1:03:19 PM | 14162 | 63309.4531 |  |  | 63309.4531 | 0 | 0 |  |  |  | 0
REF | ATC | 2035 | 3 | CETA Portfolio | C&I - Low_26-30 | C&I - Low_26-30 | 7.2271 | 63309.4531 | 7.2271 |  | 0 |  |  |  | 0 |  |  | -1 | 0 | DSM_EE |  | 63309.4531 |  | 0 | 2357.4839 | 2357.4839 | 0 | -1 | 0 | 0 | 0 | 365 | 8760 | 0.00011416 | 37.2375 | 0 | 0 | 2357.4839 | 37.2375 |  | 1/1/2026 | 12/31/2099 |  | 0 | 0 | 2035 |  |  |  | 0 | 0 | Real 2021 ¦ 5/8/2023 1:03:19 PM | 14163 | 63309.4531 |  |  | 63309.4531 | 0 | 0 |  |  |  | 0
REF | ATC | 2035 | 4 | ECR Portfolio | C&I - Low_26-30 | C&I - Low_26-30 | 7.2271 | 63309.4531 | 7.2271 |  | 0 |  |  |  | 0 |  |  | -1 | 0 | DSM_EE |  | 63309.4531 |  | 0 | 2357.4839 | 2357.4839 | 0 | -1 | 0 | 0 | 0 | 365 | 8760 | 0.00011416 | 37.2375 | 0 | 0 | 2357.4839 | 37.2375 |  | 1/1/2026 | 12/31/2099 |  | 0 | 0 | 2035 |  |  |  | 0 | 0 | Real 2021 ¦ 5/8/2023 1:03:19 PM | 14164 | 63309.4531 |  |  | 63309.4531 | 0 | 0 |  |  |  | 0
REF | ATC | 2035 | 5 | NCR Portfolio | C&I - Low_26-30 | C&I - Low_26-30 | 7.2271 | 63309.4531 | 7.2271 |  | 0 |  |  |  | 0 |  |  | -1 | 0 | DSM_EE |  | 63309.4531 |  | 0 | 2357.4839 | 2357.4839 | 0 | -1 | 0 | 0 | 0 | 365 | 8760 | 0.00011416 | 37.2375 | 0 | 0 | 2357.4839 | 37.2375 |  | 1/1/2026 | 12/31/2099 |  | 0 | 0 | 2035 |  |  |  | 0 | 0 | Real 2021 ¦ 5/8/2023 1:03:19 PM | 14165 | 63309.4531 |  |  | 63309.4531 | 0 | 0 |  |  |  | 0
REF | ATC | 2035 | 6 | CC Portfolio | C&I - Low_26-30 | C&I - Low_26-30 | 7.2271 | 63309.4531 | 7.2271 |  | 0 |  |  |  | 0 |  |  | -1 | 0 | DSM_EE |  | 63309.4531 |  | 0 | 2357.4839 | 2357.4839 | 0 | -1 | 0 | 0 | 0 | 365 | 8760 | 0.00011416 | 37.2375 | 0 | 0 | 2357.4839 | 37.2375 |  | 1/1/2026 | 12/31/2099 |  | 0 | 0 | 2035 |  |  |  | 0 | 0 | Real 2021 ¦ 5/8/2023 1:03:19 PM | 14166 | 63309.4531 |  |  | 63309.4531 | 0 | 0 |  |  |  | 0
REF | ATC | 2035 | 7 | REF Mitchell Ext | C&I - Low_26-30 | C&I - Low_26-30 | 7.2271 | 63309.4531 | 7.2271 |  | 0 |  |  |  | 0 |  |  | -1 | 0 | DSM_EE |  | 63309.4531 |  | 0 | 2357.4839 | 2357.4839 | 0 | -1 | 0 | 0 | 0 | 365 | 8760 | 0.00011416 | 37.2375 | 0 | 0 | 2357.4839 | 37.2375 |  | 1/1/2026 | 12/31/2099 |  | 0 | 0 | 2035 |  |  |  | 0 | 0 | Real 2021 ¦ 5/8/2023 1:03:19 PM | 14167 | 63309.4531 |  |  | 63309.4531 | 0 | 0 |  |  |  | 0
REF | ATC | 2035 | 8 | REF No Wind Portfolio | C&I - Low_26-30 | C&I - Low_26-30 | 7.2271 | 63309.4531 | 7.2271 |  | 0 |  |  |  | 0 |  |  | -1 | 0 | DSM_EE |  | 63309.4531 |  | 0 | 2357.4839 | 2357.4839 | 0 | -1 | 0 | 0 | 0 | 365 | 8760 | 0.00011416 | 37.2375 | 0 | 0 | 2357.4839 | 37.2375 |  | 1/1/2026 | 12/31/2099 |  | 0 | 0 | 2035 |  |  |  | 0 | 0 | Real 2021 ¦ 5/8/2023 1:03:19 PM | 14168 | 63309.4531 |  |  | 63309.4531 | 0 | 0 |  |  |  | 0
REF | ATC | 2035 | 9 | Preferred Plan | C&I - Low_26-30 | C&I - Low_26-30 | 7.2271 | 63309.4531 | 7.2271 |  | 0 |  |  |  | 0 |  |  | -1 | 0 | DSM_EE |  | 63309.4531 |  | 0 | 2357.4839 | 2357.4839 | 0 | -1 | 0 | 0 | 0 | 365 | 8760 | 0.00011416 | 37.2375 | 0 | 0 | 2357.4839 | 37.2375 |  | 1/1/2026 | 12/31/2099 |  | 0 | 0 | 2035 |  |  |  | 0 | 0 | Real 2021 ¦ 5/8/2023 1:03:19 PM | 14169 | 63309.4531 |  |  | 63309.4531 | 0 | 0 |  |  |  | 0
REF | ATC | 2035 | 5 | NCR Portfolio | C&I - High_26-30 | C&I - High_26-30 | 0 | 0 | 0 |  | 0 |  |  |  | 0 |  |  | -1 | 0 | DSM_EE |  | 0 |  | 0 | 0 | 0 | 0 | -1 | 0 | 0 | 0 | 0 | 0 |  |  | 0 |  | 0 |  |  | 1/1/2026 | 12/31/2099 |  | 0 | 0 | 2035 |  |  |  | 0 | 0 | Real 2021 ¦ 5/8/2023 1:03:19 PM | 14170 | 0 |  |  | 0 | 0 | 0 |  |  |  | 0
REF | ATC | 2035 | 1 | REF Portfolio | IQW_26-30 | IQW_26-30 | 0.10878 | 952.919 | 0.10878 |  | 0 |  |  |  | 0 |  |  | -1 | 0 | DSM_EE |  | 952.919 |  | 0 | 37.7005 | 37.7005 | 0 | -1 | 0 | 0 | 0 | 365 | 8760 | 0.00011416 | 39.5632 | 0 | 0 | 37.7005 | 39.5632 |  | 1/1/2026 | 12/31/2099 |  | 0 | 0 | 2035 |  |  |  | 0 | 0 | Real 2021 ¦ 5/8/2023 1:03:19 PM | 14171 | 952.919 |  |  | 952.919 | 0 | 0 |  |  |  | 0
REF | ATC | 2035 | 2 | REF-HC Portfolio | IQW_26-30 | IQW_26-30 | 0.10878 | 952.919 | 0.10878 |  | 0 |  |  |  | 0 |  |  | -1 | 0 | DSM_EE |  | 952.919 |  | 0 | 37.7005 | 37.7005 | 0 | -1 | 0 | 0 | 0 | 365 | 8760 | 0.00011416 | 39.5632 | 0 | 0 | 37.7005 | 39.5632 |  | 1/1/2026 | 12/31/2099 |  | 0 | 0 | 2035 |  |  |  | 0 | 0 | Real 2021 ¦ 5/8/2023 1:03:19 PM | 14172 | 952.919 |  |  | 952.919 | 0 | 0 |  |  |  | 0
REF | ATC | 2035 | 3 | CETA Portfolio | IQW_26-30 | IQW_26-30 | 0.10878 | 952.919 | 0.10878 |  | 0 |  |  |  | 0 |  |  | -1 | 0 | DSM_EE |  | 952.919 |  | 0 | 37.7005 | 37.7005 | 0 | -1 | 0 | 0 | 0 | 365 | 8760 | 0.00011416 | 39.5632 | 0 | 0 | 37.7005 | 39.5632 |  | 1/1/2026 | 12/31/2099 |  | 0 | 0 | 2035 |  |  |  | 0 | 0 | Real 2021 ¦ 5/8/2023 1:03:19 PM | 14173 | 952.919 |  |  | 952.919 | 0 | 0 |  |  |  | 0
REF | ATC | 2035 | 4 | ECR Portfolio | IQW_26-30 | IQW_26-30 | 0.10878 | 952.919 | 0.10878 |  | 0 |  |  |  | 0 |  |  | -1 | 0 | DSM_EE |  | 952.919 |  | 0 | 37.7005 | 37.7005 | 0 | -1 | 0 | 0 | 0 | 365 | 8760 | 0.00011416 | 39.5632 | 0 | 0 | 37.7005 | 39.5632 |  | 1/1/2026 | 12/31/2099 |  | 0 | 0 | 2035 |  |  |  | 0 | 0 | Real 2021 ¦ 5/8/2023 1:03:19 PM | 14174 | 952.919 |  |  | 952.919 | 0 | 0 |  |  |  | 0
REF | ATC | 2035 | 5 | NCR Portfolio | IQW_26-30 | IQW_26-30 | 0.10878 | 952.919 | 0.10878 |  | 0 |  |  |  | 0 |  |  | -1 | 0 | DSM_EE |  | 952.919 |  | 0 | 37.7005 | 37.7005 | 0 | -1 | 0 | 0 | 0 | 365 | 8760 | 0.00011416 | 39.5632 | 0 | 0 | 37.7005 | 39.5632 |  | 1/1/2026 | 12/31/2099 |  | 0 | 0 | 2035 |  |  |  | 0 | 0 | Real 2021 ¦ 5/8/2023 1:03:19 PM | 14175 | 952.919 |  |  | 952.919 | 0 | 0 |  |  |  | 0
REF | ATC | 2035 | 6 | CC Portfolio | IQW_26-30 | IQW_26-30 | 0.10878 | 952.919 | 0.10878 |  | 0 |  |  |  | 0 |  |  | -1 | 0 | DSM_EE |  | 952.919 |  | 0 | 37.7005 | 37.7005 | 0 | -1 | 0 | 0 | 0 | 365 | 8760 | 0.00011416 | 39.5632 | 0 | 0 | 37.7005 | 39.5632 |  | 1/1/2026 | 12/31/2099 |  | 0 | 0 | 2035 |  |  |  | 0 | 0 | Real 2021 ¦ 5/8/2023 1:03:19 PM | 14176 | 952.919 |  |  | 952.919 | 0 | 0 |  |  |  | 0
REF | ATC | 2035 | 7 | REF Mitchell Ext | IQW_26-30 | IQW_26-30 | 0.10878 | 952.919 | 0.10878 |  | 0 |  |  |  | 0 |  |  | -1 | 0 | DSM_EE |  | 952.919 |  | 0 | 37.7005 | 37.7005 | 0 | -1 | 0 | 0 | 0 | 365 | 8760 | 0.00011416 | 39.5632 | 0 | 0 | 37.7005 | 39.5632 |  | 1/1/2026 | 12/31/2099 |  | 0 | 0 | 2035 |  |  |  | 0 | 0 | Real 2021 ¦ 5/8/2023 1:03:19 PM | 14177 | 952.919 |  |  | 952.919 | 0 | 0 |  |  |  | 0
REF | ATC | 2035 | 8 | REF No Wind Portfolio | IQW_26-30 | IQW_26-30 | 0.10878 | 952.919 | 0.10878 |  | 0 |  |  |  | 0 |  |  | -1 | 0 | DSM_EE |  | 952.919 |  | 0 | 37.7005 | 37.7005 | 0 | -1 | 0 | 0 | 0 | 365 | 8760 | 0.00011416 | 39.5632 | 0 | 0 | 37.7005 | 39.5632 |  | 1/1/2026 | 12/31/2099 |  | 0 | 0 | 2035 |  |  |  | 0 | 0 | Real 2021 ¦ 5/8/2023 1:03:19 PM | 14178 | 952.919 |  |  | 952.919 | 0 | 0 |  |  |  | 0
REF | ATC | 2035 | 9 | Preferred Plan | IQW_26-30 | IQW_26-30 | 0.10878 | 952.919 | 0.10878 |  | 0 |  |  |  | 0 |  |  | -1 | 0 | DSM_EE |  | 952.919 |  | 0 | 37.7005 | 37.7005 | 0 | -1 | 0 | 0 | 0 | 365 | 8760 | 0.00011416 | 39.5632 | 0 | 0 | 37.7005 | 39.5632 |  | 1/1/2026 | 12/31/2099 |  | 0 | 0 | 2035 |  |  |  | 0 | 0 | Real 2021 ¦ 5/8/2023 1:03:19 PM | 14179 | 952.919 |  |  | 952.919 | 0 | 0 |  |  |  | 0
REF | ATC | 2035 | 2 | REF-HC Portfolio | Residential - Low/Medium_31-42 | Residential - Low/Medium_31-42 | 5.2364 | 45871.2266 | 5.2364 |  | 0 |  |  |  | 2739.6599 |  |  | -1 | 0 | DSM_EE |  | 45871.2266 |  | 0 | 1778.5679 | 1778.5679 | 0 | -1 | 0 | 0 | 0 | 365 | 8760 | 0.00011416 | 38.7731 | 0 | 0 | 1778.5679 | 38.7731 |  | 1/1/2031 | 12/31/2099 |  | 0 | 0 | 2035 |  |  |  | 0 | 0 | Real 2021 ¦ 5/8/2023 1:03:19 PM | 14180 | 45871.2266 |  |  | 45871.2266 | 0 | 0 |  |  |  | 0
REF | ATC | 2035 | 4 | ECR Portfolio | Residential - Low/Medium_31-42 | Residential - Low/Medium_31-42 | 5.2364 | 45871.2266 | 5.2364 |  | 0 |  |  |  | 2739.6599 |  |  | -1 | 0 | DSM_EE |  | 45871.2266 |  | 0 | 1778.5679 | 1778.5679 | 0 | -1 | 0 | 0 | 0 | 365 | 8760 | 0.00011416 | 38.7731 | 0 | 0 | 1778.5679 | 38.7731 |  | 1/1/2031 | 12/31/2099 |  | 0 | 0 | 2035 |  |  |  | 0 | 0 | Real 2021 ¦ 5/8/2023 1:03:19 PM | 14181 | 45871.2266 |  |  | 45871.2266 | 0 | 0 |  |  |  | 0
REF | ATC | 2035 | 6 | CC Portfolio | Residential - Low/Medium_31-42 | Residential - Low/Medium_31-42 | 5.2364 | 45871.2266 | 5.2364 |  | 0 |  |  |  | 2739.6599 |  |  | -1 | 0 | DSM_EE |  | 45871.2266 |  | 0 | 1778.5679 | 1778.5679 | 0 | -1 | 0 | 0 | 0 | 365 | 8760 | 0.00011416 | 38.7731 | 0 | 0 | 1778.5679 | 38.7731 |  | 1/1/2031 | 12/31/2099 |  | 0 | 0 | 2035 |  |  |  | 0 | 0 | Real 2021 ¦ 5/8/2023 1:03:19 PM | 14182 | 45871.2266 |  |  | 45871.2266 | 0 | 0 |  |  |  | 0
REF | ATC | 2035 | 8 | REF No Wind Portfolio | Residential - Low/Medium_31-42 | Residential - Low/Medium_31-42 | 5.2364 | 45871.2266 | 5.2364 |  | 0 |  |  |  | 2739.6599 |  |  | -1 | 0 | DSM_EE |  | 45871.2266 |  | 0 | 1778.5679 | 1778.5679 | 0 | -1 | 0 | 0 | 0 | 365 | 8760 | 0.00011416 | 38.7731 | 0 | 0 | 1778.5679 | 38.7731 |  | 1/1/2031 | 12/31/2099 |  | 0 | 0 | 2035 |  |  |  | 0 | 0 | Real 2021 ¦ 5/8/2023 1:03:19 PM | 14183 | 45871.2266 |  |  | 45871.2266 | 0 | 0 |  |  |  | 0
REF | ATC | 2035 | 9 | Preferred Plan | Residential - Low/Medium_31-42 | Residential - Low/Medium_31-42 | 5.2364 | 45871.2266 | 5.2364 |  | 0 |  |  |  | 2739.6599 |  |  | -1 | 0 | DSM_EE |  | 45871.2266 |  | 0 | 1778.5679 | 1778.5679 | 0 | -1 | 0 | 0 | 0 | 365 | 8760 | 0.00011416 | 38.7731 | 0 | 0 | 1778.5679 | 38.7731 |  | 1/1/2031 | 12/31/2099 |  | 0 | 0 | 2035 |  |  |  | 0 | 0 | Real 2021 ¦ 5/8/2023 1:03:19 PM | 14184 | 45871.2266 |  |  | 45871.2266 | 0 | 0 |  |  |  | 0
REF | ATC | 2035 | 1 | REF Portfolio | C&I - Low_31-42 | C&I - Low_31-42 | 13.9546 | 122241.9375 | 13.9546 |  | 0 |  |  |  | 4918.8564 |  |  | -1 | 0 | DSM_EE |  | 122241.9375 |  | 0 | 4548.6494 | 4548.6494 | 0 | -1 | 0 | 0 | 0 | 365 | 8760 | 0.00011416 | 37.2102 | 0 | 0 | 4548.6494 | 37.2102 |  | 1/1/2031 | 12/31/2099 |  | 0 | 0 | 2035 |  |  |  | 0 | 0 | Real 2021 ¦ 5/8/2023 1:03:19 PM | 14185 | 122241.9375 |  |  | 122241.9375 | 0 | 0 |  |  |  | 0
REF | ATC | 2035 | 3 | CETA Portfolio | C&I - Low_31-42 | C&I - Low_31-42 | 13.9546 | 122241.9375 | 13.9546 |  | 0 |  |  |  | 4918.8564 |  |  | -1 | 0 | DSM_EE |  | 122241.9375 |  | 0 | 4548.6494 | 4548.6494 | 0 | -1 | 0 | 0 | 0 | 365 | 8760 | 0.00011416 | 37.2102 | 0 | 0 | 4548.6494 | 37.2102 |  | 1/1/2031 | 12/31/2099 |  | 0 | 0 | 2035 |  |  |  | 0 | 0 | Real 2021 ¦ 5/8/2023 1:03:19 PM | 14186 | 122241.9375 |  |  | 122241.9375 | 0 | 0 |  |  |  | 0
REF | ATC | 2035 | 4 | ECR Portfolio | C&I - Low_31-42 | C&I - Low_31-42 | 13.9546 | 122241.9375 | 13.9546 |  | 0 |  |  |  | 4918.8564 |  |  | -1 | 0 | DSM_EE |  | 122241.9375 |  | 0 | 4548.6494 | 4548.6494 | 0 | -1 | 0 | 0 | 0 | 365 | 8760 | 0.00011416 | 37.2102 | 0 | 0 | 4548.6494 | 37.2102 |  | 1/1/2031 | 12/31/2099 |  | 0 | 0 | 2035 |  |  |  | 0 | 0 | Real 2021 ¦ 5/8/2023 1:03:19 PM | 14187 | 122241.9375 |  |  | 122241.9375 | 0 | 0 |  |  |  | 0
REF | ATC | 2035 | 6 | CC Portfolio | C&I - Low_31-42 | C&I - Low_31-42 | 13.9546 | 122241.9375 | 13.9546 |  | 0 |  |  |  | 4918.8564 |  |  | -1 | 0 | DSM_EE |  | 122241.9375 |  | 0 | 4548.6494 | 4548.6494 | 0 | -1 | 0 | 0 | 0 | 365 | 8760 | 0.00011416 | 37.2102 | 0 | 0 | 4548.6494 | 37.2102 |  | 1/1/2031 | 12/31/2099 |  | 0 | 0 | 2035 |  |  |  | 0 | 0 | Real 2021 ¦ 5/8/2023 1:03:19 PM | 14188 | 122241.9375 |  |  | 122241.9375 | 0 | 0 |  |  |  | 0
REF | ATC | 2035 | 7 | REF Mitchell Ext | C&I - Low_31-42 | C&I - Low_31-42 | 13.9546 | 122241.9375 | 13.9546 |  | 0 |  |  |  | 4918.8564 |  |  | -1 | 0 | DSM_EE |  | 122241.9375 |  | 0 | 4548.6494 | 4548.6494 | 0 | -1 | 0 | 0 | 0 | 365 | 8760 | 0.00011416 | 37.2102 | 0 | 0 | 4548.6494 | 37.2102 |  | 1/1/2031 | 12/31/2099 |  | 0 | 0 | 2035 |  |  |  | 0 | 0 | Real 2021 ¦ 5/8/2023 1:03:19 PM | 14189 | 122241.9375 |  |  | 122241.9375 | 0 | 0 |  |  |  | 0
REF | ATC | 2035 | 8 | REF No Wind Portfolio | C&I - Low_31-42 | C&I - Low_31-42 | 13.9546 | 122241.9375 | 13.9546 |  | 0 |  |  |  | 4918.8564 |  |  | -1 | 0 | DSM_EE |  | 122241.9375 |  | 0 | 4548.6494 | 4548.6494 | 0 | -1 | 0 | 0 | 0 | 365 | 8760 | 0.00011416 | 37.2102 | 0 | 0 | 4548.6494 | 37.2102 |  | 1/1/2031 | 12/31/2099 |  | 0 | 0 | 2035 |  |  |  | 0 | 0 | Real 2021 ¦ 5/8/2023 1:03:19 PM | 14190 | 122241.9375 |  |  | 122241.9375 | 0 | 0 |  |  |  | 0
REF | ATC | 2035 | 9 | Preferred Plan | C&I - Low_31-42 | C&I - Low_31-42 | 13.9546 | 122241.9375 | 13.9546 |  | 0 |  |  |  | 4918.8564 |  |  | -1 | 0 | DSM_EE |  | 122241.9375 |  | 0 | 4548.6494 | 4548.6494 | 0 | -1 | 0 | 0 | 0 | 365 | 8760 | 0.00011416 | 37.2102 | 0 | 0 | 4548.6494 | 37.2102 |  | 1/1/2031 | 12/31/2099 |  | 0 | 0 | 2035 |  |  |  | 0 | 0 | Real 2021 ¦ 5/8/2023 1:03:19 PM | 14191 | 122241.9375 |  |  | 122241.9375 | 0 | 0 |  |  |  | 0
REF | ATC | 2035 | 1 | REF Portfolio | IQW_31-42 | IQW_31-42 | 0.22826 | 1999.573 | 0.22826 |  | 0 |  |  |  | 872.2944 |  |  | -1 | 0 | DSM_EE |  | 1999.573 |  | 0 | 78.7679 | 78.7679 | 0 | -1 | 0 | 0 | 0 | 365 | 8760 | 0.00011416 | 39.3923 | 0 | 0 | 78.7679 | 39.3923 |  | 1/1/2031 | 12/31/2099 |  | 0 | 0 | 2035 |  |  |  | 0 | 0 | Real 2021 ¦ 5/8/2023 1:03:19 PM | 14192 | 1999.573 |  |  | 1999.573 | 0 | 0 |  |  |  | 0
REF | ATC | 2035 | 2 | REF-HC Portfolio | IQW_31-42 | IQW_31-42 | 0.22826 | 1999.573 | 0.22826 |  | 0 |  |  |  | 872.2944 |  |  | -1 | 0 | DSM_EE |  | 1999.573 |  | 0 | 78.7679 | 78.7679 | 0 | -1 | 0 | 0 | 0 | 365 | 8760 | 0.00011416 | 39.3923 | 0 | 0 | 78.7679 | 39.3923 |  | 1/1/2031 | 12/31/2099 |  | 0 | 0 | 2035 |  |  |  | 0 | 0 | Real 2021 ¦ 5/8/2023 1:03:19 PM | 14193 | 1999.573 |  |  | 1999.573 | 0 | 0 |  |  |  | 0
REF | ATC | 2035 | 3 | CETA Portfolio | IQW_31-42 | IQW_31-42 | 0.22826 | 1999.573 | 0.22826 |  | 0 |  |  |  | 872.2944 |  |  | -1 | 0 | DSM_EE |  | 1999.573 |  | 0 | 78.7679 | 78.7679 | 0 | -1 | 0 | 0 | 0 | 365 | 8760 | 0.00011416 | 39.3923 | 0 | 0 | 78.7679 | 39.3923 |  | 1/1/2031 | 12/31/2099 |  | 0 | 0 | 2035 |  |  |  | 0 | 0 | Real 2021 ¦ 5/8/2023 1:03:19 PM | 14194 | 1999.573 |  |  | 1999.573 | 0 | 0 |  |  |  | 0
REF | ATC | 2035 | 4 | ECR Portfolio | IQW_31-42 | IQW_31-42 | 0.22826 | 1999.573 | 0.22826 |  | 0 |  |  |  | 872.2944 |  |  | -1 | 0 | DSM_EE |  | 1999.573 |  | 0 | 78.7679 | 78.7679 | 0 | -1 | 0 | 0 | 0 | 365 | 8760 | 0.00011416 | 39.3923 | 0 | 0 | 78.7679 | 39.3923 |  | 1/1/2031 | 12/31/2099 |  | 0 | 0 | 2035 |  |  |  | 0 | 0 | Real 2021 ¦ 5/8/2023 1:03:19 PM | 14195 | 1999.573 |  |  | 1999.573 | 0 | 0 |  |  |  | 0
REF | ATC | 2035 | 5 | NCR Portfolio | IQW_31-42 | IQW_31-42 | 0.22826 | 1999.573 | 0.22826 |  | 0 |  |  |  | 872.2944 |  |  | -1 | 0 | DSM_EE |  | 1999.573 |  | 0 | 78.7679 | 78.7679 | 0 | -1 | 0 | 0 | 0 | 365 | 8760 | 0.00011416 | 39.3923 | 0 | 0 | 78.7679 | 39.3923 |  | 1/1/2031 | 12/31/2099 |  | 0 | 0 | 2035 |  |  |  | 0 | 0 | Real 2021 ¦ 5/8/2023 1:03:19 PM | 14196 | 1999.573 |  |  | 1999.573 | 0 | 0 |  |  |  | 0
REF | ATC | 2035 | 6 | CC Portfolio | IQW_31-42 | IQW_31-42 | 0.22826 | 1999.573 | 0.22826 |  | 0 |  |  |  | 872.2944 |  |  | -1 | 0 | DSM_EE |  | 1999.573 |  | 0 | 78.7679 | 78.7679 | 0 | -1 | 0 | 0 | 0 | 365 | 8760 | 0.00011416 | 39.3923 | 0 | 0 | 78.7679 | 39.3923 |  | 1/1/2031 | 12/31/2099 |  | 0 | 0 | 2035 |  |  |  | 0 | 0 | Real 2021 ¦ 5/8/2023 1:03:19 PM | 14197 | 1999.573 |  |  | 1999.573 | 0 | 0 |  |  |  | 0
REF | ATC | 2035 | 7 | REF Mitchell Ext | IQW_31-42 | IQW_31-42 | 0.22826 | 1999.573 | 0.22826 |  | 0 |  |  |  | 872.2944 |  |  | -1 | 0 | DSM_EE |  | 1999.573 |  | 0 | 78.7679 | 78.7679 | 0 | -1 | 0 | 0 | 0 | 365 | 8760 | 0.00011416 | 39.3923 | 0 | 0 | 78.7679 | 39.3923 |  | 1/1/2031 | 12/31/2099 |  | 0 | 0 | 2035 |  |  |  | 0 | 0 | Real 2021 ¦ 5/8/2023 1:03:19 PM | 14198 | 1999.573 |  |  | 1999.573 | 0 | 0 |  |  |  | 0
REF | ATC | 2035 | 8 | REF No Wind Portfolio | IQW_31-42 | IQW_31-42 | 0.22826 | 1999.573 | 0.22826 |  | 0 |  |  |  | 872.2944 |  |  | -1 | 0 | DSM_EE |  | 1999.573 |  | 0 | 78.7679 | 78.7679 | 0 | -1 | 0 | 0 | 0 | 365 | 8760 | 0.00011416 | 39.3923 | 0 | 0 | 78.7679 | 39.3923 |  | 1/1/2031 | 12/31/2099 |  | 0 | 0 | 2035 |  |  |  | 0 | 0 | Real 2021 ¦ 5/8/2023 1:03:19 PM | 14199 | 1999.573 |  |  | 1999.573 | 0 | 0 |  |  |  | 0
REF | ATC | 2035 | 9 | Preferred Plan | IQW_31-42 | IQW_31-42 | 0.22826 | 1999.573 | 0.22826 |  | 0 |  |  |  | 872.2944 |  |  | -1 | 0 | DSM_EE |  | 1999.573 |  | 0 | 78.7679 | 78.7679 | 0 | -1 | 0 | 0 | 0 | 365 | 8760 | 0.00011416 | 39.3923 | 0 | 0 | 78.7679 | 39.3923 |  | 1/1/2031 | 12/31/2099 |  | 0 | 0 | 2035 |  |  |  | 0 | 0 | Real 2021 ¦ 5/8/2023 1:03:19 PM | 14200 | 1999.573 |  |  | 1999.573 | 0 | 0 |  |  |  | 0
REF | ATC | 2035 | 1 | REF Portfolio | Area 1001 Gas CT 2029 | Area 1001 Gas CT 2029 | 419.156 | 458.2816 | 117.125 |  | 0 |  |  |  | 48907.3594 |  |  | -1 | 10286390 | TCO |  | 1026014.5625 |  | 125.7468 | 50304.9531 | 50304.9531 | 0 | -1 | 0 | 0 | 3564.0789 | 73 | 3099 | 0.25557 | 49.0295 | 41542.7422 | 40.4894 | 8762.207 | 8.54 |  | 1/1/2029 | 12/31/2099 |  | 0 | 0 | 2035 |  |  |  | 0 | 0 | Real 2021 ¦ 5/8/2023 1:03:19 PM | 14201 | 480 |  |  | 1026014.5625 | 0 | 0 |  |  |  | 0
REF | ATC | 2035 | 2 | REF-HC Portfolio | Area 1001 Gas CT 2029 | Area 1001 Gas CT 2029 | 419.156 | 458.2816 | 117.125 |  | 0 |  |  |  | 48907.3594 |  |  | -1 | 10286390 | TCO |  | 1026014.5625 |  | 125.7468 | 50304.9531 | 50304.9531 | 0 | -1 | 0 | 0 | 3564.0789 | 73 | 3099 | 0.25557 | 49.0295 | 41542.7422 | 40.4894 | 8762.207 | 8.54 |  | 1/1/2029 | 12/31/2099 |  | 0 | 0 | 2035 |  |  |  | 0 | 0 | Real 2021 ¦ 5/8/2023 1:03:19 PM | 14202 | 480 |  |  | 1026014.5625 | 0 | 0 |  |  |  | 0
REF | ATC | 2035 | 3 | CETA Portfolio | Area 1001 Gas CT 2029 | Area 1001 Gas CT 2029 | 419.156 | 458.2816 | 117.125 |  | 0 |  |  |  | 48907.3594 |  |  | -1 | 10286390 | TCO |  | 1026014.5625 |  | 125.7468 | 50304.9531 | 50304.9531 | 0 | -1 | 0 | 0 | 3564.0789 | 73 | 3099 | 0.25557 | 49.0295 | 41542.7422 | 40.4894 | 8762.207 | 8.54 |  | 1/1/2029 | 12/31/2099 |  | 0 | 0 | 2035 |  |  |  | 0 | 0 | Real 2021 ¦ 5/8/2023 1:03:19 PM | 14203 | 480 |  |  | 1026014.5625 | 0 | 0 |  |  |  | 0
REF | ATC | 2035 | 4 | ECR Portfolio | Area 1001 Gas CT 2029 | Area 1001 Gas CT 2029 | 209.578 | 229.1408 | 58.5625 |  | 0 |  |  |  | 24453.6797 |  |  | -1 | 5143195 | TCO |  | 513007.2812 |  | 62.8734 | 25152.4766 | 25152.4766 | 0 | -1 | 0 | 0 | 1782.0394 | 73 | 3099 | 0.25557 | 49.0295 | 20771.3711 | 40.4894 | 4381.1035 | 8.54 |  | 1/1/2029 | 12/31/2099 |  | 0 | 0 | 2035 |  |  |  | 0 | 0 | Real 2021 ¦ 5/8/2023 1:03:19 PM | 14204 | 240 |  |  | 513007.2812 | 0 | 0 |  |  |  | 0
REF | ATC | 2035 | 5 | NCR Portfolio | Area 1001 Gas CT 2029 | Area 1001 Gas CT 2029 | 419.156 | 458.2816 | 117.125 |  | 0 |  |  |  | 48907.3594 |  |  | -1 | 10286390 | TCO |  | 1026014.5625 |  | 125.7468 | 50304.9531 | 50304.9531 | 0 | -1 | 0 | 0 | 3564.0789 | 73 | 3099 | 0.25557 | 49.0295 | 41542.7422 | 40.4894 | 8762.207 | 8.54 |  | 1/1/2029 | 12/31/2099 |  | 0 | 0 | 2035 |  |  |  | 0 | 0 | Real 2021 ¦ 5/8/2023 1:03:19 PM | 14205 | 480 |  |  | 1026014.5625 | 0 | 0 |  |  |  | 0
REF | ATC | 2035 | 7 | REF Mitchell Ext | Area 1001 Gas CT 2029 | Area 1001 Gas CT 2029 | 419.156 | 458.2816 | 117.125 |  | 0 |  |  |  | 48907.3594 |  |  | -1 | 10286390 | TCO |  | 1026014.5625 |  | 125.7468 | 50304.9531 | 50304.9531 | 0 | -1 | 0 | 0 | 3564.0789 | 73 | 3099 | 0.25557 | 49.0295 | 41542.7422 | 40.4894 | 8762.207 | 8.54 |  | 1/1/2029 | 12/31/2099 |  | 0 | 0 | 2035 |  |  |  | 0 | 0 | Real 2021 ¦ 5/8/2023 1:03:19 PM | 14206 | 480 |  |  | 1026014.5625 | 0 | 0 |  |  |  | 0
REF | ATC | 2035 | 8 | REF No Wind Portfolio | Area 1001 Gas CT 2029 | Area 1001 Gas CT 2029 | 209.578 | 229.1408 | 58.5625 |  | 0 |  |  |  | 24453.6797 |  |  | -1 | 5143195 | TCO |  | 513007.2812 |  | 62.8734 | 25152.4766 | 25152.4766 | 0 | -1 | 0 | 0 | 1782.0394 | 73 | 3099 | 0.25557 | 49.0295 | 20771.3711 | 40.4894 | 4381.1035 | 8.54 |  | 1/1/2029 | 12/31/2099 |  | 0 | 0 | 2035 |  |  |  | 0 | 0 | Real 2021 ¦ 5/8/2023 1:03:19 PM | 14207 | 240 |  |  | 513007.2812 | 0 | 0 |  |  |  | 0
REF | ATC | 2035 | 9 | Preferred Plan | Area 1001 Gas CT 2029 | Area 1001 Gas CT 2029 | 419.156 | 458.2816 | 117.125 |  | 0 |  |  |  | 48907.3594 |  |  | -1 | 10286390 | TCO |  | 1026014.5625 |  | 125.7468 | 50304.9531 | 50304.9531 | 0 | -1 | 0 | 0 | 3564.0789 | 73 | 3099 | 0.25557 | 49.0295 | 41542.7422 | 40.4894 | 8762.207 | 8.54 |  | 1/1/2029 | 12/31/2099 |  | 0 | 0 | 2035 |  |  |  | 0 | 0 | Real 2021 ¦ 5/8/2023 1:03:19 PM | 14208 | 480 |  |  | 1026014.5625 | 0 | 0 |  |  |  | 0
REF | ATC | 2035 | 8 | REF No Wind Portfolio | Area 1001 Solar 2026 | Area 1001 Solar 2026 | 22.8336 | 100 | 22.8336 |  | 0 |  |  |  | 15077.127 |  |  | -1 | 0 | Solar |  | 200022.6875 |  | 0 | 6550.7891 | 6550.7891 | 0 | -1 | 0 | 0 | 0 | 365 | 4383 | 0.22834 | 32.7502 | -6391.8037 | -31.9554 | 12942.5928 | 64.7056 |  | 1/1/2026 | 12/31/2099 |  | 0 | 0 | 2035 |  |  |  | 0 | 0 | Real 2021 ¦ 5/8/2023 1:03:19 PM | 14209 | 100 |  |  | 200022.6875 | 0 | 0 |  |  |  | 0
REF | ATC | 2035 | 1 | REF Portfolio | Area 1001 Solar 2027 | Area 1001 Solar 2027 | 34.2505 | 150 | 34.2505 |  | 0 |  |  |  | 21831.2832 |  |  | -1 | 0 | Solar |  | 300034.0312 |  | 0 | 9826.1836 | 9826.1836 | 0 | -1 | 0 | 0 | 0 | 365 | 4383 | 0.22834 | 32.7502 | -9587.7051 | -31.9554 | 19413.8887 | 64.7056 |  | 1/1/2027 | 12/31/2099 |  | 0 | 0 | 2035 |  |  |  | 0 | 0 | Real 2021 ¦ 5/8/2023 1:03:19 PM | 14210 | 150 |  |  | 300034.0312 | 0 | 0 |  |  |  | 0
REF | ATC | 2035 | 2 | REF-HC Portfolio | Area 1001 Solar 2027 | Area 1001 Solar 2027 | 22.8336 | 100 | 22.8336 |  | 0 |  |  |  | 14554.1885 |  |  | -1 | 0 | Solar |  | 200022.6875 |  | 0 | 6550.7891 | 6550.7891 | 0 | -1 | 0 | 0 | 0 | 365 | 4383 | 0.22834 | 32.7502 | -6391.8037 | -31.9554 | 12942.5928 | 64.7056 |  | 1/1/2027 | 12/31/2099 |  | 0 | 0 | 2035 |  |  |  | 0 | 0 | Real 2021 ¦ 5/8/2023 1:03:19 PM | 14211 | 100 |  |  | 200022.6875 | 0 | 0 |  |  |  | 0
REF | ATC | 2035 | 3 | CETA Portfolio | Area 1001 Solar 2027 | Area 1001 Solar 2027 | 34.2505 | 150 | 34.2505 |  | 0 |  |  |  | 21831.2832 |  |  | -1 | 0 | Solar |  | 300034.0312 |  | 0 | 9826.1836 | 9826.1836 | 0 | -1 | 0 | 0 | 0 | 365 | 4383 | 0.22834 | 32.7502 | -9587.7051 | -31.9554 | 19413.8887 | 64.7056 |  | 1/1/2027 | 12/31/2099 |  | 0 | 0 | 2035 |  |  |  | 0 | 0 | Real 2021 ¦ 5/8/2023 1:03:19 PM | 14212 | 150 |  |  | 300034.0312 | 0 | 0 |  |  |  | 0
REF | ATC | 2035 | 5 | NCR Portfolio | Area 1001 Solar 2027 | Area 1001 Solar 2027 | 11.4168 | 50 | 11.4168 |  | 0 |  |  |  | 7277.0942 |  |  | -1 | 0 | Solar |  | 100011.3438 |  | 0 | 3275.3945 | 3275.3945 | 0 | -1 | 0 | 0 | 0 | 365 | 4383 | 0.22834 | 32.7502 | -3195.9019 | -31.9554 | 6471.2964 | 64.7056 |  | 1/1/2027 | 12/31/2099 |  | 0 | 0 | 2035 |  |  |  | 0 | 0 | Real 2021 ¦ 5/8/2023 1:03:19 PM | 14213 | 50 |  |  | 100011.3438 | 0 | 0 |  |  |  | 0
REF | ATC | 2035 | 6 | CC Portfolio | Area 1001 Solar 2027 | Area 1001 Solar 2027 | 34.2505 | 150 | 34.2505 |  | 0 |  |  |  | 21831.2832 |  |  | -1 | 0 | Solar |  | 300034.0312 |  | 0 | 9826.1836 | 9826.1836 | 0 | -1 | 0 | 0 | 0 | 365 | 4383 | 0.22834 | 32.7502 | -9587.7051 | -31.9554 | 19413.8887 | 64.7056 |  | 1/1/2027 | 12/31/2099 |  | 0 | 0 | 2035 |  |  |  | 0 | 0 | Real 2021 ¦ 5/8/2023 1:03:19 PM | 14214 | 150 |  |  | 300034.0312 | 0 | 0 |  |  |  | 0
REF | ATC | 2035 | 7 | REF Mitchell Ext | Area 1001 Solar 2027 | Area 1001 Solar 2027 | 34.2505 | 150 | 34.2505 |  | 0 |  |  |  | 21831.2832 |  |  | -1 | 0 | Solar |  | 300034.0312 |  | 0 | 9826.1836 | 9826.1836 | 0 | -1 | 0 | 0 | 0 | 365 | 4383 | 0.22834 | 32.7502 | -9587.7051 | -31.9554 | 19413.8887 | 64.7056 |  | 1/1/2027 | 12/31/2099 |  | 0 | 0 | 2035 |  |  |  | 0 | 0 | Real 2021 ¦ 5/8/2023 1:03:19 PM | 14215 | 150 |  |  | 300034.0312 | 0 | 0 |  |  |  | 0
REF | ATC | 2035 | 8 | REF No Wind Portfolio | Area 1001 Solar 2027 | Area 1001 Solar 2027 | 34.2505 | 150 | 34.2505 |  | 0 |  |  |  | 21831.2832 |  |  | -1 | 0 | Solar |  | 300034.0312 |  | 0 | 9826.1836 | 9826.1836 | 0 | -1 | 0 | 0 | 0 | 365 | 4383 | 0.22834 | 32.7502 | -9587.7051 | -31.9554 | 19413.8887 | 64.7056 |  | 1/1/2027 | 12/31/2099 |  | 0 | 0 | 2035 |  |  |  | 0 | 0 | Real 2021 ¦ 5/8/2023 1:03:19 PM | 14216 | 150 |  |  | 300034.0312 | 0 | 0 |  |  |  | 0
REF | ATC | 2035 | 9 | Preferred Plan | Area 1001 Solar 2027 | Area 1001 Solar 2027 | 34.2505 | 150 | 34.2505 |  | 0 |  |  |  | 21831.2832 |  |  | -1 | 0 | Solar |  | 300034.0312 |  | 0 | 9826.1836 | 9826.1836 | 0 | -1 | 0 | 0 | 0 | 365 | 4383 | 0.22834 | 32.7502 | -9587.7051 | -31.9554 | 19413.8887 | 64.7056 |  | 1/1/2027 | 12/31/2099 |  | 0 | 0 | 2035 |  |  |  | 0 | 0 | Real 2021 ¦ 5/8/2023 1:03:19 PM | 14217 | 150 |  |  | 300034.0312 | 0 | 0 |  |  |  | 0
REF | ATC | 2035 | 1 | REF Portfolio | Area 1001 Solar 2028 | Area 1001 Solar 2028 | 34.2505 | 150 | 34.2505 |  | 0 |  |  |  | 20972.5645 |  |  | -1 | 0 | Solar |  | 300034.0312 |  | 0 | 9826.1836 | 9826.1836 | 0 | -1 | 0 | 0 | 0 | 365 | 4383 | 0.22834 | 32.7502 | -9587.7051 | -31.9554 | 19413.8887 | 64.7056 |  | 1/1/2028 | 12/31/2099 |  | 0 | 0 | 2035 |  |  |  | 0 | 0 | Real 2021 ¦ 5/8/2023 1:03:19 PM | 14218 | 150 |  |  | 300034.0312 | 0 | 0 |  |  |  | 0
REF | ATC | 2035 | 2 | REF-HC Portfolio | Area 1001 Solar 2028 | Area 1001 Solar 2028 | 34.2505 | 150 | 34.2505 |  | 0 |  |  |  | 20972.5645 |  |  | -1 | 0 | Solar |  | 300034.0312 |  | 0 | 9826.1836 | 9826.1836 | 0 | -1 | 0 | 0 | 0 | 365 | 4383 | 0.22834 | 32.7502 | -9587.7051 | -31.9554 | 19413.8887 | 64.7056 |  | 1/1/2028 | 12/31/2099 |  | 0 | 0 | 2035 |  |  |  | 0 | 0 | Real 2021 ¦ 5/8/2023 1:03:19 PM | 14219 | 150 |  |  | 300034.0312 | 0 | 0 |  |  |  | 0
REF | ATC | 2035 | 3 | CETA Portfolio | Area 1001 Solar 2028 | Area 1001 Solar 2028 | 34.2505 | 150 | 34.2505 |  | 0 |  |  |  | 20972.5645 |  |  | -1 | 0 | Solar |  | 300034.0312 |  | 0 | 9826.1836 | 9826.1836 | 0 | -1 | 0 | 0 | 0 | 365 | 4383 | 0.22834 | 32.7502 | -9587.7051 | -31.9554 | 19413.8887 | 64.7056 |  | 1/1/2028 | 12/31/2099 |  | 0 | 0 | 2035 |  |  |  | 0 | 0 | Real 2021 ¦ 5/8/2023 1:03:19 PM | 14220 | 150 |  |  | 300034.0312 | 0 | 0 |  |  |  | 0
REF | ATC | 2035 | 4 | ECR Portfolio | Area 1001 Solar 2028 | Area 1001 Solar 2028 | 34.2505 | 150 | 34.2505 |  | 0 |  |  |  | 20972.5645 |  |  | -1 | 0 | Solar |  | 300034.0312 |  | 0 | 9826.1836 | 9826.1836 | 0 | -1 | 0 | 0 | 0 | 365 | 4383 | 0.22834 | 32.7502 | -9587.7051 | -31.9554 | 19413.8887 | 64.7056 |  | 1/1/2028 | 12/31/2099 |  | 0 | 0 | 2035 |  |  |  | 0 | 0 | Real 2021 ¦ 5/8/2023 1:03:19 PM | 14221 | 150 |  |  | 300034.0312 | 0 | 0 |  |  |  | 0
REF | ATC | 2035 | 5 | NCR Portfolio | Area 1001 Solar 2028 | Area 1001 Solar 2028 | 34.2505 | 150 | 34.2505 |  | 0 |  |  |  | 20972.5645 |  |  | -1 | 0 | Solar |  | 300034.0312 |  | 0 | 9826.1836 | 9826.1836 | 0 | -1 | 0 | 0 | 0 | 365 | 4383 | 0.22834 | 32.7502 | -9587.7051 | -31.9554 | 19413.8887 | 64.7056 |  | 1/1/2028 | 12/31/2099 |  | 0 | 0 | 2035 |  |  |  | 0 | 0 | Real 2021 ¦ 5/8/2023 1:03:19 PM | 14222 | 150 |  |  | 300034.0312 | 0 | 0 |  |  |  | 0
REF | ATC | 2035 | 6 | CC Portfolio | Area 1001 Solar 2028 | Area 1001 Solar 2028 | 34.2505 | 150 | 34.2505 |  | 0 |  |  |  | 20972.5645 |  |  | -1 | 0 | Solar |  | 300034.0312 |  | 0 | 9826.1836 | 9826.1836 | 0 | -1 | 0 | 0 | 0 | 365 | 4383 | 0.22834 | 32.7502 | -9587.7051 | -31.9554 | 19413.8887 | 64.7056 |  | 1/1/2028 | 12/31/2099 |  | 0 | 0 | 2035 |  |  |  | 0 | 0 | Real 2021 ¦ 5/8/2023 1:03:19 PM | 14223 | 150 |  |  | 300034.0312 | 0 | 0 |  |  |  | 0
REF | ATC | 2035 | 7 | REF Mitchell Ext | Area 1001 Solar 2028 | Area 1001 Solar 2028 | 34.2505 | 150 | 34.2505 |  | 0 |  |  |  | 20972.5645 |  |  | -1 | 0 | Solar |  | 300034.0312 |  | 0 | 9826.1836 | 9826.1836 | 0 | -1 | 0 | 0 | 0 | 365 | 4383 | 0.22834 | 32.7502 | -9587.7051 | -31.9554 | 19413.8887 | 64.7056 |  | 1/1/2028 | 12/31/2099 |  | 0 | 0 | 2035 |  |  |  | 0 | 0 | Real 2021 ¦ 5/8/2023 1:03:19 PM | 14224 | 150 |  |  | 300034.0312 | 0 | 0 |  |  |  | 0
REF | ATC | 2035 | 8 | REF No Wind Portfolio | Area 1001 Solar 2028 | Area 1001 Solar 2028 | 34.2505 | 150 | 34.2505 |  | 0 |  |  |  | 20972.5645 |  |  | -1 | 0 | Solar |  | 300034.0312 |  | 0 | 9826.1836 | 9826.1836 | 0 | -1 | 0 | 0 | 0 | 365 | 4383 | 0.22834 | 32.7502 | -9587.7051 | -31.9554 | 19413.8887 | 64.7056 |  | 1/1/2028 | 12/31/2099 |  | 0 | 0 | 2035 |  |  |  | 0 | 0 | Real 2021 ¦ 5/8/2023 1:03:19 PM | 14225 | 150 |  |  | 300034.0312 | 0 | 0 |  |  |  | 0
REF | ATC | 2035 | 9 | Preferred Plan | Area 1001 Solar 2028 | Area 1001 Solar 2028 | 34.2505 | 150 | 34.2505 |  | 0 |  |  |  | 20972.5645 |  |  | -1 | 0 | Solar |  | 300034.0312 |  | 0 | 9826.1836 | 9826.1836 | 0 | -1 | 0 | 0 | 0 | 365 | 4383 | 0.22834 | 32.7502 | -9587.7051 | -31.9554 | 19413.8887 | 64.7056 |  | 1/1/2028 | 12/31/2099 |  | 0 | 0 | 2035 |  |  |  | 0 | 0 | Real 2021 ¦ 5/8/2023 1:03:19 PM | 14226 | 150 |  |  | 300034.0312 | 0 | 0 |  |  |  | 0
REF | ATC | 2035 | 1 | REF Portfolio | Area 1001 Solar 2029 | Area 1001 Solar 2029 | 22.8336 | 100 | 22.8336 |  | 0 |  |  |  | 13453.2666 |  |  | -1 | 0 | Solar |  | 200022.6875 |  | 0 | 6550.7891 | 6550.7891 | 0 | -1 | 0 | 0 | 0 | 365 | 4383 | 0.22834 | 32.7502 | -6391.8037 | -31.9554 | 12942.5928 | 64.7056 |  | 1/1/2029 | 12/31/2099 |  | 0 | 0 | 2035 |  |  |  | 0 | 0 | Real 2021 ¦ 5/8/2023 1:03:19 PM | 14227 | 100 |  |  | 200022.6875 | 0 | 0 |  |  |  | 0
REF | ATC | 2035 | 3 | CETA Portfolio | Area 1001 Solar 2029 | Area 1001 Solar 2029 | 22.8336 | 100 | 22.8336 |  | 0 |  |  |  | 13453.2666 |  |  | -1 | 0 | Solar |  | 200022.6875 |  | 0 | 6550.7891 | 6550.7891 | 0 | -1 | 0 | 0 | 0 | 365 | 4383 | 0.22834 | 32.7502 | -6391.8037 | -31.9554 | 12942.5928 | 64.7056 |  | 1/1/2029 | 12/31/2099 |  | 0 | 0 | 2035 |  |  |  | 0 | 0 | Real 2021 ¦ 5/8/2023 1:03:19 PM | 14228 | 100 |  |  | 200022.6875 | 0 | 0 |  |  |  | 0
REF | ATC | 2035 | 4 | ECR Portfolio | Area 1001 Solar 2029 | Area 1001 Solar 2029 | 34.2505 | 150 | 34.2505 |  | 0 |  |  |  | 20179.9004 |  |  | -1 | 0 | Solar |  | 300034.0312 |  | 0 | 9826.1836 | 9826.1836 | 0 | -1 | 0 | 0 | 0 | 365 | 4383 | 0.22834 | 32.7502 | -9587.7051 | -31.9554 | 19413.8887 | 64.7056 |  | 1/1/2029 | 12/31/2099 |  | 0 | 0 | 2035 |  |  |  | 0 | 0 | Real 2021 ¦ 5/8/2023 1:03:19 PM | 14229 | 150 |  |  | 300034.0312 | 0 | 0 |  |  |  | 0
REF | ATC | 2035 | 6 | CC Portfolio | Area 1001 Solar 2029 | Area 1001 Solar 2029 | 22.8336 | 100 | 22.8336 |  | 0 |  |  |  | 13453.2666 |  |  | -1 | 0 | Solar |  | 200022.6875 |  | 0 | 6550.7891 | 6550.7891 | 0 | -1 | 0 | 0 | 0 | 365 | 4383 | 0.22834 | 32.7502 | -6391.8037 | -31.9554 | 12942.5928 | 64.7056 |  | 1/1/2029 | 12/31/2099 |  | 0 | 0 | 2035 |  |  |  | 0 | 0 | Real 2021 ¦ 5/8/2023 1:03:19 PM | 14230 | 100 |  |  | 200022.6875 | 0 | 0 |  |  |  | 0
REF | ATC | 2035 | 7 | REF Mitchell Ext | Area 1001 Solar 2029 | Area 1001 Solar 2029 | 22.8336 | 100 | 22.8336 |  | 0 |  |  |  | 13453.2666 |  |  | -1 | 0 | Solar |  | 200022.6875 |  | 0 | 6550.7891 | 6550.7891 | 0 | -1 | 0 | 0 | 0 | 365 | 4383 | 0.22834 | 32.7502 | -6391.8037 | -31.9554 | 12942.5928 | 64.7056 |  | 1/1/2029 | 12/31/2099 |  | 0 | 0 | 2035 |  |  |  | 0 | 0 | Real 2021 ¦ 5/8/2023 1:03:19 PM | 14231 | 100 |  |  | 200022.6875 | 0 | 0 |  |  |  | 0
REF | ATC | 2035 | 8 | REF No Wind Portfolio | Area 1001 Solar 2029 | Area 1001 Solar 2029 | 34.2505 | 150 | 34.2505 |  | 0 |  |  |  | 20179.9004 |  |  | -1 | 0 | Solar |  | 300034.0312 |  | 0 | 9826.1836 | 9826.1836 | 0 | -1 | 0 | 0 | 0 | 365 | 4383 | 0.22834 | 32.7502 | -9587.7051 | -31.9554 | 19413.8887 | 64.7056 |  | 1/1/2029 | 12/31/2099 |  | 0 | 0 | 2035 |  |  |  | 0 | 0 | Real 2021 ¦ 5/8/2023 1:03:19 PM | 14232 | 150 |  |  | 300034.0312 | 0 | 0 |  |  |  | 0
REF | ATC | 2035 | 9 | Preferred Plan | Area 1001 Solar 2029 | Area 1001 Solar 2029 | 22.8336 | 100 | 22.8336 |  | 0 |  |  |  | 13453.2666 |  |  | -1 | 0 | Solar |  | 200022.6875 |  | 0 | 6550.7891 | 6550.7891 | 0 | -1 | 0 | 0 | 0 | 365 | 4383 | 0.22834 | 32.7502 | -6391.8037 | -31.9554 | 12942.5928 | 64.7056 |  | 1/1/2029 | 12/31/2099 |  | 0 | 0 | 2035 |  |  |  | 0 | 0 | Real 2021 ¦ 5/8/2023 1:03:19 PM | 14233 | 100 |  |  | 200022.6875 | 0 | 0 |  |  |  | 0
REF | ATC | 2035 | 3 | CETA Portfolio | Area 1001 Solar 2030 | Area 1001 Solar 2030 | 11.4168 | 50 | 11.4168 |  | 0 |  |  |  | 6451.4028 |  |  | -1 | 0 | Solar |  | 100011.3438 |  | 0 | 3275.3945 | 3275.3945 | 0 | -1 | 0 | 0 | 0 | 365 | 4383 | 0.22834 | 32.7502 | -3195.9019 | -31.9554 | 6471.2964 | 64.7056 |  | 1/1/2030 | 12/31/2099 |  | 0 | 0 | 2035 |  |  |  | 0 | 0 | Real 2021 ¦ 5/8/2023 1:03:19 PM | 14234 | 50 |  |  | 100011.3438 | 0 | 0 |  |  |  | 0
REF | ATC | 2035 | 8 | REF No Wind Portfolio | Area 1001 Solar 2030 | Area 1001 Solar 2030 | 11.4168 | 50 | 11.4168 |  | 0 |  |  |  | 6451.4028 |  |  | -1 | 0 | Solar |  | 100011.3438 |  | 0 | 3275.3945 | 3275.3945 | 0 | -1 | 0 | 0 | 0 | 365 | 4383 | 0.22834 | 32.7502 | -3195.9019 | -31.9554 | 6471.2964 | 64.7056 |  | 1/1/2030 | 12/31/2099 |  | 0 | 0 | 2035 |  |  |  | 0 | 0 | Real 2021 ¦ 5/8/2023 1:03:19 PM | 14235 | 50 |  |  | 100011.3438 | 0 | 0 |  |  |  | 0
REF | ATC | 2035 | 4 | ECR Portfolio | Area 1001 Solar 2031 | Area 1001 Solar 2031 | 34.2505 | 150 | 34.2505 |  | 0 |  |  |  | 19494.5762 |  |  | -1 | 0 | Solar |  | 300034.0312 |  | 0 | 9826.1836 | 9826.1836 | 0 | -1 | 0 | 0 | 0 | 365 | 4383 | 0.22834 | 32.7502 | -9587.7051 | -31.9554 | 19413.8887 | 64.7056 |  | 1/1/2031 | 12/31/2099 |  | 0 | 0 | 2035 |  |  |  | 0 | 0 | Real 2021 ¦ 5/8/2023 1:03:19 PM | 14236 | 150 |  |  | 300034.0312 | 0 | 0 |  |  |  | 0
REF | ATC | 2035 | 8 | REF No Wind Portfolio | Area 1001 Solar 2031 | Area 1001 Solar 2031 | 11.4168 | 50 | 11.4168 |  | 0 |  |  |  | 6498.1919 |  |  | -1 | 0 | Solar |  | 100011.3438 |  | 0 | 3275.3945 | 3275.3945 | 0 | -1 | 0 | 0 | 0 | 365 | 4383 | 0.22834 | 32.7502 | -3195.9019 | -31.9554 | 6471.2964 | 64.7056 |  | 1/1/2031 | 12/31/2099 |  | 0 | 0 | 2035 |  |  |  | 0 | 0 | Real 2021 ¦ 5/8/2023 1:03:19 PM | 14237 | 50 |  |  | 100011.3438 | 0 | 0 |  |  |  | 0
REF | ATC | 2035 | 3 | CETA Portfolio | Area 1001 Solar 2032 | Area 1001 Solar 2032 | 11.4168 | 50 | 11.4168 |  | 0 |  |  |  | 6528.4673 |  |  | -1 | 0 | Solar |  | 100011.3438 |  | 0 | 3275.3945 | 3275.3945 | 0 | -1 | 0 | 0 | 0 | 365 | 4383 | 0.22834 | 32.7502 | -3195.9019 | -31.9554 | 6471.2964 | 64.7056 |  | 1/1/2032 | 12/31/2099 |  | 0 | 0 | 2035 |  |  |  | 0 | 0 | Real 2021 ¦ 5/8/2023 1:03:19 PM | 14238 | 50 |  |  | 100011.3438 | 0 | 0 |  |  |  | 0
REF | ATC | 2035 | 4 | ECR Portfolio | Area 1001 Solar 2032 | Area 1001 Solar 2032 | 34.2505 | 150 | 34.2505 |  | 0 |  |  |  | 19585.4023 |  |  | -1 | 0 | Solar |  | 300034.0312 |  | 0 | 9826.1836 | 9826.1836 | 0 | -1 | 0 | 0 | 0 | 365 | 4383 | 0.22834 | 32.7502 | -9587.7051 | -31.9554 | 19413.8887 | 64.7056 |  | 1/1/2032 | 12/31/2099 |  | 0 | 0 | 2035 |  |  |  | 0 | 0 | Real 2021 ¦ 5/8/2023 1:03:19 PM | 14239 | 150 |  |  | 300034.0312 | 0 | 0 |  |  |  | 0
REF | ATC | 2035 | 8 | REF No Wind Portfolio | Area 1001 Solar 2032 | Area 1001 Solar 2032 | 11.4168 | 50 | 11.4168 |  | 0 |  |  |  | 6528.4673 |  |  | -1 | 0 | Solar |  | 100011.3438 |  | 0 | 3275.3945 | 3275.3945 | 0 | -1 | 0 | 0 | 0 | 365 | 4383 | 0.22834 | 32.7502 | -3195.9019 | -31.9554 | 6471.2964 | 64.7056 |  | 1/1/2032 | 12/31/2099 |  | 0 | 0 | 2035 |  |  |  | 0 | 0 | Real 2021 ¦ 5/8/2023 1:03:19 PM | 14240 | 50 |  |  | 100011.3438 | 0 | 0 |  |  |  | 0
REF | ATC | 2035 | 8 | REF No Wind Portfolio | Area 1001 Solar 2035 | Area 1001 Solar 2035 | 11.4168 | 50 | 11.4168 |  | 0 |  |  |  | 6649.5688 |  |  | -1 | 0 | Solar |  | 100011.3438 |  | 0 | 3275.3945 | 3275.3945 | 0 | -1 | 0 | 0 | 0 | 365 | 4383 | 0.22834 | 32.7502 | -3195.9019 | -31.9554 | 6471.2964 | 64.7056 |  | 1/1/2035 | 12/31/2099 |  | 0 | 0 | 2035 |  |  |  | 0 | 0 | Real 2021 ¦ 5/8/2023 1:03:19 PM | 14241 | 50 |  |  | 100011.3438 | 0 | 0 |  |  |  | 0
REF | ATC | 2035 | 4 | ECR Portfolio | Area 1001 Solar 2036 | Area 1001 Solar 2036 | 0 | 0 | 0 |  | 0 |  |  |  | 0 |  |  | -1 | 0 | Solar |  | 0 |  | 0 | 0 | 0 | 0 | -1 | 0 | 0 | 0 | 0 | 0 |  |  | 0 |  | 0 |  |  | 1/1/2036 | 12/31/2099 |  | 0 | 0 | 2035 |  |  |  | 0 | 0 | Real 2021 ¦ 5/8/2023 1:03:19 PM | 14242 | 0 |  |  | 0 | 0 | 0 |  |  |  | 0
REF | ATC | 2035 | 1 | REF Portfolio | Area 1001 Solar 2037 | Area 1001 Solar 2037 | 0 | 0 | 0 |  | 0 |  |  |  | 0 |  |  | -1 | 0 | Solar |  | 0 |  | 0 | 0 | 0 | 0 | -1 | 0 | 0 | 0 | 0 | 0 |  |  | 0 |  | 0 |  |  | 1/1/2037 | 12/31/2099 |  | 0 | 0 | 2035 |  |  |  | 0 | 0 | Real 2021 ¦ 5/8/2023 1:03:19 PM | 14243 | 0 |  |  | 0 | 0 | 0 |  |  |  | 0
REF | ATC | 2035 | 3 | CETA Portfolio | Area 1001 Solar 2037 | Area 1001 Solar 2037 | 0 | 0 | 0 |  | 0 |  |  |  | 0 |  |  | -1 | 0 | Solar |  | 0 |  | 0 | 0 | 0 | 0 | -1 | 0 | 0 | 0 | 0 | 0 |  |  | 0 |  | 0 |  |  | 1/1/2037 | 12/31/2099 |  | 0 | 0 | 2035 |  |  |  | 0 | 0 | Real 2021 ¦ 5/8/2023 1:03:19 PM | 14244 | 0 |  |  | 0 | 0 | 0 |  |  |  | 0
REF | ATC | 2035 | 7 | REF Mitchell Ext | Area 1001 Solar 2037 | Area 1001 Solar 2037 | 0 | 0 | 0 |  | 0 |  |  |  | 0 |  |  | -1 | 0 | Solar |  | 0 |  | 0 | 0 | 0 | 0 | -1 | 0 | 0 | 0 | 0 | 0 |  |  | 0 |  | 0 |  |  | 1/1/2037 | 12/31/2099 |  | 0 | 0 | 2035 |  |  |  | 0 | 0 | Real 2021 ¦ 5/8/2023 1:03:19 PM | 14245 | 0 |  |  | 0 | 0 | 0 |  |  |  | 0
REF | ATC | 2035 | 8 | REF No Wind Portfolio | Area 1001 Solar 2037 | Area 1001 Solar 2037 | 0 | 0 | 0 |  | 0 |  |  |  | 0 |  |  | -1 | 0 | Solar |  | 0 |  | 0 | 0 | 0 | 0 | -1 | 0 | 0 | 0 | 0 | 0 |  |  | 0 |  | 0 |  |  | 1/1/2037 | 12/31/2099 |  | 0 | 0 | 2035 |  |  |  | 0 | 0 | Real 2021 ¦ 5/8/2023 1:03:19 PM | 14246 | 0 |  |  | 0 | 0 | 0 |  |  |  | 0
REF | ATC | 2035 | 1 | REF Portfolio | Area 1001 Wind 2026 | Area 1001 Wind 2026 | 34.6852 | 100 | 34.6852 |  | 0 |  |  |  | 18154.2031 |  |  | -1 | 0 | Wind |  | 303842.1562 |  | 0 | 11598.9697 | 11598.9697 | 0 | -1 | 0 | 0 | 0 | 0 | 8760 | 0.34685 | 38.1743 | -9709.3945 | -31.9554 | 21308.3652 | 70.1297 |  | 1/1/2026 | 12/31/2099 |  | 0 | 0 | 2035 |  |  |  | 0 | 0 | Real 2021 ¦ 5/8/2023 1:03:19 PM | 14247 | 100 |  |  | 303842.1562 | 0 | 0 |  |  |  | 0
REF | ATC | 2035 | 2 | REF-HC Portfolio | Area 1001 Wind 2026 | Area 1001 Wind 2026 | 34.6852 | 100 | 34.6852 |  | 0 |  |  |  | 18154.2031 |  |  | -1 | 0 | Wind |  | 303842.1562 |  | 0 | 11598.9697 | 11598.9697 | 0 | -1 | 0 | 0 | 0 | 0 | 8760 | 0.34685 | 38.1743 | -9709.3945 | -31.9554 | 21308.3652 | 70.1297 |  | 1/1/2026 | 12/31/2099 |  | 0 | 0 | 2035 |  |  |  | 0 | 0 | Real 2021 ¦ 5/8/2023 1:03:19 PM | 14248 | 100 |  |  | 303842.1562 | 0 | 0 |  |  |  | 0
REF | ATC | 2035 | 3 | CETA Portfolio | Area 1001 Wind 2026 | Area 1001 Wind 2026 | 34.6852 | 100 | 34.6852 |  | 0 |  |  |  | 18154.2031 |  |  | -1 | 0 | Wind |  | 303842.1562 |  | 0 | 11598.9697 | 11598.9697 | 0 | -1 | 0 | 0 | 0 | 0 | 8760 | 0.34685 | 38.1743 | -9709.3945 | -31.9554 | 21308.3652 | 70.1297 |  | 1/1/2026 | 12/31/2099 |  | 0 | 0 | 2035 |  |  |  | 0 | 0 | Real 2021 ¦ 5/8/2023 1:03:19 PM | 14249 | 100 |  |  | 303842.1562 | 0 | 0 |  |  |  | 0
REF | ATC | 2035 | 4 | ECR Portfolio | Area 1001 Wind 2026 | Area 1001 Wind 2026 | 34.6852 | 100 | 34.6852 |  | 0 |  |  |  | 18154.2031 |  |  | -1 | 0 | Wind |  | 303842.1562 |  | 0 | 11598.9697 | 11598.9697 | 0 | -1 | 0 | 0 | 0 | 0 | 8760 | 0.34685 | 38.1743 | -9709.3945 | -31.9554 | 21308.3652 | 70.1297 |  | 1/1/2026 | 12/31/2099 |  | 0 | 0 | 2035 |  |  |  | 0 | 0 | Real 2021 ¦ 5/8/2023 1:03:19 PM | 14250 | 100 |  |  | 303842.1562 | 0 | 0 |  |  |  | 0
REF | ATC | 2035 | 5 | NCR Portfolio | Area 1001 Wind 2026 | Area 1001 Wind 2026 | 34.6852 | 100 | 34.6852 |  | 0 |  |  |  | 18154.2031 |  |  | -1 | 0 | Wind |  | 303842.1562 |  | 0 | 11598.9697 | 11598.9697 | 0 | -1 | 0 | 0 | 0 | 0 | 8760 | 0.34685 | 38.1743 | -9709.3945 | -31.9554 | 21308.3652 | 70.1297 |  | 1/1/2026 | 12/31/2099 |  | 0 | 0 | 2035 |  |  |  | 0 | 0 | Real 2021 ¦ 5/8/2023 1:03:19 PM | 14251 | 100 |  |  | 303842.1562 | 0 | 0 |  |  |  | 0
REF | ATC | 2035 | 6 | CC Portfolio | Area 1001 Wind 2026 | Area 1001 Wind 2026 | 34.6852 | 100 | 34.6852 |  | 0 |  |  |  | 18154.2031 |  |  | -1 | 0 | Wind |  | 303842.1562 |  | 0 | 11598.9697 | 11598.9697 | 0 | -1 | 0 | 0 | 0 | 0 | 8760 | 0.34685 | 38.1743 | -9709.3945 | -31.9554 | 21308.3652 | 70.1297 |  | 1/1/2026 | 12/31/2099 |  | 0 | 0 | 2035 |  |  |  | 0 | 0 | Real 2021 ¦ 5/8/2023 1:03:19 PM | 14252 | 100 |  |  | 303842.1562 | 0 | 0 |  |  |  | 0
REF | ATC | 2035 | 7 | REF Mitchell Ext | Area 1001 Wind 2026 | Area 1001 Wind 2026 | 34.6852 | 100 | 34.6852 |  | 0 |  |  |  | 18154.2031 |  |  | -1 | 0 | Wind |  | 303842.1562 |  | 0 | 11598.9697 | 11598.9697 | 0 | -1 | 0 | 0 | 0 | 0 | 8760 | 0.34685 | 38.1743 | -9709.3945 | -31.9554 | 21308.3652 | 70.1297 |  | 1/1/2026 | 12/31/2099 |  | 0 | 0 | 2035 |  |  |  | 0 | 0 | Real 2021 ¦ 5/8/2023 1:03:19 PM | 14253 | 100 |  |  | 303842.1562 | 0 | 0 |  |  |  | 0
REF | ATC | 2035 | 9 | Preferred Plan | Area 1001 Wind 2026 | Area 1001 Wind 2026 | 34.6852 | 100 | 34.6852 |  | 0 |  |  |  | 18154.2031 |  |  | -1 | 0 | Wind |  | 303842.1562 |  | 0 | 11598.9697 | 11598.9697 | 0 | -1 | 0 | 0 | 0 | 0 | 8760 | 0.34685 | 38.1743 | -9709.3945 | -31.9554 | 21308.3652 | 70.1297 |  | 1/1/2026 | 12/31/2099 |  | 0 | 0 | 2035 |  |  |  | 0 | 0 | Real 2021 ¦ 5/8/2023 1:03:19 PM | 14254 | 100 |  |  | 303842.1562 | 0 | 0 |  |  |  | 0
REF | ATC | 2035 | 1 | REF Portfolio | Area 1001 Wind 2027 | Area 1001 Wind 2027 | 34.6852 | 100 | 34.6852 |  | 0 |  |  |  | 17664.293 |  |  | -1 | 0 | Wind |  | 303842.1562 |  | 0 | 11598.9697 | 11598.9697 | 0 | -1 | 0 | 0 | 0 | 0 | 8760 | 0.34685 | 38.1743 | -9709.3945 | -31.9554 | 21308.3652 | 70.1297 |  | 1/1/2027 | 12/31/2099 |  | 0 | 0 | 2035 |  |  |  | 0 | 0 | Real 2021 ¦ 5/8/2023 1:03:19 PM | 14255 | 100 |  |  | 303842.1562 | 0 | 0 |  |  |  | 0
REF | ATC | 2035 | 2 | REF-HC Portfolio | Area 1001 Wind 2027 | Area 1001 Wind 2027 | 34.6852 | 100 | 34.6852 |  | 0 |  |  |  | 17664.293 |  |  | -1 | 0 | Wind |  | 303842.1562 |  | 0 | 11598.9697 | 11598.9697 | 0 | -1 | 0 | 0 | 0 | 0 | 8760 | 0.34685 | 38.1743 | -9709.3945 | -31.9554 | 21308.3652 | 70.1297 |  | 1/1/2027 | 12/31/2099 |  | 0 | 0 | 2035 |  |  |  | 0 | 0 | Real 2021 ¦ 5/8/2023 1:03:19 PM | 14256 | 100 |  |  | 303842.1562 | 0 | 0 |  |  |  | 0
REF | ATC | 2035 | 3 | CETA Portfolio | Area 1001 Wind 2027 | Area 1001 Wind 2027 | 34.6852 | 100 | 34.6852 |  | 0 |  |  |  | 17664.293 |  |  | -1 | 0 | Wind |  | 303842.1562 |  | 0 | 11598.9697 | 11598.9697 | 0 | -1 | 0 | 0 | 0 | 0 | 8760 | 0.34685 | 38.1743 | -9709.3945 | -31.9554 | 21308.3652 | 70.1297 |  | 1/1/2027 | 12/31/2099 |  | 0 | 0 | 2035 |  |  |  | 0 | 0 | Real 2021 ¦ 5/8/2023 1:03:19 PM | 14257 | 100 |  |  | 303842.1562 | 0 | 0 |  |  |  | 0
REF | ATC | 2035 | 4 | ECR Portfolio | Area 1001 Wind 2027 | Area 1001 Wind 2027 | 34.6852 | 100 | 34.6852 |  | 0 |  |  |  | 17664.293 |  |  | -1 | 0 | Wind |  | 303842.1562 |  | 0 | 11598.9697 | 11598.9697 | 0 | -1 | 0 | 0 | 0 | 0 | 8760 | 0.34685 | 38.1743 | -9709.3945 | -31.9554 | 21308.3652 | 70.1297 |  | 1/1/2027 | 12/31/2099 |  | 0 | 0 | 2035 |  |  |  | 0 | 0 | Real 2021 ¦ 5/8/2023 1:03:19 PM | 14258 | 100 |  |  | 303842.1562 | 0 | 0 |  |  |  | 0
REF | ATC | 2035 | 5 | NCR Portfolio | Area 1001 Wind 2027 | Area 1001 Wind 2027 | 34.6852 | 100 | 34.6852 |  | 0 |  |  |  | 17664.293 |  |  | -1 | 0 | Wind |  | 303842.1562 |  | 0 | 11598.9697 | 11598.9697 | 0 | -1 | 0 | 0 | 0 | 0 | 8760 | 0.34685 | 38.1743 | -9709.3945 | -31.9554 | 21308.3652 | 70.1297 |  | 1/1/2027 | 12/31/2099 |  | 0 | 0 | 2035 |  |  |  | 0 | 0 | Real 2021 ¦ 5/8/2023 1:03:19 PM | 14259 | 100 |  |  | 303842.1562 | 0 | 0 |  |  |  | 0
REF | ATC | 2035 | 6 | CC Portfolio | Area 1001 Wind 2027 | Area 1001 Wind 2027 | 34.6852 | 100 | 34.6852 |  | 0 |  |  |  | 17664.293 |  |  | -1 | 0 | Wind |  | 303842.1562 |  | 0 | 11598.9697 | 11598.9697 | 0 | -1 | 0 | 0 | 0 | 0 | 8760 | 0.34685 | 38.1743 | -9709.3945 | -31.9554 | 21308.3652 | 70.1297 |  | 1/1/2027 | 12/31/2099 |  | 0 | 0 | 2035 |  |  |  | 0 | 0 | Real 2021 ¦ 5/8/2023 1:03:19 PM | 14260 | 100 |  |  | 303842.1562 | 0 | 0 |  |  |  | 0
REF | ATC | 2035 | 7 | REF Mitchell Ext | Area 1001 Wind 2027 | Area 1001 Wind 2027 | 34.6852 | 100 | 34.6852 |  | 0 |  |  |  | 17664.293 |  |  | -1 | 0 | Wind |  | 303842.1562 |  | 0 | 11598.9697 | 11598.9697 | 0 | -1 | 0 | 0 | 0 | 0 | 8760 | 0.34685 | 38.1743 | -9709.3945 | -31.9554 | 21308.3652 | 70.1297 |  | 1/1/2027 | 12/31/2099 |  | 0 | 0 | 2035 |  |  |  | 0 | 0 | Real 2021 ¦ 5/8/2023 1:03:19 PM | 14261 | 100 |  |  | 303842.1562 | 0 | 0 |  |  |  | 0
REF | ATC | 2035 | 9 | Preferred Plan | Area 1001 Wind 2027 | Area 1001 Wind 2027 | 34.6852 | 100 | 34.6852 |  | 0 |  |  |  | 17664.293 |  |  | -1 | 0 | Wind |  | 303842.1562 |  | 0 | 11598.9697 | 11598.9697 | 0 | -1 | 0 | 0 | 0 | 0 | 8760 | 0.34685 | 38.1743 | -9709.3945 | -31.9554 | 21308.3652 | 70.1297 |  | 1/1/2027 | 12/31/2099 |  | 0 | 0 | 2035 |  |  |  | 0 | 0 | Real 2021 ¦ 5/8/2023 1:03:19 PM | 14262 | 100 |  |  | 303842.1562 | 0 | 0 |  |  |  | 0
REF | ATC | 2035 | 1 | REF Portfolio | Area 1001 Wind 2028 | Area 1001 Wind 2028 | 34.6852 | 100 | 34.6852 |  | 0 |  |  |  | 17124.8418 |  |  | -1 | 0 | Wind |  | 303842.1562 |  | 0 | 11598.9697 | 11598.9697 | 0 | -1 | 0 | 0 | 0 | 0 | 8760 | 0.34685 | 38.1743 | -9709.3945 | -31.9554 | 21308.3652 | 70.1297 |  | 1/1/2028 | 12/31/2099 |  | 0 | 0 | 2035 |  |  |  | 0 | 0 | Real 2021 ¦ 5/8/2023 1:03:19 PM | 14263 | 100 |  |  | 303842.1562 | 0 | 0 |  |  |  | 0
REF | ATC | 2035 | 2 | REF-HC Portfolio | Area 1001 Wind 2028 | Area 1001 Wind 2028 | 34.6852 | 100 | 34.6852 |  | 0 |  |  |  | 17124.8418 |  |  | -1 | 0 | Wind |  | 303842.1562 |  | 0 | 11598.9697 | 11598.9697 | 0 | -1 | 0 | 0 | 0 | 0 | 8760 | 0.34685 | 38.1743 | -9709.3945 | -31.9554 | 21308.3652 | 70.1297 |  | 1/1/2028 | 12/31/2099 |  | 0 | 0 | 2035 |  |  |  | 0 | 0 | Real 2021 ¦ 5/8/2023 1:03:19 PM | 14264 | 100 |  |  | 303842.1562 | 0 | 0 |  |  |  | 0
REF | ATC | 2035 | 3 | CETA Portfolio | Area 1001 Wind 2028 | Area 1001 Wind 2028 | 34.6852 | 100 | 34.6852 |  | 0 |  |  |  | 17124.8418 |  |  | -1 | 0 | Wind |  | 303842.1562 |  | 0 | 11598.9697 | 11598.9697 | 0 | -1 | 0 | 0 | 0 | 0 | 8760 | 0.34685 | 38.1743 | -9709.3945 | -31.9554 | 21308.3652 | 70.1297 |  | 1/1/2028 | 12/31/2099 |  | 0 | 0 | 2035 |  |  |  | 0 | 0 | Real 2021 ¦ 5/8/2023 1:03:19 PM | 14265 | 100 |  |  | 303842.1562 | 0 | 0 |  |  |  | 0
REF | ATC | 2035 | 4 | ECR Portfolio | Area 1001 Wind 2028 | Area 1001 Wind 2028 | 34.6852 | 100 | 34.6852 |  | 0 |  |  |  | 17124.8418 |  |  | -1 | 0 | Wind |  | 303842.1562 |  | 0 | 11598.9697 | 11598.9697 | 0 | -1 | 0 | 0 | 0 | 0 | 8760 | 0.34685 | 38.1743 | -9709.3945 | -31.9554 | 21308.3652 | 70.1297 |  | 1/1/2028 | 12/31/2099 |  | 0 | 0 | 2035 |  |  |  | 0 | 0 | Real 2021 ¦ 5/8/2023 1:03:19 PM | 14266 | 100 |  |  | 303842.1562 | 0 | 0 |  |  |  | 0
REF | ATC | 2035 | 5 | NCR Portfolio | Area 1001 Wind 2028 | Area 1001 Wind 2028 | 34.6852 | 100 | 34.6852 |  | 0 |  |  |  | 17124.8418 |  |  | -1 | 0 | Wind |  | 303842.1562 |  | 0 | 11598.9697 | 11598.9697 | 0 | -1 | 0 | 0 | 0 | 0 | 8760 | 0.34685 | 38.1743 | -9709.3945 | -31.9554 | 21308.3652 | 70.1297 |  | 1/1/2028 | 12/31/2099 |  | 0 | 0 | 2035 |  |  |  | 0 | 0 | Real 2021 ¦ 5/8/2023 1:03:19 PM | 14267 | 100 |  |  | 303842.1562 | 0 | 0 |  |  |  | 0
REF | ATC | 2035 | 6 | CC Portfolio | Area 1001 Wind 2028 | Area 1001 Wind 2028 | 34.6852 | 100 | 34.6852 |  | 0 |  |  |  | 17124.8418 |  |  | -1 | 0 | Wind |  | 303842.1562 |  | 0 | 11598.9697 | 11598.9697 | 0 | -1 | 0 | 0 | 0 | 0 | 8760 | 0.34685 | 38.1743 | -9709.3945 | -31.9554 | 21308.3652 | 70.1297 |  | 1/1/2028 | 12/31/2099 |  | 0 | 0 | 2035 |  |  |  | 0 | 0 | Real 2021 ¦ 5/8/2023 1:03:19 PM | 14268 | 100 |  |  | 303842.1562 | 0 | 0 |  |  |  | 0
REF | ATC | 2035 | 7 | REF Mitchell Ext | Area 1001 Wind 2028 | Area 1001 Wind 2028 | 34.6852 | 100 | 34.6852 |  | 0 |  |  |  | 17124.8418 |  |  | -1 | 0 | Wind |  | 303842.1562 |  | 0 | 11598.9697 | 11598.9697 | 0 | -1 | 0 | 0 | 0 | 0 | 8760 | 0.34685 | 38.1743 | -9709.3945 | -31.9554 | 21308.3652 | 70.1297 |  | 1/1/2028 | 12/31/2099 |  | 0 | 0 | 2035 |  |  |  | 0 | 0 | Real 2021 ¦ 5/8/2023 1:03:19 PM | 14269 | 100 |  |  | 303842.1562 | 0 | 0 |  |  |  | 0
REF | ATC | 2035 | 9 | Preferred Plan | Area 1001 Wind 2028 | Area 1001 Wind 2028 | 34.6852 | 100 | 34.6852 |  | 0 |  |  |  | 17124.8418 |  |  | -1 | 0 | Wind |  | 303842.1562 |  | 0 | 11598.9697 | 11598.9697 | 0 | -1 | 0 | 0 | 0 | 0 | 8760 | 0.34685 | 38.1743 | -9709.3945 | -31.9554 | 21308.3652 | 70.1297 |  | 1/1/2028 | 12/31/2099 |  | 0 | 0 | 2035 |  |  |  | 0 | 0 | Real 2021 ¦ 5/8/2023 1:03:19 PM | 14270 | 100 |  |  | 303842.1562 | 0 | 0 |  |  |  | 0
REF | ATC | 2035 | 1 | REF Portfolio | Area 1001 Wind 2029 | Area 1001 Wind 2029 | 34.6852 | 100 | 34.6852 |  | 0 |  |  |  | 16640.4355 |  |  | -1 | 0 | Wind |  | 303842.1562 |  | 0 | 11598.9697 | 11598.9697 | 0 | -1 | 0 | 0 | 0 | 0 | 8760 | 0.34685 | 38.1743 | -9709.3945 | -31.9554 | 21308.3652 | 70.1297 |  | 1/1/2029 | 12/31/2099 |  | 0 | 0 | 2035 |  |  |  | 0 | 0 | Real 2021 ¦ 5/8/2023 1:03:19 PM | 14271 | 100 |  |  | 303842.1562 | 0 | 0 |  |  |  | 0
REF | ATC | 2035 | 2 | REF-HC Portfolio | Area 1001 Wind 2029 | Area 1001 Wind 2029 | 34.6852 | 100 | 34.6852 |  | 0 |  |  |  | 16640.4355 |  |  | -1 | 0 | Wind |  | 303842.1562 |  | 0 | 11598.9697 | 11598.9697 | 0 | -1 | 0 | 0 | 0 | 0 | 8760 | 0.34685 | 38.1743 | -9709.3945 | -31.9554 | 21308.3652 | 70.1297 |  | 1/1/2029 | 12/31/2099 |  | 0 | 0 | 2035 |  |  |  | 0 | 0 | Real 2021 ¦ 5/8/2023 1:03:19 PM | 14272 | 100 |  |  | 303842.1562 | 0 | 0 |  |  |  | 0
REF | ATC | 2035 | 3 | CETA Portfolio | Area 1001 Wind 2029 | Area 1001 Wind 2029 | 34.6852 | 100 | 34.6852 |  | 0 |  |  |  | 16640.4355 |  |  | -1 | 0 | Wind |  | 303842.1562 |  | 0 | 11598.9697 | 11598.9697 | 0 | -1 | 0 | 0 | 0 | 0 | 8760 | 0.34685 | 38.1743 | -9709.3945 | -31.9554 | 21308.3652 | 70.1297 |  | 1/1/2029 | 12/31/2099 |  | 0 | 0 | 2035 |  |  |  | 0 | 0 | Real 2021 ¦ 5/8/2023 1:03:19 PM | 14273 | 100 |  |  | 303842.1562 | 0 | 0 |  |  |  | 0
REF | ATC | 2035 | 4 | ECR Portfolio | Area 1001 Wind 2029 | Area 1001 Wind 2029 | 34.6852 | 100 | 34.6852 |  | 0 |  |  |  | 16640.4355 |  |  | -1 | 0 | Wind |  | 303842.1562 |  | 0 | 11598.9697 | 11598.9697 | 0 | -1 | 0 | 0 | 0 | 0 | 8760 | 0.34685 | 38.1743 | -9709.3945 | -31.9554 | 21308.3652 | 70.1297 |  | 1/1/2029 | 12/31/2099 |  | 0 | 0 | 2035 |  |  |  | 0 | 0 | Real 2021 ¦ 5/8/2023 1:03:19 PM | 14274 | 100 |  |  | 303842.1562 | 0 | 0 |  |  |  | 0
REF | ATC | 2035 | 7 | REF Mitchell Ext | Area 1001 Wind 2029 | Area 1001 Wind 2029 | 34.6852 | 100 | 34.6852 |  | 0 |  |  |  | 16640.4355 |  |  | -1 | 0 | Wind |  | 303842.1562 |  | 0 | 11598.9697 | 11598.9697 | 0 | -1 | 0 | 0 | 0 | 0 | 8760 | 0.34685 | 38.1743 | -9709.3945 | -31.9554 | 21308.3652 | 70.1297 |  | 1/1/2029 | 12/31/2099 |  | 0 | 0 | 2035 |  |  |  | 0 | 0 | Real 2021 ¦ 5/8/2023 1:03:19 PM | 14275 | 100 |  |  | 303842.1562 | 0 | 0 |  |  |  | 0
REF | ATC | 2035 | 1 | REF Portfolio | Area 1001 Wind 2030 | Area 1001 Wind 2030 | 34.6852 | 100 | 34.6852 |  | 0 |  |  |  | 16123.0029 |  |  | -1 | 0 | Wind |  | 303842.1562 |  | 0 | 11598.9697 | 11598.9697 | 0 | -1 | 0 | 0 | 0 | 0 | 8760 | 0.34685 | 38.1743 | -9709.3945 | -31.9554 | 21308.3652 | 70.1297 |  | 1/1/2030 | 12/31/2099 |  | 0 | 0 | 2035 |  |  |  | 0 | 0 | Real 2021 ¦ 5/8/2023 1:03:19 PM | 14276 | 100 |  |  | 303842.1562 | 0 | 0 |  |  |  | 0
REF | ATC | 2035 | 2 | REF-HC Portfolio | Area 1001 Wind 2030 | Area 1001 Wind 2030 | 34.6852 | 100 | 34.6852 |  | 0 |  |  |  | 16123.0029 |  |  | -1 | 0 | Wind |  | 303842.1562 |  | 0 | 11598.9697 | 11598.9697 | 0 | -1 | 0 | 0 | 0 | 0 | 8760 | 0.34685 | 38.1743 | -9709.3945 | -31.9554 | 21308.3652 | 70.1297 |  | 1/1/2030 | 12/31/2099 |  | 0 | 0 | 2035 |  |  |  | 0 | 0 | Real 2021 ¦ 5/8/2023 1:03:19 PM | 14277 | 100 |  |  | 303842.1562 | 0 | 0 |  |  |  | 0
REF | ATC | 2035 | 3 | CETA Portfolio | Area 1001 Wind 2030 | Area 1001 Wind 2030 | 34.6852 | 100 | 34.6852 |  | 0 |  |  |  | 16123.0029 |  |  | -1 | 0 | Wind |  | 303842.1562 |  | 0 | 11598.9697 | 11598.9697 | 0 | -1 | 0 | 0 | 0 | 0 | 8760 | 0.34685 | 38.1743 | -9709.3945 | -31.9554 | 21308.3652 | 70.1297 |  | 1/1/2030 | 12/31/2099 |  | 0 | 0 | 2035 |  |  |  | 0 | 0 | Real 2021 ¦ 5/8/2023 1:03:19 PM | 14278 | 100 |  |  | 303842.1562 | 0 | 0 |  |  |  | 0
REF | ATC | 2035 | 4 | ECR Portfolio | Area 1001 Wind 2030 | Area 1001 Wind 2030 | 34.6852 | 100 | 34.6852 |  | 0 |  |  |  | 16123.0029 |  |  | -1 | 0 | Wind |  | 303842.1562 |  | 0 | 11598.9697 | 11598.9697 | 0 | -1 | 0 | 0 | 0 | 0 | 8760 | 0.34685 | 38.1743 | -9709.3945 | -31.9554 | 21308.3652 | 70.1297 |  | 1/1/2030 | 12/31/2099 |  | 0 | 0 | 2035 |  |  |  | 0 | 0 | Real 2021 ¦ 5/8/2023 1:03:19 PM | 14279 | 100 |  |  | 303842.1562 | 0 | 0 |  |  |  | 0
REF | ATC | 2035 | 6 | CC Portfolio | Area 1001 Wind 2030 | Area 1001 Wind 2030 | 34.6852 | 100 | 34.6852 |  | 0 |  |  |  | 16123.0029 |  |  | -1 | 0 | Wind |  | 303842.1562 |  | 0 | 11598.9697 | 11598.9697 | 0 | -1 | 0 | 0 | 0 | 0 | 8760 | 0.34685 | 38.1743 | -9709.3945 | -31.9554 | 21308.3652 | 70.1297 |  | 1/1/2030 | 12/31/2099 |  | 0 | 0 | 2035 |  |  |  | 0 | 0 | Real 2021 ¦ 5/8/2023 1:03:19 PM | 14280 | 100 |  |  | 303842.1562 | 0 | 0 |  |  |  | 0
REF | ATC | 2035 | 7 | REF Mitchell Ext | Area 1001 Wind 2030 | Area 1001 Wind 2030 | 34.6852 | 100 | 34.6852 |  | 0 |  |  |  | 16123.0029 |  |  | -1 | 0 | Wind |  | 303842.1562 |  | 0 | 11598.9697 | 11598.9697 | 0 | -1 | 0 | 0 | 0 | 0 | 8760 | 0.34685 | 38.1743 | -9709.3945 | -31.9554 | 21308.3652 | 70.1297 |  | 1/1/2030 | 12/31/2099 |  | 0 | 0 | 2035 |  |  |  | 0 | 0 | Real 2021 ¦ 5/8/2023 1:03:19 PM | 14281 | 100 |  |  | 303842.1562 | 0 | 0 |  |  |  | 0
REF | ATC | 2035 | 9 | Preferred Plan | Area 1001 Wind 2030 | Area 1001 Wind 2030 | 34.6852 | 100 | 34.6852 |  | 0 |  |  |  | 16123.0029 |  |  | -1 | 0 | Wind |  | 303842.1562 |  | 0 | 11598.9697 | 11598.9697 | 0 | -1 | 0 | 0 | 0 | 0 | 8760 | 0.34685 | 38.1743 | -9709.3945 | -31.9554 | 21308.3652 | 70.1297 |  | 1/1/2030 | 12/31/2099 |  | 0 | 0 | 2035 |  |  |  | 0 | 0 | Real 2021 ¦ 5/8/2023 1:03:19 PM | 14282 | 100 |  |  | 303842.1562 | 0 | 0 |  |  |  | 0
REF | ATC | 2035 | 1 | REF Portfolio | Area 1001 Wind 2031 | Area 1001 Wind 2031 | 34.6852 | 100 | 34.6852 |  | 0 |  |  |  | 16200.0674 |  |  | -1 | 0 | Wind |  | 303842.1562 |  | 0 | 11598.9697 | 11598.9697 | 0 | -1 | 0 | 0 | 0 | 0 | 8760 | 0.34685 | 38.1743 | -9709.3945 | -31.9554 | 21308.3652 | 70.1297 |  | 1/1/2031 | 12/31/2099 |  | 0 | 0 | 2035 |  |  |  | 0 | 0 | Real 2021 ¦ 5/8/2023 1:03:19 PM | 14283 | 100 |  |  | 303842.1562 | 0 | 0 |  |  |  | 0
REF | ATC | 2035 | 2 | REF-HC Portfolio | Area 1001 Wind 2031 | Area 1001 Wind 2031 | 34.6852 | 100 | 34.6852 |  | 0 |  |  |  | 16200.0674 |  |  | -1 | 0 | Wind |  | 303842.1562 |  | 0 | 11598.9697 | 11598.9697 | 0 | -1 | 0 | 0 | 0 | 0 | 8760 | 0.34685 | 38.1743 | -9709.3945 | -31.9554 | 21308.3652 | 70.1297 |  | 1/1/2031 | 12/31/2099 |  | 0 | 0 | 2035 |  |  |  | 0 | 0 | Real 2021 ¦ 5/8/2023 1:03:19 PM | 14284 | 100 |  |  | 303842.1562 | 0 | 0 |  |  |  | 0
REF | ATC | 2035 | 3 | CETA Portfolio | Area 1001 Wind 2031 | Area 1001 Wind 2031 | 34.6852 | 100 | 34.6852 |  | 0 |  |  |  | 16200.0674 |  |  | -1 | 0 | Wind |  | 303842.1562 |  | 0 | 11598.9697 | 11598.9697 | 0 | -1 | 0 | 0 | 0 | 0 | 8760 | 0.34685 | 38.1743 | -9709.3945 | -31.9554 | 21308.3652 | 70.1297 |  | 1/1/2031 | 12/31/2099 |  | 0 | 0 | 2035 |  |  |  | 0 | 0 | Real 2021 ¦ 5/8/2023 1:03:19 PM | 14285 | 100 |  |  | 303842.1562 | 0 | 0 |  |  |  | 0
REF | ATC | 2035 | 4 | ECR Portfolio | Area 1001 Wind 2031 | Area 1001 Wind 2031 | 34.6852 | 100 | 34.6852 |  | 0 |  |  |  | 16200.0674 |  |  | -1 | 0 | Wind |  | 303842.1562 |  | 0 | 11598.9697 | 11598.9697 | 0 | -1 | 0 | 0 | 0 | 0 | 8760 | 0.34685 | 38.1743 | -9709.3945 | -31.9554 | 21308.3652 | 70.1297 |  | 1/1/2031 | 12/31/2099 |  | 0 | 0 | 2035 |  |  |  | 0 | 0 | Real 2021 ¦ 5/8/2023 1:03:19 PM | 14286 | 100 |  |  | 303842.1562 | 0 | 0 |  |  |  | 0
REF | ATC | 2035 | 6 | CC Portfolio | Area 1001 Wind 2031 | Area 1001 Wind 2031 | 34.6852 | 100 | 34.6852 |  | 0 |  |  |  | 16200.0674 |  |  | -1 | 0 | Wind |  | 303842.1562 |  | 0 | 11598.9697 | 11598.9697 | 0 | -1 | 0 | 0 | 0 | 0 | 8760 | 0.34685 | 38.1743 | -9709.3945 | -31.9554 | 21308.3652 | 70.1297 |  | 1/1/2031 | 12/31/2099 |  | 0 | 0 | 2035 |  |  |  | 0 | 0 | Real 2021 ¦ 5/8/2023 1:03:19 PM | 14287 | 100 |  |  | 303842.1562 | 0 | 0 |  |  |  | 0
REF | ATC | 2035 | 7 | REF Mitchell Ext | Area 1001 Wind 2031 | Area 1001 Wind 2031 | 34.6852 | 100 | 34.6852 |  | 0 |  |  |  | 16200.0674 |  |  | -1 | 0 | Wind |  | 303842.1562 |  | 0 | 11598.9697 | 11598.9697 | 0 | -1 | 0 | 0 | 0 | 0 | 8760 | 0.34685 | 38.1743 | -9709.3945 | -31.9554 | 21308.3652 | 70.1297 |  | 1/1/2031 | 12/31/2099 |  | 0 | 0 | 2035 |  |  |  | 0 | 0 | Real 2021 ¦ 5/8/2023 1:03:19 PM | 14288 | 100 |  |  | 303842.1562 | 0 | 0 |  |  |  | 0
REF | ATC | 2035 | 9 | Preferred Plan | Area 1001 Wind 2031 | Area 1001 Wind 2031 | 34.6852 | 100 | 34.6852 |  | 0 |  |  |  | 16200.0674 |  |  | -1 | 0 | Wind |  | 303842.1562 |  | 0 | 11598.9697 | 11598.9697 | 0 | -1 | 0 | 0 | 0 | 0 | 8760 | 0.34685 | 38.1743 | -9709.3945 | -31.9554 | 21308.3652 | 70.1297 |  | 1/1/2031 | 12/31/2099 |  | 0 | 0 | 2035 |  |  |  | 0 | 0 | Real 2021 ¦ 5/8/2023 1:03:19 PM | 14289 | 100 |  |  | 303842.1562 | 0 | 0 |  |  |  | 0
REF | ATC | 2035 | 1 | REF Portfolio | Area 1001 Wind 2032 | Area 1001 Wind 2032 | 34.6852 | 100 | 34.6852 |  | 0 |  |  |  | 16255.1133 |  |  | -1 | 0 | Wind |  | 303842.1562 |  | 0 | 11598.9697 | 11598.9697 | 0 | -1 | 0 | 0 | 0 | 0 | 8760 | 0.34685 | 38.1743 | -9709.3945 | -31.9554 | 21308.3652 | 70.1297 |  | 1/1/2032 | 12/31/2099 |  | 0 | 0 | 2035 |  |  |  | 0 | 0 | Real 2021 ¦ 5/8/2023 1:03:19 PM | 14290 | 100 |  |  | 303842.1562 | 0 | 0 |  |  |  | 0
REF | ATC | 2035 | 2 | REF-HC Portfolio | Area 1001 Wind 2032 | Area 1001 Wind 2032 | 34.6852 | 100 | 34.6852 |  | 0 |  |  |  | 16255.1133 |  |  | -1 | 0 | Wind |  | 303842.1562 |  | 0 | 11598.9697 | 11598.9697 | 0 | -1 | 0 | 0 | 0 | 0 | 8760 | 0.34685 | 38.1743 | -9709.3945 | -31.9554 | 21308.3652 | 70.1297 |  | 1/1/2032 | 12/31/2099 |  | 0 | 0 | 2035 |  |  |  | 0 | 0 | Real 2021 ¦ 5/8/2023 1:03:19 PM | 14291 | 100 |  |  | 303842.1562 | 0 | 0 |  |  |  | 0
REF | ATC | 2035 | 3 | CETA Portfolio | Area 1001 Wind 2032 | Area 1001 Wind 2032 | 34.6852 | 100 | 34.6852 |  | 0 |  |  |  | 16255.1133 |  |  | -1 | 0 | Wind |  | 303842.1562 |  | 0 | 11598.9697 | 11598.9697 | 0 | -1 | 0 | 0 | 0 | 0 | 8760 | 0.34685 | 38.1743 | -9709.3945 | -31.9554 | 21308.3652 | 70.1297 |  | 1/1/2032 | 12/31/2099 |  | 0 | 0 | 2035 |  |  |  | 0 | 0 | Real 2021 ¦ 5/8/2023 1:03:19 PM | 14292 | 100 |  |  | 303842.1562 | 0 | 0 |  |  |  | 0
REF | ATC | 2035 | 4 | ECR Portfolio | Area 1001 Wind 2032 | Area 1001 Wind 2032 | 34.6852 | 100 | 34.6852 |  | 0 |  |  |  | 16255.1133 |  |  | -1 | 0 | Wind |  | 303842.1562 |  | 0 | 11598.9697 | 11598.9697 | 0 | -1 | 0 | 0 | 0 | 0 | 8760 | 0.34685 | 38.1743 | -9709.3945 | -31.9554 | 21308.3652 | 70.1297 |  | 1/1/2032 | 12/31/2099 |  | 0 | 0 | 2035 |  |  |  | 0 | 0 | Real 2021 ¦ 5/8/2023 1:03:19 PM | 14293 | 100 |  |  | 303842.1562 | 0 | 0 |  |  |  | 0
REF | ATC | 2035 | 7 | REF Mitchell Ext | Area 1001 Wind 2032 | Area 1001 Wind 2032 | 34.6852 | 100 | 34.6852 |  | 0 |  |  |  | 16255.1133 |  |  | -1 | 0 | Wind |  | 303842.1562 |  | 0 | 11598.9697 | 11598.9697 | 0 | -1 | 0 | 0 | 0 | 0 | 8760 | 0.34685 | 38.1743 | -9709.3945 | -31.9554 | 21308.3652 | 70.1297 |  | 1/1/2032 | 12/31/2099 |  | 0 | 0 | 2035 |  |  |  | 0 | 0 | Real 2021 ¦ 5/8/2023 1:03:19 PM | 14294 | 100 |  |  | 303842.1562 | 0 | 0 |  |  |  | 0
REF | ATC | 2035 | 1 | REF Portfolio | Area 1001 Wind 2033 | Area 1001 Wind 2033 | 34.6852 | 100 | 34.6852 |  | 0 |  |  |  | 16304.6543 |  |  | -1 | 0 | Wind |  | 303842.1562 |  | 0 | 11598.9697 | 11598.9697 | 0 | -1 | 0 | 0 | 0 | 0 | 8760 | 0.34685 | 38.1743 | -9709.3945 | -31.9554 | 21308.3652 | 70.1297 |  | 1/1/2033 | 12/31/2099 |  | 0 | 0 | 2035 |  |  |  | 0 | 0 | Real 2021 ¦ 5/8/2023 1:03:19 PM | 14295 | 100 |  |  | 303842.1562 | 0 | 0 |  |  |  | 0
REF | ATC | 2035 | 2 | REF-HC Portfolio | Area 1001 Wind 2033 | Area 1001 Wind 2033 | 34.6852 | 100 | 34.6852 |  | 0 |  |  |  | 16304.6543 |  |  | -1 | 0 | Wind |  | 303842.1562 |  | 0 | 11598.9697 | 11598.9697 | 0 | -1 | 0 | 0 | 0 | 0 | 8760 | 0.34685 | 38.1743 | -9709.3945 | -31.9554 | 21308.3652 | 70.1297 |  | 1/1/2033 | 12/31/2099 |  | 0 | 0 | 2035 |  |  |  | 0 | 0 | Real 2021 ¦ 5/8/2023 1:03:19 PM | 14296 | 100 |  |  | 303842.1562 | 0 | 0 |  |  |  | 0
REF | ATC | 2035 | 3 | CETA Portfolio | Area 1001 Wind 2033 | Area 1001 Wind 2033 | 34.6852 | 100 | 34.6852 |  | 0 |  |  |  | 16304.6543 |  |  | -1 | 0 | Wind |  | 303842.1562 |  | 0 | 11598.9697 | 11598.9697 | 0 | -1 | 0 | 0 | 0 | 0 | 8760 | 0.34685 | 38.1743 | -9709.3945 | -31.9554 | 21308.3652 | 70.1297 |  | 1/1/2033 | 12/31/2099 |  | 0 | 0 | 2035 |  |  |  | 0 | 0 | Real 2021 ¦ 5/8/2023 1:03:19 PM | 14297 | 100 |  |  | 303842.1562 | 0 | 0 |  |  |  | 0
REF | ATC | 2035 | 4 | ECR Portfolio | Area 1001 Wind 2033 | Area 1001 Wind 2033 | 34.6852 | 100 | 34.6852 |  | 0 |  |  |  | 16304.6543 |  |  | -1 | 0 | Wind |  | 303842.1562 |  | 0 | 11598.9697 | 11598.9697 | 0 | -1 | 0 | 0 | 0 | 0 | 8760 | 0.34685 | 38.1743 | -9709.3945 | -31.9554 | 21308.3652 | 70.1297 |  | 1/1/2033 | 12/31/2099 |  | 0 | 0 | 2035 |  |  |  | 0 | 0 | Real 2021 ¦ 5/8/2023 1:03:19 PM | 14298 | 100 |  |  | 303842.1562 | 0 | 0 |  |  |  | 0
REF | ATC | 2035 | 7 | REF Mitchell Ext | Area 1001 Wind 2033 | Area 1001 Wind 2033 | 34.6852 | 100 | 34.6852 |  | 0 |  |  |  | 16304.6543 |  |  | -1 | 0 | Wind |  | 303842.1562 |  | 0 | 11598.9697 | 11598.9697 | 0 | -1 | 0 | 0 | 0 | 0 | 8760 | 0.34685 | 38.1743 | -9709.3945 | -31.9554 | 21308.3652 | 70.1297 |  | 1/1/2033 | 12/31/2099 |  | 0 | 0 | 2035 |  |  |  | 0 | 0 | Real 2021 ¦ 5/8/2023 1:03:19 PM | 14299 | 100 |  |  | 303842.1562 | 0 | 0 |  |  |  | 0
REF | ATC | 2035 | 1 | REF Portfolio | Area 1001 Wind 2034 | Area 1001 Wind 2034 | 34.6852 | 100 | 34.6852 |  | 0 |  |  |  | 16365.2051 |  |  | -1 | 0 | Wind |  | 303842.1562 |  | 0 | 11598.9697 | 11598.9697 | 0 | -1 | 0 | 0 | 0 | 0 | 8760 | 0.34685 | 38.1743 | -9709.3945 | -31.9554 | 21308.3652 | 70.1297 |  | 1/1/2034 | 12/31/2099 |  | 0 | 0 | 2035 |  |  |  | 0 | 0 | Real 2021 ¦ 5/8/2023 1:03:19 PM | 14300 | 100 |  |  | 303842.1562 | 0 | 0 |  |  |  | 0
REF | ATC | 2035 | 7 | REF Mitchell Ext | Area 1001 Wind 2034 | Area 1001 Wind 2034 | 34.6852 | 100 | 34.6852 |  | 0 |  |  |  | 16365.2051 |  |  | -1 | 0 | Wind |  | 303842.1562 |  | 0 | 11598.9697 | 11598.9697 | 0 | -1 | 0 | 0 | 0 | 0 | 8760 | 0.34685 | 38.1743 | -9709.3945 | -31.9554 | 21308.3652 | 70.1297 |  | 1/1/2034 | 12/31/2099 |  | 0 | 0 | 2035 |  |  |  | 0 | 0 | Real 2021 ¦ 5/8/2023 1:03:19 PM | 14301 | 100 |  |  | 303842.1562 | 0 | 0 |  |  |  | 0
REF | ATC | 2035 | 1 | REF Portfolio | Area 1001 Wind 2035 | Area 1001 Wind 2035 | 34.6852 | 100 | 34.6852 |  | 0 |  |  |  | 16447.7754 |  |  | -1 | 0 | Wind |  | 303842.1562 |  | 0 | 11598.9697 | 11598.9697 | 0 | -1 | 0 | 0 | 0 | 1 | 8760 | 0.34685 | 38.1743 | -9709.3945 | -31.9554 | 21308.3652 | 70.1297 |  | 1/1/2035 | 12/31/2099 |  | 0 | 0 | 2035 |  |  |  | 0 | 0 | Real 2021 ¦ 5/8/2023 1:03:19 PM | 14302 | 100 |  |  | 303842.1562 | 0 | 0 |  |  |  | 0
REF | ATC | 2035 | 7 | REF Mitchell Ext | Area 1001 Wind 2035 | Area 1001 Wind 2035 | 34.6852 | 100 | 34.6852 |  | 0 |  |  |  | 16447.7754 |  |  | -1 | 0 | Wind |  | 303842.1562 |  | 0 | 11598.9697 | 11598.9697 | 0 | -1 | 0 | 0 | 0 | 1 | 8760 | 0.34685 | 38.1743 | -9709.3945 | -31.9554 | 21308.3652 | 70.1297 |  | 1/1/2035 | 12/31/2099 |  | 0 | 0 | 2035 |  |  |  | 0 | 0 | Real 2021 ¦ 5/8/2023 1:03:19 PM | 14303 | 100 |  |  | 303842.1562 | 0 | 0 |  |  |  | 0
REF | ATC | 2035 | 2 | REF-HC Portfolio | Area 1001 Wind 2037 | Area 1001 Wind 2037 | 0 | 0 | 0 |  | 0 |  |  |  | 0 |  |  | -1 | 0 | Wind |  | 0 |  | 0 | 0 | 0 | 0 | -1 | 0 | 0 | 0 | 0 | 0 |  |  | 0 |  | 0 |  |  | 1/1/2037 | 12/31/2099 |  | 0 | 0 | 2035 |  |  |  | 0 | 0 | Real 2021 ¦ 5/8/2023 1:03:19 PM | 14304 | 0 |  |  | 0 | 0 | 0 |  |  |  | 0
REF | ATC | 2035 | 5 | NCR Portfolio | Area 1001 4-Hour Li-on Battery 2029 | Area 1001 4-Hour Li-on Battery 2029 | 100 | 100 | -1.8705 |  | 87.5652 |  |  |  | 14873.4561 |  |  | -1 | 0 | 4-Hour Li-on Battery Storage |  | -16385.9492 |  | 0 | 4043.8577 | 4043.8577 | 0 | -1 | 0 | 0 | 0 | 757 | 4580 | -0.018705 |  | 0 |  | 1020.1564 |  |  | 1/1/2029 | 12/31/2038 |  | 0 | 0 | 2035 |  |  |  | 0 | 0 | Real 2021 ¦ 5/8/2023 1:03:19 PM | 14305 | 100 |  |  | 82596.3672 | 84134.9688 | 4089.8486 |  |  |  | 0
REF | ATC | 2035 | 8 | REF No Wind Portfolio | Area 1001 4-Hour Li-on Battery 2029 | Area 1001 4-Hour Li-on Battery 2029 | 50 | 50 | -0.93527 |  | 43.7826 |  |  |  | 7436.728 |  |  | -1 | 0 | 4-Hour Li-on Battery Storage |  | -8192.9746 |  | 0 | 2021.9288 | 2021.9288 | 0 | -1 | 0 | 0 | 0 | 757 | 4580 | -0.018705 |  | 0 |  | 510.0782 |  |  | 1/1/2029 | 12/31/2038 |  | 0 | 0 | 2035 |  |  |  | 0 | 0 | Real 2021 ¦ 5/8/2023 1:03:19 PM | 14306 | 50 |  |  | 41298.1836 | 42067.4844 | 2044.9243 |  |  |  | 0
REF | ATC | 2035 | 4 | ECR Portfolio | Area 1001 4-Hour Li-on Battery 2032 | Area 1001 4-Hour Li-on Battery 2032 | 200 | 200 | -3.7371 |  | 174.9139 |  |  |  | 29141.4043 |  |  | -1 | 0 | 4-Hour Li-on Battery Storage |  | -32737.2051 |  | 0 | 8079.7407 | 8079.7407 | 0 | -1 | 0 | 0 | 0 | 757 | 4580 | -0.018686 |  | 0 |  | 2040.9729 |  |  | 1/1/2032 | 12/31/2041 |  | 0 | 0 | 2035 |  |  |  | 0 | 0 | Real 2021 ¦ 5/8/2023 1:03:19 PM | 14307 | 200 |  |  | 165021.4219 | 168094.8281 | 8168.0181 |  |  |  | 0
REF | ATC | 2035 | 3 | CETA Portfolio | Area 1001 4-Hour Li-on Battery 2035 | Area 1001 4-Hour Li-on Battery 2035 | 50 | 50 | -0.93358 |  | 43.6764 |  |  |  | 7318.3789 |  |  | -1 | 0 | 4-Hour Li-on Battery Storage |  | -8178.1289 |  | 0 | 2018.5381 | 2018.5381 | 0 | -1 | 0 | 0 | 0 | 758 | 4583 | -0.018672 |  | 0 |  | 510.3775 |  |  | 1/1/2035 | 12/31/2044 |  | 0 | 0 | 2035 |  |  |  | 0 | 0 | Real 2021 ¦ 5/8/2023 1:03:19 PM | 14308 | 50 |  |  | 41226.4609 | 41993.9023 | 2039.9331 |  |  |  | 0
REF | ATC | 2035 | 5 | NCR Portfolio | Area 1001 4-Hour Li-on Battery 2035 | Area 1001 4-Hour Li-on Battery 2035 | 50 | 50 | -0.93358 |  | 43.6764 |  |  |  | 7318.3789 |  |  | -1 | 0 | 4-Hour Li-on Battery Storage |  | -8178.1289 |  | 0 | 2018.5381 | 2018.5381 | 0 | -1 | 0 | 0 | 0 | 758 | 4583 | -0.018672 |  | 0 |  | 510.3775 |  |  | 1/1/2035 | 12/31/2044 |  | 0 | 0 | 2035 |  |  |  | 0 | 0 | Real 2021 ¦ 5/8/2023 1:03:19 PM | 14309 | 50 |  |  | 41226.4609 | 41993.9023 | 2039.9331 |  |  |  | 0
REF | ATC | 2035 | 6 | CC Portfolio | Area 1001 4-Hour Li-on Battery 2035 | Area 1001 4-Hour Li-on Battery 2035 | 50 | 50 | -0.93358 |  | 43.6764 |  |  |  | 7318.3789 |  |  | -1 | 0 | 4-Hour Li-on Battery Storage |  | -8178.1289 |  | 0 | 2018.5381 | 2018.5381 | 0 | -1 | 0 | 0 | 0 | 758 | 4583 | -0.018672 |  | 0 |  | 510.3775 |  |  | 1/1/2035 | 12/31/2044 |  | 0 | 0 | 2035 |  |  |  | 0 | 0 | Real 2021 ¦ 5/8/2023 1:03:19 PM | 14310 | 50 |  |  | 41226.4609 | 41993.9023 | 2039.9331 |  |  |  | 0
REF | ATC | 2035 | 9 | Preferred Plan | Area 1001 4-Hour Li-on Battery 2035 | Area 1001 4-Hour Li-on Battery 2035 | 50 | 50 | -0.93358 |  | 43.6764 |  |  |  | 7318.3789 |  |  | -1 | 0 | 4-Hour Li-on Battery Storage |  | -8178.1289 |  | 0 | 2018.5381 | 2018.5381 | 0 | -1 | 0 | 0 | 0 | 758 | 4583 | -0.018672 |  | 0 |  | 510.3775 |  |  | 1/1/2035 | 12/31/2044 |  | 0 | 0 | 2035 |  |  |  | 0 | 0 | Real 2021 ¦ 5/8/2023 1:03:19 PM | 14311 | 50 |  |  | 41226.4609 | 41993.9023 | 2039.9331 |  |  |  | 0
REF | ATC | 2035 | 4 | ECR Portfolio | Solar+Storage 3-1 2028 | Solar+Storage 3-1 2028 | 32.7708 | 32.7708 | 32.7708 |  | 0 |  |  |  | 25277.168 |  |  | -1 | 0 | Solar |  | 287072.1562 |  | 0 | 10629.1709 | 10629.1709 | 0 | -1 | 0 | 0 | 0 | 755 | 4714 | 1 | 37.0261 | 0 | 0 | 10629.1709 | 37.0261 |  | 1/1/2028 | 12/31/2099 |  | 0 | 0 | 2035 |  |  |  | 0 | 0 | Real 2021 ¦ 5/8/2023 1:03:19 PM | 14312 | 200 |  |  | 287072.1562 | 0 | 0 |  |  |  | 0
REF | ATC | 2035 | 8 | REF No Wind Portfolio | Solar+Storage 3-1 2028 | Solar+Storage 3-1 2028 | 49.1562 | 49.1562 | 49.1562 |  | 0 |  |  |  | 37915.7539 |  |  | -1 | 0 | Solar |  | 430608.25 |  | 0 | 15943.7559 | 15943.7559 | 0 | -1 | 0 | 0 | 0 | 755 | 4714 | 1 | 37.0261 | 0 | 0 | 15943.7559 | 37.0261 |  | 1/1/2028 | 12/31/2099 |  | 0 | 0 | 2035 |  |  |  | 0 | 0 | Real 2021 ¦ 5/8/2023 1:03:19 PM | 14313 | 300 |  |  | 430608.25 | 0 | 0 |  |  |  | 0
REF | ATC | 2035 | 1 | REF Portfolio | Tier 2 Area 1001 Solar 2028 | Tier 2 Area 1001 Solar 2028 | 22.8336 | 100 | 22.8336 |  | 0 |  |  |  | 15236.7607 |  |  | -1 | 0 | Solar |  | 200022.6875 |  | 0 | 6550.7891 | 6550.7891 | 0 | -1 | 0 | 0 | 0 | 365 | 4383 | 0.22834 | 32.7502 | -6391.8037 | -31.9554 | 12942.5928 | 64.7056 |  | 1/1/2028 | 12/31/2099 |  | 0 | 0 | 2035 |  |  |  | 0 | 0 | Real 2021 ¦ 5/8/2023 1:03:19 PM | 14314 | 100 |  |  | 200022.6875 | 0 | 0 |  |  |  | 0
REF | ATC | 2035 | 2 | REF-HC Portfolio | Tier 2 Area 1001 Solar 2028 | Tier 2 Area 1001 Solar 2028 | 57.0841 | 250 | 57.0841 |  | 0 |  |  |  | 38091.9023 |  |  | -1 | 0 | Solar |  | 500056.75 |  | 0 | 16376.9727 | 16376.9727 | 0 | -1 | 0 | 0 | 0 | 365 | 4383 | 0.22834 | 32.7502 | -15979.5088 | -31.9554 | 32356.4824 | 64.7056 |  | 1/1/2028 | 12/31/2099 |  | 0 | 0 | 2035 |  |  |  | 0 | 0 | Real 2021 ¦ 5/8/2023 1:03:19 PM | 14315 | 250 |  |  | 500056.75 | 0 | 0 |  |  |  | 0
REF | ATC | 2035 | 3 | CETA Portfolio | Tier 2 Area 1001 Solar 2028 | Tier 2 Area 1001 Solar 2028 | 68.5009 | 300 | 68.5009 |  | 0 |  |  |  | 45710.2812 |  |  | -1 | 0 | Solar |  | 600068.0625 |  | 0 | 19652.3672 | 19652.3672 | 0 | -1 | 0 | 0 | 0 | 365 | 4383 | 0.22834 | 32.7502 | -19175.4102 | -31.9554 | 38827.7773 | 64.7056 |  | 1/1/2028 | 12/31/2099 |  | 0 | 0 | 2035 |  |  |  | 0 | 0 | Real 2021 ¦ 5/8/2023 1:03:19 PM | 14316 | 300 |  |  | 600068.0625 | 0 | 0 |  |  |  | 0
REF | ATC | 2035 | 4 | ECR Portfolio | Tier 2 Area 1001 Solar 2028 | Tier 2 Area 1001 Solar 2028 | 68.5009 | 300 | 68.5009 |  | 0 |  |  |  | 45710.2812 |  |  | -1 | 0 | Solar |  | 600068.0625 |  | 0 | 19652.3672 | 19652.3672 | 0 | -1 | 0 | 0 | 0 | 365 | 4383 | 0.22834 | 32.7502 | -19175.4102 | -31.9554 | 38827.7773 | 64.7056 |  | 1/1/2028 | 12/31/2099 |  | 0 | 0 | 2035 |  |  |  | 0 | 0 | Real 2021 ¦ 5/8/2023 1:03:19 PM | 14317 | 300 |  |  | 600068.0625 | 0 | 0 |  |  |  | 0
REF | ATC | 2035 | 5 | NCR Portfolio | Tier 2 Area 1001 Solar 2028 | Tier 2 Area 1001 Solar 2028 | 22.8336 | 100 | 22.8336 |  | 0 |  |  |  | 15236.7607 |  |  | -1 | 0 | Solar |  | 200022.6875 |  | 0 | 6550.7891 | 6550.7891 | 0 | -1 | 0 | 0 | 0 | 365 | 4383 | 0.22834 | 32.7502 | -6391.8037 | -31.9554 | 12942.5928 | 64.7056 |  | 1/1/2028 | 12/31/2099 |  | 0 | 0 | 2035 |  |  |  | 0 | 0 | Real 2021 ¦ 5/8/2023 1:03:19 PM | 14318 | 100 |  |  | 200022.6875 | 0 | 0 |  |  |  | 0
REF | ATC | 2035 | 6 | CC Portfolio | Tier 2 Area 1001 Solar 2028 | Tier 2 Area 1001 Solar 2028 | 68.5009 | 300 | 68.5009 |  | 0 |  |  |  | 45710.2812 |  |  | -1 | 0 | Solar |  | 600068.0625 |  | 0 | 19652.3672 | 19652.3672 | 0 | -1 | 0 | 0 | 0 | 365 | 4383 | 0.22834 | 32.7502 | -19175.4102 | -31.9554 | 38827.7773 | 64.7056 |  | 1/1/2028 | 12/31/2099 |  | 0 | 0 | 2035 |  |  |  | 0 | 0 | Real 2021 ¦ 5/8/2023 1:03:19 PM | 14319 | 300 |  |  | 600068.0625 | 0 | 0 |  |  |  | 0
REF | ATC | 2035 | 7 | REF Mitchell Ext | Tier 2 Area 1001 Solar 2028 | Tier 2 Area 1001 Solar 2028 | 22.8336 | 100 | 22.8336 |  | 0 |  |  |  | 15236.7607 |  |  | -1 | 0 | Solar |  | 200022.6875 |  | 0 | 6550.7891 | 6550.7891 | 0 | -1 | 0 | 0 | 0 | 365 | 4383 | 0.22834 | 32.7502 | -6391.8037 | -31.9554 | 12942.5928 | 64.7056 |  | 1/1/2028 | 12/31/2099 |  | 0 | 0 | 2035 |  |  |  | 0 | 0 | Real 2021 ¦ 5/8/2023 1:03:19 PM | 14320 | 100 |  |  | 200022.6875 | 0 | 0 |  |  |  | 0
REF | ATC | 2035 | 8 | REF No Wind Portfolio | Tier 2 Area 1001 Solar 2028 | Tier 2 Area 1001 Solar 2028 | 68.5009 | 300 | 68.5009 |  | 0 |  |  |  | 45710.2812 |  |  | -1 | 0 | Solar |  | 600068.0625 |  | 0 | 19652.3672 | 19652.3672 | 0 | -1 | 0 | 0 | 0 | 365 | 4383 | 0.22834 | 32.7502 | -19175.4102 | -31.9554 | 38827.7773 | 64.7056 |  | 1/1/2028 | 12/31/2099 |  | 0 | 0 | 2035 |  |  |  | 0 | 0 | Real 2021 ¦ 5/8/2023 1:03:19 PM | 14321 | 300 |  |  | 600068.0625 | 0 | 0 |  |  |  | 0
REF | ATC | 2035 | 9 | Preferred Plan | Tier 2 Area 1001 Solar 2028 | Tier 2 Area 1001 Solar 2028 | 68.5009 | 300 | 68.5009 |  | 0 |  |  |  | 45710.2812 |  |  | -1 | 0 | Solar |  | 600068.0625 |  | 0 | 19652.3672 | 19652.3672 | 0 | -1 | 0 | 0 | 0 | 365 | 4383 | 0.22834 | 32.7502 | -19175.4102 | -31.9554 | 38827.7773 | 64.7056 |  | 1/1/2028 | 12/31/2099 |  | 0 | 0 | 2035 |  |  |  | 0 | 0 | Real 2021 ¦ 5/8/2023 1:03:19 PM | 14322 | 300 |  |  | 600068.0625 | 0 | 0 |  |  |  | 0
REF | ATC | 2035 | 4 | ECR Portfolio | Tier 2 Area 1001 Solar 2029 | Tier 2 Area 1001 Solar 2029 | 34.2505 | 150 | 34.2505 |  | 0 |  |  |  | 21988.1641 |  |  | -1 | 0 | Solar |  | 300034.0312 |  | 0 | 9826.1836 | 9826.1836 | 0 | -1 | 0 | 0 | 0 | 365 | 4383 | 0.22834 | 32.7502 | -9587.7051 | -31.9554 | 19413.8887 | 64.7056 |  | 1/1/2029 | 12/31/2099 |  | 0 | 0 | 2035 |  |  |  | 0 | 0 | Real 2021 ¦ 5/8/2023 1:03:19 PM | 14323 | 150 |  |  | 300034.0312 | 0 | 0 |  |  |  | 0
REF | ATC | 2035 | 8 | REF No Wind Portfolio | Tier 2 Area 1001 Solar 2029 | Tier 2 Area 1001 Solar 2029 | 22.8336 | 100 | 22.8336 |  | 0 |  |  |  | 14658.7764 |  |  | -1 | 0 | Solar |  | 200022.6875 |  | 0 | 6550.7891 | 6550.7891 | 0 | -1 | 0 | 0 | 0 | 365 | 4383 | 0.22834 | 32.7502 | -6391.8037 | -31.9554 | 12942.5928 | 64.7056 |  | 1/1/2029 | 12/31/2099 |  | 0 | 0 | 2035 |  |  |  | 0 | 0 | Real 2021 ¦ 5/8/2023 1:03:19 PM | 14324 | 100 |  |  | 200022.6875 | 0 | 0 |  |  |  | 0
REF | ATC | 2035 | 2 | REF-HC Portfolio | Tier 2 Area 1001 Wind 2026 | Tier 2 Area 1001 Wind 2026 | 34.6852 | 100 | 34.6852 |  | 0 |  |  |  | 19684.4844 |  |  | -1 | 0 | Wind |  | 303842.1562 |  | 0 | 11598.9697 | 11598.9697 | 0 | -1 | 0 | 0 | 0 | 0 | 8760 | 0.34685 | 38.1743 | -9709.3945 | -31.9554 | 21308.3652 | 70.1297 |  | 1/1/2026 | 12/31/2099 |  | 0 | 0 | 2035 |  |  |  | 0 | 0 | Real 2021 ¦ 5/8/2023 1:03:19 PM | 14325 | 100 |  |  | 303842.1562 | 0 | 0 |  |  |  | 0
REF | ATC | 2035 | 3 | CETA Portfolio | Tier 2 Area 1001 Wind 2026 | Tier 2 Area 1001 Wind 2026 | 34.6852 | 100 | 34.6852 |  | 0 |  |  |  | 19684.4844 |  |  | -1 | 0 | Wind |  | 303842.1562 |  | 0 | 11598.9697 | 11598.9697 | 0 | -1 | 0 | 0 | 0 | 0 | 8760 | 0.34685 | 38.1743 | -9709.3945 | -31.9554 | 21308.3652 | 70.1297 |  | 1/1/2026 | 12/31/2099 |  | 0 | 0 | 2035 |  |  |  | 0 | 0 | Real 2021 ¦ 5/8/2023 1:03:19 PM | 14326 | 100 |  |  | 303842.1562 | 0 | 0 |  |  |  | 0
REF | ATC | 2035 | 4 | ECR Portfolio | Tier 2 Area 1001 Wind 2026 | Tier 2 Area 1001 Wind 2026 | 34.6852 | 100 | 34.6852 |  | 0 |  |  |  | 19684.4844 |  |  | -1 | 0 | Wind |  | 303842.1562 |  | 0 | 11598.9697 | 11598.9697 | 0 | -1 | 0 | 0 | 0 | 0 | 8760 | 0.34685 | 38.1743 | -9709.3945 | -31.9554 | 21308.3652 | 70.1297 |  | 1/1/2026 | 12/31/2099 |  | 0 | 0 | 2035 |  |  |  | 0 | 0 | Real 2021 ¦ 5/8/2023 1:03:19 PM | 14327 | 100 |  |  | 303842.1562 | 0 | 0 |  |  |  | 0
REF | ATC | 2035 | 5 | NCR Portfolio | Tier 2 Area 1001 Wind 2026 | Tier 2 Area 1001 Wind 2026 | 34.6852 | 100 | 34.6852 |  | 0 |  |  |  | 19684.4844 |  |  | -1 | 0 | Wind |  | 303842.1562 |  | 0 | 11598.9697 | 11598.9697 | 0 | -1 | 0 | 0 | 0 | 0 | 8760 | 0.34685 | 38.1743 | -9709.3945 | -31.9554 | 21308.3652 | 70.1297 |  | 1/1/2026 | 12/31/2099 |  | 0 | 0 | 2035 |  |  |  | 0 | 0 | Real 2021 ¦ 5/8/2023 1:03:19 PM | 14328 | 100 |  |  | 303842.1562 | 0 | 0 |  |  |  | 0
REF | ATC | 2035 | 2 | REF-HC Portfolio | Tier 2 Area 1001 Wind 2027 | Tier 2 Area 1001 Wind 2027 | 34.6852 | 100 | 34.6852 |  | 0 |  |  |  | 19145.0332 |  |  | -1 | 0 | Wind |  | 303842.1562 |  | 0 | 11598.9697 | 11598.9697 | 0 | -1 | 0 | 0 | 0 | 0 | 8760 | 0.34685 | 38.1743 | -9709.3945 | -31.9554 | 21308.3652 | 70.1297 |  | 1/1/2027 | 12/31/2099 |  | 0 | 0 | 2035 |  |  |  | 0 | 0 | Real 2021 ¦ 5/8/2023 1:03:19 PM | 14329 | 100 |  |  | 303842.1562 | 0 | 0 |  |  |  | 0
REF | ATC | 2035 | 3 | CETA Portfolio | Tier 2 Area 1001 Wind 2027 | Tier 2 Area 1001 Wind 2027 | 34.6852 | 100 | 34.6852 |  | 0 |  |  |  | 19145.0332 |  |  | -1 | 0 | Wind |  | 303842.1562 |  | 0 | 11598.9697 | 11598.9697 | 0 | -1 | 0 | 0 | 0 | 0 | 8760 | 0.34685 | 38.1743 | -9709.3945 | -31.9554 | 21308.3652 | 70.1297 |  | 1/1/2027 | 12/31/2099 |  | 0 | 0 | 2035 |  |  |  | 0 | 0 | Real 2021 ¦ 5/8/2023 1:03:19 PM | 14330 | 100 |  |  | 303842.1562 | 0 | 0 |  |  |  | 0
REF | ATC | 2035 | 4 | ECR Portfolio | Tier 2 Area 1001 Wind 2027 | Tier 2 Area 1001 Wind 2027 | 34.6852 | 100 | 34.6852 |  | 0 |  |  |  | 19145.0332 |  |  | -1 | 0 | Wind |  | 303842.1562 |  | 0 | 11598.9697 | 11598.9697 | 0 | -1 | 0 | 0 | 0 | 0 | 8760 | 0.34685 | 38.1743 | -9709.3945 | -31.9554 | 21308.3652 | 70.1297 |  | 1/1/2027 | 12/31/2099 |  | 0 | 0 | 2035 |  |  |  | 0 | 0 | Real 2021 ¦ 5/8/2023 1:03:19 PM | 14331 | 100 |  |  | 303842.1562 | 0 | 0 |  |  |  | 0
REF | ATC | 2035 | 5 | NCR Portfolio | Tier 2 Area 1001 Wind 2027 | Tier 2 Area 1001 Wind 2027 | 34.6852 | 100 | 34.6852 |  | 0 |  |  |  | 19145.0332 |  |  | -1 | 0 | Wind |  | 303842.1562 |  | 0 | 11598.9697 | 11598.9697 | 0 | -1 | 0 | 0 | 0 | 0 | 8760 | 0.34685 | 38.1743 | -9709.3945 | -31.9554 | 21308.3652 | 70.1297 |  | 1/1/2027 | 12/31/2099 |  | 0 | 0 | 2035 |  |  |  | 0 | 0 | Real 2021 ¦ 5/8/2023 1:03:19 PM | 14332 | 100 |  |  | 303842.1562 | 0 | 0 |  |  |  | 0
REF | ATC | 2035 | 6 | CC Portfolio | Tier 2 Area 1001 Wind 2027 | Tier 2 Area 1001 Wind 2027 | 34.6852 | 100 | 34.6852 |  | 0 |  |  |  | 19145.0332 |  |  | -1 | 0 | Wind |  | 303842.1562 |  | 0 | 11598.9697 | 11598.9697 | 0 | -1 | 0 | 0 | 0 | 0 | 8760 | 0.34685 | 38.1743 | -9709.3945 | -31.9554 | 21308.3652 | 70.1297 |  | 1/1/2027 | 12/31/2099 |  | 0 | 0 | 2035 |  |  |  | 0 | 0 | Real 2021 ¦ 5/8/2023 1:03:19 PM | 14333 | 100 |  |  | 303842.1562 | 0 | 0 |  |  |  | 0
REF | ATC | 2035 | 9 | Preferred Plan | Tier 2 Area 1001 Wind 2027 | Tier 2 Area 1001 Wind 2027 | 34.6852 | 100 | 34.6852 |  | 0 |  |  |  | 19145.0332 |  |  | -1 | 0 | Wind |  | 303842.1562 |  | 0 | 11598.9697 | 11598.9697 | 0 | -1 | 0 | 0 | 0 | 0 | 8760 | 0.34685 | 38.1743 | -9709.3945 | -31.9554 | 21308.3652 | 70.1297 |  | 1/1/2027 | 12/31/2099 |  | 0 | 0 | 2035 |  |  |  | 0 | 0 | Real 2021 ¦ 5/8/2023 1:03:19 PM | 14334 | 100 |  |  | 303842.1562 | 0 | 0 |  |  |  | 0
REF | ATC | 2035 | 1 | REF Portfolio | Tier 2 Area 1001 Wind 2028 | Tier 2 Area 1001 Wind 2028 | 34.6852 | 100 | 34.6852 |  | 0 |  |  |  | 18556.041 |  |  | -1 | 0 | Wind |  | 303842.1562 |  | 0 | 11598.9697 | 11598.9697 | 0 | -1 | 0 | 0 | 0 | 0 | 8760 | 0.34685 | 38.1743 | -9709.3945 | -31.9554 | 21308.3652 | 70.1297 |  | 1/1/2028 | 12/31/2099 |  | 0 | 0 | 2035 |  |  |  | 0 | 0 | Real 2021 ¦ 5/8/2023 1:03:19 PM | 14335 | 100 |  |  | 303842.1562 | 0 | 0 |  |  |  | 0
REF | ATC | 2035 | 2 | REF-HC Portfolio | Tier 2 Area 1001 Wind 2028 | Tier 2 Area 1001 Wind 2028 | 34.6852 | 100 | 34.6852 |  | 0 |  |  |  | 18556.041 |  |  | -1 | 0 | Wind |  | 303842.1562 |  | 0 | 11598.9697 | 11598.9697 | 0 | -1 | 0 | 0 | 0 | 0 | 8760 | 0.34685 | 38.1743 | -9709.3945 | -31.9554 | 21308.3652 | 70.1297 |  | 1/1/2028 | 12/31/2099 |  | 0 | 0 | 2035 |  |  |  | 0 | 0 | Real 2021 ¦ 5/8/2023 1:03:19 PM | 14336 | 100 |  |  | 303842.1562 | 0 | 0 |  |  |  | 0
REF | ATC | 2035 | 3 | CETA Portfolio | Tier 2 Area 1001 Wind 2028 | Tier 2 Area 1001 Wind 2028 | 34.6852 | 100 | 34.6852 |  | 0 |  |  |  | 18556.041 |  |  | -1 | 0 | Wind |  | 303842.1562 |  | 0 | 11598.9697 | 11598.9697 | 0 | -1 | 0 | 0 | 0 | 0 | 8760 | 0.34685 | 38.1743 | -9709.3945 | -31.9554 | 21308.3652 | 70.1297 |  | 1/1/2028 | 12/31/2099 |  | 0 | 0 | 2035 |  |  |  | 0 | 0 | Real 2021 ¦ 5/8/2023 1:03:19 PM | 14337 | 100 |  |  | 303842.1562 | 0 | 0 |  |  |  | 0
REF | ATC | 2035 | 4 | ECR Portfolio | Tier 2 Area 1001 Wind 2028 | Tier 2 Area 1001 Wind 2028 | 34.6852 | 100 | 34.6852 |  | 0 |  |  |  | 18556.041 |  |  | -1 | 0 | Wind |  | 303842.1562 |  | 0 | 11598.9697 | 11598.9697 | 0 | -1 | 0 | 0 | 0 | 0 | 8760 | 0.34685 | 38.1743 | -9709.3945 | -31.9554 | 21308.3652 | 70.1297 |  | 1/1/2028 | 12/31/2099 |  | 0 | 0 | 2035 |  |  |  | 0 | 0 | Real 2021 ¦ 5/8/2023 1:03:19 PM | 14338 | 100 |  |  | 303842.1562 | 0 | 0 |  |  |  | 0
REF | ATC | 2035 | 5 | NCR Portfolio | Tier 2 Area 1001 Wind 2028 | Tier 2 Area 1001 Wind 2028 | 34.6852 | 100 | 34.6852 |  | 0 |  |  |  | 18556.041 |  |  | -1 | 0 | Wind |  | 303842.1562 |  | 0 | 11598.9697 | 11598.9697 | 0 | -1 | 0 | 0 | 0 | 0 | 8760 | 0.34685 | 38.1743 | -9709.3945 | -31.9554 | 21308.3652 | 70.1297 |  | 1/1/2028 | 12/31/2099 |  | 0 | 0 | 2035 |  |  |  | 0 | 0 | Real 2021 ¦ 5/8/2023 1:03:19 PM | 14339 | 100 |  |  | 303842.1562 | 0 | 0 |  |  |  | 0
REF | ATC | 2035 | 6 | CC Portfolio | Tier 2 Area 1001 Wind 2028 | Tier 2 Area 1001 Wind 2028 | 34.6852 | 100 | 34.6852 |  | 0 |  |  |  | 18556.041 |  |  | -1 | 0 | Wind |  | 303842.1562 |  | 0 | 11598.9697 | 11598.9697 | 0 | -1 | 0 | 0 | 0 | 0 | 8760 | 0.34685 | 38.1743 | -9709.3945 | -31.9554 | 21308.3652 | 70.1297 |  | 1/1/2028 | 12/31/2099 |  | 0 | 0 | 2035 |  |  |  | 0 | 0 | Real 2021 ¦ 5/8/2023 1:03:19 PM | 14340 | 100 |  |  | 303842.1562 | 0 | 0 |  |  |  | 0
REF | ATC | 2035 | 7 | REF Mitchell Ext | Tier 2 Area 1001 Wind 2028 | Tier 2 Area 1001 Wind 2028 | 34.6852 | 100 | 34.6852 |  | 0 |  |  |  | 18556.041 |  |  | -1 | 0 | Wind |  | 303842.1562 |  | 0 | 11598.9697 | 11598.9697 | 0 | -1 | 0 | 0 | 0 | 0 | 8760 | 0.34685 | 38.1743 | -9709.3945 | -31.9554 | 21308.3652 | 70.1297 |  | 1/1/2028 | 12/31/2099 |  | 0 | 0 | 2035 |  |  |  | 0 | 0 | Real 2021 ¦ 5/8/2023 1:03:19 PM | 14341 | 100 |  |  | 303842.1562 | 0 | 0 |  |  |  | 0
REF | ATC | 2035 | 9 | Preferred Plan | Tier 2 Area 1001 Wind 2028 | Tier 2 Area 1001 Wind 2028 | 34.6852 | 100 | 34.6852 |  | 0 |  |  |  | 18556.041 |  |  | -1 | 0 | Wind |  | 303842.1562 |  | 0 | 11598.9697 | 11598.9697 | 0 | -1 | 0 | 0 | 0 | 0 | 8760 | 0.34685 | 38.1743 | -9709.3945 | -31.9554 | 21308.3652 | 70.1297 |  | 1/1/2028 | 12/31/2099 |  | 0 | 0 | 2035 |  |  |  | 0 | 0 | Real 2021 ¦ 5/8/2023 1:03:19 PM | 14342 | 100 |  |  | 303842.1562 | 0 | 0 |  |  |  | 0
REF | ATC | 2035 | 1 | REF Portfolio | Tier 2 Area 1001 Wind 2029 | Tier 2 Area 1001 Wind 2029 | 34.6852 | 100 | 34.6852 |  | 0 |  |  |  | 18022.0938 |  |  | -1 | 0 | Wind |  | 303842.1562 |  | 0 | 11598.9697 | 11598.9697 | 0 | -1 | 0 | 0 | 0 | 0 | 8760 | 0.34685 | 38.1743 | -9709.3945 | -31.9554 | 21308.3652 | 70.1297 |  | 1/1/2029 | 12/31/2099 |  | 0 | 0 | 2035 |  |  |  | 0 | 0 | Real 2021 ¦ 5/8/2023 1:03:19 PM | 14343 | 100 |  |  | 303842.1562 | 0 | 0 |  |  |  | 0
REF | ATC | 2035 | 3 | CETA Portfolio | Tier 2 Area 1001 Wind 2029 | Tier 2 Area 1001 Wind 2029 | 34.6852 | 100 | 34.6852 |  | 0 |  |  |  | 18022.0938 |  |  | -1 | 0 | Wind |  | 303842.1562 |  | 0 | 11598.9697 | 11598.9697 | 0 | -1 | 0 | 0 | 0 | 0 | 8760 | 0.34685 | 38.1743 | -9709.3945 | -31.9554 | 21308.3652 | 70.1297 |  | 1/1/2029 | 12/31/2099 |  | 0 | 0 | 2035 |  |  |  | 0 | 0 | Real 2021 ¦ 5/8/2023 1:03:19 PM | 14344 | 100 |  |  | 303842.1562 | 0 | 0 |  |  |  | 0
REF | ATC | 2035 | 4 | ECR Portfolio | Tier 2 Area 1001 Wind 2029 | Tier 2 Area 1001 Wind 2029 | 34.6852 | 100 | 34.6852 |  | 0 |  |  |  | 18022.0938 |  |  | -1 | 0 | Wind |  | 303842.1562 |  | 0 | 11598.9697 | 11598.9697 | 0 | -1 | 0 | 0 | 0 | 0 | 8760 | 0.34685 | 38.1743 | -9709.3945 | -31.9554 | 21308.3652 | 70.1297 |  | 1/1/2029 | 12/31/2099 |  | 0 | 0 | 2035 |  |  |  | 0 | 0 | Real 2021 ¦ 5/8/2023 1:03:19 PM | 14345 | 100 |  |  | 303842.1562 | 0 | 0 |  |  |  | 0
REF | ATC | 2035 | 7 | REF Mitchell Ext | Tier 2 Area 1001 Wind 2029 | Tier 2 Area 1001 Wind 2029 | 34.6852 | 100 | 34.6852 |  | 0 |  |  |  | 18022.0938 |  |  | -1 | 0 | Wind |  | 303842.1562 |  | 0 | 11598.9697 | 11598.9697 | 0 | -1 | 0 | 0 | 0 | 0 | 8760 | 0.34685 | 38.1743 | -9709.3945 | -31.9554 | 21308.3652 | 70.1297 |  | 1/1/2029 | 12/31/2099 |  | 0 | 0 | 2035 |  |  |  | 0 | 0 | Real 2021 ¦ 5/8/2023 1:03:19 PM | 14346 | 100 |  |  | 303842.1562 | 0 | 0 |  |  |  | 0
REF | ATC | 2035 | 6 | CC Portfolio | Area 1001 Gas CC 1x1 2029 | Area 1001 Gas CC 1x1 2029 | 362.0284 | 399.0869 | 297.0179 |  | 0 |  |  |  | 71512.8125 |  |  | -1 | 16885732 | TCO |  | 2601876.25 |  | 108.6085 | 104525.7734 | 104525.7734 | 0 | -1 | 0 | 0 | 172.0763 | 15 | 8175 | 0.74424 | 40.1732 | 69779.5859 | 26.8189 | 34746.1797 | 13.3543 |  | 1/1/2029 | 12/31/2099 |  | 0 | 0 | 2035 |  |  |  | 0 | 0 | Real 2021 ¦ 5/8/2023 1:03:19 PM | 14347 | 418 |  |  | 2601876.25 | 0 | 0 |  |  |  | 0
REF | ATC | 2035 | 7 | REF Mitchell Ext | 3102 | Mitchell #1 (WV) | 0 | 0 | 0 |  | 0 |  |  |  | 0 |  |  | -1 | 0 | Mitchell 1 Coal Price |  | 0 |  | 0 | 0 | 0 | 0 | -1 | 0 | 0 | 0 | 0 | 0 |  |  | 0 |  | 0 |  |  | 5/1/1971 | 5/31/2028 |  | 0 | 0 | 2035 |  |  |  | 0 | 0 | Real 2021 ¦ 5/8/2023 1:03:19 PM | 14348 | 0 |  |  | 0 | 0 | 0 |  |  |  | 0
REF | ATC | 2035 | 9 | Preferred Plan | 3102 | Mitchell #1 (WV) | 0 | 0 | 0 |  | 0 |  |  |  | 0 |  |  | -1 | 0 | Mitchell 1 Coal Price |  | 0 |  | 0 | 0 | 0 | 0 | -1 | 0 | 0 | 0 | 0 | 0 |  |  | 0 |  | 0 |  |  | 5/1/1971 | 5/31/2028 |  | 0 | 0 | 2035 |  |  |  | 0 | 0 | Real 2021 ¦ 5/8/2023 1:03:19 PM | 14349 | 0 |  |  | 0 | 0 | 0 |  |  |  | 0
REF | ATC | 2035 | 7 | REF Mitchell Ext | 3105 | Mitchell #2 (WV) | 0 | 0 | 0 |  | 0 |  |  |  | 0 |  |  | -1 | 0 | Mitchell 2 Coal Price |  | 0 |  | 0 | 0 | 0 | 0 | -1 | 0 | 0 | 0 | 0 | 0 |  |  | 0 |  | 0 |  |  | 5/1/1971 | 5/31/2028 |  | 0 | 0 | 2035 |  |  |  | 0 | 0 | Real 2021 ¦ 5/8/2023 1:03:19 PM | 14350 | 0 |  |  | 0 | 0 | 0 |  |  |  | 0
REF | ATC | 2035 | 9 | Preferred Plan | 3105 | Mitchell #2 (WV) | 0 | 0 | 0 |  | 0 |  |  |  | 0 |  |  | -1 | 0 | Mitchell 2 Coal Price |  | 0 |  | 0 | 0 | 0 | 0 | -1 | 0 | 0 | 0 | 0 | 0 |  |  | 0 |  | 0 |  |  | 5/1/1971 | 5/31/2028 |  | 0 | 0 | 2035 |  |  |  | 0 | 0 | Real 2021 ¦ 5/8/2023 1:03:19 PM | 14351 | 0 |  |  | 0 | 0 | 0 |  |  |  | 0
REF | ATC | 2036 | 1 | REF Portfolio | 13555 | Big Sandy #1 Gas | 0 | 0 | 0 |  | 0 |  |  |  | 0 |  |  | -1 | 0 | TCO |  | 0 |  | 0 | 0 | 0 | 0 | -1 | 0 | 0 | 0 | 0 | 0 |  |  | 0 |  | 0 |  |  | 5/30/2016 | 5/30/2031 |  | 0 | 0 | 2036 |  |  |  | 0 | 0 | Real 2021 ¦ 5/8/2023 1:03:19 PM | 15180 | 0 |  |  | 0 | 0 | 0 |  |  |  | 0
REF | ATC | 2036 | 2 | REF-HC Portfolio | 13555 | Big Sandy #1 Gas | 0 | 0 | 0 |  | 0 |  |  |  | 0 |  |  | -1 | 0 | TCO |  | 0 |  | 0 | 0 | 0 | 0 | -1 | 0 | 0 | 0 | 0 | 0 |  |  | 0 |  | 0 |  |  | 5/30/2016 | 5/30/2031 |  | 0 | 0 | 2036 |  |  |  | 0 | 0 | Real 2021 ¦ 5/8/2023 1:03:19 PM | 15181 | 0 |  |  | 0 | 0 | 0 |  |  |  | 0
REF | ATC | 2036 | 3 | CETA Portfolio | 13555 | Big Sandy #1 Gas | 0 | 0 | 0 |  | 0 |  |  |  | 0 |  |  | -1 | 0 | TCO |  | 0 |  | 0 | 0 | 0 | 0 | -1 | 0 | 0 | 0 | 0 | 0 |  |  | 0 |  | 0 |  |  | 5/30/2016 | 5/30/2031 |  | 0 | 0 | 2036 |  |  |  | 0 | 0 | Real 2021 ¦ 5/8/2023 1:03:19 PM | 15182 | 0 |  |  | 0 | 0 | 0 |  |  |  | 0
REF | ATC | 2036 | 4 | ECR Portfolio | 13555 | Big Sandy #1 Gas | 0 | 0 | 0 |  | 0 |  |  |  | 0 |  |  | -1 | 0 | TCO |  | 0 |  | 0 | 0 | 0 | 0 | -1 | 0 | 0 | 0 | 0 | 0 |  |  | 0 |  | 0 |  |  | 5/30/2016 | 5/30/2031 |  | 0 | 0 | 2036 |  |  |  | 0 | 0 | Real 2021 ¦ 5/8/2023 1:03:19 PM | 15183 | 0 |  |  | 0 | 0 | 0 |  |  |  | 0
REF | ATC | 2036 | 5 | NCR Portfolio | 13555 | Big Sandy #1 Gas | 0 | 0 | 0 |  | 0 |  |  |  | 0 |  |  | -1 | 0 | TCO |  | 0 |  | 0 | 0 | 0 | 0 | -1 | 0 | 0 | 0 | 0 | 0 |  |  | 0 |  | 0 |  |  | 5/30/2016 | 5/30/2031 |  | 0 | 0 | 2036 |  |  |  | 0 | 0 | Real 2021 ¦ 5/8/2023 1:03:19 PM | 15184 | 0 |  |  | 0 | 0 | 0 |  |  |  | 0
REF | ATC | 2036 | 6 | CC Portfolio | 13555 | Big Sandy #1 Gas | 0 | 0 | 0 |  | 0 |  |  |  | 0 |  |  | -1 | 0 | TCO |  | 0 |  | 0 | 0 | 0 | 0 | -1 | 0 | 0 | 0 | 0 | 0 |  |  | 0 |  | 0 |  |  | 5/30/2016 | 5/30/2031 |  | 0 | 0 | 2036 |  |  |  | 0 | 0 | Real 2021 ¦ 5/8/2023 1:03:19 PM | 15185 | 0 |  |  | 0 | 0 | 0 |  |  |  | 0
REF | ATC | 2036 | 7 | REF Mitchell Ext | 13555 | Big Sandy #1 Gas | 0 | 0 | 0 |  | 0 |  |  |  | 0 |  |  | -1 | 0 | TCO |  | 0 |  | 0 | 0 | 0 | 0 | -1 | 0 | 0 | 0 | 0 | 0 |  |  | 0 |  | 0 |  |  | 5/30/2016 | 5/30/2031 |  | 0 | 0 | 2036 |  |  |  | 0 | 0 | Real 2021 ¦ 5/8/2023 1:03:19 PM | 15186 | 0 |  |  | 0 | 0 | 0 |  |  |  | 0
REF | ATC | 2036 | 8 | REF No Wind Portfolio | 13555 | Big Sandy #1 Gas | 0 | 0 | 0 |  | 0 |  |  |  | 0 |  |  | -1 | 0 | TCO |  | 0 |  | 0 | 0 | 0 | 0 | -1 | 0 | 0 | 0 | 0 | 0 |  |  | 0 |  | 0 |  |  | 5/30/2016 | 5/30/2031 |  | 0 | 0 | 2036 |  |  |  | 0 | 0 | Real 2021 ¦ 5/8/2023 1:03:19 PM | 15187 | 0 |  |  | 0 | 0 | 0 |  |  |  | 0
REF | ATC | 2036 | 9 | Preferred Plan | 13555 | Big Sandy #1 Gas | 0 | 0 | 0 |  | 0 |  |  |  | 0 |  |  | -1 | 0 | TCO |  | 0 |  | 0 | 0 | 0 | 0 | -1 | 0 | 0 | 0 | 0 | 0 |  |  | 0 |  | 0 |  |  | 5/30/2016 | 5/30/2031 |  | 0 | 0 | 2036 |  |  |  | 0 | 0 | Real 2021 ¦ 5/8/2023 1:03:19 PM | 15188 | 0 |  |  | 0 | 0 | 0 |  |  |  | 0
REF | ATC | 2036 | 1 | REF Portfolio | 3102 | Mitchell #1 (WV) | 0 | 0 | 0 |  | 0 |  |  |  | 0 |  |  | -1 | 0 | Mitchell 1 Coal Price |  | 0 |  | 0 | 0 | 0 | 0 | -1 | 0 | 0 | 0 | 0 | 0 |  |  | 0 |  | 0 |  |  | 5/1/1971 | 5/31/2028 |  | 0 | 0 | 2036 |  |  |  | 0 | 0 | Real 2021 ¦ 5/8/2023 1:03:19 PM | 15189 | 0 |  |  | 0 | 0 | 0 |  |  |  | 0
REF | ATC | 2036 | 2 | REF-HC Portfolio | 3102 | Mitchell #1 (WV) | 0 | 0 | 0 |  | 0 |  |  |  | 0 |  |  | -1 | 0 | Mitchell 1 Coal Price |  | 0 |  | 0 | 0 | 0 | 0 | -1 | 0 | 0 | 0 | 0 | 0 |  |  | 0 |  | 0 |  |  | 5/1/1971 | 5/31/2028 |  | 0 | 0 | 2036 |  |  |  | 0 | 0 | Real 2021 ¦ 5/8/2023 1:03:19 PM | 15190 | 0 |  |  | 0 | 0 | 0 |  |  |  | 0
REF | ATC | 2036 | 3 | CETA Portfolio | 3102 | Mitchell #1 (WV) | 0 | 0 | 0 |  | 0 |  |  |  | 0 |  |  | -1 | 0 | Mitchell 1 Coal Price |  | 0 |  | 0 | 0 | 0 | 0 | -1 | 0 | 0 | 0 | 0 | 0 |  |  | 0 |  | 0 |  |  | 5/1/1971 | 5/31/2028 |  | 0 | 0 | 2036 |  |  |  | 0 | 0 | Real 2021 ¦ 5/8/2023 1:03:19 PM | 15191 | 0 |  |  | 0 | 0 | 0 |  |  |  | 0
REF | ATC | 2036 | 4 | ECR Portfolio | 3102 | Mitchell #1 (WV) | 0 | 0 | 0 |  | 0 |  |  |  | 0 |  |  | -1 | 0 | Mitchell 1 Coal Price |  | 0 |  | 0 | 0 | 0 | 0 | -1 | 0 | 0 | 0 | 0 | 0 |  |  | 0 |  | 0 |  |  | 5/1/1971 | 5/31/2028 |  | 0 | 0 | 2036 |  |  |  | 0 | 0 | Real 2021 ¦ 5/8/2023 1:03:19 PM | 15192 | 0 |  |  | 0 | 0 | 0 |  |  |  | 0
REF | ATC | 2036 | 5 | NCR Portfolio | 3102 | Mitchell #1 (WV) | 0 | 0 | 0 |  | 0 |  |  |  | 0 |  |  | -1 | 0 | Mitchell 1 Coal Price |  | 0 |  | 0 | 0 | 0 | 0 | -1 | 0 | 0 | 0 | 0 | 0 |  |  | 0 |  | 0 |  |  | 5/1/1971 | 5/31/2028 |  | 0 | 0 | 2036 |  |  |  | 0 | 0 | Real 2021 ¦ 5/8/2023 1:03:19 PM | 15193 | 0 |  |  | 0 | 0 | 0 |  |  |  | 0
REF | ATC | 2036 | 6 | CC Portfolio | 3102 | Mitchell #1 (WV) | 0 | 0 | 0 |  | 0 |  |  |  | 0 |  |  | -1 | 0 | Mitchell 1 Coal Price |  | 0 |  | 0 | 0 | 0 | 0 | -1 | 0 | 0 | 0 | 0 | 0 |  |  | 0 |  | 0 |  |  | 5/1/1971 | 5/31/2028 |  | 0 | 0 | 2036 |  |  |  | 0 | 0 | Real 2021 ¦ 5/8/2023 1:03:19 PM | 15194 | 0 |  |  | 0 | 0 | 0 |  |  |  | 0
REF | ATC | 2036 | 8 | REF No Wind Portfolio | 3102 | Mitchell #1 (WV) | 0 | 0 | 0 |  | 0 |  |  |  | 0 |  |  | -1 | 0 | Mitchell 1 Coal Price |  | 0 |  | 0 | 0 | 0 | 0 | -1 | 0 | 0 | 0 | 0 | 0 |  |  | 0 |  | 0 |  |  | 5/1/1971 | 5/31/2028 |  | 0 | 0 | 2036 |  |  |  | 0 | 0 | Real 2021 ¦ 5/8/2023 1:03:19 PM | 15195 | 0 |  |  | 0 | 0 | 0 |  |  |  | 0
REF | ATC | 2036 | 1 | REF Portfolio | 3105 | Mitchell #2 (WV) | 0 | 0 | 0 |  | 0 |  |  |  | 0 |  |  | -1 | 0 | Mitchell 2 Coal Price |  | 0 |  | 0 | 0 | 0 | 0 | -1 | 0 | 0 | 0 | 0 | 0 |  |  | 0 |  | 0 |  |  | 5/1/1971 | 5/31/2028 |  | 0 | 0 | 2036 |  |  |  | 0 | 0 | Real 2021 ¦ 5/8/2023 1:03:19 PM | 15196 | 0 |  |  | 0 | 0 | 0 |  |  |  | 0
REF | ATC | 2036 | 2 | REF-HC Portfolio | 3105 | Mitchell #2 (WV) | 0 | 0 | 0 |  | 0 |  |  |  | 0 |  |  | -1 | 0 | Mitchell 2 Coal Price |  | 0 |  | 0 | 0 | 0 | 0 | -1 | 0 | 0 | 0 | 0 | 0 |  |  | 0 |  | 0 |  |  | 5/1/1971 | 5/31/2028 |  | 0 | 0 | 2036 |  |  |  | 0 | 0 | Real 2021 ¦ 5/8/2023 1:03:19 PM | 15197 | 0 |  |  | 0 | 0 | 0 |  |  |  | 0
REF | ATC | 2036 | 3 | CETA Portfolio | 3105 | Mitchell #2 (WV) | 0 | 0 | 0 |  | 0 |  |  |  | 0 |  |  | -1 | 0 | Mitchell 2 Coal Price |  | 0 |  | 0 | 0 | 0 | 0 | -1 | 0 | 0 | 0 | 0 | 0 |  |  | 0 |  | 0 |  |  | 5/1/1971 | 5/31/2028 |  | 0 | 0 | 2036 |  |  |  | 0 | 0 | Real 2021 ¦ 5/8/2023 1:03:19 PM | 15198 | 0 |  |  | 0 | 0 | 0 |  |  |  | 0
REF | ATC | 2036 | 4 | ECR Portfolio | 3105 | Mitchell #2 (WV) | 0 | 0 | 0 |  | 0 |  |  |  | 0 |  |  | -1 | 0 | Mitchell 2 Coal Price |  | 0 |  | 0 | 0 | 0 | 0 | -1 | 0 | 0 | 0 | 0 | 0 |  |  | 0 |  | 0 |  |  | 5/1/1971 | 5/31/2028 |  | 0 | 0 | 2036 |  |  |  | 0 | 0 | Real 2021 ¦ 5/8/2023 1:03:19 PM | 15199 | 0 |  |  | 0 | 0 | 0 |  |  |  | 0
REF | ATC | 2036 | 5 | NCR Portfolio | 3105 | Mitchell #2 (WV) | 0 | 0 | 0 |  | 0 |  |  |  | 0 |  |  | -1 | 0 | Mitchell 2 Coal Price |  | 0 |  | 0 | 0 | 0 | 0 | -1 | 0 | 0 | 0 | 0 | 0 |  |  | 0 |  | 0 |  |  | 5/1/1971 | 5/31/2028 |  | 0 | 0 | 2036 |  |  |  | 0 | 0 | Real 2021 ¦ 5/8/2023 1:03:19 PM | 15200 | 0 |  |  | 0 | 0 | 0 |  |  |  | 0
REF | ATC | 2036 | 6 | CC Portfolio | 3105 | Mitchell #2 (WV) | 0 | 0 | 0 |  | 0 |  |  |  | 0 |  |  | -1 | 0 | Mitchell 2 Coal Price |  | 0 |  | 0 | 0 | 0 | 0 | -1 | 0 | 0 | 0 | 0 | 0 |  |  | 0 |  | 0 |  |  | 5/1/1971 | 5/31/2028 |  | 0 | 0 | 2036 |  |  |  | 0 | 0 | Real 2021 ¦ 5/8/2023 1:03:19 PM | 15201 | 0 |  |  | 0 | 0 | 0 |  |  |  | 0
REF | ATC | 2036 | 8 | REF No Wind Portfolio | 3105 | Mitchell #2 (WV) | 0 | 0 | 0 |  | 0 |  |  |  | 0 |  |  | -1 | 0 | Mitchell 2 Coal Price |  | 0 |  | 0 | 0 | 0 | 0 | -1 | 0 | 0 | 0 | 0 | 0 |  |  | 0 |  | 0 |  |  | 5/1/1971 | 5/31/2028 |  | 0 | 0 | 2036 |  |  |  | 0 | 0 | Real 2021 ¦ 5/8/2023 1:03:19 PM | 15202 | 0 |  |  | 0 | 0 | 0 |  |  |  | 0
REF | ATC | 2036 | 1 | REF Portfolio | Big Sandy #1_Ext Gas | Big Sandy #1_Ext Gas | 257.4875 | 295 | 66.5839 |  | 0 |  |  |  | 2773.075 |  |  | -1 | 5764066.5 | TCO |  | 584873.1875 |  | 51.4975 | 29562.457 | 29562.457 | 0 | -1 | 0 | 0 | 323.6161 | 14 | 2699 | 0.22571 | 50.5451 | 24666.2871 | 42.1737 | 4896.1685 | 8.3713 |  | 6/1/2031 | 5/31/2041 |  | 0 | 0 | 2036 |  |  |  | 0 | 0 | Real 2021 ¦ 5/8/2023 1:03:19 PM | 15203 | 295.4 |  |  | 584873.1875 | 0 | 0 |  |  |  | 0
REF | ATC | 2036 | 2 | REF-HC Portfolio | Big Sandy #1_Ext Gas | Big Sandy #1_Ext Gas | 257.4875 | 295 | 66.5839 |  | 0 |  |  |  | 2773.075 |  |  | -1 | 5764066.5 | TCO |  | 584873.1875 |  | 51.4975 | 29562.457 | 29562.457 | 0 | -1 | 0 | 0 | 323.6161 | 14 | 2699 | 0.22571 | 50.5451 | 24666.2871 | 42.1737 | 4896.1685 | 8.3713 |  | 6/1/2031 | 5/31/2041 |  | 0 | 0 | 2036 |  |  |  | 0 | 0 | Real 2021 ¦ 5/8/2023 1:03:19 PM | 15204 | 295.4 |  |  | 584873.1875 | 0 | 0 |  |  |  | 0
REF | ATC | 2036 | 3 | CETA Portfolio | Big Sandy #1_Ext Gas | Big Sandy #1_Ext Gas | 257.4875 | 295 | 66.5839 |  | 0 |  |  |  | 2773.075 |  |  | -1 | 5764066.5 | TCO |  | 584873.1875 |  | 51.4975 | 29562.457 | 29562.457 | 0 | -1 | 0 | 0 | 323.6161 | 14 | 2699 | 0.22571 | 50.5451 | 24666.2871 | 42.1737 | 4896.1685 | 8.3713 |  | 6/1/2031 | 5/31/2041 |  | 0 | 0 | 2036 |  |  |  | 0 | 0 | Real 2021 ¦ 5/8/2023 1:03:19 PM | 15205 | 295.4 |  |  | 584873.1875 | 0 | 0 |  |  |  | 0
REF | ATC | 2036 | 5 | NCR Portfolio | Big Sandy #1_Ext Gas | Big Sandy #1_Ext Gas | 257.4875 | 295 | 66.5839 |  | 0 |  |  |  | 2773.075 |  |  | -1 | 5764066.5 | TCO |  | 584873.1875 |  | 51.4975 | 29562.457 | 29562.457 | 0 | -1 | 0 | 0 | 323.6161 | 14 | 2699 | 0.22571 | 50.5451 | 24666.2871 | 42.1737 | 4896.1685 | 8.3713 |  | 6/1/2031 | 5/31/2041 |  | 0 | 0 | 2036 |  |  |  | 0 | 0 | Real 2021 ¦ 5/8/2023 1:03:19 PM | 15206 | 295.4 |  |  | 584873.1875 | 0 | 0 |  |  |  | 0
REF | ATC | 2036 | 6 | CC Portfolio | Big Sandy #1_Ext Gas | Big Sandy #1_Ext Gas | 257.4875 | 295 | 66.5839 |  | 0 |  |  |  | 2773.075 |  |  | -1 | 5764066.5 | TCO |  | 584873.1875 |  | 51.4975 | 29562.457 | 29562.457 | 0 | -1 | 0 | 0 | 323.6161 | 14 | 2699 | 0.22571 | 50.5451 | 24666.2871 | 42.1737 | 4896.1685 | 8.3713 |  | 6/1/2031 | 5/31/2041 |  | 0 | 0 | 2036 |  |  |  | 0 | 0 | Real 2021 ¦ 5/8/2023 1:03:19 PM | 15207 | 295.4 |  |  | 584873.1875 | 0 | 0 |  |  |  | 0
REF | ATC | 2036 | 7 | REF Mitchell Ext | Big Sandy #1_Ext Gas | Big Sandy #1_Ext Gas | 257.4875 | 295 | 66.5839 |  | 0 |  |  |  | 2773.075 |  |  | -1 | 5764066.5 | TCO |  | 584873.1875 |  | 51.4975 | 29562.457 | 29562.457 | 0 | -1 | 0 | 0 | 323.6161 | 14 | 2699 | 0.22571 | 50.5451 | 24666.2871 | 42.1737 | 4896.1685 | 8.3713 |  | 6/1/2031 | 5/31/2041 |  | 0 | 0 | 2036 |  |  |  | 0 | 0 | Real 2021 ¦ 5/8/2023 1:03:19 PM | 15208 | 295.4 |  |  | 584873.1875 | 0 | 0 |  |  |  | 0
REF | ATC | 2036 | 8 | REF No Wind Portfolio | Big Sandy #1_Ext Gas | Big Sandy #1_Ext Gas | 257.4875 | 295 | 66.5839 |  | 0 |  |  |  | 2773.075 |  |  | -1 | 5764066.5 | TCO |  | 584873.1875 |  | 51.4975 | 29562.457 | 29562.457 | 0 | -1 | 0 | 0 | 323.6161 | 14 | 2699 | 0.22571 | 50.5451 | 24666.2871 | 42.1737 | 4896.1685 | 8.3713 |  | 6/1/2031 | 5/31/2041 |  | 0 | 0 | 2036 |  |  |  | 0 | 0 | Real 2021 ¦ 5/8/2023 1:03:19 PM | 15209 | 295.4 |  |  | 584873.1875 | 0 | 0 |  |  |  | 0
REF | ATC | 2036 | 9 | Preferred Plan | Big Sandy #1_Ext Gas | Big Sandy #1_Ext Gas | 257.4875 | 295 | 66.5839 |  | 0 |  |  |  | 2773.075 |  |  | -1 | 5764066.5 | TCO |  | 584873.1875 |  | 51.4975 | 29562.457 | 29562.457 | 0 | -1 | 0 | 0 | 323.6161 | 14 | 2699 | 0.22571 | 50.5451 | 24666.2871 | 42.1737 | 4896.1685 | 8.3713 |  | 6/1/2031 | 5/31/2041 |  | 0 | 0 | 2036 |  |  |  | 0 | 0 | Real 2021 ¦ 5/8/2023 1:03:19 PM | 15210 | 295.4 |  |  | 584873.1875 | 0 | 0 |  |  |  | 0
REF | ATC | 2036 | 1 | REF Portfolio | Spicewood Solar 2027 | Spicewood Solar 2027 | 22.8598 | 100 | 22.8598 |  | 0 |  |  |  | 14594.0635 |  |  | -1 | 0 | Solar |  | 200800.8594 |  | 0 | 6523.7349 | 6523.7349 | 0 | -1 | 0 | 0 | 0 | 366 | 4394 | 0.2286 | 32.4886 | -6781.2773 | -33.7712 | 13305.0127 | 66.2597 |  | 1/1/2027 | 12/31/2099 |  | 0 | 0 | 2036 |  |  |  | 0 | 0 | Real 2021 ¦ 5/8/2023 1:03:19 PM | 15211 | 100 |  |  | 200800.8594 | 0 | 0 |  |  |  | 0
REF | ATC | 2036 | 2 | REF-HC Portfolio | Spicewood Solar 2027 | Spicewood Solar 2027 | 22.8598 | 100 | 22.8598 |  | 0 |  |  |  | 14594.0635 |  |  | -1 | 0 | Solar |  | 200800.8594 |  | 0 | 6523.7349 | 6523.7349 | 0 | -1 | 0 | 0 | 0 | 366 | 4394 | 0.2286 | 32.4886 | -6781.2773 | -33.7712 | 13305.0127 | 66.2597 |  | 1/1/2027 | 12/31/2099 |  | 0 | 0 | 2036 |  |  |  | 0 | 0 | Real 2021 ¦ 5/8/2023 1:03:19 PM | 15212 | 100 |  |  | 200800.8594 | 0 | 0 |  |  |  | 0
REF | ATC | 2036 | 3 | CETA Portfolio | Spicewood Solar 2027 | Spicewood Solar 2027 | 22.8598 | 100 | 22.8598 |  | 0 |  |  |  | 14594.0635 |  |  | -1 | 0 | Solar |  | 200800.8594 |  | 0 | 6523.7349 | 6523.7349 | 0 | -1 | 0 | 0 | 0 | 366 | 4394 | 0.2286 | 32.4886 | -6781.2773 | -33.7712 | 13305.0127 | 66.2597 |  | 1/1/2027 | 12/31/2099 |  | 0 | 0 | 2036 |  |  |  | 0 | 0 | Real 2021 ¦ 5/8/2023 1:03:19 PM | 15213 | 100 |  |  | 200800.8594 | 0 | 0 |  |  |  | 0
REF | ATC | 2036 | 4 | ECR Portfolio | Spicewood Solar 2027 | Spicewood Solar 2027 | 22.8598 | 100 | 22.8598 |  | 0 |  |  |  | 14594.0635 |  |  | -1 | 0 | Solar |  | 200800.8594 |  | 0 | 6523.7349 | 6523.7349 | 0 | -1 | 0 | 0 | 0 | 366 | 4394 | 0.2286 | 32.4886 | -6781.2773 | -33.7712 | 13305.0127 | 66.2597 |  | 1/1/2027 | 12/31/2099 |  | 0 | 0 | 2036 |  |  |  | 0 | 0 | Real 2021 ¦ 5/8/2023 1:03:19 PM | 15214 | 100 |  |  | 200800.8594 | 0 | 0 |  |  |  | 0
REF | ATC | 2036 | 5 | NCR Portfolio | Spicewood Solar 2027 | Spicewood Solar 2027 | 22.8598 | 100 | 22.8598 |  | 0 |  |  |  | 14594.0635 |  |  | -1 | 0 | Solar |  | 200800.8594 |  | 0 | 6523.7349 | 6523.7349 | 0 | -1 | 0 | 0 | 0 | 366 | 4394 | 0.2286 | 32.4886 | -6781.2773 | -33.7712 | 13305.0127 | 66.2597 |  | 1/1/2027 | 12/31/2099 |  | 0 | 0 | 2036 |  |  |  | 0 | 0 | Real 2021 ¦ 5/8/2023 1:03:19 PM | 15215 | 100 |  |  | 200800.8594 | 0 | 0 |  |  |  | 0
REF | ATC | 2036 | 6 | CC Portfolio | Spicewood Solar 2027 | Spicewood Solar 2027 | 22.8598 | 100 | 22.8598 |  | 0 |  |  |  | 14594.0635 |  |  | -1 | 0 | Solar |  | 200800.8594 |  | 0 | 6523.7349 | 6523.7349 | 0 | -1 | 0 | 0 | 0 | 366 | 4394 | 0.2286 | 32.4886 | -6781.2773 | -33.7712 | 13305.0127 | 66.2597 |  | 1/1/2027 | 12/31/2099 |  | 0 | 0 | 2036 |  |  |  | 0 | 0 | Real 2021 ¦ 5/8/2023 1:03:19 PM | 15216 | 100 |  |  | 200800.8594 | 0 | 0 |  |  |  | 0
REF | ATC | 2036 | 7 | REF Mitchell Ext | Spicewood Solar 2027 | Spicewood Solar 2027 | 22.8598 | 100 | 22.8598 |  | 0 |  |  |  | 14594.0635 |  |  | -1 | 0 | Solar |  | 200800.8594 |  | 0 | 6523.7349 | 6523.7349 | 0 | -1 | 0 | 0 | 0 | 366 | 4394 | 0.2286 | 32.4886 | -6781.2773 | -33.7712 | 13305.0127 | 66.2597 |  | 1/1/2027 | 12/31/2099 |  | 0 | 0 | 2036 |  |  |  | 0 | 0 | Real 2021 ¦ 5/8/2023 1:03:19 PM | 15217 | 100 |  |  | 200800.8594 | 0 | 0 |  |  |  | 0
REF | ATC | 2036 | 8 | REF No Wind Portfolio | Spicewood Solar 2027 | Spicewood Solar 2027 | 22.8598 | 100 | 22.8598 |  | 0 |  |  |  | 14594.0635 |  |  | -1 | 0 | Solar |  | 200800.8594 |  | 0 | 6523.7349 | 6523.7349 | 0 | -1 | 0 | 0 | 0 | 366 | 4394 | 0.2286 | 32.4886 | -6781.2773 | -33.7712 | 13305.0127 | 66.2597 |  | 1/1/2027 | 12/31/2099 |  | 0 | 0 | 2036 |  |  |  | 0 | 0 | Real 2021 ¦ 5/8/2023 1:03:19 PM | 15218 | 100 |  |  | 200800.8594 | 0 | 0 |  |  |  | 0
REF | ATC | 2036 | 9 | Preferred Plan | Spicewood Solar 2027 | Spicewood Solar 2027 | 22.8598 | 100 | 22.8598 |  | 0 |  |  |  | 14594.0635 |  |  | -1 | 0 | Solar |  | 200800.8594 |  | 0 | 6523.7349 | 6523.7349 | 0 | -1 | 0 | 0 | 0 | 366 | 4394 | 0.2286 | 32.4886 | -6781.2773 | -33.7712 | 13305.0127 | 66.2597 |  | 1/1/2027 | 12/31/2099 |  | 0 | 0 | 2036 |  |  |  | 0 | 0 | Real 2021 ¦ 5/8/2023 1:03:19 PM | 15219 | 100 |  |  | 200800.8594 | 0 | 0 |  |  |  | 0
REF | ATC | 2036 | 1 | REF Portfolio | DSM Resources | DSM Resources | 0.057172 | 5.4 | 0.057172 |  | 0 |  |  |  | 0 |  |  | -1 | 0 | DSM_EE |  | 502.2 |  | 0 | 19.8185 | 19.8185 | 0 | -1 | 0 | 0 | 0 | 92 | 93 | 0.010587 | 39.4633 | 0 | 0 | 19.8185 | 39.4633 |  | 1/1/2022 | 12/31/2099 |  | 0 | 0 | 2036 |  |  |  | 0 | 0 | Real 2021 ¦ 5/8/2023 1:03:19 PM | 15220 | 5.4 |  |  | 502.2 | 0 | 0 |  |  |  | 0
REF | ATC | 2036 | 2 | REF-HC Portfolio | DSM Resources | DSM Resources | 0.057172 | 5.4 | 0.057172 |  | 0 |  |  |  | 0 |  |  | -1 | 0 | DSM_EE |  | 502.2 |  | 0 | 19.8185 | 19.8185 | 0 | -1 | 0 | 0 | 0 | 92 | 93 | 0.010587 | 39.4633 | 0 | 0 | 19.8185 | 39.4633 |  | 1/1/2022 | 12/31/2099 |  | 0 | 0 | 2036 |  |  |  | 0 | 0 | Real 2021 ¦ 5/8/2023 1:03:19 PM | 15221 | 5.4 |  |  | 502.2 | 0 | 0 |  |  |  | 0
REF | ATC | 2036 | 3 | CETA Portfolio | DSM Resources | DSM Resources | 0.057172 | 5.4 | 0.057172 |  | 0 |  |  |  | 0 |  |  | -1 | 0 | DSM_EE |  | 502.2 |  | 0 | 19.8185 | 19.8185 | 0 | -1 | 0 | 0 | 0 | 92 | 93 | 0.010587 | 39.4633 | 0 | 0 | 19.8185 | 39.4633 |  | 1/1/2022 | 12/31/2099 |  | 0 | 0 | 2036 |  |  |  | 0 | 0 | Real 2021 ¦ 5/8/2023 1:03:19 PM | 15222 | 5.4 |  |  | 502.2 | 0 | 0 |  |  |  | 0
REF | ATC | 2036 | 4 | ECR Portfolio | DSM Resources | DSM Resources | 0.057172 | 5.4 | 0.057172 |  | 0 |  |  |  | 0 |  |  | -1 | 0 | DSM_EE |  | 502.2 |  | 0 | 19.8185 | 19.8185 | 0 | -1 | 0 | 0 | 0 | 92 | 93 | 0.010587 | 39.4633 | 0 | 0 | 19.8185 | 39.4633 |  | 1/1/2022 | 12/31/2099 |  | 0 | 0 | 2036 |  |  |  | 0 | 0 | Real 2021 ¦ 5/8/2023 1:03:19 PM | 15223 | 5.4 |  |  | 502.2 | 0 | 0 |  |  |  | 0
REF | ATC | 2036 | 5 | NCR Portfolio | DSM Resources | DSM Resources | 0.057172 | 5.4 | 0.057172 |  | 0 |  |  |  | 0 |  |  | -1 | 0 | DSM_EE |  | 502.2 |  | 0 | 19.8185 | 19.8185 | 0 | -1 | 0 | 0 | 0 | 92 | 93 | 0.010587 | 39.4633 | 0 | 0 | 19.8185 | 39.4633 |  | 1/1/2022 | 12/31/2099 |  | 0 | 0 | 2036 |  |  |  | 0 | 0 | Real 2021 ¦ 5/8/2023 1:03:19 PM | 15224 | 5.4 |  |  | 502.2 | 0 | 0 |  |  |  | 0
REF | ATC | 2036 | 6 | CC Portfolio | DSM Resources | DSM Resources | 0.057172 | 5.4 | 0.057172 |  | 0 |  |  |  | 0 |  |  | -1 | 0 | DSM_EE |  | 502.2 |  | 0 | 19.8185 | 19.8185 | 0 | -1 | 0 | 0 | 0 | 92 | 93 | 0.010587 | 39.4633 | 0 | 0 | 19.8185 | 39.4633 |  | 1/1/2022 | 12/31/2099 |  | 0 | 0 | 2036 |  |  |  | 0 | 0 | Real 2021 ¦ 5/8/2023 1:03:19 PM | 15225 | 5.4 |  |  | 502.2 | 0 | 0 |  |  |  | 0
REF | ATC | 2036 | 7 | REF Mitchell Ext | DSM Resources | DSM Resources | 0.057172 | 5.4 | 0.057172 |  | 0 |  |  |  | 0 |  |  | -1 | 0 | DSM_EE |  | 502.2 |  | 0 | 19.8185 | 19.8185 | 0 | -1 | 0 | 0 | 0 | 92 | 93 | 0.010587 | 39.4633 | 0 | 0 | 19.8185 | 39.4633 |  | 1/1/2022 | 12/31/2099 |  | 0 | 0 | 2036 |  |  |  | 0 | 0 | Real 2021 ¦ 5/8/2023 1:03:19 PM | 15226 | 5.4 |  |  | 502.2 | 0 | 0 |  |  |  | 0
REF | ATC | 2036 | 8 | REF No Wind Portfolio | DSM Resources | DSM Resources | 0.057172 | 5.4 | 0.057172 |  | 0 |  |  |  | 0 |  |  | -1 | 0 | DSM_EE |  | 502.2 |  | 0 | 19.8185 | 19.8185 | 0 | -1 | 0 | 0 | 0 | 92 | 93 | 0.010587 | 39.4633 | 0 | 0 | 19.8185 | 39.4633 |  | 1/1/2022 | 12/31/2099 |  | 0 | 0 | 2036 |  |  |  | 0 | 0 | Real 2021 ¦ 5/8/2023 1:03:19 PM | 15227 | 5.4 |  |  | 502.2 | 0 | 0 |  |  |  | 0
REF | ATC | 2036 | 9 | Preferred Plan | DSM Resources | DSM Resources | 0.057172 | 5.4 | 0.057172 |  | 0 |  |  |  | 0 |  |  | -1 | 0 | DSM_EE |  | 502.2 |  | 0 | 19.8185 | 19.8185 | 0 | -1 | 0 | 0 | 0 | 92 | 93 | 0.010587 | 39.4633 | 0 | 0 | 19.8185 | 39.4633 |  | 1/1/2022 | 12/31/2099 |  | 0 | 0 | 2036 |  |  |  | 0 | 0 | Real 2021 ¦ 5/8/2023 1:03:19 PM | 15228 | 5.4 |  |  | 502.2 | 0 | 0 |  |  |  | 0
REF | ATC | 2036 | 1 | REF Portfolio | Residential - Low/Medium_23-25 | Residential - Low/Medium_23-25 | 0 | 0 | 0 |  | 0 |  |  |  | 0 |  |  | -1 | 0 | DSM_EE |  | 0 |  | 0 | 0 | 0 | 0 | -1 | 0 | 0 | 0 | 0 | 0 |  |  | 0 |  | 0 |  |  | 1/1/2023 | 12/31/2099 |  | 0 | 0 | 2036 |  |  |  | 0 | 0 | Real 2021 ¦ 5/8/2023 1:03:19 PM | 15229 | 0 |  |  | 0 | 0 | 0 |  |  |  | 0
REF | ATC | 2036 | 5 | NCR Portfolio | Residential - Low/Medium_23-25 | Residential - Low/Medium_23-25 | 0 | 0 | 0 |  | 0 |  |  |  | 0 |  |  | -1 | 0 | DSM_EE |  | 0 |  | 0 | 0 | 0 | 0 | -1 | 0 | 0 | 0 | 0 | 0 |  |  | 0 |  | 0 |  |  | 1/1/2023 | 12/31/2099 |  | 0 | 0 | 2036 |  |  |  | 0 | 0 | Real 2021 ¦ 5/8/2023 1:03:19 PM | 15230 | 0 |  |  | 0 | 0 | 0 |  |  |  | 0
REF | ATC | 2036 | 6 | CC Portfolio | Residential - Low/Medium_23-25 | Residential - Low/Medium_23-25 | 0 | 0 | 0 |  | 0 |  |  |  | 0 |  |  | -1 | 0 | DSM_EE |  | 0 |  | 0 | 0 | 0 | 0 | -1 | 0 | 0 | 0 | 0 | 0 |  |  | 0 |  | 0 |  |  | 1/1/2023 | 12/31/2099 |  | 0 | 0 | 2036 |  |  |  | 0 | 0 | Real 2021 ¦ 5/8/2023 1:03:19 PM | 15231 | 0 |  |  | 0 | 0 | 0 |  |  |  | 0
REF | ATC | 2036 | 7 | REF Mitchell Ext | Residential - Low/Medium_23-25 | Residential - Low/Medium_23-25 | 0 | 0 | 0 |  | 0 |  |  |  | 0 |  |  | -1 | 0 | DSM_EE |  | 0 |  | 0 | 0 | 0 | 0 | -1 | 0 | 0 | 0 | 0 | 0 |  |  | 0 |  | 0 |  |  | 1/1/2023 | 12/31/2099 |  | 0 | 0 | 2036 |  |  |  | 0 | 0 | Real 2021 ¦ 5/8/2023 1:03:19 PM | 15232 | 0 |  |  | 0 | 0 | 0 |  |  |  | 0
REF | ATC | 2036 | 9 | Preferred Plan | Residential - Low/Medium_23-25 | Residential - Low/Medium_23-25 | 0 | 0 | 0 |  | 0 |  |  |  | 0 |  |  | -1 | 0 | DSM_EE |  | 0 |  | 0 | 0 | 0 | 0 | -1 | 0 | 0 | 0 | 0 | 0 |  |  | 0 |  | 0 |  |  | 1/1/2023 | 12/31/2099 |  | 0 | 0 | 2036 |  |  |  | 0 | 0 | Real 2021 ¦ 5/8/2023 1:03:19 PM | 15233 | 0 |  |  | 0 | 0 | 0 |  |  |  | 0
REF | ATC | 2036 | 5 | NCR Portfolio | Residential - High_23-25 | Residential - High_23-25 | 0 | 0 | 0 |  | 0 |  |  |  | 0 |  |  | -1 | 0 | DSM_EE |  | 0 |  | 0 | 0 | 0 | 0 | -1 | 0 | 0 | 0 | 0 | 0 |  |  | 0 |  | 0 |  |  | 1/1/2023 | 12/31/2099 |  | 0 | 0 | 2036 |  |  |  | 0 | 0 | Real 2021 ¦ 5/8/2023 1:03:19 PM | 15234 | 0 |  |  | 0 | 0 | 0 |  |  |  | 0
REF | ATC | 2036 | 1 | REF Portfolio | C&I - Low_23-25 | C&I - Low_23-25 | 0.42746 | 3741.8269 | 0.42746 |  | 0 |  |  |  | 0 |  |  | -1 | 0 | DSM_EE |  | 3754.8164 |  | 0 | 139.2737 | 139.2737 | 0 | -1 | 0 | 0 | 0 | 366 | 8784 | 0.00011424 | 37.092 | 0 | 0 | 139.2737 | 37.092 |  | 1/1/2023 | 12/31/2099 |  | 0 | 0 | 2036 |  |  |  | 0 | 0 | Real 2021 ¦ 5/8/2023 1:03:19 PM | 15235 | 3741.8269 |  |  | 3754.8164 | 0 | 0 |  |  |  | 0
REF | ATC | 2036 | 2 | REF-HC Portfolio | C&I - Low_23-25 | C&I - Low_23-25 | 0.42746 | 3741.8269 | 0.42746 |  | 0 |  |  |  | 0 |  |  | -1 | 0 | DSM_EE |  | 3754.8164 |  | 0 | 139.2737 | 139.2737 | 0 | -1 | 0 | 0 | 0 | 366 | 8784 | 0.00011424 | 37.092 | 0 | 0 | 139.2737 | 37.092 |  | 1/1/2023 | 12/31/2099 |  | 0 | 0 | 2036 |  |  |  | 0 | 0 | Real 2021 ¦ 5/8/2023 1:03:19 PM | 15236 | 3741.8269 |  |  | 3754.8164 | 0 | 0 |  |  |  | 0
REF | ATC | 2036 | 3 | CETA Portfolio | C&I - Low_23-25 | C&I - Low_23-25 | 0.42746 | 3741.8269 | 0.42746 |  | 0 |  |  |  | 0 |  |  | -1 | 0 | DSM_EE |  | 3754.8164 |  | 0 | 139.2737 | 139.2737 | 0 | -1 | 0 | 0 | 0 | 366 | 8784 | 0.00011424 | 37.092 | 0 | 0 | 139.2737 | 37.092 |  | 1/1/2023 | 12/31/2099 |  | 0 | 0 | 2036 |  |  |  | 0 | 0 | Real 2021 ¦ 5/8/2023 1:03:19 PM | 15237 | 3741.8269 |  |  | 3754.8164 | 0 | 0 |  |  |  | 0
REF | ATC | 2036 | 5 | NCR Portfolio | C&I - Low_23-25 | C&I - Low_23-25 | 0.42746 | 3741.8269 | 0.42746 |  | 0 |  |  |  | 0 |  |  | -1 | 0 | DSM_EE |  | 3754.8164 |  | 0 | 139.2737 | 139.2737 | 0 | -1 | 0 | 0 | 0 | 366 | 8784 | 0.00011424 | 37.092 | 0 | 0 | 139.2737 | 37.092 |  | 1/1/2023 | 12/31/2099 |  | 0 | 0 | 2036 |  |  |  | 0 | 0 | Real 2021 ¦ 5/8/2023 1:03:19 PM | 15238 | 3741.8269 |  |  | 3754.8164 | 0 | 0 |  |  |  | 0
REF | ATC | 2036 | 6 | CC Portfolio | C&I - Low_23-25 | C&I - Low_23-25 | 0.42746 | 3741.8269 | 0.42746 |  | 0 |  |  |  | 0 |  |  | -1 | 0 | DSM_EE |  | 3754.8164 |  | 0 | 139.2737 | 139.2737 | 0 | -1 | 0 | 0 | 0 | 366 | 8784 | 0.00011424 | 37.092 | 0 | 0 | 139.2737 | 37.092 |  | 1/1/2023 | 12/31/2099 |  | 0 | 0 | 2036 |  |  |  | 0 | 0 | Real 2021 ¦ 5/8/2023 1:03:19 PM | 15239 | 3741.8269 |  |  | 3754.8164 | 0 | 0 |  |  |  | 0
REF | ATC | 2036 | 7 | REF Mitchell Ext | C&I - Low_23-25 | C&I - Low_23-25 | 0.42746 | 3741.8269 | 0.42746 |  | 0 |  |  |  | 0 |  |  | -1 | 0 | DSM_EE |  | 3754.8164 |  | 0 | 139.2737 | 139.2737 | 0 | -1 | 0 | 0 | 0 | 366 | 8784 | 0.00011424 | 37.092 | 0 | 0 | 139.2737 | 37.092 |  | 1/1/2023 | 12/31/2099 |  | 0 | 0 | 2036 |  |  |  | 0 | 0 | Real 2021 ¦ 5/8/2023 1:03:19 PM | 15240 | 3741.8269 |  |  | 3754.8164 | 0 | 0 |  |  |  | 0
REF | ATC | 2036 | 9 | Preferred Plan | C&I - Low_23-25 | C&I - Low_23-25 | 0.42746 | 3741.8269 | 0.42746 |  | 0 |  |  |  | 0 |  |  | -1 | 0 | DSM_EE |  | 3754.8164 |  | 0 | 139.2737 | 139.2737 | 0 | -1 | 0 | 0 | 0 | 366 | 8784 | 0.00011424 | 37.092 | 0 | 0 | 139.2737 | 37.092 |  | 1/1/2023 | 12/31/2099 |  | 0 | 0 | 2036 |  |  |  | 0 | 0 | Real 2021 ¦ 5/8/2023 1:03:19 PM | 15241 | 3741.8269 |  |  | 3754.8164 | 0 | 0 |  |  |  | 0
REF | ATC | 2036 | 1 | REF Portfolio | IQW_23-25 | IQW_23-25 | 0.0066021 | 57.8 | 0.0066021 |  | 0 |  |  |  | 0 |  |  | -1 | 0 | DSM_EE |  | 57.9927 |  | 0 | 2.2945 | 2.2945 | 0 | -1 | 0 | 0 | 0 | 366 | 8784 | 0.00011422 | 39.5649 | 0 | 0 | 2.2945 | 39.5649 |  | 1/1/2023 | 12/31/2099 |  | 0 | 0 | 2036 |  |  |  | 0 | 0 | Real 2021 ¦ 5/8/2023 1:03:19 PM | 15242 | 57.8 |  |  | 57.9927 | 0 | 0 |  |  |  | 0
REF | ATC | 2036 | 2 | REF-HC Portfolio | IQW_23-25 | IQW_23-25 | 0.0066021 | 57.8 | 0.0066021 |  | 0 |  |  |  | 0 |  |  | -1 | 0 | DSM_EE |  | 57.9927 |  | 0 | 2.2945 | 2.2945 | 0 | -1 | 0 | 0 | 0 | 366 | 8784 | 0.00011422 | 39.5649 | 0 | 0 | 2.2945 | 39.5649 |  | 1/1/2023 | 12/31/2099 |  | 0 | 0 | 2036 |  |  |  | 0 | 0 | Real 2021 ¦ 5/8/2023 1:03:19 PM | 15243 | 57.8 |  |  | 57.9927 | 0 | 0 |  |  |  | 0
REF | ATC | 2036 | 3 | CETA Portfolio | IQW_23-25 | IQW_23-25 | 0.0066021 | 57.8 | 0.0066021 |  | 0 |  |  |  | 0 |  |  | -1 | 0 | DSM_EE |  | 57.9927 |  | 0 | 2.2945 | 2.2945 | 0 | -1 | 0 | 0 | 0 | 366 | 8784 | 0.00011422 | 39.5649 | 0 | 0 | 2.2945 | 39.5649 |  | 1/1/2023 | 12/31/2099 |  | 0 | 0 | 2036 |  |  |  | 0 | 0 | Real 2021 ¦ 5/8/2023 1:03:19 PM | 15244 | 57.8 |  |  | 57.9927 | 0 | 0 |  |  |  | 0
REF | ATC | 2036 | 4 | ECR Portfolio | IQW_23-25 | IQW_23-25 | 0.0066021 | 57.8 | 0.0066021 |  | 0 |  |  |  | 0 |  |  | -1 | 0 | DSM_EE |  | 57.9927 |  | 0 | 2.2945 | 2.2945 | 0 | -1 | 0 | 0 | 0 | 366 | 8784 | 0.00011422 | 39.5649 | 0 | 0 | 2.2945 | 39.5649 |  | 1/1/2023 | 12/31/2099 |  | 0 | 0 | 2036 |  |  |  | 0 | 0 | Real 2021 ¦ 5/8/2023 1:03:19 PM | 15245 | 57.8 |  |  | 57.9927 | 0 | 0 |  |  |  | 0
REF | ATC | 2036 | 5 | NCR Portfolio | IQW_23-25 | IQW_23-25 | 0.0066021 | 57.8 | 0.0066021 |  | 0 |  |  |  | 0 |  |  | -1 | 0 | DSM_EE |  | 57.9927 |  | 0 | 2.2945 | 2.2945 | 0 | -1 | 0 | 0 | 0 | 366 | 8784 | 0.00011422 | 39.5649 | 0 | 0 | 2.2945 | 39.5649 |  | 1/1/2023 | 12/31/2099 |  | 0 | 0 | 2036 |  |  |  | 0 | 0 | Real 2021 ¦ 5/8/2023 1:03:19 PM | 15246 | 57.8 |  |  | 57.9927 | 0 | 0 |  |  |  | 0
REF | ATC | 2036 | 6 | CC Portfolio | IQW_23-25 | IQW_23-25 | 0.0066021 | 57.8 | 0.0066021 |  | 0 |  |  |  | 0 |  |  | -1 | 0 | DSM_EE |  | 57.9927 |  | 0 | 2.2945 | 2.2945 | 0 | -1 | 0 | 0 | 0 | 366 | 8784 | 0.00011422 | 39.5649 | 0 | 0 | 2.2945 | 39.5649 |  | 1/1/2023 | 12/31/2099 |  | 0 | 0 | 2036 |  |  |  | 0 | 0 | Real 2021 ¦ 5/8/2023 1:03:19 PM | 15247 | 57.8 |  |  | 57.9927 | 0 | 0 |  |  |  | 0
REF | ATC | 2036 | 7 | REF Mitchell Ext | IQW_23-25 | IQW_23-25 | 0.0066021 | 57.8 | 0.0066021 |  | 0 |  |  |  | 0 |  |  | -1 | 0 | DSM_EE |  | 57.9927 |  | 0 | 2.2945 | 2.2945 | 0 | -1 | 0 | 0 | 0 | 366 | 8784 | 0.00011422 | 39.5649 | 0 | 0 | 2.2945 | 39.5649 |  | 1/1/2023 | 12/31/2099 |  | 0 | 0 | 2036 |  |  |  | 0 | 0 | Real 2021 ¦ 5/8/2023 1:03:19 PM | 15248 | 57.8 |  |  | 57.9927 | 0 | 0 |  |  |  | 0
REF | ATC | 2036 | 8 | REF No Wind Portfolio | IQW_23-25 | IQW_23-25 | 0.0066021 | 57.8 | 0.0066021 |  | 0 |  |  |  | 0 |  |  | -1 | 0 | DSM_EE |  | 57.9927 |  | 0 | 2.2945 | 2.2945 | 0 | -1 | 0 | 0 | 0 | 366 | 8784 | 0.00011422 | 39.5649 | 0 | 0 | 2.2945 | 39.5649 |  | 1/1/2023 | 12/31/2099 |  | 0 | 0 | 2036 |  |  |  | 0 | 0 | Real 2021 ¦ 5/8/2023 1:03:19 PM | 15249 | 57.8 |  |  | 57.9927 | 0 | 0 |  |  |  | 0
REF | ATC | 2036 | 9 | Preferred Plan | IQW_23-25 | IQW_23-25 | 0.0066021 | 57.8 | 0.0066021 |  | 0 |  |  |  | 0 |  |  | -1 | 0 | DSM_EE |  | 57.9927 |  | 0 | 2.2945 | 2.2945 | 0 | -1 | 0 | 0 | 0 | 366 | 8784 | 0.00011422 | 39.5649 | 0 | 0 | 2.2945 | 39.5649 |  | 1/1/2023 | 12/31/2099 |  | 0 | 0 | 2036 |  |  |  | 0 | 0 | Real 2021 ¦ 5/8/2023 1:03:19 PM | 15250 | 57.8 |  |  | 57.9927 | 0 | 0 |  |  |  | 0
REF | ATC | 2036 | 1 | REF Portfolio | Residential - Low/Medium_26-30 | Residential - Low/Medium_26-30 | 1.505 | 13175.5029 | 1.505 |  | 0 |  |  |  | 0 |  |  | -1 | 0 | DSM_EE |  | 13220.0713 |  | 0 | 510.7937 | 510.7937 | 0 | -1 | 0 | 0 | 0 | 366 | 8784 | 0.00011423 | 38.6377 | 0 | 0 | 510.7937 | 38.6377 |  | 1/1/2026 | 12/31/2099 |  | 0 | 0 | 2036 |  |  |  | 0 | 0 | Real 2021 ¦ 5/8/2023 1:03:19 PM | 15251 | 13175.5029 |  |  | 13220.0713 | 0 | 0 |  |  |  | 0
REF | ATC | 2036 | 3 | CETA Portfolio | Residential - Low/Medium_26-30 | Residential - Low/Medium_26-30 | 1.505 | 13175.5029 | 1.505 |  | 0 |  |  |  | 0 |  |  | -1 | 0 | DSM_EE |  | 13220.0713 |  | 0 | 510.7937 | 510.7937 | 0 | -1 | 0 | 0 | 0 | 366 | 8784 | 0.00011423 | 38.6377 | 0 | 0 | 510.7937 | 38.6377 |  | 1/1/2026 | 12/31/2099 |  | 0 | 0 | 2036 |  |  |  | 0 | 0 | Real 2021 ¦ 5/8/2023 1:03:19 PM | 15252 | 13175.5029 |  |  | 13220.0713 | 0 | 0 |  |  |  | 0
REF | ATC | 2036 | 5 | NCR Portfolio | Residential - Low/Medium_26-30 | Residential - Low/Medium_26-30 | 1.505 | 13175.5029 | 1.505 |  | 0 |  |  |  | 0 |  |  | -1 | 0 | DSM_EE |  | 13220.0713 |  | 0 | 510.7937 | 510.7937 | 0 | -1 | 0 | 0 | 0 | 366 | 8784 | 0.00011423 | 38.6377 | 0 | 0 | 510.7937 | 38.6377 |  | 1/1/2026 | 12/31/2099 |  | 0 | 0 | 2036 |  |  |  | 0 | 0 | Real 2021 ¦ 5/8/2023 1:03:19 PM | 15253 | 13175.5029 |  |  | 13220.0713 | 0 | 0 |  |  |  | 0
REF | ATC | 2036 | 6 | CC Portfolio | Residential - Low/Medium_26-30 | Residential - Low/Medium_26-30 | 1.505 | 13175.5029 | 1.505 |  | 0 |  |  |  | 0 |  |  | -1 | 0 | DSM_EE |  | 13220.0713 |  | 0 | 510.7937 | 510.7937 | 0 | -1 | 0 | 0 | 0 | 366 | 8784 | 0.00011423 | 38.6377 | 0 | 0 | 510.7937 | 38.6377 |  | 1/1/2026 | 12/31/2099 |  | 0 | 0 | 2036 |  |  |  | 0 | 0 | Real 2021 ¦ 5/8/2023 1:03:19 PM | 15254 | 13175.5029 |  |  | 13220.0713 | 0 | 0 |  |  |  | 0
REF | ATC | 2036 | 7 | REF Mitchell Ext | Residential - Low/Medium_26-30 | Residential - Low/Medium_26-30 | 1.505 | 13175.5029 | 1.505 |  | 0 |  |  |  | 0 |  |  | -1 | 0 | DSM_EE |  | 13220.0713 |  | 0 | 510.7937 | 510.7937 | 0 | -1 | 0 | 0 | 0 | 366 | 8784 | 0.00011423 | 38.6377 | 0 | 0 | 510.7937 | 38.6377 |  | 1/1/2026 | 12/31/2099 |  | 0 | 0 | 2036 |  |  |  | 0 | 0 | Real 2021 ¦ 5/8/2023 1:03:19 PM | 15255 | 13175.5029 |  |  | 13220.0713 | 0 | 0 |  |  |  | 0
REF | ATC | 2036 | 9 | Preferred Plan | Residential - Low/Medium_26-30 | Residential - Low/Medium_26-30 | 1.505 | 13175.5029 | 1.505 |  | 0 |  |  |  | 0 |  |  | -1 | 0 | DSM_EE |  | 13220.0713 |  | 0 | 510.7937 | 510.7937 | 0 | -1 | 0 | 0 | 0 | 366 | 8784 | 0.00011423 | 38.6377 | 0 | 0 | 510.7937 | 38.6377 |  | 1/1/2026 | 12/31/2099 |  | 0 | 0 | 2036 |  |  |  | 0 | 0 | Real 2021 ¦ 5/8/2023 1:03:19 PM | 15256 | 13175.5029 |  |  | 13220.0713 | 0 | 0 |  |  |  | 0
REF | ATC | 2036 | 5 | NCR Portfolio | Residential - High_26-30 | Residential - High_26-30 | 0.62423 | 5464.9761 | 0.62423 |  | 0 |  |  |  | 0 |  |  | -1 | 0 | DSM_EE |  | 5483.2441 |  | 0 | 217.1342 | 217.1342 | 0 | -1 | 0 | 0 | 0 | 366 | 8784 | 0.00011422 | 39.5996 | 0 | 0 | 217.1342 | 39.5996 |  | 1/1/2026 | 12/31/2099 |  | 0 | 0 | 2036 |  |  |  | 0 | 0 | Real 2021 ¦ 5/8/2023 1:03:19 PM | 15257 | 5464.9761 |  |  | 5483.2441 | 0 | 0 |  |  |  | 0
REF | ATC | 2036 | 6 | CC Portfolio | Residential - High_26-30 | Residential - High_26-30 | 0.62423 | 5464.9761 | 0.62423 |  | 0 |  |  |  | 0 |  |  | -1 | 0 | DSM_EE |  | 5483.2441 |  | 0 | 217.1342 | 217.1342 | 0 | -1 | 0 | 0 | 0 | 366 | 8784 | 0.00011422 | 39.5996 | 0 | 0 | 217.1342 | 39.5996 |  | 1/1/2026 | 12/31/2099 |  | 0 | 0 | 2036 |  |  |  | 0 | 0 | Real 2021 ¦ 5/8/2023 1:03:19 PM | 15258 | 5464.9761 |  |  | 5483.2441 | 0 | 0 |  |  |  | 0
REF | ATC | 2036 | 9 | Preferred Plan | Residential - High_26-30 | Residential - High_26-30 | 0.62423 | 5464.9761 | 0.62423 |  | 0 |  |  |  | 0 |  |  | -1 | 0 | DSM_EE |  | 5483.2441 |  | 0 | 217.1342 | 217.1342 | 0 | -1 | 0 | 0 | 0 | 366 | 8784 | 0.00011422 | 39.5996 | 0 | 0 | 217.1342 | 39.5996 |  | 1/1/2026 | 12/31/2099 |  | 0 | 0 | 2036 |  |  |  | 0 | 0 | Real 2021 ¦ 5/8/2023 1:03:19 PM | 15259 | 5464.9761 |  |  | 5483.2441 | 0 | 0 |  |  |  | 0
REF | ATC | 2036 | 2 | REF-HC Portfolio | Residential - Behavior_26-30 | Residential - Behavior_26-30 | 0 | 0 | 0 |  | 0 |  |  |  | 0 |  |  | -1 | 0 | DSM_EE |  | 0 |  | 0 | 0 | 0 | 0 | -1 | 0 | 0 | 0 | 0 | 0 |  |  | 0 |  | 0 |  |  | 1/1/2026 | 12/31/2099 |  | 0 | 0 | 2036 |  |  |  | 0 | 0 | Real 2021 ¦ 5/8/2023 1:03:19 PM | 15260 | 0 |  |  | 0 | 0 | 0 |  |  |  | 0
REF | ATC | 2036 | 5 | NCR Portfolio | Residential - Behavior_26-30 | Residential - Behavior_26-30 | 0 | 0 | 0 |  | 0 |  |  |  | 0 |  |  | -1 | 0 | DSM_EE |  | 0 |  | 0 | 0 | 0 | 0 | -1 | 0 | 0 | 0 | 0 | 0 |  |  | 0 |  | 0 |  |  | 1/1/2026 | 12/31/2099 |  | 0 | 0 | 2036 |  |  |  | 0 | 0 | Real 2021 ¦ 5/8/2023 1:03:19 PM | 15261 | 0 |  |  | 0 | 0 | 0 |  |  |  | 0
REF | ATC | 2036 | 6 | CC Portfolio | Residential - Behavior_26-30 | Residential - Behavior_26-30 | 0 | 0 | 0 |  | 0 |  |  |  | 0 |  |  | -1 | 0 | DSM_EE |  | 0 |  | 0 | 0 | 0 | 0 | -1 | 0 | 0 | 0 | 0 | 0 |  |  | 0 |  | 0 |  |  | 1/1/2026 | 12/31/2099 |  | 0 | 0 | 2036 |  |  |  | 0 | 0 | Real 2021 ¦ 5/8/2023 1:03:19 PM | 15262 | 0 |  |  | 0 | 0 | 0 |  |  |  | 0
REF | ATC | 2036 | 8 | REF No Wind Portfolio | Residential - Behavior_26-30 | Residential - Behavior_26-30 | 0 | 0 | 0 |  | 0 |  |  |  | 0 |  |  | -1 | 0 | DSM_EE |  | 0 |  | 0 | 0 | 0 | 0 | -1 | 0 | 0 | 0 | 0 | 0 |  |  | 0 |  | 0 |  |  | 1/1/2026 | 12/31/2099 |  | 0 | 0 | 2036 |  |  |  | 0 | 0 | Real 2021 ¦ 5/8/2023 1:03:19 PM | 15263 | 0 |  |  | 0 | 0 | 0 |  |  |  | 0
REF | ATC | 2036 | 9 | Preferred Plan | Residential - Behavior_26-30 | Residential - Behavior_26-30 | 0 | 0 | 0 |  | 0 |  |  |  | 0 |  |  | -1 | 0 | DSM_EE |  | 0 |  | 0 | 0 | 0 | 0 | -1 | 0 | 0 | 0 | 0 | 0 |  |  | 0 |  | 0 |  |  | 1/1/2026 | 12/31/2099 |  | 0 | 0 | 2036 |  |  |  | 0 | 0 | Real 2021 ¦ 5/8/2023 1:03:19 PM | 15264 | 0 |  |  | 0 | 0 | 0 |  |  |  | 0
REF | ATC | 2036 | 1 | REF Portfolio | C&I - Low_26-30 | C&I - Low_26-30 | 5.6946 | 49881.3008 | 5.6946 |  | 0 |  |  |  | 0 |  |  | -1 | 0 | DSM_EE |  | 50021.75 |  | 0 | 1863.953 | 1863.953 | 0 | -1 | 0 | 0 | 0 | 366 | 8784 | 0.00011416 | 37.2629 | 0 | 0 | 1863.953 | 37.2629 |  | 1/1/2026 | 12/31/2099 |  | 0 | 0 | 2036 |  |  |  | 0 | 0 | Real 2021 ¦ 5/8/2023 1:03:19 PM | 15265 | 49881.3008 |  |  | 50021.75 | 0 | 0 |  |  |  | 0
REF | ATC | 2036 | 2 | REF-HC Portfolio | C&I - Low_26-30 | C&I - Low_26-30 | 5.6946 | 49881.3008 | 5.6946 |  | 0 |  |  |  | 0 |  |  | -1 | 0 | DSM_EE |  | 50021.75 |  | 0 | 1863.953 | 1863.953 | 0 | -1 | 0 | 0 | 0 | 366 | 8784 | 0.00011416 | 37.2629 | 0 | 0 | 1863.953 | 37.2629 |  | 1/1/2026 | 12/31/2099 |  | 0 | 0 | 2036 |  |  |  | 0 | 0 | Real 2021 ¦ 5/8/2023 1:03:19 PM | 15266 | 49881.3008 |  |  | 50021.75 | 0 | 0 |  |  |  | 0
REF | ATC | 2036 | 3 | CETA Portfolio | C&I - Low_26-30 | C&I - Low_26-30 | 5.6946 | 49881.3008 | 5.6946 |  | 0 |  |  |  | 0 |  |  | -1 | 0 | DSM_EE |  | 50021.75 |  | 0 | 1863.953 | 1863.953 | 0 | -1 | 0 | 0 | 0 | 366 | 8784 | 0.00011416 | 37.2629 | 0 | 0 | 1863.953 | 37.2629 |  | 1/1/2026 | 12/31/2099 |  | 0 | 0 | 2036 |  |  |  | 0 | 0 | Real 2021 ¦ 5/8/2023 1:03:19 PM | 15267 | 49881.3008 |  |  | 50021.75 | 0 | 0 |  |  |  | 0
REF | ATC | 2036 | 4 | ECR Portfolio | C&I - Low_26-30 | C&I - Low_26-30 | 5.6946 | 49881.3008 | 5.6946 |  | 0 |  |  |  | 0 |  |  | -1 | 0 | DSM_EE |  | 50021.75 |  | 0 | 1863.953 | 1863.953 | 0 | -1 | 0 | 0 | 0 | 366 | 8784 | 0.00011416 | 37.2629 | 0 | 0 | 1863.953 | 37.2629 |  | 1/1/2026 | 12/31/2099 |  | 0 | 0 | 2036 |  |  |  | 0 | 0 | Real 2021 ¦ 5/8/2023 1:03:19 PM | 15268 | 49881.3008 |  |  | 50021.75 | 0 | 0 |  |  |  | 0
REF | ATC | 2036 | 5 | NCR Portfolio | C&I - Low_26-30 | C&I - Low_26-30 | 5.6946 | 49881.3008 | 5.6946 |  | 0 |  |  |  | 0 |  |  | -1 | 0 | DSM_EE |  | 50021.75 |  | 0 | 1863.953 | 1863.953 | 0 | -1 | 0 | 0 | 0 | 366 | 8784 | 0.00011416 | 37.2629 | 0 | 0 | 1863.953 | 37.2629 |  | 1/1/2026 | 12/31/2099 |  | 0 | 0 | 2036 |  |  |  | 0 | 0 | Real 2021 ¦ 5/8/2023 1:03:19 PM | 15269 | 49881.3008 |  |  | 50021.75 | 0 | 0 |  |  |  | 0
REF | ATC | 2036 | 6 | CC Portfolio | C&I - Low_26-30 | C&I - Low_26-30 | 5.6946 | 49881.3008 | 5.6946 |  | 0 |  |  |  | 0 |  |  | -1 | 0 | DSM_EE |  | 50021.75 |  | 0 | 1863.953 | 1863.953 | 0 | -1 | 0 | 0 | 0 | 366 | 8784 | 0.00011416 | 37.2629 | 0 | 0 | 1863.953 | 37.2629 |  | 1/1/2026 | 12/31/2099 |  | 0 | 0 | 2036 |  |  |  | 0 | 0 | Real 2021 ¦ 5/8/2023 1:03:19 PM | 15270 | 49881.3008 |  |  | 50021.75 | 0 | 0 |  |  |  | 0
REF | ATC | 2036 | 7 | REF Mitchell Ext | C&I - Low_26-30 | C&I - Low_26-30 | 5.6946 | 49881.3008 | 5.6946 |  | 0 |  |  |  | 0 |  |  | -1 | 0 | DSM_EE |  | 50021.75 |  | 0 | 1863.953 | 1863.953 | 0 | -1 | 0 | 0 | 0 | 366 | 8784 | 0.00011416 | 37.2629 | 0 | 0 | 1863.953 | 37.2629 |  | 1/1/2026 | 12/31/2099 |  | 0 | 0 | 2036 |  |  |  | 0 | 0 | Real 2021 ¦ 5/8/2023 1:03:19 PM | 15271 | 49881.3008 |  |  | 50021.75 | 0 | 0 |  |  |  | 0
REF | ATC | 2036 | 8 | REF No Wind Portfolio | C&I - Low_26-30 | C&I - Low_26-30 | 5.6946 | 49881.3008 | 5.6946 |  | 0 |  |  |  | 0 |  |  | -1 | 0 | DSM_EE |  | 50021.75 |  | 0 | 1863.953 | 1863.953 | 0 | -1 | 0 | 0 | 0 | 366 | 8784 | 0.00011416 | 37.2629 | 0 | 0 | 1863.953 | 37.2629 |  | 1/1/2026 | 12/31/2099 |  | 0 | 0 | 2036 |  |  |  | 0 | 0 | Real 2021 ¦ 5/8/2023 1:03:19 PM | 15272 | 49881.3008 |  |  | 50021.75 | 0 | 0 |  |  |  | 0
REF | ATC | 2036 | 9 | Preferred Plan | C&I - Low_26-30 | C&I - Low_26-30 | 5.6946 | 49881.3008 | 5.6946 |  | 0 |  |  |  | 0 |  |  | -1 | 0 | DSM_EE |  | 50021.75 |  | 0 | 1863.953 | 1863.953 | 0 | -1 | 0 | 0 | 0 | 366 | 8784 | 0.00011416 | 37.2629 | 0 | 0 | 1863.953 | 37.2629 |  | 1/1/2026 | 12/31/2099 |  | 0 | 0 | 2036 |  |  |  | 0 | 0 | Real 2021 ¦ 5/8/2023 1:03:19 PM | 15273 | 49881.3008 |  |  | 50021.75 | 0 | 0 |  |  |  | 0
REF | ATC | 2036 | 5 | NCR Portfolio | C&I - High_26-30 | C&I - High_26-30 | 0 | 0 | 0 |  | 0 |  |  |  | 0 |  |  | -1 | 0 | DSM_EE |  | 0 |  | 0 | 0 | 0 | 0 | -1 | 0 | 0 | 0 | 0 | 0 |  |  | 0 |  | 0 |  |  | 1/1/2026 | 12/31/2099 |  | 0 | 0 | 2036 |  |  |  | 0 | 0 | Real 2021 ¦ 5/8/2023 1:03:19 PM | 15274 | 0 |  |  | 0 | 0 | 0 |  |  |  | 0
REF | ATC | 2036 | 1 | REF Portfolio | IQW_26-30 | IQW_26-30 | 0.086072 | 752.876 | 0.086072 |  | 0 |  |  |  | 0 |  |  | -1 | 0 | DSM_EE |  | 756.0571 |  | 0 | 29.7046 | 29.7046 | 0 | -1 | 0 | 0 | 0 | 366 | 8784 | 0.00011432 | 39.2888 | 0 | 0 | 29.7046 | 39.2888 |  | 1/1/2026 | 12/31/2099 |  | 0 | 0 | 2036 |  |  |  | 0 | 0 | Real 2021 ¦ 5/8/2023 1:03:19 PM | 15275 | 752.876 |  |  | 756.0571 | 0 | 0 |  |  |  | 0
REF | ATC | 2036 | 2 | REF-HC Portfolio | IQW_26-30 | IQW_26-30 | 0.086072 | 752.876 | 0.086072 |  | 0 |  |  |  | 0 |  |  | -1 | 0 | DSM_EE |  | 756.0571 |  | 0 | 29.7046 | 29.7046 | 0 | -1 | 0 | 0 | 0 | 366 | 8784 | 0.00011432 | 39.2888 | 0 | 0 | 29.7046 | 39.2888 |  | 1/1/2026 | 12/31/2099 |  | 0 | 0 | 2036 |  |  |  | 0 | 0 | Real 2021 ¦ 5/8/2023 1:03:19 PM | 15276 | 752.876 |  |  | 756.0571 | 0 | 0 |  |  |  | 0
REF | ATC | 2036 | 3 | CETA Portfolio | IQW_26-30 | IQW_26-30 | 0.086072 | 752.876 | 0.086072 |  | 0 |  |  |  | 0 |  |  | -1 | 0 | DSM_EE |  | 756.0571 |  | 0 | 29.7046 | 29.7046 | 0 | -1 | 0 | 0 | 0 | 366 | 8784 | 0.00011432 | 39.2888 | 0 | 0 | 29.7046 | 39.2888 |  | 1/1/2026 | 12/31/2099 |  | 0 | 0 | 2036 |  |  |  | 0 | 0 | Real 2021 ¦ 5/8/2023 1:03:19 PM | 15277 | 752.876 |  |  | 756.0571 | 0 | 0 |  |  |  | 0
REF | ATC | 2036 | 4 | ECR Portfolio | IQW_26-30 | IQW_26-30 | 0.086072 | 752.876 | 0.086072 |  | 0 |  |  |  | 0 |  |  | -1 | 0 | DSM_EE |  | 756.0571 |  | 0 | 29.7046 | 29.7046 | 0 | -1 | 0 | 0 | 0 | 366 | 8784 | 0.00011432 | 39.2888 | 0 | 0 | 29.7046 | 39.2888 |  | 1/1/2026 | 12/31/2099 |  | 0 | 0 | 2036 |  |  |  | 0 | 0 | Real 2021 ¦ 5/8/2023 1:03:19 PM | 15278 | 752.876 |  |  | 756.0571 | 0 | 0 |  |  |  | 0
REF | ATC | 2036 | 5 | NCR Portfolio | IQW_26-30 | IQW_26-30 | 0.086072 | 752.876 | 0.086072 |  | 0 |  |  |  | 0 |  |  | -1 | 0 | DSM_EE |  | 756.0571 |  | 0 | 29.7046 | 29.7046 | 0 | -1 | 0 | 0 | 0 | 366 | 8784 | 0.00011432 | 39.2888 | 0 | 0 | 29.7046 | 39.2888 |  | 1/1/2026 | 12/31/2099 |  | 0 | 0 | 2036 |  |  |  | 0 | 0 | Real 2021 ¦ 5/8/2023 1:03:19 PM | 15279 | 752.876 |  |  | 756.0571 | 0 | 0 |  |  |  | 0
REF | ATC | 2036 | 6 | CC Portfolio | IQW_26-30 | IQW_26-30 | 0.086072 | 752.876 | 0.086072 |  | 0 |  |  |  | 0 |  |  | -1 | 0 | DSM_EE |  | 756.0571 |  | 0 | 29.7046 | 29.7046 | 0 | -1 | 0 | 0 | 0 | 366 | 8784 | 0.00011432 | 39.2888 | 0 | 0 | 29.7046 | 39.2888 |  | 1/1/2026 | 12/31/2099 |  | 0 | 0 | 2036 |  |  |  | 0 | 0 | Real 2021 ¦ 5/8/2023 1:03:19 PM | 15280 | 752.876 |  |  | 756.0571 | 0 | 0 |  |  |  | 0
REF | ATC | 2036 | 7 | REF Mitchell Ext | IQW_26-30 | IQW_26-30 | 0.086072 | 752.876 | 0.086072 |  | 0 |  |  |  | 0 |  |  | -1 | 0 | DSM_EE |  | 756.0571 |  | 0 | 29.7046 | 29.7046 | 0 | -1 | 0 | 0 | 0 | 366 | 8784 | 0.00011432 | 39.2888 | 0 | 0 | 29.7046 | 39.2888 |  | 1/1/2026 | 12/31/2099 |  | 0 | 0 | 2036 |  |  |  | 0 | 0 | Real 2021 ¦ 5/8/2023 1:03:19 PM | 15281 | 752.876 |  |  | 756.0571 | 0 | 0 |  |  |  | 0
REF | ATC | 2036 | 8 | REF No Wind Portfolio | IQW_26-30 | IQW_26-30 | 0.086072 | 752.876 | 0.086072 |  | 0 |  |  |  | 0 |  |  | -1 | 0 | DSM_EE |  | 756.0571 |  | 0 | 29.7046 | 29.7046 | 0 | -1 | 0 | 0 | 0 | 366 | 8784 | 0.00011432 | 39.2888 | 0 | 0 | 29.7046 | 39.2888 |  | 1/1/2026 | 12/31/2099 |  | 0 | 0 | 2036 |  |  |  | 0 | 0 | Real 2021 ¦ 5/8/2023 1:03:19 PM | 15282 | 752.876 |  |  | 756.0571 | 0 | 0 |  |  |  | 0
REF | ATC | 2036 | 9 | Preferred Plan | IQW_26-30 | IQW_26-30 | 0.086072 | 752.876 | 0.086072 |  | 0 |  |  |  | 0 |  |  | -1 | 0 | DSM_EE |  | 756.0571 |  | 0 | 29.7046 | 29.7046 | 0 | -1 | 0 | 0 | 0 | 366 | 8784 | 0.00011432 | 39.2888 | 0 | 0 | 29.7046 | 39.2888 |  | 1/1/2026 | 12/31/2099 |  | 0 | 0 | 2036 |  |  |  | 0 | 0 | Real 2021 ¦ 5/8/2023 1:03:19 PM | 15283 | 752.876 |  |  | 756.0571 | 0 | 0 |  |  |  | 0
REF | ATC | 2036 | 2 | REF-HC Portfolio | Residential - Low/Medium_31-42 | Residential - Low/Medium_31-42 | 5.9847 | 52384.582 | 5.9847 |  | 0 |  |  |  | 2767.134 |  |  | -1 | 0 | DSM_EE |  | 52569.8672 |  | 0 | 2040.2747 | 2040.2747 | 0 | -1 | 0 | 0 | 0 | 366 | 8784 | 0.00011425 | 38.8107 | 0 | 0 | 2040.2747 | 38.8107 |  | 1/1/2031 | 12/31/2099 |  | 0 | 0 | 2036 |  |  |  | 0 | 0 | Real 2021 ¦ 5/8/2023 1:03:19 PM | 15284 | 52384.582 |  |  | 52569.8672 | 0 | 0 |  |  |  | 0
REF | ATC | 2036 | 4 | ECR Portfolio | Residential - Low/Medium_31-42 | Residential - Low/Medium_31-42 | 5.9847 | 52384.582 | 5.9847 |  | 0 |  |  |  | 2767.134 |  |  | -1 | 0 | DSM_EE |  | 52569.8672 |  | 0 | 2040.2747 | 2040.2747 | 0 | -1 | 0 | 0 | 0 | 366 | 8784 | 0.00011425 | 38.8107 | 0 | 0 | 2040.2747 | 38.8107 |  | 1/1/2031 | 12/31/2099 |  | 0 | 0 | 2036 |  |  |  | 0 | 0 | Real 2021 ¦ 5/8/2023 1:03:19 PM | 15285 | 52384.582 |  |  | 52569.8672 | 0 | 0 |  |  |  | 0
REF | ATC | 2036 | 6 | CC Portfolio | Residential - Low/Medium_31-42 | Residential - Low/Medium_31-42 | 5.9847 | 52384.582 | 5.9847 |  | 0 |  |  |  | 2767.134 |  |  | -1 | 0 | DSM_EE |  | 52569.8672 |  | 0 | 2040.2747 | 2040.2747 | 0 | -1 | 0 | 0 | 0 | 366 | 8784 | 0.00011425 | 38.8107 | 0 | 0 | 2040.2747 | 38.8107 |  | 1/1/2031 | 12/31/2099 |  | 0 | 0 | 2036 |  |  |  | 0 | 0 | Real 2021 ¦ 5/8/2023 1:03:19 PM | 15286 | 52384.582 |  |  | 52569.8672 | 0 | 0 |  |  |  | 0
REF | ATC | 2036 | 8 | REF No Wind Portfolio | Residential - Low/Medium_31-42 | Residential - Low/Medium_31-42 | 5.9847 | 52384.582 | 5.9847 |  | 0 |  |  |  | 2767.134 |  |  | -1 | 0 | DSM_EE |  | 52569.8672 |  | 0 | 2040.2747 | 2040.2747 | 0 | -1 | 0 | 0 | 0 | 366 | 8784 | 0.00011425 | 38.8107 | 0 | 0 | 2040.2747 | 38.8107 |  | 1/1/2031 | 12/31/2099 |  | 0 | 0 | 2036 |  |  |  | 0 | 0 | Real 2021 ¦ 5/8/2023 1:03:19 PM | 15287 | 52384.582 |  |  | 52569.8672 | 0 | 0 |  |  |  | 0
REF | ATC | 2036 | 9 | Preferred Plan | Residential - Low/Medium_31-42 | Residential - Low/Medium_31-42 | 5.9847 | 52384.582 | 5.9847 |  | 0 |  |  |  | 2767.134 |  |  | -1 | 0 | DSM_EE |  | 52569.8672 |  | 0 | 2040.2747 | 2040.2747 | 0 | -1 | 0 | 0 | 0 | 366 | 8784 | 0.00011425 | 38.8107 | 0 | 0 | 2040.2747 | 38.8107 |  | 1/1/2031 | 12/31/2099 |  | 0 | 0 | 2036 |  |  |  | 0 | 0 | Real 2021 ¦ 5/8/2023 1:03:19 PM | 15288 | 52384.582 |  |  | 52569.8672 | 0 | 0 |  |  |  | 0
REF | ATC | 2036 | 1 | REF Portfolio | C&I - Low_31-42 | C&I - Low_31-42 | 15.7806 | 138123.3281 | 15.7806 |  | 0 |  |  |  | 4841.2275 |  |  | -1 | 0 | DSM_EE |  | 138617.0938 |  | 0 | 5179.2886 | 5179.2886 | 0 | -1 | 0 | 0 | 0 | 366 | 8784 | 0.00011425 | 37.364 | 0 | 0 | 5179.2886 | 37.364 |  | 1/1/2031 | 12/31/2099 |  | 0 | 0 | 2036 |  |  |  | 0 | 0 | Real 2021 ¦ 5/8/2023 1:03:19 PM | 15289 | 138123.3281 |  |  | 138617.0938 | 0 | 0 |  |  |  | 0
REF | ATC | 2036 | 3 | CETA Portfolio | C&I - Low_31-42 | C&I - Low_31-42 | 15.7806 | 138123.3281 | 15.7806 |  | 0 |  |  |  | 4841.2275 |  |  | -1 | 0 | DSM_EE |  | 138617.0938 |  | 0 | 5179.2886 | 5179.2886 | 0 | -1 | 0 | 0 | 0 | 366 | 8784 | 0.00011425 | 37.364 | 0 | 0 | 5179.2886 | 37.364 |  | 1/1/2031 | 12/31/2099 |  | 0 | 0 | 2036 |  |  |  | 0 | 0 | Real 2021 ¦ 5/8/2023 1:03:19 PM | 15290 | 138123.3281 |  |  | 138617.0938 | 0 | 0 |  |  |  | 0
REF | ATC | 2036 | 4 | ECR Portfolio | C&I - Low_31-42 | C&I - Low_31-42 | 15.7806 | 138123.3281 | 15.7806 |  | 0 |  |  |  | 4841.2275 |  |  | -1 | 0 | DSM_EE |  | 138617.0938 |  | 0 | 5179.2886 | 5179.2886 | 0 | -1 | 0 | 0 | 0 | 366 | 8784 | 0.00011425 | 37.364 | 0 | 0 | 5179.2886 | 37.364 |  | 1/1/2031 | 12/31/2099 |  | 0 | 0 | 2036 |  |  |  | 0 | 0 | Real 2021 ¦ 5/8/2023 1:03:19 PM | 15291 | 138123.3281 |  |  | 138617.0938 | 0 | 0 |  |  |  | 0
REF | ATC | 2036 | 6 | CC Portfolio | C&I - Low_31-42 | C&I - Low_31-42 | 15.7806 | 138123.3281 | 15.7806 |  | 0 |  |  |  | 4841.2275 |  |  | -1 | 0 | DSM_EE |  | 138617.0938 |  | 0 | 5179.2886 | 5179.2886 | 0 | -1 | 0 | 0 | 0 | 366 | 8784 | 0.00011425 | 37.364 | 0 | 0 | 5179.2886 | 37.364 |  | 1/1/2031 | 12/31/2099 |  | 0 | 0 | 2036 |  |  |  | 0 | 0 | Real 2021 ¦ 5/8/2023 1:03:19 PM | 15292 | 138123.3281 |  |  | 138617.0938 | 0 | 0 |  |  |  | 0
REF | ATC | 2036 | 7 | REF Mitchell Ext | C&I - Low_31-42 | C&I - Low_31-42 | 15.7806 | 138123.3281 | 15.7806 |  | 0 |  |  |  | 4841.2275 |  |  | -1 | 0 | DSM_EE |  | 138617.0938 |  | 0 | 5179.2886 | 5179.2886 | 0 | -1 | 0 | 0 | 0 | 366 | 8784 | 0.00011425 | 37.364 | 0 | 0 | 5179.2886 | 37.364 |  | 1/1/2031 | 12/31/2099 |  | 0 | 0 | 2036 |  |  |  | 0 | 0 | Real 2021 ¦ 5/8/2023 1:03:19 PM | 15293 | 138123.3281 |  |  | 138617.0938 | 0 | 0 |  |  |  | 0
REF | ATC | 2036 | 8 | REF No Wind Portfolio | C&I - Low_31-42 | C&I - Low_31-42 | 15.7806 | 138123.3281 | 15.7806 |  | 0 |  |  |  | 4841.2275 |  |  | -1 | 0 | DSM_EE |  | 138617.0938 |  | 0 | 5179.2886 | 5179.2886 | 0 | -1 | 0 | 0 | 0 | 366 | 8784 | 0.00011425 | 37.364 | 0 | 0 | 5179.2886 | 37.364 |  | 1/1/2031 | 12/31/2099 |  | 0 | 0 | 2036 |  |  |  | 0 | 0 | Real 2021 ¦ 5/8/2023 1:03:19 PM | 15294 | 138123.3281 |  |  | 138617.0938 | 0 | 0 |  |  |  | 0
REF | ATC | 2036 | 9 | Preferred Plan | C&I - Low_31-42 | C&I - Low_31-42 | 15.7806 | 138123.3281 | 15.7806 |  | 0 |  |  |  | 4841.2275 |  |  | -1 | 0 | DSM_EE |  | 138617.0938 |  | 0 | 5179.2886 | 5179.2886 | 0 | -1 | 0 | 0 | 0 | 366 | 8784 | 0.00011425 | 37.364 | 0 | 0 | 5179.2886 | 37.364 |  | 1/1/2031 | 12/31/2099 |  | 0 | 0 | 2036 |  |  |  | 0 | 0 | Real 2021 ¦ 5/8/2023 1:03:19 PM | 15295 | 138123.3281 |  |  | 138617.0938 | 0 | 0 |  |  |  | 0
REF | ATC | 2036 | 1 | REF Portfolio | IQW_31-42 | IQW_31-42 | 0.26013 | 2275.5569 | 0.26013 |  | 0 |  |  |  | 892.1632 |  |  | -1 | 0 | DSM_EE |  | 2285.0144 |  | 0 | 90.039 | 90.039 | 0 | -1 | 0 | 0 | 0 | 366 | 8784 | 0.00011432 | 39.4041 | 0 | 0 | 90.039 | 39.4041 |  | 1/1/2031 | 12/31/2099 |  | 0 | 0 | 2036 |  |  |  | 0 | 0 | Real 2021 ¦ 5/8/2023 1:03:19 PM | 15296 | 2275.5569 |  |  | 2285.0144 | 0 | 0 |  |  |  | 0
REF | ATC | 2036 | 2 | REF-HC Portfolio | IQW_31-42 | IQW_31-42 | 0.26013 | 2275.5569 | 0.26013 |  | 0 |  |  |  | 892.1632 |  |  | -1 | 0 | DSM_EE |  | 2285.0144 |  | 0 | 90.039 | 90.039 | 0 | -1 | 0 | 0 | 0 | 366 | 8784 | 0.00011432 | 39.4041 | 0 | 0 | 90.039 | 39.4041 |  | 1/1/2031 | 12/31/2099 |  | 0 | 0 | 2036 |  |  |  | 0 | 0 | Real 2021 ¦ 5/8/2023 1:03:19 PM | 15297 | 2275.5569 |  |  | 2285.0144 | 0 | 0 |  |  |  | 0
REF | ATC | 2036 | 3 | CETA Portfolio | IQW_31-42 | IQW_31-42 | 0.26013 | 2275.5569 | 0.26013 |  | 0 |  |  |  | 892.1632 |  |  | -1 | 0 | DSM_EE |  | 2285.0144 |  | 0 | 90.039 | 90.039 | 0 | -1 | 0 | 0 | 0 | 366 | 8784 | 0.00011432 | 39.4041 | 0 | 0 | 90.039 | 39.4041 |  | 1/1/2031 | 12/31/2099 |  | 0 | 0 | 2036 |  |  |  | 0 | 0 | Real 2021 ¦ 5/8/2023 1:03:19 PM | 15298 | 2275.5569 |  |  | 2285.0144 | 0 | 0 |  |  |  | 0
REF | ATC | 2036 | 4 | ECR Portfolio | IQW_31-42 | IQW_31-42 | 0.26013 | 2275.5569 | 0.26013 |  | 0 |  |  |  | 892.1632 |  |  | -1 | 0 | DSM_EE |  | 2285.0144 |  | 0 | 90.039 | 90.039 | 0 | -1 | 0 | 0 | 0 | 366 | 8784 | 0.00011432 | 39.4041 | 0 | 0 | 90.039 | 39.4041 |  | 1/1/2031 | 12/31/2099 |  | 0 | 0 | 2036 |  |  |  | 0 | 0 | Real 2021 ¦ 5/8/2023 1:03:19 PM | 15299 | 2275.5569 |  |  | 2285.0144 | 0 | 0 |  |  |  | 0
REF | ATC | 2036 | 5 | NCR Portfolio | IQW_31-42 | IQW_31-42 | 0.26013 | 2275.5569 | 0.26013 |  | 0 |  |  |  | 892.1632 |  |  | -1 | 0 | DSM_EE |  | 2285.0144 |  | 0 | 90.039 | 90.039 | 0 | -1 | 0 | 0 | 0 | 366 | 8784 | 0.00011432 | 39.4041 | 0 | 0 | 90.039 | 39.4041 |  | 1/1/2031 | 12/31/2099 |  | 0 | 0 | 2036 |  |  |  | 0 | 0 | Real 2021 ¦ 5/8/2023 1:03:19 PM | 15300 | 2275.5569 |  |  | 2285.0144 | 0 | 0 |  |  |  | 0
REF | ATC | 2036 | 6 | CC Portfolio | IQW_31-42 | IQW_31-42 | 0.26013 | 2275.5569 | 0.26013 |  | 0 |  |  |  | 892.1632 |  |  | -1 | 0 | DSM_EE |  | 2285.0144 |  | 0 | 90.039 | 90.039 | 0 | -1 | 0 | 0 | 0 | 366 | 8784 | 0.00011432 | 39.4041 | 0 | 0 | 90.039 | 39.4041 |  | 1/1/2031 | 12/31/2099 |  | 0 | 0 | 2036 |  |  |  | 0 | 0 | Real 2021 ¦ 5/8/2023 1:03:19 PM | 15301 | 2275.5569 |  |  | 2285.0144 | 0 | 0 |  |  |  | 0
REF | ATC | 2036 | 7 | REF Mitchell Ext | IQW_31-42 | IQW_31-42 | 0.26013 | 2275.5569 | 0.26013 |  | 0 |  |  |  | 892.1632 |  |  | -1 | 0 | DSM_EE |  | 2285.0144 |  | 0 | 90.039 | 90.039 | 0 | -1 | 0 | 0 | 0 | 366 | 8784 | 0.00011432 | 39.4041 | 0 | 0 | 90.039 | 39.4041 |  | 1/1/2031 | 12/31/2099 |  | 0 | 0 | 2036 |  |  |  | 0 | 0 | Real 2021 ¦ 5/8/2023 1:03:19 PM | 15302 | 2275.5569 |  |  | 2285.0144 | 0 | 0 |  |  |  | 0
REF | ATC | 2036 | 8 | REF No Wind Portfolio | IQW_31-42 | IQW_31-42 | 0.26013 | 2275.5569 | 0.26013 |  | 0 |  |  |  | 892.1632 |  |  | -1 | 0 | DSM_EE |  | 2285.0144 |  | 0 | 90.039 | 90.039 | 0 | -1 | 0 | 0 | 0 | 366 | 8784 | 0.00011432 | 39.4041 | 0 | 0 | 90.039 | 39.4041 |  | 1/1/2031 | 12/31/2099 |  | 0 | 0 | 2036 |  |  |  | 0 | 0 | Real 2021 ¦ 5/8/2023 1:03:19 PM | 15303 | 2275.5569 |  |  | 2285.0144 | 0 | 0 |  |  |  | 0
REF | ATC | 2036 | 9 | Preferred Plan | IQW_31-42 | IQW_31-42 | 0.26013 | 2275.5569 | 0.26013 |  | 0 |  |  |  | 892.1632 |  |  | -1 | 0 | DSM_EE |  | 2285.0144 |  | 0 | 90.039 | 90.039 | 0 | -1 | 0 | 0 | 0 | 366 | 8784 | 0.00011432 | 39.4041 | 0 | 0 | 90.039 | 39.4041 |  | 1/1/2031 | 12/31/2099 |  | 0 | 0 | 2036 |  |  |  | 0 | 0 | Real 2021 ¦ 5/8/2023 1:03:19 PM | 15304 | 2275.5569 |  |  | 2285.0144 | 0 | 0 |  |  |  | 0
REF | ATC | 2036 | 1 | REF Portfolio | Area 1001 Gas CT 2029 | Area 1001 Gas CT 2029 | 419.2436 | 458.341 | 135.4714 |  | 0 |  |  |  | 49041.3516 |  |  | -1 | 11948406 | TCO |  | 1189980.625 |  | 125.7731 | 58012.0938 | 58012.0938 | 0 | -1 | 0 | 0 | 3326.2388 | 67 | 3668 | 0.29557 | 48.7505 | 47448.3125 | 39.8732 | 10563.7803 | 8.8773 |  | 1/1/2029 | 12/31/2099 |  | 0 | 0 | 2036 |  |  |  | 0 | 0 | Real 2021 ¦ 5/8/2023 1:03:19 PM | 15305 | 480 |  |  | 1189980.625 | 0 | 0 |  |  |  | 0
REF | ATC | 2036 | 2 | REF-HC Portfolio | Area 1001 Gas CT 2029 | Area 1001 Gas CT 2029 | 419.2436 | 458.341 | 135.4714 |  | 0 |  |  |  | 49041.3516 |  |  | -1 | 11948406 | TCO |  | 1189980.625 |  | 125.7731 | 58012.0938 | 58012.0938 | 0 | -1 | 0 | 0 | 3326.2388 | 67 | 3668 | 0.29557 | 48.7505 | 47448.3125 | 39.8732 | 10563.7803 | 8.8773 |  | 1/1/2029 | 12/31/2099 |  | 0 | 0 | 2036 |  |  |  | 0 | 0 | Real 2021 ¦ 5/8/2023 1:03:19 PM | 15306 | 480 |  |  | 1189980.625 | 0 | 0 |  |  |  | 0
REF | ATC | 2036 | 3 | CETA Portfolio | Area 1001 Gas CT 2029 | Area 1001 Gas CT 2029 | 419.2436 | 458.341 | 135.4714 |  | 0 |  |  |  | 49041.3516 |  |  | -1 | 11948406 | TCO |  | 1189980.625 |  | 125.7731 | 58012.0938 | 58012.0938 | 0 | -1 | 0 | 0 | 3326.2388 | 67 | 3668 | 0.29557 | 48.7505 | 47448.3125 | 39.8732 | 10563.7803 | 8.8773 |  | 1/1/2029 | 12/31/2099 |  | 0 | 0 | 2036 |  |  |  | 0 | 0 | Real 2021 ¦ 5/8/2023 1:03:19 PM | 15307 | 480 |  |  | 1189980.625 | 0 | 0 |  |  |  | 0
REF | ATC | 2036 | 4 | ECR Portfolio | Area 1001 Gas CT 2029 | Area 1001 Gas CT 2029 | 209.6218 | 229.1705 | 67.7357 |  | 0 |  |  |  | 24520.6758 |  |  | -1 | 5974203 | TCO |  | 594990.3125 |  | 62.8865 | 29006.0469 | 29006.0469 | 0 | -1 | 0 | 0 | 1663.1194 | 67 | 3668 | 0.29557 | 48.7505 | 23724.1562 | 39.8732 | 5281.8901 | 8.8773 |  | 1/1/2029 | 12/31/2099 |  | 0 | 0 | 2036 |  |  |  | 0 | 0 | Real 2021 ¦ 5/8/2023 1:03:19 PM | 15308 | 240 |  |  | 594990.3125 | 0 | 0 |  |  |  | 0
REF | ATC | 2036 | 5 | NCR Portfolio | Area 1001 Gas CT 2029 | Area 1001 Gas CT 2029 | 419.2436 | 458.341 | 135.4714 |  | 0 |  |  |  | 49041.3516 |  |  | -1 | 11948406 | TCO |  | 1189980.625 |  | 125.7731 | 58012.0938 | 58012.0938 | 0 | -1 | 0 | 0 | 3326.2388 | 67 | 3668 | 0.29557 | 48.7505 | 47448.3125 | 39.8732 | 10563.7803 | 8.8773 |  | 1/1/2029 | 12/31/2099 |  | 0 | 0 | 2036 |  |  |  | 0 | 0 | Real 2021 ¦ 5/8/2023 1:03:19 PM | 15309 | 480 |  |  | 1189980.625 | 0 | 0 |  |  |  | 0
REF | ATC | 2036 | 7 | REF Mitchell Ext | Area 1001 Gas CT 2029 | Area 1001 Gas CT 2029 | 419.2436 | 458.341 | 135.4714 |  | 0 |  |  |  | 49041.3516 |  |  | -1 | 11948406 | TCO |  | 1189980.625 |  | 125.7731 | 58012.0938 | 58012.0938 | 0 | -1 | 0 | 0 | 3326.2388 | 67 | 3668 | 0.29557 | 48.7505 | 47448.3125 | 39.8732 | 10563.7803 | 8.8773 |  | 1/1/2029 | 12/31/2099 |  | 0 | 0 | 2036 |  |  |  | 0 | 0 | Real 2021 ¦ 5/8/2023 1:03:19 PM | 15310 | 480 |  |  | 1189980.625 | 0 | 0 |  |  |  | 0
REF | ATC | 2036 | 8 | REF No Wind Portfolio | Area 1001 Gas CT 2029 | Area 1001 Gas CT 2029 | 209.6218 | 229.1705 | 67.7357 |  | 0 |  |  |  | 24520.6758 |  |  | -1 | 5974203 | TCO |  | 594990.3125 |  | 62.8865 | 29006.0469 | 29006.0469 | 0 | -1 | 0 | 0 | 1663.1194 | 67 | 3668 | 0.29557 | 48.7505 | 23724.1562 | 39.8732 | 5281.8901 | 8.8773 |  | 1/1/2029 | 12/31/2099 |  | 0 | 0 | 2036 |  |  |  | 0 | 0 | Real 2021 ¦ 5/8/2023 1:03:19 PM | 15311 | 240 |  |  | 594990.3125 | 0 | 0 |  |  |  | 0
REF | ATC | 2036 | 9 | Preferred Plan | Area 1001 Gas CT 2029 | Area 1001 Gas CT 2029 | 419.2436 | 458.341 | 135.4714 |  | 0 |  |  |  | 49041.3516 |  |  | -1 | 11948406 | TCO |  | 1189980.625 |  | 125.7731 | 58012.0938 | 58012.0938 | 0 | -1 | 0 | 0 | 3326.2388 | 67 | 3668 | 0.29557 | 48.7505 | 47448.3125 | 39.8732 | 10563.7803 | 8.8773 |  | 1/1/2029 | 12/31/2099 |  | 0 | 0 | 2036 |  |  |  | 0 | 0 | Real 2021 ¦ 5/8/2023 1:03:19 PM | 15312 | 480 |  |  | 1189980.625 | 0 | 0 |  |  |  | 0
REF | ATC | 2036 | 8 | REF No Wind Portfolio | Area 1001 Solar 2026 | Area 1001 Solar 2026 | 22.8598 | 100 | 22.8598 |  | 0 |  |  |  | 15118.4336 |  |  | -1 | 0 | Solar |  | 200800.8594 |  | 0 | 6523.7349 | 6523.7349 | 0 | -1 | 0 | 0 | 0 | 366 | 4394 | 0.2286 | 32.4886 | 0 | 0 | 6523.7349 | 32.4886 |  | 1/1/2026 | 12/31/2099 |  | 0 | 0 | 2036 |  |  |  | 0 | 0 | Real 2021 ¦ 5/8/2023 1:03:19 PM | 15313 | 100 |  |  | 200800.8594 | 0 | 0 |  |  |  | 0
REF | ATC | 2036 | 1 | REF Portfolio | Area 1001 Solar 2027 | Area 1001 Solar 2027 | 34.2898 | 150 | 34.2898 |  | 0 |  |  |  | 21891.0957 |  |  | -1 | 0 | Solar |  | 301201.2812 |  | 0 | 9785.6025 | 9785.6025 | 0 | -1 | 0 | 0 | 0 | 366 | 4394 | 0.2286 | 32.4886 | -10171.916 | -33.7712 | 19957.5195 | 66.2597 |  | 1/1/2027 | 12/31/2099 |  | 0 | 0 | 2036 |  |  |  | 0 | 0 | Real 2021 ¦ 5/8/2023 1:03:19 PM | 15314 | 150 |  |  | 301201.2812 | 0 | 0 |  |  |  | 0
REF | ATC | 2036 | 2 | REF-HC Portfolio | Area 1001 Solar 2027 | Area 1001 Solar 2027 | 22.8598 | 100 | 22.8598 |  | 0 |  |  |  | 14594.0635 |  |  | -1 | 0 | Solar |  | 200800.8594 |  | 0 | 6523.7349 | 6523.7349 | 0 | -1 | 0 | 0 | 0 | 366 | 4394 | 0.2286 | 32.4886 | -6781.2773 | -33.7712 | 13305.0127 | 66.2597 |  | 1/1/2027 | 12/31/2099 |  | 0 | 0 | 2036 |  |  |  | 0 | 0 | Real 2021 ¦ 5/8/2023 1:03:19 PM | 15315 | 100 |  |  | 200800.8594 | 0 | 0 |  |  |  | 0
REF | ATC | 2036 | 3 | CETA Portfolio | Area 1001 Solar 2027 | Area 1001 Solar 2027 | 34.2898 | 150 | 34.2898 |  | 0 |  |  |  | 21891.0957 |  |  | -1 | 0 | Solar |  | 301201.2812 |  | 0 | 9785.6025 | 9785.6025 | 0 | -1 | 0 | 0 | 0 | 366 | 4394 | 0.2286 | 32.4886 | -10171.916 | -33.7712 | 19957.5195 | 66.2597 |  | 1/1/2027 | 12/31/2099 |  | 0 | 0 | 2036 |  |  |  | 0 | 0 | Real 2021 ¦ 5/8/2023 1:03:19 PM | 15316 | 150 |  |  | 301201.2812 | 0 | 0 |  |  |  | 0
REF | ATC | 2036 | 5 | NCR Portfolio | Area 1001 Solar 2027 | Area 1001 Solar 2027 | 11.4299 | 50 | 11.4299 |  | 0 |  |  |  | 7297.0317 |  |  | -1 | 0 | Solar |  | 100400.4297 |  | 0 | 3261.8674 | 3261.8674 | 0 | -1 | 0 | 0 | 0 | 366 | 4394 | 0.2286 | 32.4886 | -3390.6387 | -33.7712 | 6652.5063 | 66.2597 |  | 1/1/2027 | 12/31/2099 |  | 0 | 0 | 2036 |  |  |  | 0 | 0 | Real 2021 ¦ 5/8/2023 1:03:19 PM | 15317 | 50 |  |  | 100400.4297 | 0 | 0 |  |  |  | 0
REF | ATC | 2036 | 6 | CC Portfolio | Area 1001 Solar 2027 | Area 1001 Solar 2027 | 34.2898 | 150 | 34.2898 |  | 0 |  |  |  | 21891.0957 |  |  | -1 | 0 | Solar |  | 301201.2812 |  | 0 | 9785.6025 | 9785.6025 | 0 | -1 | 0 | 0 | 0 | 366 | 4394 | 0.2286 | 32.4886 | -10171.916 | -33.7712 | 19957.5195 | 66.2597 |  | 1/1/2027 | 12/31/2099 |  | 0 | 0 | 2036 |  |  |  | 0 | 0 | Real 2021 ¦ 5/8/2023 1:03:19 PM | 15318 | 150 |  |  | 301201.2812 | 0 | 0 |  |  |  | 0
REF | ATC | 2036 | 7 | REF Mitchell Ext | Area 1001 Solar 2027 | Area 1001 Solar 2027 | 34.2898 | 150 | 34.2898 |  | 0 |  |  |  | 21891.0957 |  |  | -1 | 0 | Solar |  | 301201.2812 |  | 0 | 9785.6025 | 9785.6025 | 0 | -1 | 0 | 0 | 0 | 366 | 4394 | 0.2286 | 32.4886 | -10171.916 | -33.7712 | 19957.5195 | 66.2597 |  | 1/1/2027 | 12/31/2099 |  | 0 | 0 | 2036 |  |  |  | 0 | 0 | Real 2021 ¦ 5/8/2023 1:03:19 PM | 15319 | 150 |  |  | 301201.2812 | 0 | 0 |  |  |  | 0
REF | ATC | 2036 | 8 | REF No Wind Portfolio | Area 1001 Solar 2027 | Area 1001 Solar 2027 | 34.2898 | 150 | 34.2898 |  | 0 |  |  |  | 21891.0957 |  |  | -1 | 0 | Solar |  | 301201.2812 |  | 0 | 9785.6025 | 9785.6025 | 0 | -1 | 0 | 0 | 0 | 366 | 4394 | 0.2286 | 32.4886 | -10171.916 | -33.7712 | 19957.5195 | 66.2597 |  | 1/1/2027 | 12/31/2099 |  | 0 | 0 | 2036 |  |  |  | 0 | 0 | Real 2021 ¦ 5/8/2023 1:03:19 PM | 15320 | 150 |  |  | 301201.2812 | 0 | 0 |  |  |  | 0
REF | ATC | 2036 | 9 | Preferred Plan | Area 1001 Solar 2027 | Area 1001 Solar 2027 | 34.2898 | 150 | 34.2898 |  | 0 |  |  |  | 21891.0957 |  |  | -1 | 0 | Solar |  | 301201.2812 |  | 0 | 9785.6025 | 9785.6025 | 0 | -1 | 0 | 0 | 0 | 366 | 4394 | 0.2286 | 32.4886 | -10171.916 | -33.7712 | 19957.5195 | 66.2597 |  | 1/1/2027 | 12/31/2099 |  | 0 | 0 | 2036 |  |  |  | 0 | 0 | Real 2021 ¦ 5/8/2023 1:03:19 PM | 15321 | 150 |  |  | 301201.2812 | 0 | 0 |  |  |  | 0
REF | ATC | 2036 | 1 | REF Portfolio | Area 1001 Solar 2028 | Area 1001 Solar 2028 | 34.2898 | 150 | 34.2898 |  | 0 |  |  |  | 21030.0234 |  |  | -1 | 0 | Solar |  | 301201.2812 |  | 0 | 9785.6025 | 9785.6025 | 0 | -1 | 0 | 0 | 0 | 366 | 4394 | 0.2286 | 32.4886 | -10171.916 | -33.7712 | 19957.5195 | 66.2597 |  | 1/1/2028 | 12/31/2099 |  | 0 | 0 | 2036 |  |  |  | 0 | 0 | Real 2021 ¦ 5/8/2023 1:03:19 PM | 15322 | 150 |  |  | 301201.2812 | 0 | 0 |  |  |  | 0
REF | ATC | 2036 | 2 | REF-HC Portfolio | Area 1001 Solar 2028 | Area 1001 Solar 2028 | 34.2898 | 150 | 34.2898 |  | 0 |  |  |  | 21030.0234 |  |  | -1 | 0 | Solar |  | 301201.2812 |  | 0 | 9785.6025 | 9785.6025 | 0 | -1 | 0 | 0 | 0 | 366 | 4394 | 0.2286 | 32.4886 | -10171.916 | -33.7712 | 19957.5195 | 66.2597 |  | 1/1/2028 | 12/31/2099 |  | 0 | 0 | 2036 |  |  |  | 0 | 0 | Real 2021 ¦ 5/8/2023 1:03:19 PM | 15323 | 150 |  |  | 301201.2812 | 0 | 0 |  |  |  | 0
REF | ATC | 2036 | 3 | CETA Portfolio | Area 1001 Solar 2028 | Area 1001 Solar 2028 | 34.2898 | 150 | 34.2898 |  | 0 |  |  |  | 21030.0234 |  |  | -1 | 0 | Solar |  | 301201.2812 |  | 0 | 9785.6025 | 9785.6025 | 0 | -1 | 0 | 0 | 0 | 366 | 4394 | 0.2286 | 32.4886 | -10171.916 | -33.7712 | 19957.5195 | 66.2597 |  | 1/1/2028 | 12/31/2099 |  | 0 | 0 | 2036 |  |  |  | 0 | 0 | Real 2021 ¦ 5/8/2023 1:03:19 PM | 15324 | 150 |  |  | 301201.2812 | 0 | 0 |  |  |  | 0
REF | ATC | 2036 | 4 | ECR Portfolio | Area 1001 Solar 2028 | Area 1001 Solar 2028 | 34.2898 | 150 | 34.2898 |  | 0 |  |  |  | 21030.0234 |  |  | -1 | 0 | Solar |  | 301201.2812 |  | 0 | 9785.6025 | 9785.6025 | 0 | -1 | 0 | 0 | 0 | 366 | 4394 | 0.2286 | 32.4886 | -10171.916 | -33.7712 | 19957.5195 | 66.2597 |  | 1/1/2028 | 12/31/2099 |  | 0 | 0 | 2036 |  |  |  | 0 | 0 | Real 2021 ¦ 5/8/2023 1:03:19 PM | 15325 | 150 |  |  | 301201.2812 | 0 | 0 |  |  |  | 0
REF | ATC | 2036 | 5 | NCR Portfolio | Area 1001 Solar 2028 | Area 1001 Solar 2028 | 34.2898 | 150 | 34.2898 |  | 0 |  |  |  | 21030.0234 |  |  | -1 | 0 | Solar |  | 301201.2812 |  | 0 | 9785.6025 | 9785.6025 | 0 | -1 | 0 | 0 | 0 | 366 | 4394 | 0.2286 | 32.4886 | -10171.916 | -33.7712 | 19957.5195 | 66.2597 |  | 1/1/2028 | 12/31/2099 |  | 0 | 0 | 2036 |  |  |  | 0 | 0 | Real 2021 ¦ 5/8/2023 1:03:19 PM | 15326 | 150 |  |  | 301201.2812 | 0 | 0 |  |  |  | 0
REF | ATC | 2036 | 6 | CC Portfolio | Area 1001 Solar 2028 | Area 1001 Solar 2028 | 34.2898 | 150 | 34.2898 |  | 0 |  |  |  | 21030.0234 |  |  | -1 | 0 | Solar |  | 301201.2812 |  | 0 | 9785.6025 | 9785.6025 | 0 | -1 | 0 | 0 | 0 | 366 | 4394 | 0.2286 | 32.4886 | -10171.916 | -33.7712 | 19957.5195 | 66.2597 |  | 1/1/2028 | 12/31/2099 |  | 0 | 0 | 2036 |  |  |  | 0 | 0 | Real 2021 ¦ 5/8/2023 1:03:19 PM | 15327 | 150 |  |  | 301201.2812 | 0 | 0 |  |  |  | 0
REF | ATC | 2036 | 7 | REF Mitchell Ext | Area 1001 Solar 2028 | Area 1001 Solar 2028 | 34.2898 | 150 | 34.2898 |  | 0 |  |  |  | 21030.0234 |  |  | -1 | 0 | Solar |  | 301201.2812 |  | 0 | 9785.6025 | 9785.6025 | 0 | -1 | 0 | 0 | 0 | 366 | 4394 | 0.2286 | 32.4886 | -10171.916 | -33.7712 | 19957.5195 | 66.2597 |  | 1/1/2028 | 12/31/2099 |  | 0 | 0 | 2036 |  |  |  | 0 | 0 | Real 2021 ¦ 5/8/2023 1:03:19 PM | 15328 | 150 |  |  | 301201.2812 | 0 | 0 |  |  |  | 0
REF | ATC | 2036 | 8 | REF No Wind Portfolio | Area 1001 Solar 2028 | Area 1001 Solar 2028 | 34.2898 | 150 | 34.2898 |  | 0 |  |  |  | 21030.0234 |  |  | -1 | 0 | Solar |  | 301201.2812 |  | 0 | 9785.6025 | 9785.6025 | 0 | -1 | 0 | 0 | 0 | 366 | 4394 | 0.2286 | 32.4886 | -10171.916 | -33.7712 | 19957.5195 | 66.2597 |  | 1/1/2028 | 12/31/2099 |  | 0 | 0 | 2036 |  |  |  | 0 | 0 | Real 2021 ¦ 5/8/2023 1:03:19 PM | 15329 | 150 |  |  | 301201.2812 | 0 | 0 |  |  |  | 0
REF | ATC | 2036 | 9 | Preferred Plan | Area 1001 Solar 2028 | Area 1001 Solar 2028 | 34.2898 | 150 | 34.2898 |  | 0 |  |  |  | 21030.0234 |  |  | -1 | 0 | Solar |  | 301201.2812 |  | 0 | 9785.6025 | 9785.6025 | 0 | -1 | 0 | 0 | 0 | 366 | 4394 | 0.2286 | 32.4886 | -10171.916 | -33.7712 | 19957.5195 | 66.2597 |  | 1/1/2028 | 12/31/2099 |  | 0 | 0 | 2036 |  |  |  | 0 | 0 | Real 2021 ¦ 5/8/2023 1:03:19 PM | 15330 | 150 |  |  | 301201.2812 | 0 | 0 |  |  |  | 0
REF | ATC | 2036 | 1 | REF Portfolio | Area 1001 Solar 2029 | Area 1001 Solar 2029 | 22.8598 | 100 | 22.8598 |  | 0 |  |  |  | 13490.125 |  |  | -1 | 0 | Solar |  | 200800.8594 |  | 0 | 6523.7349 | 6523.7349 | 0 | -1 | 0 | 0 | 0 | 366 | 4394 | 0.2286 | 32.4886 | -6781.2773 | -33.7712 | 13305.0127 | 66.2597 |  | 1/1/2029 | 12/31/2099 |  | 0 | 0 | 2036 |  |  |  | 0 | 0 | Real 2021 ¦ 5/8/2023 1:03:19 PM | 15331 | 100 |  |  | 200800.8594 | 0 | 0 |  |  |  | 0
REF | ATC | 2036 | 3 | CETA Portfolio | Area 1001 Solar 2029 | Area 1001 Solar 2029 | 22.8598 | 100 | 22.8598 |  | 0 |  |  |  | 13490.125 |  |  | -1 | 0 | Solar |  | 200800.8594 |  | 0 | 6523.7349 | 6523.7349 | 0 | -1 | 0 | 0 | 0 | 366 | 4394 | 0.2286 | 32.4886 | -6781.2773 | -33.7712 | 13305.0127 | 66.2597 |  | 1/1/2029 | 12/31/2099 |  | 0 | 0 | 2036 |  |  |  | 0 | 0 | Real 2021 ¦ 5/8/2023 1:03:19 PM | 15332 | 100 |  |  | 200800.8594 | 0 | 0 |  |  |  | 0
REF | ATC | 2036 | 4 | ECR Portfolio | Area 1001 Solar 2029 | Area 1001 Solar 2029 | 34.2898 | 150 | 34.2898 |  | 0 |  |  |  | 20235.1875 |  |  | -1 | 0 | Solar |  | 301201.2812 |  | 0 | 9785.6025 | 9785.6025 | 0 | -1 | 0 | 0 | 0 | 366 | 4394 | 0.2286 | 32.4886 | -10171.916 | -33.7712 | 19957.5195 | 66.2597 |  | 1/1/2029 | 12/31/2099 |  | 0 | 0 | 2036 |  |  |  | 0 | 0 | Real 2021 ¦ 5/8/2023 1:03:19 PM | 15333 | 150 |  |  | 301201.2812 | 0 | 0 |  |  |  | 0
REF | ATC | 2036 | 6 | CC Portfolio | Area 1001 Solar 2029 | Area 1001 Solar 2029 | 22.8598 | 100 | 22.8598 |  | 0 |  |  |  | 13490.125 |  |  | -1 | 0 | Solar |  | 200800.8594 |  | 0 | 6523.7349 | 6523.7349 | 0 | -1 | 0 | 0 | 0 | 366 | 4394 | 0.2286 | 32.4886 | -6781.2773 | -33.7712 | 13305.0127 | 66.2597 |  | 1/1/2029 | 12/31/2099 |  | 0 | 0 | 2036 |  |  |  | 0 | 0 | Real 2021 ¦ 5/8/2023 1:03:19 PM | 15334 | 100 |  |  | 200800.8594 | 0 | 0 |  |  |  | 0
REF | ATC | 2036 | 7 | REF Mitchell Ext | Area 1001 Solar 2029 | Area 1001 Solar 2029 | 22.8598 | 100 | 22.8598 |  | 0 |  |  |  | 13490.125 |  |  | -1 | 0 | Solar |  | 200800.8594 |  | 0 | 6523.7349 | 6523.7349 | 0 | -1 | 0 | 0 | 0 | 366 | 4394 | 0.2286 | 32.4886 | -6781.2773 | -33.7712 | 13305.0127 | 66.2597 |  | 1/1/2029 | 12/31/2099 |  | 0 | 0 | 2036 |  |  |  | 0 | 0 | Real 2021 ¦ 5/8/2023 1:03:19 PM | 15335 | 100 |  |  | 200800.8594 | 0 | 0 |  |  |  | 0
REF | ATC | 2036 | 8 | REF No Wind Portfolio | Area 1001 Solar 2029 | Area 1001 Solar 2029 | 34.2898 | 150 | 34.2898 |  | 0 |  |  |  | 20235.1875 |  |  | -1 | 0 | Solar |  | 301201.2812 |  | 0 | 9785.6025 | 9785.6025 | 0 | -1 | 0 | 0 | 0 | 366 | 4394 | 0.2286 | 32.4886 | -10171.916 | -33.7712 | 19957.5195 | 66.2597 |  | 1/1/2029 | 12/31/2099 |  | 0 | 0 | 2036 |  |  |  | 0 | 0 | Real 2021 ¦ 5/8/2023 1:03:19 PM | 15336 | 150 |  |  | 301201.2812 | 0 | 0 |  |  |  | 0
REF | ATC | 2036 | 9 | Preferred Plan | Area 1001 Solar 2029 | Area 1001 Solar 2029 | 22.8598 | 100 | 22.8598 |  | 0 |  |  |  | 13490.125 |  |  | -1 | 0 | Solar |  | 200800.8594 |  | 0 | 6523.7349 | 6523.7349 | 0 | -1 | 0 | 0 | 0 | 366 | 4394 | 0.2286 | 32.4886 | -6781.2773 | -33.7712 | 13305.0127 | 66.2597 |  | 1/1/2029 | 12/31/2099 |  | 0 | 0 | 2036 |  |  |  | 0 | 0 | Real 2021 ¦ 5/8/2023 1:03:19 PM | 15337 | 100 |  |  | 200800.8594 | 0 | 0 |  |  |  | 0
REF | ATC | 2036 | 3 | CETA Portfolio | Area 1001 Solar 2030 | Area 1001 Solar 2030 | 11.4299 | 50 | 11.4299 |  | 0 |  |  |  | 6469.0781 |  |  | -1 | 0 | Solar |  | 100400.4297 |  | 0 | 3261.8674 | 3261.8674 | 0 | -1 | 0 | 0 | 0 | 366 | 4394 | 0.2286 | 32.4886 | -3390.6387 | -33.7712 | 6652.5063 | 66.2597 |  | 1/1/2030 | 12/31/2099 |  | 0 | 0 | 2036 |  |  |  | 0 | 0 | Real 2021 ¦ 5/8/2023 1:03:19 PM | 15338 | 50 |  |  | 100400.4297 | 0 | 0 |  |  |  | 0
REF | ATC | 2036 | 8 | REF No Wind Portfolio | Area 1001 Solar 2030 | Area 1001 Solar 2030 | 11.4299 | 50 | 11.4299 |  | 0 |  |  |  | 6469.0781 |  |  | -1 | 0 | Solar |  | 100400.4297 |  | 0 | 3261.8674 | 3261.8674 | 0 | -1 | 0 | 0 | 0 | 366 | 4394 | 0.2286 | 32.4886 | -3390.6387 | -33.7712 | 6652.5063 | 66.2597 |  | 1/1/2030 | 12/31/2099 |  | 0 | 0 | 2036 |  |  |  | 0 | 0 | Real 2021 ¦ 5/8/2023 1:03:19 PM | 15339 | 50 |  |  | 100400.4297 | 0 | 0 |  |  |  | 0
REF | ATC | 2036 | 4 | ECR Portfolio | Area 1001 Solar 2031 | Area 1001 Solar 2031 | 34.2898 | 150 | 34.2898 |  | 0 |  |  |  | 19547.9863 |  |  | -1 | 0 | Solar |  | 301201.2812 |  | 0 | 9785.6025 | 9785.6025 | 0 | -1 | 0 | 0 | 0 | 366 | 4394 | 0.2286 | 32.4886 | -10171.916 | -33.7712 | 19957.5195 | 66.2597 |  | 1/1/2031 | 12/31/2099 |  | 0 | 0 | 2036 |  |  |  | 0 | 0 | Real 2021 ¦ 5/8/2023 1:03:19 PM | 15340 | 150 |  |  | 301201.2812 | 0 | 0 |  |  |  | 0
REF | ATC | 2036 | 8 | REF No Wind Portfolio | Area 1001 Solar 2031 | Area 1001 Solar 2031 | 11.4299 | 50 | 11.4299 |  | 0 |  |  |  | 6515.9951 |  |  | -1 | 0 | Solar |  | 100400.4297 |  | 0 | 3261.8674 | 3261.8674 | 0 | -1 | 0 | 0 | 0 | 366 | 4394 | 0.2286 | 32.4886 | -3390.6387 | -33.7712 | 6652.5063 | 66.2597 |  | 1/1/2031 | 12/31/2099 |  | 0 | 0 | 2036 |  |  |  | 0 | 0 | Real 2021 ¦ 5/8/2023 1:03:19 PM | 15341 | 50 |  |  | 100400.4297 | 0 | 0 |  |  |  | 0
REF | ATC | 2036 | 3 | CETA Portfolio | Area 1001 Solar 2032 | Area 1001 Solar 2032 | 11.4299 | 50 | 11.4299 |  | 0 |  |  |  | 6546.3535 |  |  | -1 | 0 | Solar |  | 100400.4297 |  | 0 | 3261.8674 | 3261.8674 | 0 | -1 | 0 | 0 | 0 | 366 | 4394 | 0.2286 | 32.4886 | -3390.6387 | -33.7712 | 6652.5063 | 66.2597 |  | 1/1/2032 | 12/31/2099 |  | 0 | 0 | 2036 |  |  |  | 0 | 0 | Real 2021 ¦ 5/8/2023 1:03:19 PM | 15342 | 50 |  |  | 100400.4297 | 0 | 0 |  |  |  | 0
REF | ATC | 2036 | 4 | ECR Portfolio | Area 1001 Solar 2032 | Area 1001 Solar 2032 | 34.2898 | 150 | 34.2898 |  | 0 |  |  |  | 19639.0605 |  |  | -1 | 0 | Solar |  | 301201.2812 |  | 0 | 9785.6025 | 9785.6025 | 0 | -1 | 0 | 0 | 0 | 366 | 4394 | 0.2286 | 32.4886 | -10171.916 | -33.7712 | 19957.5195 | 66.2597 |  | 1/1/2032 | 12/31/2099 |  | 0 | 0 | 2036 |  |  |  | 0 | 0 | Real 2021 ¦ 5/8/2023 1:03:19 PM | 15343 | 150 |  |  | 301201.2812 | 0 | 0 |  |  |  | 0
REF | ATC | 2036 | 8 | REF No Wind Portfolio | Area 1001 Solar 2032 | Area 1001 Solar 2032 | 11.4299 | 50 | 11.4299 |  | 0 |  |  |  | 6546.3535 |  |  | -1 | 0 | Solar |  | 100400.4297 |  | 0 | 3261.8674 | 3261.8674 | 0 | -1 | 0 | 0 | 0 | 366 | 4394 | 0.2286 | 32.4886 | -3390.6387 | -33.7712 | 6652.5063 | 66.2597 |  | 1/1/2032 | 12/31/2099 |  | 0 | 0 | 2036 |  |  |  | 0 | 0 | Real 2021 ¦ 5/8/2023 1:03:19 PM | 15344 | 50 |  |  | 100400.4297 | 0 | 0 |  |  |  | 0
REF | ATC | 2036 | 8 | REF No Wind Portfolio | Area 1001 Solar 2035 | Area 1001 Solar 2035 | 11.4299 | 50 | 11.4299 |  | 0 |  |  |  | 6667.7866 |  |  | -1 | 0 | Solar |  | 100400.4297 |  | 0 | 3261.8674 | 3261.8674 | 0 | -1 | 0 | 0 | 0 | 366 | 4394 | 0.2286 | 32.4886 | -3390.6387 | -33.7712 | 6652.5063 | 66.2597 |  | 1/1/2035 | 12/31/2099 |  | 0 | 0 | 2036 |  |  |  | 0 | 0 | Real 2021 ¦ 5/8/2023 1:03:19 PM | 15345 | 50 |  |  | 100400.4297 | 0 | 0 |  |  |  | 0
REF | ATC | 2036 | 4 | ECR Portfolio | Area 1001 Solar 2036 | Area 1001 Solar 2036 | 11.4299 | 50 | 11.4299 |  | 0 |  |  |  | 6717.4639 |  |  | -1 | 0 | Solar |  | 100400.4297 |  | 0 | 3261.8674 | 3261.8674 | 0 | -1 | 0 | 0 | 0 | 366 | 4394 | 0.2286 | 32.4886 | -3390.6387 | -33.7712 | 6652.5063 | 66.2597 |  | 1/1/2036 | 12/31/2099 |  | 0 | 0 | 2036 |  |  |  | 0 | 0 | Real 2021 ¦ 5/8/2023 1:03:19 PM | 15346 | 50 |  |  | 100400.4297 | 0 | 0 |  |  |  | 0
REF | ATC | 2036 | 1 | REF Portfolio | Area 1001 Solar 2037 | Area 1001 Solar 2037 | 0 | 0 | 0 |  | 0 |  |  |  | 0 |  |  | -1 | 0 | Solar |  | 0 |  | 0 | 0 | 0 | 0 | -1 | 0 | 0 | 0 | 0 | 0 |  |  | 0 |  | 0 |  |  | 1/1/2037 | 12/31/2099 |  | 0 | 0 | 2036 |  |  |  | 0 | 0 | Real 2021 ¦ 5/8/2023 1:03:19 PM | 15347 | 0 |  |  | 0 | 0 | 0 |  |  |  | 0
REF | ATC | 2036 | 3 | CETA Portfolio | Area 1001 Solar 2037 | Area 1001 Solar 2037 | 0 | 0 | 0 |  | 0 |  |  |  | 0 |  |  | -1 | 0 | Solar |  | 0 |  | 0 | 0 | 0 | 0 | -1 | 0 | 0 | 0 | 0 | 0 |  |  | 0 |  | 0 |  |  | 1/1/2037 | 12/31/2099 |  | 0 | 0 | 2036 |  |  |  | 0 | 0 | Real 2021 ¦ 5/8/2023 1:03:19 PM | 15348 | 0 |  |  | 0 | 0 | 0 |  |  |  | 0
REF | ATC | 2036 | 7 | REF Mitchell Ext | Area 1001 Solar 2037 | Area 1001 Solar 2037 | 0 | 0 | 0 |  | 0 |  |  |  | 0 |  |  | -1 | 0 | Solar |  | 0 |  | 0 | 0 | 0 | 0 | -1 | 0 | 0 | 0 | 0 | 0 |  |  | 0 |  | 0 |  |  | 1/1/2037 | 12/31/2099 |  | 0 | 0 | 2036 |  |  |  | 0 | 0 | Real 2021 ¦ 5/8/2023 1:03:19 PM | 15349 | 0 |  |  | 0 | 0 | 0 |  |  |  | 0
REF | ATC | 2036 | 8 | REF No Wind Portfolio | Area 1001 Solar 2037 | Area 1001 Solar 2037 | 0 | 0 | 0 |  | 0 |  |  |  | 0 |  |  | -1 | 0 | Solar |  | 0 |  | 0 | 0 | 0 | 0 | -1 | 0 | 0 | 0 | 0 | 0 |  |  | 0 |  | 0 |  |  | 1/1/2037 | 12/31/2099 |  | 0 | 0 | 2036 |  |  |  | 0 | 0 | Real 2021 ¦ 5/8/2023 1:03:19 PM | 15350 | 0 |  |  | 0 | 0 | 0 |  |  |  | 0
REF | ATC | 2036 | 1 | REF Portfolio | Area 1001 Wind 2026 | Area 1001 Wind 2026 | 35.0082 | 100 | 35.0082 |  | 0 |  |  |  | 18203.9414 |  |  | -1 | 0 | Wind |  | 307511.9375 |  | 0 | 11776.5449 | 11776.5449 | 0 | -1 | 0 | 0 | 0 | 0 | 8784 | 0.35008 | 38.2962 | 0 | 0 | 11776.5449 | 38.2962 |  | 1/1/2026 | 12/31/2099 |  | 0 | 0 | 2036 |  |  |  | 0 | 0 | Real 2021 ¦ 5/8/2023 1:03:19 PM | 15351 | 100 |  |  | 307511.9375 | 0 | 0 |  |  |  | 0
REF | ATC | 2036 | 2 | REF-HC Portfolio | Area 1001 Wind 2026 | Area 1001 Wind 2026 | 35.0082 | 100 | 35.0082 |  | 0 |  |  |  | 18203.9414 |  |  | -1 | 0 | Wind |  | 307511.9375 |  | 0 | 11776.5449 | 11776.5449 | 0 | -1 | 0 | 0 | 0 | 0 | 8784 | 0.35008 | 38.2962 | 0 | 0 | 11776.5449 | 38.2962 |  | 1/1/2026 | 12/31/2099 |  | 0 | 0 | 2036 |  |  |  | 0 | 0 | Real 2021 ¦ 5/8/2023 1:03:19 PM | 15352 | 100 |  |  | 307511.9375 | 0 | 0 |  |  |  | 0
REF | ATC | 2036 | 3 | CETA Portfolio | Area 1001 Wind 2026 | Area 1001 Wind 2026 | 35.0082 | 100 | 35.0082 |  | 0 |  |  |  | 18203.9414 |  |  | -1 | 0 | Wind |  | 307511.9375 |  | 0 | 11776.5449 | 11776.5449 | 0 | -1 | 0 | 0 | 0 | 0 | 8784 | 0.35008 | 38.2962 | 0 | 0 | 11776.5449 | 38.2962 |  | 1/1/2026 | 12/31/2099 |  | 0 | 0 | 2036 |  |  |  | 0 | 0 | Real 2021 ¦ 5/8/2023 1:03:19 PM | 15353 | 100 |  |  | 307511.9375 | 0 | 0 |  |  |  | 0
REF | ATC | 2036 | 4 | ECR Portfolio | Area 1001 Wind 2026 | Area 1001 Wind 2026 | 35.0082 | 100 | 35.0082 |  | 0 |  |  |  | 18203.9414 |  |  | -1 | 0 | Wind |  | 307511.9375 |  | 0 | 11776.5449 | 11776.5449 | 0 | -1 | 0 | 0 | 0 | 0 | 8784 | 0.35008 | 38.2962 | 0 | 0 | 11776.5449 | 38.2962 |  | 1/1/2026 | 12/31/2099 |  | 0 | 0 | 2036 |  |  |  | 0 | 0 | Real 2021 ¦ 5/8/2023 1:03:19 PM | 15354 | 100 |  |  | 307511.9375 | 0 | 0 |  |  |  | 0
REF | ATC | 2036 | 5 | NCR Portfolio | Area 1001 Wind 2026 | Area 1001 Wind 2026 | 35.0082 | 100 | 35.0082 |  | 0 |  |  |  | 18203.9414 |  |  | -1 | 0 | Wind |  | 307511.9375 |  | 0 | 11776.5449 | 11776.5449 | 0 | -1 | 0 | 0 | 0 | 0 | 8784 | 0.35008 | 38.2962 | 0 | 0 | 11776.5449 | 38.2962 |  | 1/1/2026 | 12/31/2099 |  | 0 | 0 | 2036 |  |  |  | 0 | 0 | Real 2021 ¦ 5/8/2023 1:03:19 PM | 15355 | 100 |  |  | 307511.9375 | 0 | 0 |  |  |  | 0
REF | ATC | 2036 | 6 | CC Portfolio | Area 1001 Wind 2026 | Area 1001 Wind 2026 | 35.0082 | 100 | 35.0082 |  | 0 |  |  |  | 18203.9414 |  |  | -1 | 0 | Wind |  | 307511.9375 |  | 0 | 11776.5449 | 11776.5449 | 0 | -1 | 0 | 0 | 0 | 0 | 8784 | 0.35008 | 38.2962 | 0 | 0 | 11776.5449 | 38.2962 |  | 1/1/2026 | 12/31/2099 |  | 0 | 0 | 2036 |  |  |  | 0 | 0 | Real 2021 ¦ 5/8/2023 1:03:19 PM | 15356 | 100 |  |  | 307511.9375 | 0 | 0 |  |  |  | 0
REF | ATC | 2036 | 7 | REF Mitchell Ext | Area 1001 Wind 2026 | Area 1001 Wind 2026 | 35.0082 | 100 | 35.0082 |  | 0 |  |  |  | 18203.9414 |  |  | -1 | 0 | Wind |  | 307511.9375 |  | 0 | 11776.5449 | 11776.5449 | 0 | -1 | 0 | 0 | 0 | 0 | 8784 | 0.35008 | 38.2962 | 0 | 0 | 11776.5449 | 38.2962 |  | 1/1/2026 | 12/31/2099 |  | 0 | 0 | 2036 |  |  |  | 0 | 0 | Real 2021 ¦ 5/8/2023 1:03:19 PM | 15357 | 100 |  |  | 307511.9375 | 0 | 0 |  |  |  | 0
REF | ATC | 2036 | 9 | Preferred Plan | Area 1001 Wind 2026 | Area 1001 Wind 2026 | 35.0082 | 100 | 35.0082 |  | 0 |  |  |  | 18203.9414 |  |  | -1 | 0 | Wind |  | 307511.9375 |  | 0 | 11776.5449 | 11776.5449 | 0 | -1 | 0 | 0 | 0 | 0 | 8784 | 0.35008 | 38.2962 | 0 | 0 | 11776.5449 | 38.2962 |  | 1/1/2026 | 12/31/2099 |  | 0 | 0 | 2036 |  |  |  | 0 | 0 | Real 2021 ¦ 5/8/2023 1:03:19 PM | 15358 | 100 |  |  | 307511.9375 | 0 | 0 |  |  |  | 0
REF | ATC | 2036 | 1 | REF Portfolio | Area 1001 Wind 2027 | Area 1001 Wind 2027 | 35.0082 | 100 | 35.0082 |  | 0 |  |  |  | 17712.6895 |  |  | -1 | 0 | Wind |  | 307511.9375 |  | 0 | 11776.5449 | 11776.5449 | 0 | -1 | 0 | 0 | 0 | 0 | 8784 | 0.35008 | 38.2962 | -10385.0352 | -33.7712 | 22161.5801 | 72.0674 |  | 1/1/2027 | 12/31/2099 |  | 0 | 0 | 2036 |  |  |  | 0 | 0 | Real 2021 ¦ 5/8/2023 1:03:19 PM | 15359 | 100 |  |  | 307511.9375 | 0 | 0 |  |  |  | 0
REF | ATC | 2036 | 2 | REF-HC Portfolio | Area 1001 Wind 2027 | Area 1001 Wind 2027 | 35.0082 | 100 | 35.0082 |  | 0 |  |  |  | 17712.6895 |  |  | -1 | 0 | Wind |  | 307511.9375 |  | 0 | 11776.5449 | 11776.5449 | 0 | -1 | 0 | 0 | 0 | 0 | 8784 | 0.35008 | 38.2962 | -10385.0352 | -33.7712 | 22161.5801 | 72.0674 |  | 1/1/2027 | 12/31/2099 |  | 0 | 0 | 2036 |  |  |  | 0 | 0 | Real 2021 ¦ 5/8/2023 1:03:19 PM | 15360 | 100 |  |  | 307511.9375 | 0 | 0 |  |  |  | 0
REF | ATC | 2036 | 3 | CETA Portfolio | Area 1001 Wind 2027 | Area 1001 Wind 2027 | 35.0082 | 100 | 35.0082 |  | 0 |  |  |  | 17712.6895 |  |  | -1 | 0 | Wind |  | 307511.9375 |  | 0 | 11776.5449 | 11776.5449 | 0 | -1 | 0 | 0 | 0 | 0 | 8784 | 0.35008 | 38.2962 | -10385.0352 | -33.7712 | 22161.5801 | 72.0674 |  | 1/1/2027 | 12/31/2099 |  | 0 | 0 | 2036 |  |  |  | 0 | 0 | Real 2021 ¦ 5/8/2023 1:03:19 PM | 15361 | 100 |  |  | 307511.9375 | 0 | 0 |  |  |  | 0
REF | ATC | 2036 | 4 | ECR Portfolio | Area 1001 Wind 2027 | Area 1001 Wind 2027 | 35.0082 | 100 | 35.0082 |  | 0 |  |  |  | 17712.6895 |  |  | -1 | 0 | Wind |  | 307511.9375 |  | 0 | 11776.5449 | 11776.5449 | 0 | -1 | 0 | 0 | 0 | 0 | 8784 | 0.35008 | 38.2962 | -10385.0352 | -33.7712 | 22161.5801 | 72.0674 |  | 1/1/2027 | 12/31/2099 |  | 0 | 0 | 2036 |  |  |  | 0 | 0 | Real 2021 ¦ 5/8/2023 1:03:19 PM | 15362 | 100 |  |  | 307511.9375 | 0 | 0 |  |  |  | 0
REF | ATC | 2036 | 5 | NCR Portfolio | Area 1001 Wind 2027 | Area 1001 Wind 2027 | 35.0082 | 100 | 35.0082 |  | 0 |  |  |  | 17712.6895 |  |  | -1 | 0 | Wind |  | 307511.9375 |  | 0 | 11776.5449 | 11776.5449 | 0 | -1 | 0 | 0 | 0 | 0 | 8784 | 0.35008 | 38.2962 | -10385.0352 | -33.7712 | 22161.5801 | 72.0674 |  | 1/1/2027 | 12/31/2099 |  | 0 | 0 | 2036 |  |  |  | 0 | 0 | Real 2021 ¦ 5/8/2023 1:03:19 PM | 15363 | 100 |  |  | 307511.9375 | 0 | 0 |  |  |  | 0
REF | ATC | 2036 | 6 | CC Portfolio | Area 1001 Wind 2027 | Area 1001 Wind 2027 | 35.0082 | 100 | 35.0082 |  | 0 |  |  |  | 17712.6895 |  |  | -1 | 0 | Wind |  | 307511.9375 |  | 0 | 11776.5449 | 11776.5449 | 0 | -1 | 0 | 0 | 0 | 0 | 8784 | 0.35008 | 38.2962 | -10385.0352 | -33.7712 | 22161.5801 | 72.0674 |  | 1/1/2027 | 12/31/2099 |  | 0 | 0 | 2036 |  |  |  | 0 | 0 | Real 2021 ¦ 5/8/2023 1:03:19 PM | 15364 | 100 |  |  | 307511.9375 | 0 | 0 |  |  |  | 0
REF | ATC | 2036 | 7 | REF Mitchell Ext | Area 1001 Wind 2027 | Area 1001 Wind 2027 | 35.0082 | 100 | 35.0082 |  | 0 |  |  |  | 17712.6895 |  |  | -1 | 0 | Wind |  | 307511.9375 |  | 0 | 11776.5449 | 11776.5449 | 0 | -1 | 0 | 0 | 0 | 0 | 8784 | 0.35008 | 38.2962 | -10385.0352 | -33.7712 | 22161.5801 | 72.0674 |  | 1/1/2027 | 12/31/2099 |  | 0 | 0 | 2036 |  |  |  | 0 | 0 | Real 2021 ¦ 5/8/2023 1:03:19 PM | 15365 | 100 |  |  | 307511.9375 | 0 | 0 |  |  |  | 0
REF | ATC | 2036 | 9 | Preferred Plan | Area 1001 Wind 2027 | Area 1001 Wind 2027 | 35.0082 | 100 | 35.0082 |  | 0 |  |  |  | 17712.6895 |  |  | -1 | 0 | Wind |  | 307511.9375 |  | 0 | 11776.5449 | 11776.5449 | 0 | -1 | 0 | 0 | 0 | 0 | 8784 | 0.35008 | 38.2962 | -10385.0352 | -33.7712 | 22161.5801 | 72.0674 |  | 1/1/2027 | 12/31/2099 |  | 0 | 0 | 2036 |  |  |  | 0 | 0 | Real 2021 ¦ 5/8/2023 1:03:19 PM | 15366 | 100 |  |  | 307511.9375 | 0 | 0 |  |  |  | 0
REF | ATC | 2036 | 1 | REF Portfolio | Area 1001 Wind 2028 | Area 1001 Wind 2028 | 35.0082 | 100 | 35.0082 |  | 0 |  |  |  | 17171.7598 |  |  | -1 | 0 | Wind |  | 307511.9375 |  | 0 | 11776.5449 | 11776.5449 | 0 | -1 | 0 | 0 | 0 | 0 | 8784 | 0.35008 | 38.2962 | -10385.0352 | -33.7712 | 22161.5801 | 72.0674 |  | 1/1/2028 | 12/31/2099 |  | 0 | 0 | 2036 |  |  |  | 0 | 0 | Real 2021 ¦ 5/8/2023 1:03:19 PM | 15367 | 100 |  |  | 307511.9375 | 0 | 0 |  |  |  | 0
REF | ATC | 2036 | 2 | REF-HC Portfolio | Area 1001 Wind 2028 | Area 1001 Wind 2028 | 35.0082 | 100 | 35.0082 |  | 0 |  |  |  | 17171.7598 |  |  | -1 | 0 | Wind |  | 307511.9375 |  | 0 | 11776.5449 | 11776.5449 | 0 | -1 | 0 | 0 | 0 | 0 | 8784 | 0.35008 | 38.2962 | -10385.0352 | -33.7712 | 22161.5801 | 72.0674 |  | 1/1/2028 | 12/31/2099 |  | 0 | 0 | 2036 |  |  |  | 0 | 0 | Real 2021 ¦ 5/8/2023 1:03:19 PM | 15368 | 100 |  |  | 307511.9375 | 0 | 0 |  |  |  | 0
REF | ATC | 2036 | 3 | CETA Portfolio | Area 1001 Wind 2028 | Area 1001 Wind 2028 | 35.0082 | 100 | 35.0082 |  | 0 |  |  |  | 17171.7598 |  |  | -1 | 0 | Wind |  | 307511.9375 |  | 0 | 11776.5449 | 11776.5449 | 0 | -1 | 0 | 0 | 0 | 0 | 8784 | 0.35008 | 38.2962 | -10385.0352 | -33.7712 | 22161.5801 | 72.0674 |  | 1/1/2028 | 12/31/2099 |  | 0 | 0 | 2036 |  |  |  | 0 | 0 | Real 2021 ¦ 5/8/2023 1:03:19 PM | 15369 | 100 |  |  | 307511.9375 | 0 | 0 |  |  |  | 0
REF | ATC | 2036 | 4 | ECR Portfolio | Area 1001 Wind 2028 | Area 1001 Wind 2028 | 35.0082 | 100 | 35.0082 |  | 0 |  |  |  | 17171.7598 |  |  | -1 | 0 | Wind |  | 307511.9375 |  | 0 | 11776.5449 | 11776.5449 | 0 | -1 | 0 | 0 | 0 | 0 | 8784 | 0.35008 | 38.2962 | -10385.0352 | -33.7712 | 22161.5801 | 72.0674 |  | 1/1/2028 | 12/31/2099 |  | 0 | 0 | 2036 |  |  |  | 0 | 0 | Real 2021 ¦ 5/8/2023 1:03:19 PM | 15370 | 100 |  |  | 307511.9375 | 0 | 0 |  |  |  | 0
REF | ATC | 2036 | 5 | NCR Portfolio | Area 1001 Wind 2028 | Area 1001 Wind 2028 | 35.0082 | 100 | 35.0082 |  | 0 |  |  |  | 17171.7598 |  |  | -1 | 0 | Wind |  | 307511.9375 |  | 0 | 11776.5449 | 11776.5449 | 0 | -1 | 0 | 0 | 0 | 0 | 8784 | 0.35008 | 38.2962 | -10385.0352 | -33.7712 | 22161.5801 | 72.0674 |  | 1/1/2028 | 12/31/2099 |  | 0 | 0 | 2036 |  |  |  | 0 | 0 | Real 2021 ¦ 5/8/2023 1:03:19 PM | 15371 | 100 |  |  | 307511.9375 | 0 | 0 |  |  |  | 0
REF | ATC | 2036 | 6 | CC Portfolio | Area 1001 Wind 2028 | Area 1001 Wind 2028 | 35.0082 | 100 | 35.0082 |  | 0 |  |  |  | 17171.7598 |  |  | -1 | 0 | Wind |  | 307511.9375 |  | 0 | 11776.5449 | 11776.5449 | 0 | -1 | 0 | 0 | 0 | 0 | 8784 | 0.35008 | 38.2962 | -10385.0352 | -33.7712 | 22161.5801 | 72.0674 |  | 1/1/2028 | 12/31/2099 |  | 0 | 0 | 2036 |  |  |  | 0 | 0 | Real 2021 ¦ 5/8/2023 1:03:19 PM | 15372 | 100 |  |  | 307511.9375 | 0 | 0 |  |  |  | 0
REF | ATC | 2036 | 7 | REF Mitchell Ext | Area 1001 Wind 2028 | Area 1001 Wind 2028 | 35.0082 | 100 | 35.0082 |  | 0 |  |  |  | 17171.7598 |  |  | -1 | 0 | Wind |  | 307511.9375 |  | 0 | 11776.5449 | 11776.5449 | 0 | -1 | 0 | 0 | 0 | 0 | 8784 | 0.35008 | 38.2962 | -10385.0352 | -33.7712 | 22161.5801 | 72.0674 |  | 1/1/2028 | 12/31/2099 |  | 0 | 0 | 2036 |  |  |  | 0 | 0 | Real 2021 ¦ 5/8/2023 1:03:19 PM | 15373 | 100 |  |  | 307511.9375 | 0 | 0 |  |  |  | 0
REF | ATC | 2036 | 9 | Preferred Plan | Area 1001 Wind 2028 | Area 1001 Wind 2028 | 35.0082 | 100 | 35.0082 |  | 0 |  |  |  | 17171.7598 |  |  | -1 | 0 | Wind |  | 307511.9375 |  | 0 | 11776.5449 | 11776.5449 | 0 | -1 | 0 | 0 | 0 | 0 | 8784 | 0.35008 | 38.2962 | -10385.0352 | -33.7712 | 22161.5801 | 72.0674 |  | 1/1/2028 | 12/31/2099 |  | 0 | 0 | 2036 |  |  |  | 0 | 0 | Real 2021 ¦ 5/8/2023 1:03:19 PM | 15374 | 100 |  |  | 307511.9375 | 0 | 0 |  |  |  | 0
REF | ATC | 2036 | 1 | REF Portfolio | Area 1001 Wind 2029 | Area 1001 Wind 2029 | 35.0082 | 100 | 35.0082 |  | 0 |  |  |  | 16686.0254 |  |  | -1 | 0 | Wind |  | 307511.9375 |  | 0 | 11776.5449 | 11776.5449 | 0 | -1 | 0 | 0 | 0 | 0 | 8784 | 0.35008 | 38.2962 | -10385.0352 | -33.7712 | 22161.5801 | 72.0674 |  | 1/1/2029 | 12/31/2099 |  | 0 | 0 | 2036 |  |  |  | 0 | 0 | Real 2021 ¦ 5/8/2023 1:03:19 PM | 15375 | 100 |  |  | 307511.9375 | 0 | 0 |  |  |  | 0
REF | ATC | 2036 | 2 | REF-HC Portfolio | Area 1001 Wind 2029 | Area 1001 Wind 2029 | 35.0082 | 100 | 35.0082 |  | 0 |  |  |  | 16686.0254 |  |  | -1 | 0 | Wind |  | 307511.9375 |  | 0 | 11776.5449 | 11776.5449 | 0 | -1 | 0 | 0 | 0 | 0 | 8784 | 0.35008 | 38.2962 | -10385.0352 | -33.7712 | 22161.5801 | 72.0674 |  | 1/1/2029 | 12/31/2099 |  | 0 | 0 | 2036 |  |  |  | 0 | 0 | Real 2021 ¦ 5/8/2023 1:03:19 PM | 15376 | 100 |  |  | 307511.9375 | 0 | 0 |  |  |  | 0
REF | ATC | 2036 | 3 | CETA Portfolio | Area 1001 Wind 2029 | Area 1001 Wind 2029 | 35.0082 | 100 | 35.0082 |  | 0 |  |  |  | 16686.0254 |  |  | -1 | 0 | Wind |  | 307511.9375 |  | 0 | 11776.5449 | 11776.5449 | 0 | -1 | 0 | 0 | 0 | 0 | 8784 | 0.35008 | 38.2962 | -10385.0352 | -33.7712 | 22161.5801 | 72.0674 |  | 1/1/2029 | 12/31/2099 |  | 0 | 0 | 2036 |  |  |  | 0 | 0 | Real 2021 ¦ 5/8/2023 1:03:19 PM | 15377 | 100 |  |  | 307511.9375 | 0 | 0 |  |  |  | 0
REF | ATC | 2036 | 4 | ECR Portfolio | Area 1001 Wind 2029 | Area 1001 Wind 2029 | 35.0082 | 100 | 35.0082 |  | 0 |  |  |  | 16686.0254 |  |  | -1 | 0 | Wind |  | 307511.9375 |  | 0 | 11776.5449 | 11776.5449 | 0 | -1 | 0 | 0 | 0 | 0 | 8784 | 0.35008 | 38.2962 | -10385.0352 | -33.7712 | 22161.5801 | 72.0674 |  | 1/1/2029 | 12/31/2099 |  | 0 | 0 | 2036 |  |  |  | 0 | 0 | Real 2021 ¦ 5/8/2023 1:03:19 PM | 15378 | 100 |  |  | 307511.9375 | 0 | 0 |  |  |  | 0
REF | ATC | 2036 | 7 | REF Mitchell Ext | Area 1001 Wind 2029 | Area 1001 Wind 2029 | 35.0082 | 100 | 35.0082 |  | 0 |  |  |  | 16686.0254 |  |  | -1 | 0 | Wind |  | 307511.9375 |  | 0 | 11776.5449 | 11776.5449 | 0 | -1 | 0 | 0 | 0 | 0 | 8784 | 0.35008 | 38.2962 | -10385.0352 | -33.7712 | 22161.5801 | 72.0674 |  | 1/1/2029 | 12/31/2099 |  | 0 | 0 | 2036 |  |  |  | 0 | 0 | Real 2021 ¦ 5/8/2023 1:03:19 PM | 15379 | 100 |  |  | 307511.9375 | 0 | 0 |  |  |  | 0
REF | ATC | 2036 | 1 | REF Portfolio | Area 1001 Wind 2030 | Area 1001 Wind 2030 | 35.0082 | 100 | 35.0082 |  | 0 |  |  |  | 16167.1748 |  |  | -1 | 0 | Wind |  | 307511.9375 |  | 0 | 11776.5449 | 11776.5449 | 0 | -1 | 0 | 0 | 0 | 0 | 8784 | 0.35008 | 38.2962 | -10385.0352 | -33.7712 | 22161.5801 | 72.0674 |  | 1/1/2030 | 12/31/2099 |  | 0 | 0 | 2036 |  |  |  | 0 | 0 | Real 2021 ¦ 5/8/2023 1:03:19 PM | 15380 | 100 |  |  | 307511.9375 | 0 | 0 |  |  |  | 0
REF | ATC | 2036 | 2 | REF-HC Portfolio | Area 1001 Wind 2030 | Area 1001 Wind 2030 | 35.0082 | 100 | 35.0082 |  | 0 |  |  |  | 16167.1748 |  |  | -1 | 0 | Wind |  | 307511.9375 |  | 0 | 11776.5449 | 11776.5449 | 0 | -1 | 0 | 0 | 0 | 0 | 8784 | 0.35008 | 38.2962 | -10385.0352 | -33.7712 | 22161.5801 | 72.0674 |  | 1/1/2030 | 12/31/2099 |  | 0 | 0 | 2036 |  |  |  | 0 | 0 | Real 2021 ¦ 5/8/2023 1:03:19 PM | 15381 | 100 |  |  | 307511.9375 | 0 | 0 |  |  |  | 0
REF | ATC | 2036 | 3 | CETA Portfolio | Area 1001 Wind 2030 | Area 1001 Wind 2030 | 35.0082 | 100 | 35.0082 |  | 0 |  |  |  | 16167.1748 |  |  | -1 | 0 | Wind |  | 307511.9375 |  | 0 | 11776.5449 | 11776.5449 | 0 | -1 | 0 | 0 | 0 | 0 | 8784 | 0.35008 | 38.2962 | -10385.0352 | -33.7712 | 22161.5801 | 72.0674 |  | 1/1/2030 | 12/31/2099 |  | 0 | 0 | 2036 |  |  |  | 0 | 0 | Real 2021 ¦ 5/8/2023 1:03:19 PM | 15382 | 100 |  |  | 307511.9375 | 0 | 0 |  |  |  | 0
REF | ATC | 2036 | 4 | ECR Portfolio | Area 1001 Wind 2030 | Area 1001 Wind 2030 | 35.0082 | 100 | 35.0082 |  | 0 |  |  |  | 16167.1748 |  |  | -1 | 0 | Wind |  | 307511.9375 |  | 0 | 11776.5449 | 11776.5449 | 0 | -1 | 0 | 0 | 0 | 0 | 8784 | 0.35008 | 38.2962 | -10385.0352 | -33.7712 | 22161.5801 | 72.0674 |  | 1/1/2030 | 12/31/2099 |  | 0 | 0 | 2036 |  |  |  | 0 | 0 | Real 2021 ¦ 5/8/2023 1:03:19 PM | 15383 | 100 |  |  | 307511.9375 | 0 | 0 |  |  |  | 0
REF | ATC | 2036 | 6 | CC Portfolio | Area 1001 Wind 2030 | Area 1001 Wind 2030 | 35.0082 | 100 | 35.0082 |  | 0 |  |  |  | 16167.1748 |  |  | -1 | 0 | Wind |  | 307511.9375 |  | 0 | 11776.5449 | 11776.5449 | 0 | -1 | 0 | 0 | 0 | 0 | 8784 | 0.35008 | 38.2962 | -10385.0352 | -33.7712 | 22161.5801 | 72.0674 |  | 1/1/2030 | 12/31/2099 |  | 0 | 0 | 2036 |  |  |  | 0 | 0 | Real 2021 ¦ 5/8/2023 1:03:19 PM | 15384 | 100 |  |  | 307511.9375 | 0 | 0 |  |  |  | 0
REF | ATC | 2036 | 7 | REF Mitchell Ext | Area 1001 Wind 2030 | Area 1001 Wind 2030 | 35.0082 | 100 | 35.0082 |  | 0 |  |  |  | 16167.1748 |  |  | -1 | 0 | Wind |  | 307511.9375 |  | 0 | 11776.5449 | 11776.5449 | 0 | -1 | 0 | 0 | 0 | 0 | 8784 | 0.35008 | 38.2962 | -10385.0352 | -33.7712 | 22161.5801 | 72.0674 |  | 1/1/2030 | 12/31/2099 |  | 0 | 0 | 2036 |  |  |  | 0 | 0 | Real 2021 ¦ 5/8/2023 1:03:19 PM | 15385 | 100 |  |  | 307511.9375 | 0 | 0 |  |  |  | 0
REF | ATC | 2036 | 9 | Preferred Plan | Area 1001 Wind 2030 | Area 1001 Wind 2030 | 35.0082 | 100 | 35.0082 |  | 0 |  |  |  | 16167.1748 |  |  | -1 | 0 | Wind |  | 307511.9375 |  | 0 | 11776.5449 | 11776.5449 | 0 | -1 | 0 | 0 | 0 | 0 | 8784 | 0.35008 | 38.2962 | -10385.0352 | -33.7712 | 22161.5801 | 72.0674 |  | 1/1/2030 | 12/31/2099 |  | 0 | 0 | 2036 |  |  |  | 0 | 0 | Real 2021 ¦ 5/8/2023 1:03:19 PM | 15386 | 100 |  |  | 307511.9375 | 0 | 0 |  |  |  | 0
REF | ATC | 2036 | 1 | REF Portfolio | Area 1001 Wind 2031 | Area 1001 Wind 2031 | 35.0082 | 100 | 35.0082 |  | 0 |  |  |  | 16244.4512 |  |  | -1 | 0 | Wind |  | 307511.9375 |  | 0 | 11776.5449 | 11776.5449 | 0 | -1 | 0 | 0 | 0 | 0 | 8784 | 0.35008 | 38.2962 | -10385.0352 | -33.7712 | 22161.5801 | 72.0674 |  | 1/1/2031 | 12/31/2099 |  | 0 | 0 | 2036 |  |  |  | 0 | 0 | Real 2021 ¦ 5/8/2023 1:03:19 PM | 15387 | 100 |  |  | 307511.9375 | 0 | 0 |  |  |  | 0
REF | ATC | 2036 | 2 | REF-HC Portfolio | Area 1001 Wind 2031 | Area 1001 Wind 2031 | 35.0082 | 100 | 35.0082 |  | 0 |  |  |  | 16244.4512 |  |  | -1 | 0 | Wind |  | 307511.9375 |  | 0 | 11776.5449 | 11776.5449 | 0 | -1 | 0 | 0 | 0 | 0 | 8784 | 0.35008 | 38.2962 | -10385.0352 | -33.7712 | 22161.5801 | 72.0674 |  | 1/1/2031 | 12/31/2099 |  | 0 | 0 | 2036 |  |  |  | 0 | 0 | Real 2021 ¦ 5/8/2023 1:03:19 PM | 15388 | 100 |  |  | 307511.9375 | 0 | 0 |  |  |  | 0
REF | ATC | 2036 | 3 | CETA Portfolio | Area 1001 Wind 2031 | Area 1001 Wind 2031 | 35.0082 | 100 | 35.0082 |  | 0 |  |  |  | 16244.4512 |  |  | -1 | 0 | Wind |  | 307511.9375 |  | 0 | 11776.5449 | 11776.5449 | 0 | -1 | 0 | 0 | 0 | 0 | 8784 | 0.35008 | 38.2962 | -10385.0352 | -33.7712 | 22161.5801 | 72.0674 |  | 1/1/2031 | 12/31/2099 |  | 0 | 0 | 2036 |  |  |  | 0 | 0 | Real 2021 ¦ 5/8/2023 1:03:19 PM | 15389 | 100 |  |  | 307511.9375 | 0 | 0 |  |  |  | 0
REF | ATC | 2036 | 4 | ECR Portfolio | Area 1001 Wind 2031 | Area 1001 Wind 2031 | 35.0082 | 100 | 35.0082 |  | 0 |  |  |  | 16244.4512 |  |  | -1 | 0 | Wind |  | 307511.9375 |  | 0 | 11776.5449 | 11776.5449 | 0 | -1 | 0 | 0 | 0 | 0 | 8784 | 0.35008 | 38.2962 | -10385.0352 | -33.7712 | 22161.5801 | 72.0674 |  | 1/1/2031 | 12/31/2099 |  | 0 | 0 | 2036 |  |  |  | 0 | 0 | Real 2021 ¦ 5/8/2023 1:03:19 PM | 15390 | 100 |  |  | 307511.9375 | 0 | 0 |  |  |  | 0
REF | ATC | 2036 | 6 | CC Portfolio | Area 1001 Wind 2031 | Area 1001 Wind 2031 | 35.0082 | 100 | 35.0082 |  | 0 |  |  |  | 16244.4512 |  |  | -1 | 0 | Wind |  | 307511.9375 |  | 0 | 11776.5449 | 11776.5449 | 0 | -1 | 0 | 0 | 0 | 0 | 8784 | 0.35008 | 38.2962 | -10385.0352 | -33.7712 | 22161.5801 | 72.0674 |  | 1/1/2031 | 12/31/2099 |  | 0 | 0 | 2036 |  |  |  | 0 | 0 | Real 2021 ¦ 5/8/2023 1:03:19 PM | 15391 | 100 |  |  | 307511.9375 | 0 | 0 |  |  |  | 0
REF | ATC | 2036 | 7 | REF Mitchell Ext | Area 1001 Wind 2031 | Area 1001 Wind 2031 | 35.0082 | 100 | 35.0082 |  | 0 |  |  |  | 16244.4512 |  |  | -1 | 0 | Wind |  | 307511.9375 |  | 0 | 11776.5449 | 11776.5449 | 0 | -1 | 0 | 0 | 0 | 0 | 8784 | 0.35008 | 38.2962 | -10385.0352 | -33.7712 | 22161.5801 | 72.0674 |  | 1/1/2031 | 12/31/2099 |  | 0 | 0 | 2036 |  |  |  | 0 | 0 | Real 2021 ¦ 5/8/2023 1:03:19 PM | 15392 | 100 |  |  | 307511.9375 | 0 | 0 |  |  |  | 0
REF | ATC | 2036 | 9 | Preferred Plan | Area 1001 Wind 2031 | Area 1001 Wind 2031 | 35.0082 | 100 | 35.0082 |  | 0 |  |  |  | 16244.4512 |  |  | -1 | 0 | Wind |  | 307511.9375 |  | 0 | 11776.5449 | 11776.5449 | 0 | -1 | 0 | 0 | 0 | 0 | 8784 | 0.35008 | 38.2962 | -10385.0352 | -33.7712 | 22161.5801 | 72.0674 |  | 1/1/2031 | 12/31/2099 |  | 0 | 0 | 2036 |  |  |  | 0 | 0 | Real 2021 ¦ 5/8/2023 1:03:19 PM | 15393 | 100 |  |  | 307511.9375 | 0 | 0 |  |  |  | 0
REF | ATC | 2036 | 1 | REF Portfolio | Area 1001 Wind 2032 | Area 1001 Wind 2032 | 35.0082 | 100 | 35.0082 |  | 0 |  |  |  | 16299.6475 |  |  | -1 | 0 | Wind |  | 307511.9375 |  | 0 | 11776.5449 | 11776.5449 | 0 | -1 | 0 | 0 | 0 | 0 | 8784 | 0.35008 | 38.2962 | -10385.0352 | -33.7712 | 22161.5801 | 72.0674 |  | 1/1/2032 | 12/31/2099 |  | 0 | 0 | 2036 |  |  |  | 0 | 0 | Real 2021 ¦ 5/8/2023 1:03:19 PM | 15394 | 100 |  |  | 307511.9375 | 0 | 0 |  |  |  | 0
REF | ATC | 2036 | 2 | REF-HC Portfolio | Area 1001 Wind 2032 | Area 1001 Wind 2032 | 35.0082 | 100 | 35.0082 |  | 0 |  |  |  | 16299.6475 |  |  | -1 | 0 | Wind |  | 307511.9375 |  | 0 | 11776.5449 | 11776.5449 | 0 | -1 | 0 | 0 | 0 | 0 | 8784 | 0.35008 | 38.2962 | -10385.0352 | -33.7712 | 22161.5801 | 72.0674 |  | 1/1/2032 | 12/31/2099 |  | 0 | 0 | 2036 |  |  |  | 0 | 0 | Real 2021 ¦ 5/8/2023 1:03:19 PM | 15395 | 100 |  |  | 307511.9375 | 0 | 0 |  |  |  | 0
REF | ATC | 2036 | 3 | CETA Portfolio | Area 1001 Wind 2032 | Area 1001 Wind 2032 | 35.0082 | 100 | 35.0082 |  | 0 |  |  |  | 16299.6475 |  |  | -1 | 0 | Wind |  | 307511.9375 |  | 0 | 11776.5449 | 11776.5449 | 0 | -1 | 0 | 0 | 0 | 0 | 8784 | 0.35008 | 38.2962 | -10385.0352 | -33.7712 | 22161.5801 | 72.0674 |  | 1/1/2032 | 12/31/2099 |  | 0 | 0 | 2036 |  |  |  | 0 | 0 | Real 2021 ¦ 5/8/2023 1:03:19 PM | 15396 | 100 |  |  | 307511.9375 | 0 | 0 |  |  |  | 0
REF | ATC | 2036 | 4 | ECR Portfolio | Area 1001 Wind 2032 | Area 1001 Wind 2032 | 35.0082 | 100 | 35.0082 |  | 0 |  |  |  | 16299.6475 |  |  | -1 | 0 | Wind |  | 307511.9375 |  | 0 | 11776.5449 | 11776.5449 | 0 | -1 | 0 | 0 | 0 | 0 | 8784 | 0.35008 | 38.2962 | -10385.0352 | -33.7712 | 22161.5801 | 72.0674 |  | 1/1/2032 | 12/31/2099 |  | 0 | 0 | 2036 |  |  |  | 0 | 0 | Real 2021 ¦ 5/8/2023 1:03:19 PM | 15397 | 100 |  |  | 307511.9375 | 0 | 0 |  |  |  | 0
REF | ATC | 2036 | 7 | REF Mitchell Ext | Area 1001 Wind 2032 | Area 1001 Wind 2032 | 35.0082 | 100 | 35.0082 |  | 0 |  |  |  | 16299.6475 |  |  | -1 | 0 | Wind |  | 307511.9375 |  | 0 | 11776.5449 | 11776.5449 | 0 | -1 | 0 | 0 | 0 | 0 | 8784 | 0.35008 | 38.2962 | -10385.0352 | -33.7712 | 22161.5801 | 72.0674 |  | 1/1/2032 | 12/31/2099 |  | 0 | 0 | 2036 |  |  |  | 0 | 0 | Real 2021 ¦ 5/8/2023 1:03:19 PM | 15398 | 100 |  |  | 307511.9375 | 0 | 0 |  |  |  | 0
REF | ATC | 2036 | 1 | REF Portfolio | Area 1001 Wind 2033 | Area 1001 Wind 2033 | 35.0082 | 100 | 35.0082 |  | 0 |  |  |  | 16349.3252 |  |  | -1 | 0 | Wind |  | 307511.9375 |  | 0 | 11776.5449 | 11776.5449 | 0 | -1 | 0 | 0 | 0 | 0 | 8784 | 0.35008 | 38.2962 | -10385.0352 | -33.7712 | 22161.5801 | 72.0674 |  | 1/1/2033 | 12/31/2099 |  | 0 | 0 | 2036 |  |  |  | 0 | 0 | Real 2021 ¦ 5/8/2023 1:03:19 PM | 15399 | 100 |  |  | 307511.9375 | 0 | 0 |  |  |  | 0
REF | ATC | 2036 | 2 | REF-HC Portfolio | Area 1001 Wind 2033 | Area 1001 Wind 2033 | 35.0082 | 100 | 35.0082 |  | 0 |  |  |  | 16349.3252 |  |  | -1 | 0 | Wind |  | 307511.9375 |  | 0 | 11776.5449 | 11776.5449 | 0 | -1 | 0 | 0 | 0 | 0 | 8784 | 0.35008 | 38.2962 | -10385.0352 | -33.7712 | 22161.5801 | 72.0674 |  | 1/1/2033 | 12/31/2099 |  | 0 | 0 | 2036 |  |  |  | 0 | 0 | Real 2021 ¦ 5/8/2023 1:03:19 PM | 15400 | 100 |  |  | 307511.9375 | 0 | 0 |  |  |  | 0
REF | ATC | 2036 | 3 | CETA Portfolio | Area 1001 Wind 2033 | Area 1001 Wind 2033 | 35.0082 | 100 | 35.0082 |  | 0 |  |  |  | 16349.3252 |  |  | -1 | 0 | Wind |  | 307511.9375 |  | 0 | 11776.5449 | 11776.5449 | 0 | -1 | 0 | 0 | 0 | 0 | 8784 | 0.35008 | 38.2962 | -10385.0352 | -33.7712 | 22161.5801 | 72.0674 |  | 1/1/2033 | 12/31/2099 |  | 0 | 0 | 2036 |  |  |  | 0 | 0 | Real 2021 ¦ 5/8/2023 1:03:19 PM | 15401 | 100 |  |  | 307511.9375 | 0 | 0 |  |  |  | 0
REF | ATC | 2036 | 4 | ECR Portfolio | Area 1001 Wind 2033 | Area 1001 Wind 2033 | 35.0082 | 100 | 35.0082 |  | 0 |  |  |  | 16349.3252 |  |  | -1 | 0 | Wind |  | 307511.9375 |  | 0 | 11776.5449 | 11776.5449 | 0 | -1 | 0 | 0 | 0 | 0 | 8784 | 0.35008 | 38.2962 | -10385.0352 | -33.7712 | 22161.5801 | 72.0674 |  | 1/1/2033 | 12/31/2099 |  | 0 | 0 | 2036 |  |  |  | 0 | 0 | Real 2021 ¦ 5/8/2023 1:03:19 PM | 15402 | 100 |  |  | 307511.9375 | 0 | 0 |  |  |  | 0
REF | ATC | 2036 | 7 | REF Mitchell Ext | Area 1001 Wind 2033 | Area 1001 Wind 2033 | 35.0082 | 100 | 35.0082 |  | 0 |  |  |  | 16349.3252 |  |  | -1 | 0 | Wind |  | 307511.9375 |  | 0 | 11776.5449 | 11776.5449 | 0 | -1 | 0 | 0 | 0 | 0 | 8784 | 0.35008 | 38.2962 | -10385.0352 | -33.7712 | 22161.5801 | 72.0674 |  | 1/1/2033 | 12/31/2099 |  | 0 | 0 | 2036 |  |  |  | 0 | 0 | Real 2021 ¦ 5/8/2023 1:03:19 PM | 15403 | 100 |  |  | 307511.9375 | 0 | 0 |  |  |  | 0
REF | ATC | 2036 | 1 | REF Portfolio | Area 1001 Wind 2034 | Area 1001 Wind 2034 | 35.0082 | 100 | 35.0082 |  | 0 |  |  |  | 16410.041 |  |  | -1 | 0 | Wind |  | 307511.9375 |  | 0 | 11776.5449 | 11776.5449 | 0 | -1 | 0 | 0 | 0 | 0 | 8784 | 0.35008 | 38.2962 | -10385.0352 | -33.7712 | 22161.5801 | 72.0674 |  | 1/1/2034 | 12/31/2099 |  | 0 | 0 | 2036 |  |  |  | 0 | 0 | Real 2021 ¦ 5/8/2023 1:03:19 PM | 15404 | 100 |  |  | 307511.9375 | 0 | 0 |  |  |  | 0
REF | ATC | 2036 | 7 | REF Mitchell Ext | Area 1001 Wind 2034 | Area 1001 Wind 2034 | 35.0082 | 100 | 35.0082 |  | 0 |  |  |  | 16410.041 |  |  | -1 | 0 | Wind |  | 307511.9375 |  | 0 | 11776.5449 | 11776.5449 | 0 | -1 | 0 | 0 | 0 | 0 | 8784 | 0.35008 | 38.2962 | -10385.0352 | -33.7712 | 22161.5801 | 72.0674 |  | 1/1/2034 | 12/31/2099 |  | 0 | 0 | 2036 |  |  |  | 0 | 0 | Real 2021 ¦ 5/8/2023 1:03:19 PM | 15405 | 100 |  |  | 307511.9375 | 0 | 0 |  |  |  | 0
REF | ATC | 2036 | 1 | REF Portfolio | Area 1001 Wind 2035 | Area 1001 Wind 2035 | 35.0082 | 100 | 35.0082 |  | 0 |  |  |  | 16492.8359 |  |  | -1 | 0 | Wind |  | 307511.9375 |  | 0 | 11776.5449 | 11776.5449 | 0 | -1 | 0 | 0 | 0 | 0 | 8784 | 0.35008 | 38.2962 | -10385.0352 | -33.7712 | 22161.5801 | 72.0674 |  | 1/1/2035 | 12/31/2099 |  | 0 | 0 | 2036 |  |  |  | 0 | 0 | Real 2021 ¦ 5/8/2023 1:03:19 PM | 15406 | 100 |  |  | 307511.9375 | 0 | 0 |  |  |  | 0
REF | ATC | 2036 | 7 | REF Mitchell Ext | Area 1001 Wind 2035 | Area 1001 Wind 2035 | 35.0082 | 100 | 35.0082 |  | 0 |  |  |  | 16492.8359 |  |  | -1 | 0 | Wind |  | 307511.9375 |  | 0 | 11776.5449 | 11776.5449 | 0 | -1 | 0 | 0 | 0 | 0 | 8784 | 0.35008 | 38.2962 | -10385.0352 | -33.7712 | 22161.5801 | 72.0674 |  | 1/1/2035 | 12/31/2099 |  | 0 | 0 | 2036 |  |  |  | 0 | 0 | Real 2021 ¦ 5/8/2023 1:03:19 PM | 15407 | 100 |  |  | 307511.9375 | 0 | 0 |  |  |  | 0
REF | ATC | 2036 | 2 | REF-HC Portfolio | Area 1001 Wind 2037 | Area 1001 Wind 2037 | 0 | 0 | 0 |  | 0 |  |  |  | 0 |  |  | -1 | 0 | Wind |  | 0 |  | 0 | 0 | 0 | 0 | -1 | 0 | 0 | 0 | 0 | 0 |  |  | 0 |  | 0 |  |  | 1/1/2037 | 12/31/2099 |  | 0 | 0 | 2036 |  |  |  | 0 | 0 | Real 2021 ¦ 5/8/2023 1:03:19 PM | 15408 | 0 |  |  | 0 | 0 | 0 |  |  |  | 0
REF | ATC | 2036 | 5 | NCR Portfolio | Area 1001 4-Hour Li-on Battery 2029 | Area 1001 4-Hour Li-on Battery 2029 | 100 | 100 | -1.8438 |  | 86.8168 |  |  |  | 14914.2051 |  |  | -1 | 0 | 4-Hour Li-on Battery Storage |  | -16196.0674 |  | 0 | 4032.543 | 4032.543 | 0 | -1 | 0 | 0 | 0 | 805 | 4584 | -0.018438 |  | 0 |  | 1076.1885 |  |  | 1/1/2029 | 12/31/2038 |  | 0 | 0 | 2036 |  |  |  | 0 | 0 | Real 2021 ¦ 5/8/2023 1:03:19 PM | 15409 | 100 |  |  | 81577.4688 | 83107.5078 | 4074.8557 |  |  |  | 0
REF | ATC | 2036 | 8 | REF No Wind Portfolio | Area 1001 4-Hour Li-on Battery 2029 | Area 1001 4-Hour Li-on Battery 2029 | 50 | 50 | -0.92191 |  | 43.4084 |  |  |  | 7457.1025 |  |  | -1 | 0 | 4-Hour Li-on Battery Storage |  | -8098.0337 |  | 0 | 2016.2715 | 2016.2715 | 0 | -1 | 0 | 0 | 0 | 805 | 4584 | -0.018438 |  | 0 |  | 538.0942 |  |  | 1/1/2029 | 12/31/2038 |  | 0 | 0 | 2036 |  |  |  | 0 | 0 | Real 2021 ¦ 5/8/2023 1:03:19 PM | 15410 | 50 |  |  | 40788.7344 | 41553.7539 | 2037.4279 |  |  |  | 0
REF | ATC | 2036 | 4 | ECR Portfolio | Area 1001 4-Hour Li-on Battery 2032 | Area 1001 4-Hour Li-on Battery 2032 | 200 | 200 | -3.6861 |  | 173.4498 |  |  |  | 29221.2441 |  |  | -1 | 0 | 4-Hour Li-on Battery Storage |  | -32378.4414 |  | 0 | 8063.0815 | 8063.0815 | 0 | -1 | 0 | 0 | 0 | 805 | 4584 | -0.01843 |  | 0 |  | 2154.4148 |  |  | 1/1/2032 | 12/31/2041 |  | 0 | 0 | 2036 |  |  |  | 0 | 0 | Real 2021 ¦ 5/8/2023 1:03:19 PM | 15411 | 200 |  |  | 163098.8594 | 166155.7031 | 8144.1401 |  |  |  | 0
REF | ATC | 2036 | 3 | CETA Portfolio | Area 1001 4-Hour Li-on Battery 2035 | Area 1001 4-Hour Li-on Battery 2035 | 50 | 50 | -0.92121 |  | 43.3201 |  |  |  | 7338.4292 |  |  | -1 | 0 | 4-Hour Li-on Battery Storage |  | -8091.9062 |  | 0 | 2015.4716 | 2015.4716 | 0 | -1 | 0 | 0 | 0 | 805 | 4588 | -0.018424 |  | 0 |  | 539.0501 |  |  | 1/1/2035 | 12/31/2044 |  | 0 | 0 | 2036 |  |  |  | 0 | 0 | Real 2021 ¦ 5/8/2023 1:03:19 PM | 15412 | 50 |  |  | 40764.3555 | 41527.8242 | 2035.0078 |  |  |  | 0
REF | ATC | 2036 | 5 | NCR Portfolio | Area 1001 4-Hour Li-on Battery 2035 | Area 1001 4-Hour Li-on Battery 2035 | 50 | 50 | -0.92121 |  | 43.3201 |  |  |  | 7338.4292 |  |  | -1 | 0 | 4-Hour Li-on Battery Storage |  | -8091.9062 |  | 0 | 2015.4716 | 2015.4716 | 0 | -1 | 0 | 0 | 0 | 805 | 4588 | -0.018424 |  | 0 |  | 539.0501 |  |  | 1/1/2035 | 12/31/2044 |  | 0 | 0 | 2036 |  |  |  | 0 | 0 | Real 2021 ¦ 5/8/2023 1:03:19 PM | 15413 | 50 |  |  | 40764.3555 | 41527.8242 | 2035.0078 |  |  |  | 0
REF | ATC | 2036 | 6 | CC Portfolio | Area 1001 4-Hour Li-on Battery 2035 | Area 1001 4-Hour Li-on Battery 2035 | 50 | 50 | -0.92121 |  | 43.3201 |  |  |  | 7338.4292 |  |  | -1 | 0 | 4-Hour Li-on Battery Storage |  | -8091.9062 |  | 0 | 2015.4716 | 2015.4716 | 0 | -1 | 0 | 0 | 0 | 805 | 4588 | -0.018424 |  | 0 |  | 539.0501 |  |  | 1/1/2035 | 12/31/2044 |  | 0 | 0 | 2036 |  |  |  | 0 | 0 | Real 2021 ¦ 5/8/2023 1:03:19 PM | 15414 | 50 |  |  | 40764.3555 | 41527.8242 | 2035.0078 |  |  |  | 0
REF | ATC | 2036 | 9 | Preferred Plan | Area 1001 4-Hour Li-on Battery 2035 | Area 1001 4-Hour Li-on Battery 2035 | 50 | 50 | -0.92121 |  | 43.3201 |  |  |  | 7338.4292 |  |  | -1 | 0 | 4-Hour Li-on Battery Storage |  | -8091.9062 |  | 0 | 2015.4716 | 2015.4716 | 0 | -1 | 0 | 0 | 0 | 805 | 4588 | -0.018424 |  | 0 |  | 539.0501 |  |  | 1/1/2035 | 12/31/2044 |  | 0 | 0 | 2036 |  |  |  | 0 | 0 | Real 2021 ¦ 5/8/2023 1:03:19 PM | 15415 | 50 |  |  | 40764.3555 | 41527.8242 | 2035.0078 |  |  |  | 0
REF | ATC | 2036 | 4 | ECR Portfolio | Solar+Storage 3-1 2028 | Solar+Storage 3-1 2028 | 32.6844 | 32.6844 | 32.6844 |  | 0 |  |  |  | 25346.4219 |  |  | -1 | 0 | Solar |  | 287100.1562 |  | 0 | 10633.1143 | 10633.1143 | 0 | -1 | 0 | 0 | 0 | 762 | 4748 | 1 | 37.0363 | 0 | 0 | 10633.1143 | 37.0363 |  | 1/1/2028 | 12/31/2099 |  | 0 | 0 | 2036 |  |  |  | 0 | 0 | Real 2021 ¦ 5/8/2023 1:03:19 PM | 15416 | 200 |  |  | 287100.1562 | 0 | 0 |  |  |  | 0
REF | ATC | 2036 | 8 | REF No Wind Portfolio | Solar+Storage 3-1 2028 | Solar+Storage 3-1 2028 | 49.0267 | 49.0267 | 49.0267 |  | 0 |  |  |  | 38019.6328 |  |  | -1 | 0 | Solar |  | 430650.25 |  | 0 | 15949.6719 | 15949.6719 | 0 | -1 | 0 | 0 | 0 | 762 | 4748 | 1 | 37.0363 | 0 | 0 | 15949.6719 | 37.0363 |  | 1/1/2028 | 12/31/2099 |  | 0 | 0 | 2036 |  |  |  | 0 | 0 | Real 2021 ¦ 5/8/2023 1:03:19 PM | 15417 | 300 |  |  | 430650.25 | 0 | 0 |  |  |  | 0
REF | ATC | 2036 | 1 | REF Portfolio | Tier 2 Area 1001 Solar 2028 | Tier 2 Area 1001 Solar 2028 | 22.8598 | 100 | 22.8598 |  | 0 |  |  |  | 15278.5049 |  |  | -1 | 0 | Solar |  | 200800.8594 |  | 0 | 6523.7349 | 6523.7349 | 0 | -1 | 0 | 0 | 0 | 366 | 4394 | 0.2286 | 32.4886 | -6781.2773 | -33.7712 | 13305.0127 | 66.2597 |  | 1/1/2028 | 12/31/2099 |  | 0 | 0 | 2036 |  |  |  | 0 | 0 | Real 2021 ¦ 5/8/2023 1:03:19 PM | 15418 | 100 |  |  | 200800.8594 | 0 | 0 |  |  |  | 0
REF | ATC | 2036 | 2 | REF-HC Portfolio | Tier 2 Area 1001 Solar 2028 | Tier 2 Area 1001 Solar 2028 | 57.1496 | 250 | 57.1496 |  | 0 |  |  |  | 38196.2617 |  |  | -1 | 0 | Solar |  | 502002.125 |  | 0 | 16309.3379 | 16309.3379 | 0 | -1 | 0 | 0 | 0 | 366 | 4394 | 0.2286 | 32.4886 | -16953.1934 | -33.7712 | 33262.5312 | 66.2597 |  | 1/1/2028 | 12/31/2099 |  | 0 | 0 | 2036 |  |  |  | 0 | 0 | Real 2021 ¦ 5/8/2023 1:03:19 PM | 15419 | 250 |  |  | 502002.125 | 0 | 0 |  |  |  | 0
REF | ATC | 2036 | 3 | CETA Portfolio | Tier 2 Area 1001 Solar 2028 | Tier 2 Area 1001 Solar 2028 | 68.5795 | 300 | 68.5795 |  | 0 |  |  |  | 45835.5156 |  |  | -1 | 0 | Solar |  | 602402.5625 |  | 0 | 19571.2051 | 19571.2051 | 0 | -1 | 0 | 0 | 0 | 366 | 4394 | 0.2286 | 32.4886 | -20343.832 | -33.7712 | 39915.0391 | 66.2597 |  | 1/1/2028 | 12/31/2099 |  | 0 | 0 | 2036 |  |  |  | 0 | 0 | Real 2021 ¦ 5/8/2023 1:03:19 PM | 15420 | 300 |  |  | 602402.5625 | 0 | 0 |  |  |  | 0
REF | ATC | 2036 | 4 | ECR Portfolio | Tier 2 Area 1001 Solar 2028 | Tier 2 Area 1001 Solar 2028 | 68.5795 | 300 | 68.5795 |  | 0 |  |  |  | 45835.5156 |  |  | -1 | 0 | Solar |  | 602402.5625 |  | 0 | 19571.2051 | 19571.2051 | 0 | -1 | 0 | 0 | 0 | 366 | 4394 | 0.2286 | 32.4886 | -20343.832 | -33.7712 | 39915.0391 | 66.2597 |  | 1/1/2028 | 12/31/2099 |  | 0 | 0 | 2036 |  |  |  | 0 | 0 | Real 2021 ¦ 5/8/2023 1:03:19 PM | 15421 | 300 |  |  | 602402.5625 | 0 | 0 |  |  |  | 0
REF | ATC | 2036 | 5 | NCR Portfolio | Tier 2 Area 1001 Solar 2028 | Tier 2 Area 1001 Solar 2028 | 22.8598 | 100 | 22.8598 |  | 0 |  |  |  | 15278.5049 |  |  | -1 | 0 | Solar |  | 200800.8594 |  | 0 | 6523.7349 | 6523.7349 | 0 | -1 | 0 | 0 | 0 | 366 | 4394 | 0.2286 | 32.4886 | -6781.2773 | -33.7712 | 13305.0127 | 66.2597 |  | 1/1/2028 | 12/31/2099 |  | 0 | 0 | 2036 |  |  |  | 0 | 0 | Real 2021 ¦ 5/8/2023 1:03:19 PM | 15422 | 100 |  |  | 200800.8594 | 0 | 0 |  |  |  | 0
REF | ATC | 2036 | 6 | CC Portfolio | Tier 2 Area 1001 Solar 2028 | Tier 2 Area 1001 Solar 2028 | 68.5795 | 300 | 68.5795 |  | 0 |  |  |  | 45835.5156 |  |  | -1 | 0 | Solar |  | 602402.5625 |  | 0 | 19571.2051 | 19571.2051 | 0 | -1 | 0 | 0 | 0 | 366 | 4394 | 0.2286 | 32.4886 | -20343.832 | -33.7712 | 39915.0391 | 66.2597 |  | 1/1/2028 | 12/31/2099 |  | 0 | 0 | 2036 |  |  |  | 0 | 0 | Real 2021 ¦ 5/8/2023 1:03:19 PM | 15423 | 300 |  |  | 602402.5625 | 0 | 0 |  |  |  | 0
REF | ATC | 2036 | 7 | REF Mitchell Ext | Tier 2 Area 1001 Solar 2028 | Tier 2 Area 1001 Solar 2028 | 22.8598 | 100 | 22.8598 |  | 0 |  |  |  | 15278.5049 |  |  | -1 | 0 | Solar |  | 200800.8594 |  | 0 | 6523.7349 | 6523.7349 | 0 | -1 | 0 | 0 | 0 | 366 | 4394 | 0.2286 | 32.4886 | -6781.2773 | -33.7712 | 13305.0127 | 66.2597 |  | 1/1/2028 | 12/31/2099 |  | 0 | 0 | 2036 |  |  |  | 0 | 0 | Real 2021 ¦ 5/8/2023 1:03:19 PM | 15424 | 100 |  |  | 200800.8594 | 0 | 0 |  |  |  | 0
REF | ATC | 2036 | 8 | REF No Wind Portfolio | Tier 2 Area 1001 Solar 2028 | Tier 2 Area 1001 Solar 2028 | 68.5795 | 300 | 68.5795 |  | 0 |  |  |  | 45835.5156 |  |  | -1 | 0 | Solar |  | 602402.5625 |  | 0 | 19571.2051 | 19571.2051 | 0 | -1 | 0 | 0 | 0 | 366 | 4394 | 0.2286 | 32.4886 | -20343.832 | -33.7712 | 39915.0391 | 66.2597 |  | 1/1/2028 | 12/31/2099 |  | 0 | 0 | 2036 |  |  |  | 0 | 0 | Real 2021 ¦ 5/8/2023 1:03:19 PM | 15425 | 300 |  |  | 602402.5625 | 0 | 0 |  |  |  | 0
REF | ATC | 2036 | 9 | Preferred Plan | Tier 2 Area 1001 Solar 2028 | Tier 2 Area 1001 Solar 2028 | 68.5795 | 300 | 68.5795 |  | 0 |  |  |  | 45835.5156 |  |  | -1 | 0 | Solar |  | 602402.5625 |  | 0 | 19571.2051 | 19571.2051 | 0 | -1 | 0 | 0 | 0 | 366 | 4394 | 0.2286 | 32.4886 | -20343.832 | -33.7712 | 39915.0391 | 66.2597 |  | 1/1/2028 | 12/31/2099 |  | 0 | 0 | 2036 |  |  |  | 0 | 0 | Real 2021 ¦ 5/8/2023 1:03:19 PM | 15426 | 300 |  |  | 602402.5625 | 0 | 0 |  |  |  | 0
REF | ATC | 2036 | 4 | ECR Portfolio | Tier 2 Area 1001 Solar 2029 | Tier 2 Area 1001 Solar 2029 | 34.2898 | 150 | 34.2898 |  | 0 |  |  |  | 22048.4062 |  |  | -1 | 0 | Solar |  | 301201.2812 |  | 0 | 9785.6025 | 9785.6025 | 0 | -1 | 0 | 0 | 0 | 366 | 4394 | 0.2286 | 32.4886 | -10171.916 | -33.7712 | 19957.5195 | 66.2597 |  | 1/1/2029 | 12/31/2099 |  | 0 | 0 | 2036 |  |  |  | 0 | 0 | Real 2021 ¦ 5/8/2023 1:03:19 PM | 15427 | 150 |  |  | 301201.2812 | 0 | 0 |  |  |  | 0
REF | ATC | 2036 | 8 | REF No Wind Portfolio | Tier 2 Area 1001 Solar 2029 | Tier 2 Area 1001 Solar 2029 | 22.8598 | 100 | 22.8598 |  | 0 |  |  |  | 14698.9375 |  |  | -1 | 0 | Solar |  | 200800.8594 |  | 0 | 6523.7349 | 6523.7349 | 0 | -1 | 0 | 0 | 0 | 366 | 4394 | 0.2286 | 32.4886 | -6781.2773 | -33.7712 | 13305.0127 | 66.2597 |  | 1/1/2029 | 12/31/2099 |  | 0 | 0 | 2036 |  |  |  | 0 | 0 | Real 2021 ¦ 5/8/2023 1:03:19 PM | 15428 | 100 |  |  | 200800.8594 | 0 | 0 |  |  |  | 0
REF | ATC | 2036 | 2 | REF-HC Portfolio | Tier 2 Area 1001 Wind 2026 | Tier 2 Area 1001 Wind 2026 | 35.0082 | 100 | 35.0082 |  | 0 |  |  |  | 19738.416 |  |  | -1 | 0 | Wind |  | 307511.9375 |  | 0 | 11776.5449 | 11776.5449 | 0 | -1 | 0 | 0 | 0 | 0 | 8784 | 0.35008 | 38.2962 | 0 | 0 | 11776.5449 | 38.2962 |  | 1/1/2026 | 12/31/2099 |  | 0 | 0 | 2036 |  |  |  | 0 | 0 | Real 2021 ¦ 5/8/2023 1:03:19 PM | 15429 | 100 |  |  | 307511.9375 | 0 | 0 |  |  |  | 0
REF | ATC | 2036 | 3 | CETA Portfolio | Tier 2 Area 1001 Wind 2026 | Tier 2 Area 1001 Wind 2026 | 35.0082 | 100 | 35.0082 |  | 0 |  |  |  | 19738.416 |  |  | -1 | 0 | Wind |  | 307511.9375 |  | 0 | 11776.5449 | 11776.5449 | 0 | -1 | 0 | 0 | 0 | 0 | 8784 | 0.35008 | 38.2962 | 0 | 0 | 11776.5449 | 38.2962 |  | 1/1/2026 | 12/31/2099 |  | 0 | 0 | 2036 |  |  |  | 0 | 0 | Real 2021 ¦ 5/8/2023 1:03:19 PM | 15430 | 100 |  |  | 307511.9375 | 0 | 0 |  |  |  | 0
REF | ATC | 2036 | 4 | ECR Portfolio | Tier 2 Area 1001 Wind 2026 | Tier 2 Area 1001 Wind 2026 | 35.0082 | 100 | 35.0082 |  | 0 |  |  |  | 19738.416 |  |  | -1 | 0 | Wind |  | 307511.9375 |  | 0 | 11776.5449 | 11776.5449 | 0 | -1 | 0 | 0 | 0 | 0 | 8784 | 0.35008 | 38.2962 | 0 | 0 | 11776.5449 | 38.2962 |  | 1/1/2026 | 12/31/2099 |  | 0 | 0 | 2036 |  |  |  | 0 | 0 | Real 2021 ¦ 5/8/2023 1:03:19 PM | 15431 | 100 |  |  | 307511.9375 | 0 | 0 |  |  |  | 0
REF | ATC | 2036 | 5 | NCR Portfolio | Tier 2 Area 1001 Wind 2026 | Tier 2 Area 1001 Wind 2026 | 35.0082 | 100 | 35.0082 |  | 0 |  |  |  | 19738.416 |  |  | -1 | 0 | Wind |  | 307511.9375 |  | 0 | 11776.5449 | 11776.5449 | 0 | -1 | 0 | 0 | 0 | 0 | 8784 | 0.35008 | 38.2962 | 0 | 0 | 11776.5449 | 38.2962 |  | 1/1/2026 | 12/31/2099 |  | 0 | 0 | 2036 |  |  |  | 0 | 0 | Real 2021 ¦ 5/8/2023 1:03:19 PM | 15432 | 100 |  |  | 307511.9375 | 0 | 0 |  |  |  | 0
REF | ATC | 2036 | 2 | REF-HC Portfolio | Tier 2 Area 1001 Wind 2027 | Tier 2 Area 1001 Wind 2027 | 35.0082 | 100 | 35.0082 |  | 0 |  |  |  | 19197.4863 |  |  | -1 | 0 | Wind |  | 307511.9375 |  | 0 | 11776.5449 | 11776.5449 | 0 | -1 | 0 | 0 | 0 | 0 | 8784 | 0.35008 | 38.2962 | -10385.0352 | -33.7712 | 22161.5801 | 72.0674 |  | 1/1/2027 | 12/31/2099 |  | 0 | 0 | 2036 |  |  |  | 0 | 0 | Real 2021 ¦ 5/8/2023 1:03:19 PM | 15433 | 100 |  |  | 307511.9375 | 0 | 0 |  |  |  | 0
REF | ATC | 2036 | 3 | CETA Portfolio | Tier 2 Area 1001 Wind 2027 | Tier 2 Area 1001 Wind 2027 | 35.0082 | 100 | 35.0082 |  | 0 |  |  |  | 19197.4863 |  |  | -1 | 0 | Wind |  | 307511.9375 |  | 0 | 11776.5449 | 11776.5449 | 0 | -1 | 0 | 0 | 0 | 0 | 8784 | 0.35008 | 38.2962 | -10385.0352 | -33.7712 | 22161.5801 | 72.0674 |  | 1/1/2027 | 12/31/2099 |  | 0 | 0 | 2036 |  |  |  | 0 | 0 | Real 2021 ¦ 5/8/2023 1:03:19 PM | 15434 | 100 |  |  | 307511.9375 | 0 | 0 |  |  |  | 0
REF | ATC | 2036 | 4 | ECR Portfolio | Tier 2 Area 1001 Wind 2027 | Tier 2 Area 1001 Wind 2027 | 35.0082 | 100 | 35.0082 |  | 0 |  |  |  | 19197.4863 |  |  | -1 | 0 | Wind |  | 307511.9375 |  | 0 | 11776.5449 | 11776.5449 | 0 | -1 | 0 | 0 | 0 | 0 | 8784 | 0.35008 | 38.2962 | -10385.0352 | -33.7712 | 22161.5801 | 72.0674 |  | 1/1/2027 | 12/31/2099 |  | 0 | 0 | 2036 |  |  |  | 0 | 0 | Real 2021 ¦ 5/8/2023 1:03:19 PM | 15435 | 100 |  |  | 307511.9375 | 0 | 0 |  |  |  | 0
REF | ATC | 2036 | 5 | NCR Portfolio | Tier 2 Area 1001 Wind 2027 | Tier 2 Area 1001 Wind 2027 | 35.0082 | 100 | 35.0082 |  | 0 |  |  |  | 19197.4863 |  |  | -1 | 0 | Wind |  | 307511.9375 |  | 0 | 11776.5449 | 11776.5449 | 0 | -1 | 0 | 0 | 0 | 0 | 8784 | 0.35008 | 38.2962 | -10385.0352 | -33.7712 | 22161.5801 | 72.0674 |  | 1/1/2027 | 12/31/2099 |  | 0 | 0 | 2036 |  |  |  | 0 | 0 | Real 2021 ¦ 5/8/2023 1:03:19 PM | 15436 | 100 |  |  | 307511.9375 | 0 | 0 |  |  |  | 0
REF | ATC | 2036 | 6 | CC Portfolio | Tier 2 Area 1001 Wind 2027 | Tier 2 Area 1001 Wind 2027 | 35.0082 | 100 | 35.0082 |  | 0 |  |  |  | 19197.4863 |  |  | -1 | 0 | Wind |  | 307511.9375 |  | 0 | 11776.5449 | 11776.5449 | 0 | -1 | 0 | 0 | 0 | 0 | 8784 | 0.35008 | 38.2962 | -10385.0352 | -33.7712 | 22161.5801 | 72.0674 |  | 1/1/2027 | 12/31/2099 |  | 0 | 0 | 2036 |  |  |  | 0 | 0 | Real 2021 ¦ 5/8/2023 1:03:19 PM | 15437 | 100 |  |  | 307511.9375 | 0 | 0 |  |  |  | 0
REF | ATC | 2036 | 9 | Preferred Plan | Tier 2 Area 1001 Wind 2027 | Tier 2 Area 1001 Wind 2027 | 35.0082 | 100 | 35.0082 |  | 0 |  |  |  | 19197.4863 |  |  | -1 | 0 | Wind |  | 307511.9375 |  | 0 | 11776.5449 | 11776.5449 | 0 | -1 | 0 | 0 | 0 | 0 | 8784 | 0.35008 | 38.2962 | -10385.0352 | -33.7712 | 22161.5801 | 72.0674 |  | 1/1/2027 | 12/31/2099 |  | 0 | 0 | 2036 |  |  |  | 0 | 0 | Real 2021 ¦ 5/8/2023 1:03:19 PM | 15438 | 100 |  |  | 307511.9375 | 0 | 0 |  |  |  | 0
REF | ATC | 2036 | 1 | REF Portfolio | Tier 2 Area 1001 Wind 2028 | Tier 2 Area 1001 Wind 2028 | 35.0082 | 100 | 35.0082 |  | 0 |  |  |  | 18606.8789 |  |  | -1 | 0 | Wind |  | 307511.9375 |  | 0 | 11776.5449 | 11776.5449 | 0 | -1 | 0 | 0 | 0 | 0 | 8784 | 0.35008 | 38.2962 | -10385.0352 | -33.7712 | 22161.5801 | 72.0674 |  | 1/1/2028 | 12/31/2099 |  | 0 | 0 | 2036 |  |  |  | 0 | 0 | Real 2021 ¦ 5/8/2023 1:03:19 PM | 15439 | 100 |  |  | 307511.9375 | 0 | 0 |  |  |  | 0
REF | ATC | 2036 | 2 | REF-HC Portfolio | Tier 2 Area 1001 Wind 2028 | Tier 2 Area 1001 Wind 2028 | 35.0082 | 100 | 35.0082 |  | 0 |  |  |  | 18606.8789 |  |  | -1 | 0 | Wind |  | 307511.9375 |  | 0 | 11776.5449 | 11776.5449 | 0 | -1 | 0 | 0 | 0 | 0 | 8784 | 0.35008 | 38.2962 | -10385.0352 | -33.7712 | 22161.5801 | 72.0674 |  | 1/1/2028 | 12/31/2099 |  | 0 | 0 | 2036 |  |  |  | 0 | 0 | Real 2021 ¦ 5/8/2023 1:03:19 PM | 15440 | 100 |  |  | 307511.9375 | 0 | 0 |  |  |  | 0
REF | ATC | 2036 | 3 | CETA Portfolio | Tier 2 Area 1001 Wind 2028 | Tier 2 Area 1001 Wind 2028 | 35.0082 | 100 | 35.0082 |  | 0 |  |  |  | 18606.8789 |  |  | -1 | 0 | Wind |  | 307511.9375 |  | 0 | 11776.5449 | 11776.5449 | 0 | -1 | 0 | 0 | 0 | 0 | 8784 | 0.35008 | 38.2962 | -10385.0352 | -33.7712 | 22161.5801 | 72.0674 |  | 1/1/2028 | 12/31/2099 |  | 0 | 0 | 2036 |  |  |  | 0 | 0 | Real 2021 ¦ 5/8/2023 1:03:19 PM | 15441 | 100 |  |  | 307511.9375 | 0 | 0 |  |  |  | 0
REF | ATC | 2036 | 4 | ECR Portfolio | Tier 2 Area 1001 Wind 2028 | Tier 2 Area 1001 Wind 2028 | 35.0082 | 100 | 35.0082 |  | 0 |  |  |  | 18606.8789 |  |  | -1 | 0 | Wind |  | 307511.9375 |  | 0 | 11776.5449 | 11776.5449 | 0 | -1 | 0 | 0 | 0 | 0 | 8784 | 0.35008 | 38.2962 | -10385.0352 | -33.7712 | 22161.5801 | 72.0674 |  | 1/1/2028 | 12/31/2099 |  | 0 | 0 | 2036 |  |  |  | 0 | 0 | Real 2021 ¦ 5/8/2023 1:03:19 PM | 15442 | 100 |  |  | 307511.9375 | 0 | 0 |  |  |  | 0
REF | ATC | 2036 | 5 | NCR Portfolio | Tier 2 Area 1001 Wind 2028 | Tier 2 Area 1001 Wind 2028 | 35.0082 | 100 | 35.0082 |  | 0 |  |  |  | 18606.8789 |  |  | -1 | 0 | Wind |  | 307511.9375 |  | 0 | 11776.5449 | 11776.5449 | 0 | -1 | 0 | 0 | 0 | 0 | 8784 | 0.35008 | 38.2962 | -10385.0352 | -33.7712 | 22161.5801 | 72.0674 |  | 1/1/2028 | 12/31/2099 |  | 0 | 0 | 2036 |  |  |  | 0 | 0 | Real 2021 ¦ 5/8/2023 1:03:19 PM | 15443 | 100 |  |  | 307511.9375 | 0 | 0 |  |  |  | 0
REF | ATC | 2036 | 6 | CC Portfolio | Tier 2 Area 1001 Wind 2028 | Tier 2 Area 1001 Wind 2028 | 35.0082 | 100 | 35.0082 |  | 0 |  |  |  | 18606.8789 |  |  | -1 | 0 | Wind |  | 307511.9375 |  | 0 | 11776.5449 | 11776.5449 | 0 | -1 | 0 | 0 | 0 | 0 | 8784 | 0.35008 | 38.2962 | -10385.0352 | -33.7712 | 22161.5801 | 72.0674 |  | 1/1/2028 | 12/31/2099 |  | 0 | 0 | 2036 |  |  |  | 0 | 0 | Real 2021 ¦ 5/8/2023 1:03:19 PM | 15444 | 100 |  |  | 307511.9375 | 0 | 0 |  |  |  | 0
REF | ATC | 2036 | 7 | REF Mitchell Ext | Tier 2 Area 1001 Wind 2028 | Tier 2 Area 1001 Wind 2028 | 35.0082 | 100 | 35.0082 |  | 0 |  |  |  | 18606.8789 |  |  | -1 | 0 | Wind |  | 307511.9375 |  | 0 | 11776.5449 | 11776.5449 | 0 | -1 | 0 | 0 | 0 | 0 | 8784 | 0.35008 | 38.2962 | -10385.0352 | -33.7712 | 22161.5801 | 72.0674 |  | 1/1/2028 | 12/31/2099 |  | 0 | 0 | 2036 |  |  |  | 0 | 0 | Real 2021 ¦ 5/8/2023 1:03:19 PM | 15445 | 100 |  |  | 307511.9375 | 0 | 0 |  |  |  | 0
REF | ATC | 2036 | 9 | Preferred Plan | Tier 2 Area 1001 Wind 2028 | Tier 2 Area 1001 Wind 2028 | 35.0082 | 100 | 35.0082 |  | 0 |  |  |  | 18606.8789 |  |  | -1 | 0 | Wind |  | 307511.9375 |  | 0 | 11776.5449 | 11776.5449 | 0 | -1 | 0 | 0 | 0 | 0 | 8784 | 0.35008 | 38.2962 | -10385.0352 | -33.7712 | 22161.5801 | 72.0674 |  | 1/1/2028 | 12/31/2099 |  | 0 | 0 | 2036 |  |  |  | 0 | 0 | Real 2021 ¦ 5/8/2023 1:03:19 PM | 15446 | 100 |  |  | 307511.9375 | 0 | 0 |  |  |  | 0
REF | ATC | 2036 | 1 | REF Portfolio | Tier 2 Area 1001 Wind 2029 | Tier 2 Area 1001 Wind 2029 | 35.0082 | 100 | 35.0082 |  | 0 |  |  |  | 18071.4688 |  |  | -1 | 0 | Wind |  | 307511.9375 |  | 0 | 11776.5449 | 11776.5449 | 0 | -1 | 0 | 0 | 0 | 0 | 8784 | 0.35008 | 38.2962 | -10385.0352 | -33.7712 | 22161.5801 | 72.0674 |  | 1/1/2029 | 12/31/2099 |  | 0 | 0 | 2036 |  |  |  | 0 | 0 | Real 2021 ¦ 5/8/2023 1:03:19 PM | 15447 | 100 |  |  | 307511.9375 | 0 | 0 |  |  |  | 0
REF | ATC | 2036 | 3 | CETA Portfolio | Tier 2 Area 1001 Wind 2029 | Tier 2 Area 1001 Wind 2029 | 35.0082 | 100 | 35.0082 |  | 0 |  |  |  | 18071.4688 |  |  | -1 | 0 | Wind |  | 307511.9375 |  | 0 | 11776.5449 | 11776.5449 | 0 | -1 | 0 | 0 | 0 | 0 | 8784 | 0.35008 | 38.2962 | -10385.0352 | -33.7712 | 22161.5801 | 72.0674 |  | 1/1/2029 | 12/31/2099 |  | 0 | 0 | 2036 |  |  |  | 0 | 0 | Real 2021 ¦ 5/8/2023 1:03:19 PM | 15448 | 100 |  |  | 307511.9375 | 0 | 0 |  |  |  | 0
REF | ATC | 2036 | 4 | ECR Portfolio | Tier 2 Area 1001 Wind 2029 | Tier 2 Area 1001 Wind 2029 | 35.0082 | 100 | 35.0082 |  | 0 |  |  |  | 18071.4688 |  |  | -1 | 0 | Wind |  | 307511.9375 |  | 0 | 11776.5449 | 11776.5449 | 0 | -1 | 0 | 0 | 0 | 0 | 8784 | 0.35008 | 38.2962 | -10385.0352 | -33.7712 | 22161.5801 | 72.0674 |  | 1/1/2029 | 12/31/2099 |  | 0 | 0 | 2036 |  |  |  | 0 | 0 | Real 2021 ¦ 5/8/2023 1:03:19 PM | 15449 | 100 |  |  | 307511.9375 | 0 | 0 |  |  |  | 0
REF | ATC | 2036 | 7 | REF Mitchell Ext | Tier 2 Area 1001 Wind 2029 | Tier 2 Area 1001 Wind 2029 | 35.0082 | 100 | 35.0082 |  | 0 |  |  |  | 18071.4688 |  |  | -1 | 0 | Wind |  | 307511.9375 |  | 0 | 11776.5449 | 11776.5449 | 0 | -1 | 0 | 0 | 0 | 0 | 8784 | 0.35008 | 38.2962 | -10385.0352 | -33.7712 | 22161.5801 | 72.0674 |  | 1/1/2029 | 12/31/2099 |  | 0 | 0 | 2036 |  |  |  | 0 | 0 | Real 2021 ¦ 5/8/2023 1:03:19 PM | 15450 | 100 |  |  | 307511.9375 | 0 | 0 |  |  |  | 0
REF | ATC | 2036 | 6 | CC Portfolio | Area 1001 Gas CC 1x1 2029 | Area 1001 Gas CC 1x1 2029 | 362.1129 | 399.1386 | 298.9394 |  | 0 |  |  |  | 71708.7344 |  |  | -1 | 17038226 | TCO |  | 2625883.25 |  | 108.6339 | 106282.2266 | 106282.2266 | 0 | -1 | 0 | 0 | 281.547 | 24 | 8213 | 0.74896 | 40.4748 | 70229.8828 | 26.7452 | 36052.3398 | 13.7296 |  | 1/1/2029 | 12/31/2099 |  | 0 | 0 | 2036 |  |  |  | 0 | 0 | Real 2021 ¦ 5/8/2023 1:03:19 PM | 15451 | 418 |  |  | 2625883.25 | 0 | 0 |  |  |  | 0
REF | ATC | 2036 | 7 | REF Mitchell Ext | 3102 | Mitchell #1 (WV) | 0 | 0 | 0 |  | 0 |  |  |  | 0 |  |  | -1 | 0 | Mitchell 1 Coal Price |  | 0 |  | 0 | 0 | 0 | 0 | -1 | 0 | 0 | 0 | 0 | 0 |  |  | 0 |  | 0 |  |  | 5/1/1971 | 5/31/2028 |  | 0 | 0 | 2036 |  |  |  | 0 | 0 | Real 2021 ¦ 5/8/2023 1:03:19 PM | 15452 | 0 |  |  | 0 | 0 | 0 |  |  |  | 0
REF | ATC | 2036 | 9 | Preferred Plan | 3102 | Mitchell #1 (WV) | 0 | 0 | 0 |  | 0 |  |  |  | 0 |  |  | -1 | 0 | Mitchell 1 Coal Price |  | 0 |  | 0 | 0 | 0 | 0 | -1 | 0 | 0 | 0 | 0 | 0 |  |  | 0 |  | 0 |  |  | 5/1/1971 | 5/31/2028 |  | 0 | 0 | 2036 |  |  |  | 0 | 0 | Real 2021 ¦ 5/8/2023 1:03:19 PM | 15453 | 0 |  |  | 0 | 0 | 0 |  |  |  | 0
REF | ATC | 2036 | 7 | REF Mitchell Ext | 3105 | Mitchell #2 (WV) | 0 | 0 | 0 |  | 0 |  |  |  | 0 |  |  | -1 | 0 | Mitchell 2 Coal Price |  | 0 |  | 0 | 0 | 0 | 0 | -1 | 0 | 0 | 0 | 0 | 0 |  |  | 0 |  | 0 |  |  | 5/1/1971 | 5/31/2028 |  | 0 | 0 | 2036 |  |  |  | 0 | 0 | Real 2021 ¦ 5/8/2023 1:03:19 PM | 15454 | 0 |  |  | 0 | 0 | 0 |  |  |  | 0
REF | ATC | 2036 | 9 | Preferred Plan | 3105 | Mitchell #2 (WV) | 0 | 0 | 0 |  | 0 |  |  |  | 0 |  |  | -1 | 0 | Mitchell 2 Coal Price |  | 0 |  | 0 | 0 | 0 | 0 | -1 | 0 | 0 | 0 | 0 | 0 |  |  | 0 |  | 0 |  |  | 5/1/1971 | 5/31/2028 |  | 0 | 0 | 2036 |  |  |  | 0 | 0 | Real 2021 ¦ 5/8/2023 1:03:19 PM | 15455 | 0 |  |  | 0 | 0 | 0 |  |  |  | 0
REF | ATC | 2037 | 1 | REF Portfolio | 13555 | Big Sandy #1 Gas | 0 | 0 | 0 |  | 0 |  |  |  | 0 |  |  | -1 | 0 | TCO |  | 0 |  | 0 | 0 | 0 | 0 | -1 | 0 | 0 | 0 | 0 | 0 |  |  | 0 |  | 0 |  |  | 5/30/2016 | 5/30/2031 |  | 0 | 0 | 2037 |  |  |  | 0 | 0 | Real 2021 ¦ 5/8/2023 1:03:19 PM | 16284 | 0 |  |  | 0 | 0 | 0 |  |  |  | 0
REF | ATC | 2037 | 2 | REF-HC Portfolio | 13555 | Big Sandy #1 Gas | 0 | 0 | 0 |  | 0 |  |  |  | 0 |  |  | -1 | 0 | TCO |  | 0 |  | 0 | 0 | 0 | 0 | -1 | 0 | 0 | 0 | 0 | 0 |  |  | 0 |  | 0 |  |  | 5/30/2016 | 5/30/2031 |  | 0 | 0 | 2037 |  |  |  | 0 | 0 | Real 2021 ¦ 5/8/2023 1:03:19 PM | 16285 | 0 |  |  | 0 | 0 | 0 |  |  |  | 0
REF | ATC | 2037 | 3 | CETA Portfolio | 13555 | Big Sandy #1 Gas | 0 | 0 | 0 |  | 0 |  |  |  | 0 |  |  | -1 | 0 | TCO |  | 0 |  | 0 | 0 | 0 | 0 | -1 | 0 | 0 | 0 | 0 | 0 |  |  | 0 |  | 0 |  |  | 5/30/2016 | 5/30/2031 |  | 0 | 0 | 2037 |  |  |  | 0 | 0 | Real 2021 ¦ 5/8/2023 1:03:19 PM | 16286 | 0 |  |  | 0 | 0 | 0 |  |  |  | 0
REF | ATC | 2037 | 4 | ECR Portfolio | 13555 | Big Sandy #1 Gas | 0 | 0 | 0 |  | 0 |  |  |  | 0 |  |  | -1 | 0 | TCO |  | 0 |  | 0 | 0 | 0 | 0 | -1 | 0 | 0 | 0 | 0 | 0 |  |  | 0 |  | 0 |  |  | 5/30/2016 | 5/30/2031 |  | 0 | 0 | 2037 |  |  |  | 0 | 0 | Real 2021 ¦ 5/8/2023 1:03:19 PM | 16287 | 0 |  |  | 0 | 0 | 0 |  |  |  | 0
REF | ATC | 2037 | 5 | NCR Portfolio | 13555 | Big Sandy #1 Gas | 0 | 0 | 0 |  | 0 |  |  |  | 0 |  |  | -1 | 0 | TCO |  | 0 |  | 0 | 0 | 0 | 0 | -1 | 0 | 0 | 0 | 0 | 0 |  |  | 0 |  | 0 |  |  | 5/30/2016 | 5/30/2031 |  | 0 | 0 | 2037 |  |  |  | 0 | 0 | Real 2021 ¦ 5/8/2023 1:03:19 PM | 16288 | 0 |  |  | 0 | 0 | 0 |  |  |  | 0
REF | ATC | 2037 | 6 | CC Portfolio | 13555 | Big Sandy #1 Gas | 0 | 0 | 0 |  | 0 |  |  |  | 0 |  |  | -1 | 0 | TCO |  | 0 |  | 0 | 0 | 0 | 0 | -1 | 0 | 0 | 0 | 0 | 0 |  |  | 0 |  | 0 |  |  | 5/30/2016 | 5/30/2031 |  | 0 | 0 | 2037 |  |  |  | 0 | 0 | Real 2021 ¦ 5/8/2023 1:03:19 PM | 16289 | 0 |  |  | 0 | 0 | 0 |  |  |  | 0
REF | ATC | 2037 | 7 | REF Mitchell Ext | 13555 | Big Sandy #1 Gas | 0 | 0 | 0 |  | 0 |  |  |  | 0 |  |  | -1 | 0 | TCO |  | 0 |  | 0 | 0 | 0 | 0 | -1 | 0 | 0 | 0 | 0 | 0 |  |  | 0 |  | 0 |  |  | 5/30/2016 | 5/30/2031 |  | 0 | 0 | 2037 |  |  |  | 0 | 0 | Real 2021 ¦ 5/8/2023 1:03:19 PM | 16290 | 0 |  |  | 0 | 0 | 0 |  |  |  | 0
REF | ATC | 2037 | 8 | REF No Wind Portfolio | 13555 | Big Sandy #1 Gas | 0 | 0 | 0 |  | 0 |  |  |  | 0 |  |  | -1 | 0 | TCO |  | 0 |  | 0 | 0 | 0 | 0 | -1 | 0 | 0 | 0 | 0 | 0 |  |  | 0 |  | 0 |  |  | 5/30/2016 | 5/30/2031 |  | 0 | 0 | 2037 |  |  |  | 0 | 0 | Real 2021 ¦ 5/8/2023 1:03:19 PM | 16291 | 0 |  |  | 0 | 0 | 0 |  |  |  | 0
REF | ATC | 2037 | 9 | Preferred Plan | 13555 | Big Sandy #1 Gas | 0 | 0 | 0 |  | 0 |  |  |  | 0 |  |  | -1 | 0 | TCO |  | 0 |  | 0 | 0 | 0 | 0 | -1 | 0 | 0 | 0 | 0 | 0 |  |  | 0 |  | 0 |  |  | 5/30/2016 | 5/30/2031 |  | 0 | 0 | 2037 |  |  |  | 0 | 0 | Real 2021 ¦ 5/8/2023 1:03:19 PM | 16292 | 0 |  |  | 0 | 0 | 0 |  |  |  | 0
REF | ATC | 2037 | 1 | REF Portfolio | 3102 | Mitchell #1 (WV) | 0 | 0 | 0 |  | 0 |  |  |  | 0 |  |  | -1 | 0 | Mitchell 1 Coal Price |  | 0 |  | 0 | 0 | 0 | 0 | -1 | 0 | 0 | 0 | 0 | 0 |  |  | 0 |  | 0 |  |  | 5/1/1971 | 5/31/2028 |  | 0 | 0 | 2037 |  |  |  | 0 | 0 | Real 2021 ¦ 5/8/2023 1:03:19 PM | 16293 | 0 |  |  | 0 | 0 | 0 |  |  |  | 0
REF | ATC | 2037 | 2 | REF-HC Portfolio | 3102 | Mitchell #1 (WV) | 0 | 0 | 0 |  | 0 |  |  |  | 0 |  |  | -1 | 0 | Mitchell 1 Coal Price |  | 0 |  | 0 | 0 | 0 | 0 | -1 | 0 | 0 | 0 | 0 | 0 |  |  | 0 |  | 0 |  |  | 5/1/1971 | 5/31/2028 |  | 0 | 0 | 2037 |  |  |  | 0 | 0 | Real 2021 ¦ 5/8/2023 1:03:19 PM | 16294 | 0 |  |  | 0 | 0 | 0 |  |  |  | 0
REF | ATC | 2037 | 3 | CETA Portfolio | 3102 | Mitchell #1 (WV) | 0 | 0 | 0 |  | 0 |  |  |  | 0 |  |  | -1 | 0 | Mitchell 1 Coal Price |  | 0 |  | 0 | 0 | 0 | 0 | -1 | 0 | 0 | 0 | 0 | 0 |  |  | 0 |  | 0 |  |  | 5/1/1971 | 5/31/2028 |  | 0 | 0 | 2037 |  |  |  | 0 | 0 | Real 2021 ¦ 5/8/2023 1:03:19 PM | 16295 | 0 |  |  | 0 | 0 | 0 |  |  |  | 0
REF | ATC | 2037 | 4 | ECR Portfolio | 3102 | Mitchell #1 (WV) | 0 | 0 | 0 |  | 0 |  |  |  | 0 |  |  | -1 | 0 | Mitchell 1 Coal Price |  | 0 |  | 0 | 0 | 0 | 0 | -1 | 0 | 0 | 0 | 0 | 0 |  |  | 0 |  | 0 |  |  | 5/1/1971 | 5/31/2028 |  | 0 | 0 | 2037 |  |  |  | 0 | 0 | Real 2021 ¦ 5/8/2023 1:03:19 PM | 16296 | 0 |  |  | 0 | 0 | 0 |  |  |  | 0
REF | ATC | 2037 | 5 | NCR Portfolio | 3102 | Mitchell #1 (WV) | 0 | 0 | 0 |  | 0 |  |  |  | 0 |  |  | -1 | 0 | Mitchell 1 Coal Price |  | 0 |  | 0 | 0 | 0 | 0 | -1 | 0 | 0 | 0 | 0 | 0 |  |  | 0 |  | 0 |  |  | 5/1/1971 | 5/31/2028 |  | 0 | 0 | 2037 |  |  |  | 0 | 0 | Real 2021 ¦ 5/8/2023 1:03:19 PM | 16297 | 0 |  |  | 0 | 0 | 0 |  |  |  | 0
REF | ATC | 2037 | 6 | CC Portfolio | 3102 | Mitchell #1 (WV) | 0 | 0 | 0 |  | 0 |  |  |  | 0 |  |  | -1 | 0 | Mitchell 1 Coal Price |  | 0 |  | 0 | 0 | 0 | 0 | -1 | 0 | 0 | 0 | 0 | 0 |  |  | 0 |  | 0 |  |  | 5/1/1971 | 5/31/2028 |  | 0 | 0 | 2037 |  |  |  | 0 | 0 | Real 2021 ¦ 5/8/2023 1:03:19 PM | 16298 | 0 |  |  | 0 | 0 | 0 |  |  |  | 0
REF | ATC | 2037 | 8 | REF No Wind Portfolio | 3102 | Mitchell #1 (WV) | 0 | 0 | 0 |  | 0 |  |  |  | 0 |  |  | -1 | 0 | Mitchell 1 Coal Price |  | 0 |  | 0 | 0 | 0 | 0 | -1 | 0 | 0 | 0 | 0 | 0 |  |  | 0 |  | 0 |  |  | 5/1/1971 | 5/31/2028 |  | 0 | 0 | 2037 |  |  |  | 0 | 0 | Real 2021 ¦ 5/8/2023 1:03:19 PM | 16299 | 0 |  |  | 0 | 0 | 0 |  |  |  | 0
REF | ATC | 2037 | 1 | REF Portfolio | 3105 | Mitchell #2 (WV) | 0 | 0 | 0 |  | 0 |  |  |  | 0 |  |  | -1 | 0 | Mitchell 2 Coal Price |  | 0 |  | 0 | 0 | 0 | 0 | -1 | 0 | 0 | 0 | 0 | 0 |  |  | 0 |  | 0 |  |  | 5/1/1971 | 5/31/2028 |  | 0 | 0 | 2037 |  |  |  | 0 | 0 | Real 2021 ¦ 5/8/2023 1:03:19 PM | 16300 | 0 |  |  | 0 | 0 | 0 |  |  |  | 0
REF | ATC | 2037 | 2 | REF-HC Portfolio | 3105 | Mitchell #2 (WV) | 0 | 0 | 0 |  | 0 |  |  |  | 0 |  |  | -1 | 0 | Mitchell 2 Coal Price |  | 0 |  | 0 | 0 | 0 | 0 | -1 | 0 | 0 | 0 | 0 | 0 |  |  | 0 |  | 0 |  |  | 5/1/1971 | 5/31/2028 |  | 0 | 0 | 2037 |  |  |  | 0 | 0 | Real 2021 ¦ 5/8/2023 1:03:19 PM | 16301 | 0 |  |  | 0 | 0 | 0 |  |  |  | 0
REF | ATC | 2037 | 3 | CETA Portfolio | 3105 | Mitchell #2 (WV) | 0 | 0 | 0 |  | 0 |  |  |  | 0 |  |  | -1 | 0 | Mitchell 2 Coal Price |  | 0 |  | 0 | 0 | 0 | 0 | -1 | 0 | 0 | 0 | 0 | 0 |  |  | 0 |  | 0 |  |  | 5/1/1971 | 5/31/2028 |  | 0 | 0 | 2037 |  |  |  | 0 | 0 | Real 2021 ¦ 5/8/2023 1:03:19 PM | 16302 | 0 |  |  | 0 | 0 | 0 |  |  |  | 0
REF | ATC | 2037 | 4 | ECR Portfolio | 3105 | Mitchell #2 (WV) | 0 | 0 | 0 |  | 0 |  |  |  | 0 |  |  | -1 | 0 | Mitchell 2 Coal Price |  | 0 |  | 0 | 0 | 0 | 0 | -1 | 0 | 0 | 0 | 0 | 0 |  |  | 0 |  | 0 |  |  | 5/1/1971 | 5/31/2028 |  | 0 | 0 | 2037 |  |  |  | 0 | 0 | Real 2021 ¦ 5/8/2023 1:03:19 PM | 16303 | 0 |  |  | 0 | 0 | 0 |  |  |  | 0
REF | ATC | 2037 | 5 | NCR Portfolio | 3105 | Mitchell #2 (WV) | 0 | 0 | 0 |  | 0 |  |  |  | 0 |  |  | -1 | 0 | Mitchell 2 Coal Price |  | 0 |  | 0 | 0 | 0 | 0 | -1 | 0 | 0 | 0 | 0 | 0 |  |  | 0 |  | 0 |  |  | 5/1/1971 | 5/31/2028 |  | 0 | 0 | 2037 |  |  |  | 0 | 0 | Real 2021 ¦ 5/8/2023 1:03:19 PM | 16304 | 0 |  |  | 0 | 0 | 0 |  |  |  | 0
REF | ATC | 2037 | 6 | CC Portfolio | 3105 | Mitchell #2 (WV) | 0 | 0 | 0 |  | 0 |  |  |  | 0 |  |  | -1 | 0 | Mitchell 2 Coal Price |  | 0 |  | 0 | 0 | 0 | 0 | -1 | 0 | 0 | 0 | 0 | 0 |  |  | 0 |  | 0 |  |  | 5/1/1971 | 5/31/2028 |  | 0 | 0 | 2037 |  |  |  | 0 | 0 | Real 2021 ¦ 5/8/2023 1:03:19 PM | 16305 | 0 |  |  | 0 | 0 | 0 |  |  |  | 0
REF | ATC | 2037 | 8 | REF No Wind Portfolio | 3105 | Mitchell #2 (WV) | 0 | 0 | 0 |  | 0 |  |  |  | 0 |  |  | -1 | 0 | Mitchell 2 Coal Price |  | 0 |  | 0 | 0 | 0 | 0 | -1 | 0 | 0 | 0 | 0 | 0 |  |  | 0 |  | 0 |  |  | 5/1/1971 | 5/31/2028 |  | 0 | 0 | 2037 |  |  |  | 0 | 0 | Real 2021 ¦ 5/8/2023 1:03:19 PM | 16306 | 0 |  |  | 0 | 0 | 0 |  |  |  | 0
REF | ATC | 2037 | 1 | REF Portfolio | Big Sandy #1_Ext Gas | Big Sandy #1_Ext Gas | 263.6864 | 295 | 53.2605 |  | 0 |  |  |  | 2765.4983 |  |  | -1 | 4607443.5 | TCO |  | 466561.875 |  | 52.7373 | 24009.9824 | 24009.9824 | 0 | -1 | 0 | 0 | 329.8188 | 14 | 2193 | 0.18054 | 51.4615 | 20245.5566 | 43.3931 | 3764.4272 | 8.0684 |  | 6/1/2031 | 5/31/2041 |  | 0 | 0 | 2037 |  |  |  | 0 | 0 | Real 2021 ¦ 5/8/2023 1:03:19 PM | 16307 | 295.4 |  |  | 466561.875 | 0 | 0 |  |  |  | 0
REF | ATC | 2037 | 2 | REF-HC Portfolio | Big Sandy #1_Ext Gas | Big Sandy #1_Ext Gas | 263.6864 | 295 | 53.2605 |  | 0 |  |  |  | 2765.4983 |  |  | -1 | 4607443.5 | TCO |  | 466561.875 |  | 52.7373 | 24009.9824 | 24009.9824 | 0 | -1 | 0 | 0 | 329.8188 | 14 | 2193 | 0.18054 | 51.4615 | 20245.5566 | 43.3931 | 3764.4272 | 8.0684 |  | 6/1/2031 | 5/31/2041 |  | 0 | 0 | 2037 |  |  |  | 0 | 0 | Real 2021 ¦ 5/8/2023 1:03:19 PM | 16308 | 295.4 |  |  | 466561.875 | 0 | 0 |  |  |  | 0
REF | ATC | 2037 | 3 | CETA Portfolio | Big Sandy #1_Ext Gas | Big Sandy #1_Ext Gas | 263.6864 | 295 | 53.2605 |  | 0 |  |  |  | 2765.4983 |  |  | -1 | 4607443.5 | TCO |  | 466561.875 |  | 52.7373 | 24009.9824 | 24009.9824 | 0 | -1 | 0 | 0 | 329.8188 | 14 | 2193 | 0.18054 | 51.4615 | 20245.5566 | 43.3931 | 3764.4272 | 8.0684 |  | 6/1/2031 | 5/31/2041 |  | 0 | 0 | 2037 |  |  |  | 0 | 0 | Real 2021 ¦ 5/8/2023 1:03:19 PM | 16309 | 295.4 |  |  | 466561.875 | 0 | 0 |  |  |  | 0
REF | ATC | 2037 | 5 | NCR Portfolio | Big Sandy #1_Ext Gas | Big Sandy #1_Ext Gas | 263.6864 | 295 | 53.2605 |  | 0 |  |  |  | 2765.4983 |  |  | -1 | 4607443.5 | TCO |  | 466561.875 |  | 52.7373 | 24009.9824 | 24009.9824 | 0 | -1 | 0 | 0 | 329.8188 | 14 | 2193 | 0.18054 | 51.4615 | 20245.5566 | 43.3931 | 3764.4272 | 8.0684 |  | 6/1/2031 | 5/31/2041 |  | 0 | 0 | 2037 |  |  |  | 0 | 0 | Real 2021 ¦ 5/8/2023 1:03:19 PM | 16310 | 295.4 |  |  | 466561.875 | 0 | 0 |  |  |  | 0
REF | ATC | 2037 | 6 | CC Portfolio | Big Sandy #1_Ext Gas | Big Sandy #1_Ext Gas | 263.6864 | 295 | 53.2605 |  | 0 |  |  |  | 2765.4983 |  |  | -1 | 4607443.5 | TCO |  | 466561.875 |  | 52.7373 | 24009.9824 | 24009.9824 | 0 | -1 | 0 | 0 | 329.8188 | 14 | 2193 | 0.18054 | 51.4615 | 20245.5566 | 43.3931 | 3764.4272 | 8.0684 |  | 6/1/2031 | 5/31/2041 |  | 0 | 0 | 2037 |  |  |  | 0 | 0 | Real 2021 ¦ 5/8/2023 1:03:19 PM | 16311 | 295.4 |  |  | 466561.875 | 0 | 0 |  |  |  | 0
REF | ATC | 2037 | 7 | REF Mitchell Ext | Big Sandy #1_Ext Gas | Big Sandy #1_Ext Gas | 263.6864 | 295 | 53.2605 |  | 0 |  |  |  | 2765.4983 |  |  | -1 | 4607443.5 | TCO |  | 466561.875 |  | 52.7373 | 24009.9824 | 24009.9824 | 0 | -1 | 0 | 0 | 329.8188 | 14 | 2193 | 0.18054 | 51.4615 | 20245.5566 | 43.3931 | 3764.4272 | 8.0684 |  | 6/1/2031 | 5/31/2041 |  | 0 | 0 | 2037 |  |  |  | 0 | 0 | Real 2021 ¦ 5/8/2023 1:03:19 PM | 16312 | 295.4 |  |  | 466561.875 | 0 | 0 |  |  |  | 0
REF | ATC | 2037 | 8 | REF No Wind Portfolio | Big Sandy #1_Ext Gas | Big Sandy #1_Ext Gas | 263.6864 | 295 | 53.2605 |  | 0 |  |  |  | 2765.4983 |  |  | -1 | 4607443.5 | TCO |  | 466561.875 |  | 52.7373 | 24009.9824 | 24009.9824 | 0 | -1 | 0 | 0 | 329.8188 | 14 | 2193 | 0.18054 | 51.4615 | 20245.5566 | 43.3931 | 3764.4272 | 8.0684 |  | 6/1/2031 | 5/31/2041 |  | 0 | 0 | 2037 |  |  |  | 0 | 0 | Real 2021 ¦ 5/8/2023 1:03:19 PM | 16313 | 295.4 |  |  | 466561.875 | 0 | 0 |  |  |  | 0
REF | ATC | 2037 | 9 | Preferred Plan | Big Sandy #1_Ext Gas | Big Sandy #1_Ext Gas | 263.6864 | 295 | 53.2605 |  | 0 |  |  |  | 2765.4983 |  |  | -1 | 4607443.5 | TCO |  | 466561.875 |  | 52.7373 | 24009.9824 | 24009.9824 | 0 | -1 | 0 | 0 | 329.8188 | 14 | 2193 | 0.18054 | 51.4615 | 20245.5566 | 43.3931 | 3764.4272 | 8.0684 |  | 6/1/2031 | 5/31/2041 |  | 0 | 0 | 2037 |  |  |  | 0 | 0 | Real 2021 ¦ 5/8/2023 1:03:19 PM | 16314 | 295.4 |  |  | 466561.875 | 0 | 0 |  |  |  | 0
REF | ATC | 2037 | 1 | REF Portfolio | Spicewood Solar 2027 | Spicewood Solar 2027 | 22.8336 | 100 | 22.8336 |  | 0 |  |  |  | 14554.1885 |  |  | -1 | 0 | Solar |  | 200022.6875 |  | 0 | 6378.7603 | 6378.7603 | 0 | -1 | 0 | 0 | 0 | 365 | 4383 | 0.22834 | 31.8902 | 0 | 0 | 6378.7603 | 31.8902 |  | 1/1/2027 | 12/31/2099 |  | 0 | 0 | 2037 |  |  |  | 0 | 0 | Real 2021 ¦ 5/8/2023 1:03:19 PM | 16315 | 100 |  |  | 200022.6875 | 0 | 0 |  |  |  | 0
REF | ATC | 2037 | 2 | REF-HC Portfolio | Spicewood Solar 2027 | Spicewood Solar 2027 | 22.8336 | 100 | 22.8336 |  | 0 |  |  |  | 14554.1885 |  |  | -1 | 0 | Solar |  | 200022.6875 |  | 0 | 6378.7603 | 6378.7603 | 0 | -1 | 0 | 0 | 0 | 365 | 4383 | 0.22834 | 31.8902 | 0 | 0 | 6378.7603 | 31.8902 |  | 1/1/2027 | 12/31/2099 |  | 0 | 0 | 2037 |  |  |  | 0 | 0 | Real 2021 ¦ 5/8/2023 1:03:19 PM | 16316 | 100 |  |  | 200022.6875 | 0 | 0 |  |  |  | 0
REF | ATC | 2037 | 3 | CETA Portfolio | Spicewood Solar 2027 | Spicewood Solar 2027 | 22.8336 | 100 | 22.8336 |  | 0 |  |  |  | 14554.1885 |  |  | -1 | 0 | Solar |  | 200022.6875 |  | 0 | 6378.7603 | 6378.7603 | 0 | -1 | 0 | 0 | 0 | 365 | 4383 | 0.22834 | 31.8902 | 0 | 0 | 6378.7603 | 31.8902 |  | 1/1/2027 | 12/31/2099 |  | 0 | 0 | 2037 |  |  |  | 0 | 0 | Real 2021 ¦ 5/8/2023 1:03:19 PM | 16317 | 100 |  |  | 200022.6875 | 0 | 0 |  |  |  | 0
REF | ATC | 2037 | 4 | ECR Portfolio | Spicewood Solar 2027 | Spicewood Solar 2027 | 22.8336 | 100 | 22.8336 |  | 0 |  |  |  | 14554.1885 |  |  | -1 | 0 | Solar |  | 200022.6875 |  | 0 | 6378.7603 | 6378.7603 | 0 | -1 | 0 | 0 | 0 | 365 | 4383 | 0.22834 | 31.8902 | 0 | 0 | 6378.7603 | 31.8902 |  | 1/1/2027 | 12/31/2099 |  | 0 | 0 | 2037 |  |  |  | 0 | 0 | Real 2021 ¦ 5/8/2023 1:03:19 PM | 16318 | 100 |  |  | 200022.6875 | 0 | 0 |  |  |  | 0
REF | ATC | 2037 | 5 | NCR Portfolio | Spicewood Solar 2027 | Spicewood Solar 2027 | 22.8336 | 100 | 22.8336 |  | 0 |  |  |  | 14554.1885 |  |  | -1 | 0 | Solar |  | 200022.6875 |  | 0 | 6378.7603 | 6378.7603 | 0 | -1 | 0 | 0 | 0 | 365 | 4383 | 0.22834 | 31.8902 | 0 | 0 | 6378.7603 | 31.8902 |  | 1/1/2027 | 12/31/2099 |  | 0 | 0 | 2037 |  |  |  | 0 | 0 | Real 2021 ¦ 5/8/2023 1:03:19 PM | 16319 | 100 |  |  | 200022.6875 | 0 | 0 |  |  |  | 0
REF | ATC | 2037 | 6 | CC Portfolio | Spicewood Solar 2027 | Spicewood Solar 2027 | 22.8336 | 100 | 22.8336 |  | 0 |  |  |  | 14554.1885 |  |  | -1 | 0 | Solar |  | 200022.6875 |  | 0 | 6378.7603 | 6378.7603 | 0 | -1 | 0 | 0 | 0 | 365 | 4383 | 0.22834 | 31.8902 | 0 | 0 | 6378.7603 | 31.8902 |  | 1/1/2027 | 12/31/2099 |  | 0 | 0 | 2037 |  |  |  | 0 | 0 | Real 2021 ¦ 5/8/2023 1:03:19 PM | 16320 | 100 |  |  | 200022.6875 | 0 | 0 |  |  |  | 0
REF | ATC | 2037 | 7 | REF Mitchell Ext | Spicewood Solar 2027 | Spicewood Solar 2027 | 22.8336 | 100 | 22.8336 |  | 0 |  |  |  | 14554.1885 |  |  | -1 | 0 | Solar |  | 200022.6875 |  | 0 | 6378.7603 | 6378.7603 | 0 | -1 | 0 | 0 | 0 | 365 | 4383 | 0.22834 | 31.8902 | 0 | 0 | 6378.7603 | 31.8902 |  | 1/1/2027 | 12/31/2099 |  | 0 | 0 | 2037 |  |  |  | 0 | 0 | Real 2021 ¦ 5/8/2023 1:03:19 PM | 16321 | 100 |  |  | 200022.6875 | 0 | 0 |  |  |  | 0
REF | ATC | 2037 | 8 | REF No Wind Portfolio | Spicewood Solar 2027 | Spicewood Solar 2027 | 22.8336 | 100 | 22.8336 |  | 0 |  |  |  | 14554.1885 |  |  | -1 | 0 | Solar |  | 200022.6875 |  | 0 | 6378.7603 | 6378.7603 | 0 | -1 | 0 | 0 | 0 | 365 | 4383 | 0.22834 | 31.8902 | 0 | 0 | 6378.7603 | 31.8902 |  | 1/1/2027 | 12/31/2099 |  | 0 | 0 | 2037 |  |  |  | 0 | 0 | Real 2021 ¦ 5/8/2023 1:03:19 PM | 16322 | 100 |  |  | 200022.6875 | 0 | 0 |  |  |  | 0
REF | ATC | 2037 | 9 | Preferred Plan | Spicewood Solar 2027 | Spicewood Solar 2027 | 22.8336 | 100 | 22.8336 |  | 0 |  |  |  | 14554.1885 |  |  | -1 | 0 | Solar |  | 200022.6875 |  | 0 | 6378.7603 | 6378.7603 | 0 | -1 | 0 | 0 | 0 | 365 | 4383 | 0.22834 | 31.8902 | 0 | 0 | 6378.7603 | 31.8902 |  | 1/1/2027 | 12/31/2099 |  | 0 | 0 | 2037 |  |  |  | 0 | 0 | Real 2021 ¦ 5/8/2023 1:03:19 PM | 16323 | 100 |  |  | 200022.6875 | 0 | 0 |  |  |  | 0
REF | ATC | 2037 | 1 | REF Portfolio | DSM Resources | DSM Resources | 0.057329 | 5.4 | 0.057329 |  | 0 |  |  |  | 0 |  |  | -1 | 0 | DSM_EE |  | 502.2 |  | 0 | 19.5482 | 19.5482 | 0 | -1 | 0 | 0 | 0 | 92 | 93 | 0.010616 | 38.9251 | 0 | 0 | 19.5482 | 38.9251 |  | 1/1/2022 | 12/31/2099 |  | 0 | 0 | 2037 |  |  |  | 0 | 0 | Real 2021 ¦ 5/8/2023 1:03:19 PM | 16324 | 5.4 |  |  | 502.2 | 0 | 0 |  |  |  | 0
REF | ATC | 2037 | 2 | REF-HC Portfolio | DSM Resources | DSM Resources | 0.057329 | 5.4 | 0.057329 |  | 0 |  |  |  | 0 |  |  | -1 | 0 | DSM_EE |  | 502.2 |  | 0 | 19.5482 | 19.5482 | 0 | -1 | 0 | 0 | 0 | 92 | 93 | 0.010616 | 38.9251 | 0 | 0 | 19.5482 | 38.9251 |  | 1/1/2022 | 12/31/2099 |  | 0 | 0 | 2037 |  |  |  | 0 | 0 | Real 2021 ¦ 5/8/2023 1:03:19 PM | 16325 | 5.4 |  |  | 502.2 | 0 | 0 |  |  |  | 0
REF | ATC | 2037 | 3 | CETA Portfolio | DSM Resources | DSM Resources | 0.057329 | 5.4 | 0.057329 |  | 0 |  |  |  | 0 |  |  | -1 | 0 | DSM_EE |  | 502.2 |  | 0 | 19.5482 | 19.5482 | 0 | -1 | 0 | 0 | 0 | 92 | 93 | 0.010616 | 38.9251 | 0 | 0 | 19.5482 | 38.9251 |  | 1/1/2022 | 12/31/2099 |  | 0 | 0 | 2037 |  |  |  | 0 | 0 | Real 2021 ¦ 5/8/2023 1:03:19 PM | 16326 | 5.4 |  |  | 502.2 | 0 | 0 |  |  |  | 0
REF | ATC | 2037 | 4 | ECR Portfolio | DSM Resources | DSM Resources | 0.057329 | 5.4 | 0.057329 |  | 0 |  |  |  | 0 |  |  | -1 | 0 | DSM_EE |  | 502.2 |  | 0 | 19.5482 | 19.5482 | 0 | -1 | 0 | 0 | 0 | 92 | 93 | 0.010616 | 38.9251 | 0 | 0 | 19.5482 | 38.9251 |  | 1/1/2022 | 12/31/2099 |  | 0 | 0 | 2037 |  |  |  | 0 | 0 | Real 2021 ¦ 5/8/2023 1:03:19 PM | 16327 | 5.4 |  |  | 502.2 | 0 | 0 |  |  |  | 0
REF | ATC | 2037 | 5 | NCR Portfolio | DSM Resources | DSM Resources | 0.057329 | 5.4 | 0.057329 |  | 0 |  |  |  | 0 |  |  | -1 | 0 | DSM_EE |  | 502.2 |  | 0 | 19.5482 | 19.5482 | 0 | -1 | 0 | 0 | 0 | 92 | 93 | 0.010616 | 38.9251 | 0 | 0 | 19.5482 | 38.9251 |  | 1/1/2022 | 12/31/2099 |  | 0 | 0 | 2037 |  |  |  | 0 | 0 | Real 2021 ¦ 5/8/2023 1:03:19 PM | 16328 | 5.4 |  |  | 502.2 | 0 | 0 |  |  |  | 0
REF | ATC | 2037 | 6 | CC Portfolio | DSM Resources | DSM Resources | 0.057329 | 5.4 | 0.057329 |  | 0 |  |  |  | 0 |  |  | -1 | 0 | DSM_EE |  | 502.2 |  | 0 | 19.5482 | 19.5482 | 0 | -1 | 0 | 0 | 0 | 92 | 93 | 0.010616 | 38.9251 | 0 | 0 | 19.5482 | 38.9251 |  | 1/1/2022 | 12/31/2099 |  | 0 | 0 | 2037 |  |  |  | 0 | 0 | Real 2021 ¦ 5/8/2023 1:03:19 PM | 16329 | 5.4 |  |  | 502.2 | 0 | 0 |  |  |  | 0
REF | ATC | 2037 | 7 | REF Mitchell Ext | DSM Resources | DSM Resources | 0.057329 | 5.4 | 0.057329 |  | 0 |  |  |  | 0 |  |  | -1 | 0 | DSM_EE |  | 502.2 |  | 0 | 19.5482 | 19.5482 | 0 | -1 | 0 | 0 | 0 | 92 | 93 | 0.010616 | 38.9251 | 0 | 0 | 19.5482 | 38.9251 |  | 1/1/2022 | 12/31/2099 |  | 0 | 0 | 2037 |  |  |  | 0 | 0 | Real 2021 ¦ 5/8/2023 1:03:19 PM | 16330 | 5.4 |  |  | 502.2 | 0 | 0 |  |  |  | 0
REF | ATC | 2037 | 8 | REF No Wind Portfolio | DSM Resources | DSM Resources | 0.057329 | 5.4 | 0.057329 |  | 0 |  |  |  | 0 |  |  | -1 | 0 | DSM_EE |  | 502.2 |  | 0 | 19.5482 | 19.5482 | 0 | -1 | 0 | 0 | 0 | 92 | 93 | 0.010616 | 38.9251 | 0 | 0 | 19.5482 | 38.9251 |  | 1/1/2022 | 12/31/2099 |  | 0 | 0 | 2037 |  |  |  | 0 | 0 | Real 2021 ¦ 5/8/2023 1:03:19 PM | 16331 | 5.4 |  |  | 502.2 | 0 | 0 |  |  |  | 0
REF | ATC | 2037 | 9 | Preferred Plan | DSM Resources | DSM Resources | 0.057329 | 5.4 | 0.057329 |  | 0 |  |  |  | 0 |  |  | -1 | 0 | DSM_EE |  | 502.2 |  | 0 | 19.5482 | 19.5482 | 0 | -1 | 0 | 0 | 0 | 92 | 93 | 0.010616 | 38.9251 | 0 | 0 | 19.5482 | 38.9251 |  | 1/1/2022 | 12/31/2099 |  | 0 | 0 | 2037 |  |  |  | 0 | 0 | Real 2021 ¦ 5/8/2023 1:03:19 PM | 16332 | 5.4 |  |  | 502.2 | 0 | 0 |  |  |  | 0
REF | ATC | 2037 | 1 | REF Portfolio | Residential - Low/Medium_23-25 | Residential - Low/Medium_23-25 | 0 | 0 | 0 |  | 0 |  |  |  | 0 |  |  | -1 | 0 | DSM_EE |  | 0 |  | 0 | 0 | 0 | 0 | -1 | 0 | 0 | 0 | 0 | 0 |  |  | 0 |  | 0 |  |  | 1/1/2023 | 12/31/2099 |  | 0 | 0 | 2037 |  |  |  | 0 | 0 | Real 2021 ¦ 5/8/2023 1:03:19 PM | 16333 | 0 |  |  | 0 | 0 | 0 |  |  |  | 0
REF | ATC | 2037 | 5 | NCR Portfolio | Residential - Low/Medium_23-25 | Residential - Low/Medium_23-25 | 0 | 0 | 0 |  | 0 |  |  |  | 0 |  |  | -1 | 0 | DSM_EE |  | 0 |  | 0 | 0 | 0 | 0 | -1 | 0 | 0 | 0 | 0 | 0 |  |  | 0 |  | 0 |  |  | 1/1/2023 | 12/31/2099 |  | 0 | 0 | 2037 |  |  |  | 0 | 0 | Real 2021 ¦ 5/8/2023 1:03:19 PM | 16334 | 0 |  |  | 0 | 0 | 0 |  |  |  | 0
REF | ATC | 2037 | 6 | CC Portfolio | Residential - Low/Medium_23-25 | Residential - Low/Medium_23-25 | 0 | 0 | 0 |  | 0 |  |  |  | 0 |  |  | -1 | 0 | DSM_EE |  | 0 |  | 0 | 0 | 0 | 0 | -1 | 0 | 0 | 0 | 0 | 0 |  |  | 0 |  | 0 |  |  | 1/1/2023 | 12/31/2099 |  | 0 | 0 | 2037 |  |  |  | 0 | 0 | Real 2021 ¦ 5/8/2023 1:03:19 PM | 16335 | 0 |  |  | 0 | 0 | 0 |  |  |  | 0
REF | ATC | 2037 | 7 | REF Mitchell Ext | Residential - Low/Medium_23-25 | Residential - Low/Medium_23-25 | 0 | 0 | 0 |  | 0 |  |  |  | 0 |  |  | -1 | 0 | DSM_EE |  | 0 |  | 0 | 0 | 0 | 0 | -1 | 0 | 0 | 0 | 0 | 0 |  |  | 0 |  | 0 |  |  | 1/1/2023 | 12/31/2099 |  | 0 | 0 | 2037 |  |  |  | 0 | 0 | Real 2021 ¦ 5/8/2023 1:03:19 PM | 16336 | 0 |  |  | 0 | 0 | 0 |  |  |  | 0
REF | ATC | 2037 | 9 | Preferred Plan | Residential - Low/Medium_23-25 | Residential - Low/Medium_23-25 | 0 | 0 | 0 |  | 0 |  |  |  | 0 |  |  | -1 | 0 | DSM_EE |  | 0 |  | 0 | 0 | 0 | 0 | -1 | 0 | 0 | 0 | 0 | 0 |  |  | 0 |  | 0 |  |  | 1/1/2023 | 12/31/2099 |  | 0 | 0 | 2037 |  |  |  | 0 | 0 | Real 2021 ¦ 5/8/2023 1:03:19 PM | 16337 | 0 |  |  | 0 | 0 | 0 |  |  |  | 0
REF | ATC | 2037 | 5 | NCR Portfolio | Residential - High_23-25 | Residential - High_23-25 | 0 | 0 | 0 |  | 0 |  |  |  | 0 |  |  | -1 | 0 | DSM_EE |  | 0 |  | 0 | 0 | 0 | 0 | -1 | 0 | 0 | 0 | 0 | 0 |  |  | 0 |  | 0 |  |  | 1/1/2023 | 12/31/2099 |  | 0 | 0 | 2037 |  |  |  | 0 | 0 | Real 2021 ¦ 5/8/2023 1:03:19 PM | 16338 | 0 |  |  | 0 | 0 | 0 |  |  |  | 0
REF | ATC | 2037 | 1 | REF Portfolio | C&I - Low_23-25 | C&I - Low_23-25 | 0.10617 | 930.066 | 0.10617 |  | 0 |  |  |  | 0 |  |  | -1 | 0 | DSM_EE |  | 930.066 |  | 0 | 34.4916 | 34.4916 | 0 | -1 | 0 | 0 | 0 | 365 | 8760 | 0.00011416 | 37.0851 | 0 | 0 | 34.4916 | 37.0851 |  | 1/1/2023 | 12/31/2099 |  | 0 | 0 | 2037 |  |  |  | 0 | 0 | Real 2021 ¦ 5/8/2023 1:03:19 PM | 16339 | 930.066 |  |  | 930.066 | 0 | 0 |  |  |  | 0
REF | ATC | 2037 | 2 | REF-HC Portfolio | C&I - Low_23-25 | C&I - Low_23-25 | 0.10617 | 930.066 | 0.10617 |  | 0 |  |  |  | 0 |  |  | -1 | 0 | DSM_EE |  | 930.066 |  | 0 | 34.4916 | 34.4916 | 0 | -1 | 0 | 0 | 0 | 365 | 8760 | 0.00011416 | 37.0851 | 0 | 0 | 34.4916 | 37.0851 |  | 1/1/2023 | 12/31/2099 |  | 0 | 0 | 2037 |  |  |  | 0 | 0 | Real 2021 ¦ 5/8/2023 1:03:19 PM | 16340 | 930.066 |  |  | 930.066 | 0 | 0 |  |  |  | 0
REF | ATC | 2037 | 3 | CETA Portfolio | C&I - Low_23-25 | C&I - Low_23-25 | 0.10617 | 930.066 | 0.10617 |  | 0 |  |  |  | 0 |  |  | -1 | 0 | DSM_EE |  | 930.066 |  | 0 | 34.4916 | 34.4916 | 0 | -1 | 0 | 0 | 0 | 365 | 8760 | 0.00011416 | 37.0851 | 0 | 0 | 34.4916 | 37.0851 |  | 1/1/2023 | 12/31/2099 |  | 0 | 0 | 2037 |  |  |  | 0 | 0 | Real 2021 ¦ 5/8/2023 1:03:19 PM | 16341 | 930.066 |  |  | 930.066 | 0 | 0 |  |  |  | 0
REF | ATC | 2037 | 5 | NCR Portfolio | C&I - Low_23-25 | C&I - Low_23-25 | 0.10617 | 930.066 | 0.10617 |  | 0 |  |  |  | 0 |  |  | -1 | 0 | DSM_EE |  | 930.066 |  | 0 | 34.4916 | 34.4916 | 0 | -1 | 0 | 0 | 0 | 365 | 8760 | 0.00011416 | 37.0851 | 0 | 0 | 34.4916 | 37.0851 |  | 1/1/2023 | 12/31/2099 |  | 0 | 0 | 2037 |  |  |  | 0 | 0 | Real 2021 ¦ 5/8/2023 1:03:19 PM | 16342 | 930.066 |  |  | 930.066 | 0 | 0 |  |  |  | 0
REF | ATC | 2037 | 6 | CC Portfolio | C&I - Low_23-25 | C&I - Low_23-25 | 0.10617 | 930.066 | 0.10617 |  | 0 |  |  |  | 0 |  |  | -1 | 0 | DSM_EE |  | 930.066 |  | 0 | 34.4916 | 34.4916 | 0 | -1 | 0 | 0 | 0 | 365 | 8760 | 0.00011416 | 37.0851 | 0 | 0 | 34.4916 | 37.0851 |  | 1/1/2023 | 12/31/2099 |  | 0 | 0 | 2037 |  |  |  | 0 | 0 | Real 2021 ¦ 5/8/2023 1:03:19 PM | 16343 | 930.066 |  |  | 930.066 | 0 | 0 |  |  |  | 0
REF | ATC | 2037 | 7 | REF Mitchell Ext | C&I - Low_23-25 | C&I - Low_23-25 | 0.10617 | 930.066 | 0.10617 |  | 0 |  |  |  | 0 |  |  | -1 | 0 | DSM_EE |  | 930.066 |  | 0 | 34.4916 | 34.4916 | 0 | -1 | 0 | 0 | 0 | 365 | 8760 | 0.00011416 | 37.0851 | 0 | 0 | 34.4916 | 37.0851 |  | 1/1/2023 | 12/31/2099 |  | 0 | 0 | 2037 |  |  |  | 0 | 0 | Real 2021 ¦ 5/8/2023 1:03:19 PM | 16344 | 930.066 |  |  | 930.066 | 0 | 0 |  |  |  | 0
REF | ATC | 2037 | 9 | Preferred Plan | C&I - Low_23-25 | C&I - Low_23-25 | 0.10617 | 930.066 | 0.10617 |  | 0 |  |  |  | 0 |  |  | -1 | 0 | DSM_EE |  | 930.066 |  | 0 | 34.4916 | 34.4916 | 0 | -1 | 0 | 0 | 0 | 365 | 8760 | 0.00011416 | 37.0851 | 0 | 0 | 34.4916 | 37.0851 |  | 1/1/2023 | 12/31/2099 |  | 0 | 0 | 2037 |  |  |  | 0 | 0 | Real 2021 ¦ 5/8/2023 1:03:19 PM | 16345 | 930.066 |  |  | 930.066 | 0 | 0 |  |  |  | 0
REF | ATC | 2037 | 1 | REF Portfolio | IQW_23-25 | IQW_23-25 | 0.0032137 | 28.152 | 0.0032137 |  | 0 |  |  |  | 0 |  |  | -1 | 0 | DSM_EE |  | 28.152 |  | 0 | 1.1193 | 1.1193 | 0 | -1 | 0 | 0 | 0 | 365 | 8760 | 0.00011416 | 39.7583 | 0 | 0 | 1.1193 | 39.7583 |  | 1/1/2023 | 12/31/2099 |  | 0 | 0 | 2037 |  |  |  | 0 | 0 | Real 2021 ¦ 5/8/2023 1:03:19 PM | 16346 | 28.152 |  |  | 28.152 | 0 | 0 |  |  |  | 0
REF | ATC | 2037 | 2 | REF-HC Portfolio | IQW_23-25 | IQW_23-25 | 0.0032137 | 28.152 | 0.0032137 |  | 0 |  |  |  | 0 |  |  | -1 | 0 | DSM_EE |  | 28.152 |  | 0 | 1.1193 | 1.1193 | 0 | -1 | 0 | 0 | 0 | 365 | 8760 | 0.00011416 | 39.7583 | 0 | 0 | 1.1193 | 39.7583 |  | 1/1/2023 | 12/31/2099 |  | 0 | 0 | 2037 |  |  |  | 0 | 0 | Real 2021 ¦ 5/8/2023 1:03:19 PM | 16347 | 28.152 |  |  | 28.152 | 0 | 0 |  |  |  | 0
REF | ATC | 2037 | 3 | CETA Portfolio | IQW_23-25 | IQW_23-25 | 0.0032137 | 28.152 | 0.0032137 |  | 0 |  |  |  | 0 |  |  | -1 | 0 | DSM_EE |  | 28.152 |  | 0 | 1.1193 | 1.1193 | 0 | -1 | 0 | 0 | 0 | 365 | 8760 | 0.00011416 | 39.7583 | 0 | 0 | 1.1193 | 39.7583 |  | 1/1/2023 | 12/31/2099 |  | 0 | 0 | 2037 |  |  |  | 0 | 0 | Real 2021 ¦ 5/8/2023 1:03:19 PM | 16348 | 28.152 |  |  | 28.152 | 0 | 0 |  |  |  | 0
REF | ATC | 2037 | 4 | ECR Portfolio | IQW_23-25 | IQW_23-25 | 0.0032137 | 28.152 | 0.0032137 |  | 0 |  |  |  | 0 |  |  | -1 | 0 | DSM_EE |  | 28.152 |  | 0 | 1.1193 | 1.1193 | 0 | -1 | 0 | 0 | 0 | 365 | 8760 | 0.00011416 | 39.7583 | 0 | 0 | 1.1193 | 39.7583 |  | 1/1/2023 | 12/31/2099 |  | 0 | 0 | 2037 |  |  |  | 0 | 0 | Real 2021 ¦ 5/8/2023 1:03:19 PM | 16349 | 28.152 |  |  | 28.152 | 0 | 0 |  |  |  | 0
REF | ATC | 2037 | 5 | NCR Portfolio | IQW_23-25 | IQW_23-25 | 0.0032137 | 28.152 | 0.0032137 |  | 0 |  |  |  | 0 |  |  | -1 | 0 | DSM_EE |  | 28.152 |  | 0 | 1.1193 | 1.1193 | 0 | -1 | 0 | 0 | 0 | 365 | 8760 | 0.00011416 | 39.7583 | 0 | 0 | 1.1193 | 39.7583 |  | 1/1/2023 | 12/31/2099 |  | 0 | 0 | 2037 |  |  |  | 0 | 0 | Real 2021 ¦ 5/8/2023 1:03:19 PM | 16350 | 28.152 |  |  | 28.152 | 0 | 0 |  |  |  | 0
REF | ATC | 2037 | 6 | CC Portfolio | IQW_23-25 | IQW_23-25 | 0.0032137 | 28.152 | 0.0032137 |  | 0 |  |  |  | 0 |  |  | -1 | 0 | DSM_EE |  | 28.152 |  | 0 | 1.1193 | 1.1193 | 0 | -1 | 0 | 0 | 0 | 365 | 8760 | 0.00011416 | 39.7583 | 0 | 0 | 1.1193 | 39.7583 |  | 1/1/2023 | 12/31/2099 |  | 0 | 0 | 2037 |  |  |  | 0 | 0 | Real 2021 ¦ 5/8/2023 1:03:19 PM | 16351 | 28.152 |  |  | 28.152 | 0 | 0 |  |  |  | 0
REF | ATC | 2037 | 7 | REF Mitchell Ext | IQW_23-25 | IQW_23-25 | 0.0032137 | 28.152 | 0.0032137 |  | 0 |  |  |  | 0 |  |  | -1 | 0 | DSM_EE |  | 28.152 |  | 0 | 1.1193 | 1.1193 | 0 | -1 | 0 | 0 | 0 | 365 | 8760 | 0.00011416 | 39.7583 | 0 | 0 | 1.1193 | 39.7583 |  | 1/1/2023 | 12/31/2099 |  | 0 | 0 | 2037 |  |  |  | 0 | 0 | Real 2021 ¦ 5/8/2023 1:03:19 PM | 16352 | 28.152 |  |  | 28.152 | 0 | 0 |  |  |  | 0
REF | ATC | 2037 | 8 | REF No Wind Portfolio | IQW_23-25 | IQW_23-25 | 0.0032137 | 28.152 | 0.0032137 |  | 0 |  |  |  | 0 |  |  | -1 | 0 | DSM_EE |  | 28.152 |  | 0 | 1.1193 | 1.1193 | 0 | -1 | 0 | 0 | 0 | 365 | 8760 | 0.00011416 | 39.7583 | 0 | 0 | 1.1193 | 39.7583 |  | 1/1/2023 | 12/31/2099 |  | 0 | 0 | 2037 |  |  |  | 0 | 0 | Real 2021 ¦ 5/8/2023 1:03:19 PM | 16353 | 28.152 |  |  | 28.152 | 0 | 0 |  |  |  | 0
REF | ATC | 2037 | 9 | Preferred Plan | IQW_23-25 | IQW_23-25 | 0.0032137 | 28.152 | 0.0032137 |  | 0 |  |  |  | 0 |  |  | -1 | 0 | DSM_EE |  | 28.152 |  | 0 | 1.1193 | 1.1193 | 0 | -1 | 0 | 0 | 0 | 365 | 8760 | 0.00011416 | 39.7583 | 0 | 0 | 1.1193 | 39.7583 |  | 1/1/2023 | 12/31/2099 |  | 0 | 0 | 2037 |  |  |  | 0 | 0 | Real 2021 ¦ 5/8/2023 1:03:19 PM | 16354 | 28.152 |  |  | 28.152 | 0 | 0 |  |  |  | 0
REF | ATC | 2037 | 1 | REF Portfolio | Residential - Low/Medium_26-30 | Residential - Low/Medium_26-30 | 1.1676 | 10227.8535 | 1.1676 |  | 0 |  |  |  | 0 |  |  | -1 | 0 | DSM_EE |  | 10227.8535 |  | 0 | 396.5341 | 396.5341 | 0 | -1 | 0 | 0 | 0 | 365 | 8760 | 0.00011416 | 38.77 | 0 | 0 | 396.5341 | 38.77 |  | 1/1/2026 | 12/31/2099 |  | 0 | 0 | 2037 |  |  |  | 0 | 0 | Real 2021 ¦ 5/8/2023 1:03:19 PM | 16355 | 10227.8535 |  |  | 10227.8535 | 0 | 0 |  |  |  | 0
REF | ATC | 2037 | 3 | CETA Portfolio | Residential - Low/Medium_26-30 | Residential - Low/Medium_26-30 | 1.1676 | 10227.8535 | 1.1676 |  | 0 |  |  |  | 0 |  |  | -1 | 0 | DSM_EE |  | 10227.8535 |  | 0 | 396.5341 | 396.5341 | 0 | -1 | 0 | 0 | 0 | 365 | 8760 | 0.00011416 | 38.77 | 0 | 0 | 396.5341 | 38.77 |  | 1/1/2026 | 12/31/2099 |  | 0 | 0 | 2037 |  |  |  | 0 | 0 | Real 2021 ¦ 5/8/2023 1:03:19 PM | 16356 | 10227.8535 |  |  | 10227.8535 | 0 | 0 |  |  |  | 0
REF | ATC | 2037 | 5 | NCR Portfolio | Residential - Low/Medium_26-30 | Residential - Low/Medium_26-30 | 1.1676 | 10227.8535 | 1.1676 |  | 0 |  |  |  | 0 |  |  | -1 | 0 | DSM_EE |  | 10227.8535 |  | 0 | 396.5341 | 396.5341 | 0 | -1 | 0 | 0 | 0 | 365 | 8760 | 0.00011416 | 38.77 | 0 | 0 | 396.5341 | 38.77 |  | 1/1/2026 | 12/31/2099 |  | 0 | 0 | 2037 |  |  |  | 0 | 0 | Real 2021 ¦ 5/8/2023 1:03:19 PM | 16357 | 10227.8535 |  |  | 10227.8535 | 0 | 0 |  |  |  | 0
REF | ATC | 2037 | 6 | CC Portfolio | Residential - Low/Medium_26-30 | Residential - Low/Medium_26-30 | 1.1676 | 10227.8535 | 1.1676 |  | 0 |  |  |  | 0 |  |  | -1 | 0 | DSM_EE |  | 10227.8535 |  | 0 | 396.5341 | 396.5341 | 0 | -1 | 0 | 0 | 0 | 365 | 8760 | 0.00011416 | 38.77 | 0 | 0 | 396.5341 | 38.77 |  | 1/1/2026 | 12/31/2099 |  | 0 | 0 | 2037 |  |  |  | 0 | 0 | Real 2021 ¦ 5/8/2023 1:03:19 PM | 16358 | 10227.8535 |  |  | 10227.8535 | 0 | 0 |  |  |  | 0
REF | ATC | 2037 | 7 | REF Mitchell Ext | Residential - Low/Medium_26-30 | Residential - Low/Medium_26-30 | 1.1676 | 10227.8535 | 1.1676 |  | 0 |  |  |  | 0 |  |  | -1 | 0 | DSM_EE |  | 10227.8535 |  | 0 | 396.5341 | 396.5341 | 0 | -1 | 0 | 0 | 0 | 365 | 8760 | 0.00011416 | 38.77 | 0 | 0 | 396.5341 | 38.77 |  | 1/1/2026 | 12/31/2099 |  | 0 | 0 | 2037 |  |  |  | 0 | 0 | Real 2021 ¦ 5/8/2023 1:03:19 PM | 16359 | 10227.8535 |  |  | 10227.8535 | 0 | 0 |  |  |  | 0
REF | ATC | 2037 | 9 | Preferred Plan | Residential - Low/Medium_26-30 | Residential - Low/Medium_26-30 | 1.1676 | 10227.8535 | 1.1676 |  | 0 |  |  |  | 0 |  |  | -1 | 0 | DSM_EE |  | 10227.8535 |  | 0 | 396.5341 | 396.5341 | 0 | -1 | 0 | 0 | 0 | 365 | 8760 | 0.00011416 | 38.77 | 0 | 0 | 396.5341 | 38.77 |  | 1/1/2026 | 12/31/2099 |  | 0 | 0 | 2037 |  |  |  | 0 | 0 | Real 2021 ¦ 5/8/2023 1:03:19 PM | 16360 | 10227.8535 |  |  | 10227.8535 | 0 | 0 |  |  |  | 0
REF | ATC | 2037 | 5 | NCR Portfolio | Residential - High_26-30 | Residential - High_26-30 | 0.41924 | 3672.5581 | 0.41924 |  | 0 |  |  |  | 0 |  |  | -1 | 0 | DSM_EE |  | 3672.5581 |  | 0 | 146.1749 | 146.1749 | 0 | -1 | 0 | 0 | 0 | 365 | 8760 | 0.00011416 | 39.8019 | 0 | 0 | 146.1749 | 39.8019 |  | 1/1/2026 | 12/31/2099 |  | 0 | 0 | 2037 |  |  |  | 0 | 0 | Real 2021 ¦ 5/8/2023 1:03:19 PM | 16361 | 3672.5581 |  |  | 3672.5581 | 0 | 0 |  |  |  | 0
REF | ATC | 2037 | 6 | CC Portfolio | Residential - High_26-30 | Residential - High_26-30 | 0.41924 | 3672.5581 | 0.41924 |  | 0 |  |  |  | 0 |  |  | -1 | 0 | DSM_EE |  | 3672.5581 |  | 0 | 146.1749 | 146.1749 | 0 | -1 | 0 | 0 | 0 | 365 | 8760 | 0.00011416 | 39.8019 | 0 | 0 | 146.1749 | 39.8019 |  | 1/1/2026 | 12/31/2099 |  | 0 | 0 | 2037 |  |  |  | 0 | 0 | Real 2021 ¦ 5/8/2023 1:03:19 PM | 16362 | 3672.5581 |  |  | 3672.5581 | 0 | 0 |  |  |  | 0
REF | ATC | 2037 | 9 | Preferred Plan | Residential - High_26-30 | Residential - High_26-30 | 0.41924 | 3672.5581 | 0.41924 |  | 0 |  |  |  | 0 |  |  | -1 | 0 | DSM_EE |  | 3672.5581 |  | 0 | 146.1749 | 146.1749 | 0 | -1 | 0 | 0 | 0 | 365 | 8760 | 0.00011416 | 39.8019 | 0 | 0 | 146.1749 | 39.8019 |  | 1/1/2026 | 12/31/2099 |  | 0 | 0 | 2037 |  |  |  | 0 | 0 | Real 2021 ¦ 5/8/2023 1:03:19 PM | 16363 | 3672.5581 |  |  | 3672.5581 | 0 | 0 |  |  |  | 0
REF | ATC | 2037 | 2 | REF-HC Portfolio | Residential - Behavior_26-30 | Residential - Behavior_26-30 | 0 | 0 | 0 |  | 0 |  |  |  | 0 |  |  | -1 | 0 | DSM_EE |  | 0 |  | 0 | 0 | 0 | 0 | -1 | 0 | 0 | 0 | 0 | 0 |  |  | 0 |  | 0 |  |  | 1/1/2026 | 12/31/2099 |  | 0 | 0 | 2037 |  |  |  | 0 | 0 | Real 2021 ¦ 5/8/2023 1:03:19 PM | 16364 | 0 |  |  | 0 | 0 | 0 |  |  |  | 0
REF | ATC | 2037 | 5 | NCR Portfolio | Residential - Behavior_26-30 | Residential - Behavior_26-30 | 0 | 0 | 0 |  | 0 |  |  |  | 0 |  |  | -1 | 0 | DSM_EE |  | 0 |  | 0 | 0 | 0 | 0 | -1 | 0 | 0 | 0 | 0 | 0 |  |  | 0 |  | 0 |  |  | 1/1/2026 | 12/31/2099 |  | 0 | 0 | 2037 |  |  |  | 0 | 0 | Real 2021 ¦ 5/8/2023 1:03:19 PM | 16365 | 0 |  |  | 0 | 0 | 0 |  |  |  | 0
REF | ATC | 2037 | 6 | CC Portfolio | Residential - Behavior_26-30 | Residential - Behavior_26-30 | 0 | 0 | 0 |  | 0 |  |  |  | 0 |  |  | -1 | 0 | DSM_EE |  | 0 |  | 0 | 0 | 0 | 0 | -1 | 0 | 0 | 0 | 0 | 0 |  |  | 0 |  | 0 |  |  | 1/1/2026 | 12/31/2099 |  | 0 | 0 | 2037 |  |  |  | 0 | 0 | Real 2021 ¦ 5/8/2023 1:03:19 PM | 16366 | 0 |  |  | 0 | 0 | 0 |  |  |  | 0
REF | ATC | 2037 | 8 | REF No Wind Portfolio | Residential - Behavior_26-30 | Residential - Behavior_26-30 | 0 | 0 | 0 |  | 0 |  |  |  | 0 |  |  | -1 | 0 | DSM_EE |  | 0 |  | 0 | 0 | 0 | 0 | -1 | 0 | 0 | 0 | 0 | 0 |  |  | 0 |  | 0 |  |  | 1/1/2026 | 12/31/2099 |  | 0 | 0 | 2037 |  |  |  | 0 | 0 | Real 2021 ¦ 5/8/2023 1:03:19 PM | 16367 | 0 |  |  | 0 | 0 | 0 |  |  |  | 0
REF | ATC | 2037 | 9 | Preferred Plan | Residential - Behavior_26-30 | Residential - Behavior_26-30 | 0 | 0 | 0 |  | 0 |  |  |  | 0 |  |  | -1 | 0 | DSM_EE |  | 0 |  | 0 | 0 | 0 | 0 | -1 | 0 | 0 | 0 | 0 | 0 |  |  | 0 |  | 0 |  |  | 1/1/2026 | 12/31/2099 |  | 0 | 0 | 2037 |  |  |  | 0 | 0 | Real 2021 ¦ 5/8/2023 1:03:19 PM | 16368 | 0 |  |  | 0 | 0 | 0 |  |  |  | 0
REF | ATC | 2037 | 1 | REF Portfolio | C&I - Low_26-30 | C&I - Low_26-30 | 4.289 | 37571.2695 | 4.289 |  | 0 |  |  |  | 0 |  |  | -1 | 0 | DSM_EE |  | 37571.2695 |  | 0 | 1403.9695 | 1403.9695 | 0 | -1 | 0 | 0 | 0 | 365 | 8760 | 0.00011416 | 37.3682 | 0 | 0 | 1403.9695 | 37.3682 |  | 1/1/2026 | 12/31/2099 |  | 0 | 0 | 2037 |  |  |  | 0 | 0 | Real 2021 ¦ 5/8/2023 1:03:19 PM | 16369 | 37571.2695 |  |  | 37571.2695 | 0 | 0 |  |  |  | 0
REF | ATC | 2037 | 2 | REF-HC Portfolio | C&I - Low_26-30 | C&I - Low_26-30 | 4.289 | 37571.2695 | 4.289 |  | 0 |  |  |  | 0 |  |  | -1 | 0 | DSM_EE |  | 37571.2695 |  | 0 | 1403.9695 | 1403.9695 | 0 | -1 | 0 | 0 | 0 | 365 | 8760 | 0.00011416 | 37.3682 | 0 | 0 | 1403.9695 | 37.3682 |  | 1/1/2026 | 12/31/2099 |  | 0 | 0 | 2037 |  |  |  | 0 | 0 | Real 2021 ¦ 5/8/2023 1:03:19 PM | 16370 | 37571.2695 |  |  | 37571.2695 | 0 | 0 |  |  |  | 0
REF | ATC | 2037 | 3 | CETA Portfolio | C&I - Low_26-30 | C&I - Low_26-30 | 4.289 | 37571.2695 | 4.289 |  | 0 |  |  |  | 0 |  |  | -1 | 0 | DSM_EE |  | 37571.2695 |  | 0 | 1403.9695 | 1403.9695 | 0 | -1 | 0 | 0 | 0 | 365 | 8760 | 0.00011416 | 37.3682 | 0 | 0 | 1403.9695 | 37.3682 |  | 1/1/2026 | 12/31/2099 |  | 0 | 0 | 2037 |  |  |  | 0 | 0 | Real 2021 ¦ 5/8/2023 1:03:19 PM | 16371 | 37571.2695 |  |  | 37571.2695 | 0 | 0 |  |  |  | 0
REF | ATC | 2037 | 4 | ECR Portfolio | C&I - Low_26-30 | C&I - Low_26-30 | 4.289 | 37571.2695 | 4.289 |  | 0 |  |  |  | 0 |  |  | -1 | 0 | DSM_EE |  | 37571.2695 |  | 0 | 1403.9695 | 1403.9695 | 0 | -1 | 0 | 0 | 0 | 365 | 8760 | 0.00011416 | 37.3682 | 0 | 0 | 1403.9695 | 37.3682 |  | 1/1/2026 | 12/31/2099 |  | 0 | 0 | 2037 |  |  |  | 0 | 0 | Real 2021 ¦ 5/8/2023 1:03:19 PM | 16372 | 37571.2695 |  |  | 37571.2695 | 0 | 0 |  |  |  | 0
REF | ATC | 2037 | 5 | NCR Portfolio | C&I - Low_26-30 | C&I - Low_26-30 | 4.289 | 37571.2695 | 4.289 |  | 0 |  |  |  | 0 |  |  | -1 | 0 | DSM_EE |  | 37571.2695 |  | 0 | 1403.9695 | 1403.9695 | 0 | -1 | 0 | 0 | 0 | 365 | 8760 | 0.00011416 | 37.3682 | 0 | 0 | 1403.9695 | 37.3682 |  | 1/1/2026 | 12/31/2099 |  | 0 | 0 | 2037 |  |  |  | 0 | 0 | Real 2021 ¦ 5/8/2023 1:03:19 PM | 16373 | 37571.2695 |  |  | 37571.2695 | 0 | 0 |  |  |  | 0
REF | ATC | 2037 | 6 | CC Portfolio | C&I - Low_26-30 | C&I - Low_26-30 | 4.289 | 37571.2695 | 4.289 |  | 0 |  |  |  | 0 |  |  | -1 | 0 | DSM_EE |  | 37571.2695 |  | 0 | 1403.9695 | 1403.9695 | 0 | -1 | 0 | 0 | 0 | 365 | 8760 | 0.00011416 | 37.3682 | 0 | 0 | 1403.9695 | 37.3682 |  | 1/1/2026 | 12/31/2099 |  | 0 | 0 | 2037 |  |  |  | 0 | 0 | Real 2021 ¦ 5/8/2023 1:03:19 PM | 16374 | 37571.2695 |  |  | 37571.2695 | 0 | 0 |  |  |  | 0
REF | ATC | 2037 | 7 | REF Mitchell Ext | C&I - Low_26-30 | C&I - Low_26-30 | 4.289 | 37571.2695 | 4.289 |  | 0 |  |  |  | 0 |  |  | -1 | 0 | DSM_EE |  | 37571.2695 |  | 0 | 1403.9695 | 1403.9695 | 0 | -1 | 0 | 0 | 0 | 365 | 8760 | 0.00011416 | 37.3682 | 0 | 0 | 1403.9695 | 37.3682 |  | 1/1/2026 | 12/31/2099 |  | 0 | 0 | 2037 |  |  |  | 0 | 0 | Real 2021 ¦ 5/8/2023 1:03:19 PM | 16375 | 37571.2695 |  |  | 37571.2695 | 0 | 0 |  |  |  | 0
REF | ATC | 2037 | 8 | REF No Wind Portfolio | C&I - Low_26-30 | C&I - Low_26-30 | 4.289 | 37571.2695 | 4.289 |  | 0 |  |  |  | 0 |  |  | -1 | 0 | DSM_EE |  | 37571.2695 |  | 0 | 1403.9695 | 1403.9695 | 0 | -1 | 0 | 0 | 0 | 365 | 8760 | 0.00011416 | 37.3682 | 0 | 0 | 1403.9695 | 37.3682 |  | 1/1/2026 | 12/31/2099 |  | 0 | 0 | 2037 |  |  |  | 0 | 0 | Real 2021 ¦ 5/8/2023 1:03:19 PM | 16376 | 37571.2695 |  |  | 37571.2695 | 0 | 0 |  |  |  | 0
REF | ATC | 2037 | 9 | Preferred Plan | C&I - Low_26-30 | C&I - Low_26-30 | 4.289 | 37571.2695 | 4.289 |  | 0 |  |  |  | 0 |  |  | -1 | 0 | DSM_EE |  | 37571.2695 |  | 0 | 1403.9695 | 1403.9695 | 0 | -1 | 0 | 0 | 0 | 365 | 8760 | 0.00011416 | 37.3682 | 0 | 0 | 1403.9695 | 37.3682 |  | 1/1/2026 | 12/31/2099 |  | 0 | 0 | 2037 |  |  |  | 0 | 0 | Real 2021 ¦ 5/8/2023 1:03:19 PM | 16377 | 37571.2695 |  |  | 37571.2695 | 0 | 0 |  |  |  | 0
REF | ATC | 2037 | 5 | NCR Portfolio | C&I - High_26-30 | C&I - High_26-30 | 0 | 0 | 0 |  | 0 |  |  |  | 0 |  |  | -1 | 0 | DSM_EE |  | 0 |  | 0 | 0 | 0 | 0 | -1 | 0 | 0 | 0 | 0 | 0 |  |  | 0 |  | 0 |  |  | 1/1/2026 | 12/31/2099 |  | 0 | 0 | 2037 |  |  |  | 0 | 0 | Real 2021 ¦ 5/8/2023 1:03:19 PM | 16378 | 0 |  |  | 0 | 0 | 0 |  |  |  | 0
REF | ATC | 2037 | 1 | REF Portfolio | IQW_26-30 | IQW_26-30 | 0.064958 | 569.03 | 0.064958 |  | 0 |  |  |  | 0 |  |  | -1 | 0 | DSM_EE |  | 569.03 |  | 0 | 22.6398 | 22.6398 | 0 | -1 | 0 | 0 | 0 | 365 | 8760 | 0.00011416 | 39.7867 | 0 | 0 | 22.6398 | 39.7867 |  | 1/1/2026 | 12/31/2099 |  | 0 | 0 | 2037 |  |  |  | 0 | 0 | Real 2021 ¦ 5/8/2023 1:03:19 PM | 16379 | 569.03 |  |  | 569.03 | 0 | 0 |  |  |  | 0
REF | ATC | 2037 | 2 | REF-HC Portfolio | IQW_26-30 | IQW_26-30 | 0.064958 | 569.03 | 0.064958 |  | 0 |  |  |  | 0 |  |  | -1 | 0 | DSM_EE |  | 569.03 |  | 0 | 22.6398 | 22.6398 | 0 | -1 | 0 | 0 | 0 | 365 | 8760 | 0.00011416 | 39.7867 | 0 | 0 | 22.6398 | 39.7867 |  | 1/1/2026 | 12/31/2099 |  | 0 | 0 | 2037 |  |  |  | 0 | 0 | Real 2021 ¦ 5/8/2023 1:03:19 PM | 16380 | 569.03 |  |  | 569.03 | 0 | 0 |  |  |  | 0
REF | ATC | 2037 | 3 | CETA Portfolio | IQW_26-30 | IQW_26-30 | 0.064958 | 569.03 | 0.064958 |  | 0 |  |  |  | 0 |  |  | -1 | 0 | DSM_EE |  | 569.03 |  | 0 | 22.6398 | 22.6398 | 0 | -1 | 0 | 0 | 0 | 365 | 8760 | 0.00011416 | 39.7867 | 0 | 0 | 22.6398 | 39.7867 |  | 1/1/2026 | 12/31/2099 |  | 0 | 0 | 2037 |  |  |  | 0 | 0 | Real 2021 ¦ 5/8/2023 1:03:19 PM | 16381 | 569.03 |  |  | 569.03 | 0 | 0 |  |  |  | 0
REF | ATC | 2037 | 4 | ECR Portfolio | IQW_26-30 | IQW_26-30 | 0.064958 | 569.03 | 0.064958 |  | 0 |  |  |  | 0 |  |  | -1 | 0 | DSM_EE |  | 569.03 |  | 0 | 22.6398 | 22.6398 | 0 | -1 | 0 | 0 | 0 | 365 | 8760 | 0.00011416 | 39.7867 | 0 | 0 | 22.6398 | 39.7867 |  | 1/1/2026 | 12/31/2099 |  | 0 | 0 | 2037 |  |  |  | 0 | 0 | Real 2021 ¦ 5/8/2023 1:03:19 PM | 16382 | 569.03 |  |  | 569.03 | 0 | 0 |  |  |  | 0
REF | ATC | 2037 | 5 | NCR Portfolio | IQW_26-30 | IQW_26-30 | 0.064958 | 569.03 | 0.064958 |  | 0 |  |  |  | 0 |  |  | -1 | 0 | DSM_EE |  | 569.03 |  | 0 | 22.6398 | 22.6398 | 0 | -1 | 0 | 0 | 0 | 365 | 8760 | 0.00011416 | 39.7867 | 0 | 0 | 22.6398 | 39.7867 |  | 1/1/2026 | 12/31/2099 |  | 0 | 0 | 2037 |  |  |  | 0 | 0 | Real 2021 ¦ 5/8/2023 1:03:19 PM | 16383 | 569.03 |  |  | 569.03 | 0 | 0 |  |  |  | 0
REF | ATC | 2037 | 6 | CC Portfolio | IQW_26-30 | IQW_26-30 | 0.064958 | 569.03 | 0.064958 |  | 0 |  |  |  | 0 |  |  | -1 | 0 | DSM_EE |  | 569.03 |  | 0 | 22.6398 | 22.6398 | 0 | -1 | 0 | 0 | 0 | 365 | 8760 | 0.00011416 | 39.7867 | 0 | 0 | 22.6398 | 39.7867 |  | 1/1/2026 | 12/31/2099 |  | 0 | 0 | 2037 |  |  |  | 0 | 0 | Real 2021 ¦ 5/8/2023 1:03:19 PM | 16384 | 569.03 |  |  | 569.03 | 0 | 0 |  |  |  | 0
REF | ATC | 2037 | 7 | REF Mitchell Ext | IQW_26-30 | IQW_26-30 | 0.064958 | 569.03 | 0.064958 |  | 0 |  |  |  | 0 |  |  | -1 | 0 | DSM_EE |  | 569.03 |  | 0 | 22.6398 | 22.6398 | 0 | -1 | 0 | 0 | 0 | 365 | 8760 | 0.00011416 | 39.7867 | 0 | 0 | 22.6398 | 39.7867 |  | 1/1/2026 | 12/31/2099 |  | 0 | 0 | 2037 |  |  |  | 0 | 0 | Real 2021 ¦ 5/8/2023 1:03:19 PM | 16385 | 569.03 |  |  | 569.03 | 0 | 0 |  |  |  | 0
REF | ATC | 2037 | 8 | REF No Wind Portfolio | IQW_26-30 | IQW_26-30 | 0.064958 | 569.03 | 0.064958 |  | 0 |  |  |  | 0 |  |  | -1 | 0 | DSM_EE |  | 569.03 |  | 0 | 22.6398 | 22.6398 | 0 | -1 | 0 | 0 | 0 | 365 | 8760 | 0.00011416 | 39.7867 | 0 | 0 | 22.6398 | 39.7867 |  | 1/1/2026 | 12/31/2099 |  | 0 | 0 | 2037 |  |  |  | 0 | 0 | Real 2021 ¦ 5/8/2023 1:03:19 PM | 16386 | 569.03 |  |  | 569.03 | 0 | 0 |  |  |  | 0
REF | ATC | 2037 | 9 | Preferred Plan | IQW_26-30 | IQW_26-30 | 0.064958 | 569.03 | 0.064958 |  | 0 |  |  |  | 0 |  |  | -1 | 0 | DSM_EE |  | 569.03 |  | 0 | 22.6398 | 22.6398 | 0 | -1 | 0 | 0 | 0 | 365 | 8760 | 0.00011416 | 39.7867 | 0 | 0 | 22.6398 | 39.7867 |  | 1/1/2026 | 12/31/2099 |  | 0 | 0 | 2037 |  |  |  | 0 | 0 | Real 2021 ¦ 5/8/2023 1:03:19 PM | 16387 | 569.03 |  |  | 569.03 | 0 | 0 |  |  |  | 0
REF | ATC | 2037 | 2 | REF-HC Portfolio | Residential - Low/Medium_31-42 | Residential - Low/Medium_31-42 | 6.6133 | 57932.5195 | 6.6133 |  | 0 |  |  |  | 2796.7173 |  |  | -1 | 0 | DSM_EE |  | 57932.5195 |  | 0 | 2260.7537 | 2260.7537 | 0 | -1 | 0 | 0 | 0 | 365 | 8760 | 0.00011416 | 39.0239 | 0 | 0 | 2260.7537 | 39.0239 |  | 1/1/2031 | 12/31/2099 |  | 0 | 0 | 2037 |  |  |  | 0 | 0 | Real 2021 ¦ 5/8/2023 1:03:19 PM | 16388 | 57932.5195 |  |  | 57932.5195 | 0 | 0 |  |  |  | 0
REF | ATC | 2037 | 4 | ECR Portfolio | Residential - Low/Medium_31-42 | Residential - Low/Medium_31-42 | 6.6133 | 57932.5195 | 6.6133 |  | 0 |  |  |  | 2796.7173 |  |  | -1 | 0 | DSM_EE |  | 57932.5195 |  | 0 | 2260.7537 | 2260.7537 | 0 | -1 | 0 | 0 | 0 | 365 | 8760 | 0.00011416 | 39.0239 | 0 | 0 | 2260.7537 | 39.0239 |  | 1/1/2031 | 12/31/2099 |  | 0 | 0 | 2037 |  |  |  | 0 | 0 | Real 2021 ¦ 5/8/2023 1:03:19 PM | 16389 | 57932.5195 |  |  | 57932.5195 | 0 | 0 |  |  |  | 0
REF | ATC | 2037 | 6 | CC Portfolio | Residential - Low/Medium_31-42 | Residential - Low/Medium_31-42 | 6.6133 | 57932.5195 | 6.6133 |  | 0 |  |  |  | 2796.7173 |  |  | -1 | 0 | DSM_EE |  | 57932.5195 |  | 0 | 2260.7537 | 2260.7537 | 0 | -1 | 0 | 0 | 0 | 365 | 8760 | 0.00011416 | 39.0239 | 0 | 0 | 2260.7537 | 39.0239 |  | 1/1/2031 | 12/31/2099 |  | 0 | 0 | 2037 |  |  |  | 0 | 0 | Real 2021 ¦ 5/8/2023 1:03:19 PM | 16390 | 57932.5195 |  |  | 57932.5195 | 0 | 0 |  |  |  | 0
REF | ATC | 2037 | 8 | REF No Wind Portfolio | Residential - Low/Medium_31-42 | Residential - Low/Medium_31-42 | 6.6133 | 57932.5195 | 6.6133 |  | 0 |  |  |  | 2796.7173 |  |  | -1 | 0 | DSM_EE |  | 57932.5195 |  | 0 | 2260.7537 | 2260.7537 | 0 | -1 | 0 | 0 | 0 | 365 | 8760 | 0.00011416 | 39.0239 | 0 | 0 | 2260.7537 | 39.0239 |  | 1/1/2031 | 12/31/2099 |  | 0 | 0 | 2037 |  |  |  | 0 | 0 | Real 2021 ¦ 5/8/2023 1:03:19 PM | 16391 | 57932.5195 |  |  | 57932.5195 | 0 | 0 |  |  |  | 0
REF | ATC | 2037 | 9 | Preferred Plan | Residential - Low/Medium_31-42 | Residential - Low/Medium_31-42 | 6.6133 | 57932.5195 | 6.6133 |  | 0 |  |  |  | 2796.7173 |  |  | -1 | 0 | DSM_EE |  | 57932.5195 |  | 0 | 2260.7537 | 2260.7537 | 0 | -1 | 0 | 0 | 0 | 365 | 8760 | 0.00011416 | 39.0239 | 0 | 0 | 2260.7537 | 39.0239 |  | 1/1/2031 | 12/31/2099 |  | 0 | 0 | 2037 |  |  |  | 0 | 0 | Real 2021 ¦ 5/8/2023 1:03:19 PM | 16392 | 57932.5195 |  |  | 57932.5195 | 0 | 0 |  |  |  | 0
REF | ATC | 2037 | 1 | REF Portfolio | C&I - Low_31-42 | C&I - Low_31-42 | 17.2336 | 150966.5312 | 17.2336 |  | 0 |  |  |  | 4661.9766 |  |  | -1 | 0 | DSM_EE |  | 150966.5312 |  | 0 | 5643.8643 | 5643.8643 | 0 | -1 | 0 | 0 | 0 | 365 | 8760 | 0.00011416 | 37.3849 | 0 | 0 | 5643.8643 | 37.3849 |  | 1/1/2031 | 12/31/2099 |  | 0 | 0 | 2037 |  |  |  | 0 | 0 | Real 2021 ¦ 5/8/2023 1:03:19 PM | 16393 | 150966.5312 |  |  | 150966.5312 | 0 | 0 |  |  |  | 0
REF | ATC | 2037 | 3 | CETA Portfolio | C&I - Low_31-42 | C&I - Low_31-42 | 17.2336 | 150966.5312 | 17.2336 |  | 0 |  |  |  | 4661.9766 |  |  | -1 | 0 | DSM_EE |  | 150966.5312 |  | 0 | 5643.8643 | 5643.8643 | 0 | -1 | 0 | 0 | 0 | 365 | 8760 | 0.00011416 | 37.3849 | 0 | 0 | 5643.8643 | 37.3849 |  | 1/1/2031 | 12/31/2099 |  | 0 | 0 | 2037 |  |  |  | 0 | 0 | Real 2021 ¦ 5/8/2023 1:03:19 PM | 16394 | 150966.5312 |  |  | 150966.5312 | 0 | 0 |  |  |  | 0
REF | ATC | 2037 | 4 | ECR Portfolio | C&I - Low_31-42 | C&I - Low_31-42 | 17.2336 | 150966.5312 | 17.2336 |  | 0 |  |  |  | 4661.9766 |  |  | -1 | 0 | DSM_EE |  | 150966.5312 |  | 0 | 5643.8643 | 5643.8643 | 0 | -1 | 0 | 0 | 0 | 365 | 8760 | 0.00011416 | 37.3849 | 0 | 0 | 5643.8643 | 37.3849 |  | 1/1/2031 | 12/31/2099 |  | 0 | 0 | 2037 |  |  |  | 0 | 0 | Real 2021 ¦ 5/8/2023 1:03:19 PM | 16395 | 150966.5312 |  |  | 150966.5312 | 0 | 0 |  |  |  | 0
REF | ATC | 2037 | 6 | CC Portfolio | C&I - Low_31-42 | C&I - Low_31-42 | 17.2336 | 150966.5312 | 17.2336 |  | 0 |  |  |  | 4661.9766 |  |  | -1 | 0 | DSM_EE |  | 150966.5312 |  | 0 | 5643.8643 | 5643.8643 | 0 | -1 | 0 | 0 | 0 | 365 | 8760 | 0.00011416 | 37.3849 | 0 | 0 | 5643.8643 | 37.3849 |  | 1/1/2031 | 12/31/2099 |  | 0 | 0 | 2037 |  |  |  | 0 | 0 | Real 2021 ¦ 5/8/2023 1:03:19 PM | 16396 | 150966.5312 |  |  | 150966.5312 | 0 | 0 |  |  |  | 0
REF | ATC | 2037 | 7 | REF Mitchell Ext | C&I - Low_31-42 | C&I - Low_31-42 | 17.2336 | 150966.5312 | 17.2336 |  | 0 |  |  |  | 4661.9766 |  |  | -1 | 0 | DSM_EE |  | 150966.5312 |  | 0 | 5643.8643 | 5643.8643 | 0 | -1 | 0 | 0 | 0 | 365 | 8760 | 0.00011416 | 37.3849 | 0 | 0 | 5643.8643 | 37.3849 |  | 1/1/2031 | 12/31/2099 |  | 0 | 0 | 2037 |  |  |  | 0 | 0 | Real 2021 ¦ 5/8/2023 1:03:19 PM | 16397 | 150966.5312 |  |  | 150966.5312 | 0 | 0 |  |  |  | 0
REF | ATC | 2037 | 8 | REF No Wind Portfolio | C&I - Low_31-42 | C&I - Low_31-42 | 17.2336 | 150966.5312 | 17.2336 |  | 0 |  |  |  | 4661.9766 |  |  | -1 | 0 | DSM_EE |  | 150966.5312 |  | 0 | 5643.8643 | 5643.8643 | 0 | -1 | 0 | 0 | 0 | 365 | 8760 | 0.00011416 | 37.3849 | 0 | 0 | 5643.8643 | 37.3849 |  | 1/1/2031 | 12/31/2099 |  | 0 | 0 | 2037 |  |  |  | 0 | 0 | Real 2021 ¦ 5/8/2023 1:03:19 PM | 16398 | 150966.5312 |  |  | 150966.5312 | 0 | 0 |  |  |  | 0
REF | ATC | 2037 | 9 | Preferred Plan | C&I - Low_31-42 | C&I - Low_31-42 | 17.2336 | 150966.5312 | 17.2336 |  | 0 |  |  |  | 4661.9766 |  |  | -1 | 0 | DSM_EE |  | 150966.5312 |  | 0 | 5643.8643 | 5643.8643 | 0 | -1 | 0 | 0 | 0 | 365 | 8760 | 0.00011416 | 37.3849 | 0 | 0 | 5643.8643 | 37.3849 |  | 1/1/2031 | 12/31/2099 |  | 0 | 0 | 2037 |  |  |  | 0 | 0 | Real 2021 ¦ 5/8/2023 1:03:19 PM | 16399 | 150966.5312 |  |  | 150966.5312 | 0 | 0 |  |  |  | 0
REF | ATC | 2037 | 1 | REF Portfolio | IQW_31-42 | IQW_31-42 | 0.28623 | 2507.3411 | 0.28623 |  | 0 |  |  |  | 907.6152 |  |  | -1 | 0 | DSM_EE |  | 2507.3411 |  | 0 | 99.9248 | 99.9248 | 0 | -1 | 0 | 0 | 0 | 365 | 8760 | 0.00011416 | 39.8529 | 0 | 0 | 99.9248 | 39.8529 |  | 1/1/2031 | 12/31/2099 |  | 0 | 0 | 2037 |  |  |  | 0 | 0 | Real 2021 ¦ 5/8/2023 1:03:19 PM | 16400 | 2507.3411 |  |  | 2507.3411 | 0 | 0 |  |  |  | 0
REF | ATC | 2037 | 2 | REF-HC Portfolio | IQW_31-42 | IQW_31-42 | 0.28623 | 2507.3411 | 0.28623 |  | 0 |  |  |  | 907.6152 |  |  | -1 | 0 | DSM_EE |  | 2507.3411 |  | 0 | 99.9248 | 99.9248 | 0 | -1 | 0 | 0 | 0 | 365 | 8760 | 0.00011416 | 39.8529 | 0 | 0 | 99.9248 | 39.8529 |  | 1/1/2031 | 12/31/2099 |  | 0 | 0 | 2037 |  |  |  | 0 | 0 | Real 2021 ¦ 5/8/2023 1:03:19 PM | 16401 | 2507.3411 |  |  | 2507.3411 | 0 | 0 |  |  |  | 0
REF | ATC | 2037 | 3 | CETA Portfolio | IQW_31-42 | IQW_31-42 | 0.28623 | 2507.3411 | 0.28623 |  | 0 |  |  |  | 907.6152 |  |  | -1 | 0 | DSM_EE |  | 2507.3411 |  | 0 | 99.9248 | 99.9248 | 0 | -1 | 0 | 0 | 0 | 365 | 8760 | 0.00011416 | 39.8529 | 0 | 0 | 99.9248 | 39.8529 |  | 1/1/2031 | 12/31/2099 |  | 0 | 0 | 2037 |  |  |  | 0 | 0 | Real 2021 ¦ 5/8/2023 1:03:19 PM | 16402 | 2507.3411 |  |  | 2507.3411 | 0 | 0 |  |  |  | 0
REF | ATC | 2037 | 4 | ECR Portfolio | IQW_31-42 | IQW_31-42 | 0.28623 | 2507.3411 | 0.28623 |  | 0 |  |  |  | 907.6152 |  |  | -1 | 0 | DSM_EE |  | 2507.3411 |  | 0 | 99.9248 | 99.9248 | 0 | -1 | 0 | 0 | 0 | 365 | 8760 | 0.00011416 | 39.8529 | 0 | 0 | 99.9248 | 39.8529 |  | 1/1/2031 | 12/31/2099 |  | 0 | 0 | 2037 |  |  |  | 0 | 0 | Real 2021 ¦ 5/8/2023 1:03:19 PM | 16403 | 2507.3411 |  |  | 2507.3411 | 0 | 0 |  |  |  | 0
REF | ATC | 2037 | 5 | NCR Portfolio | IQW_31-42 | IQW_31-42 | 0.28623 | 2507.3411 | 0.28623 |  | 0 |  |  |  | 907.6152 |  |  | -1 | 0 | DSM_EE |  | 2507.3411 |  | 0 | 99.9248 | 99.9248 | 0 | -1 | 0 | 0 | 0 | 365 | 8760 | 0.00011416 | 39.8529 | 0 | 0 | 99.9248 | 39.8529 |  | 1/1/2031 | 12/31/2099 |  | 0 | 0 | 2037 |  |  |  | 0 | 0 | Real 2021 ¦ 5/8/2023 1:03:19 PM | 16404 | 2507.3411 |  |  | 2507.3411 | 0 | 0 |  |  |  | 0
REF | ATC | 2037 | 6 | CC Portfolio | IQW_31-42 | IQW_31-42 | 0.28623 | 2507.3411 | 0.28623 |  | 0 |  |  |  | 907.6152 |  |  | -1 | 0 | DSM_EE |  | 2507.3411 |  | 0 | 99.9248 | 99.9248 | 0 | -1 | 0 | 0 | 0 | 365 | 8760 | 0.00011416 | 39.8529 | 0 | 0 | 99.9248 | 39.8529 |  | 1/1/2031 | 12/31/2099 |  | 0 | 0 | 2037 |  |  |  | 0 | 0 | Real 2021 ¦ 5/8/2023 1:03:19 PM | 16405 | 2507.3411 |  |  | 2507.3411 | 0 | 0 |  |  |  | 0
REF | ATC | 2037 | 7 | REF Mitchell Ext | IQW_31-42 | IQW_31-42 | 0.28623 | 2507.3411 | 0.28623 |  | 0 |  |  |  | 907.6152 |  |  | -1 | 0 | DSM_EE |  | 2507.3411 |  | 0 | 99.9248 | 99.9248 | 0 | -1 | 0 | 0 | 0 | 365 | 8760 | 0.00011416 | 39.8529 | 0 | 0 | 99.9248 | 39.8529 |  | 1/1/2031 | 12/31/2099 |  | 0 | 0 | 2037 |  |  |  | 0 | 0 | Real 2021 ¦ 5/8/2023 1:03:19 PM | 16406 | 2507.3411 |  |  | 2507.3411 | 0 | 0 |  |  |  | 0
REF | ATC | 2037 | 8 | REF No Wind Portfolio | IQW_31-42 | IQW_31-42 | 0.28623 | 2507.3411 | 0.28623 |  | 0 |  |  |  | 907.6152 |  |  | -1 | 0 | DSM_EE |  | 2507.3411 |  | 0 | 99.9248 | 99.9248 | 0 | -1 | 0 | 0 | 0 | 365 | 8760 | 0.00011416 | 39.8529 | 0 | 0 | 99.9248 | 39.8529 |  | 1/1/2031 | 12/31/2099 |  | 0 | 0 | 2037 |  |  |  | 0 | 0 | Real 2021 ¦ 5/8/2023 1:03:19 PM | 16407 | 2507.3411 |  |  | 2507.3411 | 0 | 0 |  |  |  | 0
REF | ATC | 2037 | 9 | Preferred Plan | IQW_31-42 | IQW_31-42 | 0.28623 | 2507.3411 | 0.28623 |  | 0 |  |  |  | 907.6152 |  |  | -1 | 0 | DSM_EE |  | 2507.3411 |  | 0 | 99.9248 | 99.9248 | 0 | -1 | 0 | 0 | 0 | 365 | 8760 | 0.00011416 | 39.8529 | 0 | 0 | 99.9248 | 39.8529 |  | 1/1/2031 | 12/31/2099 |  | 0 | 0 | 2037 |  |  |  | 0 | 0 | Real 2021 ¦ 5/8/2023 1:03:19 PM | 16408 | 2507.3411 |  |  | 2507.3411 | 0 | 0 |  |  |  | 0
REF | ATC | 2037 | 1 | REF Portfolio | Area 1001 Gas CT 2029 | Area 1001 Gas CT 2029 | 419.156 | 458.2816 | 127.0128 |  | 0 |  |  |  | 48907.3594 |  |  | -1 | 11158367 | TCO |  | 1112632.375 |  | 125.7468 | 54505.5078 | 54505.5078 | 0 | -1 | 0 | 0 | 1853.5029 | 36 | 3387 | 0.27715 | 48.9879 | 43472 | 39.0713 | 11033.5068 | 9.9166 |  | 1/1/2029 | 12/31/2099 |  | 0 | 0 | 2037 |  |  |  | 0 | 0 | Real 2021 ¦ 5/8/2023 1:03:19 PM | 16409 | 480 |  |  | 1112632.375 | 0 | 0 |  |  |  | 0
REF | ATC | 2037 | 2 | REF-HC Portfolio | Area 1001 Gas CT 2029 | Area 1001 Gas CT 2029 | 419.156 | 458.2816 | 127.0128 |  | 0 |  |  |  | 48907.3594 |  |  | -1 | 11158367 | TCO |  | 1112632.375 |  | 125.7468 | 54505.5078 | 54505.5078 | 0 | -1 | 0 | 0 | 1853.5029 | 36 | 3387 | 0.27715 | 48.9879 | 43472 | 39.0713 | 11033.5068 | 9.9166 |  | 1/1/2029 | 12/31/2099 |  | 0 | 0 | 2037 |  |  |  | 0 | 0 | Real 2021 ¦ 5/8/2023 1:03:19 PM | 16410 | 480 |  |  | 1112632.375 | 0 | 0 |  |  |  | 0
REF | ATC | 2037 | 3 | CETA Portfolio | Area 1001 Gas CT 2029 | Area 1001 Gas CT 2029 | 419.156 | 458.2816 | 127.0128 |  | 0 |  |  |  | 48907.3594 |  |  | -1 | 11158367 | TCO |  | 1112632.375 |  | 125.7468 | 54505.5078 | 54505.5078 | 0 | -1 | 0 | 0 | 1853.5029 | 36 | 3387 | 0.27715 | 48.9879 | 43472 | 39.0713 | 11033.5068 | 9.9166 |  | 1/1/2029 | 12/31/2099 |  | 0 | 0 | 2037 |  |  |  | 0 | 0 | Real 2021 ¦ 5/8/2023 1:03:19 PM | 16411 | 480 |  |  | 1112632.375 | 0 | 0 |  |  |  | 0
REF | ATC | 2037 | 4 | ECR Portfolio | Area 1001 Gas CT 2029 | Area 1001 Gas CT 2029 | 209.578 | 229.1408 | 63.5064 |  | 0 |  |  |  | 24453.6797 |  |  | -1 | 5579183.5 | TCO |  | 556316.1875 |  | 62.8734 | 27252.7539 | 27252.7539 | 0 | -1 | 0 | 0 | 926.7515 | 36 | 3387 | 0.27715 | 48.9879 | 21736 | 39.0713 | 5516.7534 | 9.9166 |  | 1/1/2029 | 12/31/2099 |  | 0 | 0 | 2037 |  |  |  | 0 | 0 | Real 2021 ¦ 5/8/2023 1:03:19 PM | 16412 | 240 |  |  | 556316.1875 | 0 | 0 |  |  |  | 0
REF | ATC | 2037 | 5 | NCR Portfolio | Area 1001 Gas CT 2029 | Area 1001 Gas CT 2029 | 419.156 | 458.2816 | 127.0128 |  | 0 |  |  |  | 48907.3594 |  |  | -1 | 11158367 | TCO |  | 1112632.375 |  | 125.7468 | 54505.5078 | 54505.5078 | 0 | -1 | 0 | 0 | 1853.5029 | 36 | 3387 | 0.27715 | 48.9879 | 43472 | 39.0713 | 11033.5068 | 9.9166 |  | 1/1/2029 | 12/31/2099 |  | 0 | 0 | 2037 |  |  |  | 0 | 0 | Real 2021 ¦ 5/8/2023 1:03:19 PM | 16413 | 480 |  |  | 1112632.375 | 0 | 0 |  |  |  | 0
REF | ATC | 2037 | 7 | REF Mitchell Ext | Area 1001 Gas CT 2029 | Area 1001 Gas CT 2029 | 419.156 | 458.2816 | 127.0128 |  | 0 |  |  |  | 48907.3594 |  |  | -1 | 11158367 | TCO |  | 1112632.375 |  | 125.7468 | 54505.5078 | 54505.5078 | 0 | -1 | 0 | 0 | 1853.5029 | 36 | 3387 | 0.27715 | 48.9879 | 43472 | 39.0713 | 11033.5068 | 9.9166 |  | 1/1/2029 | 12/31/2099 |  | 0 | 0 | 2037 |  |  |  | 0 | 0 | Real 2021 ¦ 5/8/2023 1:03:19 PM | 16414 | 480 |  |  | 1112632.375 | 0 | 0 |  |  |  | 0
REF | ATC | 2037 | 8 | REF No Wind Portfolio | Area 1001 Gas CT 2029 | Area 1001 Gas CT 2029 | 209.578 | 229.1408 | 63.5064 |  | 0 |  |  |  | 24453.6797 |  |  | -1 | 5579183.5 | TCO |  | 556316.1875 |  | 62.8734 | 27252.7539 | 27252.7539 | 0 | -1 | 0 | 0 | 926.7515 | 36 | 3387 | 0.27715 | 48.9879 | 21736 | 39.0713 | 5516.7534 | 9.9166 |  | 1/1/2029 | 12/31/2099 |  | 0 | 0 | 2037 |  |  |  | 0 | 0 | Real 2021 ¦ 5/8/2023 1:03:19 PM | 16415 | 240 |  |  | 556316.1875 | 0 | 0 |  |  |  | 0
REF | ATC | 2037 | 9 | Preferred Plan | Area 1001 Gas CT 2029 | Area 1001 Gas CT 2029 | 419.156 | 458.2816 | 127.0128 |  | 0 |  |  |  | 48907.3594 |  |  | -1 | 11158367 | TCO |  | 1112632.375 |  | 125.7468 | 54505.5078 | 54505.5078 | 0 | -1 | 0 | 0 | 1853.5029 | 36 | 3387 | 0.27715 | 48.9879 | 43472 | 39.0713 | 11033.5068 | 9.9166 |  | 1/1/2029 | 12/31/2099 |  | 0 | 0 | 2037 |  |  |  | 0 | 0 | Real 2021 ¦ 5/8/2023 1:03:19 PM | 16416 | 480 |  |  | 1112632.375 | 0 | 0 |  |  |  | 0
REF | ATC | 2037 | 8 | REF No Wind Portfolio | Area 1001 Solar 2026 | Area 1001 Solar 2026 | 22.8336 | 100 | 22.8336 |  | 0 |  |  |  | 15077.127 |  |  | -1 | 0 | Solar |  | 200022.6875 |  | 0 | 6378.7603 | 6378.7603 | 0 | -1 | 0 | 0 | 0 | 365 | 4383 | 0.22834 | 31.8902 | 0 | 0 | 6378.7603 | 31.8902 |  | 1/1/2026 | 12/31/2099 |  | 0 | 0 | 2037 |  |  |  | 0 | 0 | Real 2021 ¦ 5/8/2023 1:03:19 PM | 16417 | 100 |  |  | 200022.6875 | 0 | 0 |  |  |  | 0
REF | ATC | 2037 | 1 | REF Portfolio | Area 1001 Solar 2027 | Area 1001 Solar 2027 | 34.2505 | 150 | 34.2505 |  | 0 |  |  |  | 21831.2832 |  |  | -1 | 0 | Solar |  | 300034.0312 |  | 0 | 9568.1406 | 9568.1406 | 0 | -1 | 0 | 0 | 0 | 365 | 4383 | 0.22834 | 31.8902 | 0 | 0 | 9568.1406 | 31.8902 |  | 1/1/2027 | 12/31/2099 |  | 0 | 0 | 2037 |  |  |  | 0 | 0 | Real 2021 ¦ 5/8/2023 1:03:19 PM | 16418 | 150 |  |  | 300034.0312 | 0 | 0 |  |  |  | 0
REF | ATC | 2037 | 2 | REF-HC Portfolio | Area 1001 Solar 2027 | Area 1001 Solar 2027 | 22.8336 | 100 | 22.8336 |  | 0 |  |  |  | 14554.1885 |  |  | -1 | 0 | Solar |  | 200022.6875 |  | 0 | 6378.7603 | 6378.7603 | 0 | -1 | 0 | 0 | 0 | 365 | 4383 | 0.22834 | 31.8902 | 0 | 0 | 6378.7603 | 31.8902 |  | 1/1/2027 | 12/31/2099 |  | 0 | 0 | 2037 |  |  |  | 0 | 0 | Real 2021 ¦ 5/8/2023 1:03:19 PM | 16419 | 100 |  |  | 200022.6875 | 0 | 0 |  |  |  | 0
REF | ATC | 2037 | 3 | CETA Portfolio | Area 1001 Solar 2027 | Area 1001 Solar 2027 | 34.2505 | 150 | 34.2505 |  | 0 |  |  |  | 21831.2832 |  |  | -1 | 0 | Solar |  | 300034.0312 |  | 0 | 9568.1406 | 9568.1406 | 0 | -1 | 0 | 0 | 0 | 365 | 4383 | 0.22834 | 31.8902 | 0 | 0 | 9568.1406 | 31.8902 |  | 1/1/2027 | 12/31/2099 |  | 0 | 0 | 2037 |  |  |  | 0 | 0 | Real 2021 ¦ 5/8/2023 1:03:19 PM | 16420 | 150 |  |  | 300034.0312 | 0 | 0 |  |  |  | 0
REF | ATC | 2037 | 5 | NCR Portfolio | Area 1001 Solar 2027 | Area 1001 Solar 2027 | 11.4168 | 50 | 11.4168 |  | 0 |  |  |  | 7277.0942 |  |  | -1 | 0 | Solar |  | 100011.3438 |  | 0 | 3189.3801 | 3189.3801 | 0 | -1 | 0 | 0 | 0 | 365 | 4383 | 0.22834 | 31.8902 | 0 | 0 | 3189.3801 | 31.8902 |  | 1/1/2027 | 12/31/2099 |  | 0 | 0 | 2037 |  |  |  | 0 | 0 | Real 2021 ¦ 5/8/2023 1:03:19 PM | 16421 | 50 |  |  | 100011.3438 | 0 | 0 |  |  |  | 0
REF | ATC | 2037 | 6 | CC Portfolio | Area 1001 Solar 2027 | Area 1001 Solar 2027 | 34.2505 | 150 | 34.2505 |  | 0 |  |  |  | 21831.2832 |  |  | -1 | 0 | Solar |  | 300034.0312 |  | 0 | 9568.1406 | 9568.1406 | 0 | -1 | 0 | 0 | 0 | 365 | 4383 | 0.22834 | 31.8902 | 0 | 0 | 9568.1406 | 31.8902 |  | 1/1/2027 | 12/31/2099 |  | 0 | 0 | 2037 |  |  |  | 0 | 0 | Real 2021 ¦ 5/8/2023 1:03:19 PM | 16422 | 150 |  |  | 300034.0312 | 0 | 0 |  |  |  | 0
REF | ATC | 2037 | 7 | REF Mitchell Ext | Area 1001 Solar 2027 | Area 1001 Solar 2027 | 34.2505 | 150 | 34.2505 |  | 0 |  |  |  | 21831.2832 |  |  | -1 | 0 | Solar |  | 300034.0312 |  | 0 | 9568.1406 | 9568.1406 | 0 | -1 | 0 | 0 | 0 | 365 | 4383 | 0.22834 | 31.8902 | 0 | 0 | 9568.1406 | 31.8902 |  | 1/1/2027 | 12/31/2099 |  | 0 | 0 | 2037 |  |  |  | 0 | 0 | Real 2021 ¦ 5/8/2023 1:03:19 PM | 16423 | 150 |  |  | 300034.0312 | 0 | 0 |  |  |  | 0
REF | ATC | 2037 | 8 | REF No Wind Portfolio | Area 1001 Solar 2027 | Area 1001 Solar 2027 | 34.2505 | 150 | 34.2505 |  | 0 |  |  |  | 21831.2832 |  |  | -1 | 0 | Solar |  | 300034.0312 |  | 0 | 9568.1406 | 9568.1406 | 0 | -1 | 0 | 0 | 0 | 365 | 4383 | 0.22834 | 31.8902 | 0 | 0 | 9568.1406 | 31.8902 |  | 1/1/2027 | 12/31/2099 |  | 0 | 0 | 2037 |  |  |  | 0 | 0 | Real 2021 ¦ 5/8/2023 1:03:19 PM | 16424 | 150 |  |  | 300034.0312 | 0 | 0 |  |  |  | 0
REF | ATC | 2037 | 9 | Preferred Plan | Area 1001 Solar 2027 | Area 1001 Solar 2027 | 34.2505 | 150 | 34.2505 |  | 0 |  |  |  | 21831.2832 |  |  | -1 | 0 | Solar |  | 300034.0312 |  | 0 | 9568.1406 | 9568.1406 | 0 | -1 | 0 | 0 | 0 | 365 | 4383 | 0.22834 | 31.8902 | 0 | 0 | 9568.1406 | 31.8902 |  | 1/1/2027 | 12/31/2099 |  | 0 | 0 | 2037 |  |  |  | 0 | 0 | Real 2021 ¦ 5/8/2023 1:03:19 PM | 16425 | 150 |  |  | 300034.0312 | 0 | 0 |  |  |  | 0
REF | ATC | 2037 | 1 | REF Portfolio | Area 1001 Solar 2028 | Area 1001 Solar 2028 | 34.2505 | 150 | 34.2505 |  | 0 |  |  |  | 20972.5645 |  |  | -1 | 0 | Solar |  | 300034.0312 |  | 0 | 9568.1406 | 9568.1406 | 0 | -1 | 0 | 0 | 0 | 365 | 4383 | 0.22834 | 31.8902 | -9942.4531 | -33.1378 | 19510.5938 | 65.0279 |  | 1/1/2028 | 12/31/2099 |  | 0 | 0 | 2037 |  |  |  | 0 | 0 | Real 2021 ¦ 5/8/2023 1:03:19 PM | 16426 | 150 |  |  | 300034.0312 | 0 | 0 |  |  |  | 0
REF | ATC | 2037 | 2 | REF-HC Portfolio | Area 1001 Solar 2028 | Area 1001 Solar 2028 | 34.2505 | 150 | 34.2505 |  | 0 |  |  |  | 20972.5645 |  |  | -1 | 0 | Solar |  | 300034.0312 |  | 0 | 9568.1406 | 9568.1406 | 0 | -1 | 0 | 0 | 0 | 365 | 4383 | 0.22834 | 31.8902 | -9942.4531 | -33.1378 | 19510.5938 | 65.0279 |  | 1/1/2028 | 12/31/2099 |  | 0 | 0 | 2037 |  |  |  | 0 | 0 | Real 2021 ¦ 5/8/2023 1:03:19 PM | 16427 | 150 |  |  | 300034.0312 | 0 | 0 |  |  |  | 0
REF | ATC | 2037 | 3 | CETA Portfolio | Area 1001 Solar 2028 | Area 1001 Solar 2028 | 34.2505 | 150 | 34.2505 |  | 0 |  |  |  | 20972.5645 |  |  | -1 | 0 | Solar |  | 300034.0312 |  | 0 | 9568.1406 | 9568.1406 | 0 | -1 | 0 | 0 | 0 | 365 | 4383 | 0.22834 | 31.8902 | -9942.4531 | -33.1378 | 19510.5938 | 65.0279 |  | 1/1/2028 | 12/31/2099 |  | 0 | 0 | 2037 |  |  |  | 0 | 0 | Real 2021 ¦ 5/8/2023 1:03:19 PM | 16428 | 150 |  |  | 300034.0312 | 0 | 0 |  |  |  | 0
REF | ATC | 2037 | 4 | ECR Portfolio | Area 1001 Solar 2028 | Area 1001 Solar 2028 | 34.2505 | 150 | 34.2505 |  | 0 |  |  |  | 20972.5645 |  |  | -1 | 0 | Solar |  | 300034.0312 |  | 0 | 9568.1406 | 9568.1406 | 0 | -1 | 0 | 0 | 0 | 365 | 4383 | 0.22834 | 31.8902 | -9942.4531 | -33.1378 | 19510.5938 | 65.0279 |  | 1/1/2028 | 12/31/2099 |  | 0 | 0 | 2037 |  |  |  | 0 | 0 | Real 2021 ¦ 5/8/2023 1:03:19 PM | 16429 | 150 |  |  | 300034.0312 | 0 | 0 |  |  |  | 0
REF | ATC | 2037 | 5 | NCR Portfolio | Area 1001 Solar 2028 | Area 1001 Solar 2028 | 34.2505 | 150 | 34.2505 |  | 0 |  |  |  | 20972.5645 |  |  | -1 | 0 | Solar |  | 300034.0312 |  | 0 | 9568.1406 | 9568.1406 | 0 | -1 | 0 | 0 | 0 | 365 | 4383 | 0.22834 | 31.8902 | -9942.4531 | -33.1378 | 19510.5938 | 65.0279 |  | 1/1/2028 | 12/31/2099 |  | 0 | 0 | 2037 |  |  |  | 0 | 0 | Real 2021 ¦ 5/8/2023 1:03:19 PM | 16430 | 150 |  |  | 300034.0312 | 0 | 0 |  |  |  | 0
REF | ATC | 2037 | 6 | CC Portfolio | Area 1001 Solar 2028 | Area 1001 Solar 2028 | 34.2505 | 150 | 34.2505 |  | 0 |  |  |  | 20972.5645 |  |  | -1 | 0 | Solar |  | 300034.0312 |  | 0 | 9568.1406 | 9568.1406 | 0 | -1 | 0 | 0 | 0 | 365 | 4383 | 0.22834 | 31.8902 | -9942.4531 | -33.1378 | 19510.5938 | 65.0279 |  | 1/1/2028 | 12/31/2099 |  | 0 | 0 | 2037 |  |  |  | 0 | 0 | Real 2021 ¦ 5/8/2023 1:03:19 PM | 16431 | 150 |  |  | 300034.0312 | 0 | 0 |  |  |  | 0
REF | ATC | 2037 | 7 | REF Mitchell Ext | Area 1001 Solar 2028 | Area 1001 Solar 2028 | 34.2505 | 150 | 34.2505 |  | 0 |  |  |  | 20972.5645 |  |  | -1 | 0 | Solar |  | 300034.0312 |  | 0 | 9568.1406 | 9568.1406 | 0 | -1 | 0 | 0 | 0 | 365 | 4383 | 0.22834 | 31.8902 | -9942.4531 | -33.1378 | 19510.5938 | 65.0279 |  | 1/1/2028 | 12/31/2099 |  | 0 | 0 | 2037 |  |  |  | 0 | 0 | Real 2021 ¦ 5/8/2023 1:03:19 PM | 16432 | 150 |  |  | 300034.0312 | 0 | 0 |  |  |  | 0
REF | ATC | 2037 | 8 | REF No Wind Portfolio | Area 1001 Solar 2028 | Area 1001 Solar 2028 | 34.2505 | 150 | 34.2505 |  | 0 |  |  |  | 20972.5645 |  |  | -1 | 0 | Solar |  | 300034.0312 |  | 0 | 9568.1406 | 9568.1406 | 0 | -1 | 0 | 0 | 0 | 365 | 4383 | 0.22834 | 31.8902 | -9942.4531 | -33.1378 | 19510.5938 | 65.0279 |  | 1/1/2028 | 12/31/2099 |  | 0 | 0 | 2037 |  |  |  | 0 | 0 | Real 2021 ¦ 5/8/2023 1:03:19 PM | 16433 | 150 |  |  | 300034.0312 | 0 | 0 |  |  |  | 0
REF | ATC | 2037 | 9 | Preferred Plan | Area 1001 Solar 2028 | Area 1001 Solar 2028 | 34.2505 | 150 | 34.2505 |  | 0 |  |  |  | 20972.5645 |  |  | -1 | 0 | Solar |  | 300034.0312 |  | 0 | 9568.1406 | 9568.1406 | 0 | -1 | 0 | 0 | 0 | 365 | 4383 | 0.22834 | 31.8902 | -9942.4531 | -33.1378 | 19510.5938 | 65.0279 |  | 1/1/2028 | 12/31/2099 |  | 0 | 0 | 2037 |  |  |  | 0 | 0 | Real 2021 ¦ 5/8/2023 1:03:19 PM | 16434 | 150 |  |  | 300034.0312 | 0 | 0 |  |  |  | 0
REF | ATC | 2037 | 1 | REF Portfolio | Area 1001 Solar 2029 | Area 1001 Solar 2029 | 22.8336 | 100 | 22.8336 |  | 0 |  |  |  | 13453.2666 |  |  | -1 | 0 | Solar |  | 200022.6875 |  | 0 | 6378.7603 | 6378.7603 | 0 | -1 | 0 | 0 | 0 | 365 | 4383 | 0.22834 | 31.8902 | -6628.3022 | -33.1378 | 13007.0625 | 65.0279 |  | 1/1/2029 | 12/31/2099 |  | 0 | 0 | 2037 |  |  |  | 0 | 0 | Real 2021 ¦ 5/8/2023 1:03:19 PM | 16435 | 100 |  |  | 200022.6875 | 0 | 0 |  |  |  | 0
REF | ATC | 2037 | 3 | CETA Portfolio | Area 1001 Solar 2029 | Area 1001 Solar 2029 | 22.8336 | 100 | 22.8336 |  | 0 |  |  |  | 13453.2666 |  |  | -1 | 0 | Solar |  | 200022.6875 |  | 0 | 6378.7603 | 6378.7603 | 0 | -1 | 0 | 0 | 0 | 365 | 4383 | 0.22834 | 31.8902 | -6628.3022 | -33.1378 | 13007.0625 | 65.0279 |  | 1/1/2029 | 12/31/2099 |  | 0 | 0 | 2037 |  |  |  | 0 | 0 | Real 2021 ¦ 5/8/2023 1:03:19 PM | 16436 | 100 |  |  | 200022.6875 | 0 | 0 |  |  |  | 0
REF | ATC | 2037 | 4 | ECR Portfolio | Area 1001 Solar 2029 | Area 1001 Solar 2029 | 34.2505 | 150 | 34.2505 |  | 0 |  |  |  | 20179.9004 |  |  | -1 | 0 | Solar |  | 300034.0312 |  | 0 | 9568.1406 | 9568.1406 | 0 | -1 | 0 | 0 | 0 | 365 | 4383 | 0.22834 | 31.8902 | -9942.4531 | -33.1378 | 19510.5938 | 65.0279 |  | 1/1/2029 | 12/31/2099 |  | 0 | 0 | 2037 |  |  |  | 0 | 0 | Real 2021 ¦ 5/8/2023 1:03:19 PM | 16437 | 150 |  |  | 300034.0312 | 0 | 0 |  |  |  | 0
REF | ATC | 2037 | 6 | CC Portfolio | Area 1001 Solar 2029 | Area 1001 Solar 2029 | 22.8336 | 100 | 22.8336 |  | 0 |  |  |  | 13453.2666 |  |  | -1 | 0 | Solar |  | 200022.6875 |  | 0 | 6378.7603 | 6378.7603 | 0 | -1 | 0 | 0 | 0 | 365 | 4383 | 0.22834 | 31.8902 | -6628.3022 | -33.1378 | 13007.0625 | 65.0279 |  | 1/1/2029 | 12/31/2099 |  | 0 | 0 | 2037 |  |  |  | 0 | 0 | Real 2021 ¦ 5/8/2023 1:03:19 PM | 16438 | 100 |  |  | 200022.6875 | 0 | 0 |  |  |  | 0
REF | ATC | 2037 | 7 | REF Mitchell Ext | Area 1001 Solar 2029 | Area 1001 Solar 2029 | 22.8336 | 100 | 22.8336 |  | 0 |  |  |  | 13453.2666 |  |  | -1 | 0 | Solar |  | 200022.6875 |  | 0 | 6378.7603 | 6378.7603 | 0 | -1 | 0 | 0 | 0 | 365 | 4383 | 0.22834 | 31.8902 | -6628.3022 | -33.1378 | 13007.0625 | 65.0279 |  | 1/1/2029 | 12/31/2099 |  | 0 | 0 | 2037 |  |  |  | 0 | 0 | Real 2021 ¦ 5/8/2023 1:03:19 PM | 16439 | 100 |  |  | 200022.6875 | 0 | 0 |  |  |  | 0
REF | ATC | 2037 | 8 | REF No Wind Portfolio | Area 1001 Solar 2029 | Area 1001 Solar 2029 | 34.2505 | 150 | 34.2505 |  | 0 |  |  |  | 20179.9004 |  |  | -1 | 0 | Solar |  | 300034.0312 |  | 0 | 9568.1406 | 9568.1406 | 0 | -1 | 0 | 0 | 0 | 365 | 4383 | 0.22834 | 31.8902 | -9942.4531 | -33.1378 | 19510.5938 | 65.0279 |  | 1/1/2029 | 12/31/2099 |  | 0 | 0 | 2037 |  |  |  | 0 | 0 | Real 2021 ¦ 5/8/2023 1:03:19 PM | 16440 | 150 |  |  | 300034.0312 | 0 | 0 |  |  |  | 0
REF | ATC | 2037 | 9 | Preferred Plan | Area 1001 Solar 2029 | Area 1001 Solar 2029 | 22.8336 | 100 | 22.8336 |  | 0 |  |  |  | 13453.2666 |  |  | -1 | 0 | Solar |  | 200022.6875 |  | 0 | 6378.7603 | 6378.7603 | 0 | -1 | 0 | 0 | 0 | 365 | 4383 | 0.22834 | 31.8902 | -6628.3022 | -33.1378 | 13007.0625 | 65.0279 |  | 1/1/2029 | 12/31/2099 |  | 0 | 0 | 2037 |  |  |  | 0 | 0 | Real 2021 ¦ 5/8/2023 1:03:19 PM | 16441 | 100 |  |  | 200022.6875 | 0 | 0 |  |  |  | 0
REF | ATC | 2037 | 3 | CETA Portfolio | Area 1001 Solar 2030 | Area 1001 Solar 2030 | 11.4168 | 50 | 11.4168 |  | 0 |  |  |  | 6451.4028 |  |  | -1 | 0 | Solar |  | 100011.3438 |  | 0 | 3189.3801 | 3189.3801 | 0 | -1 | 0 | 0 | 0 | 365 | 4383 | 0.22834 | 31.8902 | -3314.1511 | -33.1378 | 6503.5312 | 65.0279 |  | 1/1/2030 | 12/31/2099 |  | 0 | 0 | 2037 |  |  |  | 0 | 0 | Real 2021 ¦ 5/8/2023 1:03:19 PM | 16442 | 50 |  |  | 100011.3438 | 0 | 0 |  |  |  | 0
REF | ATC | 2037 | 8 | REF No Wind Portfolio | Area 1001 Solar 2030 | Area 1001 Solar 2030 | 11.4168 | 50 | 11.4168 |  | 0 |  |  |  | 6451.4028 |  |  | -1 | 0 | Solar |  | 100011.3438 |  | 0 | 3189.3801 | 3189.3801 | 0 | -1 | 0 | 0 | 0 | 365 | 4383 | 0.22834 | 31.8902 | -3314.1511 | -33.1378 | 6503.5312 | 65.0279 |  | 1/1/2030 | 12/31/2099 |  | 0 | 0 | 2037 |  |  |  | 0 | 0 | Real 2021 ¦ 5/8/2023 1:03:19 PM | 16443 | 50 |  |  | 100011.3438 | 0 | 0 |  |  |  | 0
REF | ATC | 2037 | 4 | ECR Portfolio | Area 1001 Solar 2031 | Area 1001 Solar 2031 | 34.2505 | 150 | 34.2505 |  | 0 |  |  |  | 19494.5762 |  |  | -1 | 0 | Solar |  | 300034.0312 |  | 0 | 9568.1406 | 9568.1406 | 0 | -1 | 0 | 0 | 0 | 365 | 4383 | 0.22834 | 31.8902 | -9942.4531 | -33.1378 | 19510.5938 | 65.0279 |  | 1/1/2031 | 12/31/2099 |  | 0 | 0 | 2037 |  |  |  | 0 | 0 | Real 2021 ¦ 5/8/2023 1:03:19 PM | 16444 | 150 |  |  | 300034.0312 | 0 | 0 |  |  |  | 0
REF | ATC | 2037 | 8 | REF No Wind Portfolio | Area 1001 Solar 2031 | Area 1001 Solar 2031 | 11.4168 | 50 | 11.4168 |  | 0 |  |  |  | 6498.1919 |  |  | -1 | 0 | Solar |  | 100011.3438 |  | 0 | 3189.3801 | 3189.3801 | 0 | -1 | 0 | 0 | 0 | 365 | 4383 | 0.22834 | 31.8902 | -3314.1511 | -33.1378 | 6503.5312 | 65.0279 |  | 1/1/2031 | 12/31/2099 |  | 0 | 0 | 2037 |  |  |  | 0 | 0 | Real 2021 ¦ 5/8/2023 1:03:19 PM | 16445 | 50 |  |  | 100011.3438 | 0 | 0 |  |  |  | 0
REF | ATC | 2037 | 3 | CETA Portfolio | Area 1001 Solar 2032 | Area 1001 Solar 2032 | 11.4168 | 50 | 11.4168 |  | 0 |  |  |  | 6528.4673 |  |  | -1 | 0 | Solar |  | 100011.3438 |  | 0 | 3189.3801 | 3189.3801 | 0 | -1 | 0 | 0 | 0 | 365 | 4383 | 0.22834 | 31.8902 | -3314.1511 | -33.1378 | 6503.5312 | 65.0279 |  | 1/1/2032 | 12/31/2099 |  | 0 | 0 | 2037 |  |  |  | 0 | 0 | Real 2021 ¦ 5/8/2023 1:03:19 PM | 16446 | 50 |  |  | 100011.3438 | 0 | 0 |  |  |  | 0
REF | ATC | 2037 | 4 | ECR Portfolio | Area 1001 Solar 2032 | Area 1001 Solar 2032 | 34.2505 | 150 | 34.2505 |  | 0 |  |  |  | 19585.4023 |  |  | -1 | 0 | Solar |  | 300034.0312 |  | 0 | 9568.1406 | 9568.1406 | 0 | -1 | 0 | 0 | 0 | 365 | 4383 | 0.22834 | 31.8902 | -9942.4531 | -33.1378 | 19510.5938 | 65.0279 |  | 1/1/2032 | 12/31/2099 |  | 0 | 0 | 2037 |  |  |  | 0 | 0 | Real 2021 ¦ 5/8/2023 1:03:19 PM | 16447 | 150 |  |  | 300034.0312 | 0 | 0 |  |  |  | 0
REF | ATC | 2037 | 8 | REF No Wind Portfolio | Area 1001 Solar 2032 | Area 1001 Solar 2032 | 11.4168 | 50 | 11.4168 |  | 0 |  |  |  | 6528.4673 |  |  | -1 | 0 | Solar |  | 100011.3438 |  | 0 | 3189.3801 | 3189.3801 | 0 | -1 | 0 | 0 | 0 | 365 | 4383 | 0.22834 | 31.8902 | -3314.1511 | -33.1378 | 6503.5312 | 65.0279 |  | 1/1/2032 | 12/31/2099 |  | 0 | 0 | 2037 |  |  |  | 0 | 0 | Real 2021 ¦ 5/8/2023 1:03:19 PM | 16448 | 50 |  |  | 100011.3438 | 0 | 0 |  |  |  | 0
REF | ATC | 2037 | 8 | REF No Wind Portfolio | Area 1001 Solar 2035 | Area 1001 Solar 2035 | 11.4168 | 50 | 11.4168 |  | 0 |  |  |  | 6649.5688 |  |  | -1 | 0 | Solar |  | 100011.3438 |  | 0 | 3189.3801 | 3189.3801 | 0 | -1 | 0 | 0 | 0 | 365 | 4383 | 0.22834 | 31.8902 | -3314.1511 | -33.1378 | 6503.5312 | 65.0279 |  | 1/1/2035 | 12/31/2099 |  | 0 | 0 | 2037 |  |  |  | 0 | 0 | Real 2021 ¦ 5/8/2023 1:03:19 PM | 16449 | 50 |  |  | 100011.3438 | 0 | 0 |  |  |  | 0
REF | ATC | 2037 | 4 | ECR Portfolio | Area 1001 Solar 2036 | Area 1001 Solar 2036 | 11.4168 | 50 | 11.4168 |  | 0 |  |  |  | 6699.1104 |  |  | -1 | 0 | Solar |  | 100011.3438 |  | 0 | 3189.3801 | 3189.3801 | 0 | -1 | 0 | 0 | 0 | 365 | 4383 | 0.22834 | 31.8902 | -3314.1511 | -33.1378 | 6503.5312 | 65.0279 |  | 1/1/2036 | 12/31/2099 |  | 0 | 0 | 2037 |  |  |  | 0 | 0 | Real 2021 ¦ 5/8/2023 1:03:19 PM | 16450 | 50 |  |  | 100011.3438 | 0 | 0 |  |  |  | 0
REF | ATC | 2037 | 1 | REF Portfolio | Area 1001 Solar 2037 | Area 1001 Solar 2037 | 11.4168 | 50 | 11.4168 |  | 0 |  |  |  | 6745.8994 |  |  | -1 | 0 | Solar |  | 100011.3438 |  | 0 | 3189.3801 | 3189.3801 | 0 | -1 | 0 | 0 | 0 | 365 | 4383 | 0.22834 | 31.8902 | -3314.1511 | -33.1378 | 6503.5312 | 65.0279 |  | 1/1/2037 | 12/31/2099 |  | 0 | 0 | 2037 |  |  |  | 0 | 0 | Real 2021 ¦ 5/8/2023 1:03:19 PM | 16451 | 50 |  |  | 100011.3438 | 0 | 0 |  |  |  | 0
REF | ATC | 2037 | 3 | CETA Portfolio | Area 1001 Solar 2037 | Area 1001 Solar 2037 | 22.8336 | 100 | 22.8336 |  | 0 |  |  |  | 13491.7988 |  |  | -1 | 0 | Solar |  | 200022.6875 |  | 0 | 6378.7603 | 6378.7603 | 0 | -1 | 0 | 0 | 0 | 365 | 4383 | 0.22834 | 31.8902 | -6628.3022 | -33.1378 | 13007.0625 | 65.0279 |  | 1/1/2037 | 12/31/2099 |  | 0 | 0 | 2037 |  |  |  | 0 | 0 | Real 2021 ¦ 5/8/2023 1:03:19 PM | 16452 | 100 |  |  | 200022.6875 | 0 | 0 |  |  |  | 0
REF | ATC | 2037 | 7 | REF Mitchell Ext | Area 1001 Solar 2037 | Area 1001 Solar 2037 | 11.4168 | 50 | 11.4168 |  | 0 |  |  |  | 6745.8994 |  |  | -1 | 0 | Solar |  | 100011.3438 |  | 0 | 3189.3801 | 3189.3801 | 0 | -1 | 0 | 0 | 0 | 365 | 4383 | 0.22834 | 31.8902 | -3314.1511 | -33.1378 | 6503.5312 | 65.0279 |  | 1/1/2037 | 12/31/2099 |  | 0 | 0 | 2037 |  |  |  | 0 | 0 | Real 2021 ¦ 5/8/2023 1:03:19 PM | 16453 | 50 |  |  | 100011.3438 | 0 | 0 |  |  |  | 0
REF | ATC | 2037 | 8 | REF No Wind Portfolio | Area 1001 Solar 2037 | Area 1001 Solar 2037 | 22.8336 | 100 | 22.8336 |  | 0 |  |  |  | 13491.7988 |  |  | -1 | 0 | Solar |  | 200022.6875 |  | 0 | 6378.7603 | 6378.7603 | 0 | -1 | 0 | 0 | 0 | 365 | 4383 | 0.22834 | 31.8902 | -6628.3022 | -33.1378 | 13007.0625 | 65.0279 |  | 1/1/2037 | 12/31/2099 |  | 0 | 0 | 2037 |  |  |  | 0 | 0 | Real 2021 ¦ 5/8/2023 1:03:19 PM | 16454 | 100 |  |  | 200022.6875 | 0 | 0 |  |  |  | 0
REF | ATC | 2037 | 1 | REF Portfolio | Area 1001 Wind 2026 | Area 1001 Wind 2026 | 34.9988 | 100 | 34.9988 |  | 0 |  |  |  | 18154.2031 |  |  | -1 | 0 | Wind |  | 306589.5312 |  | 0 | 11830.0225 | 11830.0225 | 0 | -1 | 0 | 0 | 0 | 0 | 8760 | 0.34999 | 38.5859 | 0 | 0 | 11830.0225 | 38.5859 |  | 1/1/2026 | 12/31/2099 |  | 0 | 0 | 2037 |  |  |  | 0 | 0 | Real 2021 ¦ 5/8/2023 1:03:19 PM | 16455 | 100 |  |  | 306589.5312 | 0 | 0 |  |  |  | 0
REF | ATC | 2037 | 2 | REF-HC Portfolio | Area 1001 Wind 2026 | Area 1001 Wind 2026 | 34.9988 | 100 | 34.9988 |  | 0 |  |  |  | 18154.2031 |  |  | -1 | 0 | Wind |  | 306589.5312 |  | 0 | 11830.0225 | 11830.0225 | 0 | -1 | 0 | 0 | 0 | 0 | 8760 | 0.34999 | 38.5859 | 0 | 0 | 11830.0225 | 38.5859 |  | 1/1/2026 | 12/31/2099 |  | 0 | 0 | 2037 |  |  |  | 0 | 0 | Real 2021 ¦ 5/8/2023 1:03:19 PM | 16456 | 100 |  |  | 306589.5312 | 0 | 0 |  |  |  | 0
REF | ATC | 2037 | 3 | CETA Portfolio | Area 1001 Wind 2026 | Area 1001 Wind 2026 | 34.9988 | 100 | 34.9988 |  | 0 |  |  |  | 18154.2031 |  |  | -1 | 0 | Wind |  | 306589.5312 |  | 0 | 11830.0225 | 11830.0225 | 0 | -1 | 0 | 0 | 0 | 0 | 8760 | 0.34999 | 38.5859 | 0 | 0 | 11830.0225 | 38.5859 |  | 1/1/2026 | 12/31/2099 |  | 0 | 0 | 2037 |  |  |  | 0 | 0 | Real 2021 ¦ 5/8/2023 1:03:19 PM | 16457 | 100 |  |  | 306589.5312 | 0 | 0 |  |  |  | 0
REF | ATC | 2037 | 4 | ECR Portfolio | Area 1001 Wind 2026 | Area 1001 Wind 2026 | 34.9988 | 100 | 34.9988 |  | 0 |  |  |  | 18154.2031 |  |  | -1 | 0 | Wind |  | 306589.5312 |  | 0 | 11830.0225 | 11830.0225 | 0 | -1 | 0 | 0 | 0 | 0 | 8760 | 0.34999 | 38.5859 | 0 | 0 | 11830.0225 | 38.5859 |  | 1/1/2026 | 12/31/2099 |  | 0 | 0 | 2037 |  |  |  | 0 | 0 | Real 2021 ¦ 5/8/2023 1:03:19 PM | 16458 | 100 |  |  | 306589.5312 | 0 | 0 |  |  |  | 0
REF | ATC | 2037 | 5 | NCR Portfolio | Area 1001 Wind 2026 | Area 1001 Wind 2026 | 34.9988 | 100 | 34.9988 |  | 0 |  |  |  | 18154.2031 |  |  | -1 | 0 | Wind |  | 306589.5312 |  | 0 | 11830.0225 | 11830.0225 | 0 | -1 | 0 | 0 | 0 | 0 | 8760 | 0.34999 | 38.5859 | 0 | 0 | 11830.0225 | 38.5859 |  | 1/1/2026 | 12/31/2099 |  | 0 | 0 | 2037 |  |  |  | 0 | 0 | Real 2021 ¦ 5/8/2023 1:03:19 PM | 16459 | 100 |  |  | 306589.5312 | 0 | 0 |  |  |  | 0
REF | ATC | 2037 | 6 | CC Portfolio | Area 1001 Wind 2026 | Area 1001 Wind 2026 | 34.9988 | 100 | 34.9988 |  | 0 |  |  |  | 18154.2031 |  |  | -1 | 0 | Wind |  | 306589.5312 |  | 0 | 11830.0225 | 11830.0225 | 0 | -1 | 0 | 0 | 0 | 0 | 8760 | 0.34999 | 38.5859 | 0 | 0 | 11830.0225 | 38.5859 |  | 1/1/2026 | 12/31/2099 |  | 0 | 0 | 2037 |  |  |  | 0 | 0 | Real 2021 ¦ 5/8/2023 1:03:19 PM | 16460 | 100 |  |  | 306589.5312 | 0 | 0 |  |  |  | 0
REF | ATC | 2037 | 7 | REF Mitchell Ext | Area 1001 Wind 2026 | Area 1001 Wind 2026 | 34.9988 | 100 | 34.9988 |  | 0 |  |  |  | 18154.2031 |  |  | -1 | 0 | Wind |  | 306589.5312 |  | 0 | 11830.0225 | 11830.0225 | 0 | -1 | 0 | 0 | 0 | 0 | 8760 | 0.34999 | 38.5859 | 0 | 0 | 11830.0225 | 38.5859 |  | 1/1/2026 | 12/31/2099 |  | 0 | 0 | 2037 |  |  |  | 0 | 0 | Real 2021 ¦ 5/8/2023 1:03:19 PM | 16461 | 100 |  |  | 306589.5312 | 0 | 0 |  |  |  | 0
REF | ATC | 2037 | 9 | Preferred Plan | Area 1001 Wind 2026 | Area 1001 Wind 2026 | 34.9988 | 100 | 34.9988 |  | 0 |  |  |  | 18154.2031 |  |  | -1 | 0 | Wind |  | 306589.5312 |  | 0 | 11830.0225 | 11830.0225 | 0 | -1 | 0 | 0 | 0 | 0 | 8760 | 0.34999 | 38.5859 | 0 | 0 | 11830.0225 | 38.5859 |  | 1/1/2026 | 12/31/2099 |  | 0 | 0 | 2037 |  |  |  | 0 | 0 | Real 2021 ¦ 5/8/2023 1:03:19 PM | 16462 | 100 |  |  | 306589.5312 | 0 | 0 |  |  |  | 0
REF | ATC | 2037 | 1 | REF Portfolio | Area 1001 Wind 2027 | Area 1001 Wind 2027 | 34.9988 | 100 | 34.9988 |  | 0 |  |  |  | 17664.293 |  |  | -1 | 0 | Wind |  | 306589.5312 |  | 0 | 11830.0225 | 11830.0225 | 0 | -1 | 0 | 0 | 0 | 0 | 8760 | 0.34999 | 38.5859 | 0 | 0 | 11830.0225 | 38.5859 |  | 1/1/2027 | 12/31/2099 |  | 0 | 0 | 2037 |  |  |  | 0 | 0 | Real 2021 ¦ 5/8/2023 1:03:19 PM | 16463 | 100 |  |  | 306589.5312 | 0 | 0 |  |  |  | 0
REF | ATC | 2037 | 2 | REF-HC Portfolio | Area 1001 Wind 2027 | Area 1001 Wind 2027 | 34.9988 | 100 | 34.9988 |  | 0 |  |  |  | 17664.293 |  |  | -1 | 0 | Wind |  | 306589.5312 |  | 0 | 11830.0225 | 11830.0225 | 0 | -1 | 0 | 0 | 0 | 0 | 8760 | 0.34999 | 38.5859 | 0 | 0 | 11830.0225 | 38.5859 |  | 1/1/2027 | 12/31/2099 |  | 0 | 0 | 2037 |  |  |  | 0 | 0 | Real 2021 ¦ 5/8/2023 1:03:19 PM | 16464 | 100 |  |  | 306589.5312 | 0 | 0 |  |  |  | 0
REF | ATC | 2037 | 3 | CETA Portfolio | Area 1001 Wind 2027 | Area 1001 Wind 2027 | 34.9988 | 100 | 34.9988 |  | 0 |  |  |  | 17664.293 |  |  | -1 | 0 | Wind |  | 306589.5312 |  | 0 | 11830.0225 | 11830.0225 | 0 | -1 | 0 | 0 | 0 | 0 | 8760 | 0.34999 | 38.5859 | 0 | 0 | 11830.0225 | 38.5859 |  | 1/1/2027 | 12/31/2099 |  | 0 | 0 | 2037 |  |  |  | 0 | 0 | Real 2021 ¦ 5/8/2023 1:03:19 PM | 16465 | 100 |  |  | 306589.5312 | 0 | 0 |  |  |  | 0
REF | ATC | 2037 | 4 | ECR Portfolio | Area 1001 Wind 2027 | Area 1001 Wind 2027 | 34.9988 | 100 | 34.9988 |  | 0 |  |  |  | 17664.293 |  |  | -1 | 0 | Wind |  | 306589.5312 |  | 0 | 11830.0225 | 11830.0225 | 0 | -1 | 0 | 0 | 0 | 0 | 8760 | 0.34999 | 38.5859 | 0 | 0 | 11830.0225 | 38.5859 |  | 1/1/2027 | 12/31/2099 |  | 0 | 0 | 2037 |  |  |  | 0 | 0 | Real 2021 ¦ 5/8/2023 1:03:19 PM | 16466 | 100 |  |  | 306589.5312 | 0 | 0 |  |  |  | 0
REF | ATC | 2037 | 5 | NCR Portfolio | Area 1001 Wind 2027 | Area 1001 Wind 2027 | 34.9988 | 100 | 34.9988 |  | 0 |  |  |  | 17664.293 |  |  | -1 | 0 | Wind |  | 306589.5312 |  | 0 | 11830.0225 | 11830.0225 | 0 | -1 | 0 | 0 | 0 | 0 | 8760 | 0.34999 | 38.5859 | 0 | 0 | 11830.0225 | 38.5859 |  | 1/1/2027 | 12/31/2099 |  | 0 | 0 | 2037 |  |  |  | 0 | 0 | Real 2021 ¦ 5/8/2023 1:03:19 PM | 16467 | 100 |  |  | 306589.5312 | 0 | 0 |  |  |  | 0
REF | ATC | 2037 | 6 | CC Portfolio | Area 1001 Wind 2027 | Area 1001 Wind 2027 | 34.9988 | 100 | 34.9988 |  | 0 |  |  |  | 17664.293 |  |  | -1 | 0 | Wind |  | 306589.5312 |  | 0 | 11830.0225 | 11830.0225 | 0 | -1 | 0 | 0 | 0 | 0 | 8760 | 0.34999 | 38.5859 | 0 | 0 | 11830.0225 | 38.5859 |  | 1/1/2027 | 12/31/2099 |  | 0 | 0 | 2037 |  |  |  | 0 | 0 | Real 2021 ¦ 5/8/2023 1:03:19 PM | 16468 | 100 |  |  | 306589.5312 | 0 | 0 |  |  |  | 0
REF | ATC | 2037 | 7 | REF Mitchell Ext | Area 1001 Wind 2027 | Area 1001 Wind 2027 | 34.9988 | 100 | 34.9988 |  | 0 |  |  |  | 17664.293 |  |  | -1 | 0 | Wind |  | 306589.5312 |  | 0 | 11830.0225 | 11830.0225 | 0 | -1 | 0 | 0 | 0 | 0 | 8760 | 0.34999 | 38.5859 | 0 | 0 | 11830.0225 | 38.5859 |  | 1/1/2027 | 12/31/2099 |  | 0 | 0 | 2037 |  |  |  | 0 | 0 | Real 2021 ¦ 5/8/2023 1:03:19 PM | 16469 | 100 |  |  | 306589.5312 | 0 | 0 |  |  |  | 0
REF | ATC | 2037 | 9 | Preferred Plan | Area 1001 Wind 2027 | Area 1001 Wind 2027 | 34.9988 | 100 | 34.9988 |  | 0 |  |  |  | 17664.293 |  |  | -1 | 0 | Wind |  | 306589.5312 |  | 0 | 11830.0225 | 11830.0225 | 0 | -1 | 0 | 0 | 0 | 0 | 8760 | 0.34999 | 38.5859 | 0 | 0 | 11830.0225 | 38.5859 |  | 1/1/2027 | 12/31/2099 |  | 0 | 0 | 2037 |  |  |  | 0 | 0 | Real 2021 ¦ 5/8/2023 1:03:19 PM | 16470 | 100 |  |  | 306589.5312 | 0 | 0 |  |  |  | 0
REF | ATC | 2037 | 1 | REF Portfolio | Area 1001 Wind 2028 | Area 1001 Wind 2028 | 34.9988 | 100 | 34.9988 |  | 0 |  |  |  | 17124.8418 |  |  | -1 | 0 | Wind |  | 306589.5312 |  | 0 | 11830.0225 | 11830.0225 | 0 | -1 | 0 | 0 | 0 | 0 | 8760 | 0.34999 | 38.5859 | -10159.6885 | -33.1378 | 21989.7109 | 71.7236 |  | 1/1/2028 | 12/31/2099 |  | 0 | 0 | 2037 |  |  |  | 0 | 0 | Real 2021 ¦ 5/8/2023 1:03:19 PM | 16471 | 100 |  |  | 306589.5312 | 0 | 0 |  |  |  | 0
REF | ATC | 2037 | 2 | REF-HC Portfolio | Area 1001 Wind 2028 | Area 1001 Wind 2028 | 34.9988 | 100 | 34.9988 |  | 0 |  |  |  | 17124.8418 |  |  | -1 | 0 | Wind |  | 306589.5312 |  | 0 | 11830.0225 | 11830.0225 | 0 | -1 | 0 | 0 | 0 | 0 | 8760 | 0.34999 | 38.5859 | -10159.6885 | -33.1378 | 21989.7109 | 71.7236 |  | 1/1/2028 | 12/31/2099 |  | 0 | 0 | 2037 |  |  |  | 0 | 0 | Real 2021 ¦ 5/8/2023 1:03:19 PM | 16472 | 100 |  |  | 306589.5312 | 0 | 0 |  |  |  | 0
REF | ATC | 2037 | 3 | CETA Portfolio | Area 1001 Wind 2028 | Area 1001 Wind 2028 | 34.9988 | 100 | 34.9988 |  | 0 |  |  |  | 17124.8418 |  |  | -1 | 0 | Wind |  | 306589.5312 |  | 0 | 11830.0225 | 11830.0225 | 0 | -1 | 0 | 0 | 0 | 0 | 8760 | 0.34999 | 38.5859 | -10159.6885 | -33.1378 | 21989.7109 | 71.7236 |  | 1/1/2028 | 12/31/2099 |  | 0 | 0 | 2037 |  |  |  | 0 | 0 | Real 2021 ¦ 5/8/2023 1:03:19 PM | 16473 | 100 |  |  | 306589.5312 | 0 | 0 |  |  |  | 0
REF | ATC | 2037 | 4 | ECR Portfolio | Area 1001 Wind 2028 | Area 1001 Wind 2028 | 34.9988 | 100 | 34.9988 |  | 0 |  |  |  | 17124.8418 |  |  | -1 | 0 | Wind |  | 306589.5312 |  | 0 | 11830.0225 | 11830.0225 | 0 | -1 | 0 | 0 | 0 | 0 | 8760 | 0.34999 | 38.5859 | -10159.6885 | -33.1378 | 21989.7109 | 71.7236 |  | 1/1/2028 | 12/31/2099 |  | 0 | 0 | 2037 |  |  |  | 0 | 0 | Real 2021 ¦ 5/8/2023 1:03:19 PM | 16474 | 100 |  |  | 306589.5312 | 0 | 0 |  |  |  | 0
REF | ATC | 2037 | 5 | NCR Portfolio | Area 1001 Wind 2028 | Area 1001 Wind 2028 | 34.9988 | 100 | 34.9988 |  | 0 |  |  |  | 17124.8418 |  |  | -1 | 0 | Wind |  | 306589.5312 |  | 0 | 11830.0225 | 11830.0225 | 0 | -1 | 0 | 0 | 0 | 0 | 8760 | 0.34999 | 38.5859 | -10159.6885 | -33.1378 | 21989.7109 | 71.7236 |  | 1/1/2028 | 12/31/2099 |  | 0 | 0 | 2037 |  |  |  | 0 | 0 | Real 2021 ¦ 5/8/2023 1:03:19 PM | 16475 | 100 |  |  | 306589.5312 | 0 | 0 |  |  |  | 0
REF | ATC | 2037 | 6 | CC Portfolio | Area 1001 Wind 2028 | Area 1001 Wind 2028 | 34.9988 | 100 | 34.9988 |  | 0 |  |  |  | 17124.8418 |  |  | -1 | 0 | Wind |  | 306589.5312 |  | 0 | 11830.0225 | 11830.0225 | 0 | -1 | 0 | 0 | 0 | 0 | 8760 | 0.34999 | 38.5859 | -10159.6885 | -33.1378 | 21989.7109 | 71.7236 |  | 1/1/2028 | 12/31/2099 |  | 0 | 0 | 2037 |  |  |  | 0 | 0 | Real 2021 ¦ 5/8/2023 1:03:19 PM | 16476 | 100 |  |  | 306589.5312 | 0 | 0 |  |  |  | 0
REF | ATC | 2037 | 7 | REF Mitchell Ext | Area 1001 Wind 2028 | Area 1001 Wind 2028 | 34.9988 | 100 | 34.9988 |  | 0 |  |  |  | 17124.8418 |  |  | -1 | 0 | Wind |  | 306589.5312 |  | 0 | 11830.0225 | 11830.0225 | 0 | -1 | 0 | 0 | 0 | 0 | 8760 | 0.34999 | 38.5859 | -10159.6885 | -33.1378 | 21989.7109 | 71.7236 |  | 1/1/2028 | 12/31/2099 |  | 0 | 0 | 2037 |  |  |  | 0 | 0 | Real 2021 ¦ 5/8/2023 1:03:19 PM | 16477 | 100 |  |  | 306589.5312 | 0 | 0 |  |  |  | 0
REF | ATC | 2037 | 9 | Preferred Plan | Area 1001 Wind 2028 | Area 1001 Wind 2028 | 34.9988 | 100 | 34.9988 |  | 0 |  |  |  | 17124.8418 |  |  | -1 | 0 | Wind |  | 306589.5312 |  | 0 | 11830.0225 | 11830.0225 | 0 | -1 | 0 | 0 | 0 | 0 | 8760 | 0.34999 | 38.5859 | -10159.6885 | -33.1378 | 21989.7109 | 71.7236 |  | 1/1/2028 | 12/31/2099 |  | 0 | 0 | 2037 |  |  |  | 0 | 0 | Real 2021 ¦ 5/8/2023 1:03:19 PM | 16478 | 100 |  |  | 306589.5312 | 0 | 0 |  |  |  | 0
REF | ATC | 2037 | 1 | REF Portfolio | Area 1001 Wind 2029 | Area 1001 Wind 2029 | 34.9988 | 100 | 34.9988 |  | 0 |  |  |  | 16640.4355 |  |  | -1 | 0 | Wind |  | 306589.5312 |  | 0 | 11830.0225 | 11830.0225 | 0 | -1 | 0 | 0 | 0 | 0 | 8760 | 0.34999 | 38.5859 | -10159.6885 | -33.1378 | 21989.7109 | 71.7236 |  | 1/1/2029 | 12/31/2099 |  | 0 | 0 | 2037 |  |  |  | 0 | 0 | Real 2021 ¦ 5/8/2023 1:03:19 PM | 16479 | 100 |  |  | 306589.5312 | 0 | 0 |  |  |  | 0
REF | ATC | 2037 | 2 | REF-HC Portfolio | Area 1001 Wind 2029 | Area 1001 Wind 2029 | 34.9988 | 100 | 34.9988 |  | 0 |  |  |  | 16640.4355 |  |  | -1 | 0 | Wind |  | 306589.5312 |  | 0 | 11830.0225 | 11830.0225 | 0 | -1 | 0 | 0 | 0 | 0 | 8760 | 0.34999 | 38.5859 | -10159.6885 | -33.1378 | 21989.7109 | 71.7236 |  | 1/1/2029 | 12/31/2099 |  | 0 | 0 | 2037 |  |  |  | 0 | 0 | Real 2021 ¦ 5/8/2023 1:03:19 PM | 16480 | 100 |  |  | 306589.5312 | 0 | 0 |  |  |  | 0
REF | ATC | 2037 | 3 | CETA Portfolio | Area 1001 Wind 2029 | Area 1001 Wind 2029 | 34.9988 | 100 | 34.9988 |  | 0 |  |  |  | 16640.4355 |  |  | -1 | 0 | Wind |  | 306589.5312 |  | 0 | 11830.0225 | 11830.0225 | 0 | -1 | 0 | 0 | 0 | 0 | 8760 | 0.34999 | 38.5859 | -10159.6885 | -33.1378 | 21989.7109 | 71.7236 |  | 1/1/2029 | 12/31/2099 |  | 0 | 0 | 2037 |  |  |  | 0 | 0 | Real 2021 ¦ 5/8/2023 1:03:19 PM | 16481 | 100 |  |  | 306589.5312 | 0 | 0 |  |  |  | 0
REF | ATC | 2037 | 4 | ECR Portfolio | Area 1001 Wind 2029 | Area 1001 Wind 2029 | 34.9988 | 100 | 34.9988 |  | 0 |  |  |  | 16640.4355 |  |  | -1 | 0 | Wind |  | 306589.5312 |  | 0 | 11830.0225 | 11830.0225 | 0 | -1 | 0 | 0 | 0 | 0 | 8760 | 0.34999 | 38.5859 | -10159.6885 | -33.1378 | 21989.7109 | 71.7236 |  | 1/1/2029 | 12/31/2099 |  | 0 | 0 | 2037 |  |  |  | 0 | 0 | Real 2021 ¦ 5/8/2023 1:03:19 PM | 16482 | 100 |  |  | 306589.5312 | 0 | 0 |  |  |  | 0
REF | ATC | 2037 | 7 | REF Mitchell Ext | Area 1001 Wind 2029 | Area 1001 Wind 2029 | 34.9988 | 100 | 34.9988 |  | 0 |  |  |  | 16640.4355 |  |  | -1 | 0 | Wind |  | 306589.5312 |  | 0 | 11830.0225 | 11830.0225 | 0 | -1 | 0 | 0 | 0 | 0 | 8760 | 0.34999 | 38.5859 | -10159.6885 | -33.1378 | 21989.7109 | 71.7236 |  | 1/1/2029 | 12/31/2099 |  | 0 | 0 | 2037 |  |  |  | 0 | 0 | Real 2021 ¦ 5/8/2023 1:03:19 PM | 16483 | 100 |  |  | 306589.5312 | 0 | 0 |  |  |  | 0
REF | ATC | 2037 | 1 | REF Portfolio | Area 1001 Wind 2030 | Area 1001 Wind 2030 | 34.9988 | 100 | 34.9988 |  | 0 |  |  |  | 16123.0029 |  |  | -1 | 0 | Wind |  | 306589.5312 |  | 0 | 11830.0225 | 11830.0225 | 0 | -1 | 0 | 0 | 0 | 0 | 8760 | 0.34999 | 38.5859 | -10159.6885 | -33.1378 | 21989.7109 | 71.7236 |  | 1/1/2030 | 12/31/2099 |  | 0 | 0 | 2037 |  |  |  | 0 | 0 | Real 2021 ¦ 5/8/2023 1:03:19 PM | 16484 | 100 |  |  | 306589.5312 | 0 | 0 |  |  |  | 0
REF | ATC | 2037 | 2 | REF-HC Portfolio | Area 1001 Wind 2030 | Area 1001 Wind 2030 | 34.9988 | 100 | 34.9988 |  | 0 |  |  |  | 16123.0029 |  |  | -1 | 0 | Wind |  | 306589.5312 |  | 0 | 11830.0225 | 11830.0225 | 0 | -1 | 0 | 0 | 0 | 0 | 8760 | 0.34999 | 38.5859 | -10159.6885 | -33.1378 | 21989.7109 | 71.7236 |  | 1/1/2030 | 12/31/2099 |  | 0 | 0 | 2037 |  |  |  | 0 | 0 | Real 2021 ¦ 5/8/2023 1:03:19 PM | 16485 | 100 |  |  | 306589.5312 | 0 | 0 |  |  |  | 0
REF | ATC | 2037 | 3 | CETA Portfolio | Area 1001 Wind 2030 | Area 1001 Wind 2030 | 34.9988 | 100 | 34.9988 |  | 0 |  |  |  | 16123.0029 |  |  | -1 | 0 | Wind |  | 306589.5312 |  | 0 | 11830.0225 | 11830.0225 | 0 | -1 | 0 | 0 | 0 | 0 | 8760 | 0.34999 | 38.5859 | -10159.6885 | -33.1378 | 21989.7109 | 71.7236 |  | 1/1/2030 | 12/31/2099 |  | 0 | 0 | 2037 |  |  |  | 0 | 0 | Real 2021 ¦ 5/8/2023 1:03:19 PM | 16486 | 100 |  |  | 306589.5312 | 0 | 0 |  |  |  | 0
REF | ATC | 2037 | 4 | ECR Portfolio | Area 1001 Wind 2030 | Area 1001 Wind 2030 | 34.9988 | 100 | 34.9988 |  | 0 |  |  |  | 16123.0029 |  |  | -1 | 0 | Wind |  | 306589.5312 |  | 0 | 11830.0225 | 11830.0225 | 0 | -1 | 0 | 0 | 0 | 0 | 8760 | 0.34999 | 38.5859 | -10159.6885 | -33.1378 | 21989.7109 | 71.7236 |  | 1/1/2030 | 12/31/2099 |  | 0 | 0 | 2037 |  |  |  | 0 | 0 | Real 2021 ¦ 5/8/2023 1:03:19 PM | 16487 | 100 |  |  | 306589.5312 | 0 | 0 |  |  |  | 0
REF | ATC | 2037 | 6 | CC Portfolio | Area 1001 Wind 2030 | Area 1001 Wind 2030 | 34.9988 | 100 | 34.9988 |  | 0 |  |  |  | 16123.0029 |  |  | -1 | 0 | Wind |  | 306589.5312 |  | 0 | 11830.0225 | 11830.0225 | 0 | -1 | 0 | 0 | 0 | 0 | 8760 | 0.34999 | 38.5859 | -10159.6885 | -33.1378 | 21989.7109 | 71.7236 |  | 1/1/2030 | 12/31/2099 |  | 0 | 0 | 2037 |  |  |  | 0 | 0 | Real 2021 ¦ 5/8/2023 1:03:19 PM | 16488 | 100 |  |  | 306589.5312 | 0 | 0 |  |  |  | 0
REF | ATC | 2037 | 7 | REF Mitchell Ext | Area 1001 Wind 2030 | Area 1001 Wind 2030 | 34.9988 | 100 | 34.9988 |  | 0 |  |  |  | 16123.0029 |  |  | -1 | 0 | Wind |  | 306589.5312 |  | 0 | 11830.0225 | 11830.0225 | 0 | -1 | 0 | 0 | 0 | 0 | 8760 | 0.34999 | 38.5859 | -10159.6885 | -33.1378 | 21989.7109 | 71.7236 |  | 1/1/2030 | 12/31/2099 |  | 0 | 0 | 2037 |  |  |  | 0 | 0 | Real 2021 ¦ 5/8/2023 1:03:19 PM | 16489 | 100 |  |  | 306589.5312 | 0 | 0 |  |  |  | 0
REF | ATC | 2037 | 9 | Preferred Plan | Area 1001 Wind 2030 | Area 1001 Wind 2030 | 34.9988 | 100 | 34.9988 |  | 0 |  |  |  | 16123.0029 |  |  | -1 | 0 | Wind |  | 306589.5312 |  | 0 | 11830.0225 | 11830.0225 | 0 | -1 | 0 | 0 | 0 | 0 | 8760 | 0.34999 | 38.5859 | -10159.6885 | -33.1378 | 21989.7109 | 71.7236 |  | 1/1/2030 | 12/31/2099 |  | 0 | 0 | 2037 |  |  |  | 0 | 0 | Real 2021 ¦ 5/8/2023 1:03:19 PM | 16490 | 100 |  |  | 306589.5312 | 0 | 0 |  |  |  | 0
REF | ATC | 2037 | 1 | REF Portfolio | Area 1001 Wind 2031 | Area 1001 Wind 2031 | 34.9988 | 100 | 34.9988 |  | 0 |  |  |  | 16200.0674 |  |  | -1 | 0 | Wind |  | 306589.5312 |  | 0 | 11830.0225 | 11830.0225 | 0 | -1 | 0 | 0 | 0 | 0 | 8760 | 0.34999 | 38.5859 | -10159.6885 | -33.1378 | 21989.7109 | 71.7236 |  | 1/1/2031 | 12/31/2099 |  | 0 | 0 | 2037 |  |  |  | 0 | 0 | Real 2021 ¦ 5/8/2023 1:03:19 PM | 16491 | 100 |  |  | 306589.5312 | 0 | 0 |  |  |  | 0
REF | ATC | 2037 | 2 | REF-HC Portfolio | Area 1001 Wind 2031 | Area 1001 Wind 2031 | 34.9988 | 100 | 34.9988 |  | 0 |  |  |  | 16200.0674 |  |  | -1 | 0 | Wind |  | 306589.5312 |  | 0 | 11830.0225 | 11830.0225 | 0 | -1 | 0 | 0 | 0 | 0 | 8760 | 0.34999 | 38.5859 | -10159.6885 | -33.1378 | 21989.7109 | 71.7236 |  | 1/1/2031 | 12/31/2099 |  | 0 | 0 | 2037 |  |  |  | 0 | 0 | Real 2021 ¦ 5/8/2023 1:03:19 PM | 16492 | 100 |  |  | 306589.5312 | 0 | 0 |  |  |  | 0
REF | ATC | 2037 | 3 | CETA Portfolio | Area 1001 Wind 2031 | Area 1001 Wind 2031 | 34.9988 | 100 | 34.9988 |  | 0 |  |  |  | 16200.0674 |  |  | -1 | 0 | Wind |  | 306589.5312 |  | 0 | 11830.0225 | 11830.0225 | 0 | -1 | 0 | 0 | 0 | 0 | 8760 | 0.34999 | 38.5859 | -10159.6885 | -33.1378 | 21989.7109 | 71.7236 |  | 1/1/2031 | 12/31/2099 |  | 0 | 0 | 2037 |  |  |  | 0 | 0 | Real 2021 ¦ 5/8/2023 1:03:19 PM | 16493 | 100 |  |  | 306589.5312 | 0 | 0 |  |  |  | 0
REF | ATC | 2037 | 4 | ECR Portfolio | Area 1001 Wind 2031 | Area 1001 Wind 2031 | 34.9988 | 100 | 34.9988 |  | 0 |  |  |  | 16200.0674 |  |  | -1 | 0 | Wind |  | 306589.5312 |  | 0 | 11830.0225 | 11830.0225 | 0 | -1 | 0 | 0 | 0 | 0 | 8760 | 0.34999 | 38.5859 | -10159.6885 | -33.1378 | 21989.7109 | 71.7236 |  | 1/1/2031 | 12/31/2099 |  | 0 | 0 | 2037 |  |  |  | 0 | 0 | Real 2021 ¦ 5/8/2023 1:03:19 PM | 16494 | 100 |  |  | 306589.5312 | 0 | 0 |  |  |  | 0
REF | ATC | 2037 | 6 | CC Portfolio | Area 1001 Wind 2031 | Area 1001 Wind 2031 | 34.9988 | 100 | 34.9988 |  | 0 |  |  |  | 16200.0674 |  |  | -1 | 0 | Wind |  | 306589.5312 |  | 0 | 11830.0225 | 11830.0225 | 0 | -1 | 0 | 0 | 0 | 0 | 8760 | 0.34999 | 38.5859 | -10159.6885 | -33.1378 | 21989.7109 | 71.7236 |  | 1/1/2031 | 12/31/2099 |  | 0 | 0 | 2037 |  |  |  | 0 | 0 | Real 2021 ¦ 5/8/2023 1:03:19 PM | 16495 | 100 |  |  | 306589.5312 | 0 | 0 |  |  |  | 0
REF | ATC | 2037 | 7 | REF Mitchell Ext | Area 1001 Wind 2031 | Area 1001 Wind 2031 | 34.9988 | 100 | 34.9988 |  | 0 |  |  |  | 16200.0674 |  |  | -1 | 0 | Wind |  | 306589.5312 |  | 0 | 11830.0225 | 11830.0225 | 0 | -1 | 0 | 0 | 0 | 0 | 8760 | 0.34999 | 38.5859 | -10159.6885 | -33.1378 | 21989.7109 | 71.7236 |  | 1/1/2031 | 12/31/2099 |  | 0 | 0 | 2037 |  |  |  | 0 | 0 | Real 2021 ¦ 5/8/2023 1:03:19 PM | 16496 | 100 |  |  | 306589.5312 | 0 | 0 |  |  |  | 0
REF | ATC | 2037 | 9 | Preferred Plan | Area 1001 Wind 2031 | Area 1001 Wind 2031 | 34.9988 | 100 | 34.9988 |  | 0 |  |  |  | 16200.0674 |  |  | -1 | 0 | Wind |  | 306589.5312 |  | 0 | 11830.0225 | 11830.0225 | 0 | -1 | 0 | 0 | 0 | 0 | 8760 | 0.34999 | 38.5859 | -10159.6885 | -33.1378 | 21989.7109 | 71.7236 |  | 1/1/2031 | 12/31/2099 |  | 0 | 0 | 2037 |  |  |  | 0 | 0 | Real 2021 ¦ 5/8/2023 1:03:19 PM | 16497 | 100 |  |  | 306589.5312 | 0 | 0 |  |  |  | 0
REF | ATC | 2037 | 1 | REF Portfolio | Area 1001 Wind 2032 | Area 1001 Wind 2032 | 34.9988 | 100 | 34.9988 |  | 0 |  |  |  | 16255.1133 |  |  | -1 | 0 | Wind |  | 306589.5312 |  | 0 | 11830.0225 | 11830.0225 | 0 | -1 | 0 | 0 | 0 | 0 | 8760 | 0.34999 | 38.5859 | -10159.6885 | -33.1378 | 21989.7109 | 71.7236 |  | 1/1/2032 | 12/31/2099 |  | 0 | 0 | 2037 |  |  |  | 0 | 0 | Real 2021 ¦ 5/8/2023 1:03:19 PM | 16498 | 100 |  |  | 306589.5312 | 0 | 0 |  |  |  | 0
REF | ATC | 2037 | 2 | REF-HC Portfolio | Area 1001 Wind 2032 | Area 1001 Wind 2032 | 34.9988 | 100 | 34.9988 |  | 0 |  |  |  | 16255.1133 |  |  | -1 | 0 | Wind |  | 306589.5312 |  | 0 | 11830.0225 | 11830.0225 | 0 | -1 | 0 | 0 | 0 | 0 | 8760 | 0.34999 | 38.5859 | -10159.6885 | -33.1378 | 21989.7109 | 71.7236 |  | 1/1/2032 | 12/31/2099 |  | 0 | 0 | 2037 |  |  |  | 0 | 0 | Real 2021 ¦ 5/8/2023 1:03:19 PM | 16499 | 100 |  |  | 306589.5312 | 0 | 0 |  |  |  | 0
REF | ATC | 2037 | 3 | CETA Portfolio | Area 1001 Wind 2032 | Area 1001 Wind 2032 | 34.9988 | 100 | 34.9988 |  | 0 |  |  |  | 16255.1133 |  |  | -1 | 0 | Wind |  | 306589.5312 |  | 0 | 11830.0225 | 11830.0225 | 0 | -1 | 0 | 0 | 0 | 0 | 8760 | 0.34999 | 38.5859 | -10159.6885 | -33.1378 | 21989.7109 | 71.7236 |  | 1/1/2032 | 12/31/2099 |  | 0 | 0 | 2037 |  |  |  | 0 | 0 | Real 2021 ¦ 5/8/2023 1:03:19 PM | 16500 | 100 |  |  | 306589.5312 | 0 | 0 |  |  |  | 0
REF | ATC | 2037 | 4 | ECR Portfolio | Area 1001 Wind 2032 | Area 1001 Wind 2032 | 34.9988 | 100 | 34.9988 |  | 0 |  |  |  | 16255.1133 |  |  | -1 | 0 | Wind |  | 306589.5312 |  | 0 | 11830.0225 | 11830.0225 | 0 | -1 | 0 | 0 | 0 | 0 | 8760 | 0.34999 | 38.5859 | -10159.6885 | -33.1378 | 21989.7109 | 71.7236 |  | 1/1/2032 | 12/31/2099 |  | 0 | 0 | 2037 |  |  |  | 0 | 0 | Real 2021 ¦ 5/8/2023 1:03:19 PM | 16501 | 100 |  |  | 306589.5312 | 0 | 0 |  |  |  | 0
REF | ATC | 2037 | 7 | REF Mitchell Ext | Area 1001 Wind 2032 | Area 1001 Wind 2032 | 34.9988 | 100 | 34.9988 |  | 0 |  |  |  | 16255.1133 |  |  | -1 | 0 | Wind |  | 306589.5312 |  | 0 | 11830.0225 | 11830.0225 | 0 | -1 | 0 | 0 | 0 | 0 | 8760 | 0.34999 | 38.5859 | -10159.6885 | -33.1378 | 21989.7109 | 71.7236 |  | 1/1/2032 | 12/31/2099 |  | 0 | 0 | 2037 |  |  |  | 0 | 0 | Real 2021 ¦ 5/8/2023 1:03:19 PM | 16502 | 100 |  |  | 306589.5312 | 0 | 0 |  |  |  | 0
REF | ATC | 2037 | 1 | REF Portfolio | Area 1001 Wind 2033 | Area 1001 Wind 2033 | 34.9988 | 100 | 34.9988 |  | 0 |  |  |  | 16304.6543 |  |  | -1 | 0 | Wind |  | 306589.5312 |  | 0 | 11830.0225 | 11830.0225 | 0 | -1 | 0 | 0 | 0 | 0 | 8760 | 0.34999 | 38.5859 | -10159.6885 | -33.1378 | 21989.7109 | 71.7236 |  | 1/1/2033 | 12/31/2099 |  | 0 | 0 | 2037 |  |  |  | 0 | 0 | Real 2021 ¦ 5/8/2023 1:03:19 PM | 16503 | 100 |  |  | 306589.5312 | 0 | 0 |  |  |  | 0
REF | ATC | 2037 | 2 | REF-HC Portfolio | Area 1001 Wind 2033 | Area 1001 Wind 2033 | 34.9988 | 100 | 34.9988 |  | 0 |  |  |  | 16304.6543 |  |  | -1 | 0 | Wind |  | 306589.5312 |  | 0 | 11830.0225 | 11830.0225 | 0 | -1 | 0 | 0 | 0 | 0 | 8760 | 0.34999 | 38.5859 | -10159.6885 | -33.1378 | 21989.7109 | 71.7236 |  | 1/1/2033 | 12/31/2099 |  | 0 | 0 | 2037 |  |  |  | 0 | 0 | Real 2021 ¦ 5/8/2023 1:03:19 PM | 16504 | 100 |  |  | 306589.5312 | 0 | 0 |  |  |  | 0
REF | ATC | 2037 | 3 | CETA Portfolio | Area 1001 Wind 2033 | Area 1001 Wind 2033 | 34.9988 | 100 | 34.9988 |  | 0 |  |  |  | 16304.6543 |  |  | -1 | 0 | Wind |  | 306589.5312 |  | 0 | 11830.0225 | 11830.0225 | 0 | -1 | 0 | 0 | 0 | 0 | 8760 | 0.34999 | 38.5859 | -10159.6885 | -33.1378 | 21989.7109 | 71.7236 |  | 1/1/2033 | 12/31/2099 |  | 0 | 0 | 2037 |  |  |  | 0 | 0 | Real 2021 ¦ 5/8/2023 1:03:19 PM | 16505 | 100 |  |  | 306589.5312 | 0 | 0 |  |  |  | 0
REF | ATC | 2037 | 4 | ECR Portfolio | Area 1001 Wind 2033 | Area 1001 Wind 2033 | 34.9988 | 100 | 34.9988 |  | 0 |  |  |  | 16304.6543 |  |  | -1 | 0 | Wind |  | 306589.5312 |  | 0 | 11830.0225 | 11830.0225 | 0 | -1 | 0 | 0 | 0 | 0 | 8760 | 0.34999 | 38.5859 | -10159.6885 | -33.1378 | 21989.7109 | 71.7236 |  | 1/1/2033 | 12/31/2099 |  | 0 | 0 | 2037 |  |  |  | 0 | 0 | Real 2021 ¦ 5/8/2023 1:03:19 PM | 16506 | 100 |  |  | 306589.5312 | 0 | 0 |  |  |  | 0
REF | ATC | 2037 | 7 | REF Mitchell Ext | Area 1001 Wind 2033 | Area 1001 Wind 2033 | 34.9988 | 100 | 34.9988 |  | 0 |  |  |  | 16304.6543 |  |  | -1 | 0 | Wind |  | 306589.5312 |  | 0 | 11830.0225 | 11830.0225 | 0 | -1 | 0 | 0 | 0 | 0 | 8760 | 0.34999 | 38.5859 | -10159.6885 | -33.1378 | 21989.7109 | 71.7236 |  | 1/1/2033 | 12/31/2099 |  | 0 | 0 | 2037 |  |  |  | 0 | 0 | Real 2021 ¦ 5/8/2023 1:03:19 PM | 16507 | 100 |  |  | 306589.5312 | 0 | 0 |  |  |  | 0
REF | ATC | 2037 | 1 | REF Portfolio | Area 1001 Wind 2034 | Area 1001 Wind 2034 | 34.9988 | 100 | 34.9988 |  | 0 |  |  |  | 16365.2051 |  |  | -1 | 0 | Wind |  | 306589.5312 |  | 0 | 11830.0225 | 11830.0225 | 0 | -1 | 0 | 0 | 0 | 0 | 8760 | 0.34999 | 38.5859 | -10159.6885 | -33.1378 | 21989.7109 | 71.7236 |  | 1/1/2034 | 12/31/2099 |  | 0 | 0 | 2037 |  |  |  | 0 | 0 | Real 2021 ¦ 5/8/2023 1:03:19 PM | 16508 | 100 |  |  | 306589.5312 | 0 | 0 |  |  |  | 0
REF | ATC | 2037 | 7 | REF Mitchell Ext | Area 1001 Wind 2034 | Area 1001 Wind 2034 | 34.9988 | 100 | 34.9988 |  | 0 |  |  |  | 16365.2051 |  |  | -1 | 0 | Wind |  | 306589.5312 |  | 0 | 11830.0225 | 11830.0225 | 0 | -1 | 0 | 0 | 0 | 0 | 8760 | 0.34999 | 38.5859 | -10159.6885 | -33.1378 | 21989.7109 | 71.7236 |  | 1/1/2034 | 12/31/2099 |  | 0 | 0 | 2037 |  |  |  | 0 | 0 | Real 2021 ¦ 5/8/2023 1:03:19 PM | 16509 | 100 |  |  | 306589.5312 | 0 | 0 |  |  |  | 0
REF | ATC | 2037 | 1 | REF Portfolio | Area 1001 Wind 2035 | Area 1001 Wind 2035 | 34.9988 | 100 | 34.9988 |  | 0 |  |  |  | 16447.7754 |  |  | -1 | 0 | Wind |  | 306589.5312 |  | 0 | 11830.0225 | 11830.0225 | 0 | -1 | 0 | 0 | 0 | 0 | 8760 | 0.34999 | 38.5859 | -10159.6885 | -33.1378 | 21989.7109 | 71.7236 |  | 1/1/2035 | 12/31/2099 |  | 0 | 0 | 2037 |  |  |  | 0 | 0 | Real 2021 ¦ 5/8/2023 1:03:19 PM | 16510 | 100 |  |  | 306589.5312 | 0 | 0 |  |  |  | 0
REF | ATC | 2037 | 7 | REF Mitchell Ext | Area 1001 Wind 2035 | Area 1001 Wind 2035 | 34.9988 | 100 | 34.9988 |  | 0 |  |  |  | 16447.7754 |  |  | -1 | 0 | Wind |  | 306589.5312 |  | 0 | 11830.0225 | 11830.0225 | 0 | -1 | 0 | 0 | 0 | 0 | 8760 | 0.34999 | 38.5859 | -10159.6885 | -33.1378 | 21989.7109 | 71.7236 |  | 1/1/2035 | 12/31/2099 |  | 0 | 0 | 2037 |  |  |  | 0 | 0 | Real 2021 ¦ 5/8/2023 1:03:19 PM | 16511 | 100 |  |  | 306589.5312 | 0 | 0 |  |  |  | 0
REF | ATC | 2037 | 2 | REF-HC Portfolio | Area 1001 Wind 2037 | Area 1001 Wind 2037 | 34.9988 | 100 | 34.9988 |  | 0 |  |  |  | 16612.9121 |  |  | -1 | 0 | Wind |  | 306589.5312 |  | 0 | 11830.0225 | 11830.0225 | 0 | -1 | 0 | 0 | 0 | 1 | 8760 | 0.34999 | 38.5859 | -10159.6885 | -33.1378 | 21989.7109 | 71.7236 |  | 1/1/2037 | 12/31/2099 |  | 0 | 0 | 2037 |  |  |  | 0 | 0 | Real 2021 ¦ 5/8/2023 1:03:19 PM | 16512 | 100 |  |  | 306589.5312 | 0 | 0 |  |  |  | 0
REF | ATC | 2037 | 5 | NCR Portfolio | Area 1001 4-Hour Li-on Battery 2029 | Area 1001 4-Hour Li-on Battery 2029 | 100 | 100 | -1.7879 |  | 84.4129 |  |  |  | 14873.4561 |  |  | -1 | 0 | 4-Hour Li-on Battery Storage |  | -15661.8291 |  | 0 | 3881.6284 | 3881.6284 | 0 | -1 | 0 | 0 | 0 | 813 | 4419 | -0.017879 |  | 0 |  | 1019.3965 |  |  | 1/1/2029 | 12/31/2038 |  | 0 | 0 | 2037 |  |  |  | 0 | 0 | Real 2021 ¦ 5/8/2023 1:03:19 PM | 16513 | 100 |  |  | 78862.0078 | 80345.2578 | 4020.739 |  |  |  | 0
REF | ATC | 2037 | 8 | REF No Wind Portfolio | Area 1001 4-Hour Li-on Battery 2029 | Area 1001 4-Hour Li-on Battery 2029 | 50 | 50 | -0.89394 |  | 42.2064 |  |  |  | 7436.728 |  |  | -1 | 0 | 4-Hour Li-on Battery Storage |  | -7830.9146 |  | 0 | 1940.8142 | 1940.8142 | 0 | -1 | 0 | 0 | 0 | 813 | 4419 | -0.017879 |  | 0 |  | 509.6982 |  |  | 1/1/2029 | 12/31/2038 |  | 0 | 0 | 2037 |  |  |  | 0 | 0 | Real 2021 ¦ 5/8/2023 1:03:19 PM | 16514 | 50 |  |  | 39431.0039 | 40172.6289 | 2010.3695 |  |  |  | 0
REF | ATC | 2037 | 4 | ECR Portfolio | Area 1001 4-Hour Li-on Battery 2032 | Area 1001 4-Hour Li-on Battery 2032 | 200 | 200 | -3.5726 |  | 168.7236 |  |  |  | 29141.4043 |  |  | -1 | 0 | 4-Hour Li-on Battery Storage |  | -31296.2637 |  | 0 | 7757.9805 | 7757.9805 | 0 | -1 | 0 | 0 | 0 | 813 | 4419 | -0.017863 |  | 0 |  | 2039.9595 |  |  | 1/1/2032 | 12/31/2041 |  | 0 | 0 | 2037 |  |  |  | 0 | 0 | Real 2021 ¦ 5/8/2023 1:03:19 PM | 16515 | 200 |  |  | 157580.7031 | 160545.4219 | 8032.4277 |  |  |  | 0
REF | ATC | 2037 | 3 | CETA Portfolio | Area 1001 4-Hour Li-on Battery 2035 | Area 1001 4-Hour Li-on Battery 2035 | 50 | 50 | -0.89246 |  | 42.1582 |  |  |  | 7318.3789 |  |  | -1 | 0 | 4-Hour Li-on Battery Storage |  | -7817.9858 |  | 0 | 1938.324 | 1938.324 | 0 | -1 | 0 | 0 | 0 | 813 | 4419 | -0.017849 |  | 0 |  | 510.2487 |  |  | 1/1/2035 | 12/31/2044 |  | 0 | 0 | 2037 |  |  |  | 0 | 0 | Real 2021 ¦ 5/8/2023 1:03:19 PM | 16516 | 50 |  |  | 39363.3711 | 40104.1523 | 2006.098 |  |  |  | 0
REF | ATC | 2037 | 5 | NCR Portfolio | Area 1001 4-Hour Li-on Battery 2035 | Area 1001 4-Hour Li-on Battery 2035 | 50 | 50 | -0.89246 |  | 42.1582 |  |  |  | 7318.3789 |  |  | -1 | 0 | 4-Hour Li-on Battery Storage |  | -7817.9858 |  | 0 | 1938.324 | 1938.324 | 0 | -1 | 0 | 0 | 0 | 813 | 4419 | -0.017849 |  | 0 |  | 510.2487 |  |  | 1/1/2035 | 12/31/2044 |  | 0 | 0 | 2037 |  |  |  | 0 | 0 | Real 2021 ¦ 5/8/2023 1:03:19 PM | 16517 | 50 |  |  | 39363.3711 | 40104.1523 | 2006.098 |  |  |  | 0
REF | ATC | 2037 | 6 | CC Portfolio | Area 1001 4-Hour Li-on Battery 2035 | Area 1001 4-Hour Li-on Battery 2035 | 50 | 50 | -0.89246 |  | 42.1582 |  |  |  | 7318.3789 |  |  | -1 | 0 | 4-Hour Li-on Battery Storage |  | -7817.9858 |  | 0 | 1938.324 | 1938.324 | 0 | -1 | 0 | 0 | 0 | 813 | 4419 | -0.017849 |  | 0 |  | 510.2487 |  |  | 1/1/2035 | 12/31/2044 |  | 0 | 0 | 2037 |  |  |  | 0 | 0 | Real 2021 ¦ 5/8/2023 1:03:19 PM | 16518 | 50 |  |  | 39363.3711 | 40104.1523 | 2006.098 |  |  |  | 0
REF | ATC | 2037 | 9 | Preferred Plan | Area 1001 4-Hour Li-on Battery 2035 | Area 1001 4-Hour Li-on Battery 2035 | 50 | 50 | -0.89246 |  | 42.1582 |  |  |  | 7318.3789 |  |  | -1 | 0 | 4-Hour Li-on Battery Storage |  | -7817.9858 |  | 0 | 1938.324 | 1938.324 | 0 | -1 | 0 | 0 | 0 | 813 | 4419 | -0.017849 |  | 0 |  | 510.2487 |  |  | 1/1/2035 | 12/31/2044 |  | 0 | 0 | 2037 |  |  |  | 0 | 0 | Real 2021 ¦ 5/8/2023 1:03:19 PM | 16519 | 50 |  |  | 39363.3711 | 40104.1523 | 2006.098 |  |  |  | 0
REF | ATC | 2037 | 4 | ECR Portfolio | Solar+Storage 3-1 2028 | Solar+Storage 3-1 2028 | 32.771 | 32.771 | 32.771 |  | 0 |  |  |  | 25277.168 |  |  | -1 | 0 | Solar |  | 287074.1875 |  | 0 | 10496.9092 | 10496.9092 | 0 | -1 | 0 | 0 | 0 | 773 | 4774 | 1 | 36.5651 | 0 | 0 | 10496.9092 | 36.5651 |  | 1/1/2028 | 12/31/2099 |  | 0 | 0 | 2037 |  |  |  | 0 | 0 | Real 2021 ¦ 5/8/2023 1:03:19 PM | 16520 | 200 |  |  | 287074.1875 | 0 | 0 |  |  |  | 0
REF | ATC | 2037 | 8 | REF No Wind Portfolio | Solar+Storage 3-1 2028 | Solar+Storage 3-1 2028 | 49.1565 | 49.1565 | 49.1565 |  | 0 |  |  |  | 37915.7539 |  |  | -1 | 0 | Solar |  | 430611.2812 |  | 0 | 15745.3643 | 15745.3643 | 0 | -1 | 0 | 0 | 0 | 773 | 4774 | 1 | 36.5651 | 0 | 0 | 15745.3643 | 36.5651 |  | 1/1/2028 | 12/31/2099 |  | 0 | 0 | 2037 |  |  |  | 0 | 0 | Real 2021 ¦ 5/8/2023 1:03:19 PM | 16521 | 300 |  |  | 430611.2812 | 0 | 0 |  |  |  | 0
REF | ATC | 2037 | 1 | REF Portfolio | Tier 2 Area 1001 Solar 2028 | Tier 2 Area 1001 Solar 2028 | 22.8336 | 100 | 22.8336 |  | 0 |  |  |  | 15236.7607 |  |  | -1 | 0 | Solar |  | 200022.6875 |  | 0 | 6378.7603 | 6378.7603 | 0 | -1 | 0 | 0 | 0 | 365 | 4383 | 0.22834 | 31.8902 | -6628.3022 | -33.1378 | 13007.0625 | 65.0279 |  | 1/1/2028 | 12/31/2099 |  | 0 | 0 | 2037 |  |  |  | 0 | 0 | Real 2021 ¦ 5/8/2023 1:03:19 PM | 16522 | 100 |  |  | 200022.6875 | 0 | 0 |  |  |  | 0
REF | ATC | 2037 | 2 | REF-HC Portfolio | Tier 2 Area 1001 Solar 2028 | Tier 2 Area 1001 Solar 2028 | 57.0841 | 250 | 57.0841 |  | 0 |  |  |  | 38091.9023 |  |  | -1 | 0 | Solar |  | 500056.75 |  | 0 | 15946.9014 | 15946.9014 | 0 | -1 | 0 | 0 | 0 | 365 | 4383 | 0.22834 | 31.8902 | -16570.7559 | -33.1378 | 32517.6562 | 65.0279 |  | 1/1/2028 | 12/31/2099 |  | 0 | 0 | 2037 |  |  |  | 0 | 0 | Real 2021 ¦ 5/8/2023 1:03:19 PM | 16523 | 250 |  |  | 500056.75 | 0 | 0 |  |  |  | 0
REF | ATC | 2037 | 3 | CETA Portfolio | Tier 2 Area 1001 Solar 2028 | Tier 2 Area 1001 Solar 2028 | 68.5009 | 300 | 68.5009 |  | 0 |  |  |  | 45710.2812 |  |  | -1 | 0 | Solar |  | 600068.0625 |  | 0 | 19136.2812 | 19136.2812 | 0 | -1 | 0 | 0 | 0 | 365 | 4383 | 0.22834 | 31.8902 | -19884.9062 | -33.1378 | 39021.1875 | 65.0279 |  | 1/1/2028 | 12/31/2099 |  | 0 | 0 | 2037 |  |  |  | 0 | 0 | Real 2021 ¦ 5/8/2023 1:03:19 PM | 16524 | 300 |  |  | 600068.0625 | 0 | 0 |  |  |  | 0
REF | ATC | 2037 | 4 | ECR Portfolio | Tier 2 Area 1001 Solar 2028 | Tier 2 Area 1001 Solar 2028 | 68.5009 | 300 | 68.5009 |  | 0 |  |  |  | 45710.2812 |  |  | -1 | 0 | Solar |  | 600068.0625 |  | 0 | 19136.2812 | 19136.2812 | 0 | -1 | 0 | 0 | 0 | 365 | 4383 | 0.22834 | 31.8902 | -19884.9062 | -33.1378 | 39021.1875 | 65.0279 |  | 1/1/2028 | 12/31/2099 |  | 0 | 0 | 2037 |  |  |  | 0 | 0 | Real 2021 ¦ 5/8/2023 1:03:19 PM | 16525 | 300 |  |  | 600068.0625 | 0 | 0 |  |  |  | 0
REF | ATC | 2037 | 5 | NCR Portfolio | Tier 2 Area 1001 Solar 2028 | Tier 2 Area 1001 Solar 2028 | 22.8336 | 100 | 22.8336 |  | 0 |  |  |  | 15236.7607 |  |  | -1 | 0 | Solar |  | 200022.6875 |  | 0 | 6378.7603 | 6378.7603 | 0 | -1 | 0 | 0 | 0 | 365 | 4383 | 0.22834 | 31.8902 | -6628.3022 | -33.1378 | 13007.0625 | 65.0279 |  | 1/1/2028 | 12/31/2099 |  | 0 | 0 | 2037 |  |  |  | 0 | 0 | Real 2021 ¦ 5/8/2023 1:03:19 PM | 16526 | 100 |  |  | 200022.6875 | 0 | 0 |  |  |  | 0
REF | ATC | 2037 | 6 | CC Portfolio | Tier 2 Area 1001 Solar 2028 | Tier 2 Area 1001 Solar 2028 | 68.5009 | 300 | 68.5009 |  | 0 |  |  |  | 45710.2812 |  |  | -1 | 0 | Solar |  | 600068.0625 |  | 0 | 19136.2812 | 19136.2812 | 0 | -1 | 0 | 0 | 0 | 365 | 4383 | 0.22834 | 31.8902 | -19884.9062 | -33.1378 | 39021.1875 | 65.0279 |  | 1/1/2028 | 12/31/2099 |  | 0 | 0 | 2037 |  |  |  | 0 | 0 | Real 2021 ¦ 5/8/2023 1:03:19 PM | 16527 | 300 |  |  | 600068.0625 | 0 | 0 |  |  |  | 0
REF | ATC | 2037 | 7 | REF Mitchell Ext | Tier 2 Area 1001 Solar 2028 | Tier 2 Area 1001 Solar 2028 | 22.8336 | 100 | 22.8336 |  | 0 |  |  |  | 15236.7607 |  |  | -1 | 0 | Solar |  | 200022.6875 |  | 0 | 6378.7603 | 6378.7603 | 0 | -1 | 0 | 0 | 0 | 365 | 4383 | 0.22834 | 31.8902 | -6628.3022 | -33.1378 | 13007.0625 | 65.0279 |  | 1/1/2028 | 12/31/2099 |  | 0 | 0 | 2037 |  |  |  | 0 | 0 | Real 2021 ¦ 5/8/2023 1:03:19 PM | 16528 | 100 |  |  | 200022.6875 | 0 | 0 |  |  |  | 0
REF | ATC | 2037 | 8 | REF No Wind Portfolio | Tier 2 Area 1001 Solar 2028 | Tier 2 Area 1001 Solar 2028 | 68.5009 | 300 | 68.5009 |  | 0 |  |  |  | 45710.2812 |  |  | -1 | 0 | Solar |  | 600068.0625 |  | 0 | 19136.2812 | 19136.2812 | 0 | -1 | 0 | 0 | 0 | 365 | 4383 | 0.22834 | 31.8902 | -19884.9062 | -33.1378 | 39021.1875 | 65.0279 |  | 1/1/2028 | 12/31/2099 |  | 0 | 0 | 2037 |  |  |  | 0 | 0 | Real 2021 ¦ 5/8/2023 1:03:19 PM | 16529 | 300 |  |  | 600068.0625 | 0 | 0 |  |  |  | 0
REF | ATC | 2037 | 9 | Preferred Plan | Tier 2 Area 1001 Solar 2028 | Tier 2 Area 1001 Solar 2028 | 68.5009 | 300 | 68.5009 |  | 0 |  |  |  | 45710.2812 |  |  | -1 | 0 | Solar |  | 600068.0625 |  | 0 | 19136.2812 | 19136.2812 | 0 | -1 | 0 | 0 | 0 | 365 | 4383 | 0.22834 | 31.8902 | -19884.9062 | -33.1378 | 39021.1875 | 65.0279 |  | 1/1/2028 | 12/31/2099 |  | 0 | 0 | 2037 |  |  |  | 0 | 0 | Real 2021 ¦ 5/8/2023 1:03:19 PM | 16530 | 300 |  |  | 600068.0625 | 0 | 0 |  |  |  | 0
REF | ATC | 2037 | 4 | ECR Portfolio | Tier 2 Area 1001 Solar 2029 | Tier 2 Area 1001 Solar 2029 | 34.2505 | 150 | 34.2505 |  | 0 |  |  |  | 21988.1641 |  |  | -1 | 0 | Solar |  | 300034.0312 |  | 0 | 9568.1406 | 9568.1406 | 0 | -1 | 0 | 0 | 0 | 365 | 4383 | 0.22834 | 31.8902 | -9942.4531 | -33.1378 | 19510.5938 | 65.0279 |  | 1/1/2029 | 12/31/2099 |  | 0 | 0 | 2037 |  |  |  | 0 | 0 | Real 2021 ¦ 5/8/2023 1:03:19 PM | 16531 | 150 |  |  | 300034.0312 | 0 | 0 |  |  |  | 0
REF | ATC | 2037 | 8 | REF No Wind Portfolio | Tier 2 Area 1001 Solar 2029 | Tier 2 Area 1001 Solar 2029 | 22.8336 | 100 | 22.8336 |  | 0 |  |  |  | 14658.7764 |  |  | -1 | 0 | Solar |  | 200022.6875 |  | 0 | 6378.7603 | 6378.7603 | 0 | -1 | 0 | 0 | 0 | 365 | 4383 | 0.22834 | 31.8902 | -6628.3022 | -33.1378 | 13007.0625 | 65.0279 |  | 1/1/2029 | 12/31/2099 |  | 0 | 0 | 2037 |  |  |  | 0 | 0 | Real 2021 ¦ 5/8/2023 1:03:19 PM | 16532 | 100 |  |  | 200022.6875 | 0 | 0 |  |  |  | 0
REF | ATC | 2037 | 2 | REF-HC Portfolio | Tier 2 Area 1001 Wind 2026 | Tier 2 Area 1001 Wind 2026 | 34.9988 | 100 | 34.9988 |  | 0 |  |  |  | 19684.4844 |  |  | -1 | 0 | Wind |  | 306589.5312 |  | 0 | 11830.0225 | 11830.0225 | 0 | -1 | 0 | 0 | 0 | 0 | 8760 | 0.34999 | 38.5859 | 0 | 0 | 11830.0225 | 38.5859 |  | 1/1/2026 | 12/31/2099 |  | 0 | 0 | 2037 |  |  |  | 0 | 0 | Real 2021 ¦ 5/8/2023 1:03:19 PM | 16533 | 100 |  |  | 306589.5312 | 0 | 0 |  |  |  | 0
REF | ATC | 2037 | 3 | CETA Portfolio | Tier 2 Area 1001 Wind 2026 | Tier 2 Area 1001 Wind 2026 | 34.9988 | 100 | 34.9988 |  | 0 |  |  |  | 19684.4844 |  |  | -1 | 0 | Wind |  | 306589.5312 |  | 0 | 11830.0225 | 11830.0225 | 0 | -1 | 0 | 0 | 0 | 0 | 8760 | 0.34999 | 38.5859 | 0 | 0 | 11830.0225 | 38.5859 |  | 1/1/2026 | 12/31/2099 |  | 0 | 0 | 2037 |  |  |  | 0 | 0 | Real 2021 ¦ 5/8/2023 1:03:19 PM | 16534 | 100 |  |  | 306589.5312 | 0 | 0 |  |  |  | 0
REF | ATC | 2037 | 4 | ECR Portfolio | Tier 2 Area 1001 Wind 2026 | Tier 2 Area 1001 Wind 2026 | 34.9988 | 100 | 34.9988 |  | 0 |  |  |  | 19684.4844 |  |  | -1 | 0 | Wind |  | 306589.5312 |  | 0 | 11830.0225 | 11830.0225 | 0 | -1 | 0 | 0 | 0 | 0 | 8760 | 0.34999 | 38.5859 | 0 | 0 | 11830.0225 | 38.5859 |  | 1/1/2026 | 12/31/2099 |  | 0 | 0 | 2037 |  |  |  | 0 | 0 | Real 2021 ¦ 5/8/2023 1:03:19 PM | 16535 | 100 |  |  | 306589.5312 | 0 | 0 |  |  |  | 0
REF | ATC | 2037 | 5 | NCR Portfolio | Tier 2 Area 1001 Wind 2026 | Tier 2 Area 1001 Wind 2026 | 34.9988 | 100 | 34.9988 |  | 0 |  |  |  | 19684.4844 |  |  | -1 | 0 | Wind |  | 306589.5312 |  | 0 | 11830.0225 | 11830.0225 | 0 | -1 | 0 | 0 | 0 | 0 | 8760 | 0.34999 | 38.5859 | 0 | 0 | 11830.0225 | 38.5859 |  | 1/1/2026 | 12/31/2099 |  | 0 | 0 | 2037 |  |  |  | 0 | 0 | Real 2021 ¦ 5/8/2023 1:03:19 PM | 16536 | 100 |  |  | 306589.5312 | 0 | 0 |  |  |  | 0
REF | ATC | 2037 | 2 | REF-HC Portfolio | Tier 2 Area 1001 Wind 2027 | Tier 2 Area 1001 Wind 2027 | 34.9988 | 100 | 34.9988 |  | 0 |  |  |  | 19145.0332 |  |  | -1 | 0 | Wind |  | 306589.5312 |  | 0 | 11830.0225 | 11830.0225 | 0 | -1 | 0 | 0 | 0 | 0 | 8760 | 0.34999 | 38.5859 | 0 | 0 | 11830.0225 | 38.5859 |  | 1/1/2027 | 12/31/2099 |  | 0 | 0 | 2037 |  |  |  | 0 | 0 | Real 2021 ¦ 5/8/2023 1:03:19 PM | 16537 | 100 |  |  | 306589.5312 | 0 | 0 |  |  |  | 0
REF | ATC | 2037 | 3 | CETA Portfolio | Tier 2 Area 1001 Wind 2027 | Tier 2 Area 1001 Wind 2027 | 34.9988 | 100 | 34.9988 |  | 0 |  |  |  | 19145.0332 |  |  | -1 | 0 | Wind |  | 306589.5312 |  | 0 | 11830.0225 | 11830.0225 | 0 | -1 | 0 | 0 | 0 | 0 | 8760 | 0.34999 | 38.5859 | 0 | 0 | 11830.0225 | 38.5859 |  | 1/1/2027 | 12/31/2099 |  | 0 | 0 | 2037 |  |  |  | 0 | 0 | Real 2021 ¦ 5/8/2023 1:03:19 PM | 16538 | 100 |  |  | 306589.5312 | 0 | 0 |  |  |  | 0
REF | ATC | 2037 | 4 | ECR Portfolio | Tier 2 Area 1001 Wind 2027 | Tier 2 Area 1001 Wind 2027 | 34.9988 | 100 | 34.9988 |  | 0 |  |  |  | 19145.0332 |  |  | -1 | 0 | Wind |  | 306589.5312 |  | 0 | 11830.0225 | 11830.0225 | 0 | -1 | 0 | 0 | 0 | 0 | 8760 | 0.34999 | 38.5859 | 0 | 0 | 11830.0225 | 38.5859 |  | 1/1/2027 | 12/31/2099 |  | 0 | 0 | 2037 |  |  |  | 0 | 0 | Real 2021 ¦ 5/8/2023 1:03:19 PM | 16539 | 100 |  |  | 306589.5312 | 0 | 0 |  |  |  | 0
REF | ATC | 2037 | 5 | NCR Portfolio | Tier 2 Area 1001 Wind 2027 | Tier 2 Area 1001 Wind 2027 | 34.9988 | 100 | 34.9988 |  | 0 |  |  |  | 19145.0332 |  |  | -1 | 0 | Wind |  | 306589.5312 |  | 0 | 11830.0225 | 11830.0225 | 0 | -1 | 0 | 0 | 0 | 0 | 8760 | 0.34999 | 38.5859 | 0 | 0 | 11830.0225 | 38.5859 |  | 1/1/2027 | 12/31/2099 |  | 0 | 0 | 2037 |  |  |  | 0 | 0 | Real 2021 ¦ 5/8/2023 1:03:19 PM | 16540 | 100 |  |  | 306589.5312 | 0 | 0 |  |  |  | 0
REF | ATC | 2037 | 6 | CC Portfolio | Tier 2 Area 1001 Wind 2027 | Tier 2 Area 1001 Wind 2027 | 34.9988 | 100 | 34.9988 |  | 0 |  |  |  | 19145.0332 |  |  | -1 | 0 | Wind |  | 306589.5312 |  | 0 | 11830.0225 | 11830.0225 | 0 | -1 | 0 | 0 | 0 | 0 | 8760 | 0.34999 | 38.5859 | 0 | 0 | 11830.0225 | 38.5859 |  | 1/1/2027 | 12/31/2099 |  | 0 | 0 | 2037 |  |  |  | 0 | 0 | Real 2021 ¦ 5/8/2023 1:03:19 PM | 16541 | 100 |  |  | 306589.5312 | 0 | 0 |  |  |  | 0
REF | ATC | 2037 | 9 | Preferred Plan | Tier 2 Area 1001 Wind 2027 | Tier 2 Area 1001 Wind 2027 | 34.9988 | 100 | 34.9988 |  | 0 |  |  |  | 19145.0332 |  |  | -1 | 0 | Wind |  | 306589.5312 |  | 0 | 11830.0225 | 11830.0225 | 0 | -1 | 0 | 0 | 0 | 0 | 8760 | 0.34999 | 38.5859 | 0 | 0 | 11830.0225 | 38.5859 |  | 1/1/2027 | 12/31/2099 |  | 0 | 0 | 2037 |  |  |  | 0 | 0 | Real 2021 ¦ 5/8/2023 1:03:19 PM | 16542 | 100 |  |  | 306589.5312 | 0 | 0 |  |  |  | 0
REF | ATC | 2037 | 1 | REF Portfolio | Tier 2 Area 1001 Wind 2028 | Tier 2 Area 1001 Wind 2028 | 34.9988 | 100 | 34.9988 |  | 0 |  |  |  | 18556.041 |  |  | -1 | 0 | Wind |  | 306589.5312 |  | 0 | 11830.0225 | 11830.0225 | 0 | -1 | 0 | 0 | 0 | 0 | 8760 | 0.34999 | 38.5859 | -10159.6885 | -33.1378 | 21989.7109 | 71.7236 |  | 1/1/2028 | 12/31/2099 |  | 0 | 0 | 2037 |  |  |  | 0 | 0 | Real 2021 ¦ 5/8/2023 1:03:19 PM | 16543 | 100 |  |  | 306589.5312 | 0 | 0 |  |  |  | 0
REF | ATC | 2037 | 2 | REF-HC Portfolio | Tier 2 Area 1001 Wind 2028 | Tier 2 Area 1001 Wind 2028 | 34.9988 | 100 | 34.9988 |  | 0 |  |  |  | 18556.041 |  |  | -1 | 0 | Wind |  | 306589.5312 |  | 0 | 11830.0225 | 11830.0225 | 0 | -1 | 0 | 0 | 0 | 0 | 8760 | 0.34999 | 38.5859 | -10159.6885 | -33.1378 | 21989.7109 | 71.7236 |  | 1/1/2028 | 12/31/2099 |  | 0 | 0 | 2037 |  |  |  | 0 | 0 | Real 2021 ¦ 5/8/2023 1:03:19 PM | 16544 | 100 |  |  | 306589.5312 | 0 | 0 |  |  |  | 0
REF | ATC | 2037 | 3 | CETA Portfolio | Tier 2 Area 1001 Wind 2028 | Tier 2 Area 1001 Wind 2028 | 34.9988 | 100 | 34.9988 |  | 0 |  |  |  | 18556.041 |  |  | -1 | 0 | Wind |  | 306589.5312 |  | 0 | 11830.0225 | 11830.0225 | 0 | -1 | 0 | 0 | 0 | 0 | 8760 | 0.34999 | 38.5859 | -10159.6885 | -33.1378 | 21989.7109 | 71.7236 |  | 1/1/2028 | 12/31/2099 |  | 0 | 0 | 2037 |  |  |  | 0 | 0 | Real 2021 ¦ 5/8/2023 1:03:19 PM | 16545 | 100 |  |  | 306589.5312 | 0 | 0 |  |  |  | 0
REF | ATC | 2037 | 4 | ECR Portfolio | Tier 2 Area 1001 Wind 2028 | Tier 2 Area 1001 Wind 2028 | 34.9988 | 100 | 34.9988 |  | 0 |  |  |  | 18556.041 |  |  | -1 | 0 | Wind |  | 306589.5312 |  | 0 | 11830.0225 | 11830.0225 | 0 | -1 | 0 | 0 | 0 | 0 | 8760 | 0.34999 | 38.5859 | -10159.6885 | -33.1378 | 21989.7109 | 71.7236 |  | 1/1/2028 | 12/31/2099 |  | 0 | 0 | 2037 |  |  |  | 0 | 0 | Real 2021 ¦ 5/8/2023 1:03:19 PM | 16546 | 100 |  |  | 306589.5312 | 0 | 0 |  |  |  | 0
REF | ATC | 2037 | 5 | NCR Portfolio | Tier 2 Area 1001 Wind 2028 | Tier 2 Area 1001 Wind 2028 | 34.9988 | 100 | 34.9988 |  | 0 |  |  |  | 18556.041 |  |  | -1 | 0 | Wind |  | 306589.5312 |  | 0 | 11830.0225 | 11830.0225 | 0 | -1 | 0 | 0 | 0 | 0 | 8760 | 0.34999 | 38.5859 | -10159.6885 | -33.1378 | 21989.7109 | 71.7236 |  | 1/1/2028 | 12/31/2099 |  | 0 | 0 | 2037 |  |  |  | 0 | 0 | Real 2021 ¦ 5/8/2023 1:03:19 PM | 16547 | 100 |  |  | 306589.5312 | 0 | 0 |  |  |  | 0
REF | ATC | 2037 | 6 | CC Portfolio | Tier 2 Area 1001 Wind 2028 | Tier 2 Area 1001 Wind 2028 | 34.9988 | 100 | 34.9988 |  | 0 |  |  |  | 18556.041 |  |  | -1 | 0 | Wind |  | 306589.5312 |  | 0 | 11830.0225 | 11830.0225 | 0 | -1 | 0 | 0 | 0 | 0 | 8760 | 0.34999 | 38.5859 | -10159.6885 | -33.1378 | 21989.7109 | 71.7236 |  | 1/1/2028 | 12/31/2099 |  | 0 | 0 | 2037 |  |  |  | 0 | 0 | Real 2021 ¦ 5/8/2023 1:03:19 PM | 16548 | 100 |  |  | 306589.5312 | 0 | 0 |  |  |  | 0
REF | ATC | 2037 | 7 | REF Mitchell Ext | Tier 2 Area 1001 Wind 2028 | Tier 2 Area 1001 Wind 2028 | 34.9988 | 100 | 34.9988 |  | 0 |  |  |  | 18556.041 |  |  | -1 | 0 | Wind |  | 306589.5312 |  | 0 | 11830.0225 | 11830.0225 | 0 | -1 | 0 | 0 | 0 | 0 | 8760 | 0.34999 | 38.5859 | -10159.6885 | -33.1378 | 21989.7109 | 71.7236 |  | 1/1/2028 | 12/31/2099 |  | 0 | 0 | 2037 |  |  |  | 0 | 0 | Real 2021 ¦ 5/8/2023 1:03:19 PM | 16549 | 100 |  |  | 306589.5312 | 0 | 0 |  |  |  | 0
REF | ATC | 2037 | 9 | Preferred Plan | Tier 2 Area 1001 Wind 2028 | Tier 2 Area 1001 Wind 2028 | 34.9988 | 100 | 34.9988 |  | 0 |  |  |  | 18556.041 |  |  | -1 | 0 | Wind |  | 306589.5312 |  | 0 | 11830.0225 | 11830.0225 | 0 | -1 | 0 | 0 | 0 | 0 | 8760 | 0.34999 | 38.5859 | -10159.6885 | -33.1378 | 21989.7109 | 71.7236 |  | 1/1/2028 | 12/31/2099 |  | 0 | 0 | 2037 |  |  |  | 0 | 0 | Real 2021 ¦ 5/8/2023 1:03:19 PM | 16550 | 100 |  |  | 306589.5312 | 0 | 0 |  |  |  | 0
REF | ATC | 2037 | 1 | REF Portfolio | Tier 2 Area 1001 Wind 2029 | Tier 2 Area 1001 Wind 2029 | 34.9988 | 100 | 34.9988 |  | 0 |  |  |  | 18022.0938 |  |  | -1 | 0 | Wind |  | 306589.5312 |  | 0 | 11830.0225 | 11830.0225 | 0 | -1 | 0 | 0 | 0 | 0 | 8760 | 0.34999 | 38.5859 | -10159.6885 | -33.1378 | 21989.7109 | 71.7236 |  | 1/1/2029 | 12/31/2099 |  | 0 | 0 | 2037 |  |  |  | 0 | 0 | Real 2021 ¦ 5/8/2023 1:03:19 PM | 16551 | 100 |  |  | 306589.5312 | 0 | 0 |  |  |  | 0
REF | ATC | 2037 | 3 | CETA Portfolio | Tier 2 Area 1001 Wind 2029 | Tier 2 Area 1001 Wind 2029 | 34.9988 | 100 | 34.9988 |  | 0 |  |  |  | 18022.0938 |  |  | -1 | 0 | Wind |  | 306589.5312 |  | 0 | 11830.0225 | 11830.0225 | 0 | -1 | 0 | 0 | 0 | 0 | 8760 | 0.34999 | 38.5859 | -10159.6885 | -33.1378 | 21989.7109 | 71.7236 |  | 1/1/2029 | 12/31/2099 |  | 0 | 0 | 2037 |  |  |  | 0 | 0 | Real 2021 ¦ 5/8/2023 1:03:19 PM | 16552 | 100 |  |  | 306589.5312 | 0 | 0 |  |  |  | 0
REF | ATC | 2037 | 4 | ECR Portfolio | Tier 2 Area 1001 Wind 2029 | Tier 2 Area 1001 Wind 2029 | 34.9988 | 100 | 34.9988 |  | 0 |  |  |  | 18022.0938 |  |  | -1 | 0 | Wind |  | 306589.5312 |  | 0 | 11830.0225 | 11830.0225 | 0 | -1 | 0 | 0 | 0 | 0 | 8760 | 0.34999 | 38.5859 | -10159.6885 | -33.1378 | 21989.7109 | 71.7236 |  | 1/1/2029 | 12/31/2099 |  | 0 | 0 | 2037 |  |  |  | 0 | 0 | Real 2021 ¦ 5/8/2023 1:03:19 PM | 16553 | 100 |  |  | 306589.5312 | 0 | 0 |  |  |  | 0
REF | ATC | 2037 | 7 | REF Mitchell Ext | Tier 2 Area 1001 Wind 2029 | Tier 2 Area 1001 Wind 2029 | 34.9988 | 100 | 34.9988 |  | 0 |  |  |  | 18022.0938 |  |  | -1 | 0 | Wind |  | 306589.5312 |  | 0 | 11830.0225 | 11830.0225 | 0 | -1 | 0 | 0 | 0 | 0 | 8760 | 0.34999 | 38.5859 | -10159.6885 | -33.1378 | 21989.7109 | 71.7236 |  | 1/1/2029 | 12/31/2099 |  | 0 | 0 | 2037 |  |  |  | 0 | 0 | Real 2021 ¦ 5/8/2023 1:03:19 PM | 16554 | 100 |  |  | 306589.5312 | 0 | 0 |  |  |  | 0
REF | ATC | 2037 | 6 | CC Portfolio | Area 1001 Gas CC 1x1 2029 | Area 1001 Gas CC 1x1 2029 | 362.0284 | 399.0869 | 301.0804 |  | 0 |  |  |  | 71512.8125 |  |  | -1 | 17103600 | TCO |  | 2637464.5 |  | 108.6085 | 107204.4375 | 107204.4375 | 0 | -1 | 0 | 0 | 321.9048 | 27 | 8186 | 0.75442 | 40.6468 | 70958.6953 | 26.9041 | 36245.7422 | 13.7426 |  | 1/1/2029 | 12/31/2099 |  | 0 | 0 | 2037 |  |  |  | 0 | 0 | Real 2021 ¦ 5/8/2023 1:03:19 PM | 16555 | 418 |  |  | 2637464.5 | 0 | 0 |  |  |  | 0
REF | ATC | 2037 | 7 | REF Mitchell Ext | 3102 | Mitchell #1 (WV) | 0 | 0 | 0 |  | 0 |  |  |  | 0 |  |  | -1 | 0 | Mitchell 1 Coal Price |  | 0 |  | 0 | 0 | 0 | 0 | -1 | 0 | 0 | 0 | 0 | 0 |  |  | 0 |  | 0 |  |  | 5/1/1971 | 5/31/2028 |  | 0 | 0 | 2037 |  |  |  | 0 | 0 | Real 2021 ¦ 5/8/2023 1:03:19 PM | 16556 | 0 |  |  | 0 | 0 | 0 |  |  |  | 0
REF | ATC | 2037 | 9 | Preferred Plan | 3102 | Mitchell #1 (WV) | 0 | 0 | 0 |  | 0 |  |  |  | 0 |  |  | -1 | 0 | Mitchell 1 Coal Price |  | 0 |  | 0 | 0 | 0 | 0 | -1 | 0 | 0 | 0 | 0 | 0 |  |  | 0 |  | 0 |  |  | 5/1/1971 | 5/31/2028 |  | 0 | 0 | 2037 |  |  |  | 0 | 0 | Real 2021 ¦ 5/8/2023 1:03:19 PM | 16557 | 0 |  |  | 0 | 0 | 0 |  |  |  | 0
REF | ATC | 2037 | 7 | REF Mitchell Ext | 3105 | Mitchell #2 (WV) | 0 | 0 | 0 |  | 0 |  |  |  | 0 |  |  | -1 | 0 | Mitchell 2 Coal Price |  | 0 |  | 0 | 0 | 0 | 0 | -1 | 0 | 0 | 0 | 0 | 0 |  |  | 0 |  | 0 |  |  | 5/1/1971 | 5/31/2028 |  | 0 | 0 | 2037 |  |  |  | 0 | 0 | Real 2021 ¦ 5/8/2023 1:03:19 PM | 16558 | 0 |  |  | 0 | 0 | 0 |  |  |  | 0
REF | ATC | 2037 | 9 | Preferred Plan | 3105 | Mitchell #2 (WV) | 0 | 0 | 0 |  | 0 |  |  |  | 0 |  |  | -1 | 0 | Mitchell 2 Coal Price |  | 0 |  | 0 | 0 | 0 | 0 | -1 | 0 | 0 | 0 | 0 | 0 |  |  | 0 |  | 0 |  |  | 5/1/1971 | 5/31/2028 |  | 0 | 0 | 2037 |  |  |  | 0 | 0 | Real 2021 ¦ 5/8/2023 1:03:19 PM | 16559 | 0 |  |  | 0 | 0 | 0 |  |  |  | 0